## 8.6
Rocky Mountain Power
Utah General Rate Case - May 2013
Pro Forma Plant Additions and Retirements
|  |  |  | TOTAL | 2010 Protocol | JAM INPUT |  | UTAH
| ACCOUNT |  | Type | COMPANY | FACTOR | FACTOR | FACTOR % | ALLOCATED | REF#
Adjustment to Rate Base:
Steam Plant | 312 | 312DGP | 3 | -55647255.0042 | SG | DGP | 43.15% | -24014395.4094
Steam Plant | 312 | 312DGU | 3 | -56114996.5566 | SG | DGU | 43.15% | -24216247.7845
Steam Plant | 312 | 312SG | 3 | 936149307.7903 | SG | SG | 43.15% | 403992247.9171
Steam Plant | 312 | 312SSGCH | 3 | -18377277.9524 | SG | SSGCH | 43.15% | -7930655.6858
Hydro Plant | 332 | 332DGP | 3 | -6635186.7142 | SG | DGP | 43.15% | -2863393.6635
Hydro Plant | 332 | 332DGU | 3 | -2026284.7149 | SG | DGU | 43.15% | -874436.7058
Hydro Plant | 332 | 332SG-P | 3 | 178905812.9835 | SG-P | SG-P | 43.15% | 77206232.9707
Hydro Plant | 332 | 332SG-U | 3 | 20939299.9375 | SG-U | SG-U | 43.15% | 9036288.1019
Other Plant | 343 | 343DGU | 3 | -864554.9397 | SG | DGU | 43.15% | -373095.9267
Other Plant | 343 | 343SG | 3 | -16866879.1587 | SG | SG | 43.15% | -7278847.9038
Other Plant | 343 | 343SG-W | 3 | 125548606.2997 | SG-W | SG-W | 43.15% | 54180100.6098
Other Plant | 343 | 343SSGCT | 3 | 1656639.7092 | SG | SSGCT | 43.15% | 714917.5826
Transmission Plant | 355 | 355DGP | 3 | -14078418.8484 | SG | DGP | 43.15% | -6075496.7508 |  |  | Total Company Distribution Amounts
Transmission Plant | 355 | 355DGU | 3 | -4446390.1492 | SG | DGU | 43.15% | -1918825.4871 |  |  | 14517352.796 | 19651614.1318 | 82352926.8303 | 131577614.8649 | 13359956.1493 | 48179765.8763
Transmission Plant | 355 | 355SG | 3 | 683963254.0646 | SG | SG | 43.15% | 295162160.7823 |  |  | CA | ID | OR | UT | WA | WYP
Distribution Plant | 360 | 360Situs | 3 | 3002187.0335 | Situs | Situs | UT | 1275744.7059 |  | 0.9696% | 140756.7388 | 190537.294 | 798474.0454 | 1275744.7059 | 129534.9011 | 467139.3482
Distribution Plant | 361 | 361Situs | 3 | 4202484.6028 | Situs | Situs | UT | 1785797.2951 |  | 1.357% | 197032.3704 | 266715.5762 | 1117710.1373 | 1785797.2951 | 181323.9553 | 653905.2685
Distribution Plant | 362 | 362Situs | 3 | 46207988.1287 | Situs | Situs | UT | 19635550.873 |  | 14.92% | 2166449.2069 | 2932643.7435 | 12289667.0986 | 19635550.873 | 1993728.9401 | 7189948.2665
Distribution Plant | 363 | 363Situs | 3 | 1834.2111 | Situs | Situs | UT | 779.4268 |  | 0.0005924% | 85.9965 | 116.4103 | 487.8344 | 779.4268 | 79.1404 | 285.4027
Distribution Plant | 364 | 364Situs | 3 | 53029369.12 | Situs | Situs | UT | 22534217.9413 |  | 17.13% | 2486267.8364 | 3365570.6269 | 14103909.7205 | 22534217.9413 | 2288050.0142 | 8251352.9807
Distribution Plant | 365 | 365Situs | 3 | 36627947.5496 | Situs | Situs | UT | 15564623.2743 |  | 11.83% | 1717291.5578 | 2324635.3189 | 9741719.9952 | 15564623.2743 | 1580380.4062 | 5699296.9973
Distribution Plant | 366 | 366Situs | 3 | 16982929.3626 | Situs | Situs | UT | 7216699.6871 |  | 5.485% | 796240.1164 | 1077841.3768 | 4516849.9361 | 7216699.6871 | 732759.835 | 2642538.4111
Distribution Plant | 367 | 367Situs | 3 | 40547579.7427 | Situs | Situs | UT | 17230225.7047 |  | 13.1% | 1901062.4685 | 2573399.3377 | 10784201.539 | 17230225.7047 | 1749500.1721 | 6309190.5207
Distribution Plant | 368 | 368Situs | 3 | 61801161.5039 | Situs | Situs | UT | 26261689.8044 |  | 19.96% | 2897530.9843 | 3922282.6392 | 16436891.8005 | 26261689.8044 | 2666525.1878 | 9616241.0877
Distribution Plant | 369 | 369Situs | 3 | 32954761.8721 | Situs | Situs | UT | 14003745.4443 |  | 10.64% | 1545075.2264 | 2091512.315 | 8764784.383 | 14003745.4443 | 1421894.03 | 5127750.4733
Distribution Plant | 370 | 370Situs | 3 | 10348510.658 | Situs | Situs | UT | 4397480.0833 |  | 3.342% | 485187.1639 | 656780.2725 | 2752332.575 | 4397480.0833 | 446505.594 | 1610224.9693
Distribution Plant | 371 | 371Situs | 3 | 498660.9312 | Situs | Situs | UT | 211900.2034 |  | 0.161% | 23379.5848 | 31648.0963 | 132625.9179 | 211900.2034 | 21515.6463 | 77591.4824
Distribution Plant | 373 | 373Situs | 3 | 3433815.9323 | Situs | Situs | UT | 1459160.4214 |  | 1.109% | 160993.5447 | 217931.1244 | 913271.8475 | 1459160.4214 | 148158.3267 | 534300.6677
General Plant | 397 | 397CA | 3 | 4201461.8962 | CA | CA | 0% | 0 |  |  | 14517352.796 | 19651614.1318 | 82352926.8303 | 131577614.8649 | 13359956.1493 | 48179765.8763
General Plant | 397 | 397OR | 3 | 24189747.535 | OR | OR | 0% | 0
General Plant | 397 | 397WA | 3 | 4289266.8259 | WA | WA | 0% | 0
General Plant | 397 | 397WYP | 3 | 11338016.9263 | WYP | WYP | 0% | 0
General Plant | 397 | 397UT | 3 | 25126011.0457 | UT | UT | 100% | 25126011.0457
General Plant | 397 | 397ID | 3 | 4422552.2384 | ID | ID | 0% | 0
General Plant | 397 | 397WYU | 3 | -964305.6841 | WYU | WYU | 0% | 0
General Plant | 397 | 397DGP | 3 | -2618332.7424 | SG | DGP | 43.15% | -1129933.1438
General Plant | 397 | 397DGU | 3 | -5917167.0312 | SG | DGU | 43.15% | -2553534.5594
General Plant | 397 | 397SG | 3 | 17978966.9561 | SG | SG | 43.15% | 7758765.8458
General Plant | 397 | 397SO | 3 | -1860344.8975 | SO | SO | 42.85% | -797224.8747
General Plant | 397 | 397SSGCH | 3 | -735244.8486 | SG | SSGCH | 43.15% | -317292.5693
General Plant | 397 | 397SSGCT | 3 | -10980.0111 | SG | SSGCT | 43.15% | -4738.3888
General Plant | 397 | 397CN | 3 | -2484456.8935 | CN | CN | 49.89% | -1239564.2508
General Plant | 397 | 397SE | 3 | -104175.4008 | SE | SE | 42.95% | -44746.8426
Mining Plant | 399 | 399SE | 3 | 10469018.4898 | SE | SE | 42.95% | 4496795.9687
|  |  |  | 2169064941.7995 |  |  |  | 927618705.7428
Description of Adjustment:
| Account List |  |  |  |  | Factor List
| 103 |  |  |  |  | SG
| 105 |  |  |  |  | SG-P
| 114 |  |  |  |  | SG-U
| 120 |  |  |  |  | DGP
| 124 |  |  |  |  | DGU
| 141 |  |  |  |  | SC
| 151 |  |  |  |  | SE
| 152 |  |  |  |  | SE-P
| 154 |  |  |  |  | SE-U
| 163 |  |  |  |  | DEP
| 165 |  |  |  |  | DEU
| 190 |  |  |  |  | SO
| 228 |  |  |  |  | SO-P
| 235 |  |  |  |  | SO-U
| 252 |  |  |  |  | DOP
| 255 |  |  |  |  | DOU
| 281 |  |  |  |  | GPS
| 282 |  |  |  |  | SGPP
| 283 |  |  |  |  | SGPU
| 301 |  |  |  |  | SNP
| 302 |  |  |  |  | DNPP
| 303 |  |  |  |  | DNPU
| 303 |  |  |  |  | DNPPOP
| 310 |  |  |  |  | DNPPOU
| 311 |  |  |  |  | DNPPNP
| 312 |  |  |  |  | DNPPNU
| 314 |  |  |  |  | DNPPP
| 315 |  |  |  |  | DNPPU
| 316 |  |  |  |  | DNPDP
| 320 |  |  |  |  | DNPDU
| 321 |  |  |  |  | SNPD
| 322 |  |  |  |  | DNPGP
| 323 |  |  |  |  | DNPGU
| 324 |  |  |  |  | DNPGMP
| 325 |  |  |  |  | DNPGMU
| 330 |  |  |  |  | DNPIP
| 331 |  |  |  |  | DNPIU
| 332 |  |  |  |  | DNPPSP
| 333 |  |  |  |  | DNPPSU
| 334 |  |  |  |  | DNPPHP
| 335 |  |  |  |  | DNPPHU
| 336 |  |  |  |  | DNPTP
| 340 |  |  |  |  | DNPTU
| 341 |  |  |  |  | CN
| 342 |  |  |  |  | CNP
| 343 |  |  |  |  | CNU
| 344 |  |  |  |  | WBTAX
| 345 |  |  |  |  | OPRVID
| 346 |  |  |  |  | OPRVWY
| 350 |  |  |  |  | EXCTAX
| 352 |  |  |  |  | INT
| 353 |  |  |  |  | CIAC
| 354 |  |  |  |  | IDSIT
| 355 |  |  |  |  | TAXDEPR
| 356 |  |  |  |  | BADDEBT
| 357 |  |  |  |  | DITEXP
| 358 |  |  |  |  | DITBAL
| 359 |  |  |  |  | ITC84
| 360 |  |  |  |  | ITC85
| 361 |  |  |  |  | ITC86
| 362 |  |  |  |  | ITC88
| 364 |  |  |  |  | ITC89
| 365 |  |  |  |  | ITC90
| 366 |  |  |  |  | OTHER
| 367 |  |  |  |  | NUTIL
| 368 |  |  |  |  | SNPPS
| 369 |  |  |  |  | SNPT
| 370 |  |  |  |  | SNPP
| 371 |  |  |  |  | SNPPH
| 372 |  |  |  |  | SNPPN
| 373 |  |  |  |  | SNPPO
| 389 |  |  |  |  | SNPG
| 390 |  |  |  |  | SNPI
| 391 |  |  |  |  | TROJP
| 392 |  |  |  |  | TROJD
| 393 |  |  |  |  | IBT
| 394 |  |  |  |  | DITEXPRL
| 395 |  |  |  |  | DITBALRL
| 396 |  |  |  |  | TAXDEPRL
| 397 |  |  |  |  | DITEXPMA
| 398 |  |  |  |  | DITBALMA
| 399 |  |  |  |  | TAXDEPRMA
| 405 |  |  |  |  | SCHMDEXP
| 406 |  |  |  |  | SCHMAEXP
| 407 |  |  |  |  | SGCT
| 408 |  |  |  |  | CA
| 419 |  |  |  |  | OR
| 421 |  |  |  |  | WA
| 427 |  |  |  |  | MT
| 428 |  |  |  |  | WYE
| 429 |  |  |  |  | UT
| 431 |  |  |  |  | ID
432
440
442
444
445
447
448
449
450
451
453
454
456
500
501
502
503
505
506
507
510
511
512
513
514
517
518
519
520
523
524
528
529
530
531
532
535
536
537
538
539
540
541
542
543
544
545
546
547
548
549
550
551
552
553
554
555
556
557
560
561
562
563
564
565
566
567
568
569
570
571
572
573
580
581
582
583
584
585
586
587
588
589
590
591
592
593
594
595
596
597
598
901
902
903
904
905
907
908
909
910
911
912
913
916
920
921
922
923
924
925
926
927
928
929
930
931
935
1869
2281
2282
4118
4194
4311
18221
18222
22842
25316
25317
25318
25319
25399
40910
40911
41010
41011
41110
41111
41140
41141
41160
41170
41181
108360
108361
108362
108364
108365
108366
108367
108368
108369
108370
108371
108372
108373
111399
403360
403361
403362
403364
403365
403366
403367
403368
403369
403370
403371
403372
403373
404330
1081390
1081399
108D
108D00
108DS
108EP
108GP
108HP
108MP
108MP
108NP
108OP
108SP
108TP
111CLG
111CLH
111CLS
111IP
111IP
182M
186M
390L
392L
399G
399L
403EP
403GP
403GV0
403HP
403MP
403NP
403OP
403SP
403TP
404CLG
404CLS
404IP
404M
CWC
D00
DS0
FITOTH
FITPMI
G00
H00
I00
N00
O00
OWC131
OWC135
OWC143
OWC232
OWC25330
DFA
S00
SCHMAF
SCHMAP
SCHMAT
SCHMDF
SCHMDP
SCHMDT
T00
TS0
182W
115
2283
230
254
2533
254105
22844
OWC230
To reasonably represent the cost of system infrastructure required to serve our customers, the Company has identified capital projects that will be used and useful by May 31, 2013. This adjustment includes the 13 month average of the plant additions that will be placed into service by May 31, 2013.Capital additions by functional category are summarized on separate sheets, indicating the in-service date and amount by project. Projects over $5 million (total company basis) are described on pages 8.6.31 through 8.6.39.
The related tax impact for everything other than the Mona - Oquirrh transmission line is included in adjustments 7.6, 7.7 and 7.8. Retirements of plant in service are also walked forward through the test period. This adjustment reflects the net impact of capital additions and retirements.

## 8.6 extention page
Rocky Mountain Power
Utah General Rate Case - May 2013
Pro Forma Plant Additions and Retirements
|  |  |  | TOTAL | 2010 Protocol | JAM INPUT |  | UTAH
| ACCOUNT |  | Type | COMPANY | FACTOR | FACTOR | FACTOR % | ALLOCATED | REF#
Adjustment to Expense:
Intangible Plant | 303 | 303CA | 3 | 47505.65 | CA | CA | 0% | 0
Intangible Plant | 303 | 303CN | 3 | 416950.0994 | CN | CN | 49.89% | 208027.9352
Intangible Plant | 302 | 302DGU | 3 | -20531.9775 | SG | DGU | 43.15% | -8860.5094
Intangible Plant | 302 | 302DGP | 3 | 0 | SG | DGP | 43.15% | 0
Intangible Plant | 303 | 303ID | 3 | 1530.875 | ID | ID | 0% | 0
Intangible Plant | 303 | 303OR | 3 | -414452.887 | OR | OR | 0% | 0
Intangible Plant | 303 | 303SE | 3 | -2795.8476 | SE | SE | 42.95% | -1200.9107
Intangible Plant | 302 | 302SG | 3 | 7109051.4893 | SG | SG | 43.15% | 3067888.4958
Intangible Plant | 302 | 302SG-P | 3 | -3859830.2577 | SG-P | SG-P | 43.15% | -1665697.4367
Intangible Plant | 302 | 302SG-U | 3 | -155783.5352 | SG-U | SG-U | 43.15% | -67227.8878
Intangible Plant | 303 | 303SSGCH | 3 | 0 | SG | SSGCH | 43.15% | 0
Intangible Plant | 303 | 303SO | 3 | 13003681.5138 | SO | SO | 42.85% | 5572546.4562
Intangible Plant | 303 | 303UT | 3 | 114524.874 | UT | UT | 100% | 114524.874
Intangible Plant | 303 | 303WA | 3 | -129699.8707 | WA | WA | 0% | 0
Intangible Plant | 303 | 303WYP | 3 | 19152.47 | WYP | WYP | 0% | 0
Intangible Plant | 303 | 303WYU | 3 | 0 | WYU | WYU | 0% | 0
|  |  |  | 16129302.5956 |  |  |  | 7220001.0165
|  |  | Total | 2185194244.3952 |  |  |  | 934838706.7593 | 8.6.3
Adjustments to Tax - Mona - Limber - Oquirrh
Schedule M Deduction | SCHMDT |  | 3 | 5724279.3626 | SG | SG | 43.15% | 2470294.5013
Deferred Tax Expense | 41010 |  | 3 | 2172420 | SG | SG | 43.15% | 937500.922
ADIT | 282 |  | 3 | -514511.5385 | SG | SG | 43.15% | -222035.8134
Description of Adjustment:
| Account List |  |  |  |  | Factor List
| 103 |  |  |  |  | SG
| 105 |  |  |  |  | SG-P
| 114 |  |  |  |  | SG-U
| 120 |  |  |  |  | DGP
| 124 |  |  |  |  | DGU
| 141 |  |  |  |  | SC
| 151 |  |  |  |  | SE
| 152 |  |  |  |  | SE-P
| 154 |  |  |  |  | SE-U
| 163 |  |  |  |  | DEP
| 165 |  |  |  |  | DEU
| 190 |  |  |  |  | SO
| 228 |  |  |  |  | SO-P
| 235 |  |  |  |  | SO-U
| 252 |  |  |  |  | DOP
| 255 |  |  |  |  | DOU
| 281 |  |  |  |  | GPS
| 282 |  |  |  |  | SGPP
| 283 |  |  |  |  | SGPU
| 301 |  |  |  |  | SNP
| 302 |  |  |  |  | DNPP
| 303 |  |  |  |  | DNPU
| 303 |  |  |  |  | DNPPOP
| 310 |  |  |  |  | DNPPOU
| 311 |  |  |  |  | DNPPNP
| 312 |  |  |  |  | DNPPNU
| 314 |  |  |  |  | DNPPP
| 315 |  |  |  |  | DNPPU
| 316 |  |  |  |  | DNPDP
| 320 |  |  |  |  | DNPDU
| 321 |  |  |  |  | SNPD
| 322 |  |  |  |  | DNPGP
| 323 |  |  |  |  | DNPGU
| 324 |  |  |  |  | DNPGMP
| 325 |  |  |  |  | DNPGMU
| 330 |  |  |  |  | DNPIP
| 331 |  |  |  |  | DNPIU
| 332 |  |  |  |  | DNPPSP
| 333 |  |  |  |  | DNPPSU
| 334 |  |  |  |  | DNPPHP
| 335 |  |  |  |  | DNPPHU
| 336 |  |  |  |  | DNPTP
| 340 |  |  |  |  | DNPTU
| 341 |  |  |  |  | CN
| 342 |  |  |  |  | CNP
| 343 |  |  |  |  | CNU
| 344 |  |  |  |  | WBTAX
| 345 |  |  |  |  | OPRVID
| 346 |  |  |  |  | OPRVWY
| 350 |  |  |  |  | EXCTAX
| 352 |  |  |  |  | INT
| 353 |  |  |  |  | CIAC
| 354 |  |  |  |  | IDSIT
| 355 |  |  |  |  | TAXDEPR
| 356 |  |  |  |  | BADDEBT
| 357 |  |  |  |  | DITEXP
| 358 |  |  |  |  | DITBAL
| 359 |  |  |  |  | ITC84
| 360 |  |  |  |  | ITC85
| 361 |  |  |  |  | ITC86
| 362 |  |  |  |  | ITC88
| 364 |  |  |  |  | ITC89
| 365 |  |  |  |  | ITC90
| 366 |  |  |  |  | OTHER
| 367 |  |  |  |  | NUTIL
| 368 |  |  |  |  | SNPPS
| 369 |  |  |  |  | SNPT
| 370 |  |  |  |  | SNPP
| 371 |  |  |  |  | SNPPH
| 372 |  |  |  |  | SNPPN
| 373 |  |  |  |  | SNPPO
| 389 |  |  |  |  | SNPG
| 390 |  |  |  |  | SNPI
| 391 |  |  |  |  | TROJP
| 392 |  |  |  |  | TROJD
| 393 |  |  |  |  | IBT
| 394 |  |  |  |  | DITEXPRL
| 395 |  |  |  |  | DITBALRL
| 396 |  |  |  |  | TAXDEPRL
| 397 |  |  |  |  | DITEXPMA
| 398 |  |  |  |  | DITBALMA
| 399 |  |  |  |  | TAXDEPRMA
| 405 |  |  |  |  | SCHMDEXP
| 406 |  |  |  |  | SCHMAEXP
| 407 |  |  |  |  | SGCT
| 408 |  |  |  |  | CA
| 419 |  |  |  |  | OR
| 421 |  |  |  |  | WA
| 427 |  |  |  |  | MT
| 428 |  |  |  |  | WYE
| 429 |  |  |  |  | UT
| 431 |  |  |  |  | ID
432
440
442
444
445
447
448
449
450
451
453
454
456
500
501
502
503
505
506
507
510
511
512
513
514
517
518
519
520
523
524
528
529
530
531
532
535
536
537
538
539
540
541
542
543
544
545
546
547
548
549
550
551
552
553
554
555
556
557
560
561
562
563
564
565
566
567
568
569
570
571
572
573
580
581
582
583
584
585
586
587
588
589
590
591
592
593
594
595
596
597
598
901
902
903
904
905
907
908
909
910
911
912
913
916
920
921
922
923
924
925
926
927
928
929
930
931
935
1869
2281
2282
4118
4194
4311
18221
18222
22842
25316
25317
25318
25319
25399
40910
40911
41010
41011
41110
41111
41140
41141
41160
41170
41181
108360
108361
108362
108364
108365
108366
108367
108368
108369
108370
108371
108372
108373
111399
403360
403361
403362
403364
403365
403366
403367
403368
403369
403370
403371
403372
403373
404330
1081390
1081399
108D
108D00
108DS
108EP
108GP
108HP
108MP
108MP
108NP
108OP
108SP
108TP
111CLG
111CLH
111CLS
111IP
111IP
182M
186M
390L
392L
399G
399L
403EP
403GP
403GV0
403HP
403MP
403NP
403OP
403SP
403TP
404CLG
404CLS
404IP
404M
CWC
D00
DS0
FITOTH
FITPMI
G00
H00
I00
N00
O00
OWC131
OWC135
OWC143
OWC232
OWC25330
DFA
S00
SCHMAF
SCHMAP
SCHMAT
SCHMDF
SCHMDP
SCHMDT
T00
TS0
182W
115
2283
230
254
2533
254105
22844
OWC230
To reasonably represent the cost of system infrastructure required to serve our customers, the Company has identified capital projects that will be used and useful by May 31, 2013. This adjustment includes the 13 month average of the plant additions that will be placed into service by May 31, 2013.Capital additions by functional category are summarized on separate sheets, indicating the in-service date and amount by project. Projects over $5 million (total company basis) are described on pages 8.6.31 through 8.6.39.
The related tax impact for everything other than the Mona - Oquirrh transmission line is included in adjustments 7.6, 7.7 and 7.8. Retirements of plant in service are also walked forward through the test period. This adjustment reflects the net impact of capital additions and retirements.

## 8.6.1
Intentionally Left Blank

## 8.6.2 and 8.6.3
Rocky Mountain Power
Utah General Rate Case - May 2013
Pro Forma Plant Additions and Retirements
[7 empty] | Beg/End Average | Test Period
[7 empty] | 12 ME Jun 2011 | EPIS Balance | Adjustment to
Description | Account | Factor | Factor | Function | CODE | JAM Indicator | EPIS Balance | (13 Month Average) | Test Period
Steam Production Plant:
Pre-merger Pacific | 312 | SG | DGP | STMP | STMPDGP | 312DGP | 1117210814.79 | 1061563559.7858 | -55647255.0042
Pre-merger Utah | 312 | SG | DGU | STMP | STMPDGU | 312DGU | 1267626841.785 | 1211511845.2284 | -56114996.5566
Post-merger | 312 | SG | SG | STMP | STMPSG | 312SG | 2996167842.775 | 3932317150.5653 | 936149307.7903
Post-merger | 312 | SG | SSGCH | STMP | STMPSSGCH | 312SSGCH | 520659048.75 | 502281770.7976 | -18377277.9524
Total Steam Plant | [6 empty] | 5901664548.1 | 6707674326.3772 | 806009778.2772
Hydro Production Plant:
Pre-merger Pacific | 332 | SG | DGP | HYDP | HYDPDGP | 332DGP | 193945990.645 | 187310803.9308 | -6635186.7142
Pre-merger Utah | 332 | SG | DGU | HYDP | HYDPDGU | 332DGU | 43862600.71 | 41836315.9951 | -2026284.7149
Post-merger | 332 | SG-P | SG-P | HYDP | HYDPSG-P | 332SG-P | 242873622.805 | 421779435.7885 | 178905812.9835
Post-merger | 332 | SG-U | SG-U | HYDP | HYDPSG-U | 332SG-U | 89016429.11 | 109955729.0475 | 20939299.9375
Total Hydro Plant | [6 empty] | 569698643.27 | 760882284.7619 | 191183641.4919
Other Production Plant:
Pre-merger Utah | 343 | SG | DGU | OTHP | OTHPDGU | 343DGU | 1207702.61 | 343147.6703 | -864554.9397
Post-merger | 343 | SG | SG | OTHP | OTHPSG | 343SG | 1226310746.16 | 1209443867.0013 | -16866879.1587
Post-merger Wind | 343 | SG-W | SG-W | OTHP | OTHPSG-W | 343SG-W | 1879006963.665 | 2004555569.9647 | 125548606.2997
Post-merger | 343 | SG | SSGCT | OTHP | OTHPSSGCT | 343SSGCT | 78918066.72 | 80574706.4292 | 1656639.7092
Total Other Production Plant | [6 empty] | 3185443479.155 | 3294917291.0655 | 109473811.9105
Transmission Plant:
Pre-merger Pacific | 355 | SG | DGP | TRNP | TRNPDGP | 355DGP | 569561653.26 | 555483234.4116 | -14078418.8484
Pre-merger Utah | 355 | SG | DGU | TRNP | TRNPDGU | 355DGU | 658402685.37 | 653956295.2208 | -4446390.1492
Post-merger | 355 | SG | SG | TRNP | TRNPSG | 355SG | 2819210326.2 | 3503173580.2646 | 683963254.0646
Total Transmission Plant | [6 empty] | 4047174664.83 | 4712613109.897 | 665438445.067
Distribution Plant:
California | 360-373 | CA | CA | DSTP | DSTPCA | 360-373CA | 217505587.075 | 232022939.871 | 14517352.796
Oregon | 360-373 | OR | OR | DSTP | DSTPOR | 360-373OR | 1704627964.24 | 1786980891.0703 | 82352926.8303
Washington | 360-373 | WA | WA | DSTP | DSTPWA | 360-373WA | 397761374.255 | 411121330.4043 | 13359956.1493
Eastern Wyoming | 360-373 | WYP | WYP | DSTP | DSTPWYP | 360-373WYP | 467004252.39 | 511099559.3083 | 44095306.9183
Utah | 360-373 | UT | UT | DSTP | DSTPUT | 360-373UT | 2335996107.535 | 2467573722.3999 | 131577614.8649
Idaho | 360-373 | ID | ID | DSTP | DSTPID | 360-373ID | 273699598.155 | 293351212.2868 | 19651614.1318
Western Wyoming | 360-373 | WYU | WYU | DSTP | DSTPWYU | 360-373WYU | 91220715.855 | 95305174.813 | 4084458.958
Total Distribution Plant | [6 empty] | 5487815599.505 | 5797454830.1536 | 309639230.6486
General Plant:
California | 397 | CA | CA | GNLP | GNLPCA | 397CA | 13081522.785 | 17282984.6812 | 4201461.8962
Oregon | 397 | OR | OR | GNLP | GNLPOR | 397OR | 149114132.48 | 173303880.015 | 24189747.535
Washington | 397 | WA | WA | GNLP | GNLPWA | 397WA | 42171693.765 | 46460960.5909 | 4289266.8259
Eastern Wyoming | 397 | WYP | WYP | GNLP | GNLPWYP | 397WYP | 57162651.945 | 68500668.8713 | 11338016.9263
Utah | 397 | UT | UT | GNLP | GNLPUT | 397UT | 166846415.6 | 191972426.6457 | 25126011.0457
Idaho | 397 | ID | ID | GNLP | GNLPID | 397ID | 32412487.245 | 36835039.4834 | 4422552.2384
Western Wyoming | 397 | WYU | WYU | GNLP | GNLPWYU | 397WYU | 12119122.97 | 11154817.2859 | -964305.6841
Pre-merger Pacific | 397 | SG | DGP | GNLP | GNLPDGP | 397DGP | 5587382.675 | 2969049.9326 | -2618332.7424
Pre-merger Utah | 397 | SG | DGU | GNLP | GNLPDGU | 397DGU | 11638946.465 | 5721779.4338 | -5917167.0312
Post-merger | 397 | SG | SG | GNLP | GNLPSG | 397SG | 178126398.44 | 196105365.3961 | 17978966.9561
General Office | 397 | SO | SO | GNLP | GNLPSO | 397SO | 236754458.465 | 234894113.5675 | -1860344.8975
General Office | 397 | SG | SSGCH | GNLP | GNLPSSGCH | 397SSGCH | 4232203.685 | 3496958.8364 | -735244.8486
General Office | 397 | SG | SSGCT | GNLP | GNLPSSGCT | 397SSGCT | 204150.9 | 193170.8889 | -10980.0111
Customer Service | 397 | CN | CN | GNLP | GNLPCN | 397CN | 24848864.865 | 22364407.9715 | -2484456.8935
Fuel Related | 397 | SE | SE | GNLP | GNLPSE | 397SE | 674615.105 | 570439.7042 | -104175.4008
Total General Plant | [6 empty] | 934975047.39 | 1011826063.3045 | 76851015.9145
Mining Plant:
Coal Mine | 399 | SE | SE | MNGP | MNGPSE | 399SE | 282745776.285 | 293214794.7748 | 10469018.4898
Total Mining Plant | [6 empty] | 282745776.285 | 293214794.7748 | 10469018.4898
Intangible Plant:
California | 303 | CA | CA | INTP | INTPCA | 303CA | 168900.86 | 216406.51 | 47505.65
Customer Service | 303 | CN | CN | INTP | INTPCN | 303CN | 120301314.145 | 120718264.2444 | 416950.0994
Pre-merger Utah | 302 | SG | DGU | INTP | INTPDGU | 302DGU | 600993.05 | 580461.0725 | -20531.9775
Pre-merger Pacific | 302 | SG | DGP | INTP | INTPDGP | 302DGP | 0 | 0 | 0
Idaho | 303 | ID | ID | INTP | INTPID | 303ID | 1426061.895 | 1427592.77 | 1530.875
Oregon | 303 | OR | OR | INTP | INTPOR | 303OR | 1770381.04 | 1355928.153 | -414452.887
Fuel Related | 303 | SE | SE | INTP | INTPSE | 303SE | 3547579.67 | 3544783.8224 | -2795.8476
Post-merger | 302 | SG | SG | INTP | INTPSG | 302SG | 125252098.875 | 132361150.3643 | 7109051.4893
Hydro Relicensing | 302 | SG-P | SG-P | INTP | INTPSG-P | 302SG-P | 99510474.16 | 95650643.9023 | -3859830.2577
Hydro Relicensing | 302 | SG-U | SG-U | INTP | INTPSG-U | 302SG-U | 9215052.285 | 9059268.7498 | -155783.5352
Post-merger | 303 | SG | SSGCH | INTP | INTPSSGCH | 303SSGCH | 0 | 0 | 0
General Office | 303 | SO | SO | INTP | INTPSO | 303SO | 370415398.6 | 383419080.1138 | 13003681.5138
Utah | 303 | UT | UT | INTP | INTPUT | 303UT | 2887721.4 | 3002246.274 | 114524.874
Washington | 303 | WA | WA | INTP | INTPWA | 303WA | 593150.275 | 463450.4043 | -129699.8707
Eastern Wyoming | 303 | WYP | WYP | INTP | INTPWYP | 303WYP | 1360491.25 | 1379643.72 | 19152.47
Western Wyoming | 303 | WYU | WYU | INTP | INTPWYU | 303WYU | 0 | 0 | 0
Total Intangible Plant | [6 empty] | 737049617.505 | 753178920.1006 | 16129302.5956
Total EPIS Balance | [6 empty] | 21146567376.04 | 23331761620.4351 | 2185194244.3952
[8 empty] | Ref. 8.6.19 | Ref 8.6
|  | Klamath |  |  |  |  | 120284483.57 | 167933739.9512 | 47649256.3812 | Ref. 8.11.2 & 4
|  | Goose Creek |  |  |  |  | 427896.285 | 0 | -427896.285 | Ref. 8.12
|  | Disputed Hunter 2 |  |  |  |  | 5201788.05 | 0 | -5201788.05 | Ref. 8.12
|  | Trapper Mine |  |  |  |  | 0 | 9523284.0505 | 9523284.0505 | Ref. 8.2
|  | Jim Bridger Mine |  |  |  |  | 0 | 182145049.7745 | 182145049.7745 | Ref. 8.3
|  | Total EPIS Balances |  |  |  |  | 21272481543.945 | 23691363694.2114 | 2418882150.2664 | Ref. 2.2

## 8.6.4 through 8.6.19
Rocky Mountain Power
Utah General Rate Case - May 2013
Pro Forma Plant Additions and Retirements
|  |  | Annual Retirement |  |  |  | Adjusted EPIS Balance | Capital |  | Adjusted EPIS Balance | Capital |  | Adjusted EPIS Balance | Capital |  | Adjusted EPIS Balance | Capital |  | Adjusted EPIS Balance | Capital |  | Adjusted EPIS Balance | Capital |  | Adjusted EPIS Balance | Capital |  | Adjusted EPIS Balance | Capital |  | Adjusted EPIS Balance | Capital |  | Adjusted EPIS Balance | Capital |  | Adjusted EPIS Balance | Capital |  | Adjusted EPIS Balance | Capital |  | Adjusted EPIS Balance | Capital |  | Adjusted EPIS Balance | Capital |  | Adjusted EPIS Balance | Capital |  | Adjusted EPIS Balance | Capital |  | Adjusted EPIS Balance | Capital |  | Adjusted EPIS Balance | Capital |  | Adjusted EPIS Balance | Capital |  | Adjusted EPIS Balance | Capital |  | Adjusted EPIS Balance | Capital |  | Adjusted EPIS Balance | Capital |  | Adjusted EPIS Balance | Capital |  | Adjusted EPIS Balance | 13 Month Average Test Period Balance
Description | Factor | Factor | Rate | Function | CODE | Adj Code | 2011-06-01 | Additions | Retirements | 2011-07-01 | Additions | Retirements | 2011-08-01 | Additions | Retirements | 2011-09-01 | Additions | Retirements | 2011-10-01 | Additions | Retirements | 2011-11-01 | Additions | Retirements | 2011-12-01 | Additions | Retirements | 2012-01-01 | Additions | Retirements | 2012-02-01 | Additions | Retirements | 2012-03-01 | Additions | Retirements | 2012-04-01 | Additions | Retirements | 2012-05-01 | Additions | Retirements | 2012-06-01 | Additions | Retirements | 2012-07-01 | Additions | Retirements | 2012-08-01 | Additions | Retirements | 2012-09-01 | Additions | Retirements | 2012-10-01 | Additions | Retirements | 2012-11-01 | Additions | Retirements | 2012-12-01 | Additions | Retirements | 2013-01-01 | Additions | Retirements | 2013-02-01 | Additions | Retirements | 2013-03-01 | Additions | Retirements | 2013-04-01 | Additions | Retirements | 2013-05-01
Steam Production Plant:
Pre-merger Pacific | SG | DGP | -1.858% | STMP | STMPDGP | STMPDGP | 1090045310.34 | 0 | -1687649.5975 | 1088357660.7425 | 0 | -1687649.5975 | 1086670011.145 | 0 | -1687649.5975 | 1084982361.5474 | 0 | -1687649.5975 | 1083294711.9499 | 0 | -1687649.5975 | 1081607062.3524 | 0 | -1687649.5975 | 1079919412.7549 | 0 | -1671972.2979 | 1078247440.457 | 0 | -1671972.2979 | 1076575468.1592 | 0 | -1671972.2979 | 1074903495.8613 | 0 | -1671972.2979 | 1073231523.5635 | 0 | -1671972.2979 | 1071559551.2656 | 0 | -1671972.2979 | 1069887578.9677 | 0 | -1671972.2979 | 1068215606.6699 | 0 | -1671972.2979 | 1066543634.372 | 0 | -1671972.2979 | 1064871662.0742 | 0 | -1671972.2979 | 1063199689.7763 | 0 | -1671972.2979 | 1061527717.4785 | 0 | -1671972.2979 | 1059855745.1806 | 0 | -1640908.9648 | 1058214836.2158 | 0 | -1640908.9648 | 1056573927.251 | 0 | -1640908.9648 | 1054933018.2862 | 0 | -1640908.9648 | 1053292109.3214 | 0 | -1640908.9648 | 1051651200.3566 | 1061563559.7858
Pre-merger Utah | SG | DGU | -1.202% | STMP | STMPDGU | STMPDGU | 1232403758.69 | 0 | -1234740.3935 | 1231169018.2965 | 0 | -1234740.3935 | 1229934277.9029 | 0 | -1234740.3935 | 1228699537.5094 | 0 | -1234740.3935 | 1227464797.1158 | 0 | -1234740.3935 | 1226230056.7223 | 0 | -1234740.3935 | 1224995316.3287 | 0 | -1227317.9048 | 1223767998.4239 | 0 | -1227317.9048 | 1222540680.5191 | 0 | -1227317.9048 | 1221313362.6143 | 0 | -1227317.9048 | 1220086044.7096 | 0 | -1227317.9048 | 1218858726.8048 | 0 | -1227317.9048 | 1217631408.9 | 0 | -1227317.9048 | 1216404090.9952 | 0 | -1227317.9048 | 1215176773.0904 | 0 | -1227317.9048 | 1213949455.1856 | 0 | -1227317.9048 | 1212722137.2808 | 0 | -1227317.9048 | 1211494819.376 | 0 | -1227317.9048 | 1210267501.4712 | 0 | -1212562.166 | 1209054939.3052 | 0 | -1212562.166 | 1207842377.1391 | 0 | -1212562.166 | 1206629814.9731 | 0 | -1212562.166 | 1205417252.8071 | 0 | -1212562.166 | 1204204690.641 | 1211511845.2284
Post-merger | SG | SG | -0.7932% | STMP | STMPSG | STMPSG | 3207396998.26 | 12504065.6 | -2120145.6771 | 3217780918.1829 | 4496606.26 | -2120145.6771 | 3220157378.7659 | 2685738.34 | -2120145.6771 | 3220722971.4288 | 17579731.23 | -2120145.6771 | 3236182556.9817 | 36842353.46 | -2120145.6771 | 3270904764.7646 | 23157804.86 | -2120145.6771 | 3291942423.9476 | 492274.17 | -2176031.6865 | 3290258666.4311 | 167239.62 | -2176031.6865 | 3288249874.3646 | 6279514.45 | -2176031.6865 | 3292353357.1282 | 57638260.18 | -2176031.6865 | 3347815585.6217 | 18864675.13 | -2176031.6865 | 3364504229.0652 | 21820246.06 | -2176031.6865 | 3384148443.4388 | 18826391.65 | -2176031.6865 | 3400798803.4023 | 7554535.29 | -2176031.6865 | 3406177307.0058 | 3378170.18 | -2176031.6865 | 3407379445.4994 | 7651449.02 | -2176031.6865 | 3412854862.8329 | 10633803.21 | -2176031.6865 | 3421312634.3564 | 32857240.01 | -2176031.6865 | 3451993842.68 | 0 | -2281828.4817 | 3449712014.1982 | 0 | -2281828.4817 | 3447430185.7165 | 0 | -2281828.4817 | 3445148357.2348 | 15639687.94 | -2281828.4817 | 3458506216.6931 | 53046837.16 | -2281828.4817 | 3509271225.3713 | 3427633659.0381
Geothermal - Blundell | SG | SG | -0.7932% | STMPR | STMPRSG | STMPRSG | 26273154.68 | 0 | -17367.0161 | 26255787.6639 | 0 | -17367.0161 | 26238420.6478 | 0 | -17367.0161 | 26221053.6317 | 0 | -17367.0161 | 26203686.6156 | 194410.54 | -17367.0161 | 26380730.1395 | 2058 | -17367.0161 | 26365421.1234 | 0 | -17428.0058 | 26347993.1175 | 0 | -17428.0058 | 26330565.1117 | 0 | -17428.0058 | 26313137.1059 | 0 | -17428.0058 | 26295709.1 | 0 | -17428.0058 | 26278281.0942 | 0 | -17428.0058 | 26260853.0883 | 0 | -17428.0058 | 26243425.0825 | 0 | -17428.0058 | 26225997.0767 | 0 | -17428.0058 | 26208569.0708 | 210072 | -17428.0058 | 26401213.065 | 0 | -17428.0058 | 26383785.0591 | 112028 | -17428.0058 | 26478385.0533 | 0 | -17502.677 | 26460882.3763 | 0 | -17502.677 | 26443379.6993 | 0 | -17502.677 | 26425877.0224 | 0 | -17502.677 | 26408374.3454 | 0 | -17502.677 | 26390871.6684 | 26354607.2078
Pollution Control Equipment | SG | SG | -0.7932% | STMPPC | STMPPCSG | STMPPCSG | 0 | 1947488.91 | 0 | 1947488.91 | 13526939.99 | 0 | 15474428.9 | 1307519.96 | 0 | 16781948.86 | 605515.98 | 0 | 17387464.84 | 152339878.9 | 0 | 169727343.74 | 6334260.52 | 0 | 176061604.26 | 1670761.88 | -116379.8087 | 177615986.3313 | 3040684.29 | -116379.8087 | 180540290.8125 | 12715838.43 | -116379.8087 | 193139749.4338 | 100157465.78 | -116379.8087 | 293180835.4051 | 127264830.77 | -116379.8087 | 420329286.3664 | 48576409.09 | -116379.8087 | 468789315.6476 | 1964253.82 | -116379.8087 | 470637189.6589 | 4012383.56 | -116379.8087 | 474533193.4102 | 2277705.09 | -116379.8087 | 476694518.6915 | 2317808.98 | -116379.8087 | 478895947.8627 | 852814.35 | -116379.8087 | 479632382.404 | 9128801.2 | -116379.8087 | 488644803.7953 | 515372.94 | -323002.7867 | 488837173.9486 | 4456761.68 | -323002.7867 | 492970932.8419 | 226333 | -323002.7867 | 492874263.0553 | 226333.36 | -323002.7867 | 492777593.6286 | 204304 | -323002.7867 | 492658894.8419 | 478328884.3195
Pollution Control Equipment | SG | SSGCH | -4.164% | STMPPC | STMPPCSSGCH | STMPPCSSGCH | 0 | 0 | 0 | 0 | 0 | 0 | 0 | 0 | 0 | 0 | 0 | 0 | 0 | 0 | 0 | 0 | 0 | 0 | 0 | 0 | 0 | 0 | 0 | 0 | 0 | 0 | 0 | 0 | 0 | 0 | 0 | 0 | 0 | 0 | 0 | 0 | 0 | 0 | 0 | 0 | 0 | 0 | 0 | 0 | 0 | 0 | 0 | 0 | 0 | 0 | 0 | 0 | 0 | 0 | 0 | 0 | 0 | 0 | 0 | 0 | 0 | 0 | 0 | 0 | 0 | 0 | 0 | 0 | 0 | 0 | 0
Post-merger | SG | SSGCH | -4.164% | STMP | STMPSSGCH | STMPSSGCH | 520843160.47 | 0 | -1807429.3268 | 519035731.1432 | 0 | -1807429.3268 | 517228301.8164 | 0 | -1807429.3268 | 515420872.4897 | 1959484.29 | -1807429.3268 | 515572927.4529 | 2753624.47 | -1807429.3268 | 516519122.5961 | 4577304.3 | -1807429.3268 | 519288997.5693 | 0 | -1802036.0725 | 517486961.4968 | 0 | -1802036.0725 | 515684925.4243 | 0 | -1802036.0725 | 513882889.3518 | 0 | -1802036.0725 | 512080853.2793 | 0 | -1802036.0725 | 510278817.2068 | 316942.75 | -1802036.0725 | 508793723.8843 | 52486.68 | -1802036.0725 | 507044174.4918 | 58654.68 | -1802036.0725 | 505300793.0993 | 59682.68 | -1802036.0725 | 503558439.7068 | 60710.68 | -1802036.0725 | 501817114.3143 | 54542.68 | -1802036.0725 | 500069620.9218 | 3487113.98 | -1802036.0725 | 501754698.8293 | 0 | -1741188.5695 | 500013510.2598 | 0 | -1741188.5695 | 498272321.6903 | 0 | -1741188.5695 | 496531133.1208 | 0 | -1741188.5695 | 494789944.5513 | 8389972.31 | -1741188.5695 | 501438728.2918 | 502281770.7976
Total Steam Plant | [6 empty] | 6076962382.44 | 14451554.51 | -6867332.011 | 6084546604.939 | 18023546.25 | -6867332.011 | 6095702819.178 | 3993258.3 | -6867332.011 | 6092828745.4669 | 20144731.5 | -6867332.011 | 6106106144.9559 | 192130267.37 | -6867332.011 | 6291369080.3149 | 34071427.68 | -6867332.011 | 6318573175.9839 | 2163036.05 | -7011165.7762 | 6313725046.2577 | 3207923.91 | -7011165.7762 | 6309921804.3915 | 18995352.88 | -7011165.7762 | 6321905991.4953 | 157795725.96 | -7011165.7762 | 6472690551.6791 | 146129505.9 | -7011165.7762 | 6611808891.803 | 70713597.9 | -7011165.7762 | 6675511323.9268 | 20843132.15 | -7011165.7762 | 6689343290.3006 | 11625573.53 | -7011165.7762 | 6693957698.0544 | 5715557.95 | -7011165.7762 | 6692662090.2282 | 10240040.68 | -7011165.7762 | 6695890965.1321 | 11541160.24 | -7011165.7762 | 6700420959.5959 | 45585183.19 | -7011165.7762 | 6738994977.0097 | 515372.94 | -7216993.6457 | 6732293356.304 | 4456761.68 | -7216993.6457 | 6729533124.3383 | 226333 | -7216993.6457 | 6722542463.6926 | 15866021.3 | -7216993.6457 | 6731191491.3468 | 61641113.47 | -7216993.6457 | 6785615611.1711 | 6707674326.3772
Hydro Production Plant:
Pre-merger Pacific | SG | DGP | -1.012% | HYDP | HYDPDGP | HYDPDGP | 193652145.31 | 0 | -163299.7064 | 193488845.6036 | 0 | -163299.7064 | 193325545.8972 | 0 | -163299.7064 | 193162246.1908 | 0 | -163299.7064 | 192998946.4844 | 0 | -3772979.0764 | 189225967.408 | 0 | -163299.7064 | 189062667.7016 | 0 | -159429.5693 | 188903238.1323 | 0 | -159429.5693 | 188743808.563 | 0 | -159429.5693 | 188584378.9936 | 0 | -159429.5693 | 188424949.4243 | 0 | -159429.5693 | 188265519.855 | 0 | -159429.5693 | 188106090.2857 | 0 | -159429.5693 | 187946660.7163 | 0 | -159429.5693 | 187787231.147 | 0 | -159429.5693 | 187627801.5777 | 0 | -159429.5693 | 187468372.0084 | 0 | -159429.5693 | 187308942.439 | 0 | -159429.5693 | 187149512.8697 | 0 | -157816.2765 | 186991696.5932 | 0 | -157816.2765 | 186833880.3168 | 0 | -157816.2765 | 186676064.0403 | 0 | -157816.2765 | 186518247.7638 | 0 | -157816.2765 | 186360431.4873 | 187310803.9308
Pre-merger Utah | SG | DGU | -1.99% | HYDP | HYDPDGU | HYDPDGU | 43721884.59 | 0 | -72500.2329 | 43649384.3571 | 0 | -72500.2329 | 43576884.1241 | 0 | -72500.2329 | 43504383.8912 | 0 | -747432.7929 | 42756951.0982 | 0 | -72500.2329 | 42684450.8653 | 0 | -72500.2329 | 42611950.6324 | 0 | -70659.7251 | 42541290.9073 | 0 | -70659.7251 | 42470631.1821 | 0 | -70659.7251 | 42399971.457 | 0 | -70659.7251 | 42329311.7319 | 0 | -70659.7251 | 42258652.0068 | 0 | -70659.7251 | 42187992.2817 | 0 | -70659.7251 | 42117332.5565 | 0 | -70659.7251 | 42046672.8314 | 0 | -70659.7251 | 41976013.1063 | 0 | -70659.7251 | 41905353.3812 | 0 | -70659.7251 | 41834693.6561 | 0 | -70659.7251 | 41764033.931 | 0 | -69253.6979 | 41694780.233 | 0 | -69253.6979 | 41625526.5351 | 0 | -69253.6979 | 41556272.8372 | 0 | -69253.6979 | 41487019.1392 | 0 | -69253.6979 | 41417765.4413 | 41836315.9951
Post-merger | SG-P | SG-P | -1.006% | HYDP | HYDPSG-P | HYDPSG-P | 254882000.89 | 370390.07 | -213578.1787 | 255038812.7813 | 242362.47 | -213578.1787 | 255067597.0726 | 390001.05 | -213578.1787 | 255244019.9439 | 17731 | -213578.1787 | 255048172.7652 | 19156911.13 | -3539168.3287 | 270665915.5665 | 25792024.53 | -213578.1787 | 296244361.9178 | 408591.64 | -248237.7376 | 296404715.8202 | 3183199.43 | -248237.7376 | 299339677.5125 | 315581.64 | -248237.7376 | 299407021.4149 | 65261.64 | -248237.7376 | 299224045.3172 | 928913.62 | -248237.7376 | 299904721.1996 | 814813.22 | -248237.7376 | 300471296.6819 | 1104587.33 | -248237.7376 | 301327646.2743 | 432204.97 | -248237.7376 | 301511613.5066 | 73249380.46 | -248237.7376 | 374512756.229 | 5391677.3 | -248237.7376 | 379656195.7913 | 23269746.94 | -248237.7376 | 402677704.9937 | 118284497.04 | -248237.7376 | 520713964.296 | 429180.83 | -436331.8702 | 520706813.2559 | 402457 | -436331.8702 | 520672938.3857 | 402590.9 | -436331.8702 | 520639197.4156 | 115370 | -436331.8702 | 520318235.5454 | 137678 | -436331.8702 | 520019581.6752 | 421779435.7885
Post-merger | SG-U | SG-U | -1.403% | HYDP | HYDPSG-U | HYDPSG-U | 97096458.4 | 1065138.38 | -113492.6007 | 98048104.1793 | 343393.53 | -113492.6007 | 98278005.1087 | 160675.75 | -113492.6007 | 98325188.258 | 0 | -431182.7907 | 97894005.4673 | 0 | -113492.6007 | 97780512.8666 | 2964201.26 | -113492.6007 | 100631221.526 | 0 | -117624.2597 | 100513597.2663 | 0 | -117624.2597 | 100395973.0066 | 0 | -117624.2597 | 100278348.7469 | 170379.97 | -117624.2597 | 100331104.4571 | 0 | -117624.2597 | 100213480.1974 | 0 | -117624.2597 | 100095855.9377 | 0 | -117624.2597 | 99978231.678 | 0 | -117624.2597 | 99860607.4183 | 0 | -117624.2597 | 99742983.1586 | 0 | -117624.2597 | 99625358.8989 | 18444586.53 | -117624.2597 | 117952321.1692 | 1172334.01 | -117624.2597 | 119007030.9195 | 0 | -139103.0905 | 118867927.829 | 0 | -139103.0905 | 118728824.7385 | 0 | -139103.0905 | 118589721.6481 | 0 | -139103.0905 | 118450618.5576 | 0 | -139103.0905 | 118311515.4671 | 109955729.0475
[8 empty] | 0 | 0 |  | 0 | 0 |  | 0 | 0 |  | 0 | 0 |  | 0 | 0 |  | 0 | 0 |  | 0 | 0 |  | 0 | 0 |  | 0 | 0 |  | 0 | 0 |  | 0 | 0 |  | 0 | 0 |  | 0 | 0 |  | 0 | 0 |  | 0 | 0 |  | 0 | 0 |  | 0 | 0 |  | 0 | 0 |  | 0 | 0 |  | 0 | 0 |  | 0 | 0 |  | 0 | 0 |  | 0 | 0
Total Hydro Plant | [6 empty] | 589352489.19 | 1435528.45 | -562870.7187 | 590225146.9213 | 585756 | -562870.7187 | 590248032.2026 | 550676.8 | -562870.7187 | 590235838.2839 | 17731 | -1555493.4687 | 588698075.8152 | 19156911.13 | -7498140.2387 | 600356846.7065 | 28756225.79 | -562870.7187 | 628550201.7778 | 408591.64 | -595951.2918 | 628362842.126 | 3183199.43 | -595951.2918 | 630950090.2642 | 315581.64 | -595951.2918 | 630669720.6124 | 235641.61 | -595951.2918 | 630309410.9306 | 928913.62 | -595951.2918 | 630642373.2588 | 814813.22 | -595951.2918 | 630861235.187 | 1104587.33 | -595951.2918 | 631369871.2252 | 432204.97 | -595951.2918 | 631206124.9034 | 73249380.46 | -595951.2918 | 703859554.0716 | 5391677.3 | -595951.2918 | 708655280.0798 | 41714333.47 | -595951.2918 | 749773662.258 | 119456831.05 | -595951.2918 | 868634542.0162 | 429180.83 | -802504.935 | 868261217.9111 | 402457 | -802504.935 | 867861169.9761 | 402590.9 | -802504.935 | 867461255.9411 | 115370 | -802504.935 | 866774121.0061 | 137678 | -802504.935 | 866109294.071 | 760882284.7619
Other Production Plant:
Pre-merger Utah | SG | DGU | -1.797% | OTHP | OTHPDGU | OTHPDGU | 1207689.61 | 0 | -1808.9656 | 1205880.6444 | 0 | -1808.9656 | 1204071.6788 | 0 | -1808.9656 | 1202262.7133 | 0 | -1808.9656 | 1200453.7477 | 0 | -1808.9656 | 1198644.7821 | 0 | -1808.9656 | 1196835.8165 | 0 | -1792.708 | 1195043.1086 | 0 | -1792.708 | 1193250.4006 | 0 | -1792.708 | 1191457.6926 | 0 | -1792.708 | 1189664.9846 | 0 | -1792.708 | 1187872.2767 | 0 | -1792.708 | 1186079.5687 | 0 | -1792.708 | 1184286.8607 | 0 | -1792.708 | 1182494.1528 | 0 | -1209482.318 | -26988.1652 | 0 | -1792.708 | -28780.8732 | 0 | -1792.708 | -30573.5812 | 0 | -1792.708 | -32366.2891 | 0 | 48.4806 | -32317.8085 | 0 | 48.4806 | -32269.328 | 0 | 48.4806 | -32220.8474 | 0 | 48.4806 | -32172.3668 | 0 | 48.4806 | -32123.8862 | 343147.6703
Post-merger | SG | SG | -2.113% | OTHP | OTHPSG | OTHPSG | 1230406793.07 | 2920977.88 | -2166554.4642 | 1231161216.4858 | -111842.84 | -2166554.4642 | 1228882819.1817 | 0 | -2166554.4642 | 1226716264.7175 | 969077.12 | -2166554.4642 | 1225518787.3734 | 178325 | -2166554.4642 | 1223530557.9092 | 736224.97 | -2166554.4642 | 1222100228.4151 | 0 | -5977281.1893 | 1216122947.2258 | 0 | -2151927.8993 | 1213971019.3264 | 0 | -2151927.8993 | 1211819091.4271 | 0 | -2151927.8993 | 1209667163.5278 | 254259.26 | -2151927.8993 | 1207769494.8885 | 672282.02 | -2151927.8993 | 1206289849.0092 | 571712.88 | -2151927.8993 | 1204709633.9899 | 0 | -2151927.8993 | 1202557706.0905 | 0 | -2676535.3293 | 1199881170.7612 | 17641071.98 | -2151927.8993 | 1215370314.8419 | 0 | -2151927.8993 | 1213218386.9426 | 3990411.02 | -2151927.8993 | 1215056870.0633 | 0 | -2139525.6438 | 1212917344.4195 | 0 | -2139525.6438 | 1210777818.7757 | 2921306.7 | -2139525.6438 | 1211559599.832 | 2902285.71 | -2139525.6438 | 1212322359.8982 | 156887.25 | -2139525.6438 | 1210339721.5045 | 1209443867.0013
Post-merger Wind | SG-W | SG-W | -0.05304% | OTHP | OTHPSG-W | OTHPSG-W | 1998989689.43 | 149794.66 | -65669.6813 | 1999073814.4087 | -27306.45 | -528804.6813 | 1998517703.2773 | 1065607.52 | -65669.6813 | 1999517641.116 | 1839261.26 | -65669.6813 | 2001291232.6947 | 1282040.84 | -65669.6813 | 2002507603.8534 | 470000.18 | -65669.6813 | 2002911934.352 | 0 | -65843.0467 | 2002846091.3053 | 842322.08 | -65843.0467 | 2003622570.3387 | 0 | -65843.0467 | 2003556727.292 | 0 | -65843.0467 | 2003490884.2453 | 0 | -65843.0467 | 2003425041.1986 | 0 | -65843.0467 | 2003359198.1519 | 0 | -65843.0467 | 2003293355.1053 | 0 | -65843.0467 | 2003227512.0586 | 0 | -65843.0467 | 2003161669.0119 | 0 | -65843.0467 | 2003095825.9652 | 0 | -65843.0467 | 2003029982.9185 | 2551624.07 | -65843.0467 | 2005515763.9419 | 0 | -65958.1374 | 2005449805.8045 | 849713.23 | -65958.1374 | 2006233560.8971 | 375253.54 | -65958.1374 | 2006542856.2998 | 0 | -65958.1374 | 2006476898.1624 | 0 | -65958.1374 | 2006410940.0251 | 2004555569.9647
Post-merger | SG | SSGCT | -1.045% | OTHP | OTHPSSGCT | OTHPSSGCT | 78966674.83 | 0 | -68760.4538 | 78897914.3762 | 0 | -68760.4538 | 78829153.9224 | 0 | -68760.4538 | 78760393.4686 | 162982.29 | -68760.4538 | 78854615.3048 | 34083.75 | -68760.4538 | 78819938.601 | 2552494 | -68760.4538 | 81303672.1472 | 0 | -70795.4008 | 81232876.7465 | 0 | -70795.4008 | 81162081.3457 | 0 | -70795.4008 | 81091285.9449 | 0 | -70795.4008 | 81020490.5442 | 0 | -70795.4008 | 80949695.1434 | 0 | -70795.4008 | 80878899.7426 | 0 | -70795.4008 | 80808104.3419 | 0 | -70795.4008 | 80737308.9411 | 0 | -70795.4008 | 80666513.5403 | 0 | -70795.4008 | 80595718.1396 | 0 | -70795.4008 | 80524922.7388 | 106246.59 | -70795.4008 | 80560373.928 | 0 | -70148.1718 | 80490225.7563 | 0 | -70148.1718 | 80420077.5845 | 0 | -70148.1718 | 80349929.4128 | 0 | -70148.1718 | 80279781.241 | 0 | -70148.1718 | 80209633.0693 | 80574706.4292
Total Other Plant | [6 empty] | 3309570846.94 | 3070772.54 | -2302793.5649 | 3310338825.9151 | -139149.29 | -2765928.5649 | 3307433748.0603 | 1065607.52 | -2302793.5649 | 3306196562.0154 | 2971320.67 | -2302793.5649 | 3306865089.1206 | 1494449.59 | -2302793.5649 | 3306056745.1457 | 3758719.15 | -2302793.5649 | 3307512670.7309 | 0 | -6115712.3447 | 3301396958.3862 | 842322.08 | -2290359.0547 | 3299948921.4114 | 0 | -2290359.0547 | 3297658562.3567 | 0 | -2290359.0547 | 3295368203.3019 | 254259.26 | -2290359.0547 | 3293332103.5072 | 672282.02 | -2290359.0547 | 3291714026.4725 | 571712.88 | -2290359.0547 | 3289995380.2977 | 0 | -2290359.0547 | 3287705021.243 | 0 | -4022656.0947 | 3283682365.1483 | 17641071.98 | -2290359.0547 | 3299033078.0735 | 0 | -2290359.0547 | 3296742719.0188 | 6648281.68 | -2290359.0547 | 3301100641.6441 | 0 | -2275583.4723 | 3298825058.1718 | 849713.23 | -2275583.4723 | 3297399187.9295 | 3296560.24 | -2275583.4723 | 3298420164.6972 | 2902285.71 | -2275583.4723 | 3299046866.9349 | 156887.25 | -2275583.4723 | 3296928170.7126 | 3294917291.0655
Transmission Plant:
Pre-merger Pacific | SG | DGP | -0.8589% | TRNP | TRNPDGP | TRNPDGP | 562508283.16 | 0 | -402614.0298 | 562105669.1302 | 0 | -402614.0298 | 561703055.1004 | 0 | -402614.0298 | 561300441.0705 | 0 | -402614.0298 | 560897827.0407 | 0 | -607830.6698 | 560289996.3709 | 0 | -402614.0298 | 559887382.3411 | 0 | -400738.126 | 559486644.2151 | 0 | -400738.126 | 559085906.0891 | 0 | -400738.126 | 558685167.9631 | 0 | -400738.126 | 558284429.8371 | 0 | -400738.126 | 557883691.7111 | 0 | -400738.126 | 557482953.5851 | 0 | -400738.126 | 557082215.4591 | 0 | -400738.126 | 556681477.3331 | 0 | -400738.126 | 556280739.2071 | 0 | -400738.126 | 555880001.0812 | 0 | -400738.126 | 555479262.9552 | 0 | -400738.126 | 555078524.8292 | 0 | -397296.1971 | 554681228.632 | 0 | -397296.1971 | 554283932.4349 | 0 | -397296.1971 | 553886636.2378 | 0 | -397296.1971 | 553489340.0407 | 0 | -397296.1971 | 553092043.8436 | 555483234.4116
Pre-merger Utah | SG | DGU | -0.5426% | TRNP | TRNPDGU | TRNPDGU | 659011430.27 | 0 | -297993.4737 | 658713436.7963 | 0 | -297993.4737 | 658415443.3226 | 0 | -297993.4737 | 658117449.8489 | 0 | -297993.4737 | 657819456.3752 | 0 | -297993.4737 | 657521462.9015 | 0 | -297993.4737 | 657223469.4278 | 0 | -297184.989 | 656926284.4388 | 0 | -297184.989 | 656629099.4498 | 0 | -297184.989 | 656331914.4608 | 0 | -297184.989 | 656034729.4718 | 0 | -297184.989 | 655737544.4828 | 0 | -297184.989 | 655440359.4938 | 0 | -297184.989 | 655143174.5048 | 0 | -297184.989 | 654845989.5158 | 0 | -297184.989 | 654548804.5268 | 0 | -297184.989 | 654251619.5378 | 0 | -297184.989 | 653954434.5488 | 0 | -297184.989 | 653657249.5598 | 0 | -295572.4066 | 653361677.1532 | 0 | -295572.4066 | 653066104.7466 | 0 | -295572.4066 | 652770532.34 | 0 | -295572.4066 | 652474959.9335 | 0 | -295572.4066 | 652179387.5269 | 653956295.2208
Post-merger | SG | SG | -0.7151% | TRNP | TRNPSG | TRNPSG | 3233142263.04 | 9587041.04 | -1926804.5665 | 3240802499.5135 | 14506599.31 | -1926804.5665 | 3253382294.257 | 8321286.5 | -1926804.5665 | 3259776776.1905 | 7415505.97 | -1926804.5665 | 3265265477.594 | 13675067.21 | -1979011.5565 | 3276961533.2475 | 23044303.23 | -1926804.5665 | 3298079031.9111 | 3998249.4055 | -1965503.9037 | 3300111777.4128 | 4107318.4005 | -1965503.9037 | 3302253591.9096 | 6156381.073 | -1965503.9037 | 3306444469.0789 | 8096481.9365 | -1965503.9037 | 3312575447.1116 | 59211961.2715 | -1965503.9037 | 3369821904.4794 | 28285384.263 | -1965503.9037 | 3396141784.8387 | 6819799.8255 | -1965503.9037 | 3400996080.7604 | 26941988.7265 | -1965503.9037 | 3425972565.5832 | 5920381.462 | -1965503.9037 | 3429927443.1414 | 10385274.3175 | -1965503.9037 | 3438347213.5552 | 8888997.9525 | -1965503.9037 | 3445270707.604 | 74303653.136 | -1965503.9037 | 3517608856.8362 | 7718373.3204 | -2096333.6151 | 3523230896.5416 | 5930627.6858 | -2096333.6151 | 3527065190.6123 | 23619831.2035 | -2096333.6151 | 3548588688.2007 | 6163251.6202 | -2096333.6151 | 3552655606.2057 | 415070332.4905 | -2096333.6151 | 3965629605.0812 | 3503173580.2646
Total Transmission Plant | [6 empty] | 4454661976.47 | 9587041.04 | -2627412.07 | 4461621605.44 | 14506599.31 | -2627412.07 | 4473500792.68 | 8321286.5 | -2627412.07 | 4479194667.11 | 7415505.97 | -2627412.07 | 4483982761.0099 | 13675067.21 | -2884835.7 | 4494772992.5199 | 23044303.23 | -2627412.07 | 4515189883.6799 | 3998249.4055 | -2663427.0187 | 4516524706.0667 | 4107318.4005 | -2663427.0187 | 4517968597.4485 | 6156381.073 | -2663427.0187 | 4521461551.5027 | 8096481.9365 | -2663427.0187 | 4526894606.4205 | 59211961.2715 | -2663427.0187 | 4583443140.6733 | 28285384.263 | -2663427.0187 | 4609065097.9176 | 6819799.8255 | -2663427.0187 | 4613221470.7243 | 26941988.7265 | -2663427.0187 | 4637500032.4321 | 5920381.462 | -2663427.0187 | 4640756986.8754 | 10385274.3175 | -2663427.0187 | 4648478834.1742 | 8888997.9525 | -2663427.0187 | 4654704405.1079 | 74303653.136 | -2663427.0187 | 4726344631.2252 | 7718373.3204 | -2789202.2188 | 4731273802.3268 | 5930627.6858 | -2789202.2188 | 4734415227.7938 | 23619831.2035 | -2789202.2188 | 4755245856.7786 | 6163251.6202 | -2789202.2188 | 4758619906.1799 | 415070332.4905 | -2789202.2188 | 5170901036.4516 | 4712613109.897
Distribution Plant:
California | CA | CA | -0.4936% | DSTP | DSTPCA | DSTPCA | 219979420.56 | 480181.9 | -90484.6539 | 220369117.8061 | 634382.56 | -90484.6539 | 220913015.7122 | 1861440.77 | -90484.6539 | 222683971.8284 | 778690.7326 | -90484.6539 | 223372177.907 | 1002326.4246 | -90484.6539 | 224284019.6777 | 2529582.2103 | -90484.6539 | 226723117.2341 | 542499.433 | -93258.5545 | 227172358.1126 | 571405.303 | -93258.5545 | 227650504.861 | 662849.004 | -93258.5545 | 228220095.3105 | 572783.507 | -93258.5545 | 228699620.263 | 572159.939 | -93258.5545 | 229178521.6474 | 593011.59 | -93258.5545 | 229678274.6829 | 568145.825 | -93258.5545 | 230153161.9534 | 673203.907 | -93258.5545 | 230733107.3058 | 585271.744 | -93258.5545 | 231225120.4953 | 535640.236 | -93258.5545 | 231667502.1767 | 499857.918 | -93258.5545 | 232074101.5402 | 620983.594 | -93258.5545 | 232601826.5797 | 485509.8556 | -95676.6579 | 232991659.7774 | 489334.8919 | -95676.6579 | 233385318.0114 | 537423.3734 | -95676.6579 | 233827064.7268 | 468290.0161 | -95676.6579 | 234199678.085 | 478879.9138 | -95676.6579 | 234582881.3409 | 232022939.871
Oregon | OR | OR | -0.5992% | DSTP | DSTPOR | DSTPOR | 1723708872.29 | 5779600.09 | -860715.1187 | 1728627757.2613 | 8140356.33 | -860715.1187 | 1735907398.4726 | 3946671.17 | -860715.1187 | 1738993354.5239 | 6861133.922 | -860715.1187 | 1744993773.3273 | 8912092 | -860715.1187 | 1753045150.2086 | 11719002.288 | -860715.1187 | 1763903437.3779 | 2720288.191 | -880785.8339 | 1765742939.735 | 2788909.439 | -880785.8339 | 1767651063.3402 | 3141619.28 | -880785.8339 | 1769911896.7863 | 2963543.744 | -880785.8339 | 1771994654.6964 | 2847799.004 | -880785.8339 | 1773961667.8665 | 3041600.085 | -880785.8339 | 1776122482.1176 | 2757217.926 | -880785.8339 | 1777998914.2097 | 3094388.018 | -880785.8339 | 1780212516.3938 | 2593819.003 | -880785.8339 | 1781925549.5629 | 2531154.09 | -880785.8339 | 1783575917.819 | 2448738.735 | -880785.8339 | 1785143870.7201 | 2992036.485 | -880785.8339 | 1787255121.3713 | 3254707.0985 | -892446.2412 | 1789617382.2286 | 5972641.5559 | -892446.2412 | 1794697577.5434 | 3716226.1004 | -892446.2412 | 1797521357.4026 | 3484775.6615 | -892446.2412 | 1800113686.8229 | 3384299.2742 | -892446.2412 | 1802605539.8559 | 1786980891.0703
Washington | WA | WA | -1.175% | DSTP | DSTPWA | DSTPWA | 401662068.96 | 1187191.65 | -393199.9266 | 402456060.6834 | 705117.35 | -393199.9266 | 402767978.1067 | 1107431.8 | -393199.9266 | 403482209.9801 | 1094767.6054 | -393199.9266 | 404183777.6589 | 1409178.8354 | -393199.9266 | 405199756.5677 | 1582892.3417 | -393199.9266 | 406389448.9827 | 756135.75 | -397827.7111 | 406747757.0216 | 798123.53 | -397827.7111 | 407148052.8405 | 925940.635 | -397827.7111 | 407676165.7644 | 849882.727 | -397827.7111 | 408128220.7804 | 846904.14 | -397827.7111 | 408577297.2093 | 879300.029 | -397827.7111 | 409058769.5272 | 825679.932 | -397827.7111 | 409486621.7481 | 922703.358 | -397827.7111 | 410011497.395 | 796813.938 | -397827.7111 | 410410483.6219 | 751548.795 | -397827.7111 | 410764204.7058 | 619745.074 | -397827.7111 | 410986122.0688 | 813463.092 | -397827.7111 | 411401757.4497 | 743080.2078 | -402734.4212 | 411742103.2363 | 767596.5145 | -402734.4212 | 412106965.3296 | 899154.5428 | -402734.4212 | 412603385.4513 | 805337.368 | -402734.4212 | 413005988.3981 | 1818845.1378 | -402734.4212 | 414422099.1147 | 411121330.4043
Eastern Wyoming | WYP | WYP | -0.989% | DSTP | DSTPWYP | DSTPWYP | 477607666.4 | 4370966.76 | -393637.7041 | 481584995.4559 | 4126937.71 | -987770.5687 | 484724162.5972 | 3309044.6 | -1394217.0087 | 486638990.1885 | 7709253.76 | -393637.7041 | 493954606.2444 | 3360272.4872 | -781201.3887 | 496533677.3429 | 3202090.8119 | -393637.7041 | 499342130.4507 | 1346805.458 | -411550.952 | 500277384.9567 | 1310088.289 | -411550.952 | 501175922.2937 | 1361186.038 | -411550.952 | 502125557.3797 | 1432755.669 | -411550.952 | 503146762.0966 | 1429209.998 | -411550.952 | 504164421.1426 | 1483218.353 | -411550.952 | 505236088.5436 | 1595717.978 | -411550.952 | 506420255.5696 | 1704720.413 | -411550.952 | 507713425.0305 | 1544873.809 | -411550.952 | 508846747.8875 | 1489718.573 | -411550.952 | 509924915.5085 | 1402017.649 | -411550.952 | 510915382.2055 | 2624687.773 | -411550.952 | 513128519.0264 | 1164054.5164 | -422913.5049 | 513869660.0379 | 1206736.0537 | -422913.5049 | 514653482.5868 | 1260167.551 | -422913.5049 | 515490736.6329 | 1387133.7774 | -422913.5049 | 516454956.9054 | 1443636.5297 | -422913.5049 | 517475679.9303 | 511099559.3083
Utah | UT | UT | -1.312% | DSTP | DSTPUT | DSTPUT | 2363965358.36 | 7738561.89 | -2584771.6265 | 2369119148.6235 | 8556060.97 | -2584771.6265 | 2375090437.967 | 9258306.26 | -2584771.6265 | 2381763972.6005 | 11175046.1146 | -3781938.9485 | 2389157079.7665 | 15736649.4594 | -3904765.4285 | 2400988963.7974 | 14850736.9613 | -2584771.6265 | 2413254929.1322 | 3567729.6455 | -2638665.0914 | 2414183993.6863 | 3376100.7715 | -2638665.0914 | 2414921429.3664 | 5603055.613 | -2638665.0914 | 2417885819.888 | 3831907.3815 | -2638665.0914 | 2419079062.1781 | 33743271.2255 | -2638665.0914 | 2450183668.3122 | 11573784.403 | -2638665.0914 | 2459118787.6238 | 4702684.7555 | -2638665.0914 | 2461182807.288 | 5115272.0055 | -2638665.0914 | 2463659414.2021 | 4598330.999 | -2905641.6114 | 2465352103.5897 | 4350740.3455 | -2638665.0914 | 2467064178.8438 | 3962755.3215 | -2638665.0914 | 2468388269.0739 | 4623498.213 | -2638665.0914 | 2470373102.1955 | 3624030.7644 | -2701118.3894 | 2471296014.5705 | 3449732.231 | -2701118.3894 | 2472044628.4121 | 3675134.4662 | -2701118.3894 | 2473018644.4889 | 3920555.0932 | -2701118.3894 | 2474238081.1927 | 11001728.602 | -2701118.3894 | 2482538691.4053 | 2467573722.3999
Idaho | ID | ID | -0.853% | DSTP | DSTPID | DSTPID | 279009730.01 | 621330.52 | -198340.3683 | 279432720.1617 | 806860.94 | -198340.3683 | 280041240.7333 | 950602.63 | -198340.3683 | 280793502.995 | 988894.7855 | -198340.3683 | 281584057.4121 | 992412.6834 | -198340.3683 | 282378129.7271 | 1023230.8068 | -198340.3683 | 283203020.1656 | 1092955.471 | -201321.2634 | 284094654.3733 | 1069640.561 | -201321.2634 | 284962973.6709 | 1138131.577 | -201321.2634 | 285899783.9846 | 1225836.147 | -201321.2634 | 286924298.8682 | 1204658.851 | -201321.2634 | 287927636.4559 | 1255135.678 | -201321.2634 | 288981450.8705 | 1255091.251 | -201321.2634 | 290035220.8582 | 1326390.882 | -201321.2634 | 291160290.4768 | 1237361.397 | -201321.2634 | 292196330.6104 | 1168521.142 | -201321.2634 | 293163530.4891 | 1131123.641 | -201321.2634 | 294093332.8667 | 1195153.402 | -201321.2634 | 295087165.0054 | 546348.7566 | -209769.3761 | 295423744.3859 | 522228.3969 | -209769.3761 | 295736203.4067 | 593625.4716 | -209769.3761 | 296120059.5022 | 683421.1495 | -209769.3761 | 296593711.2755 | 663141.6264 | -209769.3761 | 297047083.5258 | 293351212.2868
Western Wyoming | WYU | WYU | -0.8514% | DSTP | DSTPWYU | DSTPWYU | 96464758.05 | 0 | -68438.6652 | 96396319.3848 | 0 | -68438.6652 | 96327880.7195 | 0 | -68438.6652 | 96259442.0543 | 0 | -68438.6652 | 96191003.3891 | 0 | -68438.6652 | 96122564.7238 | 0 | -68438.6652 | 96054126.0586 | 0 | -68147.3349 | 95985978.7237 | 0 | -68147.3349 | 95917831.3887 | 0 | -68147.3349 | 95849684.0538 | 0 | -68147.3349 | 95781536.7188 | 0 | -68147.3349 | 95713389.3839 | 0 | -68147.3349 | 95645242.0489 | 0 | -68147.3349 | 95577094.714 | 0 | -68147.3349 | 95508947.379 | 0 | -68147.3349 | 95440800.0441 | 0 | -68147.3349 | 95372652.7091 | 0 | -68147.3349 | 95304505.3742 | 0 | -68147.3349 | 95236358.0392 | 0 | -67567.1547 | 95168790.8846 | 0 | -67567.1547 | 95101223.7299 | 0 | -67567.1547 | 95033656.5753 | 0 | -67567.1547 | 94966089.4206 | 0 | -67567.1547 | 94898522.266 | 95305174.813
Total Distribution Plant | [6 empty] | 5562397874.63 | 20177832.81 | -4589588.0634 | 5577986119.3766 | 22969715.86 | -5183720.928 | 5595772114.3086 | 20433497.23 | -5590167.368 | 5610615444.1707 | 28607786.92 | -5786755.3854 | 5633436475.7053 | 31412931.89 | -6297145.55 | 5658552262.0453 | 34907535.42 | -4589588.0634 | 5688870209.4019 | 10026413.9485 | -4691556.7412 | 5694205066.6092 | 9914267.8935 | -4691556.7412 | 5699427777.7615 | 12832782.147 | -4691556.7412 | 5707569003.1672 | 10876709.1755 | -4691556.7412 | 5713754155.6015 | 40644003.1575 | -4691556.7412 | 5749706602.0178 | 18826050.138 | -4691556.7412 | 5763841095.4146 | 11704537.6675 | -4691556.7412 | 5770854076.3408 | 12836678.5835 | -4691556.7412 | 5778999198.1831 | 11356470.89 | -4958533.2612 | 5785397135.8119 | 10827323.1815 | -4691556.7412 | 5791532902.2521 | 10064238.3385 | -4691556.7412 | 5796905583.8494 | 12869822.559 | -4691556.7412 | 5805083849.6672 | 9817731.1993 | -4792225.7453 | 5810109355.1211 | 12408269.6439 | -4792225.7453 | 5817725399.0198 | 10681731.5054 | -4792225.7453 | 5823614904.7799 | 10749513.0656 | -4792225.7453 | 5829572192.1002 | 18790531.084 | -4792225.7453 | 5843570497.4389 | 5797454830.1536
General Plant:
California | CA | CA | -4.787% | GNLP | GNLPCA | GNLPCA | 13350121.03 | 14029.49 | -53258.2613 | 13310892.2587 | 32154.32 | -53258.2613 | 13289788.3174 | 245265.04 | -53258.2613 | 13481795.0961 | 287812.3345 | -53258.2613 | 13716349.1694 | 277430.2085 | -53258.2613 | 13940521.1166 | 2326770.0836 | -53258.2613 | 16214032.939 | 71853.861 | -64683.3988 | 16221203.4011 | 110204.648 | -64683.3988 | 16266724.6503 | 54244.301 | -64683.3988 | 16256285.5525 | 288001.587 | -64683.3988 | 16479603.7407 | 53612.581 | -64683.3988 | 16468532.9229 | 609254.2021 | -64683.3988 | 17013103.7262 | 53296.721 | -64683.3988 | 17001717.0484 | 53903.182 | -64683.3988 | 16990936.8316 | 457850.192 | -64683.3988 | 17384103.6248 | 82431.462 | -64683.3988 | 17401851.688 | 53127.651 | -64683.3988 | 17390295.9402 | 52560.777 | -64683.3988 | 17378173.3183 | 102262.6301 | -69327.5584 | 17411108.3901 | 108401.3177 | -69327.5584 | 17450182.1494 | 153425.3555 | -69327.5584 | 17534279.9465 | 133289.9447 | -69327.5584 | 17598242.3328 | 127358.1625 | -69327.5584 | 17656272.9369 | 17282984.6812
Oregon | OR | OR | -5.169% | GNLP | GNLPOR | GNLPOR | 150027310.48 | 377378.4 | -646184.2321 | 149758504.6479 | 268714.78 | -646184.2321 | 149381035.1958 | 3694782.14 | -646184.2321 | 152429633.1037 | 3670132.1241 | -646184.2321 | 155453580.9958 | 4028416.8451 | -646184.2321 | 158835813.6088 | 7542813.0084 | -646184.2321 | 165732442.3851 | 1413002.984 | -713827.9735 | 166431617.3956 | 3299055.623 | -713827.9735 | 169016845.045 | 608642.204 | -713827.9735 | 168911659.2755 | 918619.477 | -713827.9735 | 169116450.7789 | 2049151.404 | -713827.9735 | 170451774.2094 | 3169797.9897 | -713827.9735 | 172907744.2255 | 319521.284 | -713827.9735 | 172513437.536 | 1056182.579 | -713827.9735 | 172855792.1414 | 2231318.007 | -713827.9735 | 174373282.1749 | 299410.299 | -713827.9735 | 173958864.5004 | 499811.177 | -713827.9735 | 173744847.7038 | 795836.049 | -713827.9735 | 173826855.7793 | 685949.0735 | -748691.508 | 173764113.3449 | 693456.9773 | -748691.508 | 173708878.8142 | 704382.9361 | -748691.508 | 173664570.2423 | 700616.5784 | -748691.508 | 173616495.3127 | 695980.4048 | -748691.508 | 173563784.2096 | 173303880.015
Washington | WA | WA | -3.624% | GNLP | GNLPWA | GNLPWA | 42225870.31 | 613094.37 | -127518.3298 | 42711446.3502 | 444837.78 | -127518.3298 | 43028765.8004 | 1355219.04 | -127518.3298 | 44256466.5107 | 772030.0513 | -127518.3298 | 44900978.2322 | 661524.2163 | -127518.3298 | 45434984.1188 | 786613.458 | -127518.3298 | 46094079.247 | 63653.749 | -139199.9728 | 46018533.0232 | 585140.429 | -139199.9728 | 46464473.4794 | 210333.469 | -139199.9728 | 46535606.9757 | 66957.553 | -139199.9728 | 46463364.5559 | 67127.129 | -139199.9728 | 46391291.7121 | 403909.1122 | -139199.9728 | 46656000.8515 | 67477.529 | -139199.9728 | 46584278.4077 | 67681.508 | -139199.9728 | 46512759.9429 | 65220.213 | -139199.9728 | 46438780.1831 | 64944.748 | -139199.9728 | 46364524.9583 | 301927.137 | -139199.9728 | 46527252.1225 | 63277.748 | -139199.9728 | 46451329.8978 | 125413.0037 | -140278.8376 | 46436464.0639 | 126924.6289 | -140278.8376 | 46423109.8551 | 130557.8943 | -140278.8376 | 46413388.9118 | 129690.0076 | -140278.8376 | 46402800.0817 | 127985.449 | -140278.8376 | 46390506.6931 | 46460960.5909
Eastern Wyoming | WYP | WYP | -4.646% | GNLP | GNLPWYP | GNLPWYP | 58018045.75 | 1563621.7 | -224615.521 | 59357051.929 | 261647.79 | -224615.521 | 59394084.198 | 2033053.57 | -224615.521 | 61202522.247 | 699774.7484 | -224615.521 | 61677681.4743 | 3097746.8146 | -224615.521 | 64550812.7679 | 1091599.9221 | -224615.521 | 65417797.169 | 1071342.113 | -253263.4873 | 66235875.7947 | 694234.716 | -253263.4873 | 66676847.0233 | 871222.733 | -253263.4873 | 67294806.269 | 236818.916 | -253263.4873 | 67278361.6977 | 240581.293 | -253263.4873 | 67265679.5033 | 469183.361 | -253263.4873 | 67481599.377 | 517104.293 | -253263.4873 | 67745440.1827 | 298489.861 | -253263.4873 | 67790666.5564 | 627583.356 | -253263.4873 | 68164986.425 | 419959.901 | -253263.4873 | 68331682.8387 | 634838.516 | -253263.4873 | 68713257.8674 | 671443.861 | -253263.4873 | 69131438.241 | 284442.5765 | -267640.7628 | 69148240.0548 | 307401.331 | -267640.7628 | 69188000.623 | 265439.3567 | -267640.7628 | 69185799.217 | 263114.3913 | -267640.7628 | 69181272.8455 | 266999.513 | -267640.7628 | 69180631.5958 | 68500668.8713
Utah | UT | UT | -4.418% | GNLP | GNLPUT | GNLPUT | 167668276.71 | 6284424.44 | -617307.8305 | 173335393.3195 | 582839.57 | -617307.8305 | 173300925.059 | 1327776.18 | -617307.8305 | 174011393.4085 | 2742463.4524 | -617307.8305 | 176136549.0303 | 5657536.3406 | -617307.8305 | 181176777.5404 | 4990763.6629 | -617307.8305 | 185550233.3728 | 748154.437 | -683144.2075 | 185615243.6023 | 2200856.738 | -683144.2075 | 187132956.1328 | 1534384.617 | -683144.2075 | 187984196.5424 | 1370292.638 | -683144.2075 | 188671344.9729 | 789260.337 | -683144.2075 | 188777461.1024 | 2877773.263 | -683144.2075 | 190972090.1579 | 1019509.197 | -683144.2075 | 191308455.1474 | 672729.445 | -683144.2075 | 191298040.3849 | 654154.308 | -683144.2075 | 191269050.4855 | 1242511.825 | -683144.2075 | 191828418.103 | 695795.998 | -683144.2075 | 191841069.8935 | 1984399.865 | -683144.2075 | 193142325.551 | 974149.0711 | -711096.1734 | 193405378.4488 | 558719.0101 | -711096.1734 | 193253001.2855 | 506768.1561 | -711096.1734 | 193048673.2682 | 497665.5188 | -711096.1734 | 192835242.6136 | 538193.5115 | -711096.1734 | 192662339.9518 | 191972426.6457
Idaho | ID | ID | -5.201% | GNLP | GNLPID | GNLPID | 33117527.96 | 1543495.82 | -143535.5768 | 34517488.2032 | 71644.1 | -143535.5768 | 34445596.7263 | 181850.48 | -143535.5768 | 34483911.6295 | 216948.7792 | -143535.5768 | 34557324.8319 | 440465.8648 | -143535.5768 | 34854255.1199 | 386785.575 | -143535.5768 | 35097505.1181 | 143867.87 | -152117.0496 | 35089255.9385 | 556643.896 | -152117.0496 | 35493782.7849 | 148540.82 | -152117.0496 | 35490206.5553 | 1097622.906 | -152117.0496 | 36435712.4118 | 150984.61 | -152117.0496 | 36434579.9722 | 152408.594 | -152117.0496 | 36434871.5166 | 242861.14 | -152117.0496 | 36525615.607 | 375825.454 | -152117.0496 | 36749324.0115 | 232714.716 | -152117.0496 | 36829921.6779 | 157612.904 | -152117.0496 | 36835417.5323 | 331503.576 | -152117.0496 | 37014804.0587 | 169223.854 | -152117.0496 | 37031910.8631 | 148566.6798 | -160501.01 | 37019976.5329 | 155865.5809 | -160501.01 | 37015341.1038 | 147156.2611 | -160501.01 | 37001996.3549 | 145204.0466 | -160501.01 | 36986699.3915 | 148856.2804 | -160501.01 | 36975054.6618 | 36835039.4834
Western Wyoming | WYU | WYU | -4.836% | GNLP | GNLPWYU | GNLPWYU | 11958613.54 | 0 | -48190.4149 | 11910423.1251 | 0 | -48190.4149 | 11862232.7103 | 0 | -48190.4149 | 11814042.2954 | 0 | -48190.4149 | 11765851.8806 | 0 | -48190.4149 | 11717661.4657 | 0 | -48190.4149 | 11669471.0509 | 0 | -47025.2383 | 11622445.8126 | 0 | -47025.2383 | 11575420.5743 | 0 | -47025.2383 | 11528395.3361 | 0 | -47025.2383 | 11481370.0978 | 0 | -47025.2383 | 11434344.8595 | 0 | -47025.2383 | 11387319.6213 | 0 | -47025.2383 | 11340294.383 | 0 | -47025.2383 | 11293269.1447 | 0 | -47025.2383 | 11246243.9065 | 0 | -47025.2383 | 11199218.6682 | 0 | -47025.2383 | 11152193.4299 | 0 | -47025.2383 | 11105168.1916 | 0 | -44751.2298 | 11060416.9619 | 0 | -44751.2298 | 11015665.7321 | 0 | -44751.2298 | 10970914.5024 | 0 | -44751.2298 | 10926163.2726 | 0 | -44751.2298 | 10881412.0428 | 11154817.2859
Pre-merger Pacific | SG | DGP | -16.87% | GNLP | GNLPDGP | GNLPDGP | 3823163.27 | 0 | -53737.7289 | 3769425.5411 | 0 | -53737.7289 | 3715687.8123 | 0 | -53737.7289 | 3661950.0834 | 0 | -53737.7289 | 3608212.3545 | 0 | -53737.7289 | 3554474.6257 | 0 | -53737.7289 | 3500736.8968 | 0 | -49205.7589 | 3451531.1379 | 0 | -49205.7589 | 3402325.379 | 0 | -49205.7589 | 3353119.62 | 0 | -49205.7589 | 3303913.8611 | 0 | -49205.7589 | 3254708.1022 | 0 | -49205.7589 | 3205502.3433 | 0 | -49205.7589 | 3156296.5844 | 0 | -49205.7589 | 3107090.8254 | 0 | -49205.7589 | 3057885.0665 | 0 | -49205.7589 | 3008679.3076 | 0 | -49205.7589 | 2959473.5487 | 0 | -49205.7589 | 2910267.7897 | 0 | -40906.2262 | 2869361.5636 | 0 | -40906.2262 | 2828455.3374 | 0 | -40906.2262 | 2787549.1112 | 0 | -40906.2262 | 2746642.8851 | 0 | -40906.2262 | 2705736.6589 | 2969049.9326
Pre-merger Utah | SG | DGU | -18.78% | GNLP | GNLPDGU | GNLPDGU | 7619887.97 | 0 | -119261.3749 | 7500626.5951 | 0 | -119261.3749 | 7381365.2201 | 0 | -119261.3749 | 7262103.8452 | 0 | -119261.3749 | 7142842.4702 | 0 | -119261.3749 | 7023581.0953 | 0 | -119261.3749 | 6904319.7204 | 0 | -108061.7807 | 6796257.9396 | 0 | -108061.7807 | 6688196.1589 | 0 | -108061.7807 | 6580134.3782 | 0 | -108061.7807 | 6472072.5975 | 0 | -108061.7807 | 6364010.8168 | 0 | -108061.7807 | 6255949.0361 | 0 | -108061.7807 | 6147887.2554 | 0 | -108061.7807 | 6039825.4747 | 0 | -133688.6007 | 5906136.8739 | 0 | -108061.7807 | 5798075.0932 | 0 | -108061.7807 | 5690013.3125 | 0 | -108061.7807 | 5581951.5318 | 0 | -87364.9609 | 5494586.5709 | 0 | -87364.9609 | 5407221.61 | 0 | -87364.9609 | 5319856.6491 | 0 | -87364.9609 | 5232491.6882 | 0 | -87364.9609 | 5145126.7273 | 5721779.4338
Post-merger | SG | SG | -4.175% | GNLP | GNLPSG | GNLPSG | 186207152.21 | 2760.72 | -647842.0854 | 185562070.8446 | 1862547.37 | -647842.0854 | 186776776.1292 | 1657769.83 | -647842.0854 | 187786703.8738 | 600296 | -647842.0854 | 187739157.7884 | 3567680.68 | -647842.0854 | 190658996.383 | 6447014.474 | -647842.0854 | 196458168.7716 | 9000 | -683506.8806 | 195783661.891 | 525900 | -683506.8806 | 195626055.0104 | 1615212.63 | -683506.8806 | 196557760.7598 | 2250 | -683506.8806 | 195876503.8792 | 177935.76 | -683506.8806 | 195370932.7587 | 631915.13 | -683506.8806 | 195319341.0081 | 226560 | -683506.8806 | 194862394.1275 | 959550 | -683506.8806 | 195138437.2469 | 1145209.1 | -923194.6106 | 195360451.7363 | 1623004 | -683506.8806 | 196299948.8557 | 12000 | -683506.8806 | 195628441.9751 | 3670632.45 | -683506.8806 | 198615567.5445 | 6108 | -691012.7884 | 197930662.7561 | 5090 | -691012.7884 | 197244739.9677 | 2036 | -691012.7884 | 196555763.1793 | 1527 | -691012.7884 | 195866277.3909 | 1527 | -691012.7884 | 195176791.6025 | 196105365.3961
General Office | SO | SO | -9.12% | GNLP | GNLPSO | GNLPSO | 244906360.84 | 1067000 | -1861201.3137 | 244112159.5263 | 479000 | -1861201.3137 | 242729958.2126 | 1083000 | -1861201.3137 | 241951756.8989 | 1848239.1934 | -1861201.3137 | 241938794.7786 | 2185960.5185 | -1861201.3137 | 242263553.9834 | 5600661.6148 | -1861201.3137 | 246003014.2844 | 1530129.4673 | -1869535.4902 | 245663608.2615 | 334217.3751 | -1869535.4902 | 244128290.1464 | 280438.58 | -1869535.4902 | 242539193.2362 | 289879.6222 | -1869535.4902 | 240959537.3683 | 247734.3689 | -1869535.4902 | 239337736.247 | 668839.7211 | -1869535.4902 | 238137040.4779 | 1022994.7665 | -1869535.4902 | 237290499.7542 | 676991.1811 | -1869535.4902 | 236097955.4451 | 890289.3214 | -1869535.4902 | 235118709.2764 | 1635593.1359 | -1869535.4902 | 234884766.9221 | 1923891.7557 | -1869535.4902 | 234939123.1876 | 2309634.5959 | -1869535.4902 | 235379222.2934 | 1615254.1822 | -1788798.4463 | 235205678.0293 | 383931.7987 | -1788798.4463 | 233800811.3817 | 320077.5181 | -1788798.4463 | 232332090.4535 | 328171.1748 | -1788798.4463 | 230871463.1821 | 1145714.9914 | -1788798.4463 | 230228379.7272 | 234894113.5675
General Office | SG | SSGCH | -9.254% | GNLP | GNLPSSGCH | GNLPSSGCH | 4002876.34 | 0 | -30868.9732 | 3972007.3668 | 0 | -30868.9732 | 3941138.3936 | 0 | -30868.9732 | 3910269.4204 | 0 | -30868.9732 | 3879400.4472 | 0 | -30868.9732 | 3848531.474 | 0 | -30868.9732 | 3817662.5008 | 0 | -29440.66 | 3788221.8408 | 0 | -29440.66 | 3758781.1808 | 0 | -29440.66 | 3729340.5207 | 0 | -29440.66 | 3699899.8607 | 0 | -29440.66 | 3670459.2007 | 0 | -29440.66 | 3641018.5407 | 0 | -29440.66 | 3611577.8807 | 0 | -29440.66 | 3582137.2206 | 0 | -29440.66 | 3552696.5606 | 0 | -29440.66 | 3523255.9006 | 0 | -29440.66 | 3493815.2406 | 0 | -29440.66 | 3464374.5805 | 0 | -26716.2103 | 3437658.3703 | 0 | -26716.2103 | 3410942.16 | 0 | -26716.2103 | 3384225.9497 | 0 | -26716.2103 | 3357509.7394 | 0 | -26716.2103 | 3330793.5291 | 3496958.8364
General Office | SG | SSGCT | -3.854% | GNLP | GNLPSSGCT | GNLPSSGCT | 204150.9 | 0 | -655.7428 | 203495.1572 | 0 | -655.7428 | 202839.4144 | 0 | -655.7428 | 202183.6717 | 0 | -655.7428 | 201527.9289 | 0 | -655.7428 | 200872.1861 | 0 | -655.7428 | 200216.4433 | 0 | -643.1051 | 199573.3382 | 0 | -643.1051 | 198930.2331 | 0 | -643.1051 | 198287.128 | 0 | -643.1051 | 197644.0229 | 0 | -643.1051 | 197000.9178 | 0 | -643.1051 | 196357.8127 | 0 | -643.1051 | 195714.7076 | 0 | -643.1051 | 195071.6024 | 0 | -643.1051 | 194428.4973 | 0 | -643.1051 | 193785.3922 | 0 | -643.1051 | 193142.2871 | 0 | -643.1051 | 192499.182 | 0 | -618.3169 | 191880.8651 | 0 | -618.3169 | 191262.5482 | 0 | -618.3169 | 190644.2314 | 0 | -618.3169 | 190025.9145 | 0 | -618.3169 | 189407.5976 | 193170.8889
Customer Service | CN | CN | -7.202% | GNLP | GNLPCN | GNLPCN | 24826321 | 0 | -148991.8866 | 24677329.1134 | 0 | -148991.8866 | 24528337.2267 | 0 | -148991.8866 | 24379345.3401 | 0 | -148991.8866 | 24230353.4534 | 0 | -148991.8866 | 24081361.5668 | 0 | -148991.8866 | 23932369.6801 | 0 | -143626.9559 | 23788742.7243 | 0 | -143626.9559 | 23645115.7684 | 0 | -143626.9559 | 23501488.8125 | 0 | -143626.9559 | 23357861.8567 | 0 | -143626.9559 | 23214234.9008 | 0 | -143626.9559 | 23070607.9449 | 0 | -143626.9559 | 22926980.9891 | 0 | -143626.9559 | 22783354.0332 | 0 | -143626.9559 | 22639727.0773 | 0 | -143626.9559 | 22496100.1215 | 0 | -143626.9559 | 22352473.1656 | 0 | -143626.9559 | 22208846.2097 | 0 | -133283.4574 | 22075562.7524 | 0 | -133283.4574 | 21942279.295 | 0 | -133283.4574 | 21808995.8376 | 0 | -133283.4574 | 21675712.3802 | 0 | -133283.4574 | 21542428.9228 | 22364407.9715
Fuel Related | SE | SE | -9.983% | GNLP | GNLPSE | GNLPSE | 660194.28 | 0 | -5492.4401 | 654701.8399 | 0 | -5492.4401 | 649209.3998 | 0 | -5492.4401 | 643716.9596 | 0 | -5492.4401 | 638224.5195 | 0 | -5492.4401 | 632732.0794 | 0 | -5492.4401 | 627239.6393 | 0 | -5218.2763 | 622021.363 | 0 | -5218.2763 | 616803.0867 | 0 | -5218.2763 | 611584.8104 | 0 | -5218.2763 | 606366.5341 | 0 | -5218.2763 | 601148.2578 | 0 | -5218.2763 | 595929.9815 | 0 | -5218.2763 | 590711.7052 | 0 | -5218.2763 | 585493.4289 | 0 | -5218.2763 | 580275.1526 | 0 | -5218.2763 | 575056.8763 | 0 | -5218.2763 | 569838.6 | 0 | -5218.2763 | 564620.3237 | 0 | -4697.3193 | 559923.0044 | 0 | -4697.3193 | 555225.6851 | 0 | -4697.3193 | 550528.3658 | 0 | -4697.3193 | 545831.0466 | 0 | -4697.3193 | 541133.7273 | 570439.7042
Total General Plant | [6 empty] | 948615872.59 | 11465804.94 | -4728661.712 | 955353015.818 | 4003385.71 | -4728661.712 | 954627739.816 | 11578716.28 | -4728661.712 | 961477794.384 | 10837696.6834 | -4728661.712 | 967586829.3553 | 19916761.4885 | -4728661.712 | 982774929.1318 | 29173021.7988 | -4728661.712 | 1007219289.2185 | 5051004.4813 | -4942500.2355 | 1007327793.4643 | 8306253.4251 | -4942500.2355 | 1010691546.6539 | 5323019.354 | -4942500.2355 | 1011072065.7724 | 4270442.6992 | -4942500.2355 | 1010400008.2361 | 3776387.4829 | -4942500.2355 | 1009233895.4835 | 8983081.3731 | -4942500.2355 | 1013274476.6211 | 3469324.9305 | -4942500.2355 | 1011801301.3161 | 4161353.2101 | -4942500.2355 | 1011020154.2907 | 6304339.2134 | -5207814.7855 | 1012116678.7186 | 5525468.2749 | -4942500.2355 | 1012699646.758 | 4452895.8107 | -4942500.2355 | 1012210042.3332 | 9717009.1999 | -4942500.2355 | 1016984551.2976 | 3942145.217 | -4915684.8055 | 1016011011.7092 | 2339790.6445 | -4915684.8055 | 1013435117.5482 | 2229843.478 | -4915684.8055 | 1010749276.2207 | 2199278.6621 | -4915684.8055 | 1008032870.0773 | 3052615.3126 | -4915684.8055 | 1006169800.5845 | 1011826063.3045
Mining Plant:
Coal Mine | SE | SE | -3.451% | MNGP | MNGPSE | MNGPSE | 286661903.54 | 1023602.19 | -824345.8611 | 286861159.8689 | 1877432.5 | -824345.8611 | 287914246.5079 | 83371.28 | -824345.8611 | 287173271.9268 | 2631452.3 | -824345.8611 | 288980378.3658 | 933057.75 | -824345.8611 | 289089090.2547 | 3585564.82 | -824345.8611 | 291850309.2137 | 2541858.08 | -839266.0185 | 293552901.2752 | 813000 | -839266.0185 | 293526635.2566 | 658916.52 | -839266.0185 | 293346285.7581 | 189000 | -839266.0185 | 292696019.7396 | 997000 | -839266.0185 | 292853753.7211 | 1203000 | -839266.0185 | 293217487.7025 | 1417000 | -839266.0185 | 293795221.684 | 487000 | -839266.0185 | 293442955.6655 | 282000 | -839266.0185 | 292885689.6469 | 367000 | -839266.0185 | 292413423.6284 | 401000 | -839266.0185 | 291975157.6099 | 4268263.1 | -839266.0185 | 295404154.6914 | 15000 | -849485.7156 | 294569668.9758 | 48000 | -849485.7156 | 293768183.2602 | 225000 | -849485.7156 | 293143697.5446 | 48000 | -849485.7156 | 292342211.8291 | 488000 | -849485.7156 | 291980726.1135 | 293214794.7748
Total Mining Plant | [6 empty] | 286661903.54 | 1023602.19 | -824345.8611 | 286861159.8689 | 1877432.5 | -824345.8611 | 287914246.5079 | 83371.28 | -824345.8611 | 287173271.9268 | 2631452.3 | -824345.8611 | 288980378.3658 | 933057.75 | -824345.8611 | 289089090.2547 | 3585564.82 | -824345.8611 | 291850309.2137 | 2541858.08 | -839266.0185 | 293552901.2752 | 813000 | -839266.0185 | 293526635.2566 | 658916.52 | -839266.0185 | 293346285.7581 | 189000 | -839266.0185 | 292696019.7396 | 997000 | -839266.0185 | 292853753.7211 | 1203000 | -839266.0185 | 293217487.7025 | 1417000 | -839266.0185 | 293795221.684 | 487000 | -839266.0185 | 293442955.6655 | 282000 | -839266.0185 | 292885689.6469 | 367000 | -839266.0185 | 292413423.6284 | 401000 | -839266.0185 | 291975157.6099 | 4268263.1 | -839266.0185 | 295404154.6914 | 15000 | -849485.7156 | 294569668.9758 | 48000 | -849485.7156 | 293768183.2602 | 225000 | -849485.7156 | 293143697.5446 | 48000 | -849485.7156 | 292342211.8291 | 488000 | -849485.7156 | 291980726.1135 | 293214794.7748
Intangible Plant:
California | CA | CA | 0% | INTP | INTPCA | INTPCA | 216406.51 | 0 | 0 | 216406.51 | 0 | 0 | 216406.51 | 0 | 0 | 216406.51 | 0 | 0 | 216406.51 | 0 | 0 | 216406.51 | 0 | 0 | 216406.51 | 0 | 0 | 216406.51 | 0 | 0 | 216406.51 | 0 | 0 | 216406.51 | 0 | 0 | 216406.51 | 0 | 0 | 216406.51 | 0 | 0 | 216406.51 | 0 | 0 | 216406.51 | 0 | 0 | 216406.51 | 0 | 0 | 216406.51 | 0 | 0 | 216406.51 | 0 | 0 | 216406.51 | 0 | 0 | 216406.51 | 0 | 0 | 216406.51 | 0 | 0 | 216406.51 | 0 | 0 | 216406.51 | 0 | 0 | 216406.51 | 0 | 0 | 216406.51 | 216406.51
Customer Service | CN | CN | -0.2094% | INTP | INTPCN | INTPCN | 121077155.67 | 0 | -21128.5746 | 121056027.0954 | 0 | -21128.5746 | 121034898.5208 | 0 | -21128.5746 | 121013769.9462 | 0 | -21128.5746 | 120992641.3716 | 0 | -21128.5746 | 120971512.797 | 0 | -21128.5746 | 120950384.2223 | 0 | -21106.4524 | 120929277.77 | 0 | -21106.4524 | 120908171.3176 | 0 | -21106.4524 | 120887064.8653 | 0 | -21106.4524 | 120865958.4129 | 0 | -21106.4524 | 120844851.9606 | 0 | -21106.4524 | 120823745.5082 | 0 | -21106.4524 | 120802639.0559 | 0 | -21106.4524 | 120781532.6035 | 0 | -21106.4524 | 120760426.1512 | 0 | -21106.4524 | 120739319.6988 | 0 | -21106.4524 | 120718213.2465 | 0 | -21106.4524 | 120697106.7941 | 0 | -21062.2542 | 120676044.54 | 0 | -21062.2542 | 120654982.2858 | 0 | -21062.2542 | 120633920.0316 | 0 | -21062.2542 | 120612857.7775 | 0 | -21062.2542 | 120591795.5233 | 120718264.2444
Pre-merger Utah | SG | DGU | -39.83% | INTP | INTPDGU | INTPDGU | 600993.05 | 0 | -1219.3587 | 599773.6913 | 0 | -1219.3587 | 598554.3327 | 0 | -1219.3587 | 597334.974 | 0 | -1219.3587 | 596115.6154 | 0 | -1219.3587 | 594896.2567 | 0 | -1219.3587 | 593676.8981 | 0 | -1204.5149 | 592472.3832 | 0 | -1204.5149 | 591267.8684 | 0 | -1204.5149 | 590063.3535 | 0 | -1204.5149 | 588858.8386 | 0 | -1204.5149 | 587654.3238 | 0 | -1204.5149 | 586449.8089 | 0 | -1204.5149 | 585245.294 | 0 | -1204.5149 | 584040.7792 | 0 | -1204.5149 | 582836.2643 | 0 | -1204.5149 | 581631.7494 | 0 | -1204.5149 | 580427.2346 | 0 | -1204.5149 | 579222.7197 | 0 | -1175.1887 | 578047.531 | 0 | -1175.1887 | 576872.3423 | 0 | -1175.1887 | 575697.1536 | 0 | -1175.1887 | 574521.965 | 0 | -1175.1887 | 573346.7763 | 580461.0725
Pre-merger Pacific | SG | DGP | -2.435% | INTP | INTPDGP | INTPDGP | 0 | 0 | 0 | 0 | 0 | 0 | 0 | 0 | 0 | 0 | 0 | 0 | 0 | 0 | 0 | 0 | 0 | 0 | 0 | 0 | 0 | 0 | 0 | 0 | 0 | 0 | 0 | 0 | 0 | 0 | 0 | 0 | 0 | 0 | 0 | 0 | 0 | 0 | 0 | 0 | 0 | 0 | 0 | 0 | 0 | 0 | 0 | 0 | 0 | 0 | 0 | 0 | 0 | 0 | 0 | 0 | 0 | 0 | 0 | 0 | 0 | 0 | 0 | 0 | 0 | 0 | 0 | 0 | 0 | 0 | 0
Idaho | ID | ID | 0% | INTP | INTPID | INTPID | 1427592.77 | 0 | 0 | 1427592.77 | 0 | 0 | 1427592.77 | 0 | 0 | 1427592.77 | 0 | 0 | 1427592.77 | 0 | 0 | 1427592.77 | 0 | 0 | 1427592.77 | 0 | 0 | 1427592.77 | 0 | 0 | 1427592.77 | 0 | 0 | 1427592.77 | 0 | 0 | 1427592.77 | 0 | 0 | 1427592.77 | 0 | 0 | 1427592.77 | 0 | 0 | 1427592.77 | 0 | 0 | 1427592.77 | 0 | 0 | 1427592.77 | 0 | 0 | 1427592.77 | 0 | 0 | 1427592.77 | 0 | 0 | 1427592.77 | 0 | 0 | 1427592.77 | 0 | 0 | 1427592.77 | 0 | 0 | 1427592.77 | 0 | 0 | 1427592.77 | 0 | 0 | 1427592.77 | 1427592.77
Oregon | OR | OR | -20.58% | INTP | INTPOR | INTPOR | 1853709.42 | 0 | -31797.326 | 1821912.094 | 0 | -31797.326 | 1790114.768 | 0 | -31797.326 | 1758317.4419 | 0 | -31797.326 | 1726520.1159 | 0 | -31797.326 | 1694722.7899 | 0 | -31797.326 | 1662925.4639 | 0 | -28524.7421 | 1634400.7218 | 0 | -28524.7421 | 1605875.9797 | 0 | -28524.7421 | 1577351.2376 | 0 | -28524.7421 | 1548826.4955 | 0 | -28524.7421 | 1520301.7534 | 0 | -28524.7421 | 1491777.0113 | 0 | -28524.7421 | 1463252.2692 | 0 | -28524.7421 | 1434727.5271 | 0 | -28524.7421 | 1406202.785 | 0 | -28524.7421 | 1377678.0429 | 0 | -28524.7421 | 1349153.3008 | 0 | -28524.7421 | 1320628.5587 | 0 | -22653.2036 | 1297975.3552 | 0 | -22653.2036 | 1275322.1516 | 0 | -22653.2036 | 1252668.948 | 0 | -22653.2036 | 1230015.7445 | 0 | -22653.2036 | 1207362.5409 | 1355928.153
Fuel Related | SE | SE | -2.135% | INTP | INTPSE | INTPSE | 3654415.8 | 0 | -6503.1944 | 3647912.6056 | 0 | -6503.1944 | 3641409.4113 | 0 | -6503.1944 | 3634906.2169 | 0 | -6503.1944 | 3628403.0226 | 0 | -6503.1944 | 3621899.8282 | 0 | -6503.1944 | 3615396.6339 | 0 | -6433.758 | 3608962.8758 | 0 | -6433.758 | 3602529.1178 | 0 | -6433.758 | 3596095.3598 | 0 | -6433.758 | 3589661.6018 | 0 | -6433.758 | 3583227.8437 | 0 | -6433.758 | 3576794.0857 | 0 | -6433.758 | 3570360.3277 | 0 | -6433.758 | 3563926.5697 | 0 | -6433.758 | 3557492.8116 | 0 | -6433.758 | 3551059.0536 | 0 | -6433.758 | 3544625.2956 | 0 | -6433.758 | 3538191.5376 | 0 | -6296.3681 | 3531895.1694 | 0 | -6296.3681 | 3525598.8013 | 0 | -6296.3681 | 3519302.4331 | 0 | -6296.3681 | 3513006.065 | 0 | -6296.3681 | 3506709.6968 | 3544783.8224
Post-merger | SG | SG | -7.471% | INTP | INTPSG | INTPSG | 141397273.09 | -56533.37 | -880309.1827 | 140460430.5373 | 53312.6 | -880309.1827 | 139633433.9545 | 5624.89 | -880309.1827 | 138758749.6618 | 85860.28 | -880309.1827 | 137964300.759 | 508654.98 | -880309.1827 | 137592646.5563 | 582399.96 | -880309.1827 | 137294737.3335 | 0 | -854767.6725 | 136439969.661 | 0 | -854767.6725 | 135585201.9885 | 0 | -854767.6725 | 134730434.316 | 0 | -854767.6725 | 133875666.6435 | 0 | -854767.6725 | 133020898.971 | 0 | -854767.6725 | 132166131.2986 | 0 | -854767.6725 | 131311363.6261 | 0 | -854767.6725 | 130456595.9536 | 0 | -854767.6725 | 129601828.2811 | 751161.51 | -854767.6725 | 129498222.1186 | 2576838.41 | -854767.6725 | 131220292.8561 | 5654829.18 | -854767.6725 | 136020354.3636 | 0 | -846833.6367 | 135173520.7269 | 0 | -846833.6367 | 134326687.0902 | 0 | -846833.6367 | 133479853.4535 | 0 | -846833.6367 | 132633019.8169 | 0 | -846833.6367 | 131786186.1802 | 132361150.3643
Hydro Relicensing | SG-P | SG-P | -2.768% | INTP | INTPSG-P | INTPSG-P | 99510474.16 | 0 | -229529.5135 | 99280944.6465 | 0 | -229529.5135 | 99051415.133 | 0 | -229529.5135 | 98821885.6196 | 0 | -229529.5135 | 98592356.1061 | 0 | -229529.5135 | 98362826.5926 | 0 | -229529.5135 | 98133297.0791 | 0 | -226352.9355 | 97906944.1437 | 0 | -226352.9355 | 97680591.2082 | 0 | -226352.9355 | 97454238.2727 | 0 | -226352.9355 | 97227885.3373 | 0 | -226352.9355 | 97001532.4018 | 0 | -226352.9355 | 96775179.4664 | 0 | -226352.9355 | 96548826.5309 | 0 | -226352.9355 | 96322473.5955 | 0 | -226352.9355 | 96096120.66 | 0 | -226352.9355 | 95869767.7245 | 0 | -226352.9355 | 95643414.7891 | 0 | -226352.9355 | 95417061.8536 | 0 | -220087.704 | 95196974.1496 | 0 | -220087.704 | 94976886.4456 | 0 | -220087.704 | 94756798.7415 | 0 | -220087.704 | 94536711.0375 | 0 | -220087.704 | 94316623.3335 | 95650643.9023
Hydro Relicensing | SG-U | SG-U | -1.003% | INTP | INTPSG-U | INTPSG-U | 9189362.96 | 0 | -7682.7428 | 9181680.2172 | 0 | -7682.7428 | 9173997.4745 | 0 | -7682.7428 | 9166314.7317 | 0 | -7682.7428 | 9158631.989 | 0 | -7682.7428 | 9150949.2462 | 0 | -7682.7428 | 9143266.5035 | 0 | -7644.2039 | 9135622.2995 | 0 | -7644.2039 | 9127978.0956 | 0 | -7644.2039 | 9120333.8916 | 0 | -7644.2039 | 9112689.6877 | 0 | -7644.2039 | 9105045.4838 | 0 | -7644.2039 | 9097401.2798 | 0 | -7644.2039 | 9089757.0759 | 0 | -7644.2039 | 9082112.872 | 0 | -7644.2039 | 9074468.668 | 0 | -7644.2039 | 9066824.4641 | 0 | -7644.2039 | 9059180.2602 | 0 | -7644.2039 | 9051536.0562 | 0 | -7567.5129 | 9043968.5433 | 0 | -7567.5129 | 9036401.0303 | 0 | -7567.5129 | 9028833.5174 | 0 | -7567.5129 | 9021266.0045 | 0 | -7567.5129 | 9013698.4915 | 9059268.7498
General Office | SO | SO | -2.483% | INTP | INTPSO | INTPSO | 375888954.18 | 910000 | -777929.1824 | 376021024.9976 | 409000 | -777929.1824 | 375652095.8151 | 930319.02 | -777929.1824 | 375804485.6527 | 1560798.498 | -777929.1824 | 376587354.9682 | 1846137.8086 | -777929.1824 | 377655563.5944 | 6082833.1565 | -777929.1824 | 382960467.5684 | 1019270.28 | -792564.1872 | 383187173.6612 | 262140 | -792564.1872 | 382656749.474 | 307870 | -792564.1872 | 382172055.2868 | 444295 | -792564.1872 | 381823786.0996 | 379865 | -792564.1872 | 381411086.9124 | 2397174.89 | -792564.1872 | 383015697.6152 | 698445 | -792564.1872 | 382921578.428 | 456195 | -792564.1872 | 382585209.2408 | 604605 | -792564.1872 | 382397250.0536 | 1125655 | -792564.1872 | 382730340.8664 | 1329910 | -792564.1872 | 383267686.6792 | 2363255 | -792564.1872 | 384838377.492 | 1131120.16 | -796450.6566 | 385173046.9954 | 274040.51 | -796450.6566 | 384650636.8488 | 320853.24 | -796450.6566 | 384175039.4321 | 462812.9182 | -796450.6566 | 383841401.6937 | 395738.1842 | -796450.6566 | 383440689.2212 | 383419080.1138
Utah | UT | UT | -0.02081% | INTP | INTPUT | INTPUT | 3003131.4 | 0 | -52.0705 | 3003079.3295 | 0 | -52.0705 | 3003027.259 | 0 | -52.0705 | 3002975.1886 | 0 | -52.0705 | 3002923.1181 | 0 | -52.0705 | 3002871.0476 | 0 | -52.0705 | 3002818.9771 | 0 | -52.0651 | 3002766.9121 | 0 | -52.0651 | 3002714.847 | 0 | -52.0651 | 3002662.782 | 0 | -52.0651 | 3002610.7169 | 0 | -52.0651 | 3002558.6519 | 0 | -52.0651 | 3002506.5868 | 0 | -52.0651 | 3002454.5217 | 0 | -52.0651 | 3002402.4567 | 0 | -52.0651 | 3002350.3916 | 0 | -52.0651 | 3002298.3266 | 0 | -52.0651 | 3002246.2615 | 0 | -52.0651 | 3002194.1965 | 0 | -52.0542 | 3002142.1422 | 0 | -52.0542 | 3002090.088 | 0 | -52.0542 | 3002038.0338 | 0 | -52.0542 | 3001985.9796 | 0 | -52.0542 | 3001933.9253 | 3002246.274
Washington | WA | WA | -19.96% | INTP | INTPWA | INTPWA | 627213.8 | 0 | -10434.3311 | 616779.4689 | 0 | -10434.3311 | 606345.1378 | 0 | -10434.3311 | 595910.8067 | 0 | -10434.3311 | 585476.4756 | 0 | -10434.3311 | 575042.1445 | 0 | -10434.3311 | 564607.8133 | 0 | -9392.8177 | 555214.9957 | 0 | -9392.8177 | 545822.178 | 0 | -9392.8177 | 536429.3603 | 0 | -9392.8177 | 527036.5426 | 0 | -9392.8177 | 517643.7249 | 0 | -9392.8177 | 508250.9072 | 0 | -9392.8177 | 498858.0896 | 0 | -9392.8177 | 489465.2719 | 0 | -9392.8177 | 480072.4542 | 0 | -9392.8177 | 470679.6365 | 0 | -9392.8177 | 461286.8188 | 0 | -9392.8177 | 451894.0012 | 0 | -7517.7103 | 444376.2909 | 0 | -7517.7103 | 436858.5806 | 0 | -7517.7103 | 429340.8703 | 0 | -7517.7103 | 421823.16 | 0 | -7517.7103 | 414305.4497 | 463450.4043
Eastern Wyoming | WYP | WYP | 0% | INTP | INTPWYP | INTPWYP | 1379643.72 | 0 | 0 | 1379643.72 | 0 | 0 | 1379643.72 | 0 | 0 | 1379643.72 | 0 | 0 | 1379643.72 | 0 | 0 | 1379643.72 | 0 | 0 | 1379643.72 | 0 | 0 | 1379643.72 | 0 | 0 | 1379643.72 | 0 | 0 | 1379643.72 | 0 | 0 | 1379643.72 | 0 | 0 | 1379643.72 | 0 | 0 | 1379643.72 | 0 | 0 | 1379643.72 | 0 | 0 | 1379643.72 | 0 | 0 | 1379643.72 | 0 | 0 | 1379643.72 | 0 | 0 | 1379643.72 | 0 | 0 | 1379643.72 | 0 | 0 | 1379643.72 | 0 | 0 | 1379643.72 | 0 | 0 | 1379643.72 | 0 | 0 | 1379643.72 | 0 | 0 | 1379643.72 | 1379643.72
Western Wyoming | WYU | WYU | 0% | INTP | INTPWYU | INTPWYU | 0 | 0 | 0 | 0 | 0 | 0 | 0 | 0 | 0 | 0 | 0 | 0 | 0 | 0 | 0 | 0 | 0 | 0 | 0 | 0 | 0 | 0 | 0 | 0 | 0 | 0 | 0 | 0 | 0 | 0 | 0 | 0 | 0 | 0 | 0 | 0 | 0 | 0 | 0 | 0 | 0 | 0 | 0 | 0 | 0 | 0 | 0 | 0 | 0 | 0 | 0 | 0 | 0 | 0 | 0 | 0 | 0 | 0 | 0 | 0 | 0 | 0 | 0 | 0 | 0 | 0 | 0 | 0 | 0 | 0 | 0
Total Intangible Plant | [6 empty] | 759826326.53 | 853466.63 | -1966585.4767 | 758713207.6833 | 462312.6 | -1966585.4767 | 757208934.8067 | 935943.91 | -1966585.4767 | 756178293.24 | 1646658.778 | -1966585.4767 | 755858366.5414 | 2354792.7886 | -1966585.4767 | 756246573.8533 | 6665233.1165 | -1966585.4767 | 760945221.4932 | 1019270.28 | -1948043.3492 | 760016448.424 | 262140 | -1948043.3492 | 758330545.0748 | 307870 | -1948043.3492 | 756690371.7257 | 444295 | -1948043.3492 | 755186623.3765 | 379865 | -1948043.3492 | 753618445.0273 | 2397174.89 | -1948043.3492 | 754067576.5682 | 698445 | -1948043.3492 | 752817978.219 | 456195 | -1948043.3492 | 751326129.8698 | 604605 | -1948043.3492 | 749982691.5207 | 1876816.51 | -1948043.3492 | 749911464.6815 | 3906748.41 | -1948043.3492 | 751870169.7423 | 8018084.18 | -1948043.3492 | 757940210.5731 | 1131120.16 | -1929696.2893 | 757141634.4438 | 274040.51 | -1929696.2893 | 755485978.6645 | 320853.24 | -1929696.2893 | 753877135.6151 | 462812.9182 | -1929696.2893 | 752410252.244 | 395738.1842 | -1929696.2893 | 750876294.1388 | 753178920.1006
Total | [6 empty] | 21988049672.33 | 62065603.11 | -24469589.4777 | 22025645685.9623 | 62289598.94 | -25526857.3423 | 22062408427.56 | 46962357.82 | -25470168.7823 | 22083900616.5978 | 74272883.8214 | -26659379.5497 | 22131514120.8695 | 281074239.217 | -33369840.1143 | 22379218519.9723 | 163962031.0052 | -24469589.4777 | 22518710961.4998 | 25208423.8853 | -28807622.7759 | 22515111762.6092 | 30636425.1391 | -24982269.4859 | 22520765918.2624 | 44589903.614 | -24982269.4859 | 22540373552.3905 | 181908296.3812 | -24982269.4859 | 22697299579.2859 | 252321895.6919 | -24982269.4859 | 22924639205.4919 | 131895383.8041 | -24982269.4859 | 23031552319.8101 | 46628539.7835 | -24982269.4859 | 23053198590.1078 | 56940994.0201 | -24982269.4859 | 23085157314.642 | 103432734.9754 | -27246857.5959 | 23161343192.0215 | 62254672.2439 | -24982269.4859 | 23198615594.7796 | 80969374.2217 | -24982269.4859 | 23254602699.5154 | 280867128.0949 | -24982269.4859 | 23510487558.1245 | 23568923.6667 | -25571376.8276 | 23508485104.9636 | 26709660.3943 | -25571376.8276 | 23509623388.5303 | 41002743.567 | -25571376.8276 | 23525054755.2697 | 38506533.2761 | -25571376.8276 | 23537989911.7183 | 499732895.7914 | -25571376.8276 | 24012151430.6821 | 23331761620.4351
Ref. 8.6.3

## 8.6.20 through 8.6.21
Rocky Mountain Power
Utah General Rate Case - May 2013
Pro Forma Plant Additions and Retirements
Steam Plant Additions
Project Description | FERC Account | Factor | Inservice Date | July11 to May13 Plant Adds | Test Period 13 Month Avg. Plant Adds | Ref.
Naughton U2 Flue Gas Desulfurization Sys | 312 | SG | 2011-11-12 | 156976220.87 | 154522187.4146 | 8.6.31
Naughton U1 Flue Gas Desulfurization Sys | 312 | SG | 2012-05-19 | 120667632.6 | 119248283.7592 | 8.6.31
DJ U4 SO2 & PM Emission Cntrl Upgrades | 312 | SG | 2012-04-17 | 105424008 | 103075102.3123 | 8.6.31
Hunter U1 SO2 Upgrades | 312 | SG | 2012-06-30 | 53158772.53 | 46746033.6046 | 8.6.31
JB U2 Turbine Upgrade HP/IP/LP | 312 | SG | 2013-05-06 | 31590334 | 2430025.6923 | 8.6.31
Hunter 303 Turbine Upgrade HP/IP/LP | 312 | SG | 2012-04-07 | 28087970.5 | 28087970.5 | 8.6.32
302 - Hunter U2 SO2 Project | 312 | SG | 2012-03-31 | 25137509.21 | 25137509.21 | 8.6.32
Hayden U0 Coal Unloading Facility | 312 | SG | 2011-10-31 | 12437794.09 | 12437794.09 | 8.6.32
Naughton U2 NOx LNB - Clean | 312 | SG | 2011-11-30 | 9694035.94 | 9652454.0338 | 8.6.32
Naughton U1 NOx LNB | 312 | SG | 2012-05-19 | 9389264.68 | 9186633.1477 | 8.6.32
DJ U4 - Finishing Superheater Replacement | 312 | SG | 2012-04-27 | 8864191.39 | 6370321.3054 | 8.6.33
DJ U4 - Platen SSH Replace | 312 | SG | 2012-04-27 | 8646210.47 | 5411027.12 | 8.6.33
Huntington U2 Generator Stator Rewind | 312 | SG | 2011-11-30 | 8579204.09 | 8579204.09 | 8.6.33
JB U2 Replace Cooling Tower 12/13 | 312 | SG | 2013-05-06 | 7110265.37 | 546943.49 | 8.6.33
Hunter 300 Adobe Wash Regulating Facility | 312 | SG | 2012-12-20 | 6183037.41 | 2853709.5738 | 8.6.33
Huntington U2 Boiler Finishing SH Pendants Replacem | 312 | SG | 2012-04-20 | 6133115.81 | 6133115.81 | 8.6.34
DJ U0 - Replace DJ Retro Cooling Tower | 312 | SG | 2012-03-31 | 5891150 | 5891150 | 8.6.34
JB U4 Wet Stack Conversion | 312 | SG | 2012-12-30 | 4415924.69 | 2038119.0877
DJ U0 - Rail Car Thaw Shed | 312 | SG | 2012-10-31 | 3940488.61 | 2424916.0677
Naughton U0 FGD Reagent Loadout Facility | 312 | SG | 2012-06-30 | 3722711.88 | 3436349.4277
Huntington U1 Steam Inerting for Coal Mills | 312 | SG | 2011-11-30 | 3622484.47 | 3622484.47
Huntington U2 Boiler Replace Vertical Low Temp Supe | 312 | SG | 2012-04-20 | 3521520.34 | 3521520.34
Craig 2: HP-IP Turbine Rotor Purchase | 312 | SG | July11/Apr13 | 3254034.72 | 2741877.7469
Huntington U2 Steam Inerting for Coal Mills | 312 | SG | 2012-05-31 | 3238933.36 | 3238933.36
Huntington U2 Boiler Waterwall Nose Arch Replacement | 312 | SG | 2012-04-30 | 3233257.88 | 3233257.88
Hunter 303 Bottom Ash Component Replacement | 312 | SG | 2012-08-31 | 3222441 | 2478800.7692
Naughton U1 OH Turbine Major CY12 | 312 | SG | 2012-05-31 | 3200457 | 2749322.6923
Hunter 303 Hunter 3 Wet Stack Upgrades | 312 | SG | 2012-04-30 | 3028368.08 | 3028368.08
JB U4 APH Baskets 12 | 312 | SG | 2012-06-30 | 2826337.2 | 2608926.6462
Hunter 303 ID Fan Replacements | 312 | SG | 2012-07-02 | 2816836 | 2383476.6154
Hunter 300 Gen Coal Handling | 312 | SG | 2011-12-31 | 2757414.38 | 2757414.38
Cholla 4: Cooling Tower Structure Imprv | 312 | SG | 2011-11-30 | 2752596.47 | 2752596.47
DJ U2 - SSH Pendant Replace | 312 | SG | 2013-04-21 | 2662402.68 | 409600.4123
Huntington U2 Generator Field Refurbish/Rewind | 312 | SG | 2011-11-30 | 2647795.55 | 2647795.55
Naughton U0 Mine Water Well | 312 | SG | 2011-07-31 | 2604191.6 | 2604191.6
Naughton U2 OH HSH Upper Bank Replacement | 312 | SG | 2011-12-01 | 2574588.91 | 2574588.91
JB U2 Pendant Plat Lower Replacement 13 | 312 | SG | 2013-05-30 | 2484706.08 | 191131.2369
DJ U2 - Replace RH Header & Terminal Tubes | 312 | SG | 2013-04-21 | 2372278.44 | 364965.9138
Cholla 4:Cooling Tower Struct Cells-E-L | 312 | SG | 2011-12-31 | 2351429.99 | 2351429.99
Blundell U1 Turbine Exhaust Casing | 312 | SG | 2013-05-03 | 2305108.08 | 177316.0062
Hunter 303 BLR WW Headers and SSH Platen replac | 312 | SG | 2012-06-01 | 2215652 | 2045217.2308
Naughton U1 OH Boiler Deflect Arch Replace | 312 | SG | 2012-05-31 | 2038477.37 | 1792544.2162
Hunter 300 Reverse Osmosis System | 312 | SG | 2012-12-30 | 1980626.6 | 914135.3538
Craig 1: Boiler Component Repl | 312 | SG | 2011-06-01 | 1937764.71 | 1937764.71
Wyodak U1 SO2 and PM Emiss Control Upgrade | 312 | SG | 2011-04-30 | 1925769.87 | 1925769.87
JB U4 Reheater Outlet Terminal Tubes 12 | 312 | SG | 2012-05-31 | 1906513.18 | 1906513.18
Colstrip 3: LP Turbine Repl | 312 | SG | 2011-07-01 | 1899906.6 | 1899906.6
Huntington U2 Bottom Ash System Repairs | 312 | SG | 2011-12-15 | 1889429.79 | 1889429.79
Craig U2 Generator Liquid Cooled Stator Rewind | 312 | SG | 2013-04-25 | 1885091.27 | 290014.0415
Naughton U2 OH Generator Field Rewind | 312 | SG | 2011-11-30 | 1853856.7 | 1853856.7
JB New Sewage Treatment Plant or Lagoon | 312 | SG | 2012-09-30 | 1762988.28 | 1220530.3477
Cholla U4 Water Wall Replace CY12 | 312 | SG | 2013-05-25 | 1758103.56 | 135238.7354
JB U4 Replace Upper Arch 12 | 312 | SG | 2012-06-30 | 1752210.18 | 1617424.7815
Huntington U2 Air Preheater Baskets | 312 | SG | 2011-11-30 | 1712926.18 | 1712926.18
Craig U2 Boiler Component Replace | 312 | SG | 2013-04-25 | 1694191.55 | 260644.8538
Hunter 302 Clean Air - PM | 312 | SG | 2011-05-01 | 1658535.16 | 1577348.6215
DJ U0 - CY Fire Prot RPLCE -TRPER Decks BST | 312 | SG | 2011-11-30 | 1639027.78 | 1639027.78
DJ U2 - Reheater Inlet Section Replacement | 312 | SG | 2013-04-21 | 1519887.79 | 233828.8908
DJ U0 - Mill - 2012 | 312 | SG | 2012-11-28 | 1515838.12 | 816220.5262
Huntington U1 SO2 & PM Em Cntrl Upgrades | 312 | SG | 2011-05-31 | 1490672.98 | 1490672.98
Naughton U1 OH APH Clearflow Baskets | 312 | SG | 2012-05-31 | 1486638 | 1437627.9585
Huntington U1 Turbine Upgrade- Interconnection | 312 | SG | 2012-07-31 | 1459064.18 | 1234592.7677
Hunter 303 FGD Tower Isolation Dampers | 312 | SG | 2012-05-30 | 1457982 | 1457982
Naughton U1 OH Hot RH Lead Steam Pipe Replacement | 312 | SG | 2012-05-31 | 1385448.9 | 1385448.9
Hunter U1 Turbine Upgrade- Interconnection | 312 | SG | 2012-08-30 | 1377269.02 | 1059437.7077
Craig 1: Generator Excitation Sys Repl | 312 | SG | 2010-12-31 | 1346251.63 | 1346251.63
DJ U0 - Purchase Ash Haul Truck | 312 | SG | 2012-07-31 | 1338946.19 | 1132954.4685
Naughton U2 OH Waterwall Tube Replacement | 312 | SG | 2011-11-30 | 1337353.59 | 1337353.59
Cholla U4 Bottom Ash Area Rebuild | 312 | SG | 2013-05-25 | 1337078.15 | 102852.1654
Naughton U2 OH Reheater Tubing Replace | 312 | SG | 2011-11-30 | 1335760.54 | 1335760.54
DJ U4 - Replace BLR Upper Arch Tubes | 312 | SG | 2012-04-27 | 1277317.79 | 1277317.79
DJ U4 - Water Wall Tube Panel Replacement | 312 | SG | 2012-04-27 | 1273107 | 1273107
Huntington U2 Base Turbine Maintenance | 312 | SG | 2011-11-28 | 1271937.9 | 1271937.9
Naughton U2 OH HSH, SH, FSH Replace Tubes | 312 | SG | 2011-11-30 | 1241091.41 | 1241091.41
Hunter 303 Turbine- Interconnection (Cap Bank) | 312 | SG | 2012-06-30 | 1228536.86 | 1116934.1015
JB U2 Burners - Major 13 | 312 | SG | 2013-05-30 | 1224485.75 | 94191.2115
JB U4 Burners - Major 12 | 312 | SG | 2012-06-30 | 1223881.67 | 1129736.9262
Huntington U2 Boiler Radiant Reheat Replacement Pha | 312 | SG | 2012-04-20 | 1217705.19 | 1217705.19
JB Replace Coal Handling Dozer - Accel 12 | 312 | SG | 2012-12-31 | 1196521 | 552240.4615
Hunter U2 Interconnection (Cap Bank) | 312 | SG | 2012-06-30 | 1183208.93 | 1081853.0338
Hayden 1: Buckstays Replacement | 312 | SG | 2012-07-01 | 1138776.36 | 964957.4569
Huntington U0 Lacey's Lake Waste Water Diversion | 312 | SG | 2011-11-30 | 1111736.16 | 1111736.16
DJ U0 - Pumps And Valves - 2012 | 312 | SG | 2012-11-28 | 1080719.45 | 581925.8577
JB U4 S02 & PM Em Cntrl Upgrades | 312 | SG | 2012-05-24 | 1064651.95 | 1064651.95
Cholla U4 Coal Mill Damper REPL | 312 | SG | 2013-05-25 | 1038488.15 | 79883.7038
JB U3 S02 & PM Em Cntrl Upgrades | 312 | SG | 2011-06-26 | 1031208.08 | 1031208.08
Naughton U1 OH Reheater Tubing Replace | 312 | SG | 2012-05-31 | 1009609.02 | 1009609.02
Projects Less Than $1million | 312 | SG | Various | 114304086.25 | 86926666.6969
Projects Less Than $1million - Cholla | 312 | SG | Various | 12532823.18 | 6613373.3638
|  |  |  | 870076178.34 | 749276253.2369

## 8.6.22
Rocky Mountain Power
Utah General Rate Case - May 2013
Pro Forma Plant Additions and Retirements
Hydro Plant Additions
Project Description | FERC Account | Factor | Inservice Date | July11 to May13 Plant Adds | Test Period 13 Month Avg. Plant Adds | Ref.
INU 4.1.1/4.1.2 Soda Springs Fish Passag | 332 | SG-P | 2012-09-26 | 73217202.51 | 50677680.3 | 8.6.34
ILR 4.4 Swift Fish Collector | 332 | SG-P | 2012-12-14 | 62970524.96 | 29045626.9046 | 8.6.34
ILR 4.3 Merwin Upstream Collect & Trans | 332 | SG-P | 2012-12-11 | 47338373.48 | 21621451.3754 | 8.6.34
Ashton Dam Seepage Control | 332 | SG-U | 2012-11-01 | 15157079.11 | 8332410.8062 | 8.6.34
IRO Prospect Instream Flow / Automation | 332 | SG-P | 2012-11-15 | 10494557.69 | 5585378.6946 | 8.6.35
Slide Creek Overhaul | 332 | SG-P | 2011-12-15 | 9592327.09 | 9592327.09 | 8.6.35
INU 4.1.1 (f)/6.9 Slide Tailrace Barrier | 332 | SG-P | 2011-12-01 | 8789586.37 | 8789586.37 | 8.6.35
INU 6.1 Lemolo 2 Reroute to Toketee | 332 | SG-P | 2011-11-01 | 8031901.09 | 8031901.09 | 8.6.35
ILR 10.2 Swift Land Fund | 332 | SG-P | 2011-12-30 | 5356423.41 | 5356423.41 | 8.6.35
Ashton Stability Improvements | 332 | SG-U | 2012-11-30 | 4143675.71 | 2231209.9977
North Umpqua Coating Projects (Mandated) | 332 | SG-P | 2012-11-14 | 3367903.05 | 1813486.2577
ILR 4.4.3 Release Ponds | 332 | SG-P | 2012-12-04 | 3287015.71 | 1517084.1738
Merwin Spillway Tainter Gate Rehab | 332 | SG-P | 2012-10-27 | 3015539.33 | 1855716.5108
Swift 1 Station Service/Generator Breake | 332 | SG-P | 2012-02-28 | 2783678.34 | 2783678.34
ILR 8.7 Lewis River Hatchery Pond 16 Mod | 332 | SG-P | 2011-11-15 | 2510285.74 | 2510285.74
ILR 8.7 Speelyai Hat.Water Intake (Dev) | 332 | SG-P | 2012-11-27 | 2318225.04 | 1248275.0215
Lewis River Portable Spillway Bulkhead | 332 | SG-P | 2011-11-08 | 1746196.32 | 1746196.32
Soda Springs Flowline Rehabilitation | 332 | SG-P | 2012-11-30 | 1727728.27 | 930315.2223
Swift No.1 Upgrade Dam Monitoring System | 332 | SG-P | 2011-11-25 | 1722612.54 | 1722612.54
Toketee TIV Replacements | 332 | SG-P | 2012-11-30 | 1712615 | 922177.3077
Soda Intake Headgate Rehabilitation | 332 | SG-U | 2011-12-16 | 1565071.92 | 1565071.92
Swift 1 Spare Generator Windings | 332 | SG-P | 2012-12-01 | 1542838 | 712079.0769
Merwin Controls and Metering Replacement | 332 | SG-P | 2011-11-04 | 1450305.84 | 1450305.84
Yale Spillway Tainter Gate Rehab | 332 | SG-P | 2012-10-31 | 1174222.64 | 722598.5477
Yale Rock Block Stabilization Behind PH | 332 | SG-P | 2011-12-02 | 1137764.98 | 1044296.1338
Lemolo 2 Flume 12 Bank Stabilization | 332 | SG-P | 2011-11-30 | 1121314.87 | 1121314.87
ILR 8.7 Speelyai Hatchery Ponds Mod/Co | 332 | SG-P | 2012-12-15 | 1116792.63 | 516590.8923
IBR 3.2.1 Grace Minimum Flow Valve | 332 | SG-U | 2011-07-22 | 1064226.54 | 1064226.54
Projects Less Than $1million | 332 | SG-P | Various | 17379217.31 | 13134752.8969
Projects Less Than $1million | 332 | SG-U | Various | 2390656.15 | 1983647.3008
|  |  |  | 299225861.64 | 189628707.4908

## 8.6.23
Rocky Mountain Power
Utah General Rate Case - May 2013
Pro Forma Plant Additions and Retirements
Other Plant Additions
Project Description | FERC Account | Factor | Inservice Date | July11 to May13 Plant Adds | Test Period 13 Month Avg. Plant Adds | Ref.
Currant Crk U2 CSA Variable fee 24k - CTB MI | 343 | SG | 2012-10-30 | 8726475.52 | 5370138.7815 | 8.6.36
Currant Crk U1 CSA Variable fee 24k - CTA MI | 343 | SG | 2012-10-30 | 8726475.52 | 5370138.7815 | 8.6.36
Lake Side U11 Combustion Overhaul-CY2013 | 343 | SG | 2013-03-30 | 2921306.7 | 674147.7
Lake Side U12 Combustion Overhaul-CY2013 | 343 | SG | 2013-04-30 | 2902285.71 | 446505.4938
Hermiston U0 Auxiliary Boiler | 343 | SG | 2012-12-31 | 1607513 | 741929.0769
W-1799 Replace four gearboxes company wide | 343 | SG-W | 2012-12-31 | 1275812 | 588836.3077
Lake Side UST1 Install Steam Turbine Valve Seat | 343 | SG | 2011-07-08 | 1011624.45 | 1011624.45
Projects Less Than $1million | 343 | SG | Various | 7907298.05 | 6267356.0792
Projects Less Than $1million | 343 | SG-W | Various | 8122498.93 | 6558603.6254
Projects Less Than $1million - Gadsby | 343 | SG | Various | 2855806.63 | 2798596.9277
|  |  |  | 46057096.51 | 29827877.2238

## 8.6.24
Rocky Mountain Power
Utah General Rate Case - May 2013
Pro Forma Plant Additions and Retirements
Transmission Plant Additions
Project Description | FERC Account | Factor | Inservice Date | July11 to May13 Plant Adds | Test Period 13 Month Avg. Plant Adds | Ref.
Mona - Limber - Oquirrh 500/345 kV line | 355 | SG | 2013-05-18 | 382572315.9283 | 31241783.536 | 8.6.36
Clover Substation | 355 | SG | 2012-12-31 | 76094674.926 | 31135952.5535 | 8.6.36
Terminal Sub - Replace two 345/138 kV Trans and ten 138 kv breakers | 355 | SG | 2012-05-01 | 42107363.05 | 41882466.6654 | 8.6.36
Lake Side 2 Interconnect | 355 | SG | 2013-05-01 | 19233313.1866 | 1479485.6297 | 8.6.37
NERC Facility Rating Project Phase II UT | 355 | SG | Various | 18406682.1829 | 10481008.9422
Southwest Wyoming-Silver Creek 138 kV Line Phase I | 355 | SG | 2012-08-01 | 14010113.17 | 10779343.9392 | 8.6.37
NERC Facility Rating Project Phase II WY | 355 | SG | Various | 10040008.4634 | 5716913.9685
RE--Replace - Overhead Transmission Lines - Poles | 355 | SG | Various | 9869792.9317 | 7822990.6374
Dave Johnston - Casper 230 kV Rebuild | 355 | SG | 2012-06-30 | 9798624.69 | 9049125.3377 | 8.6.37
Nibley: New 138-12.5 kV Substation and Rebuild 7 Miles Transmission | 355 | SG | 2011-12-31 | 8339058.53 | 8339058.53 | 8.6.37
MR--Mandated - Regional or National Regulatory | 355 | SG | Various | 7158901.0757 | 4595368.7942
Ben Lomond 345/138 #2 transformer 450 MVA | 355 | SG | 2012-08-01 | 6458301.51 | 4966987.5699 | 8.6.37
Oquirrh - Terminal 345 kV line Phase I | 355 | SG | 2012-06-30 | 6036610 | 5572255.3846 | 8.6.37
UDOT Mountain View Corridor Highway Relocation: I-80 to Camp Williams | 355 | SG | 2012-06-30 | 5955619.2 | 5618266.8046 | 8.6.38
Jerusalem-Ephraim Tap 46 kV Line Rebuild to 138 kV Construction | 355 | SG | 2013-05-01 | 5672000 | 436307.6923 | 8.6.38
COPCO II 230-115kV Transformer - TPL002 | 355 | SG | 2012-12-31 | 5242417.46 | 2419577.2892 | 8.6.38
NERC Facility Rating Project Phase II ID | 355 | SG | Various | 5020004.2317 | 2858456.9842
City Creek Center: New 40 MW Development for PRI Phase II | 355 | SG | 2012-05-01 | 4519308.74 | 4519308.74 | 8.6.38
Chappel Crk 230kV Cimarex Energy 20 MW | 355 | SG | 2011-08-02 | 4468612.91 | 4468612.91
Red Butte Sub SVC and Property Acquisiti | 355 | SG | 2011-07-31 | 4247616.23 | 4247616.23
Chehalis U1 GSU replacement | 355 | SG | 2012-05-31 | 3906103.02 | 3906103.02
Wyoming - NERC Facility Rating Project | 355 | SG | 2011-12-31 | 3808716.61 | 3808716.61
M3--Mandated - Environmental | 355 | SG | Various | 3688347.5224 | 2595265.0439
RE--Replace - Overhead Transmission Lines - Poles | 355 | SG | Various | 3552070.56 | 3093481.3292
Meridian Sub 2-230kV Shunt Capacitor | 355 | SG | 2011-08-05 | 3528663.5 | 3528663.5
Wyodak U1 - Generator Step-Up Transformer Spare | 355 | SG | 2012-11-30 | 3517933.07 | 1894271.6531
Line 37 Conv to 115kV Bld Nickel Mt Sub - Dist - Canyonville | 355 | SG | 2012-10-01 | 3370000 | 2073846.1538
JB U1 Replace / Rewind GSU | 355 | SG | 2012-12-31 | 3345268.18 | 1543969.9292
Montana - NERC Facility Rating Project | 355 | SG | 2011-07-22 | 3211589.61 | 3211589.61
RI--Replace - Storm and Casualty | 355 | SG | Various | 3116324.2248 | 2318792.9677
345-138 kV Spare Transformer | 355 | SG | 2012-04-01 | 3014600.41 | 3014600.41
Energy Transmission - general interconnections | 355 | SG | Dec12 | 3000000 | 1384615.3846
R1--Replace - Substation - Switchgear, Breakers, Reclrs | 355 | SG | Various | 2754535.163 | 1895922.7792
RE--Replace - Overhead Transmission Lines - Poles | 355 | SG | Various | 2655650.08 | 2031748.5285
RI--Replace - Storm and Casualty | 355 | SG | Various | 2539632.9169 | 1670304.3412
Malin Sub Replace Station Service | 355 | SG | 2011-11-30 | 2430692.45 | 2430692.45
RE--Replace - Overhead Transmission Lines - Poles | 355 | SG | Various | 2429841.86 | 1791401.4754
Eastside Trans Line Ratings Wave Traps | 355 | SG | 2011-12-31 | 2156728.54 | 2156728.54
Middleton-Toquerville: 69 kV Line Rebuild 2.2 Miles | 355 | SG | 2013-05-01 | 2120749.81 | 163134.6008
RF--Replace - Overhead Transmission Lines - Other | 355 | SG | Various | 2106062.585 | 1728944.6458
MR--Mandated - Regional or National Regulatory | 355 | SG | Various | 2081500.1445 | 1517374.2241
Three Peaks Sub: Install 345 kV Sub | 355 | SG | 2011-12-31 | 1908760.68 | 1908760.68
RF--Replace - Overhead Transmission Lines - Other | 355 | SG | Various | 1844654.45 | 1603440.6038
M7--Mandated - Non-conforming Code Issues | 355 | SG | Various | 1775074.6984 | 1746176.4304
N9--New Revenue/System Reinforcement - Subtransmission | 355 | SG | Various | 1755364.6395 | 1755364.6395
Ashley Sub-Install 3 Stage 29.8 MVAR Cap | 355 | SG | 2011-11-01 | 1751247.71 | 1751247.71
DJ - Windstar Reconductor 1.5 miles | 355 | SG | 2012-12-31 | 1700000 | 784615.3846
Cove -Cove Tap 69kV 1.9 Miles Trans Line | 355 | SG | 2012-03-31 | 1672211.46 | 1672211.46
NA--New Revenue/System Reinforcement - Main Grid System | 355 | SG | Various | 1670166.76 | 1670166.76
Pavant-Holden Irrigation 46 kV Line: Rebuild 3 Miles | 355 | SG | 2012-05-01 | 1619365.9 | 1619365.9
Purchase spare 230-69 kV transformer | 355 | SG | 2012-05-01 | 1609128.05 | 1609128.05
M8--Mmadated - ROW renewal | 355 | SG | Various | 1582452.875 | 896207.9865
MR--Mandated - Regional or National Regulatory | 355 | SG | Various | 1496506.7038 | 1010812.4303
White City Area Purchase Property | 355 | SG | 2011-12-31 | 1415796.83 | 1415796.83
R2--Replace - Substation - Meters and Relays | 355 | SG | Various | 1410062.4215 | 995147.4342
Line 44 Tribal Easement Reroute | 355 | SG | 2012-06-01 | 1394281 | 1287028.6154
N9--New Revenue/System Reinforcement - Subtransmission | 355 | SG | Various | 1139101.78 | 1139101.78
RI--Replace - Storm and Casualty | 355 | SG | Various | 1109479.8308 | 768323.6171
M3--Mandated - Environmental | 355 | SG | Various | 1105992.0042 | 808739.9517
RF--Replace - Overhead Transmission Lines - Other | 355 | SG | Various | 1057821.21 | 913092.9023
RI--Replace - Storm and Casualty | 355 | SG | Various | 1055310.6824 | 720170.4848
R1--Replace - Substation - Switchgear, Breakers, Reclrs | 355 | SG | Various | 1046015.9109 | 913075.1337
R6--Replace - Substation - Bushings, Glass & Other | 355 | SG | Various | 1043210.5651 | 747392.8477
M1--Mandated - Highway Relocations | 355 | SG | Various | 1028208.966 | 678833.448
Kennecott Grinding Sub: New Load Addition | 355 | SG | 2013-05-01 | 1027428.84 | 79032.9877
M1--Mandated - Highway Relocations | 355 | SG | Various | 1019027.1305 | 651161.6238
Line 96 Dixonville 500kv to Dixonville Substation-Reconductor 230 kV line | 355 | SG | 2012-05-31 | 1006866 | 1006866
Populus - Borah #1&2 - Transmission Dynamic Rating System | 355 | SG | 2012-12-20 | 1000000 | 461538.4615
Projects Less Than $1million | 355 | SG | Various | 33338205.5795 | 27411996.4255
|  |  |  | 778168091.3505 | 303415851.9139

## 8.6.25 through 8.6.26
Rocky Mountain Power
Utah General Rate Case - May 2013
Pro Forma Plant Additions and Retirements
Distribution Plant Additions
Project Description | FERC Account | Factor | Inservice Date | July11 to May13 Plant Adds | Test Period 13 Month Avg. Plant Adds | Ref.
Klamath Falls CA - Avian Protection 2011 | 364 | CA | 2011-12-31 | 3034963.53 | 3034963.53
RC--Replace - Overhead Distribution Lines - Poles | 364 | CA | Various | 2399675.108 | 1830342.3111
N1--N1--New Revenue/Connection - Residential | 364 | CA | Various | 1535534.9427 | 1086080.1188
RI--Replace - Storm and Casualty | 364 | CA | Various | 1507471.2968 | 1032287.5096
M3--Mandated - Environmental | 364 | CA | Various | 1051285.9825 | 891529.8186
N2--N2--New Revenue/Connection - Commercial | 364 | CA | Various | 1048783.7321 | 797860.5341
Idaho AMR Project | 364 | ID | Various | 5900000 | 4838000
N2--N2--New Revenue/Connection - Commercial | 364 | ID | Various | 3134598.7098 | 2209269.4426
N1--N1--New Revenue/Connection - Residential | 364 | ID | Various | 2355472.0226 | 1861775.5949
M3--Mandated - Environmental | 364 | ID | Various | 2157643.6264 | 1746241.3776
RI--Replace - Storm and Casualty | 364 | ID | Various | 1963961.09 | 1434261.8376
RC--Replace - Overhead Distribution Lines - Poles | 364 | ID | Various | 1905704.8188 | 1532435.1914
N1--N1--New Revenue/Connection - Residential | 364 | OR | Various | 14998495.9082 | 10692311.6516
N2--N2--New Revenue/Connection - Commercial | 364 | OR | Various | 9075571.8851 | 6992169.2673
RC--Replace - Overhead Distribution Lines - Poles | 364 | OR | Various | 8557653.3684 | 6629773.1153
RI--Replace - Storm and Casualty | 364 | OR | Various | 7604518.9382 | 5516915.7113
M3--Mandated - Environmental | 364 | OR | Various | 5679643.6603 | 4767520.4434
RD--Replace - Overhead Distribution Lines - Other | 364 | OR | Various | 5060122.12 | 3885859.5969
M1--Mandated - Highway Relocations | 364 | OR | Various | 4965779.8093 | 3461793.5016
RA--Replace - Underground Cable | 364 | OR | Various | 4445381.176 | 4033426.9606
UB--Functional Upgrade - Economically Justified | 364 | OR | Various | 3354430 | 3354430
Bend Plant Sub Increase Capacity | 364 | OR | 2011-07-15 | 3134740.71 | 3134740.71
Independence Sub - Install new substation near Monpac | 364 | OR | 2013-02-01 | 2627000 | 808307.6923
Alderwood Sub Install 2nd Transformer | 364 | OR | 2011-08-30 | 2349377.47 | 2349377.47
RJ--Replace - Customer Meters | 364 | OR | Various | 2143337.8614 | 1570021.7498
Deschutes Sub Inc Cap Repl Transformer | 364 | OR | 2011-12-31 | 2108552.36 | 2108552.36
Humbug Crk Sub Const New 69-12.kv Sub | 364 | OR | 2011-08-04 | 1997893.13 | 1997893.13
N7--New Revenue/System Reinforcement - Feeder | 364 | OR | Various | 1932819.79 | 1833162.3438
M4--Mandated - Neutral Extensions | 364 | OR | Various | 1658256.72 | 1206036.72
M9--Mandated - Public Accommodations & Other | 364 | OR | Various | 1618824.0853 | 1150835.908
N4--N4--New Revenue/Connection - Irrigation | 364 | OR | Various | 1530701.0948 | 1001711.6061
U1--Functional Upgrade - Feeder Improvements | 364 | OR | Various | 1516415.7497 | 1296200.3651
RB--Replace - Underground - Vaults & Equipment | 364 | OR | Various | 1497215.4913 | 1228122.8278
R1--Replace - Substation - Switchgear, Breakers, Reclrs | 364 | OR | Various | 1391978.7721 | 1138744.3628
R4--Replace - Substation - Transformers | 364 | OR | Various | 1299572.3131 | 979997.8107
M7--Mandated - Non-conforming Code Issues | 364 | OR | Various | 1162321.1277 | 897803.9802
U2--Functional Upgrade - Substation Improvements | 364 | OR | Various | 1104628.75 | 1104628.75
N3--N3--New Revenue/Connection - Industrial | 364 | OR | Various | 1013084.9724 | 689840.681
N2--N2--New Revenue/Connection - Commercial | 364 | UT | Various | 30650388.816 | 22824746.4681
N1--N1--New Revenue/Connection - Residential | 364 | UT | Various | 25018317.793 | 19548302.451
City Creek Center: New 40 MW Development for PRI Phase II | 364 | UT | 2012-05-01 | 17775267.01 | 17775267.01 | 8.6.38
RI--Replace - Storm and Casualty | 364 | UT | Various | 9662519.9217 | 7277513.9573
Skypark Build New 138-12 5kV Substation | 364 | UT | 2012-05-01 | 8063831.63 | 8063831.63 | 8.6.39
Nibley: New 138-12.5 kV Substation and Rebuild 7 Miles Transmission | 364 | UT | 2012-06-01 | 7330193.26 | 6766332.24 | 8.6.37
Fort Douglas-New 138-12.5 kV Sub & Trans | 364 | UT | 2013-05-01 | 7077659.44 | 544435.3415 | 8.6.39
RC--Replace - Overhead Distribution Lines - Poles | 364 | UT | Various | 6664320.9884 | 5555116.2192
M1--Mandated - Highway Relocations | 364 | UT | Various | 6098922.1942 | 4793261.4001
Copper Hills New 138-12 5kV Sub | 364 | UT | 2011-11-30 | 5424389.77 | 5424389.77 | 8.6.39
Farmington: Install 2nd Transformer | 364 | UT | 2012-05-01 | 4823848.84 | 4823848.84
U4--Functional Upgrade - Spare Equipment Addition | 364 | UT | Various | 3963315 | 3304185.1923
RD--Replace - Overhead Distribution Lines - Other | 364 | UT | Various | 3913952.2016 | 3486554.6631
Utah AMR Project - 2011 | 364 | UT | Various | 3173906.49 | 3173906.49
N7--New Revenue/System Reinforcement - Feeder | 364 | UT | Various | 3064869.89 | 2696453.7362
N3--N3--New Revenue/Connection - Industrial | 364 | UT | Various | 2986643.3579 | 2144254.1543
M3--Mandated - Environmental | 364 | UT | Various | 2964936.1524 | 2694654.5386
RB--Replace - Underground - Vaults & Equipment | 364 | UT | Various | 2949640.54 | 2769299.7708
RA--Replace - Underground Cable | 364 | UT | Various | 2802251.43 | 2635293.7377
ATK Freeport Expansion | 364 | UT | 2011-12-31 | 2595625.55 | 2595625.55
U1--Functional Upgrade - Feeder Improvements | 364 | UT | Various | 2462069.1 | 2462069.1
RJ--Replace - Customer Meters | 364 | UT | Various | 2316888.7745 | 1898976.1256
138-26.4 x 13.2 Mobile Transformer | 364 | UT | 2012-03-31 | 2000000 | 2000000
M9--Mandated - Public Accommodations & Other | 364 | UT | Various | 1805794.979 | 1470758.4449
Smithfield Substation Add New Feeder 13 | 364 | UT | 2011-12-31 | 1709786.97 | 1709786.97
N4--N4--New Revenue/Connection - Irrigation | 364 | UT | Various | 1599337.6155 | 1141436.3815
MR--Mandated - Regional or National Regulatory | 364 | UT | Various | 1401025.782 | 1382127.942
N6--New Revenue/Connection - Street Light & Other & Meters | 364 | UT | Various | 1051437.8728 | 792627.8506
N1--N1--New Revenue/Connection - Residential | 364 | WA | Various | 4432414.0715 | 3100859.5056
N2--N2--New Revenue/Connection - Commercial | 364 | WA | Various | 2961805.4559 | 2268584.3328
M1--Mandated - Highway Relocations | 364 | WA | Various | 1953727.4305 | 1502531.5382
M3--Mandated - Environmental | 364 | WA | Various | 1936033.8255 | 1651942.0627
RA--Replace - Underground Cable | 364 | WA | Various | 1211252.924 | 1013209.4549
RI--Replace - Storm and Casualty | 364 | WA | Various | 1153852.5229 | 835174.981
Orchard and Wiiley Substation Capacity Relief (Clinton Feeder) | 364 | WA | 2013-05-01 | 1014400 | 78030.7692
N2--N2--New Revenue/Connection - Commercial | 364 | WYP | Various | 7363295.07 | 5466401.1354
Wyoming Distribution Reliability Improvements | 364 | WYP | Various | 7193664.55 | 5706222.2423
M3--Mandated - Environmental | 364 | WYP | Various | 4936945.9274 | 4256248.4289
Community Park Conv to 115-12 5kV | 364 | WYP | 2011-10-30 | 4914668.16 | 4914668.16
N1--N1--New Revenue/Connection - Residential | 364 | WYP | Various | 4504797.16 | 3649993.8031
Wyoming AMR Project - 2011 | 364 | WYP | 2011-07-01 | 4041927.81 | 4041927.81
RI--Replace - Storm and Casualty | 364 | WYP | Various | 2727146.2102 | 2085565.2494
N3--N3--New Revenue/Connection - Industrial | 364 | WYP | Various | 2368848.8272 | 1118965.0925
RD--Replace - Overhead Distribution Lines - Other | 364 | WYP | Various | 1449940.3156 | 1378948.3156
Center Street Substation: Convert to 12.5 kV | 364 | WYP | 2012-12-24 | 1200000 | 553846.1538
RC--Replace - Overhead Distribution Lines - Poles | 364 | WYP | Various | 1067138.68 | 992035.5262
Projects Less Than $1million | 364 | CA | Various | 6166140.0561 | 4941997.6313
Projects Less Than $1million | 364 | ID | Various | 5274717.4991 | 4133822.7621
Projects Less Than $1million | 364 | OR | Various | 5264302.2273 | 4308229.2656
Projects Less Than $1million | 364 | UT | Various | 10684532.1232 | 9161306.3497
Projects Less Than $1million | 364 | WA | Various | 7243348.1231 | 5749894.7703
Projects Less Than $1million | 364 | WYP | Various | 9496921.8468 | 8211344.1796
|  |  |  | 393736374.3083 | 319002031.4768

## 8.6.27
Rocky Mountain Power
Utah General Rate Case - May 2013
Pro Forma Plant Additions and Retirements
General Plant Additions
Project Description | FERC Account | Factor | Inservice Date | July11 to May13 Plant Adds | Test Period 13 Month Avg. Plant Adds | Ref.
Total Obsolescence Management | 397 | SO | Various | 21190609.4496 | 16400682.6782
MRR Oregon Mobile Radio Repl Project | 397 | OR | Various | 17827381.696 | 16585839.1175
Utah Mobile Radio Replacement Project | 397 | UT | Various | 16179858.068 | 14925071.192
MRRP PacifiCorp Energy | 397 | SG | Various | 13913277.564 | 12786907.1409
RV--Replace - Vehicles | 397 | UT | Various | 13288771.2208 | 11814226.2337
RV--Replace - Vehicles | 397 | OR | Various | 10921322.5282 | 8808038.7173
Wyoming Mobile Radio Replacement Project | 397 | WYP | Various | 7657862.29 | 7378359.8269
RV--Replace - Vehicles | 397 | WYP | Various | 4780960.2067 | 3896233.2505
RQ--Replace - Other General Plant | 397 | UT | Various | 3984787.8385 | 3437372.0077
RT--Replace - Tools | 397 | UT | Various | 3564930.6413 | 2861308.7202
RV--Replace - Vehicles | 397 | ID | Various | 3363594.6329 | 2773776.6021
Casper Service Center Lease Buy-out | 397 | SO | 2011-12-15 | 2950000 | 2950000
IT Capacity | 397 | SO | Various | 2861735.4332 | 2209448.6574
Scipio Pass - Mineral Mountain Microwave | 397 | SG | 2011-12-31 | 2780344.92 | 2780344.92
MRR Washington Mobile Radio Repl Project | 397 | WA | Various | 2778821.43 | 2669097.5838
MRR California Mobile Radio Repl Project | 397 | CA | Various | 2525824.46 | 2390161.6723
RV--Replace - Vehicles | 397 | WA | Various | 2449587.133 | 1987434.7261
Idaho Mobile Radio Replacement Project | 397 | ID | Various | 2436776.75 | 2286889.8638
Mobile Radio Purch-Implemnt VHF Spectrum | 397 | OR | 2012-06-30 | 2263324.7407 | 2089222.8375
R8--Replace - Microwave/Fiber Communications | 397 | OR | Various | 2042265.6762 | 1940450.3215
RT--Replace - Tools | 397 | OR | Various | 2013498.9605 | 1790666.8315
R9--Replace - Other Communications | 397 | UT | Various | 1528576.0643 | 1023519.5488
RQ--Replace - Other General Plant | 397 | OR | Various | 1479748.59 | 1066549.0823
R9--Replace - Other Communications | 397 | OR | Various | 1478795.7802 | 1133611.8838
RV--Replace - Vehicles | 397 | CA | Various | 1389307.1572 | 1179857.4147
Naughton U0 D10 Replacement | 397 | SG | 2011-12-31 | 1339776.21 | 1339776.21
Hunter 300 Coal Dozer Replacement | 397 | SG | 2012-10-31 | 1270204 | 781664
R8--Replace - Microwave/Fiber Communications | 397 | WYP | Various | 1243761.0352 | 749733.8592
RQ--Replace - Other General Plant | 397 | WYP | Various | 1066330.0867 | 895296.8135
Projects Less Than $1million | 397 | CA | Various | 1833408.4351 | 1399270.1645
Projects Less Than $1million | 397 | ID | Various | 1546278.4249 | 1201019.8643
Projects Less Than $1million | 397 | UT | Various | 1904197.7486 | 1493337.767
Projects Less Than $1million | 397 | OR | Various | 1696634.3726 | 1631631
Projects Less Than $1million | 397 | WA | Various | 2073131.6603 | 1876112.4944
Projects Less Than $1million | 397 | WYP | Various | 2138731.015 | 1713180.0219
Projects Less Than $1million | 397 | SO | Various | 865300 | 66561.5385
Projects Less Than $1million | 397 | SG | Various | 5449923.45 | 3789747.4362
|  |  |  | 170079639.6699 | 146102402.0001

## 8.6.28
Rocky Mountain Power
Utah General Rate Case - May 2013
Pro Forma Plant Additions and Retirements
Intangible Plant Additions
Project Description | FERC Account | Factor | Inservice Date | July11 to May13 Plant Adds | Test Period 13 Month Avg. Plant Adds | Ref.
Upgrades and Enhancements | 303 | SO | Various | 17637636.7468 | 14238471.0459
Corp Optimization | 303 | SO | Various | 4387531.1687 | 3542540.825
Generation Compliance Initiative Hardware | 302 | SG | 2012-12-31 | 4165418.5 | 1922500.8462
IT-Mobility Upgrade / Click Replacement | 303 | SO | 2012-06-01 | 1870939.89 | 1727021.4369
Projects Less Than $1million | 302 | SG | Various | 5996729.94 | 3716521.2654
Projects Less Than $1million | 303 | SO | Various | 1816225.86 | 1412358.1677
|  |  |  | 35874482.1055 | 26559413.587

## 8.6.29
Rocky Mountain Power
Utah General Rate Case - May 2013
Pro Forma Plant Additions and Retirements
Mining Plant Additions
Project Description | FERC Account | Factor | Inservice Date | July11 to May13 Plant Adds | Test Period 13 Month Avg. Plant Adds | Ref.
Energy West Deer Creek Mine CAP Forecast | 399 | SE | Various | 8652600.01 | 7074830.7792
Cottonwood Prep Plant-System Improvement | 399 | SE | 2012-12-31 | 4039263.1 | 1864275.2769
Section Extension-2011 | 399 | SE | 2011-03-01 | 2352271.75 | 2352271.75
Deer Creek-(1) Used Continuous Miner | 399 | SE | 2011-10-01 | 1460000 | 1460000
Deer Creek-Reconstruct Longwall System | 399 | SE | 2012-01-31 | 1225036.44 | 1225036.44
Projects Less Than $1million | 399 | SE | Various | 6854347.24 | 6766270.3169
|  |  |  | 24583518.54 | 20742684.5631

## 8.6.30
Rocky Mountain Power |  |  | Page 8.6.30
Utah General Rate Case - May 2013
Pro Forma Plant Additions and Retirements
Known Retirements
Snake Creek Hydro Plant
September 2011
Hydro Plant | DGU | -674932.56
Hydro Plant | SG-U | -317690.19
Distribution Plant | UT | -35047.33
-1027670.08
Condit Hydro Plant
October 2011
Hydro Plant | DGP | -3609679.37
Hydro Plant | SG-P | -3325590.15
Transmission Plant | DGP | -205216.64
Transmission Plant | SG | -52206.99
-7192693.15
Little Mountain
December 2011 & August 2012
Other Plant | DGU | -1207689.61
Other Plant | SG | -4349960.72
Distribution Plant | UT | -266976.52
General Plant | DGU | -25626.82
General Plant | SG | -239687.73
-6089941.4
Wyoming AMR
July, August, October 2011
Distribution Plant | WYP | -1982275.8536
-1982275.8536
Utah AMR
September & October 2011
Distribution Plant | UT | -2482113.794
-2482113.794
Foote Creek Wind Plant
July 2011
Other Plant | SG-W | -463135
-463135