## Pages 1 - 18
1 |  |  | - | Distribution - Total - Unbundled
2 | Rocky Mountain Power
3 | Cost Of Service By Rate Schedule
4 | State of Utah
5 | 2010 Protocol (Non Wgt)
6 | 12 Months Ended May 2013
7
8
9 |  | A |  | B | C |  | D | E | F | G | H | I | J | K | L | M | N | O
10 | [6 empty] | Utah |  | General | General | Street & Area | General |  | Traffic | Outdoor | General |  |  | Chk Total
11 | [6 empty] | Jurisdiction | Residential | Large Dist. | +1 MW | Lighting | Trans | Irrigation | Signals | Lighting | Small Dist. | Industrial | Industrial
12 |  |  |  | DESCRIPTION |  |  | Normalized | Sch 1 | Sch 6 | Sch 8 | Sch. 7,11,12 | Sch 9 | Sch 10 | Sch 15 | Sch 15 | Sch 23 | Cust 1 | Cust 2 | 0
13
14 |  |  |  | Operating Revenues |  |  | 328641415.1064 | 181678110.0787 | 82157408.0744 | 21265972.7225 | 7537247.0735 | 997168.6784 | 3272565.0712 | 166992.2328 | 153278.3337 | 31207893.1149 | 97928.0127 | 106851.7139 | 0
15
16 |  |  |  | Operating Expenses
17 |  |  |  | Operation & Maintenance Expenses |  |  | 116018059.2937 | 65045314.4221 | 27552575.6891 | 7590453.93 | 3348334.3258 | 842180.1523 | 1089882.7468 | 63651.9233 | 25152.2016 | 10277662.2466 | 87083.1566 | 95768.4995 | 0
18 |  |  |  | Depreciation Expense |  |  | 66043679.9183 | 38010667.7213 | 15472652.9481 | 4205808.6464 | 1705025.1538 | 107767.0592 | 781630.7598 | 29547.8837 | 17321.7693 | 5697341.9714 | 7958.0026 | 7958.0026 | 0
19 |  |  |  | Amortization Expense |  |  | 2397909.7664 | 1408864.0697 | 557090.5563 | 150591.8501 | 38327.063 | 3146.5075 | 28971.3583 | 1171.5728 | 681.009 | 208596.8542 | 234.8176 | 234.108 | 0
20 |  |  |  | Taxes Other Than Income |  |  | 16184445.129 | 9579504.0661 | 3779733.4097 | 1017695.1711 | 175180.0082 | 11785.9674 | 201901.9595 | 8091.6593 | 4770.703 | 1402813.5934 | 1480.9355 | 1487.6558 | 0
21 |  |  |  | Income Taxes - Federal |  |  | 26769102.3358 | 13218714.7565 | 7885558.3579 | 1762505.5942 | 490182.4922 | 2337.9379 | 194099.4545 | 13927.3769 | 30758.6338 | 3171861.1277 | -413.1189 | -430.2765 | 0
22 |  |  |  | Income Taxes - State |  |  | 3434377.6494 | 1695912.6213 | 1011688.2157 | 226123.0034 | 62888.6159 | 299.9489 | 24902.2481 | 1786.8314 | 3946.2199 | 406938.1493 | -53.0016 | -55.2029 | 0
23 |  |  |  | Income Taxes Deferred |  |  | 7800449.1986 | 4617052.6219 | 1821725.6268 | 490500.5651 | 84431.8569 | 5680.5061 | 97311.0889 | 3899.9531 | 2299.3452 | 676116.8569 | 713.7694 | 717.0084 | 0
24 |  |  |  | Investment Tax Credit Adj |  |  | -415276.0586 | -245800.1285 | -96984.035 | -26113.0015 | -4494.9371 | -302.4157 | -5180.5947 | -207.6236 | -122.4113 | -35994.7403 | -37.9993 | -38.1717 | 0
25 |  |  |  | Misc Revenues & Expense |  |  | -145660.8289 | -50512.3701 | -41070.0371 | -12435.3321 | -301.9731 | -24764.4874 | -1095.8986 | -30.9865 | -56.136 | -10061.483 | -2806.8288 | -2525.2962 | 0
26
27 |  |  |  | Total Operating Expenses |  |  | 238087086.4037 | 133279717.7805 | 57942970.7314 | 15405130.4268 | 5899572.6055 | 948131.1761 | 2412423.1226 | 121838.5903 | 84751.3345 | 21795274.5761 | 94159.733 | 103116.327 | 0
28
29 |  |  |  | Operating Revenue For Return |  |  | 90554328.7028 | 48398392.2982 | 24214437.3429 | 5860842.2957 | 1637674.468 | 49037.5023 | 860141.9486 | 45153.6424 | 68526.9992 | 9412618.5387 | 3768.2797 | 3735.3868 | 0
30
31
32 |  |  |  | Rate Base :
33 |  |  |  | Electric Plant In Service |  |  | 2682904006.6325 | 1576408044.2239 | 623280996.3054 | 168480585.808 | 42887992.0282 | 3451162.6262 | 32416509.1838 | 1310928.8143 | 761906.0082 | 233396183.0035 | 254849.3155 | 254849.3155 | 0
34 |  |  |  | Plant Held For Future Use |  |  | 2512398.24 | 1235195.7857 | 799790.9699 | 226972.8311 | 2027.2775 | 0 | 30191.5436 | 488.0699 | 364.0249 | 217367.7374 | 0 | 0 | 0
35 |  |  |  | Electric Plant Acquisition Adj |  |  | 0 | 0 | 0 | 0 | 0 | 0 | 0 | 0 | 0 | 0 | 0 | 0 | 0
36 |  |  |  | Nuclear Fuel |  |  | 0 | 0 | 0 | 0 | 0 | 0 | 0 | 0 | 0 | 0 | 0 | 0 | 0
37 |  |  |  | Prepayments |  |  | 1934508.3924 | 1136669.2897 | 449416.8689 | 121482.9552 | 30924.394 | 2488.4614 | 23373.9295 | 945.2454 | 549.3725 | 168290.3576 | 183.7591 | 183.7591 | 0
38 |  |  |  | Fuel Stock |  |  | 0 | 0 | 0 | 0 | 0 | 0 | 0 | 0 | 0 | 0 | 0 | 0 | 0
39 |  |  |  | Materials & Supplies |  |  | 12016021.8685 | 7060317.2854 | 2791511.7587 | 754580.2602 | 192084.0436 | 15456.8503 | 145185.0242 | 5871.3056 | 3412.3768 | 1045320.1576 | 1141.4031 | 1141.4031 | 0
40 |  |  |  | Misc Deferred Debits |  |  | 816560.8517 | 479790.9623 | 189699.9892 | 51278.2605 | 13053.2644 | 1050.3858 | 9866.1943 | 398.9905 | 231.8915 | 71035.7827 | 77.5652 | 77.5652 | 0
41 |  |  |  | Cash Working Capital |  |  | 8045427.7729 | 4510654.482 | 1910670.2785 | 526370.1981 | 232194.7302 | 58402.1111 | 75579.3794 | 4414.0279 | 1744.2131 | 712718.2594 | 6038.8982 | 6641.1949 | 0
42 |  |  |  | Weatherization Loans |  |  | 0 | 0 | 0 | 0 | 0 | 0 | 0 | 0 | 0 | 0 | 0 | 0 | 0
43 |  |  |  | Miscellaneous Rate Base |  |  | 0 | 0 | 0 | 0 | 0 | 0 | 0 | 0 | 0 | 0 | 0 | 0 | 0
44
45 |  |  |  | Total Rate Base Additions |  |  | 2708228923.758 | 1590830672.029 | 629422086.1706 | 170161270.3133 | 43358275.7378 | 3528560.4348 | 32700705.2548 | 1323046.4537 | 768207.8869 | 235610915.2982 | 262290.9411 | 262893.2379 | 0
46
47 |  |  |  | Rate Base Deductions :
48 |  |  |  | Accum Provision For Depreciation |  |  | -813362476.3273 | -471831109.4019 | -187830420.8287 | -51084450.19 | -20740847.2552 | -1201072.2328 | -9188513.0689 | -379373.7169 | -206506.4591 | -70722798.0606 | -88692.5566 | -88692.5566 | 0
49 |  |  |  | Accum Provision For Amortization |  |  | -34138445.7373 | -20058906.4478 | -7930900.4045 | -2143820.7711 | -545725.5962 | -43914.1049 | -412481.8618 | -16680.8324 | -9694.8258 | -2969835.264 | -3242.8143 | -3242.8143 | 0
50 |  |  |  | Accum Deferred Income Taxes |  |  | -403727266.9889 | -237550188.1796 | -93724444.5182 | -25321050.4212 | -6234382.4061 | -504963.5807 | -4920615.8427 | -196191.3589 | -115892.1333 | -35084961.0004 | -37288.7739 | -37288.7739 | 0
51 |  |  |  | Unamortized ITC |  |  | -31073.8381 | -18258.327 | -7218.9141 | -1951.3723 | -496.7358 | -39.978 | -375.4494 | -15.1838 | -8.8246 | -2703.1489 | -2.9522 | -2.9522 | 0
52 |  |  |  | Customer Advance For Construction |  |  | -2913094.625 | -737684.2474 | -351460.5871 | -177665.6639 | -79807.2742 | -717701.9452 | -40667.8178 | -3848.0004 | -7530.4607 | -796728.6284 | 0 | 0 | 0
53 |  |  |  | Customer Service Deposits |  |  | 0 | 0 | 0 | 0 | 0 | 0 | 0 | 0 | 0 | 0 | 0 | 0 | 0
54 |  |  |  | Misc Rate Base Deductions |  |  | -3554353.3631 | -2088450.1345 | -825732.4526 | -223205.7261 | -56818.6854 | -4572.1544 | -42945.9005 | -1736.7391 | -1009.385 | -309206.9287 | -337.6284 | -337.6284 | 0
55 | [18 empty] | 0
56 |  |  |  | Total Rate Base Deductions |  |  | -1257726710.8796 | -732284596.7382 | -290670177.7051 | -78952144.1445 | -27658077.953 | -2472263.9961 | -14605599.9411 | -597845.8315 | -340642.0885 | -109886233.0309 | -129564.7253 | -129564.7253 | 0
57 | [18 empty] | 0
58 |  |  |  | Total Rate Base |  |  | 1450502212.8784 | 858546075.2908 | 338751908.4654 | 91209126.1688 | 15700197.7848 | 1056296.4387 | 18095105.3137 | 725200.6221 | 427565.7984 | 125724682.2673 | 132726.2158 | 133328.5126 | 0
59
60
61 |  |  |  | Return On Rate Base |  |  | 6.243% | 5.637% | 7.148% | 6.426% | 10.43% | 4.642% | 4.753% | 6.226% | 16.03% | 7.487% | 2.839% | 2.802%
62
63 |  |  |  | Return On Equity |  |  | 7.009% | 5.846% | 8.746% | 7.359% | 15.05% | 3.937% | 4.15% | 6.977% | 25.79% | 9.396% | 0.4754% | 0.4034%
Rocky Mountain Power
Cost Of Service By Rate Schedule
State of Utah
2010 Protocol (Non Wgt)
12 Months Ended May 2013
|  | A |  | B | C |  | D | E | F | G | H | I | J | K | L | M | N | O
[7 empty] | Utah |  | General | General | Street & Area | General |  | Traffic | Outdoor | General
[5 empty] | COS |  | Jurisdiction | Residential | Large Dist. | +1 MW | Lighting | Trans | Irrigation | Signals | Lighting | Small Dist. | Industrial | Industrial
|  |  |  | DESCRIPTION | Factor |  | Normalized | Sch 1 | Sch 6 | Sch 8 | Sch. 7,11,12 | Sch 9 | Sch 10 | Sch 15 | Sch 15 | Sch 23 | Cust 1 | Cust 2
83 |  |  |  | Total Rate Base |  |  | 1450502212.8784 | 858546075.2908 | 338751908.4654 | 91209126.1688 | 15700197.7848 | 1056296.4387 | 18095105.3137 | 725200.6221 | 427565.7984 | 125724682.2673 | 132726.2158 | 133328.5126 | 0
84
85
86 |  |  |  | Return On Ratebase ($$) | 6.052% |  | 87778541.4286 | 51955744.4099 | 20499898.7021 | 5519608.3046 | 950112.6227 | 63922.7985 | 1095042.7633 | 43886.2156 | 25874.557 | 7608350.4961 | 8032.0551 | 8068.5036 | 0
87 |  |  |  | Operating & Maintenance Expense |  |  | 116018059.2937 | 65045314.4221 | 27552575.6891 | 7590453.93 | 3348334.3258 | 842180.1523 | 1089882.7468 | 63651.9233 | 25152.2016 | 10277662.2466 | 87083.1566 | 95768.4995 | 0
88 |  |  |  | Bad Debt to Produce ROR | F80 |  | 0 | 0 | 0 | 0 | 0 | 0 | 0 | 0 | 0 | 0 | 0 | 0 | 0
89 |  |  |  | Depreciation Expense |  |  | 66043679.9183 | 38010667.7213 | 15472652.9481 | 4205808.6464 | 1705025.1538 | 107767.0592 | 781630.7598 | 29547.8837 | 17321.7693 | 5697341.9714 | 7958.0026 | 7958.0026 | 0
90 |  |  |  | Amortization Expense |  |  | 2397909.7664 | 1408864.0697 | 557090.5563 | 150591.8501 | 38327.063 | 3146.5075 | 28971.3583 | 1171.5728 | 681.009 | 208596.8542 | 234.8176 | 234.108 | 0
91 |  |  |  | Taxes Other Than Income |  |  | 16184445.129 | 9579504.0661 | 3779733.4097 | 1017695.1711 | 175180.0082 | 11785.9674 | 201901.9595 | 8091.6593 | 4770.703 | 1402813.5934 | 1480.9355 | 1487.6558 | 0
92 |  |  |  | Federal Income Taxes |  |  | 26769102.3358 | 13218714.7565 | 7885558.3579 | 1762505.5942 | 490182.4922 | 2337.9379 | 194099.4545 | 13927.3769 | 30758.6338 | 3171861.1277 | -413.1189 | -430.2765 | 0
93 |  |  |  | FIT Adj to Produce Target ROR | F101 |  | 0 | 0 | 0 | 0 | 0 | 0 | 0 | 0 | 0 | 0 | 0 | 0 | 0
94 |  |  |  | State Income Taxes |  |  | 3434377.6494 | 1695912.6213 | 1011688.2157 | 226123.0034 | 62888.6159 | 299.9489 | 24902.2481 | 1786.8314 | 3946.2199 | 406938.1493 | -53.0016 | -55.2029 | 0
95 |  |  |  | SIT Adj to Produce Target ROR | F101 |  | 0 | 0 | 0 | 0 | 0 | 0 | 0 | 0 | 0 | 0 | 0 | 0 | 0
96 |  |  |  | Deferred Income Taxes |  |  | 7800449.1986 | 4617052.6219 | 1821725.6268 | 490500.5651 | 84431.8569 | 5680.5061 | 97311.0889 | 3899.9531 | 2299.3452 | 676116.8569 | 713.7694 | 717.0084 | 0
97 |  |  |  | Investment Tax Credit |  |  | -415276.0586 | -245800.1285 | -96984.035 | -26113.0015 | -4494.9371 | -302.4157 | -5180.5947 | -207.6236 | -122.4113 | -35994.7403 | -37.9993 | -38.1717 | 0
98 |  |  |  | Misc Revenue & Expenses |  |  | -145660.8289 | -50512.3701 | -41070.0371 | -12435.3321 | -301.9731 | -24764.4874 | -1095.8986 | -30.9865 | -56.136 | -10061.483 | -2806.8288 | -2525.2962 | 0
99 |  |  |  | Revenue Credits |  |  | -18318226.8782 | -7621476.5908 | -6049669.5601 | -1590113.0061 | -219486.5958 | -729039.9543 | -153152.4666 | -10603.244 | -4000.565 | -1934056.6556 | -3176.0558 | -3452.184 | 0
100
101 |  |  |  | Total Revenue Requirements |  |  | 307547400.954 | 177613985.5995 | 72393199.8735 | 19334625.7253 | 6630198.6324 | 283014.0203 | 3354313.4193 | 155121.5619 | 106625.3264 | 27469568.4167 | 99015.7323 | 107732.6466 | 0
102 |  |  |  | Operating Revenues |  |  | 310323188.2282 | 174056633.4878 | 76107738.5142 | 19675859.7164 | 7317760.4777 | 268128.7241 | 3119412.6045 | 156388.9887 | 149277.7687 | 29273836.4593 | 94751.9569 | 103399.5298 | 0
103
104 |  |  |  | Increase / (Decrease) Required to
105 |  |  |  | Earn Equal Rates of Return |  |  | -2775787.2742 | 3557352.1117 | -3714538.6407 | -341233.9911 | -687561.8453 | 14885.2963 | 234900.8147 | -1267.4268 | -42652.4422 | -1804268.0426 | 4263.7754 | 4333.1168 | 0
106
107 |  |  |  | Existing Revenues |  |  | 310323188.2282 | 174056633.4879 | 76107738.5143 | 19675859.7164 | 7317760.4777 | 268128.7241 | 3119412.6046 | 156388.9887 | 149277.7687 | 29273836.4593 | 94751.9569 | 103399.5298 | 0
108 |  |  |  | check |  |  | 0 | -0.00010574 | -6.8381e-05 | -1.8738e-05 | -6.9682e-06 | -4.0862e-08 | -2.8904e-06 | 3.0297e-08 | -3.5856e-08 | -1.917e-05 | -1.3353e-07 | -2.8478e-08 | 0
109 |  |  |  | Percent Increase / (Decrease)
110 |  |  |  | Over Existing Rates To
111 |  |  |  | Equal Authorized RoE & RoR |  |  | -0.8945% | 2.044% | -4.881% | -1.734% | -9.396% | 5.552% | 7.53% | -0.8104% | -28.57% | -6.163% | 4.5% | 4.191%
[5 empty] | 2010 Protocol |  | E: ELECTRIC REVENUES
|  | Distribution - Total - Unbundled |  |  | (Non-Wgt)
|  | A |  | B | C |  | D | E | F | G | H | I | J | K | L | M | P | Q
[7 empty] | Utah |  | General | General | Street & Area | General |  | Traffic | Outdoor | General
|  | FERC |  |  | COS |  | Jurisdiction | Residential | Large Dist. | +1 MW | Lighting | Trans | Irrigation | Signals | Lighting | Small Dist. | Industrial | Industrial
|  | ACCT |  | DESCRIPTION | Factor |  | Normalized | Sch 1 | Sch 6 | Sch 8 | Sch. 7,11,12 | Sch 9 | Sch 10 | Sch 15 | Sch 15 | Sch 23 | Cust 1 | Cust 2
126 |  | 440 | Residential Sales |  | A |  | 174056633.4878 | 174056633.4879 | 0 | 0 | 0 | 0 | 0 | 0 | 0 | 0 | 0 | 0 | 0
127
128 |  | 442 | Commercial & Industrial Sales |  | A |  | 128643127.5052 | 0 | 76107738.5143 | 19675859.7164 | 0 | 268128.7241 | 3119412.6046 | 0 | 0 | 29273836.4593 | 94751.9569 | 103399.5298 | 0
129 |  |  |  | Interruptible Demand | F10 |  | 0 | 0 | 0 | 0 | 0 | 0 | 0 | 0 | 0 | 0 | 0 | 0 | 0
130 |  |  |  | Interruptible Energy | F30 |  | 0 | 0 | 0 | 0 | 0 | 0 | 0 | 0 | 0 | 0 | 0 | 0 | 0
131 | [6 empty] | 128643127.5052 | 0 | 76107738.5143 | 19675859.7164 | 0 | 268128.7241 | 3119412.6046 | 0 | 0 | 29273836.4593 | 94751.9569 | 103399.5298 | 0
132
133 |  | 444 | Public Street & Highway Lighting |  | A |  | 7623427.2351 | 0 | 0 | 0 | 7317760.4777 | 0 | 0 | 156388.9887 | 149277.7687 | 0 | 0 | 0 | 0
134
135 |  | 445 | Other Sales to Public Authority |  | A |  | 0 | 0 | 0 | 0 | 0 | 0 | 0 | 0 | 0 | 0 | 0 | 0 | 0
136
137 |  | 448 | Interdepartmental |  | A | 0 | 0 | 0 | 0 | 0 | 0 | 0 | 0 | 0 | 0 | 0 | 0 | 0 | 0
138 |  |  |  | Demand | F10 |  | 0 | 0 | 0 | 0 | 0 | 0 | 0 | 0 | 0 | 0 | 0 | 0 | 0
139 | [6 empty] | 0 | 0 | 0 | 0 | 0 | 0 | 0 | 0 | 0 | 0 | 0 | 0 | 0
140
141 |  | Total Sales to Ultimate Customers |  |  |  |  | 310323188.2281 | 174056633.4879 | 76107738.5143 | 19675859.7164 | 7317760.4777 | 268128.7241 | 3119412.6046 | 156388.9887 | 149277.7687 | 29273836.4593 | 94751.9569 | 103399.5298 | 0
142
143 |  | 447 | Sales for Resale |  | F11 |  | 0 | 0 | 0 | 0 | 0 | 0 | 0 | 0 | 0 | 0 | 0 | 0 | 0
144 |  |  |  | Demand | F10 |  | 0 | 0 | 0 | 0 | 0 | 0 | 0 | 0 | 0 | 0 | 0 | 0 | 0
145 |  |  |  | Energy | F30 |  | 0 | 0 | 0 | 0 | 0 | 0 | 0 | 0 | 0 | 0 | 0 | 0 | 0
146 | [6 empty] | 0 | 0 | 0 | 0 | 0 | 0 | 0 | 0 | 0 | 0 | 0 | 0 | 0
147
148 |  | 449 | Provision for Rate Refund |  | F11 |  | 0 | 0 | 0 | 0 | 0 | 0 | 0 | 0 | 0 | 0 | 0 | 0 | 0
149
150 |  | State Specific Revenue Credit |  |  | F140D |  | 10005590.9775 | 5687590.5616 | 2408561.0743 | 642486.8387 | 210317.207 | 31074.766 | 107695.5224 | 5088.5226 | 3396.7296 | 902828.1003 | 3137.7634 | 3413.8916 | 0
151
152 |  | AGA Revenue |  |  | A | 1 | 4531648.3 | 36561 | 2472228.8 | 617192.8 | 0 | 697446.49 | 0 | 4661.64 | 0 | 703557.57 | 0 | 0 | 0
153
154 |  | Total Sales from Electricity |  |  |  |  | 324860427.5055 | 179780785.0494 | 80988528.3886 | 20935539.3551 | 7528077.6848 | 996649.98 | 3227108.127 | 166139.1513 | 152674.4982 | 30880222.1296 | 97889.7203 | 106813.4214 | 0
155
156 |  | Other Electric Operating Revenues
157 |  | 450 | Forfeited Discounts & Interest |  | A | 0 | 0 | 0 | 0 | 0 | 0 | 0 | 0 | 0 | 0 | 0 | 0 | 0 | 0
158 |  |  |  | Customers | F40 |  | 0 | 0 | 0 | 0 | 0 | 0 | 0 | 0 | 0 | 0 | 0 | 0 | 0
159 | [6 empty] | 0 | 0 | 0 | 0 | 0 | 0 | 0 | 0 | 0 | 0 | 0 | 0 | 0
160
161 |  | 451 | Misc Electric Revenue |  | A | 0 | 0 | 0 | 0 | 0 | 0 | 0 | 0 | 0 | 0 | 0 | 0 | 0 | 0
162 |  |  |  | Demand | F10 |  | 0 | 0 | 0 | 0 | 0 | 0 | 0 | 0 | 0 | 0 | 0 | 0 | 0
163 |  |  |  | Customer | F40 |  | 0 | 0 | 0 | 0 | 0 | 0 | 0 | 0 | 0 | 0 | 0 | 0 | 0
164 | [6 empty] | 0 | 0 | 0 | 0 | 0 | 0 | 0 | 0 | 0 | 0 | 0 | 0 | 0
165
166 |  | 453 | Water Sales |  | F10 |  | 0 | 0 | 0 | 0 | 0 | 0 | 0 | 0 | 0 | 0 | 0 | 0 | 0
167
168 |  | 454 | Rent of Electric Property |  | A | 1 | 3377867.6 | 1660461.6863 | 1075228.5394 | 305118.3008 | 2725.2494 | 0.14356 | 40586.1985 | 656.1077 | 489.3552 | 292602.0192 | 0 | 0 | 0
169 |  |  |  | Demand | F10 |  | 0 | 0 | 0 | 0 | 0 | 0 | 0 | 0 | 0 | 0 | 0 | 0 | 0
170 |  |  |  | System Overhead | F102D |  | 403120.0007 | 236863.343 | 93651.1463 | 25315.0667 | 6444.1394 | 518.5548 | 4870.7457 | 196.9737 | 114.4803 | 35068.966 | 38.2924 | 38.2924 | 0
171 | [6 empty] | 3780987.6007 | 1897325.0293 | 1168879.6858 | 330433.3675 | 9169.3888 | 518.6983 | 45456.9442 | 853.0814 | 603.8354 | 327670.9853 | 38.2924 | 38.2924 | 0
172
173 |  | 456 | Other Electric Revenue |  | A | 0 | 0 | 0 | 0 | 0 | 0 | 0 | 0 | 0 | 0 | 0 | 0 | 0 | 0
174 |  |  |  | Demand | F10 |  | 0 | 0 | 0 | 0 | 0 | 0 | 0 | 0 | 0 | 0 | 0 | 0 | 0
175 |  |  |  | Energy | F30 |  | 0 | 0 | 0 | 0 | 0 | 0 | 0 | 0 | 0 | 0 | 0 | 0 | 0
176 |  |  |  | Customer | F40 |  | 0 | 0 | 0 | 0 | 0 | 0 | 0 | 0 | 0 | 0 | 0 | 0 | 0
177 | [6 empty] | 0 | 0 | 0 | 0 | 0 | 0 | 0 | 0 | 0 | 0 | 0 | 0 | 0
178
179 |  | Total Other Electric Operating Revenues |  |  |  |  | 3780987.6007 | 1897325.0293 | 1168879.6858 | 330433.3675 | 9169.3888 | 518.6983 | 45456.9442 | 853.0814 | 603.8354 | 327670.9853 | 38.2924 | 38.2924 | 0
180
181 |  | Total Electric Operating Revenues |  |  |  |  | 328641415.1063 | 181678110.0787 | 82157408.0744 | 21265972.7225 | 7537247.0735 | 997168.6784 | 3272565.0712 | 166992.2328 | 153278.3337 | 31207893.1149 | 97928.0127 | 106851.7139 | 0
182
183 |  | Miscellaneous Revenues
184 |  | 41160 | Gain on Sale of Utility Plant - CR |  | F10 |  | 0 | 0 | 0 | 0 | 0 | 0 | 0 | 0 | 0 | 0 | 0 | 0 | 0
185 |  | 41170 | Loss on Sale of Utility Plant |  | F10 |  | 0 | 0 | 0 | 0 | 0 | 0 | 0 | 0 | 0 | 0 | 0 | 0 | 0
186 |  | 4118 | Gain from Emission Allowances |  | F30 |  | 0 | 0 | 0 | 0 | 0 | 0 | 0 | 0 | 0 | 0 | 0 | 0 | 0
187 |  | 41181 | Gain from Disposition of NOX Credits |  | F10 |  | 0 | 0 | 0 | 0 | 0 | 0 | 0 | 0 | 0 | 0 | 0 | 0 | 0
188 |  | 4194 | Impact Housing Interest Income |  | F10 |  | 0 | 0 | 0 | 0 | 0 | 0 | 0 | 0 | 0 | 0 | 0 | 0 | 0
189 |  | 421 | (Gain)/Loss on Sale of Utility Plant |  | F10 |  | -145660.8289 | -50512.3701 | -41070.0371 | -12435.3321 | -301.9731 | -24764.4874 | -1095.8986 | -30.9865 | -56.136 | -10061.483 | -2806.8288 | -2525.2962 | 0
190
191 |  | Total Miscellaneous Revenues |  |  |  |  | -145660.8289 | -50512.3701 | -41070.0371 | -12435.3321 | -301.9731 | -24764.4874 | -1095.8986 | -30.9865 | -56.136 | -10061.483 | -2806.8288 | -2525.2962 | 0
192
193 |  | Miscellaneous Expenses
194 |  | 4311 | Interest on Customer Deposits |  | F80 |  | 0 | 0 | 0 | 0 | 0 | 0 | 0 | 0 | 0 | 0 | 0 | 0 | 0
195
196 |  | DFA | Divergence Fairness Adjustment
197 |  |  |  | Production | F105 |  | 0 | 0 | 0 | 0 | 0 | 0 | 0 | 0 | 0 | 0 | 0 | 0 | 0
198 |  |  |  | Transmission | F105 |  | 0 | 0 | 0 | 0 | 0 | 0 | 0 | 0 | 0 | 0 | 0 | 0 | 0
199 |  |  |  | Distribution | F105 |  | 0 | 0 | 0 | 0 | 0 | 0 | 0 | 0 | 0 | 0 | 0 | 0 | 0
200 | [6 empty] | 0 | 0 | 0 | 0 | 0 | 0 | 0 | 0 | 0 | 0 | 0 | 0 | 0
201
202 |  | Net Miscellaneous Revenues And Expense |  |  |  |  | -145660.8289 | -50512.3701 | -41070.0371 | -12435.3321 | -301.9731 | -24764.4874 | -1095.8986 | -30.9865 | -56.136 | -10061.483 | -2806.8288 | -2525.2962 | 0
203
204 |  | Distribution - Total - Unbundled
205 | [6 empty] | E: STEAM POWER GENERATION
206
207 |  | A |  | B | C |  | D | E | F | G | H | I | J | K | L | M | P | Q
208 | [6 empty] | Utah |  | General | General | Street & Area | General |  | Traffic | Outdoor | General
209 |  | FERC |  |  | COS |  | Jurisdiction | Residential | Large Dist. | +1 MW | Lighting | Trans | Irrigation | Signals | Lighting | Small Dist. | Industrial | Industrial
210 |  | ACCT |  | DESCRIPTION | Factor |  | Normalized | Sch 1 | Sch 6 | Sch 8 | Sch. 7,11,12 | Sch 9 | Sch 10 | Sch 15 | Sch 15 | Sch 23 | Cust 1 | Cust 2
211 |  | 500 | Operation Suprvn & Engineering |  | F10 |  | 0 | 0 | 0 | 0 | 0 | 0 | 0 | 0 | 0 | 0 | 0 | 0 | 0
212 |  |  |  | Cholla | F10 |  | 0 | 0 | 0 | 0 | 0 | 0 | 0 | 0 | 0 | 0 | 0 | 0 | 0
213 |  |  |  | Total 500 |  |  | 0 | 0 | 0 | 0 | 0 | 0 | 0 | 0 | 0 | 0 | 0 | 0 | 0
214
215 |  | 501 | Fuel Related |  | F30 |  | 0 | 0 | 0 | 0 | 0 | 0 | 0 | 0 | 0 | 0 | 0 | 0 | 0
216 |  |  |  | System Energy - Non NPC | F30 |  | 0 | 0 | 0 | 0 | 0 | 0 | 0 | 0 | 0 | 0 | 0 | 0 | 0
217 |  |  |  | Simple Cycle Combustion Turbine | F30 |  | 0 | 0 | 0 | 0 | 0 | 0 | 0 | 0 | 0 | 0 | 0 | 0 | 0
218 |  |  |  | Cholla - Non NPC | F30 |  | 0 | 0 | 0 | 0 | 0 | 0 | 0 | 0 | 0 | 0 | 0 | 0 | 0
219 |  |  |  | Cholla | F30 |  | 0 | 0 | 0 | 0 | 0 | 0 | 0 | 0 | 0 | 0 | 0 | 0 | 0
220 |  |  |  | Total 501 |  |  | 0 | 0 | 0 | 0 | 0 | 0 | 0 | 0 | 0 | 0 | 0 | 0 | 0
221
222 |  | 502 | Steam Expenses |  | F10 |  | 0 | 0 | 0 | 0 | 0 | 0 | 0 | 0 | 0 | 0 | 0 | 0 | 0
223 |  |  |  | Cholla | F10 |  | 0 | 0 | 0 | 0 | 0 | 0 | 0 | 0 | 0 | 0 | 0 | 0 | 0
224 |  |  |  | Total 502 |  |  | 0 | 0 | 0 | 0 | 0 | 0 | 0 | 0 | 0 | 0 | 0 | 0 | 0
225
226 |  | 503 | Steam From Other Sources |  | F30 |  | 0 | 0 | 0 | 0 | 0 | 0 | 0 | 0 | 0 | 0 | 0 | 0 | 0
227 |  |  |  | System Energy - Non NPC | F30 |  | 0 | 0 | 0 | 0 | 0 | 0 | 0 | 0 | 0 | 0 | 0 | 0 | 0
228 |  |  |  | Total 503 |  |  | 0 | 0 | 0 | 0 | 0 | 0 | 0 | 0 | 0 | 0 | 0 | 0 | 0
229
230 |  | 505 | Electric Expenses |  | F10 |  | 0 | 0 | 0 | 0 | 0 | 0 | 0 | 0 | 0 | 0 | 0 | 0 | 0
231 |  |  |  | Cholla | F10 |  | 0 | 0 | 0 | 0 | 0 | 0 | 0 | 0 | 0 | 0 | 0 | 0 | 0
232 |  |  |  | Total 505 |  |  | 0 | 0 | 0 | 0 | 0 | 0 | 0 | 0 | 0 | 0 | 0 | 0 | 0
233
234 |  | 506 | Misc. Steam Expense |  | F10 |  | 0 | 0 | 0 | 0 | 0 | 0 | 0 | 0 | 0 | 0 | 0 | 0 | 0
235 |  |  |  | System Energy | F30 |  | 0 | 0 | 0 | 0 | 0 | 0 | 0 | 0 | 0 | 0 | 0 | 0 | 0
236 |  |  |  | Cholla | F10 |  | 0 | 0 | 0 | 0 | 0 | 0 | 0 | 0 | 0 | 0 | 0 | 0 | 0
237 |  |  |  | Total 506 |  |  | 0 | 0 | 0 | 0 | 0 | 0 | 0 | 0 | 0 | 0 | 0 | 0 | 0
238
239 |  | 507 | Rents |  | F10 |  | 0 | 0 | 0 | 0 | 0 | 0 | 0 | 0 | 0 | 0 | 0 | 0 | 0
240 |  |  |  | Cholla | F10 |  | 0 | 0 | 0 | 0 | 0 | 0 | 0 | 0 | 0 | 0 | 0 | 0 | 0
241 |  |  |  | Total 507 |  |  | 0 | 0 | 0 | 0 | 0 | 0 | 0 | 0 | 0 | 0 | 0 | 0 | 0
242
243 |  | 510 | Maint Supervision & Engineering |  | F10 |  | 0 | 0 | 0 | 0 | 0 | 0 | 0 | 0 | 0 | 0 | 0 | 0 | 0
244 |  |  |  | Cholla | F10 |  | 0 | 0 | 0 | 0 | 0 | 0 | 0 | 0 | 0 | 0 | 0 | 0 | 0
245 |  |  |  | Total 510 |  |  | 0 | 0 | 0 | 0 | 0 | 0 | 0 | 0 | 0 | 0 | 0 | 0 | 0
246
247 |  | 511 | Maintenance of Structures |  | F10 |  | 0 | 0 | 0 | 0 | 0 | 0 | 0 | 0 | 0 | 0 | 0 | 0 | 0
248 |  |  |  | Cholla | F10 |  | 0 | 0 | 0 | 0 | 0 | 0 | 0 | 0 | 0 | 0 | 0 | 0 | 0
249 |  |  |  | Total 511 |  |  | 0 | 0 | 0 | 0 | 0 | 0 | 0 | 0 | 0 | 0 | 0 | 0 | 0
250
251 |  | 512 | Maintenance of Boiler Plant |  | F10 |  | 0 | 0 | 0 | 0 | 0 | 0 | 0 | 0 | 0 | 0 | 0 | 0 | 0
252 |  |  |  | Cholla | F10 |  | 0 | 0 | 0 | 0 | 0 | 0 | 0 | 0 | 0 | 0 | 0 | 0 | 0
253 |  |  |  | Total 512 |  |  | 0 | 0 | 0 | 0 | 0 | 0 | 0 | 0 | 0 | 0 | 0 | 0 | 0
254
255 |  | 513 | Maintenance of Electric Plant |  | F10 |  | 0 | 0 | 0 | 0 | 0 | 0 | 0 | 0 | 0 | 0 | 0 | 0 | 0
256 |  |  |  | Cholla | F10 |  | 0 | 0 | 0 | 0 | 0 | 0 | 0 | 0 | 0 | 0 | 0 | 0 | 0
257 |  |  |  | Total 513 |  |  | 0 | 0 | 0 | 0 | 0 | 0 | 0 | 0 | 0 | 0 | 0 | 0 | 0
258
259 |  | 514 | Maint of Misc. Steam Plant |  | F10 |  | 0 | 0 | 0 | 0 | 0 | 0 | 0 | 0 | 0 | 0 | 0 | 0 | 0
260 |  |  |  | Cholla | F10 |  | 0 | 0 | 0 | 0 | 0 | 0 | 0 | 0 | 0 | 0 | 0 | 0 | 0
261 |  |  |  | Total 514 |  |  | 0 | 0 | 0 | 0 | 0 | 0 | 0 | 0 | 0 | 0 | 0 | 0 | 0
262
263 |  | Total Steam Power Generation |  |  |  |  | 0 | 0 | 0 | 0 | 0 | 0 | 0 | 0 | 0 | 0 | 0 | 0 | 0
264
265
266 | [6 empty] | D: NUCLEAR POWER GENERATION
267
268
269 |  | 517 | Operation Super & Engineering |  | F10 |  | 0 | 0 | 0 | 0 | 0 | 0 | 0 | 0 | 0 | 0 | 0 | 0 | 0
270
271 |  | 518 | Nuclear Fuel Expense |  | F30 |  | 0 | 0 | 0 | 0 | 0 | 0 | 0 | 0 | 0 | 0 | 0 | 0 | 0
272
273 |  | 519 | Coolants and Water |  | F10 |  | 0 | 0 | 0 | 0 | 0 | 0 | 0 | 0 | 0 | 0 | 0 | 0 | 0
274
275 |  | 520 | Steam Expenses |  | F10 |  | 0 | 0 | 0 | 0 | 0 | 0 | 0 | 0 | 0 | 0 | 0 | 0 | 0
276
277 |  | 523 | Electric Expenses |  | F10 |  | 0 | 0 | 0 | 0 | 0 | 0 | 0 | 0 | 0 | 0 | 0 | 0 | 0
278
279 |  | 524 | Misc. Nuclear Expenses |  | F10 |  | 0 | 0 | 0 | 0 | 0 | 0 | 0 | 0 | 0 | 0 | 0 | 0 | 0
280
281 |  | 528 | Maint Supervision & Eng |  | F10 |  | 0 | 0 | 0 | 0 | 0 | 0 | 0 | 0 | 0 | 0 | 0 | 0 | 0
282
283 |  | 529 | Maintenance of Structures |  | F10 |  | 0 | 0 | 0 | 0 | 0 | 0 | 0 | 0 | 0 | 0 | 0 | 0 | 0
284
285 |  | 530 | Maintenance of Reactor Plant |  | F10 |  | 0 | 0 | 0 | 0 | 0 | 0 | 0 | 0 | 0 | 0 | 0 | 0 | 0
286
287 |  | 531 | Maintenance of Electric Plant |  | F10 |  | 0 | 0 | 0 | 0 | 0 | 0 | 0 | 0 | 0 | 0 | 0 | 0 | 0
288
289 |  | 532 | Maintenance of Misc Nuclear |  | F10 |  | 0 | 0 | 0 | 0 | 0 | 0 | 0 | 0 | 0 | 0 | 0 | 0 | 0
290
291 |  | Total Nuclear Power Generation |  |  |  |  | 0 | 0 | 0 | 0 | 0 | 0 | 0 | 0 | 0 | 0 | 0 | 0 | 0
292
293
294
295 |  | Distribution - Total - Unbundled |  |  |  |  | D: HYDRAULIC POWER GENERATION
296
297 |  | A |  | B | C |  | D | E | F | G | H | I | J | K | L | M | P | Q
298 | [6 empty] | Utah |  | General | General | Street & Area | General |  | Traffic | Outdoor | General
299 |  | FERC |  |  | COS |  | Jurisdiction | Residential | Large Dist. | +1 MW | Lighting | Trans | Irrigation | Signals | Lighting | Small Dist. | Industrial | Industrial
300 |  | ACCT |  | DESCRIPTION | Factor |  | Normalized | Sch 1 | Sch 6 | Sch 8 | Sch. 7,11,12 | Sch 9 | Sch 10 | Sch 15 | Sch 15 | Sch 23 | Cust 1 | Cust 2
301 |  | 535 | Operation Super & Engineering |  | F10 |  | 0 | 0 | 0 | 0 | 0 | 0 | 0 | 0 | 0 | 0 | 0 | 0 | 0
302
303 |  | 536 | Water For Power |  | F10 |  | 0 | 0 | 0 | 0 | 0 | 0 | 0 | 0 | 0 | 0 | 0 | 0 | 0
304
305 |  | 537 | Hydraulic Expenses |  | F10 |  | 0 | 0 | 0 | 0 | 0 | 0 | 0 | 0 | 0 | 0 | 0 | 0 | 0
306
307 |  | 538 | Electric Expenses |  | F10 |  | 0 | 0 | 0 | 0 | 0 | 0 | 0 | 0 | 0 | 0 | 0 | 0 | 0
308
309 |  | 539 | Misc. Hydro Expenses |  | F10 |  | 0 | 0 | 0 | 0 | 0 | 0 | 0 | 0 | 0 | 0 | 0 | 0 | 0
310
311 |  | 540 | Rents (Hydro Generation) |  | F10 |  | 0 | 0 | 0 | 0 | 0 | 0 | 0 | 0 | 0 | 0 | 0 | 0 | 0
312
313 |  | 541 | Maint Supervision & Engineering |  | F10 |  | 0 | 0 | 0 | 0 | 0 | 0 | 0 | 0 | 0 | 0 | 0 | 0 | 0
314
315 |  | 542 | Maintenance of Structures |  | F10 |  | 0 | 0 | 0 | 0 | 0 | 0 | 0 | 0 | 0 | 0 | 0 | 0 | 0
316
317 |  | 543 | Maint of Dams & Waterways |  | F10 |  | 0 | 0 | 0 | 0 | 0 | 0 | 0 | 0 | 0 | 0 | 0 | 0 | 0
318
319 |  | 544 | Maintenance of Electric Plant |  | F10 |  | 0 | 0 | 0 | 0 | 0 | 0 | 0 | 0 | 0 | 0 | 0 | 0 | 0
320
321 |  | 545 | Maint of Misc. Hydro Plant |  | F10 |  | 0 | 0 | 0 | 0 | 0 | 0 | 0 | 0 | 0 | 0 | 0 | 0 | 0
322
323 |  | Total Hydraulic Power Generation |  |  |  |  | 0 | 0 | 0 | 0 | 0 | 0 | 0 | 0 | 0 | 0 | 0 | 0 | 0
324
325
326 | [6 empty] | D: OTHER POWER GENERATION
327
328
329 |  | 546 | Operation Super & Engineering |  | F10 |  | 0 | 0 | 0 | 0 | 0 | 0 | 0 | 0 | 0 | 0 | 0 | 0 | 0
330
331 |  | 547 | Fuel |  | F30 |  | 0 | 0 | 0 | 0 | 0 | 0 | 0 | 0 | 0 | 0 | 0 | 0 | 0
332 |  |  |  | Simple Cycle Combustion Turbine | F30 |  | 0 | 0 | 0 | 0 | 0 | 0 | 0 | 0 | 0 | 0 | 0 | 0 | 0
333 |  |  |  | Total 547 |  |  | 0 | 0 | 0 | 0 | 0 | 0 | 0 | 0 | 0 | 0 | 0 | 0 | 0
334
335 |  | 548 | Generation Expense |  | F10 |  | 0 | 0 | 0 | 0 | 0 | 0 | 0 | 0 | 0 | 0 | 0 | 0 | 0
336 |  |  |  | Simple Cycle Combustion Turbine | F10 |  | 0 | 0 | 0 | 0 | 0 | 0 | 0 | 0 | 0 | 0 | 0 | 0
337 |  |  |  | Total 548 |  |  | 0 | 0 | 0 | 0 | 0 | 0 | 0 | 0 | 0 | 0 | 0 | 0
338
339 |  | 549 | Miscellaneous Other |  | F10 |  | 0 | 0 | 0 | 0 | 0 | 0 | 0 | 0 | 0 | 0 | 0 | 0 | 0
340 |  |  |  | Wind Generation | F10 |  | 0 | 0 | 0 | 0 | 0 | 0 | 0 | 0 | 0 | 0 | 0 | 0 | 0
341
342 |  | 550 | Maint Supervision & Engineering |  | F10 |  | 0 | 0 | 0 | 0 | 0 | 0 | 0 | 0 | 0 | 0 | 0 | 0 | 0
343 |  |  |  | System Generation | F10 |  | 0 | 0 | 0 | 0 | 0 | 0 | 0 | 0 | 0 | 0 | 0 | 0 | 0
344 |  |  |  | Wind Generation | F10 |  | 0 | 0 | 0 | 0 | 0 | 0 | 0 | 0 | 0 | 0 | 0 | 0 | 0
345 |  |  |  | Total 550 |  |  | 0 | 0 | 0 | 0 | 0 | 0 | 0 | 0 | 0 | 0 | 0 | 0 | 0
346
347 |  | 551 | Maint Supervision & Engineering |  | F10 |  | 0 | 0 | 0 | 0 | 0 | 0 | 0 | 0 | 0 | 0 | 0 | 0 | 0
348
349 |  | 552 | Maintenance of Structures |  | F10 |  | 0 | 0 | 0 | 0 | 0 | 0 | 0 | 0 | 0 | 0 | 0 | 0 | 0
350
351 |  | 553 | Maint of Generation & Elect Plant |  | F10 |  | 0 | 0 | 0 | 0 | 0 | 0 | 0 | 0 | 0 | 0 | 0 | 0 | 0
352 |  |  |  | Simple Cycle Combustion Turbine | F10 |  | 0 | 0 | 0 | 0 | 0 | 0 | 0 | 0 | 0 | 0 | 0 | 0 | 0
353 |  |  |  | Wind Generation | F10 |  | 0 | 0 | 0 | 0 | 0 | 0 | 0 | 0 | 0 | 0 | 0 | 0 | 0
354 |  |  |  | Total 553 |  |  | 0 | 0 | 0 | 0 | 0 | 0 | 0 | 0 | 0 | 0 | 0 | 0 | 0
355
356 |  | 554 | Maintenance of Misc. Other |  | F10 |  | 0 | 0 | 0 | 0 | 0 | 0 | 0 | 0 | 0 | 0 | 0 | 0 | 0
357 |  |  |  | Simple Cycle Combustion Turbine | F10 |  | 0 | 0 | 0 | 0 | 0 | 0 | 0 | 0 | 0 | 0 | 0 | 0 | 0
358 |  |  |  | Wind Generation | F10 |  | 0 | 0 | 0 | 0 | 0 | 0 | 0 | 0 | 0 | 0 | 0 | 0 | 0
359 |  |  |  | Total 554 |  |  | 0 | 0 | 0 | 0 | 0 | 0 | 0 | 0 | 0 | 0 | 0 | 0 | 0
360
361 |  | Total Other Power Generation |  |  |  |  | 0 | 0 | 0 | 0 | 0 | 0 | 0 | 0 | 0 | 0 | 0 | 0 | 0
362
363
364 | [6 empty] | D: OTHER POWER SUPPLY
365
366
367 |  | 555 | Purchased Power |  | F10 |  | 0 | 0 | 0 | 0 | 0 | 0 | 0 | 0 | 0 | 0 | 0 | 0 | 0
368 |  |  |  | Demand | F10 |  | 0 | 0 | 0 | 0 | 0 | 0 | 0 | 0 | 0 | 0 | 0 | 0 | 0
369 |  |  |  | Energy | F30 |  | 0 | 0 | 0 | 0 | 0 | 0 | 0 | 0 | 0 | 0 | 0 | 0 | 0
370 |  |  |  | Seasonal Contracts | F10 |  | 0 | 0 | 0 | 0 | 0 | 0 | 0 | 0 | 0 | 0 | 0 | 0 | 0
371 |  |  |  | Total 555 |  |  | 0 | 0 | 0 | 0 | 0 | 0 | 0 | 0 | 0 | 0 | 0 | 0 | 0
372
373
374 |  | 556 | System Control & Load Dispatch |  | F10 |  | 0 | 0 | 0 | 0 | 0 | 0 | 0 | 0 | 0 | 0 | 0 | 0 | 0
375
376 |  | 557 | Other Expenses |  | F10 |  | 0 | 0 | 0 | 0 | 0 | 0 | 0 | 0 | 0 | 0 | 0 | 0 | 0
377 |  |  |  | Simple Cycle Combustion Turbine | F10 |  | 0 | 0 | 0 | 0 | 0 | 0 | 0 | 0 | 0 | 0 | 0 | 0 | 0
378 | [6 empty] | 0 | 0 | 0 | 0 | 0 | 0 | 0 | 0 | 0 | 0 | 0 | 0 | 0
379
380 |  | 2010 Protocol Stipulated Embedded Cost Differential and Adjustment |  | Embedded Cost Differentials
381 |  |  |  | Company Owned Hydro | F10 |  | 0 | 0 | 0 | 0 | 0 | 0 | 0 | 0 | 0 | 0 | 0 | 0 | 0
382 |  |  |  | Company Owned Hydro | F10 |  | 0 | 0 | 0 | 0 | 0 | 0 | 0 | 0 | 0 | 0 | 0 | 0 | 0
383 |  |  |  | Mid-C Contract | F10 |  | 0 | 0 | 0 | 0 | 0 | 0 | 0 | 0 | 0 | 0 | 0 | 0 | 0
384 |  |  |  | Mid-C Contract | F10 |  | 0 | 0 | 0 | 0 | 0 | 0 | 0 | 0 | 0 | 0 | 0 | 0 | 0
385 |  |  |  | Existing QF Contracts | F10 |  | 0 | 0 | 0 | 0 | 0 | 0 | 0 | 0 | 0 | 0 | 0 | 0 | 0
386 | [6 empty] | 0 | 0 | 0 | 0 | 0 | 0 | 0 | 0 | 0 | 0 | 0 | 0 | 0
387
388 |  | Total Other Power Supply |  |  |  |  | 0 | 0 | 0 | 0 | 0 | 0 | 0 | 0 | 0 | 0 | 0 | 0 | 0
389
390 |  | TOTAL PRODUCTION EXPENSE |  |  |  |  | 0 | 0 | 0 | 0 | 0 | 0 | 0 | 0 | 0 | 0 | 0 | 0 | 0
391
392 |  | Distribution - Total - Unbundled |  |  |  |  | D: TRANSMISSION EXPENSE
393
394
395 |  | A |  | B | C |  | D | E | F | G | H | I | J | K | L | M | P | Q
396 | [6 empty] | Utah |  | General | General | Street & Area | General |  | Traffic | Outdoor | General
397 |  | FERC |  |  | COS |  | Jurisdiction | Residential | Large Dist. | +1 MW | Lighting | Trans | Irrigation | Signals | Lighting | Small Dist. | Industrial | Industrial
398 |  | ACCT |  | DESCRIPTION | Factor |  | Normalized | Sch 1 | Sch 6 | Sch 8 | Sch. 7,11,12 | Sch 9 | Sch 10 | Sch 15 | Sch 15 | Sch 23 | Cust 1 | Cust 2
399 |  | 560 | Operation Supervision & Eng |  | F106 |  | 0 | 0 | 0 | 0 | 0 | 0 | 0 | 0 | 0 | 0 | 0 | 0 | 0
400
401 |  | 561 | Load Dispatching |  | F106 |  | 0 | 0 | 0 | 0 | 0 | 0 | 0 | 0 | 0 | 0 | 0 | 0 | 0
402
403 |  | 562 | Station Expense |  | F106 |  | 0 | 0 | 0 | 0 | 0 | 0 | 0 | 0 | 0 | 0 | 0 | 0 | 0
404
405 |  | 563 | Overhead Line Expense |  | F106 |  | 0 | 0 | 0 | 0 | 0 | 0 | 0 | 0 | 0 | 0 | 0 | 0 | 0
406
407 |  | 564 | Underground Line Expense |  | F106 |  | 0 | 0 | 0 | 0 | 0 | 0 | 0 | 0 | 0 | 0 | 0 | 0 | 0
408
409 |  | 565 | Transm of Electricity by Others |  | F10 |  | 0 | 0 | 0 | 0 | 0 | 0 | 0 | 0 | 0 | 0 | 0 | 0 | 0
410 |  |  | Energy |  | F30 |  | 0 | 0 | 0 | 0 | 0 | 0 | 0 | 0 | 0 | 0 | 0 | 0 | 0
411 | [6 empty] | 0 | 0 | 0 | 0 | 0 | 0 | 0 | 0 | 0 | 0 | 0 | 0 | 0
412
413 |  | 566 | Misc. Transmission Expense |  | F106 |  | 0 | 0 | 0 | 0 | 0 | 0 | 0 | 0 | 0 | 0 | 0 | 0 | 0
414
415 |  | 567 | Rents - Transmission |  | F106 |  | 0 | 0 | 0 | 0 | 0 | 0 | 0 | 0 | 0 | 0 | 0 | 0 | 0
416
417 |  | 568 | Maint Supervision & Engineering |  | F106 |  | 0 | 0 | 0 | 0 | 0 | 0 | 0 | 0 | 0 | 0 | 0 | 0 | 0
418
419 |  | 569 | Maintenance of Structures |  | F106 |  | 0 | 0 | 0 | 0 | 0 | 0 | 0 | 0 | 0 | 0 | 0 | 0 | 0
420
421 |  | 570 | Maint of Station Equipment |  | F106 |  | 0 | 0 | 0 | 0 | 0 | 0 | 0 | 0 | 0 | 0 | 0 | 0 | 0
422
423 |  | 571 | Maintenance of Overhead Lines |  | F106 |  | 0 | 0 | 0 | 0 | 0 | 0 | 0 | 0 | 0 | 0 | 0 | 0 | 0
424
425 |  | 572 | Maint of Underground Lines |  | F106 |  | 0 | 0 | 0 | 0 | 0 | 0 | 0 | 0 | 0 | 0 | 0 | 0 | 0
426
427 |  | 573 | Maint of Misc Transmission Plant |  | F106 |  | 0 | 0 | 0 | 0 | 0 | 0 | 0 | 0 | 0 | 0 | 0 | 0 | 0
428
429
430 |  | TOTAL TRANSMISSION EXPENSE |  |  |  |  | 0 | 0 | 0 | 0 | 0 | 0 | 0 | 0 | 0 | 0 | 0 | 0 | 0
431
432
433
434
435
436
437
438
439
440
441
442 |  | Distribution - Total - Unbundled |  |  |  |  | D: DISTRIBUTION EXPENSE
443
444
445 |  | A |  | B | C |  | D | E | F | G | H | I | J | K | L | M | P | Q
446 | [6 empty] | Utah |  | General | General | Street & Area | General |  | Traffic | Outdoor | General
447 |  | FERC |  |  | COS |  | Jurisdiction | Residential | Large Dist. | +1 MW | Lighting | Trans | Irrigation | Signals | Lighting | Small Dist. | Industrial | Industrial
448 |  | ACCT |  | DESCRIPTION | Factor |  | Normalized | Sch 1 | Sch 6 | Sch 8 | Sch. 7,11,12 | Sch 9 | Sch 10 | Sch 15 | Sch 15 | Sch 23 | Cust 1 | Cust 2
449 |  | 580 | Operation Supervision & Eng |  | F131 |  | 6887747.6091 | 3889768.6981 | 1632391.3304 | 447942.1744 | 215171.3771 | 15779.8148 | 62834.0638 | 3884.4595 | 1363.1725 | 616282.0139 | 1165.2522 | 1165.2522 | 0
450
451 |  | 581 | Load Dispatching |  | F20 |  | 6801957.4187 | 3344115.198 | 2165319.1897 | 614496.3438 | 5488.5626 | 0 | 81739.2683 | 1321.3793 | 985.5452 | 588491.9318 | 0 | 0 | 0
452
453 |  | 582 | Station Expense |  | F120 |  | 1717029.9315 | 844160.8108 | 546595.2859 | 155118.3799 | 1385.4874 | 0 | 20633.5855 | 333.5581 | 248.7829 | 148554.041 | 0 | 0 | 0
454
455 |  | 583 | Overhead Line Expenses |  | F132 |  | 1690032.7533 | 929047.9032 | 448437.9423 | 127262.2888 | 18983.4835 | 0 | 16928.2152 | 273.6579 | 204.1066 | 148895.1558 | 0 | 0 | 0
456
457 |  | 584 | Underground Line Expense |  | F133 |  | 279.7037 | 174.413 | 59.6919 | 16.94 | 0.72452 | 0 | 2.2533 | 0.036427 | 0.027169 | 25.6174 | 0 | 0 | 0
458
459 |  | 585 | Street Lighting & Signal Systems |  | F130 |  | 109073.1765 | 0 | 0 | 0 | 109073.1765 | 0 | 0 | 0 | 0 | 0 | 0 | 0 | 0
460
461 |  | 586 | Meter Expenses |  | F127 |  | 2093957.1297 | 1484221.0628 | 221279.4333 | 30465.4791 | 0 | 82271.1078 | 20637.6786 | 4989.8557 | 1085.3641 | 236856.6137 | 6075.2673 | 6075.2673 | 0
462
463 |  | 587 | Customer Installation Expenses |  | F20 |  | 5568377.0408 | 2737637.5864 | 1772624.1021 | 503053.3304 | 4493.1751 | 0 | 66915.3064 | 1081.7383 | 806.81 | 481764.9921 | 0 | 0 | 0
464
465 |  | 588 | Misc. Distribution Expenses |  | F131 |  | 2887682.4333 | 1630782.2784 | 684378.7021 | 187799.3826 | 90210.4202 | 6615.6742 | 26343.1288 | 1628.5564 | 571.5089 | 258375.7197 | 488.531 | 488.531 | 0
466
467 |  | 589 | Rents |  | F131 |  | 649452.5527 | 366770.1481 | 153919.7974 | 42236.9119 | 20288.7225 | 1487.8944 | 5924.6862 | 366.2695 | 128.5349 | 58109.8423 | 109.8728 | 109.8728 | 0
468
469 |  | 590 | Maint Supervision & Engineering |  | F131 |  | 2286640.7955 | 1291351.5847 | 541932.2574 | 148710.857 | 71434.0416 | 5238.6891 | 20860.0753 | 1289.589 | 452.5552 | 204597.4496 | 386.8483 | 386.8483 | 0
470
471 |  | 591 | Maintenance of Structures |  | F119 |  | 779035.5595 | 383005.1401 | 247996.355 | 70378.9326 | 628.611 | 0 | 9361.687 | 151.339 | 112.8756 | 67400.6191 | 0 | 0 | 0
472
473 |  | 592 | Maint of Station Equipment |  | F120 |  | 5614196.9841 | 2760164.5091 | 1787210.3155 | 507192.7546 | 4530.1477 | 0 | 67465.9257 | 1090.6395 | 813.4489 | 485729.2432 | 0 | 0 | 0
474
475 |  | 593 | Maintenance of Overhead Lines |  | F134 |  | 41683283.4477 | 24346342.712 | 9979901.3296 | 2756434.1469 | 405009.9834 | 0 | 361161.1198 | 22875.9088 | 8060.4727 | 3803497.7746 | 0 | 0 | 0
476
477 |  | 594 | Maint of Underground Lines |  | F135 |  | 13290306.0733 | 8729010.7349 | 2493857.8478 | 674818.242 | 28094.4186 | 0 | 87375.9452 | 8814.0871 | 2663.4573 | 1265671.3406 | 0 | 0 | 0
478
479 |  | 595 | Maint of Line Transformers |  | F125 |  | 429753.2639 | 252565.5596 | 107143.3724 | 27033.2597 | 1478.0159 | 0 | 12320.0522 | 51.2627 | 305.6815 | 28856.06 | 0 | 0 | 0
480
481 |  | 596 | Maint of Street Lighting & Signals |  | F130 |  | 2066463.482 | 0 | 0 | 0 | 2066463.482 | 0 | 0 | 0 | 0 | 0 | 0 | 0 | 0
482
483 |  | 597 | Maintenance of Meters |  | F127 |  | 2844221.8789 | 2016017.4055 | 300563.8447 | 41381.259 | 0 | 111748.8421 | 28032.1579 | 6777.7208 | 1474.25 | 321722.3281 | 8252.0353 | 8252.0353 | 0
484
485 |  | 598 | Maint of Misc. Distribution Plant |  | F131 |  | 994803.47 | 561802.7283 | 235767.7215 | 64696.6838 | 31077.392 | 2279.0926 | 9075.1793 | 561.0359 | 196.8842 | 89010.1555 | 168.2984 | 168.2984 | 0
486
487 |  | TOTAL DISTRIBUTION EXPENSE |  |  |  |  | 98394294.7041 | 55566938.4728 | 23319378.5189 | 6399037.3665 | 3073811.2215 | 225421.1149 | 897610.3286 | 55491.0938 | 19473.4776 | 8803840.8986 | 16646.1054 | 16646.1054 | 0
488
489
490 | [6 empty] | D: CUSTOMER ACCOUNTS EXPENSE
491
492
493 |  | 901 | Supervision |  | F136 |  | 0 | 0 | 0 | 0 | 0 | 0 | 0 | 0 | 0 | 0 | 0 | 0 | 0
494
495 |  | 902 | Meter Reading Expense |  | F47 |  | 0 | 0 | 0 | 0 | 0 | 0 | 0 | 0 | 0 | 0 | 0 | 0 | 0
496
497 |  | 903 | Customer Receipts & Collections |  | F48 |  | 0 | 0 | 0 | 0 | 0 | 0 | 0 | 0 | 0 | 0 | 0 | 0 | 0
498
499 |  | 904 | Uncollectible Accounts |  | F80 |  | 0 | 0 | 0 | 0 | 0 | 0 | 0 | 0 | 0 | 0 | 0 | 0 | 0
500
501 |  | 905 | Misc. Customer Accounts Exp |  | F136 |  | 0 | 0 | 0 | 0 | 0 | 0 | 0 | 0 | 0 | 0 | 0 | 0 | 0
502
503 |  | TOTAL CUSTOMER ACCOUNTS EXPENSE |  |  |  |  | 0 | 0 | 0 | 0 | 0 | 0 | 0 | 0 | 0 | 0 | 0 | 0 | 0
504
505 |  | Distribution - Total - Unbundled |  |  |  |  | D: CUSTOMER SERVICE EXPENSE
506
507 |  | A |  | B | C |  | D | E | F | G | H | I | J | K | L | M | P | Q
508 | [6 empty] | Utah |  | General | General | Street & Area | General |  | Traffic | Outdoor | General
509 |  | FERC |  |  | COS |  | Jurisdiction | Residential | Large Dist. | +1 MW | Lighting | Trans | Irrigation | Signals | Lighting | Small Dist. | Industrial | Industrial
510 |  | ACCT |  | DESCRIPTION | Factor |  | Normalized | Sch 1 | Sch 6 | Sch 8 | Sch. 7,11,12 | Sch 9 | Sch 10 | Sch 15 | Sch 15 | Sch 23 | Cust 1 | Cust 2
511 |  | 907 | Supervision |  | F40 |  | 0 | 0 | 0 | 0 | 0 | 0 | 0 | 0 | 0 | 0 | 0 | 0 | 0
512
513 |  | 908 | Customer Assistance |  | F40 |  | 0 | 0 | 0 | 0 | 0 | 0 | 0 | 0 | 0 | 0 | 0 | 0 | 0
514
515 |  | 909 | Informational & Instructional Adv |  | F40 |  | 0 | 0 | 0 | 0 | 0 | 0 | 0 | 0 | 0 | 0 | 0 | 0 | 0
516
517 |  | 910 | Misc. Customer Service |  | F40 |  | 0 | 0 | 0 | 0 | 0 | 0 | 0 | 0 | 0 | 0 | 0 | 0 | 0
518
519 |  | TOTAL CUSTOMER SERVICE EXPENSE |  |  |  |  | 0 | 0 | 0 | 0 | 0 | 0 | 0 | 0 | 0 | 0 | 0 | 0 | 0
520
521
522 | [6 empty] | D: SALES EXPENSE
523
524
525 |  | 911 | Supervision |  | F40 |  | 0 | 0 | 0 | 0 | 0 | 0 | 0 | 0 | 0 | 0 | 0 | 0 | 0
526
527 |  | 912 | Demonstration & Selling Expense |  | F40 |  | 0 | 0 | 0 | 0 | 0 | 0 | 0 | 0 | 0 | 0 | 0 | 0 | 0
528
529 |  | 913 | Advertising Expense |  | F40 |  | 0 | 0 | 0 | 0 | 0 | 0 | 0 | 0 | 0 | 0 | 0 | 0 | 0
530
531 |  | 916 | Misc. Sales Expense |  | F40 |  | 0 | 0 | 0 | 0 | 0 | 0 | 0 | 0 | 0 | 0 | 0 | 0 | 0
532
533 |  | TOTAL SALES EXPENSE |  |  |  |  | 0 | 0 | 0 | 0 | 0 | 0 | 0 | 0 | 0 | 0 | 0 | 0 | 0
534
535
536 | [6 empty] | D: ADMINISTRATION & GENERAL EXPENSE
537
538
539 |  | 920 | Administrative & General Salaries |  | F102D |  | 9149157.6257 | 5375818.7558 | 2125493.8925 | 574547.3683 | 146255.3257 | 11769.0498 | 110545.7935 | 4470.4896 | 2598.2287 | 795920.563 | 869.0794 | 869.0794 | 0
540 |  |  |  | Customer - System | F42 |  | 0 | 0 | 0 | 0 | 0 | 0 | 0 | 0 | 0 | 0 | 0 | 0 | 0
541 |  |  |  | Administrative & General Salaries |  |  | 9149157.6257 | 5375818.7558 | 2125493.8925 | 574547.3683 | 146255.3257 | 11769.0498 | 110545.7935 | 4470.4896 | 2598.2287 | 795920.563 | 869.0794 | 869.0794 | 0
542
543 |  | 921 | Office Supplies & expenses |  | F102D |  | -2812259.3448 | -1652414.0419 | -653332.2854 | -176603.8221 | -44955.8225 | -3617.5593 | -33979.4606 | -1374.1348 | -798.6411 | -244649.3035 | -267.1368 | -267.1368 | 0
544 |  |  |  | Customer - System | F42 |  | 0 | 0 | 0 | 0 | 0 | 0 | 0 | 0 | 0 | 0 | 0 | 0 | 0
545 |  |  |  | Office Supplies & expenses |  |  | -2812259.3448 | -1652414.0419 | -653332.2854 | -176603.8221 | -44955.8225 | -3617.5593 | -33979.4606 | -1374.1348 | -798.6411 | -244649.3035 | -267.1368 | -267.1368 | 0
546
547 |  | 923 | Outside Services |  | F102D |  | 1687917.279 | 991778.4498 | 392129.8566 | 105997.565 | 26982.4722 | 2171.2581 | 20394.4628 | 824.7553 | 479.3441 | 146838.4442 | 160.3354 | 160.3354 | 0
548 |  |  |  | Customer - System | F42 |  | 0 | 0 | 0 | 0 | 0 | 0 | 0 | 0 | 0 | 0 | 0 | 0 | 0
549 |  |  |  | Outside Services |  |  | 1687917.279 | 991778.4498 | 392129.8566 | 105997.565 | 26982.4722 | 2171.2581 | 20394.4628 | 824.7553 | 479.3441 | 146838.4442 | 160.3354 | 160.3354 | 0
550
551 |  | 924 | Property Insurance |  | F102D |  | 1459869.1204 | 857782.9916 | 339150.6657 | 91676.6325 | 23336.9718 | 1877.9076 | 17639.0436 | 713.3257 | 414.5818 | 126999.6539 | 138.6731 | 138.6731 | 0
552 |  |  | System Generation |  | F10 |  | 0 | 0 | 0 | 0 | 0 | 0 | 0 | 0 | 0 | 0 | 0 | 0 | 0
553
554 |  | 925 | Injuries & Damages |  | F102D |  | 1128860.3227 | 663290.4081 | 262252.0914 | 70889.9938 | 18045.5776 | 1452.1133 | 13639.5901 | 551.5872 | 320.58 | 98203.92 | 107.2306 | 107.2306 | 0
555
556 |  | 926 | Employee Pensions & Benefits |  | F138D |  | 0 | 0 | 0 | 0 | 0 | 0 | 0 | 0 | 0 | 0 | 0 | 0 | 0
557
558 |  | 927 | Franchise Requirements |  | F102 |  | 0 | 0 | 0 | 0 | 0 | 0 | 0 | 0 | 0 | 0 | 0 | 0 | 0
559
560 |  | 928 | Regulatory Commission Expense |  | F102 |  | 0 | 0 | 0 | 0 | 0 | 0 | 0 | 0 | 0 | 0 | 0 | 0 | 0
561 |  |  |  | Regulatory Expense | F103 |  | 0 | 0 | 0 | 0 | 0 | 0 | 0 | 0 | 0 | 0 | 0 | 0 | 0
562
563 |  | 929 | Duplicate Charges |  | F102D |  | -1088510.9489 | -639582.114 | -252878.2942 | -68356.1402 | -17400.5662 | -1400.2097 | -13152.064 | -531.8716 | -309.1214 | -94693.7721 | -103.3978 | -103.3978 | 0
564
565 |  | 930 | Misc General Expenses
566 |  |  |  | Situs | F102D |  | 435104.5614 | 255656.6798 | 101081.6652 | 27323.6281 | 6955.4337 | 559.6982 | 5257.203 | 212.6021 | 123.5634 | 37851.4265 | 41.3306 | 41.3306 | 0
567 |  |  |  | Customer | F42 |  | 0 | 0 | 0 | 0 | 0 | 0 | 0 | 0 | 0 | 0 | 0 | 0 | 0
568 |  |  |  | Labor | F138D |  | 2304103.0955 | 1301213.1987 | 546070.8102 | 149846.5114 | 71979.5591 | 5278.6952 | 21019.3766 | 1299.4371 | 456.0112 | 206159.891 | 389.8025 | 389.8025 | 0
569
570 |  | 931 | Rents |  | F102D |  | 769908.8321 | 452379.3894 | 178861.9879 | 48348.6143 | 12307.501 | 990.3748 | 9302.5157 | 376.1952 | 218.643 | 66977.3433 | 73.1337 | 73.1337 | 0
571
572 |  | 935 | Maintenance of General Plant |  | F108 |  | 4589614.0465 | 1872452.232 | 1194366.7803 | 367746.2122 | 31016.6518 | 597677.7095 | 41605.9573 | 1618.4436 | 2175.5343 | 334213.1818 | 69028.0004 | 77713.3434 | 0
573
574 |  | TOTAL ADMINISTRATIVE & GEN EXPENSE |  |  |  |  | 17623764.5896 | 9478375.9494 | 4233197.1701 | 1191416.5635 | 274523.1042 | 616759.0374 | 192272.4181 | 8160.8295 | 5678.724 | 1473821.348 | 70437.0512 | 79122.3941 | 0
575
576
577 |  | TOTAL O & M EXPENSE |  |  |  |  | 116018059.2937 | 65045314.4221 | 27552575.6891 | 7590453.93 | 3348334.3258 | 842180.1523 | 1089882.7468 | 63651.9233 | 25152.2016 | 10277662.2466 | 87083.1566 | 95768.4995 | 0
578
579 |  | Distribution - Total - Unbundled |  |  |  |  | D: DEPRECIATION EXPENSE
580
581 |  | A |  | B | C |  | D | E | F | G | H | I | J | K | L | M | P | Q
582 | [6 empty] | Utah |  | General | General | Street & Area | General |  | Traffic | Outdoor | General
583 |  | FERC |  |  | COS |  | Jurisdiction | Residential | Large Dist. | +1 MW | Lighting | Trans | Irrigation | Signals | Lighting | Small Dist. | Industrial | Industrial
584 |  | ACCT |  | DESCRIPTION | Factor |  | Normalized | Sch 1 | Sch 6 | Sch 8 | Sch. 7,11,12 | Sch 9 | Sch 10 | Sch 15 | Sch 15 | Sch 23 | Cust 1 | Cust 2
585 |  | 403SP | Steam Depreciation |  | F10 |  | 0 | 0 | 0 | 0 | 0 | 0 | 0 | 0 | 0 | 0 | 0 | 0 | 0
586 |  |  |  | System Generation | F10 |  | 0 | 0 | 0 | 0 | 0 | 0 | 0 | 0 | 0 | 0 | 0 | 0 | 0
587 |  |  |  | Total 403SP |  |  | 0 | 0 | 0 | 0 | 0 | 0 | 0 | 0 | 0 | 0 | 0 | 0 | 0
588
589 |  | 403NP | Nuclear Depreciation |  | F10 |  | 0 | 0 | 0 | 0 | 0 | 0 | 0 | 0 | 0 | 0 | 0 | 0 | 0
590
591 |  | 403HP | Hydro Depreciation |  | F10 |  | 0 | 0 | 0 | 0 | 0 | 0 | 0 | 0 | 0 | 0 | 0 | 0 | 0
592
593 |  | 403OP | Other Production Depreciation |  | F10 |  | 0 | 0 | 0 | 0 | 0 | 0 | 0 | 0 | 0 | 0 | 0 | 0 | 0
594 |  |  |  | Simple Cycle Combustion Turbine | F10 |  | 0 | 0 | 0 | 0 | 0 | 0 | 0 | 0 | 0 | 0 | 0 | 0 | 0
595 |  |  |  | System Generation | F10 |  | 0 | 0 | 0 | 0 | 0 | 0 | 0 | 0 | 0 | 0 | 0 | 0 | 0
596 |  |  |  | Wind Generation | F10 |  | 0 | 0 | 0 | 0 | 0 | 0 | 0 | 0 | 0 | 0 | 0 | 0 | 0
597 |  |  |  | Total 403OP |  |  | 0 | 0 | 0 | 0 | 0 | 0 | 0 | 0 | 0 | 0 | 0 | 0 | 0
598
599 |  | 403TP | Transmission Depreciation |  | F106 |  | 0 | 0 | 0 | 0 | 0 | 0 | 0 | 0 | 0 | 0 | 0 | 0 | 0
600
601 |  | 403 | Distribution Depreciation
602 |  |  |  | Land Rights | F118 |  | 165331.9068 | 81283.7994 | 52631.3719 | 14936.267 | 133.4079 | 0 | 1986.7971 | 32.1181 | 23.9552 | 14304.1903 | 0 | 0 | 0
603 |  |  |  | Structures | F119 |  | 681822.063 | 335211.0845 | 217049.6382 | 61596.558 | 550.1686 | 0 | 8193.4704 | 132.4539 | 98.7902 | 58989.8993 | 0 | 0 | 0
604 |  |  |  | Station Equip | F120 |  | 9926130.5413 | 4880084.0637 | 3159861.1425 | 896737.5933 | 8009.4869 | 0 | 119282.5238 | 1928.2954 | 1438.2111 | 858789.2247 | 0 | 0 | 0
605 |  |  |  | Poles & Towers | F121 |  | 11204799.0209 | 5458320.4559 | 3508548.4314 | 995691.6252 | 147961.0175 | 0 | 132445.2224 | 2141.0807 | 1596.9161 | 958094.2716 | 0 | 0 | 0
606 |  |  |  | OH Conductors | F122 |  | 6778818.3944 | 4356758.3697 | 1317419.5133 | 373870.7337 | 56277.0189 | 0 | 49731.6551 | 803.9511 | 599.6236 | 623357.529 | 0 | 0 | 0
607 |  |  |  | UG Conduit | F123 |  | 3916649.8868 | 2526808.1221 | 774778.0708 | 219874.4158 | 2564.2772 | 0 | 29247.3243 | 472.8059 | 352.6403 | 362552.2304 | 0 | 0 | 0
608 |  |  |  | UG Conductor | F124 |  | 11117321.638 | 6846037.9591 | 2434929.7535 | 691009.1769 | 36538.8305 | 0 | 91916.8765 | 1485.9083 | 1108.2585 | 1014294.8748 | 0 | 0 | 0
609 |  |  |  | Line Transformer | F125 |  | 9262449.0229 | 5443531.946 | 2309255.3523 | 582646.394 | 31855.5971 | 0 | 265533.4227 | 1104.862 | 6588.3369 | 621933.112 | 0 | 0 | 0
610 |  |  |  | Services | F126 |  | 4275400.5859 | 3438480.1706 | 313466.8513 | 31389.9095 | 0 | 0 | 0 | 12945.838 | 2815.9026 | 476301.9138 | 0 | 0 | 0
611 |  |  |  | Meters | F127 |  | 2586247.3326 | 1833162.0596 | 273302.3213 | 37627.9261 | 0 | 101613.0798 | 25489.6055 | 6162.9729 | 1340.5337 | 292541.7033 | 7503.5652 | 7503.5652 | 0
612 |  |  |  | Inst Cust Premises | F128 |  | 276307.6976 | 0 | 0 | 0 | 276307.6976 | 0 | 0 | 0 | 0 | 0 | 0 | 0 | 0
613 |  |  |  | Leased Property | F129 |  | 0 | 0 | 0 | 0 | 0 | 0 | 0 | 0 | 0 | 0 | 0 | 0 | 0
614 |  |  |  | Street Lighting | F130 |  | 1068351.4476 | 0 | 0 | 0 | 1068351.4476 | 0 | 0 | 0 | 0 | 0 | 0 | 0 | 0
615 |  |  | Total Distribution Expense |  |  |  | 61259629.5379 | 35199678.0306 | 14361242.4466 | 3905380.5996 | 1628548.9497 | 101613.0798 | 723826.8978 | 27210.2862 | 15963.168 | 5281158.949 | 7503.5652 | 7503.5652 | 0
616
617 |  | 403GP | General Depreciation
618 |  |  |  | Situs | F107D |  | 3165226.5921 | 1859808.8673 | 735332.1546 | 198769.404 | 50598.237 | 4071.5999 | 38244.2296 | 1546.6028 | 898.8787 | 275355.2878 | 300.6652 | 300.6652 | 0
619 |  |  |  | System Generation | F105D |  | 0 | 0 | 0 | 0 | 0 | 0 | 0 | 0 | 0 | 0 | 0 | 0 | 0
620 |  |  |  | System Overheads | F102D |  | 1618823.7883 | 951180.8234 | 376078.3469 | 101658.6428 | 25877.9671 | 2082.3794 | 19559.6324 | 790.9947 | 459.7226 | 140827.7345 | 153.7722 | 153.7722 | 0
621 |  |  |  | Customer - System | F42 |  | 0 | 0 | 0 | 0 | 0 | 0 | 0 | 0 | 0 | 0 | 0 | 0 | 0
622 |  |  |  | Energy | F30 |  | 0 | 0 | 0 | 0 | 0 | 0 | 0 | 0 | 0 | 0 | 0 | 0 | 0
623 |  |  |  | Simple Cycle Combustion Turbine | F10 |  | 0 | 0 | 0 | 0 | 0 | 0 | 0 | 0 | 0 | 0 | 0 | 0 | 0
624 |  |  |  | Cholla | F10 |  | 0 | 0 | 0 | 0 | 0 | 0 | 0 | 0 | 0 | 0 | 0 | 0 | 0
625 |  |  | Total General Expense |  |  |  | 4784050.3804 | 2810989.6907 | 1111410.5015 | 300428.0469 | 76476.2042 | 6153.9794 | 57803.862 | 2337.5974 | 1358.6012 | 416183.0223 | 454.4374 | 454.4374 | 0
626
627 |  | 403GV0 | General Vehicles |  | F105D |  | 0 | 0 | 0 | 0 | 0 | 0 | 0 | 0 | 0 | 0 | 0 | 0 | 0
628
629 |  | 403MP | Mining Depreciation |  | F30 |  | 0 | 0 | 0 | 0 | 0 | 0 | 0 | 0 | 0 | 0 | 0 | 0 | 0
630
631 |  | 403EP | Experimental Plant Depreciation |  | F10 |  | 0 | 0 | 0 | 0 | 0 | 0 | 0 | 0 | 0 | 0 | 0 | 0 | 0
632
633
634 |  | TOTAL DEPRECIATION EXPENSE |  |  |  |  | 66043679.9183 | 38010667.7213 | 15472652.9481 | 4205808.6464 | 1705025.1538 | 107767.0592 | 781630.7598 | 29547.8837 | 17321.7693 | 5697341.9714 | 7958.0026 | 7958.0026 | 0
635
636 | [6 empty] | D: AMORTIZATION EXPENSE
637
638
639 |  | 404CLG | Amort of LT Plant - Cap. Lease Gen
640 |  |  | Division |  | F10 |  | 367.1473 | 127.3196 | 103.5196 | 31.344 | 0.76114 | 62.4204 | 2.7623 | 0.078104 | 0.14149 | 25.3606 | 7.0748 | 6.3652 | 0
641 |  |  | System Overheads |  | F102D |  | 145016.8474 | 85208.3132 | 33689.7052 | 9106.7453 | 2318.1901 | 186.5429 | 1752.1834 | 70.8586 | 41.1827 | 12615.5757 | 13.7752 | 13.7752 | 0
642 |  |  | Customer - System |  | F42 |  | 0 | 0 | 0 | 0 | 0 | 0 | 0 | 0 | 0 | 0 | 0 | 0 | 0
643 |  |  | Total Amort. Cap. Lease General |  |  |  | 145383.9947 | 85335.6328 | 33793.2248 | 9138.0893 | 2318.9512 | 248.9634 | 1754.9457 | 70.9367 | 41.3242 | 12640.9363 | 20.85 | 20.1403 | 0
644
645 |  | 404CLS | Amort of LT Plant - Cap Lease Steam |  | F10 |  | 0 | 0 | 0 | 0 | 0 | 0 | 0 | 0 | 0 | 0 | 0 | 0 | 0
646
647 |  | 404IP | Amort of LT Plant - Intangible Plant
648 |  |  |  | Situs | F107D |  | -175364.6647 | -103039.9401 | -40739.9827 | -11012.5228 | -2803.32 | -225.5809 | -2118.8646 | -85.6872 | -49.801 | -15255.6496 | -16.6579 | -16.6579 | 0
649 |  |  |  | System Generation | F105D |  | 0 | 0 | 0 | 0 | 0 | 0 | 0 | 0 | 0 | 0 | 0 | 0 | 0
650 |  |  |  | System Overheads | F102D |  | 2427890.4364 | 1426568.377 | 564037.3142 | 152466.2835 | 38811.4317 | 3123.1251 | 29335.2772 | 1186.3233 | 689.4858 | 211211.5675 | 230.6256 | 230.6256 | 0
651 |  |  |  | Customer - System | F42 |  | 0 | 0 | 0 | 0 | 0 | 0 | 0 | 0 | 0 | 0 | 0 | 0 | 0
652 |  |  |  | Energy | F30 |  | 0 | 0 | 0 | 0 | 0 | 0 | 0 | 0 | 0 | 0 | 0 | 0 | 0
653 |  |  |  | System Generation | F10 |  | 0 | 0 | 0 | 0 | 0 | 0 | 0 | 0 | 0 | 0 | 0 | 0 | 0
654 |  |  | Total Amort. Intangible Plant |  |  |  | 2252525.7717 | 1323528.4369 | 523297.3314 | 141453.7608 | 36008.1118 | 2897.5441 | 27216.4126 | 1100.6361 | 639.6848 | 195955.9179 | 213.9676 | 213.9676 | 0
655
656 |  | Distribution - Total - Unbundled |  |  |  |  | D: AMORTIZATION EXPENSE (continued)
657
658
659 |  | A |  | B | C |  | D | E | F | G | H | I | J | K | L | M | P | Q
660 | [6 empty] | Utah |  | General | General | Street & Area | General |  | Traffic | Outdoor | General
661 |  | FERC |  |  | COS |  | Jurisdiction | Residential | Large Dist. | +1 MW | Lighting | Trans | Irrigation | Signals | Lighting | Small Dist. | Industrial | Industrial
662 |  | ACCT |  | DESCRIPTION | Factor |  | Normalized | Sch 1 | Sch 6 | Sch 8 | Sch. 7,11,12 | Sch 9 | Sch 10 | Sch 15 | Sch 15 | Sch 23 | Cust 1 | Cust 2
663 |  | 404O | Amort of LT Plant - Other Plant |  | F10 |  | 0 | 0 | 0 | 0 | 0 | 0 | 0 | 0 | 0 | 0 | 0 | 0 | 0
664
665 |  | 404330 | Amort of Other Electric Plant |  | F10 |  | 0 | 0 | 0 | 0 | 0 | 0 | 0 | 0 | 0 | 0 | 0 | 0 | 0
666
667 |  | 405 | Amort of Other Electric Plant |  | F10 |  | 0 | 0 | 0 | 0 | 0 | 0 | 0 | 0 | 0 | 0 | 0 | 0 | 0
668
669 |  | 406 | Amort of Plant Acquisition Adj |  | F10 |  | 0 | 0 | 0 | 0 | 0 | 0 | 0 | 0 | 0 | 0 | 0 | 0 | 0
670
671 |  | 407 | Amort of Prop Losses, Unrec Plant, |  | F10 |  | 0 | 0 | 0 | 0 | 0 | 0 | 0 | 0 | 0 | 0 | 0 | 0 | 0
672
673
674 |  | TOTAL AMORTIZATION EXPENSE |  |  |  |  | 2397909.7664 | 1408864.0697 | 557090.5563 | 150591.8501 | 38327.063 | 3146.5075 | 28971.3583 | 1171.5728 | 681.009 | 208596.8542 | 234.8176 | 234.108 | 0
675
676
677 | [6 empty] | D: TAX OTHER THAN INCOME
678
679
680 |  | 408 | Taxes Other Than Income |  | F101D |  | 16184445.129 | 9579504.0661 | 3779733.4097 | 1017695.1711 | 175180.0082 | 11785.9674 | 201901.9595 | 8091.6593 | 4770.703 | 1402813.5934 | 1480.9355 | 1487.6558 | 0
681 |  |  |  | Customer - System | F101D |  | 0 | 0 | 0 | 0 | 0 | 0 | 0 | 0 | 0 | 0 | 0 | 0 | 0
682 |  |  | Total Taxes Other Than Income |  |  |  | 16184445.129 | 9579504.0661 | 3779733.4097 | 1017695.1711 | 175180.0082 | 11785.9674 | 201901.9595 | 8091.6593 | 4770.703 | 1402813.5934 | 1480.9355 | 1487.6558 | 0
683
684
685 | [6 empty] | D: DEFERRED ITC
686
687
688 |  | 41140 | Deferred I T C - Federal |  | F101D |  | -415276.0586 | -245800.1285 | -96984.035 | -26113.0015 | -4494.9371 | -302.4157 | -5180.5947 | -207.6236 | -122.4113 | -35994.7403 | -37.9993 | -38.1717 | 0
689
690 |  | 41141 | Deferred I T C - Idaho |  | F101D |  | 0 | 0 | 0 | 0 | 0 | 0 | 0 | 0 | 0 | 0 | 0 | 0 | 0
691
692 |  | TOTAL DEFERRED ITC |  |  |  |  | -415276.0586 | -245800.1285 | -96984.035 | -26113.0015 | -4494.9371 | -302.4157 | -5180.5947 | -207.6236 | -122.4113 | -35994.7403 | -37.9993 | -38.1717 | 0
693
694
695 | [6 empty] | D: DEFERRED INCOME TAXES
696
697
698 |  | 41010 | Deferred Income Tax - Federal-DR |  | F101D |  | 45247379.0884 | 26781730.761 | 10567123.4991 | 2845203.4554 | 489756.4406 | 32950.4119 | 564463.8681 | 22622.1147 | 13337.6093 | 3921891.5413 | 4140.2994 | 4159.0876 | 0
699
700 |  | 41020 | Deferred Income Tax - State-DR |  | F101D |  | 0 | 0 | 0 | 0 | 0 | 0 | 0 | 0 | 0 | 0 | 0 | 0 | 0
701
702 |  | 41120 | Deferred Income Tax - Federal-CR |  | F101D |  | -37446929.8897 | -22164678.1391 | -8745397.8723 | -2354702.8902 | -405324.5838 | -27269.9058 | -467152.7792 | -18722.1616 | -11038.2641 | -3245774.6844 | -3426.53 | -3442.0792 | 0
703
704 |  | 41111 | Deferred Income Tax - State-CR |  | F101D |  | 0 | 0 | 0 | 0 | 0 | 0 | 0 | 0 | 0 | 0 | 0 | 0 | 0
705
706 |  | TOTAL DEFERRED INCOME TAXES |  |  |  |  | 7800449.1986 | 4617052.6219 | 1821725.6268 | 490500.5651 | 84431.8569 | 5680.5061 | 97311.0889 | 3899.9531 | 2299.3452 | 676116.8569 | 713.7694 | 717.0084 | 0
707
708 |  | SCHMAF | Additions - Flow Through
709 |  |  |  | S | F101D |  | 0 | 0 | 0 | 0 | 0 | 0 | 0 | 0 | 0 | 0 | 0 | 0 | 0
710 |  |  |  | SNP | F104D |  | 0 | 0 | 0 | 0 | 0 | 0 | 0 | 0 | 0 | 0 | 0 | 0 | 0
711 |  |  |  | SO | F102D |  | 0 | 0 | 0 | 0 | 0 | 0 | 0 | 0 | 0 | 0 | 0 | 0 | 0
712 |  |  |  | SE | F30 |  | 0 | 0 | 0 | 0 | 0 | 0 | 0 | 0 | 0 | 0 | 0 | 0 | 0
713 |  |  |  | TROJP | F10 |  | 0 | 0 | 0 | 0 | 0 | 0 | 0 | 0 | 0 | 0 | 0 | 0 | 0
714 |  |  |  | SG | F10 |  | 0 | 0 | 0 | 0 | 0 | 0 | 0 | 0 | 0 | 0 | 0 | 0 | 0
715
716
717 |  | SCHMAP | Additions - Permanent
718 |  |  |  | S | F101D |  | 0 | 0 | 0 | 0 | 0 | 0 | 0 | 0 | 0 | 0 | 0 | 0 | 0
719 |  |  |  | SE | F30 |  | 0 | 0 | 0 | 0 | 0 | 0 | 0 | 0 | 0 | 0 | 0 | 0 | 0
720 |  |  |  | SNP | F104D |  | 0 | 0 | 0 | 0 | 0 | 0 | 0 | 0 | 0 | 0 | 0 | 0 | 0
721 |  |  |  | SO | F102D |  | -137501.4041 | -80792.4245 | -31943.749 | -8634.7916 | -2198.0507 | -176.8754 | -1661.3772 | -67.1864 | -39.0484 | -11961.7783 | -13.0613 | -13.0613 | 0
722 |  |  |  | SG | F10 |  | 0 | 0 | 0 | 0 | 0 | 0 | 0 | 0 | 0 | 0 | 0 | 0 | 0
723 |  |  |  | BADDEBT | F80 |  | -32587.3509 | -30381.4961 | -1061.3464 | -316.2454 | 0 | -512.309 | -25.759 | 0 | 0 | -290.1951 | 0 | 0 | 0
724
725
726 |  | SCHMAT | Additions - Temporary
727 |  |  |  | S | F101D |  | 15170.0622 | 8979.0951 | 3542.8333 | 953.9097 | 164.2004 | 11.0473 | 189.2475 | 7.5845 | 4.4717 | 1314.8903 | 1.3881 | 1.3944 | 0
728 |  |  |  | SGCT | F10 |  | 0 | 0 | 0 | 0 | 0 | 0 | 0 | 0 | 0 | 0 | 0 | 0 | 0
729 |  |  |  | CIAC | F104D |  | 18016437.7799 | 10586076.0123 | 4185486.1033 | 1131394.7362 | 288004.6539 | 23179.028 | 217683.4381 | 8803.4579 | 5116.4541 | 1567270.6095 | 1711.6433 | 1711.6433 | 0
730 |  |  |  | SNP | F104D |  | 7125964.4808 | 4187065.3109 | 1655467.3944 | 447495.7149 | 113913.2474 | 9167.9017 | 86099.3981 | 3481.994 | 2023.6892 | 619895.8325 | 676.9989 | 676.9989 | 0
731 |  |  |  | TROJD | F10 |  | 0 | 0 | 0 | 0 | 0 | 0 | 0 | 0 | 0 | 0 | 0 | 0 | 0
732 |  |  |  | SG | F10 |  | 0 | 0 | 0 | 0 | 0 | 0 | 0 | 0 | 0 | 0 | 0 | 0 | 0
733 |  |  |  | SE | F30 |  | 0 | 0 | 0 | 0 | 0 | 0 | 0 | 0 | 0 | 0 | 0 | 0 | 0
734 |  |  |  | SG | F10 |  | 0 | 0 | 0 | 0 | 0 | 0 | 0 | 0 | 0 | 0 | 0 | 0 | 0
735 |  |  |  | GPS | F102D |  | 0 | 0 | 0 | 0 | 0 | 0 | 0 | 0 | 0 | 0 | 0 | 0 | 0
736 |  |  |  | SO | F102D |  | 963120.0988 | 565905.5514 | 223748.0183 | 60481.8652 | 15396.1107 | 1238.9128 | 11637.014 | 470.6027 | 273.5122 | 83785.5377 | 91.4869 | 91.4869 | 0
737 |  |  |  | SNPD | F104D |  | 0 | 0 | 0 | 0 | 0 | 0 | 0 | 0 | 0 | 0 | 0 | 0 | 0
738 |  |  |  | BADDEBT | F80 |  | 0 | 0 | 0 | 0 | 0 | 0 | 0 | 0 | 0 | 0 | 0 | 0 | 0
739 |  |  |  | TAXDEPR | F151D |  | 0 | 0 | 0 | 0 | 0 | 0 | 0 | 0 | 0 | 0 | 0 | 0 | 0
740 |  |  |  | SCHMDEXP | F151D |  | 78815588.0833 | 45361390.1224 | 18464843.9158 | 5019152.2072 | 2034752.7631 | 128607.6754 | 932787.0294 | 35262.024 | 20671.5531 | 6799126.8588 | 9496.9671 | 9496.9671 | 0
741
742
743 |  | TOTAL SCHEDULE - M ADDITIONS |  |  |  |  | 104766191.7501 | 60598242.1715 | 24500083.1697 | 6650527.3962 | 2450032.9247 | 161515.3806 | 1246708.9909 | 47958.4767 | 28050.6317 | 9059141.7554 | 11965.4231 | 11965.4294 | 0
744
745 |  | SCHMDF | Deductions - Flow Through
746 |  |  |  | S | F101D |  | 0 | 0 | 0 | 0 | 0 | 0 | 0 | 0 | 0 | 0 | 0 | 0 | 0
747 |  |  |  | DGP | F10 |  | 0 | 0 | 0 | 0 | 0 | 0 | 0 | 0 | 0 | 0 | 0 | 0 | 0
748 |  |  |  | DGU | F10 |  | 0 | 0 | 0 | 0 | 0 | 0 | 0 | 0 | 0 | 0 | 0 | 0 | 0
749
750 |  | SCHMDP | Deductions - Permanent
751 |  |  |  | S | F101D |  | 0 | 0 | 0 | 0 | 0 | 0 | 0 | 0 | 0 | 0 | 0 | 0 | 0
752 |  |  |  | SE | F30 |  | 0 | 0 | 0 | 0 | 0 | 0 | 0 | 0 | 0 | 0 | 0 | 0 | 0
753 |  |  |  | SNP | F104D |  | 45159.096 | 26534.5252 | 10491.1288 | 2835.8971 | 721.898 | 58.0994 | 545.6343 | 22.0663 | 12.8246 | 3928.4416 | 4.2903 | 4.2903 | 0
754 |  |  |  | IBT | F150D |  | 0 | 0 | 0 | 0 | 0 | 0 | 0 | 0 | 0 | 0 | 0 | 0 | 0
755 |  |  |  | SG | F10 |  | 0 | 0 | 0 | 0 | 0 | 0 | 0 | 0 | 0 | 0 | 0 | 0 | 0
756 |  |  |  | SO | F102D |  | -606562.9955 | -356401.4154 | -140914.1688 | -38090.848 | -9696.31 | -780.2544 | -7328.8701 | -296.3807 | -172.2551 | -52767.258 | -57.6175 | -57.6175 | 0
757
758
759 |  | SCHMDT | Deductions - Temporary
760 |  |  |  | S | F101D |  | 0 | 0 | 0 | 0 | 0 | 0 | 0 | 0 | 0 | 0 | 0 | 0 | 0
761 |  |  |  | BADDEBT | F80 |  | 0 | 0 | 0 | 0 | 0 | 0 | 0 | 0 | 0 | 0 | 0 | 0 | 0
762 |  |  |  | SNP | F104D |  | 8910330.5559 | 5235520.9011 | 2070002.1377 | 559550.1848 | 142437.5173 | 11463.5759 | 107658.9842 | 4353.8973 | 2530.4279 | 775119.8862 | 846.5218 | 846.5218 | 0
763 |  |  |  | CN | F40 |  | 0 | 0 | 0 | 0 | 0 | 0 | 0 | 0 | 0 | 0 | 0 | 0 | 0
764 |  |  |  | TROJD | F10 |  | 7493.4778 | 2598.5938 | 2112.8358 | 639.7319 | 15.5349 | 1274.0017 | 56.3782 | 1.5941 | 2.8879 | 517.61 | 144.3965 | 129.9131 | 0
765 |  |  |  | DGP | F10 |  | 0 | 0 | 0 | 0 | 0 | 0 | 0 | 0 | 0 | 0 | 0 | 0 | 0
766 |  |  |  | SE | F30 |  | 0 | 0 | 0 | 0 | 0 | 0 | 0 | 0 | 0 | 0 | 0 | 0 | 0
767 |  |  |  | SG | F10 |  | 0 | 0 | 0 | 0 | 0 | 0 | 0 | 0 | 0 | 0 | 0 | 0 | 0
768 |  |  |  | GPS | F102D |  | 7099239.9621 | 4171337.8326 | 1649265.6262 | 445816.9598 | 113486.0383 | 9132.1313 | 85777.4176 | 3468.8525 | 2016.0817 | 617590.3071 | 674.3575 | 674.3575 | 0
769 |  |  |  | SO | F102D |  | -15695.7915 | -9222.4589 | -3646.3804 | -985.6619 | -250.9076 | -20.1903 | -189.6463 | -7.6693 | -4.4574 | -1365.4375 | -1.4909 | -1.4909 | 0
770 |  |  |  | TAXDEPR | F151D |  | 103467723.4817 | 59549638.3909 | 24240323.6577 | 6589055.1009 | 2671187.7861 | 168833.9035 | 1224546.4732 | 46291.3675 | 27137.2528 | 8925774.6449 | 12467.4521 | 12467.4521 | 0
771 |  |  |  | SNPD | F104D |  | 0 | 0 | 0 | 0 | 0 | 0 | 0 | 0 | 0 | 0 | 0 | 0 | 0
772
773
774 |  | TOTAL SCHEDULE - M DEDUCTIONS |  |  |  |  | 118907687.7866 | 68620006.3693 | 27827634.837 | 7558821.3646 | 2917901.557 | 189961.267 | 1411066.3712 | 53833.7276 | 31522.7624 | 10268798.1943 | 14077.9098 | 14063.4264 | 0
775
776 |  | TOTAL SCHEDULE - M ADJUSTMENTS |  |  |  |  | -14141496.0365 | -8021764.1978 | -3327551.6672 | -908293.9684 | -467868.6323 | -28445.8863 | -164357.3803 | -5875.2509 | -3472.1306 | -1209656.4389 | -2112.4867 | -2097.997 | 0
777
778
779
780 | [6 empty] | D: INCOME TAXES
781
782 |  |  | State Income Taxes Before Credits |  | F150D |  | 3434377.6494 | 1695912.6213 | 1011688.2157 | 226123.0034 | 62888.6159 | 299.9489 | 24902.2481 | 1786.8314 | 3946.2199 | 406938.1493 | -53.0016 | -55.2029 | 0
783 |  |  | Renewable Energy Credits |  | F10 |  | 0 | 0 | 0 | 0 | 0 | 0 | 0 | 0 | 0 | 0 | 0 | 0 | 0
784 |  | 40911 | State Income Taxes |  |  |  | 3434377.6494 | 1695912.6213 | 1011688.2157 | 226123.0034 | 62888.6159 | 299.9489 | 24902.2481 | 1786.8314 | 3946.2199 | 406938.1493 | -53.0016 | -55.2029 | 0
785
786 |  | Calculation of Taxable Income
787
788 |  |  | Operating Revenues |  |  |  | 328641415.1064 | 181678110.0787 | 82157408.0744 | 21265972.7225 | 7537247.0735 | 997168.6784 | 3272565.0712 | 166992.2328 | 153278.3337 | 31207893.1149 | 97928.0127 | 106851.7139 | 0
789 |  |  | Operating Deductions
790 |  |  | O & M Expenses |  |  |  | 116018059.2937 | 65045314.4221 | 27552575.6891 | 7590453.93 | 3348334.3258 | 842180.1523 | 1089882.7468 | 63651.9233 | 25152.2016 | 10277662.2466 | 87083.1566 | 95768.4995 | 0
791 |  |  | Depreciation Expense |  |  |  | 66043679.9183 | 38010667.7213 | 15472652.9481 | 4205808.6464 | 1705025.1538 | 107767.0592 | 781630.7598 | 29547.8837 | 17321.7693 | 5697341.9714 | 7958.0026 | 7958.0026 | 0
792 |  |  | Amortization Expense |  |  |  | 2397909.7664 | 1408864.0697 | 557090.5563 | 150591.8501 | 38327.063 | 3146.5075 | 28971.3583 | 1171.5728 | 681.009 | 208596.8542 | 234.8176 | 234.108 | 0
793 |  |  | Taxes Other Than Income |  |  |  | 16184445.129 | 9579504.0661 | 3779733.4097 | 1017695.1711 | 175180.0082 | 11785.9674 | 201901.9595 | 8091.6593 | 4770.703 | 1402813.5934 | 1480.9355 | 1487.6558 | 0
794 |  |  | Interest & Dividends (AFUDC-Equity) |  | F104D |  | -5719066.6552 | -3360402.0435 | -1328624.1321 | -359145.4642 | -91423.0567 | -7357.8588 | -69100.5685 | -2794.5348 | -1624.1469 | -497508.1752 | -543.3373 | -543.3373 | 0
795 |  |  | Misc Revenue & Expense |  |  |  | -145660.8289 | -50512.3701 | -41070.0371 | -12435.3321 | -301.9731 | -24764.4874 | -1095.8986 | -30.9865 | -56.136 | -10061.483 | -2806.8288 | -2525.2962 | 0
796 |  |  | Total Operating Deductions |  |  |  | 194779366.6233 | 110633435.8658 | 45992358.434 | 12592968.8013 | 5175141.521 | 932757.3401 | 2032190.3573 | 99637.5177 | 46245.3999 | 17078845.0075 | 93406.7462 | 102379.6325 | 0
797 |  |  | Other Deductions
798 |  |  | Interest Deductions |  | F101D |  | 39803025.2658 | 23559240.9465 | 9295643.0206 | 2502856.6804 | 430826.8981 | 28985.6806 | 496545.2156 | 19900.1273 | 11732.7724 | 3449993.1544 | 3642.1212 | 3658.6488 | 0
799 |  |  | Interest on PCRBS |  |  |  | 0 | 0 | 0 | 0 | 0 | 0 | 0 | 0 | 0 | 0 | 0 | 0 | 0
800 |  |  | Schedule M Adjustments |  |  |  | -14141496.0365 | -8021764.1978 | -3327551.6672 | -908293.9684 | -467868.6323 | -28445.8863 | -164357.3803 | -5875.2509 | -3472.1306 | -1209656.4389 | -2112.4867 | -2097.997 | 0
801
802 |  |  | Income Before State Taxes |  |  |  | 79917527.1809 | 39463669.0686 | 23541854.9525 | 5261853.2725 | 1463410.0221 | 6979.7713 | 579472.118 | 41579.3368 | 91828.0308 | 9469398.5142 | -1233.3414 | -1284.5645 | 0
803
804 |  |  | State Income Taxes |  |  |  | 3434377.6494 | 1695912.6213 | 1011688.2157 | 226123.0034 | 62888.6159 | 299.9489 | 24902.2481 | 1786.8314 | 3946.2199 | 406938.1493 | -53.0016 | -55.2029 | 0
805
806 |  |  | Adjustments to Calculated Tax:
807 |  |  |  | PMI | F30 |  | 0 | 0 | 0 | 0 | 0 | 0 | 0 | 0 | 0 | 0 | 0 | 0 | 0
808 |  |  |  | Renewable Energy Credits | F10 |  | 0 | 0 | 0 | 0 | 0 | 0 | 0 | 0 | 0 | 0 | 0 | 0 | 0
809 |  |  |  | System Overheads | F102D |  | 0 | 0 | 0 | 0 | 0 | 0 | 0 | 0 | 0 | 0 | 0 | 0 | 0
810 |  |  |  | Situs | F107D |  | 0 | 0 | 0 | 0 | 0 | 0 | 0 | 0 | 0 | 0 | 0 | 0 | 0
811 |  |  |  | Total Adjustments |  |  | 0 | 0 | 0 | 0 | 0 | 0 | 0 | 0 | 0 | 0 | 0 | 0 | 0
812
813 |  |  | 0.35
814
815 |  | 40910 | Federal Income Tax |  |  |  | 26769102.336 | 13218714.7566 | 7885558.3579 | 1762505.5942 | 490182.4922 | 2337.9379 | 194099.4545 | 13927.3769 | 30758.6338 | 3171861.1277 | -413.1189 | -430.2765 | 0
816
817
818 |  | TOTAL OPERATING EXPENSES |  |  |  |  | 238087086.4039 | 133279717.7805 | 57942970.7315 | 15405130.4268 | 5899572.6055 | 948131.1761 | 2412423.1226 | 121838.5903 | 84751.3345 | 21795274.5762 | 94159.733 | 103116.327 | 0
819
820
821 |  | Distribution - Total - Unbundled |  |  |  |  | D: STEAM PRODUCTION PLANT
822
823 |  | A |  | B | C |  | D | E | F | G | H | I | J | K | L | M | P | Q
824 | [6 empty] | Utah |  | General | General | Street & Area | General |  | Traffic | Outdoor | General
825 |  | FERC |  |  | COS |  | Jurisdiction | Residential | Large Dist. | +1 MW | Lighting | Trans | Irrigation | Signals | Lighting | Small Dist. | Industrial | Industrial
826 |  | ACCT |  | DESCRIPTION | Factor |  | Normalized | Sch 1 | Sch 6 | Sch 8 | Sch. 7,11,12 | Sch 9 | Sch 10 | Sch 15 | Sch 15 | Sch 23 | Cust 1 | Cust 2
827 |  | 310 | Land and Land Rights |  | F10 |  | 0 | 0 | 0 | 0 | 0 | 0 | 0 | 0 | 0 | 0 | 0 | 0 | 0
828 |  |  |  | Cholla | F10 |  | 0 | 0 | 0 | 0 | 0 | 0 | 0 | 0 | 0 | 0 | 0 | 0 | 0
829 |  |  |  | Total 310 |  |  | 0 | 0 | 0 | 0 | 0 | 0 | 0 | 0 | 0 | 0 | 0 | 0 | 0
830
831 |  | 311 | Structures and Improvements |  | F10 |  | 0 | 0 | 0 | 0 | 0 | 0 | 0 | 0 | 0 | 0 | 0 | 0 | 0
832 |  |  |  | Cholla | F10 |  | 0 | 0 | 0 | 0 | 0 | 0 | 0 | 0 | 0 | 0 | 0 | 0 | 0
833 |  |  |  | Total 311 |  |  | 0 | 0 | 0 | 0 | 0 | 0 | 0 | 0 | 0 | 0 | 0 | 0 | 0
834
835 |  | 312 | Boiler Plant Equipment |  | F10 |  | 0 | 0 | 0 | 0 | 0 | 0 | 0 | 0 | 0 | 0 | 0 | 0 | 0
836 |  |  |  | Cholla | F10 |  | 0 | 0 | 0 | 0 | 0 | 0 | 0 | 0 | 0 | 0 | 0 | 0 | 0
837 |  |  |  | Total 312 |  |  | 0 | 0 | 0 | 0 | 0 | 0 | 0 | 0 | 0 | 0 | 0 | 0 | 0
838
839 |  | 314 | Turbogenerator Units |  | F10 |  | 0 | 0 | 0 | 0 | 0 | 0 | 0 | 0 | 0 | 0 | 0 | 0 | 0
840 |  |  |  | Cholla | F10 |  | 0 | 0 | 0 | 0 | 0 | 0 | 0 | 0 | 0 | 0 | 0 | 0 | 0
841 |  |  |  | Total 314 |  |  | 0 | 0 | 0 | 0 | 0 | 0 | 0 | 0 | 0 | 0 | 0 | 0 | 0
842
843 |  | 315 | Accessory Electric Equipment |  | F10 |  | 0 | 0 | 0 | 0 | 0 | 0 | 0 | 0 | 0 | 0 | 0 | 0 | 0
844 |  |  |  | Cholla | F10 |  | 0 | 0 | 0 | 0 | 0 | 0 | 0 | 0 | 0 | 0 | 0 | 0 | 0
845 |  |  |  | Total 316 |  |  | 0 | 0 | 0 | 0 | 0 | 0 | 0 | 0 | 0 | 0 | 0 | 0 | 0
846
847 |  | 316 | Misc Power Plant Equipment |  | F10 |  | 0 | 0 | 0 | 0 | 0 | 0 | 0 | 0 | 0 | 0 | 0 | 0 | 0
848 |  |  |  | Cholla | F10 |  | 0 | 0 | 0 | 0 | 0 | 0 | 0 | 0 | 0 | 0 | 0 | 0 | 0
849 |  |  |  | Total 316 |  |  | 0 | 0 | 0 | 0 | 0 | 0 | 0 | 0 | 0 | 0 | 0 | 0 | 0
850
851 |  | S00 | Unclassified Steam Plant - Acct 300 |  | F10 |  | 0 | 0 | 0 | 0 | 0 | 0 | 0 | 0 | 0 | 0 | 0 | 0 | 0
852
853
854
855 |  | Total Steam Production Plant |  |  |  |  | 0 | 0 | 0 | 0 | 0 | 0 | 0 | 0 | 0 | 0 | 0 | 0 | 0
856
857
858 | [6 empty] | D: NUCLEAR PRODUCTION
859
860
861 |  | 320 | Land and Land Rights |  | F10 |  | 0 | 0 | 0 | 0 | 0 | 0 | 0 | 0 | 0 | 0 | 0 | 0 | 0
862
863 |  | 321 | Structures and Improvements |  | F10 |  | 0 | 0 | 0 | 0 | 0 | 0 | 0 | 0 | 0 | 0 | 0 | 0 | 0
864
865 |  | 322 | Reactor Plant Equipment |  | F10 |  | 0 | 0 | 0 | 0 | 0 | 0 | 0 | 0 | 0 | 0 | 0 | 0 | 0
866
867 |  | 323 | Turbogenerator Units |  | F10 |  | 0 | 0 | 0 | 0 | 0 | 0 | 0 | 0 | 0 | 0 | 0 | 0 | 0
868
869 |  | 324 | Land and Land Rights |  | F10 |  | 0 | 0 | 0 | 0 | 0 | 0 | 0 | 0 | 0 | 0 | 0 | 0 | 0
870
871 |  | 325 | Misc. Power Plant Equipment |  | F10 |  | 0 | 0 | 0 | 0 | 0 | 0 | 0 | 0 | 0 | 0 | 0 | 0 | 0
872
873 |  | N00 | Unclassified Nuclear Plt - Acct 300 |  | F10 |  | 0 | 0 | 0 | 0 | 0 | 0 | 0 | 0 | 0 | 0 | 0 | 0 | 0
874
875 |  | Total Nuclear Production Plant |  |  |  |  | 0 | 0 | 0 | 0 | 0 | 0 | 0 | 0 | 0 | 0 | 0 | 0 | 0
876
877
878 | [6 empty] | D: HYDRAULIC PRODUCTION PLANT
879
880
881 |  | 330 | Land and Land Rights |  | F10 |  | 0 | 0 | 0 | 0 | 0 | 0 | 0 | 0 | 0 | 0 | 0 | 0 | 0
882
883 |  | 331 | Structures and Improvements |  | F10 |  | 0 | 0 | 0 | 0 | 0 | 0 | 0 | 0 | 0 | 0 | 0 | 0 | 0
884
885 |  | 332 | Reservoirs, Dams & Waterways |  | F10 |  | 0 | 0 | 0 | 0 | 0 | 0 | 0 | 0 | 0 | 0 | 0 | 0 | 0
886
887 |  | 333 | Water Wheel, Turbines, & Generators |  | F10 |  | 0 | 0 | 0 | 0 | 0 | 0 | 0 | 0 | 0 | 0 | 0 | 0 | 0
888
889 |  | 334 | Accessory Electric Equipment |  | F10 |  | 0 | 0 | 0 | 0 | 0 | 0 | 0 | 0 | 0 | 0 | 0 | 0 | 0
890
891 |  | 335 | Misc. Power Plant Equipment |  | F10 |  | 0 | 0 | 0 | 0 | 0 | 0 | 0 | 0 | 0 | 0 | 0 | 0 | 0
892
893 |  | 336 | Roads, Railroads & Bridges |  | F10 |  | 0 | 0 | 0 | 0 | 0 | 0 | 0 | 0 | 0 | 0 | 0 | 0 | 0
894
895 |  | H00 | Unclassified Hydro Plant - Acct 300 |  | F10 |  | 0 | 0 | 0 | 0 | 0 | 0 | 0 | 0 | 0 | 0 | 0 | 0 | 0
896
897 |  | Total Hydraulic Plant |  |  |  |  | 0 | 0 | 0 | 0 | 0 | 0 | 0 | 0 | 0 | 0 | 0 | 0 | 0
898
899 |  | Distribution - Total - Unbundled
900 |  | A |  | B | C |  | D | E | F | G | H | I | J | K | L | M | P | Q
901 | [6 empty] | Utah |  | General | General | Street & Area | General |  | Traffic | Outdoor | General
902 |  | FERC |  |  | COS |  | Jurisdiction | Residential | Large Dist. | +1 MW | Lighting | Trans | Irrigation | Signals | Lighting | Small Dist. | Industrial | Industrial
903 |  | ACCT |  | DESCRIPTION | Factor |  | Normalized | Sch 1 | Sch 6 | Sch 8 | Sch. 7,11,12 | Sch 9 | Sch 10 | Sch 15 | Sch 15 | Sch 23 | Cust 1 | Cust 2
904 |  | 340 | Land and Land Rights |  | F10 |  | 0 | 0 | 0 | 0 | 0 | 0 | 0 | 0 | 0 | 0 | 0 | 0 | 0
905 |  |  |  | Wind Generation | F10 |  | 0 | 0 | 0 | 0 | 0 | 0 | 0 | 0 | 0 | 0 | 0 | 0 | 0
906
907 |  | 341 | Structures and Improvements |  | F10 |  | 0 | 0 | 0 | 0 | 0 | 0 | 0 | 0 | 0 | 0 | 0 | 0 | 0
908 |  |  |  | Simple Cycle Combustion Turbine | F10 |  | 0 | 0 | 0 | 0 | 0 | 0 | 0 | 0 | 0 | 0 | 0 | 0 | 0
909 |  |  |  | Wind Generation | F10 |  | 0 | 0 | 0 | 0 | 0 | 0 | 0 | 0 | 0 | 0 | 0 | 0 | 0
910 |  |  |  | Total 341 |  |  | 0 | 0 | 0 | 0 | 0 | 0 | 0 | 0 | 0 | 0 | 0 | 0 | 0
911
912 |  | 342 | Fuel Holders, Producers & Access |  | F10 |  | 0 | 0 | 0 | 0 | 0 | 0 | 0 | 0 | 0 | 0 | 0 | 0 | 0
913 |  |  |  | Simple Cycle Combustion Turbine | F10 |  | 0 | 0 | 0 | 0 | 0 | 0 | 0 | 0 | 0 | 0 | 0 | 0 | 0
914 |  |  |  | Total 342 |  |  | 0 | 0 | 0 | 0 | 0 | 0 | 0 | 0 | 0 | 0 | 0 | 0 | 0
915
916 |  | 343 | Prime Movers |  | F10 |  | 0 | 0 | 0 | 0 | 0 | 0 | 0 | 0 | 0 | 0 | 0 | 0 | 0
917 |  |  |  | Simple Cycle Combustion Turbine | F10 |  | 0 | 0 | 0 | 0 | 0 | 0 | 0 | 0 | 0 | 0 | 0 | 0 | 0
918 |  |  |  | Wind Generation | F10 |  | 0 | 0 | 0 | 0 | 0 | 0 | 0 | 0 | 0 | 0 | 0 | 0 | 0
919 |  |  |  | Total 343 |  |  | 0 | 0 | 0 | 0 | 0 | 0 | 0 | 0 | 0 | 0 | 0 | 0 | 0
920
921 |  | 344 | Generators |  | F10 |  | 0 | 0 | 0 | 0 | 0 | 0 | 0 | 0 | 0 | 0 | 0 | 0 | 0
922 |  |  |  | Simple Cycle Combustion Turbine | F10 |  | 0 | 0 | 0 | 0 | 0 | 0 | 0 | 0 | 0 | 0 | 0 | 0 | 0
923 |  |  |  | Wind Generation | F10 |  | 0 | 0 | 0 | 0 | 0 | 0 | 0 | 0 | 0 | 0 | 0 | 0 | 0
924 |  |  |  | Total 344 |  |  | 0 | 0 | 0 | 0 | 0 | 0 | 0 | 0 | 0 | 0 | 0 | 0 | 0
925
926 |  | 345 | Accessory Electric Plant |  | F10 |  | 0 | 0 | 0 | 0 | 0 | 0 | 0 | 0 | 0 | 0 | 0 | 0 | 0
927 |  |  |  | Simple Cycle Combustion Turbine | F10 |  | 0 | 0 | 0 | 0 | 0 | 0 | 0 | 0 | 0 | 0 | 0 | 0 | 0
928 |  |  |  | Wind Generation | F10 |  | 0 | 0 | 0 | 0 | 0 | 0 | 0 | 0 | 0 | 0 | 0 | 0 | 0
929 |  |  |  | Total 345 |  |  | 0 | 0 | 0 | 0 | 0 | 0 | 0 | 0 | 0 | 0 | 0 | 0 | 0
930
931 |  | 346 | Misc. Power Plant Equipment |  | F10 |  | 0 | 0 | 0 | 0 | 0 | 0 | 0 | 0 | 0 | 0 | 0 | 0 | 0
932 |  |  |  | Wind Generation | F10 |  | 0 | 0 | 0 | 0 | 0 | 0 | 0 | 0 | 0 | 0 | 0 | 0 | 0
933
934 |  | O00 | Unclassified Other Prod - Acct 300 |  | F10 |  | 0 | 0 | 0 | 0 | 0 | 0 | 0 | 0 | 0 | 0 | 0 | 0 | 0
935
936 |  | Total Other Production Plant |  |  |  |  | 0 | 0 | 0 | 0 | 0 | 0 | 0 | 0 | 0 | 0 | 0 | 0 | 0
937
938 |  | Experimental Plant
939 |  | 103 | Experimental Plant |  | F10 |  | 0 | 0 | 0 | 0 | 0 | 0 | 0 | 0 | 0 | 0 | 0 | 0 | 0
940
941 |  | TOTAL PRODUCTION PLANT |  |  |  |  | 0 | 0 | 0 | 0 | 0 | 0 | 0 | 0 | 0 | 0 | 0 | 0 | 0
942
943 | [6 empty] | D: TRANSMISSION PLANT
944 |  | 350 | Land and Land Rights
945 |  |  |  | Demand | F10 |  | 0 | 0 | 0 | 0 | 0 | 0 | 0 | 0 | 0 | 0 | 0 | 0 | 0
946 |  |  |  | Direct Assigned | A | 0 | 0 | 0 | 0 | 0 | 0 | 0 | 0 | 0 | 0 | 0 | 0 | 0 | 0
947 | [6 empty] | 0 | 0 | 0 | 0 | 0 | 0 | 0 | 0 | 0 | 0 | 0 | 0 | 0
948 |  | 352 | Structures and Improvements
949 |  |  |  | Demand | F10 |  | 0 | 0 | 0 | 0 | 0 | 0 | 0 | 0 | 0 | 0 | 0 | 0 | 0
950 |  |  |  | Direct Assigned | A | 0 | 0 | 0 | 0 | 0 | 0 | 0 | 0 | 0 | 0 | 0 | 0 | 0 | 0
951 | [6 empty] | 0 | 0 | 0 | 0 | 0 | 0 | 0 | 0 | 0 | 0 | 0 | 0 | 0
952 |  | 353 | Station Equipment
953 |  |  |  | Demand | F10 |  | 0 | 0 | 0 | 0 | 0 | 0 | 0 | 0 | 0 | 0 | 0 | 0 | 0
954 |  |  |  | Direct Assigned | A | 0 | 0 | 0 | 0 | 0 | 0 | 0 | 0 | 0 | 0 | 0 | 0 | 0 | 0
955 | [6 empty] | 0 | 0 | 0 | 0 | 0 | 0 | 0 | 0 | 0 | 0 | 0 | 0 | 0
956 |  | 354 | Towers and Fixtures
957 |  |  |  | Demand | F10 |  | 0 | 0 | 0 | 0 | 0 | 0 | 0 | 0 | 0 | 0 | 0 | 0 | 0
958 |  |  |  | Direct Assigned | A | 0 | 0 | 0 | 0 | 0 | 0 | 0 | 0 | 0 | 0 | 0 | 0 | 0 | 0
959 | [6 empty] | 0 | 0 | 0 | 0 | 0 | 0 | 0 | 0 | 0 | 0 | 0 | 0 | 0
960 |  | 355 | Poles and Fixtures
961 |  |  |  | Demand | F10 |  | 0 | 0 | 0 | 0 | 0 | 0 | 0 | 0 | 0 | 0 | 0 | 0 | 0
962 |  |  |  | Direct Assigned | A | 0 | 0 | 0 | 0 | 0 | 0 | 0 | 0 | 0 | 0 | 0 | 0 | 0 | 0
963 | [6 empty] | 0 | 0 | 0 | 0 | 0 | 0 | 0 | 0 | 0 | 0 | 0 | 0 | 0
964 |  | 356 | Overhead Conductors
965 |  |  |  | Demand | F10 |  | 0 | 0 | 0 | 0 | 0 | 0 | 0 | 0 | 0 | 0 | 0 | 0 | 0
966 |  |  |  | Direct Assigned | A | 0 | 0 | 0 | 0 | 0 | 0 | 0 | 0 | 0 | 0 | 0 | 0 | 0 | 0
967 | [6 empty] | 0 | 0 | 0 | 0 | 0 | 0 | 0 | 0 | 0 | 0 | 0 | 0 | 0
968 |  | 357 | Underground Conduit
969 |  |  |  | Demand | F10 |  | 0 | 0 | 0 | 0 | 0 | 0 | 0 | 0 | 0 | 0 | 0 | 0 | 0
970 |  |  |  | Direct Assigned | A | 0 | 0 | 0 | 0 | 0 | 0 | 0 | 0 | 0 | 0 | 0 | 0 | 0 | 0
971 | [6 empty] | 0 | 0 | 0 | 0 | 0 | 0 | 0 | 0 | 0 | 0 | 0 | 0 | 0
972 |  | 358 | Underground Conductors
973 |  |  |  | Demand | F10 |  | 0 | 0 | 0 | 0 | 0 | 0 | 0 | 0 | 0 | 0 | 0 | 0 | 0
974 |  |  |  | Direct Assigned | A | 0 | 0 | 0 | 0 | 0 | 0 | 0 | 0 | 0 | 0 | 0 | 0 | 0 | 0
975 | [6 empty] | 0 | 0 | 0 | 0 | 0 | 0 | 0 | 0 | 0 | 0 | 0 | 0 | 0
976 |  | 359 | Roads and Trails
977 |  |  |  | Demand | F10 |  | 0 | 0 | 0 | 0 | 0 | 0 | 0 | 0 | 0 | 0 | 0 | 0 | 0
978 |  |  |  | Direct Assigned | A | 0 | 0 | 0 | 0 | 0 | 0 | 0 | 0 | 0 | 0 | 0 | 0 | 0 | 0
979 | [6 empty] | 0 | 0 | 0 | 0 | 0 | 0 | 0 | 0 | 0 | 0 | 0 | 0 | 0
980
981 |  | T00 | Unclassified Trans Plant - Acct 300 |  | F10 |  | 0 | 0 | 0 | 0 | 0 | 0 | 0 | 0 | 0 | 0 | 0 | 0 | 0
982 |  | TS0 | Unclassified Trans Sub - Acct 300 |  | F10 |  | 0 | 0 | 0 | 0 | 0 | 0 | 0 | 0 | 0 | 0 | 0 | 0 | 0
983
984 |  | TOTAL TRANSMISSION PLANT |  |  |  |  | 0 | 0 | 0 | 0 | 0 | 0 | 0 | 0 | 0 | 0 | 0 | 0 | 0
985 |  | Distribution - Total - Unbundled |  |  |  |  | D: DISTRIBUTION PLANT
986 |  | A |  | B | C |  | D | E | F | G | H | I | J | K | L | M | P | Q
987 | [6 empty] | Utah |  | General | General | Street & Area | General |  | Traffic | Outdoor | General
988 |  | FERC |  |  | COS |  | Jurisdiction | Residential | Large Dist. | +1 MW | Lighting | Trans | Irrigation | Signals | Lighting | Small Dist. | Industrial | Industrial
989 |  | ACCT |  | DESCRIPTION | Factor |  | Normalized | Sch 1 | Sch 6 | Sch 8 | Sch. 7,11,12 | Sch 9 | Sch 10 | Sch 15 | Sch 15 | Sch 23 | Cust 1 | Cust 2
990
991 |  | 360 | Land and Land Rights
992 |  |  |  | Demand Primary | F20 |  | 32758008.4559 | 16105151.3838 | 10428107.6694 | 2959394.6547 | 26432.7411 | 0 | 393653.6909 | 6363.7201 | 4746.354 | 2834158.242 | 0 | 0 | 0
993 |  |  |  | Assigned | A | 1 | 0 | 0 | 0 | 0 | 0 | 0 | 0 | 0 | 0 | 0 | 0 | 0 | 0
994 | [6 empty] | 32758008.4559 | 16105151.3838 | 10428107.6694 | 2959394.6547 | 26432.7411 | 0 | 393653.6909 | 6363.7201 | 4746.354 | 2834158.242 | 0 | 0 | 0
995 |  | 361 | Structures and Improvements
996 |  |  |  | Demand Primary | F20 |  | 41611910.6851 | 20458084.9857 | 13246638.163 | 3759265.9583 | 33577.0369 | 0 | 500051.224 | 8083.7195 | 6029.2084 | 3600180.3892 | 0 | 0 | 0
997 |  |  |  | Assigned | A | 1 | 0 | 0 | 0 | 0 | 0 | 0 | 0 | 0 | 0 | 0 | 0 | 0 | 0
998 | [6 empty] | 41611910.6851 | 20458084.9857 | 13246638.163 | 3759265.9583 | 33577.0369 | 0 | 500051.224 | 8083.7195 | 6029.2084 | 3600180.3892 | 0 | 0 | 0
999 |  | 362 | Station Equipment
1000 |  |  |  | Demand Primary | F20 |  | 426968537.4832 | 209914865.293 | 135920163.9601 | 38572809.1266 | 344524.8757 | 0 | 5130890.0813 | 82944.8548 | 61864.0736 | 36940475.2182 | 0 | 0 | 0
1001 |  |  |  | Assigned | A | 1 | 0 | 0 | 0 | 0 | 0 | 0 | 0 | 0 | 0 | 0 | 0 | 0 | 0
1002 | [6 empty] | 426968537.4832 | 209914865.293 | 135920163.9601 | 38572809.1266 | 344524.8757 | 0 | 5130890.0813 | 82944.8548 | 61864.0736 | 36940475.2182 | 0 | 0 | 0
1003 |  | 364 | Poles, Towers & Fixtures
1004 |  |  |  | Demand Primary | F20 | 1 | 318577870.3979 | 156625664.1393 | 101415332.9278 | 28780676.5792 | 257063.4404 | 0 | 3828357.1079 | 61888.3896 | 46159.197 | 27562728.6167 | 0 | 0 | 0
1005 |  |  |  | Demand Secondary | F22 | 1 | 1279429.1984 | 1148240.6786 | 0 | 0 | 0 | 0 | 0 | 0 | 0 | 131188.5198 | 0 | 0 | 0
1006 |  |  |  | Assigned | A | 1 | 4019781 | 0 | 0 | 0 | 4019781 | 0 | 0 | 0 | 0 | 0 | 0 | 0 | 0
1007 | [6 empty] | 323877080.5963 | 157773904.8179 | 101415332.9278 | 28780676.5792 | 4276844.4404 | 0 | 3828357.1079 | 61888.3896 | 46159.197 | 27693917.1365 | 0 | 0 | 0
1008 |  | 365 | Overhead Conductors
1009 |  |  |  | Demand Primary | F20 | 1 | 133079877.117 | 65427407.4687 | 42364336.3142 | 12022583.0429 | 107383.388 | 0 | 1599223.7403 | 25852.7037 | 19282.1311 | 11513808.328 | 0 | 0 | 0
1010 |  |  |  | Demand Secondary | F22 | 1 | 83204662.3223 | 74673126.1457 | 0 | 0 | 0 | 0 | 0 | 0 | 0 | 8531536.1765 | 0 | 0 | 0
1011 |  |  |  | Assigned | A | 1 | 1702320 | 0 | 0 | 0 | 1702320 | 0 | 0 | 0 | 0 | 0 | 0 | 0 | 0
1012 | [6 empty] | 217986859.4393 | 140100533.6144 | 42364336.3142 | 12022583.0429 | 1809703.388 | 0 | 1599223.7403 | 25852.7037 | 19282.1311 | 20045344.5046 | 0 | 0 | 0
1013 |  | 366 | Underground Conduit
1014 |  |  |  | Demand Primary | F20 | 1 | 105277668.958 | 51758726.3641 | 33513846.5013 | 9510900.8592 | 84949.5282 | 0 | 1265124.008 | 20451.72 | 15253.8299 | 9108416.1472 | 0 | 0 | 0
1015 |  |  |  | Demand Secondary | F22 | 1 | 64115201.4491 | 57541036.6684 | 0 | 0 | 0 | 0 | 0 | 0 | 0 | 6574164.7807 | 0 | 0 | 0
1016 |  |  |  | Assigned | A | 1 | 25971 | 0 | 0 | 0 | 25971 | 0 | 0 | 0 | 0 | 0 | 0 | 0 | 0
1017 | [6 empty] | 169418841.4071 | 109299763.0325 | 33513846.5013 | 9510900.8592 | 110920.5282 | 0 | 1265124.008 | 20451.72 | 15253.8299 | 15682580.9279 | 0 | 0 | 0
1018 |  | 367 | Underground Conductors
1019 |  |  |  | Demand Primary | F20 | 1 | 324011615.2662 | 159297111.1475 | 103145098.5395 | 29271567.0904 | 261447.9796 | 0 | 3893654.5367 | 62943.9737 | 46946.4999 | 28032845.4989 | 0 | 0 | 0
1020 |  |  |  | Demand Secondary | F22 | 1 | 145638501.0785 | 130705201.5978 | 0 | 0 | 0 | 0 | 0 | 0 | 0 | 14933299.4807 | 0 | 0 | 0
1021 |  |  |  | Assigned | A | 1 | 1286359 | 0 | 0 | 0 | 1286359 | 0 | 0 | 0 | 0 | 0 | 0 | 0 | 0
1022 | [6 empty] | 470936475.3447 | 290002312.7453 | 103145098.5395 | 29271567.0904 | 1547806.9796 | 0 | 3893654.5367 | 62943.9737 | 46946.4999 | 42966144.9796 | 0 | 0 | 0
1023 |  | 368 | Line Transformers
1024 |  |  |  | Demand Secondary | F21 |  | 432805782.2094 | 254359521.5506 | 107904406.9889 | 27225275.6995 | 1488514.1679 | 0 | 12407560.943 | 51626.8045 | 307852.7397 | 29061023.3154 | 0 | 0 | 0
1025 |  |  |  | Assigned | A | 1 | 0 | 0 | 0 | 0 | 0 | 0 | 0 | 0 | 0 | 0 | 0 | 0 | 0
1026 | [6 empty] | 432805782.2094 | 254359521.5506 | 107904406.9889 | 27225275.6995 | 1488514.1679 | 0 | 12407560.943 | 51626.8045 | 307852.7397 | 29061023.3154 | 0 | 0 | 0
1027 |  | 369 | Services
1028 |  |  |  | Customer | F70 |  | 228878373.4293 | 184074856.3124 | 16781066.8527 | 1680420.6485 | 0 | 0 | 0 | 693039.7018 | 150745.9238 | 25498243.9899 | 0 | 0 | 0
1029 |  |  |  | Assigned | A | 1 | 0 | 0 | 0 | 0 | 0 | 0 | 0 | 0 | 0 | 0 | 0 | 0 | 0
1030 | [6 empty] | 228878373.4293 | 184074856.3124 | 16781066.8527 | 1680420.6485 | 0 | 0 | 0 | 693039.7018 | 150745.9238 | 25498243.9899 | 0 | 0 | 0
1031 |  | 370 | Meters
1032 |  |  |  | Customer | F60 |  | 80788746.2133 | 57263998.8968 | 8537370.5738 | 1175414.6381 | 0 | 3174171.7875 | 796239.881 | 192517.8802 | 41875.3581 | 9138367.0567 | 234395.0706 | 234395.0706 | 0
1033 |  |  |  | Assigned | A | 1 | 0 | 0 | 0 | 0 | 0 | 0 | 0 | 0 | 0 | 0 | 0 | 0 | 0
1034 | [6 empty] | 80788746.2133 | 57263998.8968 | 8537370.5738 | 1175414.6381 | 0 | 3174171.7875 | 796239.881 | 192517.8802 | 41875.3581 | 9138367.0567 | 234395.0706 | 234395.0706 | 0
1035 |  | 371 | Install on Customers' Premises
1036 |  |  |  | Demand Primary | F20 | 1 | 0 | 0 | 0 | 0 | 0 | 0 | 0 | 0 | 0 | 0 | 0 | 0 | 0
1037 |  |  |  | Demand Secondary | F22 | 1 | 0 | 0 | 0 | 0 | 0 | 0 | 0 | 0 | 0 | 0 | 0 | 0 | 0
1038 |  |  |  | Assigned | A | 1 | 4665237.0884 | 0 | 0 | 0 | 4665237.0884 | 0 | 0 | 0 | 0 | 0 | 0 | 0 | 0
1039 | [6 empty] | 4665237.0884 | 0 | 0 | 0 | 4665237.0884 | 0 | 0 | 0 | 0 | 0 | 0 | 0 | 0
1040 |  | 372 | Leased Property
1041 |  |  |  | Demand Primary | F20 | 0 | 0 | 0 | 0 | 0 | 0 | 0 | 0 | 0 | 0 | 0 | 0 | 0 | 0
1042 |  |  |  | Demand Secondary | F22 | 0 | 0 | 0 | 0 | 0 | 0 | 0 | 0 | 0 | 0 | 0 | 0 | 0 | 0
1043 |  |  |  | Assigned | A | 0 | 0 | 0 | 0 | 0 | 0 | 0 | 0 | 0 | 0 | 0 | 0 | 0 | 0
1044 | [6 empty] | 0 | 0 | 0 | 0 | 0 | 0 | 0 | 0 | 0 | 0 | 0 | 0 | 0
1045
1046 |  | 373 | Street Lights |  | A | 1 | 25142234.0014 | 0 | 0 | 0 | 25142234.0014 | 0 | 0 | 0 | 0 | 0 | 0 | 0 | 0
1047
1048
1049 |  | D00 | Unclassified Dist Plant - Acct 300 |  | F22 | 1 | 11735635.56 | 10532301.5575 | 0 | 0 | 0 | 0 | 0 | 0 | 0 | 1203334.0025 | 0 | 0 | 0
1050 |  | DS0 | Unclassified Dist Sub - Acct 300 |  | F20 | 1 | 0 | 0 | 0 | 0 | 0 | 0 | 0 | 0 | 0 | 0 | 0 | 0 | 0
1051 |  | TOTAL DISTRIBUTION PLANT |  |  |  |  | 2467573721.9133 | 1449885294.1899 | 573256368.4906 | 154958308.2975 | 39445795.2475 | 3174171.7875 | 29814755.2131 | 1205713.4677 | 700755.3158 | 214663769.7624 | 234395.0706 | 234395.0706 | 0
1052
1053 |  | Distribution - Total - Unbundled |  |  |  |  | DISTRIBUTION PLANT D: GENERAL PLANT
1054
1055 |  | A |  | B | C |  | D | E | F | G | H | I | J | K | L | M | P | Q
1056 | [6 empty] | Utah |  | General | General | Street & Area | General |  | Traffic | Outdoor | General
1057 |  | FERC |  |  | COS |  | Jurisdiction | Residential | Large Dist. | +1 MW | Lighting | Trans | Irrigation | Signals | Lighting | Small Dist. | Industrial | Industrial
1058 |  | ACCT |  | DESCRIPTION | Factor |  | Normalized | Sch 1 | Sch 6 | Sch 8 | Sch. 7,11,12 | Sch 9 | Sch 10 | Sch 15 | Sch 15 | Sch 23 | Cust 1 | Cust 2
1059 |  | 389 | Land and Land Rights
1060 |  |  |  | Situs | F107D |  | 2985078.6265 | 1753958.3779 | 693480.9355 | 187456.5003 | 47718.4528 | 3839.866 | 36067.5702 | 1458.5783 | 847.7192 | 259683.5204 | 283.5529 | 283.5529 | 0
1061 |  |  |  | System Generation | F105D |  | 0 | 0 | 0 | 0 | 0 | 0 | 0 | 0 | 0 | 0 | 0 | 0 | 0
1062 |  |  |  | System Overheads | F102D |  | 644596.8471 | 378749.1661 | 149750.0336 | 40479.2919 | 10304.3062 | 829.1793 | 7788.4187 | 314.9649 | 183.0562 | 56075.9697 | 61.2303 | 61.2303 | 0
1063 |  |  |  | Customer - System | F42 |  | 0 | 0 | 0 | 0 | 0 | 0 | 0 | 0 | 0 | 0 | 0 | 0 | 0
1064 |  |  | Total Land & Land Rights |  |  |  | 3629675.4736 | 2132707.5439 | 843230.9691 | 227935.7922 | 58022.7591 | 4669.0453 | 43855.9889 | 1773.5432 | 1030.7754 | 315759.4901 | 344.7832 | 344.7832 | 0
1065
1066 |  | 390 | Structures and Improvements
1067 |  |  |  | Situs | F107D |  | 27775575.9636 | 16320241.527 | 6452705.2093 | 1744246.2712 | 444010.9216 | 35729.2059 | 335601.7253 | 13571.7874 | 7887.8626 | 2416304.644 | 2638.4047 | 2638.4047 | 0
1068 |  |  |  | System Generation | F105D |  | 0 | 0 | 0 | 0 | 0 | 0 | 0 | 0 | 0 | 0 | 0 | 0 | 0
1069 |  |  |  | System Overheads | F102D |  | 11916455.7018 | 7001814.6681 | 2768380.9648 | 748327.7197 | 190492.4127 | 15328.773 | 143982.0041 | 5822.6553 | 3384.1014 | 1036658.5121 | 1131.9453 | 1131.9453 | 0
1070 |  |  |  | Customer - System | F42 |  | 0 | 0 | 0 | 0 | 0 | 0 | 0 | 0 | 0 | 0 | 0 | 0 | 0
1071 |  |  | Total Structures and Improvements |  |  |  | 39692031.6654 | 23322056.1952 | 9221086.174 | 2492573.9909 | 634503.3342 | 51057.9789 | 479583.7294 | 19394.4427 | 11271.964 | 3452963.1561 | 3770.35 | 3770.35 | 0
1072
1073 |  | 391 | Office Furniture & Equipment
1074 |  |  |  | Situs | F107D |  | 1857093.0629 | 1091181.9565 | 431432.0645 | 116621.4394 | 29686.8588 | 2388.8779 | 22438.5495 | 907.4185 | 527.3876 | 161555.6991 | 176.4055 | 176.4055 | 0
1075 |  |  |  | System Generation | F105D |  | 0 | 0 | 0 | 0 | 0 | 0 | 0 | 0 | 0 | 0 | 0 | 0 | 0
1076 |  |  |  | System Overheads | F102D |  | 6096083.0726 | 3581907.6531 | 1416216.4288 | 382820.8705 | 97449.9131 | 7841.717 | 73656.6543 | 2978.6869 | 1731.1996 | 530321.8143 | 579.0675 | 579.0675 | 0
1077 |  |  |  | Customer - System | F42 |  | 0 | 0 | 0 | 0 | 0 | 0 | 0 | 0 | 0 | 0 | 0 | 0 | 0
1078 |  |  |  | Energy | F30 |  | 0 | 0 | 0 | 0 | 0 | 0 | 0 | 0 | 0 | 0 | 0 | 0 | 0
1079 |  |  |  | Cholla | F10 |  | 0 | 0 | 0 | 0 | 0 | 0 | 0 | 0 | 0 | 0 | 0 | 0 | 0
1080 |  |  |  | Simple Cycle Combustion Turbine | F10 |  | 0 | 0 | 0 | 0 | 0 | 0 | 0 | 0 | 0 | 0 | 0 | 0 | 0
1081 |  |  | Total Office Furniture & Equipment |  |  |  | 7953176.1354 | 4673089.6096 | 1847648.4933 | 499442.3099 | 127136.7719 | 10230.595 | 96095.2038 | 3886.1054 | 2258.5872 | 691877.5134 | 755.473 | 755.473 | 0
1082
1083 |  | 392 | Transportation Equipment
1084 |  |  |  | Situs | F107D |  | 23250128.2864 | 13661200.3893 | 5401372.2022 | 1460057.9164 | 371668.6524 | 29907.881 | 280922.4614 | 11360.5493 | 6602.7008 | 2022618.4697 | 2208.532 | 2208.532 | 0
1085 |  |  |  | System Generation | F105D |  | 0 | 0 | 0 | 0 | 0 | 0 | 0 | 0 | 0 | 0 | 0 | 0 | 0
1086 |  |  |  | System Overheads | F102D |  | 876598.5581 | 515067.6339 | 203647.6972 | 55048.499 | 14013.0068 | 1127.6155 | 10591.6071 | 428.3263 | 248.9413 | 76258.6947 | 83.2682 | 83.2682 | 0
1087 |  |  |  | Customer - System | F42 |  | 0 | 0 | 0 | 0 | 0 | 0 | 0 | 0 | 0 | 0 | 0 | 0 | 0
1088 |  |  |  | Energy | F30 |  | 0 | 0 | 0 | 0 | 0 | 0 | 0 | 0 | 0 | 0 | 0 | 0 | 0
1089 |  |  |  | Cholla | F10 |  | 0 | 0 | 0 | 0 | 0 | 0 | 0 | 0 | 0 | 0 | 0 | 0 | 0
1090 |  |  |  | Simple Cycle Combustion Turbine | F10 |  | 0 | 0 | 0 | 0 | 0 | 0 | 0 | 0 | 0 | 0 | 0 | 0 | 0
1091 |  |  | Total Transportation Equipment |  |  |  | 24126726.8445 | 14176268.0232 | 5605019.8993 | 1515106.4154 | 385681.6591 | 31035.4965 | 291514.0685 | 11788.8755 | 6851.6421 | 2098877.1644 | 2291.8002 | 2291.8002 | 0
1092
1093 |  | 393 | Stores Equipment
1094 |  |  |  | Situs | F107D |  | 2602255.3463 | 1529020.8859 | 604545.0381 | 163416.0239 | 41598.7699 | 3347.4199 | 31442.0621 | 1271.522 | 739.003 | 226380.2445 | 247.1885 | 247.1885 | 0
1095 |  |  |  | System Generation | F105D |  | 0 | 0 | 0 | 0 | 0 | 0 | 0 | 0 | 0 | 0 | 0 | 0 | 0
1096 |  |  |  | System Overheads | F102D |  | 39667.859 | 23307.853 | 9215.4705 | 2491.056 | 634.1169 | 51.0269 | 479.2917 | 19.3826 | 11.2651 | 3450.8603 | 3.7681 | 3.7681 | 0
1097 |  |  |  | Simple Cycle Combustion Turbine | F10 |  | 0 | 0 | 0 | 0 | 0 | 0 | 0 | 0 | 0 | 0 | 0 | 0 | 0
1098 |  |  | Total Stores Equipment |  |  |  | 2641923.2053 | 1552328.7388 | 613760.5086 | 165907.0799 | 42232.8869 | 3398.4468 | 31921.3537 | 1290.9046 | 750.2681 | 229831.1048 | 250.9565 | 250.9565 | 0
1099
1100 |  | 394 | Tools, Shop & Garage Equipment
1101 |  |  |  | Situs | F107D |  | 8917212.1577 | 5239533.335 | 2071609.2951 | 559981.6931 | 142547.5242 | 11470.686 | 107743.2845 | 4357.1557 | 2532.3595 | 775742.7308 | 847.0469 | 847.0469 | 0
1102 |  |  |  | System Generation | F105D |  | 0 | 0 | 0 | 0 | 0 | 0 | 0 | 0 | 0 | 0 | 0 | 0 | 0
1103 |  |  |  | System Overheads | F102D |  | 445848.6193 | 261969.6226 | 103577.6796 | 27998.3318 | 7127.1846 | 573.5189 | 5387.0194 | 217.8519 | 126.6146 | 38786.0936 | 42.3512 | 42.3512 | 0
1104 |  |  |  | Energy | F30 |  | 0 | 0 | 0 | 0 | 0 | 0 | 0 | 0 | 0 | 0 | 0 | 0 | 0
1105 |  |  |  | Cholla | F10 |  | 0 | 0 | 0 | 0 | 0 | 0 | 0 | 0 | 0 | 0 | 0 | 0 | 0
1106 |  |  |  | Simple Cycle Combustion Turbine | F10 |  | 0 | 0 | 0 | 0 | 0 | 0 | 0 | 0 | 0 | 0 | 0 | 0 | 0
1107 |  |  | Total Tools, Shop & Garage Equipment |  |  |  | 9363060.777 | 5501502.9576 | 2175186.9747 | 587980.0249 | 149674.7088 | 12044.2048 | 113130.3039 | 4575.0076 | 2658.9741 | 814528.8244 | 889.3981 | 889.3981 | 0
1108
1109 |  | 395 | Laboratory Equipment
1110 |  |  |  | Situs | F107D |  | 5303009.6572 | 3115917.3275 | 1231972.9421 | 333017.5703 | 84772.1109 | 6821.5444 | 64074.2497 | 2591.1729 | 1505.9782 | 461329.2944 | 503.7334 | 503.7334 | 0
1111 |  |  |  | System Generation | F105D |  | 0 | 0 | 0 | 0 | 0 | 0 | 0 | 0 | 0 | 0 | 0 | 0 | 0
1112 |  |  |  | System Overheads | F102D |  | 615794.1299 | 361825.4017 | 143058.7072 | 38670.5434 | 9843.8758 | 792.1289 | 7440.4064 | 300.8912 | 174.8766 | 53570.31 | 58.4943 | 58.4943 | 0
1113 |  |  |  | Energy | F30 |  | 0 | 0 | 0 | 0 | 0 | 0 | 0 | 0 | 0 | 0 | 0 | 0 | 0
1114 |  |  |  | Cholla | F10 |  | 0 | 0 | 0 | 0 | 0 | 0 | 0 | 0 | 0 | 0 | 0 | 0 | 0
1115 |  |  |  | Simple Cycle Combustion Turbine | F10 |  | 0 | 0 | 0 | 0 | 0 | 0 | 0 | 0 | 0 | 0 | 0 | 0 | 0
1116 |  |  | Total Laboratory Equipment |  |  |  | 5918803.7871 | 3477742.7292 | 1375031.6494 | 371688.1137 | 94615.9866 | 7613.6732 | 71514.6561 | 2892.0641 | 1680.8548 | 514899.6045 | 562.2278 | 562.2278 | 0
1117
1118 |  | 396 | Power Operated Equipment
1119 |  |  |  | Situs | F107D |  | 26385400.8419 | 15503409.0055 | 6129745.5608 | 1656946.2715 | 421788.0544 | 33940.9494 | 318804.7677 | 12892.5158 | 7493.0729 | 2295367.9402 | 2506.3518 | 2506.3518 | 0
1120 |  |  |  | System Generation | F105D |  | 0 | 0 | 0 | 0 | 0 | 0 | 0 | 0 | 0 | 0 | 0 | 0 | 0
1121 |  |  |  | System Overheads | F102D |  | 146718.0712 | 86207.9102 | 34084.9264 | 9213.5785 | 2345.3852 | 188.7313 | 1772.7387 | 71.6898 | 41.6658 | 12763.5718 | 13.9368 | 13.9368 | 0
1122 |  |  |  | Energy | F30 |  | 0 | 0 | 0 | 0 | 0 | 0 | 0 | 0 | 0 | 0 | 0 | 0 | 0
1123 |  |  |  | Cholla | F10 |  | 0 | 0 | 0 | 0 | 0 | 0 | 0 | 0 | 0 | 0 | 0 | 0 | 0
1124 |  |  |  | Simple Cycle Combustion Turbine | F10 |  | 0 | 0 | 0 | 0 | 0 | 0 | 0 | 0 | 0 | 0 | 0 | 0 | 0
1125 |  |  | Total Power Operated Equipment |  |  |  | 26532118.9132 | 15589616.9157 | 6163830.4872 | 1666159.85 | 424133.4396 | 34129.6807 | 320577.5064 | 12964.2056 | 7534.7388 | 2308131.512 | 2520.2886 | 2520.2886 | 0
1126
1127 |  | 397 | Communication Equipment
1128 |  |  |  | Situs | F107D |  | 43235811.6023 | 25404293.6459 | 10044362.2526 | 2715115.7286 | 691152.9964 | 55616.5322 | 522401.8751 | 21126.0154 | 12278.3464 | 3761250.2617 | 4106.974 | 4106.974 | 0
1129 |  |  |  | System Generation | F105D |  | 0 | 0 | 0 | 0 | 0 | 0 | 0 | 0 | 0 | 0 | 0 | 0 | 0
1130 |  |  |  | System Overheads | F102D |  | 5934646.774 | 3487051.6765 | 1378712.2256 | 372683.0191 | 94869.2472 | 7634.0529 | 71706.0809 | 2899.8054 | 1685.354 | 516277.8471 | 563.7327 | 563.7327 | 0
1131 |  |  |  | Customer - System | F42 |  | 0 | 0 | 0 | 0 | 0 | 0 | 0 | 0 | 0 | 0 | 0 | 0 | 0
1132 |  |  |  | Energy | F30 |  | 0 | 0 | 0 | 0 | 0 | 0 | 0 | 0 | 0 | 0 | 0 | 0 | 0
1133 |  |  |  | Cholla | F10 |  | 0 | 0 | 0 | 0 | 0 | 0 | 0 | 0 | 0 | 0 | 0 | 0 | 0
1134 |  |  |  | Simple Cycle Combustion Turbine | F10 |  | 0 | 0 | 0 | 0 | 0 | 0 | 0 | 0 | 0 | 0 | 0 | 0 | 0
1135 |  |  | Total Communication Equipment |  |  |  | 49170458.3763 | 28891345.3224 | 11423074.4782 | 3087798.7476 | 786022.2437 | 63250.5851 | 594107.956 | 24025.8207 | 13963.7004 | 4277528.1088 | 4670.7067 | 4670.7067 | 0
1136
1137 |  | Distribution - Total - Unbundled |  |  |  |  | D: GENERAL PLANT
1138
1139 |  | A |  | B | C |  | D | E | F | G | H | I | J | K | L | M | P | Q
1140 | [6 empty] | Utah |  | General | General | Street & Area | General |  | Traffic | Outdoor | General
1141 |  | FERC |  |  | COS |  | Jurisdiction | Residential | Large Dist. | +1 MW | Lighting | Trans | Irrigation | Signals | Lighting | Small Dist. | Industrial | Industrial
1142 |  | ACCT |  | DESCRIPTION | Factor |  | Normalized | Sch 1 | Sch 6 | Sch 8 | Sch. 7,11,12 | Sch 9 | Sch 10 | Sch 15 | Sch 15 | Sch 23 | Cust 1 | Cust 2
1143 |  | 398 | Misc. Equipment
1144 |  |  |  | Situs | F107D |  | 299125.7766 | 175758.9087 | 69491.6447 | 18784.4537 | 4781.723 | 384.7815 | 3614.223 | 146.1598 | 84.9474 | 26022.1068 | 28.414 | 28.414 | 0
1145 |  |  |  | System Generation | F105D |  | 0 | 0 | 0 | 0 | 0 | 0 | 0 | 0 | 0 | 0 | 0 | 0 | 0
1146 |  |  |  | System Overheads | F102D |  | 357008.0302 | 209769.0895 | 82938.6069 | 22419.3344 | 5707.0091 | 459.2385 | 4313.5923 | 174.4424 | 101.3851 | 31057.5076 | 33.9122 | 33.9122 | 0
1147 |  |  |  | Customer - System | F42 |  | 0 | 0 | 0 | 0 | 0 | 0 | 0 | 0 | 0 | 0 | 0 | 0 | 0
1148 |  |  |  | System Energy | F30 |  | 0 | 0 | 0 | 0 | 0 | 0 | 0 | 0 | 0 | 0 | 0 | 0 | 0
1149 |  |  |  | Simple Cycle Combustion Turbine | F10 |  | 0 | 0 | 0 | 0 | 0 | 0 | 0 | 0 | 0 | 0 | 0 | 0 | 0
1150 |  |  | Total Misc. Equipment |  |  |  | 656133.8067 | 385527.9982 | 152430.2516 | 41203.7881 | 10488.7321 | 844.0199 | 7927.8154 | 320.6021 | 186.3325 | 57079.6143 | 62.3262 | 62.3262 | 0
1151
1152 |  | 399 | Coal Mine |  | F30 |  | 0 | 0 | 0 | 0 | 0 | 0 | 0 | 0 | 0 | 0 | 0 | 0 | 0
1153 |  | 399L | WIDCO Capital Lease |  | F30 |  | 0 | 0 | 0 | 0 | 0 | 0 | 0 | 0 | 0 | 0 | 0 | 0 | 0
1154 |  |  | Remove Capital Lease |  | F30 |  | 0 | 0 | 0 | 0 | 0 | 0 | 0 | 0 | 0 | 0 | 0 | 0 | 0
1155
1156 |  | 390L | General Capital Lease
1157 |  |  |  | Situs | F107D |  | 8702161.2334 | 5113174.7303 | 2021649.5671 | 546476.9588 | 139109.7932 | 11194.0545 | 105144.906 | 4252.0768 | 2471.2882 | 757034.6202 | 826.6192 | 826.6192 | 0
1158 |  |  |  | System Generation | F105D |  | 0 | 0 | 0 | 0 | 0 | 0 | 0 | 0 | 0 | 0 | 0 | 0 | 0
1159 |  |  |  | System Overheads | F102D |  | 1458398.8679 | 856919.1076 | 338809.1028 | 91584.3038 | 23313.4689 | 1876.0163 | 17621.2791 | 712.6073 | 414.1642 | 126871.751 | 138.5335 | 138.5335 | 0
1160 |  |  | Remove Capital Lease
1161 |  |  |  | Situs | F107D |  | -8702161.2334 | -5113174.7303 | -2021649.5671 | -546476.9588 | -139109.7932 | -11194.0545 | -105144.906 | -4252.0768 | -2471.2882 | -757034.6202 | -826.6192 | -826.6192 | 0
1162 |  |  |  | System Generation | F105D |  | 0 | 0 | 0 | 0 | 0 | 0 | 0 | 0 | 0 | 0 | 0 | 0 | 0
1163 |  |  |  | System Overheads | F102D |  | -1458398.8679 | -856919.1076 | -338809.1028 | -91584.3038 | -23313.4689 | -1876.0163 | -17621.2791 | -712.6073 | -414.1642 | -126871.751 | -138.5335 | -138.5335 | 0
1164
1165 |  | 392L | General Vehicles Capital Lease |  | F30 |  | 0 | 0 | 0 | 0 | 0 | 0 | 0 | 0 | 0 | 0 | 0 | 0 | 0
1166 |  |  | Remove Capital Lease |  | F30 |  | 0 | 0 | 0 | 0 | 0 | 0 | 0 | 0 | 0 | 0 | 0 | 0 | 0
1167
1168 |  | G00 | Unclassified Gen Plant - Acct 300 |  | F102D |  | -22891.9601 | -13450.7496 | -5318.1641 | -1437.5657 | -365.9431 | -29.4472 | -276.5949 | -11.1855 | -6.501 | -1991.46 | -2.1745 | -2.1745 | 0
1169 |  | GV0 | Unclassified Gen Veh - Acct 300 |  | F102D |  | 0 | 0 | 0 | 0 | 0 | 0 | 0 | 0 | 0 | 0 | 0 | 0 | 0
1170
1171 |  | TOTAL GENERAL PLANT |  |  |  |  | 169661217.0244 | 99688735.2842 | 39414981.7213 | 10654358.5468 | 2712146.5789 | 218244.2793 | 2049951.9872 | 82900.3861 | 48181.3364 | 14759484.6328 | 16116.1357 | 16116.1357 | 0
1172
1173
1174
1175 | [6 empty] | D: INTANGIBLE PLANT
1176
1177 |  | 301 | Organization
1178 |  |  |  | Situs | F107D |  | 0 | 0 | 0 | 0 | 0 | 0 | 0 | 0 | 0 | 0 | 0 | 0 | 0
1179 |  |  |  | System Generation | F105D |  | 0 | 0 | 0 | 0 | 0 | 0 | 0 | 0 | 0 | 0 | 0 | 0 | 0
1180 |  |  |  | System Overheads | F102D |  | 0 | 0 | 0 | 0 | 0 | 0 | 0 | 0 | 0 | 0 | 0 | 0 | 0
1181 |  |  | Total Organization |  |  |  | 0 | 0 | 0 | 0 | 0 | 0 | 0 | 0 | 0 | 0 | 0 | 0 | 0
1182
1183 |  | 302 | Franchise & Consent
1184 |  |  |  | Situs | F107D |  | 0 | 0 | 0 | 0 | 0 | 0 | 0 | 0 | 0 | 0 | 0 | 0 | 0
1185 |  |  |  | System Generation | F105D |  | 0 | 0 | 0 | 0 | 0 | 0 | 0 | 0 | 0 | 0 | 0 | 0 | 0
1186 |  |  | Total Franchise & Consent |  |  |  | 0 | 0 | 0 | 0 | 0 | 0 | 0 | 0 | 0 | 0 | 0 | 0 | 0
1187
1188 |  | 303 | Miscellaneous Intangible Plant
1189 |  |  |  | Situs | F107D |  | 1514331.23 | 889783.5803 | 351803.0744 | 95096.7355 | 24207.5846 | 1947.9651 | 18297.0886 | 739.9372 | 430.0482 | 131737.5232 | 143.8465 | 143.8465 | 0
1190 |  |  |  | System Generation | F105D |  | 0 | 0 | 0 | 0 | 0 | 0 | 0 | 0 | 0 | 0 | 0 | 0 | 0
1191 |  |  |  | System Overheads | F102D |  | 44154736.4648 | 25944231.1695 | 10257843.0191 | 2772822.2282 | 705842.6171 | 56798.5943 | 533504.8949 | 21575.0232 | 12539.3077 | 3841191.0851 | 4194.2628 | 4194.2628 | 0
1192 |  |  |  | Customer - System | F42 |  | 0 | 0 | 0 | 0 | 0 | 0 | 0 | 0 | 0 | 0 | 0 | 0 | 0
1193 |  |  |  | Energy | F30 |  | 0 | 0 | 0 | 0 | 0 | 0 | 0 | 0 | 0 | 0 | 0 | 0 | 0
1194 |  |  |  | Simple Cycle Combustion Turbine | F10 |  | 0 | 0 | 0 | 0 | 0 | 0 | 0 | 0 | 0 | 0 | 0 | 0 | 0
1195 |  |  | Total Miscellaneous Intangible Plant |  |  |  | 45669067.6948 | 26834014.7498 | 10609646.0935 | 2867918.9637 | 730050.2017 | 58746.5594 | 551801.9835 | 22314.9604 | 12969.356 | 3972928.6083 | 4338.1092 | 4338.1092 | 0
1196
1197 |  | I00 | Unclass Intangible Plant - Acct 300 |  | F102D |  | 0 | 0 | 0 | 0 | 0 | 0 | 0 | 0 | 0 | 0 | 0 | 0 | 0
1198
1199 |  | TOTAL INTANGIBLE PLANT |  |  |  |  | 45669067.6948 | 26834014.7498 | 10609646.0935 | 2867918.9637 | 730050.2017 | 58746.5594 | 551801.9835 | 22314.9604 | 12969.356 | 3972928.6083 | 4338.1092 | 4338.1092 | 0
1200
1201
1202 |  | TOTAL ELECTRIC PLANT IN SERVICE |  |  |  |  | 2682904006.6325 | 1576408044.2239 | 623280996.3054 | 168480585.808 | 42887992.0282 | 3451162.6262 | 32416509.1838 | 1310928.8143 | 761906.0082 | 233396183.0035 | 254849.3155 | 254849.3155 | 0
1203
1204
1205 |  | Distribution - Total - Unbundled |  |  |  |  | D: MISC RATE BASE
1206
1207 |  | A |  | B | C |  | D | E | F | G | H | I | J | K | L | M | P | Q
1208 | [6 empty] | Utah |  | General | General | Street & Area | General |  | Traffic | Outdoor | General
1209 |  | FERC |  |  | COS |  | Jurisdiction | Residential | Large Dist. | +1 MW | Lighting | Trans | Irrigation | Signals | Lighting | Small Dist. | Industrial | Industrial
1210 |  | ACCT |  | DESCRIPTION | Factor |  | Normalized | Sch 1 | Sch 6 | Sch 8 | Sch. 7,11,12 | Sch 9 | Sch 10 | Sch 15 | Sch 15 | Sch 23 | Cust 1 | Cust 2
1211 |  | 105 | Plant Held For Future Use
1212 |  |  |  | Production | F10 |  | 0 | 0 | 0 | 0 | 0 | 0 | 0 | 0 | 0 | 0 | 0 | 0 | 0
1213 |  |  |  | Transmission | F10 |  | 0 | 0 | 0 | 0 | 0 | 0 | 0 | 0 | 0 | 0 | 0 | 0 | 0
1214 |  |  |  | Distribution | F20 |  | 2512398.24 | 1235195.7857 | 799790.9699 | 226972.8311 | 2027.2775 | 0 | 30191.5436 | 488.0699 | 364.0249 | 217367.7374 | 0 | 0 | 0
1215 |  |  |  | General | F102 |  | 0 | 0 | 0 | 0 | 0 | 0 | 0 | 0 | 0 | 0 | 0 | 0 | 0
1216 |  |  |  | Mining | F30 |  | 0 | 0 | 0 | 0 | 0 | 0 | 0 | 0 | 0 | 0 | 0 | 0 | 0
1217 |  |  | Total Plant Held For Future Use |  |  |  | 2512398.24 | 1235195.7857 | 799790.9699 | 226972.8311 | 2027.2775 | 0 | 30191.5436 | 488.0699 | 364.0249 | 217367.7374 | 0 | 0 | 0
1218
1219 |  | 114 | Electric Plant Acquisition Adjust |  | F10 |  | 0 | 0 | 0 | 0 | 0 | 0 | 0 | 0 | 0 | 0 | 0 | 0 | 0
1220
1221 |  | 120 | Nuclear Fuel |  | F30 |  | 0 | 0 | 0 | 0 | 0 | 0 | 0 | 0 | 0 | 0 | 0 | 0 | 0
1222
1223 |  | 124 | Weatherization |  | F11 |  | 0 | 0 | 0 | 0 | 0 | 0 | 0 | 0 | 0 | 0 | 0 | 0 | 0
1224
1225 |  | 151 | Fuel Stock |  | F30 |  | 0 | 0 | 0 | 0 | 0 | 0 | 0 | 0 | 0 | 0 | 0 | 0 | 0
1226 |  |  |  | Cholla | F30 |  | 0 | 0 | 0 | 0 | 0 | 0 | 0 | 0 | 0 | 0 | 0 | 0 | 0
1227 |  |  |  | Total Fuel Stock |  |  | 0 | 0 | 0 | 0 | 0 | 0 | 0 | 0 | 0 | 0 | 0 | 0 | 0
1228
1229 |  | 152 | Fuel Stock - Undistributed |  | F30 |  | 0 | 0 | 0 | 0 | 0 | 0 | 0 | 0 | 0 | 0 | 0 | 0 | 0
1230
1231 |  | 25316 | DG&T Working Capital Deposit |  | F30 |  | 0 | 0 | 0 | 0 | 0 | 0 | 0 | 0 | 0 | 0 | 0 | 0 | 0
1232
1233 |  | 25317 | DG&T Working Capital Deposit |  | F30 |  | 0 | 0 | 0 | 0 | 0 | 0 | 0 | 0 | 0 | 0 | 0 | 0 | 0
1234
1235 |  | 25319 | Provo Working Capital Deposit |  | F30 |  | 0 | 0 | 0 | 0 | 0 | 0 | 0 | 0 | 0 | 0 | 0 | 0 | 0
1236
1237 |  | 154 | Materials and Supplies |  | F102D |  | 12033743.2004 | 7070729.9017 | 2795628.7041 | 755693.1217 | 192367.3308 | 15479.6462 | 145399.1444 | 5879.9646 | 3417.4094 | 1046861.8047 | 1143.0865 | 1143.0865 | 0
1238 |  |  |  | Cholla | F10 |  | 0 | 0 | 0 | 0 | 0 | 0 | 0 | 0 | 0 | 0 | 0 | 0 | 0
1239 |  |  |  | Total Materials and Supplies |  |  | 12033743.2004 | 7070729.9017 | 2795628.7041 | 755693.1217 | 192367.3308 | 15479.6462 | 145399.1444 | 5879.9646 | 3417.4094 | 1046861.8047 | 1143.0865 | 1143.0865 | 0
1240
1241 |  | 163 | Stores Expense Undistributed |  | F102D |  | 0 | 0 | 0 | 0 | 0 | 0 | 0 | 0 | 0 | 0 | 0 | 0 | 0
1242
1243 |  | 25318 | Provo Working Capital Deposit |  | F102D |  | -17721.3318 | -10412.6163 | -4116.9454 | -1112.8614 | -283.2872 | -22.7959 | -214.1201 | -8.6591 | -5.0326 | -1541.6471 | -1.6834 | -1.6834 | 0
1244
1245 |  | 165 | Prepayments |  | F102D |  | 1934508.3924 | 1136669.2897 | 449416.8689 | 121482.9552 | 30924.394 | 2488.4614 | 23373.9295 | 945.2454 | 549.3725 | 168290.3576 | 183.7591 | 183.7591 | 0
1246 |  |  |  | System Energy | F30 |  | 0 | 0 | 0 | 0 | 0 | 0 | 0 | 0 | 0 | 0 | 0 | 0 | 0
1247 |  |  |  | Total Prepayments |  |  | 1934508.3924 | 1136669.2897 | 449416.8689 | 121482.9552 | 30924.394 | 2488.4614 | 23373.9295 | 945.2454 | 549.3725 | 168290.3576 | 183.7591 | 183.7591 | 0
1248
1249 |  | 182 | Misc Regulatory Assets |  | F102D |  | 815195.9858 | 478989.0009 | 189382.9093 | 51192.5499 | 13031.4461 | 1048.6301 | 9849.7032 | 398.3236 | 231.5039 | 70917.0477 | 77.4355 | 77.4355 | 0
1250 |  |  |  | Simple Cycle Combustion Turbine | F10 |  | 0 | 0 | 0 | 0 | 0 | 0 | 0 | 0 | 0 | 0 | 0 | 0 | 0
1251 |  |  |  | Total Misc Regulatory Assets |  |  | 815195.9858 | 478989.0009 | 189382.9093 | 51192.5499 | 13031.4461 | 1048.6301 | 9849.7032 | 398.3236 | 231.5039 | 70917.0477 | 77.4355 | 77.4355 | 0
1252
1253 |  | 186 | Misc Deferred Debits |  | F102D |  | 1364.8658 | 801.9614 | 317.0799 | 85.7106 | 21.8183 | 1.7557 | 16.4912 | 0.6669 | 0.3876 | 118.735 | 0.12965 | 0.12965 | 0
1254 |  |  |  | System Energy | F30 |  | 0 | 0 | 0 | 0 | 0 | 0 | 0 | 0 | 0 | 0 | 0 | 0 | 0
1255
1256 |  | CWC | Cash Working Capital |  | F137D |  | 2170582.501 | 1216933.1405 | 515481.2881 | 142009.8438 | 62644.0051 | 15756.353 | 20390.6222 | 1190.8642 | 470.5727 | 192284.8388 | 1629.2392 | 1791.7334 | 0
1257
1258 |  | OWC | Other Working Capital |  | F137D |  | 5874845.2719 | 3293721.3415 | 1395188.9904 | 384360.3544 | 169550.7251 | 42645.758 | 55188.7572 | 3223.1637 | 1273.6404 | 520433.4207 | 4409.6589 | 4849.4615 | 0
1259 |  |  |  | Cholla | F30 |  | 0 | 0 | 0 | 0 | 0 | 0 | 0 | 0 | 0 | 0 | 0 | 0 | 0
1260 |  |  |  | Total Other Working Capital |  |  | 5874845.2719 | 3293721.3415 | 1395188.9904 | 384360.3544 | 169550.7251 | 42645.758 | 55188.7572 | 3223.1637 | 1273.6404 | 520433.4207 | 4409.6589 | 4849.4615 | 0
1261
1262 |  | 18222 | Nuclear Plant |  | F10 |  | 0 | 0 | 0 | 0 | 0 | 0 | 0 | 0 | 0 | 0 | 0 | 0 | 0
1263
1264 |  | 1869 | Misc Deferred Debits-Trojan |  | F10 |  | 0 | 0 | 0 | 0 | 0 | 0 | 0 | 0 | 0 | 0 | 0 | 0 | 0
1265
1266 |  | 141 | Impact Housing - Notes Receivable |  | F30 |  | 0 | 0 | 0 | 0 | 0 | 0 | 0 | 0 | 0 | 0 | 0 | 0 | 0
1267 |  | TOTAL RATE BASE ADDITIONS |  |  |  |  | 25324917.1255 | 14422627.8051 | 6141089.8652 | 1680684.5052 | 470283.7096 | 77397.8086 | 284196.0711 | 12117.6394 | 6301.8787 | 2214732.2947 | 7441.6256 | 8043.9224 | 0
1268
1269 |  | Distribution - Total - Unbundled
1270
1271 |  | A |  | B | C |  | D | E | F | G | H | I | J | K | L | M | P | Q
1272 | [6 empty] | Utah |  | General | General | Street & Area | General |  | Traffic | Outdoor | General
1273 |  | FERC |  |  | COS |  | Jurisdiction | Residential | Large Dist. | +1 MW | Lighting | Trans | Irrigation | Signals | Lighting | Small Dist. | Industrial | Industrial
1274 |  | ACCT |  | DESCRIPTION | Factor |  | Normalized | Sch 1 | Sch 6 | Sch 8 | Sch. 7,11,12 | Sch 9 | Sch 10 | Sch 15 | Sch 15 | Sch 23 | Cust 1 | Cust 2
1275
1276 |  | 235 | Customer Service Deposits |  | F51 |  | 0 | 0 | 0 | 0 | 0 | 0 | 0 | 0 | 0 | 0 | 0 | 0 | 0
1277
1278 |  | 2281 | Accum Prov for Property Insurance |  | F102D |  | 0 | 0 | 0 | 0 | 0 | 0 | 0 | 0 | 0 | 0 | 0 | 0 | 0
1279
1280 |  | 2282 | Accum Prov for Injuries & Damages |  | F102D |  | -794492.3523 | -466824.0579 | -184573.1281 | -49892.4064 | -12700.4848 | -1021.9979 | -9599.5491 | -388.2073 | -225.6244 | -69115.9587 | -75.4689 | -75.4689 | 0
1281
1282 |  | 2283 | Accum Prov for Pension & Benefits |  | F102D |  | -2759861.0108 | -1621626.0767 | -641159.3245 | -173313.3197 | -44118.2006 | -3550.1565 | -33346.3514 | -1348.5318 | -783.7607 | -240090.9701 | -262.1595 | -262.1595 | 0
1283
1284 |  | 22844 | Accum Hydro Relicensing Obligation |  | F10 |  | 0 | 0 | 0 | 0 | 0 | 0 | 0 | 0 | 0 | 0 | 0 | 0 | 0
1285
1286 |  | 254 | Reg Liabilities - Insurance Provision |  | F30 |  | 0 | 0 | 0 | 0 | 0 | 0 | 0 | 0 | 0 | 0 | 0 | 0 | 0
1287 |  | 254 |  | System Overhead | F102D |  | 0 | 0 | 0 | 0 | 0 | 0 | 0 | 0 | 0 | 0 | 0 | 0 | 0
1288
1289 |  | 22842 | Accum Misc Oper Prov - Trojan |  | F10 |  | 0 | 0 | 0 | 0 | 0 | 0 | 0 | 0 | 0 | 0 | 0 | 0 | 0
1290
1291 |  | 252 | Customer Advances for Const |  | F50 |  | -2913094.625 | -737684.2474 | -351460.5871 | -177665.6639 | -79807.2742 | -717701.9452 | -40667.8178 | -3848.0004 | -7530.4607 | -796728.6284 | 0 | 0 | 0
1292
1293 |  | 25398 | SO2 Emissions |  | F30 |  | 0 | 0 | 0 | 0 | 0 | 0 | 0 | 0 | 0 | 0 | 0 | 0 | 0
1294
1295 |  | 25399 | Other Deferred Credits |  | F10 |  | 0 | 0 | 0 | 0 | 0 | 0 | 0 | 0 | 0 | 0 | 0 | 0 | 0
1296
1297 |  | 190 | Accum Deferred Income Taxes |  | F104D |  | 387927.0908 | 227937.7156 | 90121.2253 | 24361.0126 | 6201.2707 | 499.0872 | 4687.1254 | 189.5547 | 110.1667 | 33746.2231 | 36.8548 | 36.8548 | 0
1298 |  |  |  | Labor | F138D |  | 12330835.1154 | 6963683.8013 | 2922399.2344 | 801931.4016 | 385211.9624 | 28249.9164 | 112489.0929 | 6954.1789 | 2440.4285 | 1103302.8981 | 2086.1004 | 2086.1004 | 0
1299 |  |  |  | IBT | F141 |  | 0 | 0 | 0 | 0 | 0 | 0 | 0 | 0 | 0 | 0 | 0 | 0 | 0
1300 |  |  |  | Customer - Customer System | F42 |  | 0 | 0 | 0 | 0 | 0 | 0 | 0 | 0 | 0 | 0 | 0 | 0 | 0
1301 |  |  |  | Simple Cycle Combustion Turbine | F10 |  | 0 | 0 | 0 | 0 | 0 | 0 | 0 | 0 | 0 | 0 | 0 | 0 | 0
1302 |  |  |  | Total Accum Deferred Income Taxes |  |  | 12718762.2063 | 7191621.517 | 3012520.4597 | 826292.4143 | 391413.2331 | 28749.0036 | 117176.2183 | 7143.7336 | 2550.5952 | 1137049.1212 | 2122.9553 | 2122.9553 | 0
1303
1304 |  | 281 | Accum Deferred Income Taxes |  | F104D |  | 0 | 0 | 0 | 0 | 0 | 0 | 0 | 0 | 0 | 0 | 0 | 0 | 0
1305
1306 |  | 282 | Accum Deferred Income Taxes |  | F104D |  | -416957141.9175 | -244995156.7632 | -96865337.3384 | -26184039.3399 | -6665335.2242 | -536435.7468 | -5037880.7018 | -203739.7555 | -118410.8692 | -36271580.5392 | -39612.8197 | -39612.8197 | 0
1307 |  |  |  | Labor | F138D |  | 3568820.0214 | 2015446.1511 | 845807.8306 | 232096.9192 | 111488.9747 | 8176.1589 | 32556.8644 | 2012.6952 | 706.3147 | 319320.5842 | 603.7642 | 603.7642 | 0
1308 |  |  |  | Total Accum Deferred Income Taxes | F42 |  | -413388321.8961 | -242979710.6121 | -96019529.5078 | -25951942.4206 | -6553846.2496 | -528259.5879 | -5005323.8374 | -201727.0602 | -117704.5545 | -35952259.955 | -39009.0555 | -39009.0555 | 0
1309
1310
1311 |  | 283 | Accum Deferred Income Taxes |  | F104D |  | -1545329.3178 | -908002.6708 | -359002.9541 | -97043.4598 | -24703.1095 | -1988.1417 | -18671.4268 | -755.1016 | -438.8551 | -134429.9717 | -146.8133 | -146.8133 | 0
1312 |  |  |  | Labor | F138D |  | -1512377.9813 | -854096.4137 | -358432.516 | -98356.955 | -47246.2801 | -3464.8547 | -13796.7969 | -852.9306 | -299.3188 | -135320.1948 | -255.8604 | -255.8604 | 0
1313 |  |  |  | Customer - System | F42 |  | 0 | 0 | 0 | 0 | 0 | 0 | 0 | 0 | 0 | 0 | 0 | 0 | 0
1314 |  |  |  | Total Accum Deferred Income Taxes |  |  | -3057707.299 | -1762099.0844 | -717435.47 | -195400.4148 | -71949.3896 | -5452.9964 | -32468.2237 | -1608.0323 | -738.1739 | -269750.1665 | -402.6737 | -402.6737 | 0
1315
1316 |  | 255 | Accum Investment Tax Credit |  | F104D |  | -31073.8381 | -18258.327 | -7218.9141 | -1951.3723 | -496.7358 | -39.978 | -375.4494 | -15.1838 | -8.8246 | -2703.1489 | -2.9522 | -2.9522 | 0
1317 |  | TOTAL RATE BASE DEDUCTIONS |  |  |  |  | -410225788.815 | -240394580.8885 | -94908856.472 | -25723873.1833 | -6371505.1015 | -1227277.6583 | -5004605.0104 | -201791.2822 | -124440.8036 | -36193599.7064 | -37629.3544 | -37629.3544 | 0
1318
1319 | [6 empty] | D: ACCUMULATED DEPRECIATION
1320 | [6 empty] | D: PRODUCTION PLANT
1321
1322 |  | 108SP | Steam Prod Accumulated Depr |  | F10 |  | 0 | 0 | 0 | 0 | 0 | 0 | 0 | 0 | 0 | 0 | 0 | 0 | 0
1323 |  |  |  | Cholla | F10 |  | 0 | 0 | 0 | 0 | 0 | 0 | 0 | 0 | 0 | 0 | 0 | 0 | 0
1324 |  |  |  | Total Steam Prod Accumulated Depr |  |  | 0 | 0 | 0 | 0 | 0 | 0 | 0 | 0 | 0 | 0 | 0 | 0 | 0
1325
1326 |  | 108NP | Nuclear Prod Accumulated Depr |  | F10 |  | 0 | 0 | 0 | 0 | 0 | 0 | 0 | 0 | 0 | 0 | 0 | 0 | 0
1327
1328 |  | 108HP | Hydraulic Prod Accum Depr |  | F10 |  | 0 | 0 | 0 | 0 | 0 | 0 | 0 | 0 | 0 | 0 | 0 | 0 | 0
1329
1330 |  | 108OP | Other Production - Accum Depr |  | F10 |  | 0 | 0 | 0 | 0 | 0 | 0 | 0 | 0 | 0 | 0 | 0 | 0 | 0
1331 |  |  |  | Simple Cycle Combustion Turbine | F10 |  | 0 | 0 | 0 | 0 | 0 | 0 | 0 | 0 | 0 | 0 | 0 | 0 | 0
1332 |  |  |  | Wind Generation | F10 |  | 0 | 0 | 0 | 0 | 0 | 0 | 0 | 0 | 0 | 0 | 0 | 0 | 0
1333 |  |  |  | Total Other Production - Accum Depr |  |  | 0 | 0 | 0 | 0 | 0 | 0 | 0 | 0 | 0 | 0 | 0 | 0 | 0
1334
1335 |  | 108EP | Experimental Plant - Accum Depr |  | F10 |  | 0 | 0 | 0 | 0 | 0 | 0 | 0 | 0 | 0 | 0 | 0 | 0 | 0
1336
1337
1338
1339 |  | TOTAL PRODUCTION PLANT DEPRECIATION |  |  |  |  | 0 | 0 | 0 | 0 | 0 | 0 | 0 | 0 | 0 | 0 | 0 | 0 | 0
1340
1341
1342 | [6 empty] | D: TRANSMISSION PLANT
1343
1344 |  | 108TP | Transmission Plant Accum Depr |  | F106 |  | 0 | 0 | 0 | 0 | 0 | 0 | 0 | 0 | 0 | 0 | 0 | 0 | 0
1345
1346
1347 | [6 empty] | D: DISTRIBUTION PLANT
1348
1349 |  | 108360 | Land and Land Rights |  | F118 |  | -2631653.9866 | -1293826.6959 | -837754.5649 | -237746.527 | -2123.506 | 0 | -31624.6425 | -511.2371 | -381.3041 | -227685.5092 | 0 | 0 | 0
1350
1351 |  | 108361 | Structures and Improvements |  | F119 |  | -7765914.1535 | -3818035.0079 | -2472182.9183 | -701581.2596 | -6266.3882 | 0 | -93323.1571 | -1508.6419 | -1125.2143 | -671891.5661 | 0 | 0 | 0
1352
1353 |  | 108362 | Station Equipment |  | F120 |  | -93269294.5181 | -45854927.6491 | -29691128.7142 | -8426051.0529 | -75259.8594 | 0 | -1120819.1146 | -18118.9184 | -13513.9196 | -8069475.2898 | 0 | 0 | 0
1354
1355 |  | Distribution - Total - Unbundled
1356
1357 |  | A |  | B | C |  | D | E | F | G | H | I | J | K | L | M | P | Q
1358 | [6 empty] | Utah |  | General | General | Street & Area | General |  | Traffic | Outdoor | General
1359 |  | FERC |  |  | COS |  | Jurisdiction | Residential | Large Dist. | +1 MW | Lighting | Trans | Irrigation | Signals | Lighting | Small Dist. | Industrial | Industrial
1360 |  | ACCT |  | DESCRIPTION | Factor |  | Normalized | Sch 1 | Sch 6 | Sch 8 | Sch. 7,11,12 | Sch 9 | Sch 10 | Sch 15 | Sch 15 | Sch 23 | Cust 1 | Cust 2
1361
1362 |  | 108364 | Poles, Towers & Fixtures |  | F121 |  | -153502258.8188 | -74777291.2106 | -48066021.3888 | -13640665.3324 | -2027019.8836 | 0 | -1814458.3203 | -29332.1392 | -21877.2535 | -13125593.2904 | 0 | 0 | 0
1363
1364 |  | 108365 | Overhead Conductors |  | F122 |  | -62737353.5894 | -40321406.2446 | -12192598.9198 | -3460139.9615 | -520838.7406 | 0 | -460261.9879 | -7440.4953 | -5549.4624 | -5769117.7773 | 0 | 0 | 0
1365
1366 |  | 108366 | Underground Conduit |  | F123 |  | -62411043.6328 | -40264189.1717 | -12345935.7821 | -3503655.4588 | -40861.2517 | 0 | -466050.346 | -7534.0687 | -5619.2537 | -5777198.3 | 0 | 0 | 0
1367
1368 |  | 108367 | Underground Conductors |  | F124 |  | -175274981.5755 | -107934196.4032 | -38388946.6894 | -10894406.4668 | -576068.8629 | 0 | -1449155.593 | -23426.7346 | -17472.7322 | -15991308.0934 | 0 | 0 | 0
1369
1370 |  | 108368 | Line Transformers |  | F125 |  | -100755397.0712 | -59213845.2075 | -25119699.9181 | -6337931.6456 | -346519.9454 | 0 | -2888428.9002 | -12018.5067 | -71666.8453 | -6765286.1025 | 0 | 0 | 0
1371
1372 |  | 108369 | Services |  | F126 |  | -61749134.7718 | -49661586.3711 | -4527366.8419 | -453360.9687 | 0 | 0 | 0 | -186975.2974 | -40669.7681 | -6879175.5245 | 0 | 0 | 0
1373
1374 |  | 108370 | Meters |  | F127 |  | -29001886.2238 | -20556872.8142 | -3064781.4409 | -421955.3242 | 0 | -1139477.6296 | -285837.5642 | -69110.8839 | -15032.5934 | -3280529.7033 | -84144.135 | -84144.135 | 0
1375
1376 |  | 108371 | Install on Customers' Premises |  | F128 |  | -3664949.3224 | 0 | 0 | 0 | -3664949.3224 | 0 | 0 | 0 | 0 | 0 | 0 | 0 | 0
1377
1378 |  | 108372 | Leased Property |  | F129 |  | 0 | 0 | 0 | 0 | 0 | 0 | 0 | 0 | 0 | 0 | 0 | 0 | 0
1379
1380 |  | 108373 | Street Lights |  | F130 |  | -12715496.3277 | 0 | 0 | 0 | -12715496.3277 | 0 | 0 | 0 | 0 | 0 | 0 | 0 | 0
1381
1382 |  | 108D00 | Unclassified Dist Plant - Acct 300 |  | F121 |  | 0 | 0 | 0 | 0 | 0 | 0 | 0 | 0 | 0 | 0 | 0 | 0 | 0
1383
1384 |  | 108DS | Unclassified Dist Sub - Acct 300 |  | F120 |  | 0 | 0 | 0 | 0 | 0 | 0 | 0 | 0 | 0 | 0 | 0 | 0 | 0
1385
1386 |  | 108D | Unclassified Dist Sub - Acct 300 |  | F102D |  | 538164.5 | 316212.151 | 125024.1175 | 33795.57 | 8602.9149 | 692.2697 | 6502.4371 | 262.9596 | 152.8309 | 46817.0087 | 51.1203 | 51.1203 | 0
1387
1388
1389 |  | TOTAL DISTRIBUTION PLANT DEPR |  |  |  |  | -764941199.4915 | -443379964.6249 | -176581393.061 | -48043698.4274 | -19966801.1732 | -1138785.3599 | -8603457.1887 | -355713.9636 | -192755.5155 | -66510444.1479 | -84093.0147 | -84093.0147 | 0
1390
1391 | [6 empty] | D: GENERAL PLANT
1392 |  | 108GP | General Plant Accumulated Depr
1393 |  |  |  | Situs | F107D |  | -41020978.6762 | -24102912.5929 | -9529821.5648 | -2576028.9972 | -655747.4297 | -52767.4744 | -495640.8909 | -20043.7969 | -11649.3658 | -3568573.39 | -3896.5868 | -3896.5868 | 0
1394 |  |  |  | System Generation | F105D |  | 0 | 0 | 0 | 0 | 0 | 0 | 0 | 0 | 0 | 0 | 0 | 0 | 0
1395 |  |  |  | System Overheads | F102D |  | -7400298.1595 | -4348232.1841 | -1719206.2028 | -464722.7653 | -118298.6524 | -9519.3985 | -89414.9894 | -3615.9565 | -2101.5778 | -643780.5226 | -702.9551 | -702.9551 | 0
1396 |  |  |  | Customer - System | F42 |  | 0 | 0 | 0 | 0 | 0 | 0 | 0 | 0 | 0 | 0 | 0 | 0 | 0
1397 |  |  |  | Energy | F30 |  | 0 | 0 | 0 | 0 | 0 | 0 | 0 | 0 | 0 | 0 | 0 | 0 | 0
1398 |  |  |  | Simple Cycle Combustion Turbine | F10 |  | 0 | 0 | 0 | 0 | 0 | 0 | 0 | 0 | 0 | 0 | 0 | 0 | 0
1399 |  |  |  | Cholla | F10 |  | 0 | 0 | 0 | 0 | 0 | 0 | 0 | 0 | 0 | 0 | 0 | 0 | 0
1400 |  |  | Total General Plant Accumulated Depr |  |  |  | -48421276.8358 | -28451144.777 | -11249027.7677 | -3040751.7625 | -774046.0821 | -62286.8729 | -585055.8803 | -23659.7533 | -13750.9436 | -4212353.9127 | -4599.5419 | -4599.5419 | 0
1401
1402 |  | 108MP | Mining Plant Accumulated Depr. |  | F30 |  | 0 | 0 | 0 | 0 | 0 | 0 | 0 | 0 | 0 | 0 | 0 | 0 | 0
1403
1404 |  | 1081390 | Accum Depr - Capital Lease |  | F30 |  | 0 | 0 | 0 | 0 | 0 | 0 | 0 | 0 | 0 | 0 | 0 | 0 | 0
1405 |  |  | Remove Capital Lease |  | F30 |  | 0 | 0 | 0 | 0 | 0 | 0 | 0 | 0 | 0 | 0 | 0 | 0 | 0
1406
1407 |  | 1081399L | Accum Depr - Capital Lease |  | F30 |  | 0 | 0 | 0 | 0 | 0 | 0 | 0 | 0 | 0 | 0 | 0 | 0 | 0
1408 |  |  | Remove Capital Lease |  | F30 |  | 0 | 0 | 0 | 0 | 0 | 0 | 0 | 0 | 0 | 0 | 0 | 0 | 0
1409
1410 |  | TOTAL GENERAL PLANT ACCUM DEPR |  |  |  |  | -48421276.8358 | -28451144.777 | -11249027.7677 | -3040751.7625 | -774046.0821 | -62286.8729 | -585055.8803 | -23659.7533 | -13750.9436 | -4212353.9127 | -4599.5419 | -4599.5419 | 0
1411
1412
1413 |  | TOTAL ACCUM DEPR - PLANT IN SERVICE |  |  |  |  | -813362476.3273 | -471831109.4019 | -187830420.8287 | -51084450.19 | -20740847.2552 | -1201072.2328 | -9188513.0689 | -379373.7169 | -206506.4591 | -70722798.0606 | -88692.5566 | -88692.5566 | 0
1414
1415
1416 | [6 empty] | D: ACCUMULATED AMORTIZATION
1417
1418 |  | 111CLS | Accum Prov for Amort-Steam |  | F10 |  | 0 | 0 | 0 | 0 | 0 | 0 | 0 | 0 | 0 | 0 | 0 | 0 | 0
1419
1420 |  | 111CLG | Accum Prov for Amort-General
1421 |  |  | Division |  | F108D |  | -9769.9662 | -5740.5905 | -2269.7175 | -613.5328 | -156.1794 | -12.5676 | -118.0468 | -4.7738 | -2.7745 | -849.9271 | -0.92805 | -0.92805 | 0
1422 |  |  | System Overheads |  | F108D |  | -1509163.4998 | -886747.1498 | -350602.529 | -94772.2132 | -24124.975 | -1941.3176 | -18234.6488 | -737.4121 | -428.5806 | -131287.9624 | -143.3556 | -143.3556 | 0
1423 |  |  | Customer - System |  | F40 |  | 0 | 0 | 0 | 0 | 0 | 0 | 0 | 0 | 0 | 0 | 0 | 0 | 0
1424 |  |  | Total Accum Prov for Amort-General |  |  |  | -1518933.466 | -892487.7403 | -352872.2465 | -95385.746 | -24281.1544 | -1953.8852 | -18352.6956 | -742.1859 | -431.3552 | -132137.8895 | -144.2836 | -144.2836 | 0
1425
1426 |  | 111CLH | Accum Prov for Amort-Hydro |  | F10 |  | 0 | 0 | 0 | 0 | 0 | 0 | 0 | 0 | 0 | 0 | 0 | 0 | 0
1427
1428 |  | 111IP | Accum Prov for Amort-Intangible
1429 |  |  |  | Situs | F107D |  | -25979.2843 | -15264.785 | -6035.3983 | -1631.443 | -415.296 | -33.4185 | -313.8978 | -12.6941 | -7.3777 | -2260.0383 | -2.4678 | -2.4678 | 0
1430 |  |  |  | System Generation | F105D |  | 0 | 0 | 0 | 0 | 0 | 0 | 0 | 0 | 0 | 0 | 0 | 0 | 0
1431 |  |  |  | System Overheads | F102D |  | -32593532.987 | -19151153.9225 | -7571992.7597 | -2046803.5821 | -521029.1458 | -41926.8012 | -393815.2684 | -15925.9524 | -9256.0929 | -2835437.3362 | -3096.0629 | -3096.0629 | 0
1432 |  |  |  | Customer - System | F42 |  | 0 | 0 | 0 | 0 | 0 | 0 | 0 | 0 | 0 | 0 | 0 | 0 | 0
1433 |  |  |  | Energy | F30 |  | 0 | 0 | 0 | 0 | 0 | 0 | 0 | 0 | 0 | 0 | 0 | 0 | 0
1434 |  |  |  | Cholla | F10 |  | 0 | 0 | 0 | 0 | 0 | 0 | 0 | 0 | 0 | 0 | 0 | 0 | 0
1435 |  |  | Total Accum Prov for Amort-Intangible |  |  |  | -32619512.2713 | -19166418.7075 | -7578028.158 | -2048435.0251 | -521444.4418 | -41960.2197 | -394129.1662 | -15938.6465 | -9263.4706 | -2837697.3745 | -3098.5307 | -3098.5307 | 0
1436
1437 |  | 111390 | Accum Prov for Amort-Capital Lease |  | F30 |  | 0 | 0 | 0 | 0 | 0 | 0 | 0 | 0 | 0 | 0 | 0 | 0 | 0
1438
1439
1440 |  | TOTAL ACCUM PROV FOR AMORTIZATION |  |  |  |  | -34138445.7373 | -20058906.4478 | -7930900.4045 | -2143820.7711 | -545725.5962 | -43914.1049 | -412481.8618 | -16680.8324 | -9694.8258 | -2969835.264 | -3242.8143 | -3242.8143 | 0
1444 |  | TOTAL ACCUM PROV FOR AMORTIZATION |  |  |  |  | -34138445.7373 | -20049683.659 | -7933413.0828 | -2143630.097 | -545725.5962 | -43396.2425 | -412824.485 | -16649.8743 | -9688.0919 | -2977025.4625 | -3204.573 | -3204.573 | 0