56215 | E ON Climate Renewables N America LLC | 56981 | Pyron Wind Farm LLC | TX | Fisher | 1 | WT | OP | 249 | 249 | 249 |  | 2 | 2009 | NG BLQ: WND; N Y: N; Y N: Y |  | S | 166 | N | IPP Non-CHP | 2 |  |  | N | [17 empty] | N
56215 | E ON Climate Renewables N America LLC | 56983 | EC&R Papalote Creek I LLC | TX | San Patricio | 1 | WT | OP | 180 | 180 | 180 |  | 9 | 2009 | NG BLQ: WND; N Y: N; Y N: Y |  | S | 109 | N | IPP Non-CHP | 2 |  |  | N | [17 empty] | N
56215 | E ON Climate Renewables N America LLC | 56984 | Inadale Wind Farm LLC | TX | Nolan | 1 | WT | OP | 197 | 197 | 197 |  | 9 | 2009 | NG BLQ: WND; N Y: N; Y N: Y |  | S | 197 | N | IPP Non-CHP | 2 |  |  | N
56215 | E ON Climate Renewables N America LLC | 57212 | EC&R Papalote Creek II LLC | TX | San Patricio | 1 | WT | OP | 200.1 | 200.1 | 201 |  | 12 | 2010 | NG BLQ: WND; N Y: N; Y N: Y |  | S | 109 | N | IPP Non-CHP | 2 |  |  | N
56215 | E ON Climate Renewables N America LLC | 57493 | Settlers Trail Wind Farm LLC | IL | Iroquois | STWF | WT | OP | 150.4 | 150.4 | 150.4 |  | 10 | 2011 | NG BLQ: WND; N Y: N; Y N: Y |  | S | 94 | N | IPP Non-CHP | 2 | [20 empty] | N
56215 | E ON Climate Renewables N America LLC | 57675 | Pioneer Trail Wind Farm, LLC | IL | Iroquois | PTWF | WT | OP | 150.4 | 150.4 | 150.4 |  | 12 | 2011 | NG BLQ: WND; N Y: N; Y N: Y |  | S | 94 | N | IPP Non-CHP | 2
56215 | E ON Climate Renewables N America LLC | 57802 | Magic Valley Wind Farm I LLC | TX | Willacy | MV1 | WT | OP | 203 | 203 | 203 |  | 9 | 2012 | NG BLQ: WND; N Y: N; Y N: Y |  | S | 112 | N | IPP Non-CHP | 2 | [20 empty] | N
56215 | E ON Climate Renewables N America LLC | 57862 | Wildcat Wind Farm I, LLC | IN | Tipton | 1 | WT | OP | 200 | 200 | 200 |  | 12 | 2012 | NG BLQ: WND; N Y: N; Y N: Y |  | S | 118 | N | IPP Non-CHP | 2
56215 | E ON Climate Renewables N America LLC | 58000 | Anacacho Wind Farm, LLC | TX | Kinney | ANA | WT | OP | 99.8 | 99.8 | 99.8 |  | 12 | 2012 | NG BLQ: WND; N Y: N; Y N: Y |  | S | 55 | N | IPP Non-CHP | 2
56216 | Multitrade Rabun Gap LLC | 50201 | Rabun Gap Cogen Facility | GA | RABUN | ST2 | ST | OP | 20 | 17 | 17 |  | 1 | 2010 | NG BLQ: WDS; N Y: N; Y N: Y |  | S |  | N | IPP Non-CHP | 2 |  |  | N | [17 empty] | N
56217 | Portsmouth Operating Services LLC | 10071 | Portsmouth Genco LLC | VA | PORTSMOUTH CITY | GEN1 | ST | OP | 57.4 | 57.5 | 57.5 |  | 6 | 1988 | NG BLQ: BIT; N Y: N; Y N: Y |  | W |  | N | IPP Non-CHP | 2 |  | N | N | [17 empty] | N |  |  | Y |  |  |  | BIT
56217 | Portsmouth Operating Services LLC | 10071 | Portsmouth Genco LLC | VA | PORTSMOUTH CITY | GEN2 | ST | OP | 57.4 | 57.5 | 57.5 |  | 6 | 1988 | NG BLQ: BIT; N Y: N; Y N: Y |  | W |  | N | IPP Non-CHP | 2 |  | N | N | [17 empty] | N |  |  | Y |  |  |  | BIT
56218 | Coolidge Power LLC | 56948 | Coolidge Generation Station | AZ | PINAL | 1 | GT | OP | 60.5 | 43.4 | 47.7 |  | 5 | 2011 | NG BLQ: NG; N Y: N; Y N: Y |  | S |  | N | IPP Non-CHP | 2 | [20 empty] | N
56218 | Coolidge Power LLC | 56948 | Coolidge Generation Station | AZ | PINAL | 10 | GT | OP | 60.5 | 43.4 | 47.7 |  | 5 | 2011 | NG BLQ: NG; N Y: N; Y N: Y |  | S |  | N | IPP Non-CHP | 2 | [20 empty] | N
56218 | Coolidge Power LLC | 56948 | Coolidge Generation Station | AZ | PINAL | 11 | GT | OP | 60.5 | 43.4 | 47.7 |  | 5 | 2011 | NG BLQ: NG; N Y: N; Y N: Y |  | S |  | N | IPP Non-CHP | 2 | [20 empty] | N
56218 | Coolidge Power LLC | 56948 | Coolidge Generation Station | AZ | PINAL | 12 | GT | OP | 60.5 | 43.4 | 47.7 |  | 5 | 2011 | NG BLQ: NG; N Y: N; Y N: Y |  | S |  | N | IPP Non-CHP | 2 | [20 empty] | N
56218 | Coolidge Power LLC | 56948 | Coolidge Generation Station | AZ | PINAL | 2 | GT | OP | 60.5 | 43.4 | 47.7 |  | 5 | 2011 | NG BLQ: NG; N Y: N; Y N: Y |  | S |  | N | IPP Non-CHP | 2 | [20 empty] | N
56218 | Coolidge Power LLC | 56948 | Coolidge Generation Station | AZ | PINAL | 3 | GT | OP | 60.5 | 43.4 | 47.7 |  | 5 | 2011 | NG BLQ: NG; N Y: N; Y N: Y |  | S |  | N | IPP Non-CHP | 2 | [20 empty] | N
56218 | Coolidge Power LLC | 56948 | Coolidge Generation Station | AZ | PINAL | 4 | GT | OP | 60.5 | 43.4 | 47.7 |  | 5 | 2011 | NG BLQ: NG; N Y: N; Y N: Y |  | S |  | N | IPP Non-CHP | 2 | [20 empty] | N
56218 | Coolidge Power LLC | 56948 | Coolidge Generation Station | AZ | PINAL | 5 | GT | OP | 60.5 | 43.4 | 47.7 |  | 5 | 2011 | NG BLQ: NG; N Y: N; Y N: Y |  | S |  | N | IPP Non-CHP | 2 | [20 empty] | N
56218 | Coolidge Power LLC | 56948 | Coolidge Generation Station | AZ | PINAL | 6 | GT | OP | 60.5 | 43.4 | 47.7 |  | 5 | 2011 | NG BLQ: NG; N Y: N; Y N: Y |  | S |  | N | IPP Non-CHP | 2 | [20 empty] | N
56218 | Coolidge Power LLC | 56948 | Coolidge Generation Station | AZ | PINAL | 7 | GT | OP | 60.5 | 43.4 | 47.7 |  | 5 | 2011 | NG BLQ: NG; N Y: N; Y N: Y |  | S |  | N | IPP Non-CHP | 2 | [20 empty] | N
56218 | Coolidge Power LLC | 56948 | Coolidge Generation Station | AZ | PINAL | 8 | GT | OP | 60.5 | 43.4 | 47.7 |  | 5 | 2011 | NG BLQ: NG; N Y: N; Y N: Y |  | S |  | N | IPP Non-CHP | 2 | [20 empty] | N
56218 | Coolidge Power LLC | 56948 | Coolidge Generation Station | AZ | PINAL | 9 | GT | OP | 60.5 | 43.4 | 47.7 |  | 5 | 2011 | NG BLQ: NG; N Y: N; Y N: Y |  | S |  | N | IPP Non-CHP | 2 | [20 empty] | N
56221 | New England Confectionery Co Inc | 55999 | NECCO Co-Generation | MA | Suffolk | GEN1 | IC | OP | 2.9 | 2.8 | 2.9 |  | 3 | 2004 | NG BLQ: NG; N Y: N; Y N: Y |  | S |  | Y | IPP CHP | 3 | T | N | N | [17 empty] | N
56221 | New England Confectionery Co Inc | 55999 | NECCO Co-Generation | MA | Suffolk | GEN2 | IC | OP | 2.9 | 2.8 | 2.9 |  | 3 | 2004 | NG BLQ: NG; N Y: N; Y N: Y |  | S |  | Y | IPP CHP | 3 | T | N | N | [17 empty] | N
56222 | Bull Creek Wind LLC | 56956 | Bull Creek Wind | TX | Borden | 001 | WT | OP | 180 | 180 | 180 |  | 12 | 2008 | NG BLQ: WND; N Y: N; Y N: Y |  | S | 180 | N | IPP Non-CHP | 2 |  |  | N
56225 | Clearwater Paper Corporation | 50637 | Clearwater Paper IPP Lewiston | ID | Nez Perce | GEN1 | ST | SB | 10 | 1 | 9.4 |  | 1 | 1950 | NG BLQ: BLQ; NG NG: NG; N Y: Y; Y N: Y | Y | S |  | Y | Industrial CHP | 7 | T |  | N | [12 empty] | N |  |  |  |  | N | [6 empty] | NG
56225 | Clearwater Paper Corporation | 50637 | Clearwater Paper IPP Lewiston | ID | Nez Perce | GEN2 | ST | SB | 10 | 3.3 | 9.4 |  | 11 | 1977 | NG BLQ: BLQ; NG NG: NG; N Y: Y; Y N: Y | Y | S |  | Y | Industrial CHP | 7 | T |  | N | [12 empty] | N |  |  |  |  | N | [6 empty] | NG
56225 | Clearwater Paper Corporation | 50637 | Clearwater Paper IPP Lewiston | ID | Nez Perce | GEN3 | ST | OP | 28.8 | 25.2 | 25.3 |  | 7 | 1981 | BLQ | WDS | NG |  |  |  | Y | Y |  | S |  | Y | Industrial CHP | 7 | T |  | N | [12 empty] | N |  |  |  |  | N | [6 empty] | NG
56225 | Clearwater Paper Corporation | 50637 | Clearwater Paper IPP Lewiston | ID | Nez Perce | GEN4 | ST | OP | 65 | 24 | 23.9 |  | 2 | 1991 | BLQ | WDS | NG |  |  |  | Y | Y |  | S |  | Y | Industrial CHP | 7 | T |  | N | [17 empty] | N | [6 empty] | NG
56225 | Clearwater Paper Corporation | 50638 | Clearwater Paper APP CB | AR | Desha | GEN1 | ST | OP | 20 | 20 | 20 |  | 11 | 1977 | BLQ | NG | BLQ | DFO | WO |  | Y | N |  | S |  | Y | Industrial CHP | 7 | T |  | N | [12 empty] | N |  |  |  |  | N | [6 empty] | NG
56227 | Greenville Gas Producers LLC | 56951 | Enoree Phase II Landfill Gas Recovery | SC | GREENVILLE | 1 | IC | OP | 1.6 | 1.5 | 1.5 |  | 8 | 2008 | NG BLQ: LFG; N Y: N; Y N: Y |  | S |  | N | IPP Non-CHP | 2 |  |  | N | [17 empty] | N
56227 | Greenville Gas Producers LLC | 56951 | Enoree Phase II Landfill Gas Recovery | SC | GREENVILLE | 2 | IC | OP | 1.6 | 1.5 | 1.5 |  | 8 | 2008 | NG BLQ: LFG; N Y: N; Y N: Y |  | S |  | N | IPP Non-CHP | 2 |  |  | N | [17 empty] | N
56237 | QVC Inc | 56966 | QVC Inc | NC | Edgecombe | 1 | PV | OP | 1 | 1.1 | 1.1 |  | 12 | 2008 | NG BLQ: SUN; N Y: N; Y N: Y |  | S |  | N | IPP Non-CHP | 2 |  |  | N | [17 empty] | N
56246 | Greensburg | 57118 | Greensburg Wind Farm LLC | KS | Kiowa | GEN 1 | WT | OP | 12.5 | 12.5 | 12.5 |  | 2 | 2010 | NG BLQ: WND; N Y: N; Y N: Y |  | S | 10 | N | IPP Non-CHP | 2 |  |  | N | [17 empty] | N
56249 | NGP Blue Mountain I LLC | 56982 | NGP Blue Mountain I LLC | NV | Humboldt | BM1 | BT | OP | 21.3 | 13 | 14.3 |  | 11 | 2009 | NG BLQ: GEO; N Y: N; Y N: Y |  | S |  | N | IPP Non-CHP | 2 |  |  | N | [17 empty] | N
56249 | NGP Blue Mountain I LLC | 56982 | NGP Blue Mountain I LLC | NV | Humboldt | BM2 | BT | OP | 21.3 | 13 | 14.3 |  | 11 | 2009 | NG BLQ: GEO; N Y: N; Y N: Y |  | S |  | N | IPP Non-CHP | 2 |  |  | N | [17 empty] | N
56249 | NGP Blue Mountain I LLC | 56982 | NGP Blue Mountain I LLC | NV | Humboldt | BM3 | BT | OP | 21.3 | 13 | 14.3 |  | 11 | 2009 | NG BLQ: GEO; N Y: N; Y N: Y |  | S |  | N | IPP Non-CHP | 2 |  |  | N | [17 empty] | N
56261 | Iredell Transmission LLC | 56962 | Iredell County LFG Facility | NC | IREDELL | 1 | IC | OP | 1.6 | 1.6 | 1.6 |  | 8 | 2008 | NG BLQ: LFG; N Y: N; Y N: Y |  | S |  | N | IPP Non-CHP | 2 |  |  | N | [12 empty] | N
56261 | Iredell Transmission LLC | 56962 | Iredell County LFG Facility | NC | IREDELL | 2 | IC | OP | 1.6 | 1.6 | 1.6 |  | 8 | 2008 | NG BLQ: LFG; N Y: N; Y N: Y |  | S |  | N | IPP Non-CHP | 2 |  |  | N | [12 empty] | N
56266 | Green Gas-Pioneer Crossing Energy LLC | 56957 | Pioneer Crossing Landfill Gas to Energy | PA | Berks | LFG1 | IC | OP | 1.6 | 1.6 | 1.6 |  | 10 | 2008 | NG BLQ: LFG; N Y: N; Y N: Y |  | S |  | N | IPP Non-CHP | 2 |  |  | N | [17 empty] | N
56266 | Green Gas-Pioneer Crossing Energy LLC | 56957 | Pioneer Crossing Landfill Gas to Energy | PA | Berks | LFG2 | IC | OP | 1.6 | 1.6 | 1.6 |  | 10 | 2008 | NG BLQ: LFG; N Y: N; Y N: Y |  | S |  | N | IPP Non-CHP | 2 |  |  | N | [17 empty] | N
56266 | Green Gas-Pioneer Crossing Energy LLC | 56957 | Pioneer Crossing Landfill Gas to Energy | PA | Berks | LFG3 | IC | OP | 1.6 | 1.6 | 1.6 |  | 10 | 2008 | NG BLQ: LFG; N Y: N; Y N: Y |  | S |  | N | IPP Non-CHP | 2 |  |  | N | [17 empty] | N
56266 | Green Gas-Pioneer Crossing Energy LLC | 56957 | Pioneer Crossing Landfill Gas to Energy | PA | Berks | LFG4 | IC | OP | 1.6 | 1.6 | 1.6 |  | 10 | 2008 | NG BLQ: LFG; N Y: N; Y N: Y |  | S |  | N | IPP Non-CHP | 2 |  |  | N | [17 empty] | N
56267 | Bayonne Energy Center LLC | 56964 | Bayonne Energy Center | NJ | Hudson | GT1 | GT | OP | 64 | 57.7 | 62.2 |  | 6 | 2012 | NG BLQ: NG; NG NG: DFO; N Y: Y; Y N: Y |  | S |  | N | IPP Non-CHP | 2 | [20 empty] | N
56267 | Bayonne Energy Center LLC | 56964 | Bayonne Energy Center | NJ | Hudson | GT2 | GT | OP | 64 | 57.7 | 62.2 |  | 6 | 2012 | NG BLQ: NG; NG NG: DFO; N Y: Y; Y N: Y |  | S |  | N | IPP Non-CHP | 2 | [20 empty] | N
56267 | Bayonne Energy Center LLC | 56964 | Bayonne Energy Center | NJ | Hudson | GT3 | GT | OP | 64 | 57.7 | 62.2 |  | 6 | 2012 | NG BLQ: NG; NG NG: DFO; N Y: Y; Y N: Y |  | S |  | N | IPP Non-CHP | 2 | [20 empty] | N
56267 | Bayonne Energy Center LLC | 56964 | Bayonne Energy Center | NJ | Hudson | GT4 | GT | OP | 64 | 57.7 | 62.2 |  | 6 | 2012 | NG BLQ: NG; NG NG: DFO; N Y: Y; Y N: Y |  | S |  | N | IPP Non-CHP | 2 | [20 empty] | N
56267 | Bayonne Energy Center LLC | 56964 | Bayonne Energy Center | NJ | Hudson | GT5 | GT | OP | 64 | 57.7 | 62.2 |  | 6 | 2012 | NG BLQ: NG; NG NG: DFO; N Y: Y; Y N: Y |  | S |  | N | IPP Non-CHP | 2 | [20 empty] | N
56267 | Bayonne Energy Center LLC | 56964 | Bayonne Energy Center | NJ | Hudson | GT6 | GT | OP | 64 | 57.7 | 62.2 |  | 6 | 2012 | NG BLQ: NG; NG NG: DFO; N Y: Y; Y N: Y |  | S |  | N | IPP Non-CHP | 2 | [20 empty] | N
56267 | Bayonne Energy Center LLC | 56964 | Bayonne Energy Center | NJ | Hudson | GT7 | GT | OP | 64 | 57.7 | 62.2 |  | 6 | 2012 | NG BLQ: NG; NG NG: DFO; N Y: Y; Y N: Y |  | S |  | N | IPP Non-CHP | 2 | [20 empty] | N
56267 | Bayonne Energy Center LLC | 56964 | Bayonne Energy Center | NJ | Hudson | GT8 | GT | OP | 64 | 57.7 | 62.2 |  | 6 | 2012 | NG BLQ: NG; NG NG: DFO; N Y: Y; Y N: Y |  | S |  | N | IPP Non-CHP | 2 | [20 empty] | N
56268 | City of Rock Island | 56978 | Sears Hydroelectric Plant | IL | ROCK ISLAND | 1 | HY | OP | 0.4 | 0.3 | 0.3 |  | 11 | 1985 | NG BLQ: WAT; N Y: N; Y N: N |  | S |  | N | IPP Non-CHP | 2 |  |  | N | [17 empty] | N
56268 | City of Rock Island | 56978 | Sears Hydroelectric Plant | IL | ROCK ISLAND | 2 | HY | OP | 0.4 | 0.3 | 0.3 |  | 7 | 1986 | NG BLQ: WAT; N Y: N; Y N: N |  | S |  | N | IPP Non-CHP | 2 |  |  | N | [17 empty] | N
56268 | City of Rock Island | 56978 | Sears Hydroelectric Plant | IL | ROCK ISLAND | 3 | HY | OP | 0.3 | 0.3 | 0.3 |  | 6 | 2010 | NG BLQ: WAT; N Y: N; Y N: N |  | S |  | N | IPP Non-CHP | 2 |  |  | N | [17 empty] | N
56268 | City of Rock Island | 56978 | Sears Hydroelectric Plant | IL | ROCK ISLAND | 4 | HY | OP | 0.3 | 0.3 | 0.3 |  | 6 | 2010 | NG BLQ: WAT; N Y: N; Y N: N |  | S |  | N | IPP Non-CHP | 2 |  |  | N | [17 empty] | N
56271 | Duke Energy DEGS Happy Jack | 56960 | Happy Jack Windpower Project | WY | Laramie | HJW01 | WT | OP | 29.4 | 29.4 | 29.4 |  | 8 | 2008 | NG BLQ: WND; N Y: N; Y N: Y |  | S | 14 | N | IPP Non-CHP | 2 |  |  | N
56272 | Duke Energy DEGS Notrees | 56961 | Notrees Windpower | TX | Ector | BATT | BA | OP | 36 | 36 | 36 |  | 12 | 2012 | NG BLQ: MWH; N Y: N; Y N: Y |  | J |  | N | IPP Non-CHP | 2 |  |  | N | [17 empty] | N
56272 | Duke Energy DEGS Notrees | 56961 | Notrees Windpower | TX | Ector | GE | WT | OP | 60 | 60 | 60 |  | 4 | 2009 | NG BLQ: WND; N Y: N; Y N: Y |  | J | 40 | N | IPP Non-CHP | 2 |  |  | N | [17 empty] | N
56272 | Duke Energy DEGS Notrees | 56961 | Notrees Windpower | TX | Ector | VESTA | WT | OP | 92.5 | 92.5 | 92.5 |  | 4 | 2009 | NG BLQ: WND; N Y: N; Y N: Y |  | J | 56 | N | IPP Non-CHP | 2 |  |  | N | [17 empty] | N
56273 | Duke Energy DEGS Ocotillo | 56959 | Ocotillo Windpower | TX | Howard | OWF | WT | OP | 58.8 | 58.8 | 58.8 |  | 9 | 2008 | NG BLQ: WND; N Y: N; Y N: Y |  | W | 28 | N | IPP Non-CHP | 2 |  |  | N | [17 empty] | N
56275 | Wellhead Services, Inc | 57001 | El Cajon Energy Center | CA | San Diego | GEN1 | GT | OP | 49.9 | 43.5 | 48.9 |  | 6 | 2010 | NG BLQ: NG; N Y: N; Y N: Y |  | S |  | N | IPP Non-CHP | 2 |  |  | N | [17 empty] | N
56280 | Evergreen Wind Power III LLC | 56990 | Rollins Wind Project | ME | Lincoln | 1 | WT | OP | 60 | 60 | 60 |  | 7 | 2011 | NG BLQ: WND; N Y: N; Y N: Y |  | S | 40 | N | IPP Non-CHP | 2 | [20 empty] | N
56281 | Stetson Mountain Wind II | 56991 | Stetson Wind II | ME | Washington | 1 | WT | OP | 25.5 | 25.5 | 25.5 |  | 3 | 2010 | NG BLQ: WND; N Y: N; Y N: Y |  | S | 17 | N | IPP Non-CHP | 2 |  |  | N | [17 empty] | N
56283 | Stetson Holdings, LLC | 56989 | Stetson Wind I | ME | Washington | 1 | WT | OP | 57 | 57 | 57 |  | 1 | 2009 | NG BLQ: WND; N Y: N; Y N: Y |  | S | 38 | N | IPP Non-CHP | 2 |  |  | N
56284 | MF Mesa Lane LLC | 56993 | MF Mesa Lane LLC | PA | Bucks | MESA | PV | OP | 3 | 1.5 | 1.1 |  | 11 | 2008 | NG BLQ: SUN; N Y: N; Y N: Y |  | W |  | N | IPP Non-CHP | 2 |  |  | N | [17 empty] | N
56285 | Smoky Hills Wind Project II LLC | 56985 | Smoky Hills Wind Project Phase II | KS | Lincoln | SMKII | WT | OP | 148.5 | 148.5 | 148.5 |  | 11 | 2008 | NG BLQ: WND; N Y: N; Y N: Y |  | S | 99 | N | IPP Non-CHP | 2 |  |  | N
56289 | International Paper Corporation | 50191 | IP Springfield Oregon | OR | Lane | TG1 | ST | OS | 7.5 | 7.5 | 7.5 |  | 1 | 1949 | BLQ | NG | RFO | DFO |  |  | Y | N | Y | S |  | N | Industrial CHP | 7 |  | N | N | [17 empty] | N | [6 empty] | NG
56289 | International Paper Corporation | 50191 | IP Springfield Oregon | OR | Lane | TG2 | ST | OS | 5 | 5 | 5 |  | 1 | 1949 | BLQ | NG | RFO | DFO |  |  | Y | N | Y | S |  | N | Industrial CHP | 7 |  | N | N | [17 empty] | N | [6 empty] | NG
56289 | International Paper Corporation | 50191 | IP Springfield Oregon | OR | Lane | TG3 | ST | OS | 12.5 | 12.5 | 12.5 |  | 1 | 1953 | BLQ | NG | RFO | DFO |  |  | Y | N | Y | S |  | Y | Industrial CHP | 7 | B | N | N | [17 empty] | N | [6 empty] | NG
56289 | International Paper Corporation | 50191 | IP Springfield Oregon | OR | Lane | TG4 | ST | OP | 40 | 33 | 33 |  | 10 | 1976 | BLQ | NG | RFO | DFO |  |  | Y | Y | Y | W |  | Y | Industrial CHP | 7 | B | N | N | [17 empty] | N | [6 empty] | NG
56291 | International Paper Co. | 54752 | Weyerhaeuser Pine Hill Operations | AL | Wilcox | NO1 | ST | OP | 40 | 40 | 40 |  | 8 | 1968 | WDS | NG | BIT |  |  |  | Y | Y |  | S |  | Y | Industrial CHP | 7 | B | N | N | [12 empty] | N |  |  |  |  | N | N | [5 empty] | NG
56291 | International Paper Co. | 54752 | Weyerhaeuser Pine Hill Operations | AL | Wilcox | NO2 | ST | OP | 37.4 | 34.8 | 35.1 |  | 11 | 1982 | BLQ | RFO | NG |  |  |  | Y | Y |  | S |  | Y | Industrial CHP | 7 | T | N | N | [12 empty] | N |  |  |  |  | N | [6 empty] | NG
56293 | DTE Stoneman LLC | 4146 | E J Stoneman Station | WI | Grant | 1 | ST | OP | 18 | 15 | 15 |  | 1 | 1952 | NG BLQ: WDS; N Y: N; Y N: Y |  | W |  | N | IPP Non-CHP | 2 |  | N | N | [17 empty] | N | N |  | N |  |  |  | DFO
56293 | DTE Stoneman LLC | 4146 | E J Stoneman Station | WI | Grant | 2 | ST | OP | 35 | 35 | 35 |  | 4 | 1952 | NG BLQ: WDS; N Y: N; Y N: Y |  | W |  | N | IPP Non-CHP | 2 |  | N | N | [17 empty] | N | N |  | N |  |  |  | DFO
56294 | SunE WG113 Moreno Valley LLC | 57004 | SunEdison Walgreens Moreno Valley | CA | RIVERSIDE | 1 | PV | OP | 1 | 0.9 | 0.9 |  | 9 | 2007 | NG BLQ: SUN; N Y: N; Y N: Y |  | W |  | N | IPP Non-CHP | 2 |  |  | N
56296 | SunE WG45 Woodland LLC | 57006 | Walgreens Woodland Distribution Center | CA | YOLO | 1 | PV | OP | 1 | 0.9 | 0.9 |  | 8 | 2007 | NG BLQ: SUN; N Y: N; Y N: Y |  | W |  | N | IPP Non-CHP | 2 |  |  | N
56297 | SunE CPA CDC2 LLC | 57007 | SunEdison Ironwood State Prison | CA | Riverside | 1 | PV | OP | 1 | 0.9 | 0.9 |  | 5 | 2008 | NG BLQ: SUN; N Y: N; Y N: Y |  | W |  | N | IPP Non-CHP | 2 |  |  | N
56300 | SunE KHL55 San Bernardino LLC | 57009 | Kohls San Bernardino Solar Facility | CA | SAN BERNARDINO | 1 | PV | OP | 1 | 0.9 | 0.9 |  | 11 | 2007 | NG BLQ: SUN; N Y: N; Y N: Y |  | W |  | N | IPP Non-CHP | 2 |  |  | N
56302 | SunE CPA CDC1 LLC | 57011 | Chuckawalla Valley State Prison | CA | Riverside | 1 | PV | OP | 1 | 0.9 | 0.9 |  | 6 | 2006 | NG BLQ: SUN; N Y: N; Y N: Y |  | S |  | N | IPP Non-CHP | 2 |  |  | N
56304 | Air Products LLC | 55309 | Air Products Port Arthur | TX | Jefferson | GEN 5 | CT | OP | 32.8 | 32.8 | 32.8 |  | 12 | 2012 | NG BLQ: NG; NG NG: OG; N Y: N; Y N: N |  | S |  | Y | Industrial CHP | 7 | T | [19 empty] | N
56304 | Air Products LLC | 55309 | Air Products Port Arthur | TX | Jefferson | GEN1 | CT | OP | 37.6 | 33.2 | 37.3 | SMR1 | 11 | 2000 | NG BLQ: NG; NG NG: OG; N Y: N; Y N: N |  | S |  | Y | Industrial CHP | 7 | T | N | N | [17 empty] | N
56304 | Air Products LLC | 55309 | Air Products Port Arthur | TX | Jefferson | GEN3 | CA | OP | 20.5 | 20.5 | 20.5 | SMR2 | 11 | 2006 | NG BLQ: NG; NG NG: OG; N Y: N; Y N: N |  | S |  | Y | Industrial CHP | 7 | B | Y | N | [17 empty] | N
56304 | Air Products LLC | 55309 | Air Products Port Arthur | TX | Jefferson | GEN4 | CT | OP | 78.2 | 72.4 | 84.2 | SMR2 | 10 | 2006 | NG BLQ: NG; NG NG: OG; N Y: N; Y N: N |  | W |  | Y | Industrial CHP | 7 | T |  | N | [17 empty] | N
56305 | Eel River Power LLC | 50049 | Eel River Power | CA | Humboldt | GEN1 | ST | OP | 12.5 | 13 | 13 |  | 3 | 1988 | NG BLQ: WDS; N Y: N; Y N: Y |  | S |  | Y | Industrial CHP | 7 | T | N | N | [17 empty] | N | [6 empty] | DFO
56305 | Eel River Power LLC | 50049 | Eel River Power | CA | Humboldt | GEN2 | ST | OP | 12.5 | 13 | 13 |  | 3 | 1988 | NG BLQ: WDS; N Y: N; Y N: Y |  | S |  | Y | Industrial CHP | 7 | T | N | N | [17 empty] | N | [6 empty] | DFO
56305 | Eel River Power LLC | 50049 | Eel River Power | CA | Humboldt | GEN3 | ST | OP | 7.5 | 7.5 | 7.5 |  | 1 | 1938 | NG BLQ: WDS; N Y: N; Y N: Y |  | S |  | N | Industrial CHP | 7 |  | N | N | [17 empty] | N | [6 empty] | DFO
56306 | DeKalb County GA | 57013 | DeKalb County Green Energy Facility | GA | De Kalb | 1 | IC | OP | 1.6 | 1.6 | 1.6 |  | 10 | 2006 | NG BLQ: LFG; N Y: N; Y N: Y |  | S |  | N | Commercial Non-CHP | 4 |  |  | N | [17 empty] | N
56306 | DeKalb County GA | 57013 | DeKalb County Green Energy Facility | GA | De Kalb | 2 | IC | OP | 1.6 | 1.6 | 1.6 |  | 10 | 2006 | NG BLQ: LFG; N Y: N; Y N: Y |  | S |  | N | Commercial Non-CHP | 4 |  |  | N | [17 empty] | N
56310 | Boise White Paper LLC | 55044 | Boise Cascade Pulp & Paper Mill | AL | Clarke | STG1 | ST | OP | 18 | 17.8 | 17.8 |  | 6 | 1996 | NG | BLQ | DFO |  |  |  | N | N |  | S |  | Y | Industrial CHP | 7 | T | N | N | [17 empty] | N | [6 empty] | NG | DFO
56316 | Covanta WBH LLC | 50660 | Covanta WBH LLC | OK | Tulsa | GEN1 | ST | OP | 16.8 | 15.6 | 15.8 |  | 1 | 1989 | NG BLQ: MSW; N Y: N; Y N: Y |  | W |  | Y | Industrial CHP | 7 | B | N | N | [12 empty] | N | [11 empty] | NG
56318 | SCE Engineers | 55885 | Montgomery County Oaks LFGE Plant | MD | Montgomery | CAT35 | IC | OP | 1.6 | 1.5 | 1.5 |  | 6 | 2009 | NG BLQ: LFG; N Y: N; Y N: Y |  | W |  | N | IPP Non-CHP | 2 |  |  | N | [17 empty] | N
56318 | SCE Engineers | 55885 | Montgomery County Oaks LFGE Plant | MD | Montgomery | GEJGC | IC | OP | 0.8 | 0.8 | 0.8 |  | 6 | 2009 | NG BLQ: LFG; N Y: N; Y N: Y |  | W |  | N | IPP Non-CHP | 2 |  |  | N | [17 empty] | N
56336 | Milford Wind Corridor Phase I LLC | 57079 | Milford Wind Corridor I LLC | UT | Beaver | 1 | WT | OP | 203.5 | 203.5 | 203.5 |  | 9 | 2009 | NG BLQ: WND; N Y: N; Y N: Y |  | S | 97 | N | IPP Non-CHP | 2 |  |  | N | [17 empty] | N
56337 | Vermont Wind LLC | 57080 | Sheffield Wind | VT | Caledonia | 1 | WT | OP | 40 | 40 | 40 |  | 10 | 2011 | NG BLQ: WND; N Y: N; Y N: Y |  | S | 16 | N | IPP Non-CHP | 2 | [20 empty] | N
56338 | Kahuku Wind Power LLC | 57087 | Kahuku Wind Power LLC | HI | Honolulu | 1 | WT | OA | 30 | 30 | 30 |  | 3 | 2011 | NG BLQ: WND; N Y: N; Y N: Y |  | S | 12 | N | IPP Non-CHP | 2 | [20 empty] | N
56338 | Kahuku Wind Power LLC | 57087 | Kahuku Wind Power LLC | HI | Honolulu | 2 | BA | OS | 15 | 15 | 15 |  | 3 | 2011 | NG BLQ: MWH; N Y: N; Y N: Y |  | S |  | N | IPP Non-CHP | 2 | [20 empty] | N
56341 | Kaheawa Wind Power II LLC | 57082 | Kaheawa Wind Power II LLC | HI | Maui | 1 | WT | OP | 21 | 21 | 21 |  | 6 | 2012 | NG BLQ: WND; N Y: N; Y N: Y |  | S | 14 | N | IPP Non-CHP | 2 | [20 empty] | N
56341 | Kaheawa Wind Power II LLC | 57082 | Kaheawa Wind Power II LLC | HI | Maui | 2 | BA | OP | 10 | 10 | 10 |  | 6 | 2012 | NG BLQ: MWH; N Y: N; Y N: Y |  | S |  | N | IPP Non-CHP | 2 | [20 empty] | N
56342 | Blue Sky East LLC | 57083 | Bull Hill Wind Project | ME | Hancock | 1 | WT | OP | 34.5 | 34.5 | 34.5 |  | 10 | 2012 | NG BLQ: WND; N Y: N; Y N: Y |  | S | 19 | N | IPP Non-CHP | 2 | [20 empty] | N
56344 | SeaWest Asset Management Services Inc | 57044 | Armenia Mountain Wind Farm | PA | Tioga | 1 | WT | OP | 100.5 | 100.5 | 100.5 |  | 12 | 2009 | NG BLQ: WND; N Y: N; Y N: Y |  | S | 67 | N | IPP Non-CHP | 2 |  |  | N
56351 | Denton Power LLC | 57071 | Denton Power LLC | TX | Denton | 1 | IC | OP | 1.6 | 1.6 | 1.6 |  | 12 | 2008 | NG BLQ: LFG; N Y: N; Y N: Y |  | S |  | N | IPP Non-CHP | 2 |  |  | N
56352 | GenConn Devon LLC | 57070 | GenConn Devon LLC | CT | New Haven | 15 | GT | OP | 60.5 | 46.9 | 49.2 |  | 7 | 2010 | NG BLQ: KER; NG NG: NG; N Y: Y; Y N: Y |  | S |  | N | IPP Non-CHP | 2 |  |  | N
56352 | GenConn Devon LLC | 57070 | GenConn Devon LLC | CT | New Haven | 16 | GT | OP | 60.5 | 46.9 | 49.2 |  | 6 | 2010 | NG BLQ: KER; NG NG: NG; N Y: Y; Y N: Y |  | S |  | N | IPP Non-CHP | 2 |  |  | N
56352 | GenConn Devon LLC | 57070 | GenConn Devon LLC | CT | New Haven | 17 | GT | OP | 60.5 | 46.9 | 49.2 |  | 6 | 2010 | NG BLQ: KER; NG NG: NG; N Y: Y; Y N: Y |  | S |  | N | IPP Non-CHP | 2 |  |  | N
56352 | GenConn Devon LLC | 57070 | GenConn Devon LLC | CT | New Haven | 18 | GT | OP | 60.5 | 46.9 | 49.2 |  | 6 | 2010 | NG BLQ: KER; NG NG: NG; N Y: Y; Y N: Y |  | S |  | N | IPP Non-CHP | 2 |  |  | N
56353 | Twin Cities Hydro LLC | 57069 | Twin Cities Hydro LLC | MN | Ramsey | 1 | HY | OP | 4.5 | 4.5 | 4.5 |  | 10 | 1924 | NG BLQ: WAT; N Y: N; Y N: Y |  | S | 1 | N | IPP Non-CHP | 2 |  |  | N
56353 | Twin Cities Hydro LLC | 57069 | Twin Cities Hydro LLC | MN | Ramsey | 2 | HY | OP | 4.5 | 4.5 | 4.5 |  | 10 | 1924 | NG BLQ: WAT; N Y: N; Y N: Y |  | S | 1 | N | IPP Non-CHP | 2 |  |  | N
56353 | Twin Cities Hydro LLC | 57069 | Twin Cities Hydro LLC | MN | Ramsey | 3 | HY | OP | 4.5 | 4.5 | 4.5 |  | 10 | 1924 | NG BLQ: WAT; N Y: N; Y N: Y |  | S | 1 | N | IPP Non-CHP | 2 |  |  | N
56353 | Twin Cities Hydro LLC | 57069 | Twin Cities Hydro LLC | MN | Ramsey | 4 | HY | OP | 4.5 | 4.5 | 4.5 |  | 10 | 1924 | NG BLQ: WAT; N Y: N; Y N: Y |  | S | 1 | N | IPP Non-CHP | 2 |  |  | N
56354 | GenConn Middletown LLC | 57068 | GenConn Middletown LLC | CT | Middlesex | 12 | GT | OP | 60.5 | 48.5 | 49.2 |  | 6 | 2011 | NG BLQ: KER; NG NG: NG; N Y: Y; Y N: Y |  | S |  | N | IPP Non-CHP | 2
56354 | GenConn Middletown LLC | 57068 | GenConn Middletown LLC | CT | Middlesex | 13 | GT | OP | 60.5 | 48.5 | 49.2 |  | 6 | 2011 | NG BLQ: KER; NG NG: NG; N Y: Y; Y N: Y |  | S |  | N | IPP Non-CHP | 2
56354 | GenConn Middletown LLC | 57068 | GenConn Middletown LLC | CT | Middlesex | 14 | GT | OP | 60.5 | 48.5 | 49.2 |  | 6 | 2011 | NG BLQ: KER; NG NG: NG; N Y: Y; Y N: Y |  | S |  | N | IPP Non-CHP | 2
56354 | GenConn Middletown LLC | 57068 | GenConn Middletown LLC | CT | Middlesex | 15 | GT | OP | 60.5 | 48.5 | 49.2 |  | 6 | 2011 | NG BLQ: KER; NG NG: NG; N Y: Y; Y N: Y |  | S |  | N | IPP Non-CHP | 2
56355 | LES Project Holdings LLC | 52051 | I 95 Municipal Landfill Phase I | VA | Fairfax | UNT1 | IC | OP | 0.8 | 0.8 | 0.8 |  | 1 | 1992 | NG BLQ: LFG; N Y: N; Y N: Y |  | S |  | N | IPP Non-CHP | 2 |  | N | N | [17 empty] | N
56355 | LES Project Holdings LLC | 52051 | I 95 Municipal Landfill Phase I | VA | Fairfax | UNT2 | IC | OP | 0.8 | 0.8 | 0.8 |  | 1 | 1992 | NG BLQ: LFG; N Y: N; Y N: Y |  | S |  | N | IPP Non-CHP | 2 |  | N | N | [17 empty] | N
56355 | LES Project Holdings LLC | 52051 | I 95 Municipal Landfill Phase I | VA | Fairfax | UNT3 | IC | OP | 0.8 | 0.8 | 0.8 |  | 1 | 1992 | NG BLQ: LFG; N Y: N; Y N: Y |  | S |  | N | IPP Non-CHP | 2 |  | N | N | [17 empty] | N
56355 | LES Project Holdings LLC | 52051 | I 95 Municipal Landfill Phase I | VA | Fairfax | UNT4 | IC | OP | 0.8 | 0.8 | 0.8 |  | 1 | 1992 | NG BLQ: LFG; N Y: N; Y N: Y |  | S |  | N | IPP Non-CHP | 2 |  | N | N | [17 empty] | N
56355 | LES Project Holdings LLC | 54536 | Sumpter Energy Associates | MI | Wayne | 0201 | IC | OP | 0.8 | 0.8 | 0.8 |  | 7 | 1998 | NG BLQ: LFG; N Y: N; Y N: Y |  | S |  | N | IPP Non-CHP | 2 |  | N | N | [17 empty] | N
56355 | LES Project Holdings LLC | 54536 | Sumpter Energy Associates | MI | Wayne | 0202 | IC | OP | 0.8 | 0.8 | 0.8 |  | 7 | 1998 | NG BLQ: LFG; N Y: N; Y N: Y |  | S |  | N | IPP Non-CHP | 2 |  | N | N | [17 empty] | N
56355 | LES Project Holdings LLC | 54536 | Sumpter Energy Associates | MI | Wayne | 0203 | IC | OP | 0.8 | 0.8 | 0.8 |  | 7 | 1998 | NG BLQ: LFG; N Y: N; Y N: Y |  | S |  | N | IPP Non-CHP | 2 |  | N | N | [17 empty] | N
56355 | LES Project Holdings LLC | 54536 | Sumpter Energy Associates | MI | Wayne | 0204 | IC | OP | 0.8 | 0.8 | 0.8 |  | 7 | 1998 | NG BLQ: LFG; N Y: N; Y N: Y |  | S |  | N | IPP Non-CHP | 2 |  | N | N | [17 empty] | N
56355 | LES Project Holdings LLC | 54536 | Sumpter Energy Associates | MI | Wayne | 0205 | IC | OP | 0.8 | 0.8 | 0.8 |  | 7 | 1998 | NG BLQ: LFG; N Y: N; Y N: Y |  | S |  | N | IPP Non-CHP | 2 |  | N | N | [17 empty] | N
56355 | LES Project Holdings LLC | 54536 | Sumpter Energy Associates | MI | Wayne | 0386 | IC | OP | 0.8 | 0.8 | 0.8 |  | 7 | 1992 | NG BLQ: LFG; N Y: N; Y N: Y |  | S |  | N | IPP Non-CHP | 2 |  | N | N | [17 empty] | N
56355 | LES Project Holdings LLC | 54536 | Sumpter Energy Associates | MI | Wayne | 0388 | IC | OP | 0.8 | 0.8 | 0.8 |  | 7 | 1992 | NG BLQ: LFG; N Y: N; Y N: Y |  | S |  | N | IPP Non-CHP | 2 |  | N | N | [17 empty] | N
56355 | LES Project Holdings LLC | 54536 | Sumpter Energy Associates | MI | Wayne | 0389 | IC | OP | 0.8 | 0.8 | 0.8 |  | 7 | 1992 | NG BLQ: LFG; N Y: N; Y N: Y |  | S |  | N | IPP Non-CHP | 2 |  | N | N | [17 empty] | N
56355 | LES Project Holdings LLC | 54536 | Sumpter Energy Associates | MI | Wayne | 0392 | IC | OP | 0.8 | 0.8 | 0.8 |  | 7 | 1992 | NG BLQ: LFG; N Y: N; Y N: Y |  | S |  | N | IPP Non-CHP | 2 |  | N | N | [17 empty] | N
56355 | LES Project Holdings LLC | 54536 | Sumpter Energy Associates | MI | Wayne | 0435 | IC | OP | 0.8 | 0.8 | 0.8 |  | 7 | 1992 | NG BLQ: LFG; N Y: N; Y N: Y |  | S |  | N | IPP Non-CHP | 2 |  | N | N | [17 empty] | N
56355 | LES Project Holdings LLC | 54536 | Sumpter Energy Associates | MI | Wayne | 0437 | IC | OP | 0.8 | 0.8 | 0.8 |  | 7 | 1992 | NG BLQ: LFG; N Y: N; Y N: Y |  | S |  | N | IPP Non-CHP | 2 |  | N | N | [17 empty] | N
56355 | LES Project Holdings LLC | 54536 | Sumpter Energy Associates | MI | Wayne | 0440 | IC | OP | 0.8 | 0.8 | 0.8 |  | 7 | 1992 | NG BLQ: LFG; N Y: N; Y N: Y |  | S |  | N | IPP Non-CHP | 2 |  | N | N | [17 empty] | N
56355 | LES Project Holdings LLC | 54536 | Sumpter Energy Associates | MI | Wayne | 0447 | IC | OP | 0.8 | 0.8 | 0.8 |  | 7 | 1992 | NG BLQ: LFG; N Y: N; Y N: Y |  | S |  | N | IPP Non-CHP | 2 |  | N | N | [17 empty] | N
56355 | LES Project Holdings LLC | 54536 | Sumpter Energy Associates | MI | Wayne | 0464 | IC | OP | 0.8 | 0.8 | 0.8 |  | 7 | 1992 | NG BLQ: LFG; N Y: N; Y N: Y |  | S |  | N | IPP Non-CHP | 2 |  | N | N | [17 empty] | N
56355 | LES Project Holdings LLC | 54536 | Sumpter Energy Associates | MI | Wayne | 0467 | IC | OP | 0.8 | 0.8 | 0.8 |  | 7 | 1992 | NG BLQ: LFG; N Y: N; Y N: Y |  | S |  | N | IPP Non-CHP | 2 |  | N | N | [17 empty] | N
56355 | LES Project Holdings LLC | 54723 | I 95 Landfill Phase II | VA | Fairfax | UNT1 | IC | OP | 0.8 | 0.8 | 0.8 |  | 3 | 1993 | NG BLQ: LFG; N Y: N; Y N: Y |  | S |  | N | IPP Non-CHP | 2 |  | N | N | [17 empty] | N
56355 | LES Project Holdings LLC | 54723 | I 95 Landfill Phase II | VA | Fairfax | UNT2 | IC | OP | 0.8 | 0.8 | 0.8 |  | 3 | 1993 | NG BLQ: LFG; N Y: N; Y N: Y |  | S |  | N | IPP Non-CHP | 2 |  | N | N | [17 empty] | N
56355 | LES Project Holdings LLC | 54723 | I 95 Landfill Phase II | VA | Fairfax | UNT3 | IC | OP | 0.8 | 0.8 | 0.8 |  | 3 | 1993 | NG BLQ: LFG; N Y: N; Y N: Y |  | S |  | N | IPP Non-CHP | 2 |  | N | N | [17 empty] | N
56355 | LES Project Holdings LLC | 54723 | I 95 Landfill Phase II | VA | Fairfax | UNT4 | IC | OP | 0.8 | 0.8 | 0.8 |  | 3 | 1993 | NG BLQ: LFG; N Y: N; Y N: Y |  | S |  | N | IPP Non-CHP | 2 |  | N | N | [17 empty] | N
56355 | LES Project Holdings LLC | 54903 | Adrian Energy Associates LLC | MI | Lenawee | UNT1 | IC | OP | 0.8 | 0.8 | 0.8 |  | 12 | 1994 | NG BLQ: LFG; N Y: N; Y N: Y |  | J |  | N | IPP Non-CHP | 2 |  | N | N | [17 empty] | N
56355 | LES Project Holdings LLC | 54903 | Adrian Energy Associates LLC | MI | Lenawee | UNT2 | IC | OP | 0.8 | 0.8 | 0.8 |  | 12 | 1994 | NG BLQ: LFG; N Y: N; Y N: Y |  | J |  | N | IPP Non-CHP | 2 |  | N | N | [17 empty] | N
56355 | LES Project Holdings LLC | 54903 | Adrian Energy Associates LLC | MI | Lenawee | UNT3 | IC | OP | 0.8 | 0.8 | 0.8 |  | 12 | 1994 | NG BLQ: LFG; N Y: N; Y N: Y |  | J |  | N | IPP Non-CHP | 2 |  | N | N | [17 empty] | N
56355 | LES Project Holdings LLC | 54980 | Ocean County Landfill | NJ | Ocean | UNT1 | IC | OP | 0.8 | 0.8 | 0.8 |  | 2 | 1997 | NG BLQ: LFG; N Y: N; Y N: Y |  | S |  | N | IPP Non-CHP | 2 |  | N | N | [17 empty] | N
56355 | LES Project Holdings LLC | 54980 | Ocean County Landfill | NJ | Ocean | UNT2 | IC | OP | 0.8 | 0.8 | 0.8 |  | 2 | 1997 | NG BLQ: LFG; N Y: N; Y N: Y |  | S |  | N | IPP Non-CHP | 2 |  | N | N | [17 empty] | N
56355 | LES Project Holdings LLC | 54980 | Ocean County Landfill | NJ | Ocean | UNT3 | IC | OP | 0.8 | 0.8 | 0.8 |  | 2 | 1997 | NG BLQ: LFG; N Y: N; Y N: Y |  | S |  | N | IPP Non-CHP | 2 |  | N | N | [17 empty] | N
56355 | LES Project Holdings LLC | 54980 | Ocean County Landfill | NJ | Ocean | UNT4 | IC | OP | 0.8 | 0.8 | 0.8 |  | 2 | 1997 | NG BLQ: LFG; N Y: N; Y N: Y |  | S |  | N | IPP Non-CHP | 2 |  | N | N | [17 empty] | N
56355 | LES Project Holdings LLC | 54980 | Ocean County Landfill | NJ | Ocean | UNT5 | IC | OP | 0.8 | 0.8 | 0.8 |  | 2 | 1997 | NG BLQ: LFG; N Y: N; Y N: Y |  | S |  | N | IPP Non-CHP | 2 |  | N | N | [17 empty] | N
56355 | LES Project Holdings LLC | 54980 | Ocean County Landfill | NJ | Ocean | UNT6 | IC | OP | 0.8 | 0.8 | 0.8 |  | 2 | 1997 | NG BLQ: LFG; N Y: N; Y N: Y |  | S |  | N | IPP Non-CHP | 2 |  | N | N | [17 empty] | N
56355 | LES Project Holdings LLC | 54989 | Pine Tree Acres | MI | Macomb | GEN1 | IC | OP | 0.8 | 0.8 | 0.8 |  | 6 | 1998 | NG BLQ: LFG; N Y: N; Y N: Y |  | S |  | N | IPP Non-CHP | 2 |  | N | N | [17 empty] | N
56355 | LES Project Holdings LLC | 54989 | Pine Tree Acres | MI | Macomb | GEN2 | IC | OP | 0.8 | 0.8 | 0.8 |  | 6 | 1998 | NG BLQ: LFG; N Y: N; Y N: Y |  | S |  | N | IPP Non-CHP | 2 |  | N | N | [17 empty] | N
56355 | LES Project Holdings LLC | 54989 | Pine Tree Acres | MI | Macomb | GEN3 | IC | OP | 0.8 | 0.8 | 0.8 |  | 6 | 1998 | NG BLQ: LFG; N Y: N; Y N: Y |  | S |  | N | IPP Non-CHP | 2 |  | N | N | [17 empty] | N
56355 | LES Project Holdings LLC | 54989 | Pine Tree Acres | MI | Macomb | GEN4 | IC | OP | 0.8 | 0.8 | 0.8 |  | 6 | 1998 | NG BLQ: LFG; N Y: N; Y N: Y |  | S |  | N | IPP Non-CHP | 2 |  | N | N | [17 empty] | N
56355 | LES Project Holdings LLC | 54989 | Pine Tree Acres | MI | Macomb | GEN5 | IC | OP | 0.8 | 0.8 | 0.8 |  | 6 | 1998 | NG BLQ: LFG; N Y: N; Y N: Y |  | S |  | N | IPP Non-CHP | 2 |  | N | N | [17 empty] | N
56355 | LES Project Holdings LLC | 54989 | Pine Tree Acres | MI | Macomb | GEN6 | IC | OP | 0.8 | 0.8 | 0.8 |  | 12 | 2003 | NG BLQ: LFG; N Y: N; Y N: Y |  | S |  | N | IPP Non-CHP | 2 |  | N | N | [17 empty] | N
56355 | LES Project Holdings LLC | 54989 | Pine Tree Acres | MI | Macomb | GEN7 | IC | OP | 0.8 | 0.8 | 0.8 |  | 12 | 2003 | NG BLQ: LFG; N Y: N; Y N: Y |  | S |  | N | IPP Non-CHP | 2 |  | N | N | [17 empty] | N
56355 | LES Project Holdings LLC | 54989 | Pine Tree Acres | MI | Macomb | GEN8 | IC | OP | 1.6 | 1.6 | 1.6 |  | 9 | 2010 | NG BLQ: LFG; N Y: N; Y N: Y |  | S |  | N | IPP Non-CHP | 2 |  | N | N | [17 empty] | N
56355 | LES Project Holdings LLC | 54989 | Pine Tree Acres | MI | Macomb | GEN9 | IC | OP | 1.6 | 1.6 | 1.6 |  | 9 | 2010 | NG BLQ: LFG; N Y: N; Y N: Y |  | S |  | N | IPP Non-CHP | 2 |  |  | N | [17 empty] | N
56355 | LES Project Holdings LLC | 56554 | Salt Lake Energy Systems | UT | Salt Lake | Unit1 | IC | OP | 0.8 | 0.8 | 0.8 |  | 6 | 2006 | NG BLQ: LFG; N Y: N; Y N: Y |  | J |  | N | IPP Non-CHP | 2 |  |  | N | [17 empty] | N
56355 | LES Project Holdings LLC | 56554 | Salt Lake Energy Systems | UT | Salt Lake | Unit2 | IC | OP | 0.8 | 0.8 | 0.8 |  | 6 | 2006 | NG BLQ: LFG; N Y: N; Y N: Y |  | J |  | N | IPP Non-CHP | 2 |  |  | N
56355 | LES Project Holdings LLC | 56554 | Salt Lake Energy Systems | UT | Salt Lake | Unit3 | IC | OP | 1.6 | 1.5 | 1.5 |  | 6 | 2006 | NG BLQ: LFG; N Y: N; Y N: Y |  | J |  | N | IPP Non-CHP | 2 |  |  | N
56355 | LES Project Holdings LLC | 57123 | Trail Ridge Landfill Gas Recovery | FL | DUVAL | 1 | IC | OP | 1.6 | 1.5 | 1.5 |  | 12 | 2008 | NG BLQ: LFG; N Y: N; Y N: Y |  | S |  | N | IPP Non-CHP | 2 |  |  | N | [12 empty] | N |  |  |  |  | N
56355 | LES Project Holdings LLC | 57123 | Trail Ridge Landfill Gas Recovery | FL | DUVAL | 2 | IC | OP | 1.6 | 1.5 | 1.5 |  | 12 | 2008 | NG BLQ: LFG; N Y: N; Y N: Y |  | S |  | N | IPP Non-CHP | 2 |  |  | N | [12 empty] | N |  |  |  |  | N
56355 | LES Project Holdings LLC | 57123 | Trail Ridge Landfill Gas Recovery | FL | DUVAL | 3 | IC | OP | 1.6 | 1.5 | 1.5 |  | 12 | 2008 | NG BLQ: LFG; N Y: N; Y N: Y |  | S |  | N | IPP Non-CHP | 2 |  |  | N | [12 empty] | N |  |  |  |  | N
56355 | LES Project Holdings LLC | 57123 | Trail Ridge Landfill Gas Recovery | FL | DUVAL | 4 | IC | OP | 1.6 | 1.5 | 1.5 |  | 12 | 2008 | NG BLQ: LFG; N Y: N; Y N: Y |  | S |  | N | IPP Non-CHP | 2 |  |  | N | [12 empty] | N |  |  |  |  | N |  | N
56355 | LES Project Holdings LLC | 57123 | Trail Ridge Landfill Gas Recovery | FL | DUVAL | 5 | IC | OP | 1.6 | 1.5 | 1.5 |  | 12 | 2008 | NG BLQ: LFG; N Y: N; Y N: Y |  | S |  | N | IPP Non-CHP | 2 |  |  | N | [12 empty] | N |  |  |  |  | N
56355 | LES Project Holdings LLC | 57123 | Trail Ridge Landfill Gas Recovery | FL | DUVAL | 6 | IC | OP | 1.6 | 1.5 | 1.5 |  | 12 | 2008 | NG BLQ: LFG; N Y: N; Y N: Y |  | S |  | N | IPP Non-CHP | 2 |  |  | N | [12 empty] | N |  |  |  |  | N
56356 | Erie Wind LLC | 57078 | Steel Winds II | NY | Erie | 1 | WT | OP | 15 | 15 | 15 |  | 1 | 2012 | NG BLQ: WND; N Y: N; Y N: Y |  | S | 6 | N | IPP Non-CHP | 2 | [20 empty] | N
56358 | CAMS NM LLC | 56458 | Hobbs Generating Station | NM | Lea | GT1 | CT | OP | 196.9 | 149.8 | 165.5 |  | 9 | 2008 | NG BLQ: NG; N Y: N; Y N: Y |  | W |  | N | IPP Non-CHP | 2 |  | N | N
56358 | CAMS NM LLC | 56458 | Hobbs Generating Station | NM | Lea | GT2 | CT | OP | 196.9 | 143.2 | 160.6 |  | 9 | 2008 | NG BLQ: NG; N Y: N; Y N: Y |  | W |  | N | IPP Non-CHP | 2 |  | N | N
56358 | CAMS NM LLC | 56458 | Hobbs Generating Station | NM | Lea | ST3 | CA | OP | 264.6 | 237.4 | 250.6 |  | 9 | 2008 | NG BLQ: NG; N Y: N; Y N: Y |  | W |  | N | IPP Non-CHP | 2 |  | Y | N
56364 | United States Steel Granite City Works | 57072 | Granite City Works | IL | Madison | G-1 | ST | OP | 78 | 78 | 78 |  | 6 | 2010 | NG BLQ: BFG; NG NG: PUR; N Y: N; Y N: Y |  | S |  | Y | Industrial CHP | 7 | T |  | N | [17 empty] | N | [6 empty] | NG
56365 | NaturEner Glacier Wind Energy 1 LLC | 57049 | NaturEner Glacier Wind Energy 1 | MT | Toole | NGW1 | WT | OP | 106.5 | 104.2 | 104.2 |  | 10 | 2008 | NG BLQ: WND; N Y: N; Y N: Y |  | S | 71 | N | IPP Non-CHP | 2 |  |  | N
56366 | NaturEner Glacier Wind Energy 2 LLC | 57050 | NaturEner Glacier Wind Energy 2 | MT | Toole | NGW2 | WT | OP | 103.5 | 100 | 100 |  | 11 | 2009 | NG BLQ: WND; N Y: N; Y N: Y |  | S | 69 | N | IPP Non-CHP | 2 |  |  | N | [17 empty] | N
56367 | Columbus Water Works | 57076 | South Columbus Water Resource Facility | GA | Muscogee | GEN1 | IC | OP | 1.8 | 1.8 | 1.8 |  | 7 | 2010 | NG BLQ: OBG; NG NG: NG; N Y: Y; Y N: N |  | S |  | Y | Commercial CHP | 5 | T |  | N | [12 empty] | N |  |  |  |  | N
56367 | Columbus Water Works | 57076 | South Columbus Water Resource Facility | GA | Muscogee | GEN2 | IC | OP | 1.8 | 1.8 | 1.8 |  | 7 | 2010 | NG BLQ: OBG; NG NG: NG; N Y: Y; Y N: N |  | S |  | Y | Commercial CHP | 5 | T |  | N | [12 empty] | N |  |  |  |  | N
56369 | Truckee Meadows Water Authority | 6513 | Fleish | NV | Washoe | 1 | HY | OP | 2 | 2.5 | 2.2 |  | 1 | 1914 | NG BLQ: WAT; N Y: N; Y N: Y |  | S |  | N | IPP Non-CHP | 2 |  | N | N
56369 | Truckee Meadows Water Authority | 6531 | Verdi | NV | WASHOE | 1 | HY | OP | 2.4 | 2.1 | 2.1 |  | 1 | 1911 | NG BLQ: WAT; N Y: N; Y N: Y |  | S |  | N | IPP Non-CHP | 2 |  | N | N | [12 empty] | N
56369 | Truckee Meadows Water Authority | 6532 | Washoe | NV | Washoe | 1 | HY | OP | 1.3 | 0.9 | 0.7 |  | 1 | 1904 | NG BLQ: WAT; N Y: N; Y N: Y |  | S |  | N | IPP Non-CHP | 2 |  | N | N
56369 | Truckee Meadows Water Authority | 6532 | Washoe | NV | Washoe | 2 | HY | OP | 1.3 | 0.9 | 0.7 |  | 1 | 1904 | NG BLQ: WAT; N Y: N; Y N: Y |  | S |  | N | IPP Non-CHP | 2 |  | N | N
56372 | Stillwater Hydro Associates LLC | 54395 | Stillwater Hydro Electric Project | NY | Saratoga | 1 | HY | OP | 1.7 | 1.7 | 1.7 |  | 4 | 1993 | NG BLQ: WAT; N Y: N; Y N: N |  | S |  | N | IPP Non-CHP | 2 |  | N | N
56372 | Stillwater Hydro Associates LLC | 54395 | Stillwater Hydro Electric Project | NY | Saratoga | 2 | HY | OP | 1.7 | 1.7 | 1.7 |  | 4 | 1993 | NG BLQ: WAT; N Y: N; Y N: N |  | S |  | N | IPP Non-CHP | 2 |  | N | N
56375 | Graphic Packaging International Inc | 54561 | Jefferson Smurfit Santa Clara Mill | CA | SANTA CLARA | GT-G | CT | OP | 24 | 23 | 24 |  | 12 | 1985 | NG BLQ: NG; N Y: N; Y N: Y |  | S |  | Y | IPP CHP | 3 | T | N | N | [17 empty] | N
56375 | Graphic Packaging International Inc | 54561 | Jefferson Smurfit Santa Clara Mill | CA | SANTA CLARA | ST-G | CA | OP | 3 | 3 | 3 |  | 2 | 1986 | NG BLQ: NG; N Y: N; Y N: Y |  | S |  | Y | IPP CHP | 3 | T | Y | N | [17 empty] | N
56377 | Duke Energy DEGS Silver Sage Wndpwr LLC | 57091 | Silver Sage Windpower | WY | Laramie | SSW01 | WT | OP | 42 | 42 | 42 |  | 10 | 2009 | NG BLQ: WND; N Y: N; Y N: Y |  | S | 20 | N | IPP Non-CHP | 2 |  |  | N | [17 empty] | N |  |  | N
56378 | Duke Energy DEGS Campbell Hill | 57090 | Campbell Hill Windpower | WY | Converse | CHWF | WT | OP | 99 | 99 | 99 |  | 12 | 2009 | NG BLQ: WND; N Y: N; Y N: Y |  | S | 66 | N | IPP Non-CHP | 2 |  |  | N | [17 empty] | N
56380 | GIM Channelview Cogeneration LLC | 55187 | Channelview Cogeneration Plant | TX | Harris | GT1 | CT | OP | 192.1 | 163 | 184 |  | 6 | 2002 | NG BLQ: NG; N Y: N; Y N: Y |  | J |  | Y | IPP CHP | 3 | T | N | N | [17 empty] | N
56380 | GIM Channelview Cogeneration LLC | 55187 | Channelview Cogeneration Plant | TX | Harris | GT2 | CT | OP | 192.1 | 163 | 185 |  | 6 | 2002 | NG BLQ: NG; N Y: N; Y N: Y |  | J |  | Y | IPP CHP | 3 | T | N | N | [17 empty] | N
56380 | GIM Channelview Cogeneration LLC | 55187 | Channelview Cogeneration Plant | TX | Harris | GT3 | CT | OP | 192.1 | 173 | 186 |  | 6 | 2002 | NG BLQ: NG; N Y: N; Y N: Y |  | J |  | Y | IPP CHP | 3 | T | N | N | [17 empty] | N
56380 | GIM Channelview Cogeneration LLC | 55187 | Channelview Cogeneration Plant | TX | Harris | GT4 | CT | OP | 192.1 | 163 | 180 |  | 8 | 2001 | NG BLQ: NG; N Y: N; Y N: Y |  | J |  | Y | IPP CHP | 3 | T | N | N | [17 empty] | N
56380 | GIM Channelview Cogeneration LLC | 55187 | Channelview Cogeneration Plant | TX | Harris | ST1 | CA | OP | 149.9 | 139 | 139 |  | 6 | 2002 | NG BLQ: NG; N Y: N; Y N: Y |  | J |  | Y | IPP CHP | 3 | B | Y | N | [17 empty] | N
56383 | Geneva Wood Fuels Inc | 55034 | Geneva Wood Fuels Inc | ME | Franklin | 0001 | ST | OS | 1.3 | 0.4 | 0.4 |  | 8 | 1980 | NG BLQ: WDS; N Y: N; Y N: Y |  | S |  | Y | Industrial CHP | 7 | T | N | N | [12 empty] | N |  |  |  |  | N
56383 | Geneva Wood Fuels Inc | 55034 | Geneva Wood Fuels Inc | ME | Franklin | 0002 | ST | OS | 0.7 | 0.5 | 0.5 |  | 10 | 2004 | NG BLQ: WDS; N Y: N; Y N: Y |  | S |  | Y | Industrial CHP | 7 | T | N | N | [12 empty] | N |  |  |  |  | N
56385 | Duke Energy DEGS North Allegheny | 56651 | North Allegheny Windpower Project | PA | Blair | 1 | WT | OP | 70 | 70 | 70 |  | 9 | 2009 | NG BLQ: WND; N Y: N; Y N: Y |  | S | 35 | N | IPP Non-CHP | 2 |  |  | N
56386 | NAEA Rock Springs LLC | 7835 | NAEA Rock Springs LLC | MD | Cecil | 1 | GT | OP | 198.9 | 161.7 | 187 |  | 6 | 2003 | NG BLQ: NG; N Y: N; Y N: Y |  | W |  | N | IPP Non-CHP | 2 |  | N | N | [17 empty] | N
56386 | NAEA Rock Springs LLC | 7835 | NAEA Rock Springs LLC | MD | Cecil | 2 | GT | OP | 175.9 | 161 | 187 |  | 6 | 2003 | NG BLQ: NG; N Y: N; Y N: Y |  | W |  | N | IPP Non-CHP | 2 |  | N | N
56386 | NAEA Rock Springs LLC | 7835 | NAEA Rock Springs LLC | MD | Cecil | 3 | GT | OP | 198.9 | 167.4 | 189.1 |  | 6 | 2003 | NG BLQ: NG; N Y: N; Y N: Y |  | W |  | N | IPP Non-CHP | 2 |  | N | N | [17 empty] | N
56386 | NAEA Rock Springs LLC | 7835 | NAEA Rock Springs LLC | MD | Cecil | 4 | GT | OP | 198.9 | 167.9 | 188.3 |  | 6 | 2003 | NG BLQ: NG; N Y: N; Y N: Y |  | W |  | N | IPP Non-CHP | 2 |  | N | N
56389 | Doyon Utilities - Ft. Wainwright | 50308 | Utility Plants Section | AK | Fairbanks North Star | GEN1 | ST | OP | 5 | 24 | 17.3 | F401 | 1 | 1955 | NG BLQ: SUB; N Y: N; Y N: Y | Y | S |  | Y | Commercial CHP | 5 | T | N | N | [17 empty] | N |  |  | Y
56389 | Doyon Utilities - Ft. Wainwright | 50308 | Utility Plants Section | AK | Fairbanks North Star | GEN2 | ST | OS | 2.5 |  |  | F401 | 1 | 1945 | NG BLQ: SUB; N Y: N; Y N: Y | Y | S |  | Y | Commercial CHP | 5 | T | N | N | [17 empty] | N |  |  | Y
56389 | Doyon Utilities - Ft. Wainwright | 50308 | Utility Plants Section | AK | Fairbanks North Star | GEN3 | ST | OP | 5 |  |  | F401 | 1 | 1955 | NG BLQ: SUB; N Y: N; Y N: Y | Y | S |  | Y | Commercial CHP | 5 | T | N | N | [17 empty] | N | N |  | Y
56389 | Doyon Utilities - Ft. Wainwright | 50308 | Utility Plants Section | AK | Fairbanks North Star | GEN4 | ST | OP | 5 |  |  | F401 | 1 | 1955 | NG BLQ: SUB; N Y: N; Y N: Y | Y | S |  | Y | Commercial CHP | 5 | T | N | N | [17 empty] | N | N |  | Y
56389 | Doyon Utilities - Ft. Wainwright | 50308 | Utility Plants Section | AK | Fairbanks North Star | GEN5 | ST | OP | 5 |  |  | F401 | 1 | 1989 | NG BLQ: SUB; N Y: N; Y N: Y | Y | S |  | Y | Commercial CHP | 5 | T | N | N | [17 empty] | N |  |  | Y
56391 | Freshwater Pulp Company | 10074 | Pulp Mill Power House | CA | Humboldt | GEN1 | ST | OS | 20 | 20 | 20 |  | 8 | 1965 | NG BLQ: BLQ; NG NG: NG; N Y: Y; Y N: Y |  | S |  | Y | Industrial CHP | 7 | T | N | N | [12 empty] | N |  |  |  |  | N | [6 empty] | NG
56392 | Chalmette Refining LLC | 50626 | Chalmette Refining LLC | LA | St Bernard | GEN1 | OT | OP | 5.7 | 1.2 | 1.5 |  | 3 | 1990 | NG BLQ: OTH; N Y: N; Y N: N |  | S |  | N | Industrial Non-CHP | 6 |  | N | N | [17 empty] | N |  | Y
56394 | Chevron USA | 57093 | Casper Wind Farm | WY | Natrona | CWGT | WT | OP | 17 | 17 | 17 |  | 12 | 2009 | NG BLQ: WND; N Y: N; Y N: Y |  | S | 11 | N | IPP Non-CHP | 2 |  |  | N | [17 empty] | N
56395 | J&A-Whittier LLC | 57102 | Whittier LFG Power Plant #1 | CA | Los Angeles | EN01 | IC | OP | 1.1 | 1 | 1 |  | 12 | 2006 | NG BLQ: LFG; N Y: N; Y N: N |  | S |  | Y | IPP CHP | 3 | T |  | N
56395 | J&A-Whittier LLC | 57102 | Whittier LFG Power Plant #1 | CA | Los Angeles | EN02 | IC | OP | 1.1 | 1 | 1 |  | 4 | 2010 | NG BLQ: LFG; N Y: N; Y N: N |  | S |  | N | IPP CHP | 3 |  |  | N
56396 | J&A-Santa Maria LLC | 57100 | Santa Maria LFG Power Plant | CA | Santa Barbara | EN01 | IC | OP | 1.1 | 1 | 1 |  | 1 | 2008 | NG BLQ: LFG; N Y: N; Y N: N |  | S |  | Y | IPP CHP | 3 | T |  | N | [17 empty] | N
56397 | J&A-Santa Maria II LLC | 57101 | J&A-Santa Maria II LLC | CA | Santa Barbara | 1 | IC | OP | 1.4 | 1.4 | 1.4 |  | 9 | 2010 | NG BLQ: LFG; N Y: N; Y N: N |  | S |  | Y | IPP CHP | 3 | T |  | N | [17 empty] | N
56398 | DTE Pontiac North LLC | 10111 | DTE Pontiac North LLC | MI | Oakland | GEN1 | ST | OS | 28.9 | 19 | 26.9 |  | 10 | 1987 | NG BLQ: BIT; N Y: N; Y N: Y |  | S |  | Y | IPP CHP | 3 | T | N | Y | [9 empty] | WDS | 12 | 2014 | N |  |  |  |  | N |  | Y |  |  |  |  | NG
56400 | Simpson Tacoma Kraft Co LLC | 57099 | Simpson Tacoma Kraft Biomass | WA | Pierce | STG1 | ST | OP | 64 | 55 | 55 |  | 7 | 2009 | NG BLQ: BLQ; NG NG: WDS; N Y: N; Y N: Y |  | S |  | Y | Industrial CHP | 7 | T |  | N | [17 empty] | N | [6 empty] | WO | NG
56401 | NAEA Energy Massachusetts LLC | 1631 | Doreen | MA | Berkshire | DORE | GT | SB | 21.1 | 16.6 | 21.1 |  | 7 | 1969 | NG BLQ: JF; N Y: N; Y N: Y | Y | S |  | N | IPP Non-CHP | 2 |  | N | N
56401 | NAEA Energy Massachusetts LLC | 1634 | Gardners Falls | MA | Franklin | GF2 | HY | OS | 0.4 | 0.4 | 0.4 |  | 1 | 1964 | NG BLQ: WAT; N Y: N; Y N: Y |  | S | 0 | N | IPP Non-CHP | 2 |  | N | N | [12 empty] | N
56401 | NAEA Energy Massachusetts LLC | 1634 | Gardners Falls | MA | Franklin | GF3 | HY | SB | 0.9 | 0.9 | 0.8 |  | 1 | 1914 | NG BLQ: WAT; N Y: N; Y N: Y | Y | S | 0 | N | IPP Non-CHP | 2 |  | N | N
56401 | NAEA Energy Massachusetts LLC | 1634 | Gardners Falls | MA | Franklin | GF4 | HY | OP | 0.9 | 0.9 | 0.8 |  | 1 | 1914 | NG BLQ: WAT; N Y: N; Y N: Y |  | S | 0 | N | IPP Non-CHP | 2 |  | N | N
56401 | NAEA Energy Massachusetts LLC | 1634 | Gardners Falls | MA | Franklin | GF5 | HY | OP | 1.3 | 1.6 | 1.6 |  | 1 | 1925 | NG BLQ: WAT; N Y: N; Y N: Y |  | S | 0 | N | IPP Non-CHP | 2 |  | N | N
56401 | NAEA Energy Massachusetts LLC | 1637 | Putts Bridge | MA | Hampden | PB2 | HY | SB | 1.6 | 1.5 | 1.5 |  | 1 | 1918 | NG BLQ: WAT; N Y: N; Y N: Y | Y | S | 0 | N | IPP Non-CHP | 2 |  | N | N | [12 empty] | N
56401 | NAEA Energy Massachusetts LLC | 1637 | Putts Bridge | MA | Hampden | PB3 | HY | OP | 1.6 | 1.8 | 2.1 |  | 1 | 1918 | NG BLQ: WAT; N Y: N; Y N: Y |  | S | 0 | N | IPP Non-CHP | 2 |  | N | N
56401 | NAEA Energy Massachusetts LLC | 1638 | Redbridge | MA | Hampden | RB3 | HY | SB | 1.8 | 1.7 | 1.7 |  | 1 | 1934 | NG BLQ: WAT; N Y: N; Y N: Y | Y | S | 0 | N | IPP Non-CHP | 2 |  | N | N | [12 empty] | N
56401 | NAEA Energy Massachusetts LLC | 1638 | Redbridge | MA | Hampden | RB4 | HY | OP | 1.8 | 0.4 | 2.3 |  | 1 | 1926 | NG BLQ: WAT; N Y: N; Y N: Y |  | S | 0 | N | IPP Non-CHP | 2 |  | N | N | [12 empty] | N
56401 | NAEA Energy Massachusetts LLC | 1642 | NAEA Energy Massachusetts LLC | MA | Hampden | 3 | ST | OP | 113.6 | 101.2 | 100.1 |  | 1 | 1957 | NG BLQ: RFO; NG NG: NG; N Y: Y; Y N: Y |  | S |  | N | IPP Non-CHP | 2 |  | N | N
56401 | NAEA Energy Massachusetts LLC | 1642 | NAEA Energy Massachusetts LLC | MA | Hampden | GT-1 | GT | OP | 60 | 37.8 | 47.8 |  | 4 | 2002 | NG BLQ: NG; NG NG: DFO; N Y: Y; Y N: Y |  | S |  | N | IPP Non-CHP | 2 |  | N | N
56401 | NAEA Energy Massachusetts LLC | 1642 | NAEA Energy Massachusetts LLC | MA | Hampden | GT-2 | GT | OP | 60 | 37.7 | 47.7 |  | 4 | 2002 | NG BLQ: NG; NG NG: DFO; N Y: Y; Y N: Y |  | S |  | N | IPP Non-CHP | 2 |  | N | N
56401 | NAEA Energy Massachusetts LLC | 1642 | NAEA Energy Massachusetts LLC | MA | Hampden | WS10 | GT | OP | 17 | 17.2 | 22 |  | 1 | 1968 | NG BLQ: KER; N Y: N; Y N: Y |  | S |  | N | IPP Non-CHP | 2 |  | N | N
56401 | NAEA Energy Massachusetts LLC | 1643 | Woodland Road | MA | Hampden | WOOD | GT | SB | 20.4 | 16.7 | 21 |  | 1 | 1969 | NG BLQ: KER; NG NG: DFO; N Y: N; Y N: Y | Y | S |  | N | IPP Non-CHP | 2 |  | N | N | [12 empty] | N
56401 | NAEA Energy Massachusetts LLC | 6378 | Dwight | MA | Hampden | DW2 | HY | SB | 0.4 | 0.4 | 0.4 |  | 1 | 1920 | NG BLQ: WAT; N Y: N; Y N: Y | Y | S | 0 | N | IPP Non-CHP | 2 |  | N | N | [12 empty] | N
56401 | NAEA Energy Massachusetts LLC | 6378 | Dwight | MA | Hampden | DW3 | HY | SB | 0.4 | 0.4 | 0.4 |  | 1 | 1920 | NG BLQ: WAT; N Y: N; Y N: Y | Y | S | 0 | N | IPP Non-CHP | 2 |  | N | N | [12 empty] | N
56401 | NAEA Energy Massachusetts LLC | 6378 | Dwight | MA | Hampden | DW4 | HY | OP | 0.4 | 0.5 | 0.5 |  | 1 | 1920 | NG BLQ: WAT; N Y: N; Y N: Y |  | S | 0 | N | IPP Non-CHP | 2 |  | N | N | [12 empty] | N
56401 | NAEA Energy Massachusetts LLC | 6379 | Indian Orchard | MA | Hampden | IO3 | HY | OP | 1.5 | 1.5 | 1.5 |  | 1 | 1928 | NG BLQ: WAT; N Y: N; Y N: Y |  | S | 0 | N | IPP Non-CHP | 2 |  | N | N | [12 empty] | N
56401 | NAEA Energy Massachusetts LLC | 6379 | Indian Orchard | MA | Hampden | IO4 | HY | OP | 2.2 | 2.2 | 2.2 |  | 1 | 1928 | NG BLQ: WAT; N Y: N; Y N: Y |  | S | 0 | N | IPP Non-CHP | 2 |  | N | N | [12 empty] | N
56402 | Covanta Maine LLC | 10765 | Indeck Jonesboro Energy Center | ME | Washington | GEN1 | ST | SB | 27.5 | 20.2 | 20.2 |  | 12 | 1987 | NG BLQ: WDS; N Y: N; Y N: Y | Y | S |  | N | IPP Non-CHP | 2 |  | N | N | [17 empty] | N | [6 empty] | PG
56402 | Covanta Maine LLC | 10766 | Indeck West Enfield Energy Center | ME | Penobscot | GEN1 | ST | OP | 27.5 | 20.4 | 21.4 |  | 12 | 1987 | NG BLQ: WDS; N Y: N; Y N: Y |  | S |  | N | IPP Non-CHP | 2 |  | N | N | [17 empty] | N | [6 empty] | PG
56406 | Newark America | 57103 | Newark America Mill | MA | WORCESTER | 1 | ST | SB | 6.3 | 3 | 3 |  | 2 | 2007 | NG BLQ: NG; NG NG: DFO; N Y: Y; Y N: N | Y | S |  | Y | Industrial CHP | 7 | T |  | N | [12 empty] | N |  |  |  |  | N | [6 empty] | NG
56409 | Milford Wind Corridor Stage II LLC | 57107 | Milford Wind Corridor Stage II LLC | UT | Beaver | 1 | WT | OP | 102 | 102 | 102 |  | 5 | 2011 | NG BLQ: WND; N Y: N; Y N: Y |  | S | 68 | N | IPP Non-CHP | 2 | [20 empty] | N
56410 | Mesalands Community College | 57106 | Mesalands Comm College Wind Turbine | NM | QUAY | 1 | WT | OP | 1.5 | 1.5 | 1.5 |  | 12 | 2008 | NG BLQ: WND; N Y: N; Y N: Y |  | S | 1 | N | Commercial Non-CHP | 4 |  |  | N | [17 empty] | N
56412 | IPA Operations Inc - Armstrong | 55347 | Armstrong | PA | Armstrong | 1 | GT | OP | 172 | 146 | 169 |  | 5 | 2002 | NG BLQ: NG; NG NG: DFO; N Y: Y; Y N: Y |  | W |  | N | IPP Non-CHP | 2 |  | N | N | [17 empty] | N
56412 | IPA Operations Inc - Armstrong | 55347 | Armstrong | PA | Armstrong | 2 | GT | OP | 172 | 146 | 169 |  | 5 | 2002 | NG BLQ: NG; NG NG: DFO; N Y: Y; Y N: Y |  | W |  | N | IPP Non-CHP | 2 |  | N | N | [17 empty] | N
56412 | IPA Operations Inc - Armstrong | 55347 | Armstrong | PA | Armstrong | 3 | GT | OP | 172 | 146 | 169 |  | 5 | 2002 | NG BLQ: NG; NG NG: DFO; N Y: Y; Y N: Y |  | W |  | N | IPP Non-CHP | 2 |  | N | N | [17 empty] | N
56412 | IPA Operations Inc - Armstrong | 55347 | Armstrong | PA | Armstrong | 4 | GT | OP | 172 | 146 | 169 |  | 5 | 2002 | NG BLQ: NG; NG NG: DFO; N Y: Y; Y N: Y |  | W |  | N | IPP Non-CHP | 2 |  | N | N | [17 empty] | N
56413 | Koda Energy LLC | 57119 | Koda Biomass Plant | MN | SCOTT | 2222 | ST | OP | 23.4 | 20.3 | 20.3 |  | 5 | 2009 | AB | WDS | NG |  |  |  | Y | Y |  | S |  | Y | IPP CHP | 3 | B |  | N | [17 empty] | N
56414 | Ashtabula Wind II LLC | 57121 | Ashtabula Wind II LLC | ND | Barnes | 1 | WT | OP | 120 | 120 | 120 |  | 10 | 2009 | NG BLQ: WND; N Y: N; Y N: Y |  | S | 80 | N | IPP Non-CHP | 2 |  |  | N
56415 | Wilton Wind II LLC | 57120 | Wilton Wind II LLC | ND | Burleigh | 1 | WT | OP | 49.5 | 49.5 | 49.5 |  | 11 | 2009 | NG BLQ: WND; N Y: N; Y N: Y |  | S | 33 | N | IPP Non-CHP | 2 |  |  | N
56416 | Blue Canyon Windpower V LLC | 57108 | Blue Canyon Windpower V LLC | OK | Caddo | GEN 1 | WT | OP | 99 | 99 | 99 |  | 10 | 2009 | NG BLQ: WND; N Y: N; Y N: Y |  | S | 66 | N | IPP Non-CHP | 2 |  |  | N | [17 empty] | N
56417 | Meadow Lake Wind Farm LLC | 57109 | Meadow Lake Wind Farm LLC | IN | White | GEN 1 | WT | OP | 199.7 | 199.7 | 199.7 |  | 10 | 2009 | NG BLQ: WND; N Y: N; Y N: Y |  | S | 121 | N | IPP Non-CHP | 2 |  |  | N | [17 empty] | N
56418 | Blackstone Wind Farm LLC | 57110 | Blackstone Wind Farm LLC | IL | Livingston | GEN 1 | WT | OP | 102 | 102 | 102 |  | 10 | 2009 | NG BLQ: WND; N Y: N; Y N: Y |  | S | 68 | N | IPP Non-CHP | 2 |  |  | N | [17 empty] | N
56419 | Lost Lakes Wind Farm LLC | 57111 | Lost Lakes Wind Farm LLC | IA | Dickinson | GEN 1 | WT | OP | 100 | 100 | 100 |  | 12 | 2009 | NG BLQ: WND; N Y: N; Y N: Y |  | S | 61 | N | IPP Non-CHP | 2 |  |  | N | [17 empty] | N
56420 | Meadow Lake Wind Farm II LLC | 57112 | Meadow Lake Wind Farm II LLC | IN | White | GEN1 | WT | OP | 99 | 99 | 99 |  | 8 | 2010 | NG BLQ: WND; N Y: N; Y N: Y |  | S | 66 | N | IPP Non-CHP | 2 |  |  | N | [17 empty] | N
56421 | Blackstone Wind Farm II LLC | 57113 | Blackstone Wind Farm II LLC | IL | Livingston | GEN 1 | WT | OP | 200 | 200 | 200 |  | 8 | 2010 | NG BLQ: WND; N Y: N; Y N: Y |  | S | 132 | N | IPP Non-CHP | 2 |  |  | N | [17 empty] | N
56423 | Meadow Lake Wind Farm III LLC | 57115 | Meadow Lake Wind Farm III LLC | IN | White | GEN 1 | WT | OP | 103.5 | 103.5 | 103.5 |  | 9 | 2010 | NG BLQ: WND; N Y: N; Y N: Y |  | S | 69 | N | IPP Non-CHP | 2 |  |  | N | [17 empty] | N
56427 | University of California Irvine | 57122 | UCI Facilities Management Central Plant | CA | Orange | CTG1 | CT | OP | 13.5 | 13.5 | 13.5 |  | 7 | 2007 | [9 empty] | S |  | Y | Commercial CHP | 5 | B |  | N | [17 empty] | N | bar: NG BLQ; N Y to Y N
56427 | University of California Irvine | 57122 | UCI Facilities Management Central Plant | CA | Orange | STG1 | CA | OP | 5.5 | 5.5 | 5.5 |  | 7 | 2007 | [9 empty] | S |  | Y | Commercial CHP | 5 |  | Y | N | [17 empty] | N | bar: NG BLQ; N Y to Y N
56431 | SunE U6 Holdings LLC | 56922 | WWRF Solar Plant | CO | Garfield | EAST | PV | OP | 0.5 | 0.4 | 0.4 |  | 2 | 2009 | NG BLQ: SUN; N Y: N; Y N: Y |  | W |  | N | IPP Non-CHP | 2 |  |  | N
56431 | SunE U6 Holdings LLC | 56922 | WWRF Solar Plant | CO | Garfield | WEST | PV | OP | 1.2 | 0.9 | 0.9 |  | 2 | 2009 | NG BLQ: SUN; N Y: N; Y N: Y |  | W |  | N | IPP Non-CHP | 2 |  |  | N
56431 | SunE U6 Holdings LLC | 57005 | Mariani Packing Vacaville Solar | CA | SOLANO | 1 | PV | OP | 1 | 0.9 | 0.9 |  | 11 | 2008 | NG BLQ: SUN; N Y: N; Y N: Y |  | S |  | N | IPP Non-CHP | 2 |  |  | N | [12 empty] | N
56431 | SunE U6 Holdings LLC | 57008 | SunEdison Procter & Gamble Oxnard | CA | Ventura | 1 | PV | OP | 1 | 0.8 | 0.8 |  | 10 | 2009 | NG BLQ: SUN; N Y: N; Y N: N |  | S |  | N | IPP Non-CHP | 2 |  |  | N | [12 empty] | N
56434 | SunE M5 Holdings LLC | 57010 | SunEdison Anheuser Busch Fairfield | CA | Solano | 1 | PV | OP | 1 | 0.9 | 0.9 |  | 12 | 2008 | NG BLQ: SUN; N Y: N; Y N: Y |  | W |  | N | IPP Non-CHP | 2 |  |  | N | [12 empty] | N
56434 | SunE M5 Holdings LLC | 57012 | SunEdison Walmart Apple Valley DC | CA | SAN BERNARDINO | 1 | PV | OP | 1 | 0.9 | 0.9 |  | 3 | 2009 | NG BLQ: SUN; N Y: N; Y N: Y |  | W |  | N | IPP Non-CHP | 2 |  |  | N | [17 empty] | N
56437 | Heritage Stoney Corners Wind Farm I LLC | 57131 | Stoney Corners Wind Farm | MI | Missaukee | SCWF1 | WT | OP | 60 | 59 | 59 |  | 12 | 2009 | NG BLQ: WND; N Y: N; Y N: Y |  | S | 29 | N | IPP Non-CHP | 2 | [15 empty] | N |  |  |  |  | N
56438 | Delaware County Electric Coop, Inc | 57129 | Catskill Mts Energy Corporation | NY | DELAWARE | G1 | IC | OP | 1.1 | 1.1 | 1.1 |  | 12 | 2008 | NG BLQ: LFG; N Y: N; Y N: Y |  | W |  | N | IPP Non-CHP | 2 |  |  | N
56439 | Beaver Ridge Wind LLC | 57130 | Beaver Ridge Wind | ME | Waldo | BR1 | WT | OP | 4.5 | 1.5 | 1.5 |  | 11 | 2008 | NG BLQ: WND; N Y: N; Y N: Y |  | J | 3 | N | IPP Non-CHP | 2 |  |  | N | [17 empty] | N
56440 | G2 Energy LLC | 57128 | G2 Energy Marion LLC | FL | Marion | 357 | IC | OP | 1.6 | 1.5 | 1.5 |  | 1 | 2009 | NG BLQ: LFG; N Y: N; Y N: Y |  | S |  | N | IPP Non-CHP | 2 |  |  | N | [17 empty] | N
56440 | G2 Energy LLC | 57128 | G2 Energy Marion LLC | FL | Marion | 358 | IC | OP | 1.6 | 1.5 | 1.5 |  | 1 | 2009 | NG BLQ: LFG; N Y: N; Y N: Y |  | S |  | N | IPP Non-CHP | 2 |  |  | N | [17 empty] | N
56440 | G2 Energy LLC | 57128 | G2 Energy Marion LLC | FL | Marion | 360 | IC | OP | 0.8 | 0.8 | 0.8 |  | 10 | 2010 | NG BLQ: LFG; N Y: N; Y N: Y |  | S |  | N | IPP Non-CHP | 2 |  |  | N | [17 empty] | N
56440 | G2 Energy LLC | 57133 | G2 Energy Ostrom Road LLC | CA | YUBA | 359 | IC | OP | 1.6 | 1.5 | 1.5 |  | 2 | 2009 | NG BLQ: LFG; N Y: N; Y N: Y |  | S |  | N | IPP Non-CHP | 2 |  |  | N | [12 empty] | N
56448 | Red Shield Acquisition LLC | 10700 | Red Shield Envir Old Town Facility | ME | Penobscot | TG2 | ST | SB | 3 | 3 | 3 |  | 7 | 1956 | RFO | BLQ | NG |  |  |  | Y | Y | Y | S |  | Y | Industrial CHP | 7 | T | N | N | [17 empty] | N
56448 | Red Shield Acquisition LLC | 10700 | Red Shield Envir Old Town Facility | ME | Penobscot | TG4 | ST | OP | 12.5 | 7.5 | 12.5 |  | 7 | 1965 | BLQ | RFO | NG |  |  |  | Y | Y | Y | S |  | Y | Industrial CHP | 7 | T | N | N | [17 empty] | N
56448 | Red Shield Acquisition LLC | 10700 | Red Shield Envir Old Town Facility | ME | Penobscot | TG5 | GT | SB | 9.5 | 8.8 | 9.5 |  | 12 | 2002 | NG BLQ: NG; N Y: N; Y N: Y | Y | S |  | Y | Industrial CHP | 7 | T | N | N | [17 empty] | N
56448 | Red Shield Acquisition LLC | 10700 | Red Shield Envir Old Town Facility | ME | Penobscot | TG6 | ST | OP | 16 | 14 | 14 |  | 12 | 1987 | NG BLQ: WDS; N Y: N; Y N: Y | Y | S |  | Y | Industrial CHP | 7 | T | N | N | [17 empty] | N
56466 | Juniper Generation LLC | 10635 | Corona Cogen | CA | Riverside | GEN1 | GT | OP | 47 | 40 | 42 |  | 6 | 1988 | NG BLQ: NG; N Y: N; Y N: Y |  | S |  | Y | IPP CHP | 3 | T | N | N
56466 | Juniper Generation LLC | 10649 | Bear Mountain Cogen | CA | Kern | GEN1 | GT | OP | 46 | 46 | 48 |  | 4 | 1995 | NG BLQ: NG; N Y: N; Y N: Y |  | S |  | Y | IPP CHP | 3 | T | N | N
56466 | Juniper Generation LLC | 10650 | Badger Creek Cogen | CA | Kern | GEN1 | GT | OP | 46 | 46 | 48 |  | 4 | 1991 | NG BLQ: NG; N Y: N; Y N: Y |  | S |  | Y | IPP CHP | 3 | T | N | N
56466 | Juniper Generation LLC | 50003 | Chalk Cliff Cogen | CA | Kern | GEN1 | GT | OP | 46 | 46 | 48 |  | 3 | 1990 | NG BLQ: NG; N Y: N; Y N: Y |  | S |  | Y | IPP CHP | 3 | T | N | N | [17 empty] | N
56466 | Juniper Generation LLC | 50493 | Double C | CA | Kern | DC1 | GT | OP | 24.9 | 23 | 24 |  | 3 | 1989 | NG BLQ: NG; N Y: N; Y N: Y |  | S |  | Y | IPP CHP | 3 | T | N | N
56466 | Juniper Generation LLC | 50493 | Double C | CA | Kern | DC2 | GT | OP | 24.9 | 23 | 24 |  | 3 | 1989 | NG BLQ: NG; N Y: N; Y N: Y |  | S |  | Y | IPP CHP | 3 | T | N | N
56466 | Juniper Generation LLC | 50494 | Kern Front | CA | Kern | KF1 | GT | OP | 24.9 | 23 | 24 |  | 2 | 1989 | NG BLQ: NG; N Y: N; Y N: Y |  | S |  | Y | IPP CHP | 3 | T | N | N
56466 | Juniper Generation LLC | 50494 | Kern Front | CA | Kern | KF2 | GT | OP | 24.9 | 23 | 24 |  | 2 | 1989 | NG BLQ: NG; N Y: N; Y N: Y |  | S |  | Y | IPP CHP | 3 | T | N | N
56466 | Juniper Generation LLC | 50495 | High Sierra | CA | Kern | HS1 | GT | OP | 24.9 | 23 | 24 |  | 3 | 1989 | NG BLQ: NG; N Y: N; Y N: Y |  | S |  | Y | IPP CHP | 3 | T | N | N
56466 | Juniper Generation LLC | 50495 | High Sierra | CA | Kern | HS2 | GT | OP | 24.9 | 23 | 24 |  | 3 | 1989 | NG BLQ: NG; N Y: N; Y N: Y |  | S |  | Y | IPP CHP | 3 | T | N | N
56466 | Juniper Generation LLC | 50612 | McKittrick Cogen | CA | Kern | GEN1 | GT | OP | 46 | 46 | 48 |  | 10 | 1991 | NG BLQ: NG; N Y: N; Y N: Y |  | S |  | Y | IPP CHP | 3 | T | N | N
56466 | Juniper Generation LLC | 54768 | Live Oak Cogen | CA | Kern | GEN1 | GT | OP | 46 | 46 | 48 |  | 3 | 1992 | NG BLQ: NG; N Y: N; Y N: Y |  | S |  | Y | IPP CHP | 3 | T | N | N
56467 | Ampersand Gilman Hydro LP | 10608 | Gilman Mill | VT | Essex | GEN1 | HY | OP | 2.2 | 2.1 | 2.1 |  | 3 | 1986 | NG BLQ: WAT; N Y: N; Y N: Y |  | S | 0 | N | Industrial CHP | 7 |  | N | N | [12 empty] | N |  |  |  |  | N
56467 | Ampersand Gilman Hydro LP | 10608 | Gilman Mill | VT | Essex | GEN2 | HY | OP | 1 | 0.9 | 0.9 |  | 1 | 1966 | NG BLQ: WAT; N Y: N; Y N: Y |  | S | 0 | N | Industrial CHP | 7 |  | N | N | [12 empty] | N |  |  |  |  | N
56467 | Ampersand Gilman Hydro LP | 10608 | Gilman Mill | VT | Essex | GEN3 | HY | OP | 0.8 | 0.7 | 0.7 |  | 1 | 1941 | NG BLQ: WAT; N Y: N; Y N: Y |  | S | 0 | N | Industrial CHP | 7 |  | N | N | [12 empty] | N |  |  |  |  | N
56467 | Ampersand Gilman Hydro LP | 10608 | Gilman Mill | VT | Essex | GEN4 | HY | OP | 0.8 | 0.6 | 0.6 |  | 1 | 1941 | NG BLQ: WAT; N Y: N; Y N: Y |  | S | 0 | N | Industrial CHP | 7 |  | N | N | [12 empty] | N |  |  |  |  | N
56467 | Ampersand Gilman Hydro LP | 10608 | Gilman Mill | VT | Essex | GEN5 | ST | OS | 4 | 3.7 | 3.8 |  | 2 | 1982 | NG BLQ: WDS; N Y: N; Y N: Y |  | S |  | Y | Industrial CHP | 7 | T | N | N | [12 empty] | N |  |  |  |  | N
56469 | Enbridge G & P (Oklahoma) LP | 57132 | Nine Mile Gas Processing Plant | OK | Dewey | 1 | IC | OS | 2.8 | 2 | 2 |  | 6 | 2001 | NG BLQ: NG; NG NG: DFO; N Y: N; Y N: Y |  | S |  | N | Industrial Non-CHP | 6 |  |  | N | [17 empty] | N
56469 | Enbridge G & P (Oklahoma) LP | 57132 | Nine Mile Gas Processing Plant | OK | Dewey | 2 | IC | OS | 2.8 | 2.1 | 2.1 |  | 2 | 2001 | NG BLQ: NG; NG NG: DFO; N Y: N; Y N: Y |  | S |  | N | Industrial Non-CHP | 6 |  |  | N | [17 empty] | N
56469 | Enbridge G & P (Oklahoma) LP | 57132 | Nine Mile Gas Processing Plant | OK | Dewey | 3 | IC | OS | 2.8 | 2.1 | 2.1 |  | 4 | 2001 | NG BLQ: NG; NG NG: DFO; N Y: N; Y N: Y |  | S |  | N | Industrial Non-CHP | 6 |  |  | N | [17 empty] | N
56475 | Tuana Springs Energy LLC | 57136 | Tuana Springs | ID | Gooding | 1 | WT | OP | 16.8 | 16.8 | 16.8 |  | 5 | 2010 | NG BLQ: WND; N Y: N; Y N: N |  | S | 8 | N | IPP Non-CHP | 2 |  |  | N | [17 empty] | N
56476 | Ameresco | 57138 | Savannah River Site Biomass Cogen | SC | Aiken | 1 | ST | OP | 20.8 | 16 | 9 |  | 1 | 2012 | WDS | TDF | DFO |  |  |  | Y | N |  | W |  | Y | IPP CHP | 3 | T | N | N | [12 empty] | N |  |  |  |  | N | [6 empty] | DFO
56477 | Tallassee Shoals LLC | 7191 | Tallassee Hydro Project | GA | CLARKE | 1 | HY | OP | 2.2 | 2 | 2 |  | 8 | 1986 | NG BLQ: WAT; N Y: N; Y N: Y |  | S |  | N | IPP Non-CHP | 2 |  | N | N | [17 empty] | N
56477 | Tallassee Shoals LLC | 7191 | Tallassee Hydro Project | GA | CLARKE | 2 | HY | OP | 0.1 | 0.1 | 0.1 |  | 8 | 1986 | NG BLQ: WAT; N Y: N; Y N: Y |  | S |  | N | IPP Non-CHP | 2 |  | N | N | [17 empty] | N
56478 | University of Michigan NCampus Research | 54604 | Warner Lambert | MI | WASHTENAW | 016E | IC | SB | 1 | 1 | 1 |  | 6 | 1992 | NG BLQ: DFO; N Y: N; Y N: N | N | S |  | N | Commercial CHP | 5 |  |  | N | [17 empty] | N
56478 | University of Michigan NCampus Research | 54604 | Warner Lambert | MI | WASHTENAW | 0550 | IC | SB | 1.5 | 1.5 | 1.5 |  | 6 | 2002 | NG BLQ: DFO; N Y: N; Y N: N | N | S |  | N | Commercial CHP | 5 |  |  | N | [17 empty] | N
56478 | University of Michigan NCampus Research | 54604 | Warner Lambert | MI | WASHTENAW | 085-1 | IC | SB | 2.3 | 2.3 | 2.3 |  | 12 | 2005 | NG BLQ: DFO; N Y: N; Y N: N | Y | S |  | N | Commercial CHP | 5 |  |  | N | [17 empty] | N
56478 | University of Michigan NCampus Research | 54604 | Warner Lambert | MI | WASHTENAW | 085-2 | IC | SB | 2.3 | 2.3 | 2.3 |  | 12 | 2005 | NG BLQ: DFO; N Y: N; Y N: N | Y | S |  | N | Commercial CHP | 5 |  |  | N | [17 empty] | N
56478 | University of Michigan NCampus Research | 54604 | Warner Lambert | MI | WASHTENAW | 5164 | GT | OP | 3 | 2.8 | 3.2 |  | 8 | 1989 | NG BLQ: NG; NG NG: DFO; N Y: Y; Y N: N | Y | S |  | Y | Commercial CHP | 5 | T |  | N | [17 empty] | N
56478 | University of Michigan NCampus Research | 54604 | Warner Lambert | MI | WASHTENAW | 800-1 | IC | SB | 2.3 | 2.3 | 2.3 |  | 11 | 2007 | NG BLQ: DFO; N Y: N; Y N: N | Y | S |  | N | Commercial CHP | 5 |  |  | N | [17 empty] | N
56479 | PIC Group Inc | 10190 | Castleton Energy Center | NY | Rensselaer | GEN1 | CT | OP | 47 | 43 | 47 |  | 2 | 1992 | NG BLQ: NG; NG NG: DFO; N Y: Y; Y N: Y |  | W |  | N | IPP Non-CHP | 2 |  | N | N
56479 | PIC Group Inc | 10190 | Castleton Energy Center | NY | Rensselaer | GEN2 | CA | OP | 25 | 25 | 25 |  | 2 | 1992 | NG BLQ: NG; NG NG: DFO; N Y: N; Y N: Y |  | W |  | N | IPP Non-CHP | 2 |  | Y | N
56480 | Empire Generating Co LLC | 56259 | Empire Generating Co LLC | NY | Rensselaer | CT11 | CT | OP | 179 | 155 | 190 |  | 9 | 2010 | NG BLQ: NG; NG NG: DFO; N Y: Y; Y N: Y |  | S |  | Y | IPP CHP | 3 | B |  | N | [17 empty] | N | [6 empty] | NG
56480 | Empire Generating Co LLC | 56259 | Empire Generating Co LLC | NY | Rensselaer | CT12 | CT | OP | 179 | 155 | 190 |  | 9 | 2010 | NG BLQ: NG; NG NG: DFO; N Y: Y; Y N: Y |  | S |  | Y | IPP CHP | 3 | B |  | N | [17 empty] | N | [6 empty] | NG
56480 | Empire Generating Co LLC | 56259 | Empire Generating Co LLC | NY | Rensselaer | ST13 | CA | OP | 295.7 | 270 | 295.7 |  | 9 | 2010 | NG BLQ: NG; NG NG: DFO; N Y: Y; Y N: Y |  | S |  | Y | IPP CHP | 3 | B | Y | N | [17 empty] | N | [6 empty] | NG
56482 | Gamesa Energy USA | 57976 | Pocahontas Prairie Wind Farm | IA | Pocahontas | 1 | WT | OP | 80 | 80 | 80 |  | 2 | 2012 | NG BLQ: WND; N Y: N; Y N: Y |  | S | 40 | N | IPP Non-CHP | 2 |  |  | N | [17 empty] | N
56483 | Eurus Combine Hills II LLC | 57137 | Eurus Combine Hills Turbine Ranch 2 | OR | Umatilla | 1 | WT | OP | 63 | 63 | 63 |  | 1 | 2010 | NG BLQ: WND; N Y: N; Y N: Y |  | S | 63 | N | IPP Non-CHP | 2 |  |  | N
56484 | Butler Ridge Wind Energy Center | 56647 | Butler Ridge | WI | Dodge | 1 | WT | OP | 54 | 54 | 54 |  | 2 | 2009 | NG BLQ: WND; N Y: N; Y N: Y |  | W | 36 | N | IPP Non-CHP | 2 |  |  | N
56484 | Butler Ridge Wind Energy Center | 56650 | Wessington Springs | SD | Jerauld | 1 | WT | OP | 51 | 51 | 51 |  | 2 | 2009 | NG BLQ: WND; N Y: N; Y N: Y |  | W | 34 | N | IPP Non-CHP | 2 |  |  | N
56487 | Krayn Wind LLC | 57139 | Highland Wind Project | PA | Cambria | 1 | WT | OP | 62.5 | 62.5 | 62.5 |  | 8 | 2009 | NG BLQ: WND; N Y: N; Y N: Y |  | S | 25 | N | IPP Non-CHP | 2 |  |  | N
56488 | Ascend Performance Materials | 10418 | Ascend Performance Materials Texas Inc. | TX | Brazoria | GEN1 | ST | OP | 6 | 5.2 | 5.2 |  | 6 | 1993 | NG BLQ: OG; NG NG: NG; N Y: N; Y N: Y |  | S |  | Y | Industrial CHP | 7 | B | N | N | [17 empty] | N | [6 empty] | NG
56488 | Ascend Performance Materials | 10418 | Ascend Performance Materials Texas Inc. | TX | Brazoria | GEN4 | ST | OP | 46.1 | 42.5 | 42.5 |  | 10 | 2000 | NG BLQ: OG; NG NG: NG; N Y: N; Y N: Y | Y | S |  | Y | Industrial CHP | 7 | B | N | N | [17 empty] | N | [6 empty] | NG
56490 | LS Power Development LLC | 55422 | DeSoto County Plant | FL | De Soto | DES1 | GT | OP | 199.4 | 159 | 184 |  | 5 | 2002 | NG BLQ: NG; NG NG: DFO; N Y: Y; Y N: Y |  | S |  | N | IPP Non-CHP | 2 |  |  | N | [17 empty] | N
56490 | LS Power Development LLC | 55422 | DeSoto County Plant | FL | De Soto | DES2 | GT | OP | 199.4 | 161 | 188 |  | 5 | 2002 | NG BLQ: NG; NG NG: DFO; N Y: Y; Y N: Y |  | S |  | N | IPP Non-CHP | 2 |  |  | N | [17 empty] | N
56491 | Tilton Energy LLC | 7760 | Tilton | IL | Vermilion | 1 | GT | OP | 47 | 44 | 47 |  | 6 | 1999 | NG BLQ: NG; N Y: N; Y N: Y |  | S |  | N | IPP Non-CHP | 2 |  | N | N | [17 empty] | N
56491 | Tilton Energy LLC | 7760 | Tilton | IL | Vermilion | 2 | GT | OP | 47 | 44 | 47 |  | 6 | 1999 | NG BLQ: NG; N Y: N; Y N: Y |  | S |  | N | IPP Non-CHP | 2 |  | N | N | [17 empty] | N
56491 | Tilton Energy LLC | 7760 | Tilton | IL | Vermilion | 3 | GT | OP | 47 | 44 | 47 |  | 6 | 1999 | NG BLQ: NG; N Y: N; Y N: Y |  | S |  | N | IPP Non-CHP | 2 |  | N | N | [17 empty] | N
56491 | Tilton Energy LLC | 7760 | Tilton | IL | Vermilion | 4 | GT | OP | 47 | 44 | 47 |  | 6 | 1999 | NG BLQ: NG; N Y: N; Y N: Y |  | S |  | N | IPP Non-CHP | 2 |  | N | N | [17 empty] | N
56493 | RV CSU Power LLC | 57141 | RV CSU Power LLC | CO | LARIMER | CSU1 | PV | OP | 1.9 | 1.9 | 1.9 |  | 12 | 2009 | NG BLQ: SUN; N Y: N; Y N: Y |  | S |  | N | Commercial Non-CHP | 4 |  |  | N | [17 empty] | N
56497 | Big Valley Power (BVP) LLC | 10288 | Big Valley Power LLC | CA | Lassen | IS27 | ST | OS | 9.3 | 8.7 | 8.7 |  | 8 | 1983 | NG BLQ: WDS; N Y: N; Y N: Y |  | S | 1 | N | Industrial Non-CHP | 6 |  | N | N | [17 empty] | N | [6 empty] | AB
56498 | Weaver Bridgewater Dairy | 57173 | Bridgewater Dairy Anaerobic Digester | OH | WILLIAMS | 1 | IC | OP | 0.6 | 0.6 | 0.6 |  | 9 | 2008 | NG BLQ: OBG; N Y: N; Y N: Y |  | S |  | N | Industrial Non-CHP | 6 |  |  | N
56498 | Weaver Bridgewater Dairy | 57173 | Bridgewater Dairy Anaerobic Digester | OH | WILLIAMS | 2 | IC | OP | 0.6 | 0.6 | 0.6 |  | 9 | 2008 | NG BLQ: OBG; N Y: N; Y N: Y |  | S |  | N | Industrial Non-CHP | 6 |  |  | N
56499 | Harvest Wind Project TIC | 57152 | Harvest Wind Project | WA | Klickitat | HWP1 | WT | OP | 98.9 | 98.9 | 98.9 |  | 12 | 2009 | NG BLQ: WND; N Y: N; Y N: Y |  | W | 43 | N | IPP Non-CHP | 2 |  |  | N | [17 empty] | N
56500 | KPAQ Industries LLC | 10697 | St Francisville Mill | LA | West Feliciana | GEN2 | ST | OS | 12.5 | 16.5 | 17 |  | 3 | 1966 | NG BLQ: BLQ; NG NG: NG; N Y: N; Y N: N |  | S |  | Y | Industrial CHP | 7 | T |  | N | [17 empty] | N | [6 empty] | NG
56505 | National Grid Generation LLC | 2511 | E F Barrett | NY | Nassau | 10 | GT | OP | 41.8 | 40.2 | 50.2 |  | 6 | 1971 | NG BLQ: NG; NG NG: DFO; N Y: Y; Y N: Y |  | S |  | N | Electric Utility | 1 |  | N | N | [17 empty] | N
56505 | National Grid Generation LLC | 2511 | E F Barrett | NY | Nassau | 11 | GT | OP | 41.8 | 40.2 | 49.2 |  | 6 | 1971 | NG BLQ: NG; NG NG: DFO; N Y: Y; Y N: Y |  | S |  | N | Electric Utility | 1 |  | N | N | [17 empty] | N
56505 | National Grid Generation LLC | 2511 | E F Barrett | NY | Nassau | 12 | GT | OP | 41.8 | 40.2 | 49.2 |  | 6 | 1971 | NG BLQ: NG; NG NG: DFO; N Y: Y; Y N: Y |  | S |  | N | Electric Utility | 1 |  | N | N | [17 empty] | N
56505 | National Grid Generation LLC | 2511 | E F Barrett | NY | Nassau | 3 | GT | OP | 18 | 16.6 | 20.2 |  | 6 | 1970 | NG BLQ: NG; NG NG: DFO; N Y: Y; Y N: Y |  | S |  | N | Electric Utility | 1 |  | N | N | [17 empty] | N
56505 | National Grid Generation LLC | 2511 | E F Barrett | NY | Nassau | 4 | GT | OP | 18 | 17.7 | 20.7 |  | 7 | 1970 | NG BLQ: NG; NG NG: DFO; N Y: Y; Y N: Y |  | S |  | N | Electric Utility | 1 |  | N | N | [17 empty] | N
56505 | National Grid Generation LLC | 2511 | E F Barrett | NY | Nassau | 5 | GT | OP | 18 | 17.4 | 20.7 |  | 7 | 1970 | NG BLQ: NG; NG NG: DFO; N Y: Y; Y N: Y |  | S |  | N | Electric Utility | 1 |  | N | N
56505 | National Grid Generation LLC | 2511 | E F Barrett | NY | Nassau | 6 | GT | OP | 18 | 17.3 | 20.1 |  | 7 | 1970 | NG BLQ: NG; NG NG: DFO; N Y: Y; Y N: Y |  | S |  | N | Electric Utility | 1 |  | N | N
56505 | National Grid Generation LLC | 2511 | E F Barrett | NY | Nassau | 8 | GT | OP | 18 | 16.8 | 19 |  | 7 | 1970 | NG BLQ: NG; NG NG: DFO; N Y: Y; Y N: Y |  | S |  | N | Electric Utility | 1 |  | N | N | [17 empty] | N
56505 | National Grid Generation LLC | 2511 | E F Barrett | NY | Nassau | 9 | GT | OP | 41.8 | 40.2 | 50 |  | 6 | 1971 | NG BLQ: NG; NG NG: DFO; N Y: Y; Y N: Y |  | S |  | N | Electric Utility | 1 |  | N | N | [17 empty] | N
56505 | National Grid Generation LLC | 2511 | E F Barrett | NY | Nassau | GT1 | GT | OP | 18 | 17.4 | 20.2 |  | 6 | 1970 | NG BLQ: NG; NG NG: DFO; N Y: Y; Y N: Y |  | S |  | N | Electric Utility | 1 |  | N | N | [17 empty] | N
56505 | National Grid Generation LLC | 2511 | E F Barrett | NY | Nassau | GT2 | GT | OP | 18 | 14.8 | 17.3 |  | 6 | 1970 | NG BLQ: NG; NG NG: DFO; N Y: Y; Y N: Y |  | S |  | N | Electric Utility | 1 |  | N | N | [17 empty] | N
56505 | National Grid Generation LLC | 2511 | E F Barrett | NY | Nassau | ST1 | ST | OP | 188 | 196.2 | 186 |  | 11 | 1956 | NG BLQ: NG; NG NG: RFO; N Y: Y; Y N: Y |  | S |  | N | Electric Utility | 1 |  | N | N | [17 empty] | N
56505 | National Grid Generation LLC | 2511 | E F Barrett | NY | Nassau | ST2 | ST | OP | 188 | 193 | 197 |  | 10 | 1963 | NG BLQ: NG; NG NG: RFO; N Y: Y; Y N: Y |  | S |  | N | Electric Utility | 1 |  | N | N
56505 | National Grid Generation LLC | 2512 | East Hampton | NY | Suffolk | 1 | GT | OP | 21.3 | 18.6 | 23.5 |  | 12 | 1970 | NG BLQ: DFO; N Y: N; Y N: Y |  | S |  | N | Electric Utility | 1 |  | N | N | [17 empty] | N
56505 | National Grid Generation LLC | 2512 | East Hampton | NY | Suffolk | 2 | IC | OP | 2 | 2 | 2 |  | 12 | 1962 | NG BLQ: DFO; N Y: N; Y N: Y |  | S |  | N | Electric Utility | 1 |  | N | N | [17 empty] | N
56505 | National Grid Generation LLC | 2512 | East Hampton | NY | Suffolk | 3 | IC | OP | 2 | 2 | 2 |  | 12 | 1962 | NG BLQ: DFO; N Y: N; Y N: Y |  | S |  | N | Electric Utility | 1 |  | N | N | [17 empty] | N
56505 | National Grid Generation LLC | 2512 | East Hampton | NY | Suffolk | 4 | IC | OP | 2 | 2 | 1.7 |  | 12 | 1962 | NG BLQ: DFO; N Y: N; Y N: Y |  | S |  | N | Electric Utility | 1 |  | N | N | [17 empty] | N
56505 | National Grid Generation LLC | 2514 | Glenwood | NY | Nassau | GT2 | GT | OP | 55 | 49 | 61.8 |  | 6 | 1972 | NG BLQ: DFO; N Y: N; Y N: Y |  | S |  | N | Electric Utility | 1 |  | N | N | [17 empty] | N
56505 | National Grid Generation LLC | 2514 | Glenwood | NY | Nassau | GT3 | GT | OP | 55 | 54.4 | 67.1 |  | 6 | 1972 | NG BLQ: DFO; N Y: N; Y N: Y |  | S |  | N | Electric Utility | 1 |  | N | N | [17 empty] | N
56505 | National Grid Generation LLC | 2515 | Montauk | NY | Suffolk | 2 | IC | OP | 2 | 2 | 1.2 |  | 12 | 1962 | NG BLQ: DFO; N Y: N; Y N: Y |  | S |  | N | Electric Utility | 1 |  | N | N | [15 empty] | 5 | 2013
56505 | National Grid Generation LLC | 2515 | Montauk | NY | Suffolk | 3 | IC | OP | 2 | 2 | 1.2 |  | 11 | 1965 | NG BLQ: DFO; N Y: N; Y N: Y |  | S |  | N | Electric Utility | 1 |  | N | N | [15 empty] | 5 | 2013
56505 | National Grid Generation LLC | 2515 | Montauk | NY | Suffolk | 4 | IC | OP | 2 | 1.7 | 1.3 |  | 11 | 1965 | NG BLQ: DFO; N Y: N; Y N: Y |  | S |  | N | Electric Utility | 1 |  | N | N | [15 empty] | 5 | 2013 | N
56505 | National Grid Generation LLC | 2516 | Northport | NY | Suffolk | 2 | ST | OP | 387 | 382.7 | 385.5 |  | 6 | 1968 | NG BLQ: NG; NG NG: RFO; N Y: Y; Y N: Y |  | S |  | N | Electric Utility | 1 |  | N | N | [17 empty] | N
56505 | National Grid Generation LLC | 2516 | Northport | NY | Suffolk | 3 | ST | OP | 387 | 399.2 | 397.7 |  | 7 | 1972 | NG BLQ: NG; NG NG: RFO; N Y: Y; Y N: Y |  | S |  | N | Electric Utility | 1 |  | N | N
56505 | National Grid Generation LLC | 2516 | Northport | NY | Suffolk | 4 | ST | OP | 387 | 394.7 | 393 |  | 12 | 1977 | NG BLQ: NG; NG NG: RFO; N Y: Y; Y N: Y |  | S |  | N | Electric Utility | 1 |  | N | N | [17 empty] | N
56505 | National Grid Generation LLC | 2516 | Northport | NY | Suffolk | GT1 | GT | OP | 16 | 12.5 | 16 |  | 3 | 1967 | NG BLQ: DFO; N Y: N; Y N: Y |  | S |  | N | Electric Utility | 1 |  | N | N | [17 empty] | N
56505 | National Grid Generation LLC | 2516 | Northport | NY | Suffolk | ST1 | ST | OP | 387 | 395.7 | 397 |  | 7 | 1967 | NG BLQ: NG; NG NG: RFO; N Y: Y; Y N: Y |  | S |  | N | Electric Utility | 1 |  | N | N | [17 empty] | N
56505 | National Grid Generation LLC | 2517 | Port Jefferson | NY | Suffolk | 3 | ST | OP | 188 | 198.5 | 191.5 |  | 11 | 1958 | NG BLQ: NG; NG NG: RFO; N Y: Y; Y N: Y |  | S |  | N | Electric Utility | 1 |  | N | N
56505 | National Grid Generation LLC | 2517 | Port Jefferson | NY | Suffolk | 4 | ST | OP | 188 | 198.5 | 192.5 |  | 11 | 1960 | NG BLQ: NG; NG NG: RFO; N Y: Y; Y N: Y |  | S |  | N | Electric Utility | 1 |  | N | N
56505 | National Grid Generation LLC | 2517 | Port Jefferson | NY | Suffolk | GT1 | GT | OP | 16 | 12.2 | 17.6 |  | 12 | 1966 | NG BLQ: DFO; N Y: N; Y N: Y |  | S |  | N | Electric Utility | 1 |  | N | N
56505 | National Grid Generation LLC | 2517 | Port Jefferson | NY | Suffolk | GT2 | GT | OP | 53 | 40.4 | 49 |  | 7 | 2002 | NG BLQ: NG; NG NG: KER; N Y: Y; Y N: Y |  | S |  | N | Electric Utility | 1 |  | N | N | [17 empty] | N
56505 | National Grid Generation LLC | 2517 | Port Jefferson | NY | Suffolk | GT3 | GT | OP | 53 | 41 | 46.7 |  | 7 | 2002 | NG BLQ: NG; NG NG: KER; N Y: Y; Y N: Y |  | S |  | N | Electric Utility | 1 |  | N | N | [17 empty] | N
56505 | National Grid Generation LLC | 2518 | Shoreham | NY | Suffolk | GT1 | GT | OP | 52.9 | 47.4 | 59.6 |  | 7 | 1971 | NG BLQ: DFO; N Y: N; Y N: Y |  | S |  | N | Electric Utility | 1 |  | N | N | [17 empty] | N
56505 | National Grid Generation LLC | 2518 | Shoreham | NY | Suffolk | GT2 | GT | OP | 18.6 | 15.7 | 20.9 |  | 4 | 1966 | NG BLQ: DFO; N Y: N; Y N: Y |  | S |  | N | Electric Utility | 1 |  | N | N | [17 empty] | N
56505 | National Grid Generation LLC | 2519 | South Hampton | NY | Suffolk | 1 | GT | OP | 11.5 | 8.6 | 11.9 |  | 3 | 1963 | NG BLQ: DFO; N Y: N; Y N: Y |  | S |  | N | Electric Utility | 1 |  | N | N | [17 empty] | N
56505 | National Grid Generation LLC | 2520 | Southold | NY | Suffolk | 1 | GT | OP | 14 | 7.4 | 9.6 |  | 8 | 1964 | NG BLQ: DFO; N Y: N; Y N: Y |  | S |  | N | Electric Utility | 1 |  | N | N | [17 empty] | N
56505 | National Grid Generation LLC | 2521 | West Babylon | NY | Suffolk | 4 | GT | OP | 52.4 | 49.2 | 63.8 |  | 8 | 1971 | NG BLQ: DFO; N Y: N; Y N: Y |  | S |  | N | Electric Utility | 1 |  | N | N | [17 empty] | N
56505 | National Grid Generation LLC | 7146 | Wading River | NY | Suffolk | 02 | GT | OP | 79.5 | 78.8 | 98.5 |  | 8 | 1989 | NG BLQ: DFO; N Y: N; Y N: Y |  | S |  | N | Electric Utility | 1 |  | N | N | [17 empty] | N
56505 | National Grid Generation LLC | 7146 | Wading River | NY | Suffolk | 03 | GT | OP | 79.5 | 76.2 | 97.6 |  | 8 | 1989 | NG BLQ: DFO; N Y: N; Y N: Y |  | S |  | N | Electric Utility | 1 |  | N | N
56505 | National Grid Generation LLC | 7146 | Wading River | NY | Suffolk | 1 | GT | OP | 79.5 | 78.9 | 98 |  | 8 | 1989 | NG BLQ: DFO; N Y: N; Y N: Y |  | S |  | N | Electric Utility | 1 |  | N | N | [17 empty] | N
56505 | National Grid Generation LLC | 7869 | Glenwood Landing | NY | Nassau | GT1 | GT | OP | 16 | 11.4 | 16 |  | 4 | 1967 | NG BLQ: DFO; NG NG: KER; N Y: N; Y N: Y |  | S |  | N | Electric Utility | 1 |  |  | N | [17 empty] | N
56505 | National Grid Generation LLC | 7869 | Glenwood Landing | NY | Nassau | GT4 | GT | OP | 53 | 40.2 | 45.8 |  | 6 | 2002 | NG BLQ: NG; NG NG: KER; N Y: Y; Y N: Y |  | S |  | N | Electric Utility | 1 |  | N | N | [17 empty] | N
56505 | National Grid Generation LLC | 7869 | Glenwood Landing | NY | Nassau | GT5 | GT | OP | 53 | 39.1 | 45.6 |  | 6 | 2002 | NG BLQ: NG; NG NG: KER; N Y: Y; Y N: Y |  | S |  | N | Electric Utility | 1 |  | N | N | [17 empty] | N
56505 | National Grid Generation LLC | 8007 | Holtsville | NY | Suffolk | 1 | GT | OP | 56.7 | 48.6 | 64.2 |  | 7 | 1974 | NG BLQ: KER; N Y: N; Y N: Y |  | S |  | N | Electric Utility | 1 |  | N | N | [17 empty] | N
56505 | National Grid Generation LLC | 8007 | Holtsville | NY | Suffolk | 10 | GT | OP | 56.7 | 49.7 | 65 |  | 7 | 1975 | NG BLQ: KER; N Y: N; Y N: Y |  | S |  | N | Electric Utility | 1 |  | N | N | [17 empty] | N
56505 | National Grid Generation LLC | 8007 | Holtsville | NY | Suffolk | 2 | GT | OP | 56.7 | 47.6 | 59.7 |  | 7 | 1974 | NG BLQ: KER; N Y: N; Y N: Y |  | S |  | N | Electric Utility | 1 |  | N | N | [17 empty] | N
56505 | National Grid Generation LLC | 8007 | Holtsville | NY | Suffolk | 3 | GT | OP | 56.7 | 46.8 | 62.5 |  | 7 | 1974 | NG BLQ: KER; N Y: N; Y N: Y |  | S |  | N | Electric Utility | 1 |  | N | N | [17 empty] | N
56505 | National Grid Generation LLC | 8007 | Holtsville | NY | Suffolk | 4 | GT | OP | 56.7 | 49.3 | 59.8 |  | 7 | 1974 | NG BLQ: KER; N Y: N; Y N: Y |  | S |  | N | Electric Utility | 1 |  | N | N | [17 empty] | N
56505 | National Grid Generation LLC | 8007 | Holtsville | NY | Suffolk | 5 | GT | OP | 56.7 | 53.5 | 63.8 |  | 7 | 1974 | NG BLQ: KER; N Y: N; Y N: Y |  | S |  | N | Electric Utility | 1 |  | N | N | [17 empty] | N
56505 | National Grid Generation LLC | 8007 | Holtsville | NY | Suffolk | 6 | GT | OP | 56.7 | 52.5 | 64.1 |  | 7 | 1975 | NG BLQ: KER; N Y: N; Y N: Y |  | S |  | N | Electric Utility | 1 |  | N | N | [17 empty] | N
56505 | National Grid Generation LLC | 8007 | Holtsville | NY | Suffolk | 7 | GT | OP | 56.7 | 52.2 | 61.4 |  | 7 | 1975 | NG BLQ: KER; N Y: N; Y N: Y |  | S |  | N | Electric Utility | 1 |  | N | N | [17 empty] | N
56505 | National Grid Generation LLC | 8007 | Holtsville | NY | Suffolk | 8 | GT | OP | 56.7 | 54.7 | 67.5 |  | 7 | 1975 | NG BLQ: KER; N Y: N; Y N: Y |  | S |  | N | Electric Utility | 1 |  | N | N | [17 empty] | N
56505 | National Grid Generation LLC | 8007 | Holtsville | NY | Suffolk | 9 | GT | OP | 56.7 | 55.4 | 64.2 |  | 7 | 1975 | NG BLQ: KER; N Y: N; Y N: Y |  | S |  | N | Electric Utility | 1 |  | N | N | [17 empty] | N
56506 | Langford Wind Power LLC | 57153 | Langford Wind Power | TX | Tom Green | 1 | WT | OP | 150 | 150 | 150 |  | 12 | 2009 | NG BLQ: WND; N Y: N; Y N: Y |  | S | 100 | N | IPP Non-CHP | 2 |  |  | N | [17 empty] | N
56510 | Imperial Valley Resource Recovery Co LLC | 57154 | Imperial Valley Resource Recovery | CA | RIVERSIDE | 1209 | ST | OS | 18.1 | 13 | 13 |  | 6 | 2009 | NG BLQ: WDS; N Y: N; Y N: Y |  | J |  | N | IPP Non-CHP | 2 |  |  | N | [17 empty] | N | [6 empty] | NG
56514 | Windy Flats Partners LLC | 57159 | Windy Flats Wind Project | WA | Klickitat | GEN1 | WT | OP | 262.2 | 262.2 | 262.2 |  | 10 | 2009 | NG BLQ: WND; N Y: N; Y N: Y |  | S | 114 | N | IPP Non-CHP | 2 |  |  | N
56515 | White River Hydroelectric | 57160 | White River Lock and Dam 1 | AR | Independence | LD#1 | HY | OP | 4.3 | 4.3 | 4.3 |  | 6 | 2007 | NG BLQ: WAT; N Y: N; Y N: Y |  | S |  | N | IPP Non-CHP | 2 |  |  | N
56515 | White River Hydroelectric | 57161 | White River Lock and Dam 2 | AR | Independence | LD#2 | HY | OP | 3.5 | 3.5 | 3.5 |  | 3 | 2007 | NG BLQ: WAT; N Y: N; Y N: Y |  | S |  | N | IPP Non-CHP | 2 |  |  | N
56515 | White River Hydroelectric | 57162 | White River Lock and Dam 3 | AR | Stone | LD#3 | HY | OP | 4.3 | 4.3 | 4.3 |  | 8 | 2006 | NG BLQ: WAT; N Y: N; Y N: Y |  | S |  | N | IPP Non-CHP | 2 |  |  | N
56516 | Morris Energy Operations Company, LLC | 10751 | Camden Plant Holding LLC | NJ | Camden | GEN1 | CT | OP | 95.2 | 94.9 | 92.6 |  | 2 | 1993 | NG BLQ: NG; NG NG: KER; N Y: Y; Y N: Y |  | W |  | N | IPP Non-CHP | 2 |  | N | N | [17 empty] | N
56516 | Morris Energy Operations Company, LLC | 10751 | Camden Plant Holding LLC | NJ | Camden | GEN2 | CA | OP | 61.8 | 50.1 | 52.1 |  | 2 | 1993 | NG BLQ: NG; N Y: N; Y N: Y |  | W |  | N | IPP Non-CHP | 2 |  | Y | N
56516 | Morris Energy Operations Company, LLC | 50497 | Bayonne Plant Holding LLC | NJ | Hudson | GTG1 | CT | OP | 43.4 | 39.5 | 43.5 |  | 7 | 1988 | NG BLQ: NG; NG NG: KER; N Y: Y; Y N: Y |  | W |  | Y | IPP CHP | 3 | T | N | N | [17 empty] | N
56516 | Morris Energy Operations Company, LLC | 50497 | Bayonne Plant Holding LLC | NJ | Hudson | GTG2 | CT | OP | 43.4 | 39.5 | 43.5 |  | 7 | 1988 | NG BLQ: NG; NG NG: KER; N Y: Y; Y N: Y |  | W |  | Y | IPP CHP | 3 | T | N | N | [17 empty] | N
56516 | Morris Energy Operations Company, LLC | 50497 | Bayonne Plant Holding LLC | NJ | Hudson | GTG3 | CT | OP | 43.4 | 39.5 | 43.5 |  | 7 | 1988 | NG BLQ: NG; NG NG: KER; N Y: Y; Y N: Y |  | W |  | Y | IPP CHP | 3 | T | N | N | [17 empty] | N
56516 | Morris Energy Operations Company, LLC | 50497 | Bayonne Plant Holding LLC | NJ | Hudson | STG1 | CA | OP | 61.4 | 39.5 | 43.5 |  | 7 | 1988 | NG BLQ: NG; NG NG: KER; N Y: N; Y N: Y |  | W |  | Y | IPP CHP | 3 | T | N | N | [17 empty] | N
56516 | Morris Energy Operations Company, LLC | 50852 | Elmwood Energy Holdings LLC | NJ | Bergen | GEN1 | CT | OP | 59 | 51 | 59 |  | 4 | 1989 | NG BLQ: NG; NG NG: DFO; N Y: Y; Y N: Y |  | W |  | Y | IPP CHP | 3 | T | N | N | [17 empty] | N
56516 | Morris Energy Operations Company, LLC | 50852 | Elmwood Energy Holdings LLC | NJ | Bergen | GEN2 | CA | OP | 24 | 13.9 | 13 |  | 5 | 1989 | NG BLQ: NG; N Y: N; Y N: Y |  | W |  | Y | IPP CHP | 3 | T | N | N | [17 empty] | N
56516 | Morris Energy Operations Company, LLC | 52026 | Dartmouth Power Associates LP | MA | Bristol | GEN1 | CT | OP | 45 | 36 | 42 |  | 3 | 1992 | NG BLQ: NG; NG NG: DFO; N Y: Y; Y N: Y |  | W |  | N | IPP Non-CHP | 2 |  |  | N | [17 empty] | N
56516 | Morris Energy Operations Company, LLC | 52026 | Dartmouth Power Associates LP | MA | Bristol | GEN2 | CA | OP | 32 | 26 | 26 |  | 3 | 1992 | NG BLQ: NG; N Y: N; Y N: Y |  | W |  | N | IPP Non-CHP | 2 |  | Y | N | [17 empty] | N
56516 | Morris Energy Operations Company, LLC | 52026 | Dartmouth Power Associates LP | MA | Bristol | GEN3 | GT | OP | 24.7 | 20.6 | 23.4 |  | 9 | 2009 | NG BLQ: NG; NG NG: DFO; N Y: Y; Y N: Y |  | W |  | N | IPP Non-CHP | 2 |  |  | N | [17 empty] | N
56516 | Morris Energy Operations Company, LLC | 54693 | York Generation Company LLC | PA | York | GT#1 | CT | OP | 8.3 | 7.9 | 9.7 |  | 4 | 1989 | NG BLQ: NG; N Y: N; Y N: Y |  | W |  | Y | IPP CHP | 3 | B | N | N | [17 empty] | N
56516 | Morris Energy Operations Company, LLC | 54693 | York Generation Company LLC | PA | York | GT#2 | CT | OP | 8.3 | 7.7 | 10.2 |  | 4 | 1989 | NG BLQ: NG; N Y: N; Y N: Y |  | W |  | Y | IPP CHP | 3 | B | N | N | [17 empty] | N
56516 | Morris Energy Operations Company, LLC | 54693 | York Generation Company LLC | PA | York | GT#5 | CT | OP | 8.3 | 8.7 | 10.3 |  | 4 | 1989 | NG BLQ: NG; N Y: N; Y N: Y |  | W |  | Y | IPP CHP | 3 | B | N | N | [17 empty] | N
56516 | Morris Energy Operations Company, LLC | 54693 | York Generation Company LLC | PA | York | GT#6 | CT | OP | 8.3 | 7.4 | 9.6 |  | 4 | 1989 | NG BLQ: NG; N Y: N; Y N: Y |  | W |  | Y | IPP CHP | 3 | B | N | N | [17 empty] | N
56516 | Morris Energy Operations Company, LLC | 54693 | York Generation Company LLC | PA | York | ST#1 | CA | OP | 9.5 | 8.5 | 7.2 |  | 8 | 1989 | NG BLQ: NG; N Y: N; Y N: Y |  | W |  | Y | IPP CHP | 3 | B | Y | N | [17 empty] | N
56516 | Morris Energy Operations Company, LLC | 54693 | York Generation Company LLC | PA | York | ST#2 | CA | OP | 9.5 | 8.3 | 8.1 |  | 8 | 1989 | NG BLQ: NG; N Y: N; Y N: Y |  | W |  | Y | IPP CHP | 3 | B | Y | N | [17 empty] | N
56518 | First State Marine Wind | 57176 | University of Delaware Wind Turbine | DE | SUSSEX | FSMW | WT | OP | 2 | 2 | 2 |  | 7 | 2010 | NG BLQ: WND; N Y: N; Y N: Y |  | J | 1 | N | Commercial Non-CHP | 4 |  |  | N | [17 empty] | N
56520 | Meadow Lake Wind Farm IV LLC | 57177 | Meadow Lake Wind Farm IV | IN | White | GEN 1 | WT | OP | 98.7 | 98.7 | 98.7 |  | 10 | 2010 | NG BLQ: WND; N Y: N; Y N: Y |  | S | 48 | N | IPP Non-CHP | 2 |  |  | N | [17 empty] | N
56523 | Colorado Highlands Wind LLC | 57174 | Colorado Highlands Wind | CO | Logan | CHW1 | WT | OP | 67.2 | 67.2 | 67.2 |  | 12 | 2012 | NG BLQ: WND; N Y: N; Y N: Y |  | S | 42 | N | IPP Non-CHP | 2 |  |  | Y | [12 empty] | Y | 11 | 2013 |  |  | N
56531 | EIF Haypress LLC | 10253 | Haypress | CA | Sierra | LGEN | HY | SB | 5 | 5 | 5 |  | 1 | 1989 | NG BLQ: WAT; N Y: N; Y N: Y | Y | S | 0 | N | IPP Non-CHP | 2 |  | N | N | [17 empty] | N
56531 | EIF Haypress LLC | 10253 | Haypress | CA | Sierra | UGEN | HY | SB | 5 | 5 | 5 |  | 12 | 1988 | NG BLQ: WAT; N Y: N; Y N: Y | Y | S | 0 | N | IPP Non-CHP | 2 |  | N | N | [17 empty] | N
56533 | Troy Energy LLC | 55348 | Troy Energy LLC | OH | Wood | 1 | GT | OP | 172 | 146 | 169 |  | 6 | 2002 | NG BLQ: NG; NG NG: DFO; N Y: Y; Y N: Y |  | W |  | N | IPP Non-CHP | 2 |  | N | N | [17 empty] | N
56533 | Troy Energy LLC | 55348 | Troy Energy LLC | OH | Wood | 2 | GT | OP | 172 | 146 | 169 |  | 6 | 2002 | NG BLQ: NG; NG NG: DFO; N Y: Y; Y N: Y |  | W |  | N | IPP Non-CHP | 2 |  | N | N | [17 empty] | N
56533 | Troy Energy LLC | 55348 | Troy Energy LLC | OH | Wood | 3 | GT | OP | 172 | 146 | 169 |  | 6 | 2002 | NG BLQ: NG; NG NG: DFO; N Y: Y; Y N: Y |  | W |  | N | IPP Non-CHP | 2 |  | N | N | [17 empty] | N
56533 | Troy Energy LLC | 55348 | Troy Energy LLC | OH | Wood | 4 | GT | OP | 172 | 146 | 169 |  | 6 | 2002 | NG BLQ: NG; NG NG: DFO; N Y: Y; Y N: Y |  | W |  | N | IPP Non-CHP | 2 |  | N | N | [17 empty] | N
56537 | Evonik Degussa Corporation | 54835 | Evonik Degussa Tippecanoe Laboratories | IN | TIPPECANOE | T121 | IC | SB | 1.2 | 1.2 | 1.2 |  | 5 | 1992 | NG BLQ: DFO; N Y: N; Y N: Y | Y | S |  | N | Industrial Non-CHP | 6 |  | N | N | [17 empty] | N | N
56540 | Northbrook Wisconsin LLC | 57190 | Little Quinnesec Falls Hydro Project | WI | MARINETTE | UNIT1 | HY | OP | 1.9 | 1.9 | 1.9 |  | 12 | 1909 | NG BLQ: WAT; N Y: N; Y N: Y |  | S |  | N | IPP Non-CHP | 2 |  |  | N
56540 | Northbrook Wisconsin LLC | 57190 | Little Quinnesec Falls Hydro Project | WI | MARINETTE | UNIT2 | HY | OP | 0.8 | 0.8 | 0.8 |  | 12 | 1900 | NG BLQ: WAT; N Y: N; Y N: Y |  | W |  | N | IPP Non-CHP | 2 |  |  | N
56540 | Northbrook Wisconsin LLC | 57190 | Little Quinnesec Falls Hydro Project | WI | MARINETTE | UNIT3 | HY | OP | 1.9 | 1.9 | 1.9 |  | 12 | 1911 | NG BLQ: WAT; N Y: N; Y N: Y |  | W |  | N | IPP Non-CHP | 2 |  |  | N
56540 | Northbrook Wisconsin LLC | 57190 | Little Quinnesec Falls Hydro Project | WI | MARINETTE | UNIT4 | HY | OP | 1 | 1 | 1 |  | 12 | 1900 | NG BLQ: WAT; N Y: N; Y N: Y |  | W |  | N | IPP Non-CHP | 2 |  |  | N
56540 | Northbrook Wisconsin LLC | 57190 | Little Quinnesec Falls Hydro Project | WI | MARINETTE | UNIT5 | HY | OP | 1 | 1 | 1 |  | 12 | 1900 | NG BLQ: WAT; N Y: N; Y N: Y |  | W |  | N | IPP Non-CHP | 2 |  |  | N
56540 | Northbrook Wisconsin LLC | 57190 | Little Quinnesec Falls Hydro Project | WI | MARINETTE | UNIT6 | HY | OP | 2.4 | 2.4 | 2.4 |  | 12 | 1916 | NG BLQ: WAT; N Y: N; Y N: Y |  | W |  | N | IPP Non-CHP | 2 |  |  | N
56543 | Black Bear Hydro Partners LLC | 1469 | Ellsworth Hydro Station | ME | Hancock | EL01 | HY | OP | 2.5 | 2.6 | 2.5 |  | 7 | 1924 | NG BLQ: WAT; N Y: N; Y N: Y |  | S | 0 | N | IPP Non-CHP | 2 |  | N | N
56543 | Black Bear Hydro Partners LLC | 1469 | Ellsworth Hydro Station | ME | Hancock | EL02 | HY | OP | 2 | 2.1 | 2 |  | 7 | 1938 | NG BLQ: WAT; N Y: N; Y N: Y |  | S | 0 | N | IPP Non-CHP | 2 |  | N | N
56543 | Black Bear Hydro Partners LLC | 1469 | Ellsworth Hydro Station | ME | Hancock | EL03 | HY | OP | 2 | 2.1 | 2 |  | 7 | 1938 | NG BLQ: WAT; N Y: N; Y N: Y |  | S | 0 | N | IPP Non-CHP | 2 |  | N | N
56543 | Black Bear Hydro Partners LLC | 1469 | Ellsworth Hydro Station | ME | Hancock | EL04 | HY | OP | 2.4 | 2.5 | 2.4 |  | 7 | 1924 | NG BLQ: WAT; N Y: N; Y N: Y |  | S | 0 | N | IPP Non-CHP | 2 |  | N | N
56543 | Black Bear Hydro Partners LLC | 1472 | Howland Hydro Station | ME | Penobscot | HL01 | HY | OP | 0.6 | 0.6 | 0.6 |  | 7 | 1921 | NG BLQ: WAT; N Y: N; Y N: Y |  | W | 0 | N | IPP Non-CHP | 2 |  | N | N
56543 | Black Bear Hydro Partners LLC | 1472 | Howland Hydro Station | ME | Penobscot | HL02 | HY | OP | 0.6 | 0.6 | 0.6 |  | 7 | 1916 | NG BLQ: WAT; N Y: N; Y N: Y |  | W | 0 | N | IPP Non-CHP | 2 |  | N | N
56543 | Black Bear Hydro Partners LLC | 1472 | Howland Hydro Station | ME | Penobscot | HL03 | HY | OP | 0.6 | 0.6 | 0.6 |  | 7 | 1916 | NG BLQ: WAT; N Y: N; Y N: Y |  | W | 0 | N | IPP Non-CHP | 2 |  | N | N
56543 | Black Bear Hydro Partners LLC | 1475 | Milford Hydro Station | ME | Penobscot | MF01 | HY | OP | 0.7 | 0.7 | 0.7 |  | 11 | 2011 | NG BLQ: WAT; N Y: N; Y N: Y |  | S |  | N | IPP Non-CHP | 2 |  | N | [18 empty] | N
56543 | Black Bear Hydro Partners LLC | 1475 | Milford Hydro Station | ME | Penobscot | MF02 | HY | OP | 0.7 | 0.7 | 0.7 |  | 11 | 2011 | NG BLQ: WAT; N Y: N; Y N: Y |  | S |  | N | IPP Non-CHP | 2 | [20 empty] | N
56543 | Black Bear Hydro Partners LLC | 1475 | Milford Hydro Station | ME | Penobscot | MF03 | HY | OP | 1.6 | 1.6 | 1.6 |  | 7 | 1956 | NG BLQ: WAT; N Y: N; Y N: Y |  | S | 0 | N | IPP Non-CHP | 2 |  | N | N
56543 | Black Bear Hydro Partners LLC | 1475 | Milford Hydro Station | ME | Penobscot | MF04 | HY | OP | 1.6 | 1.6 | 1.6 |  | 7 | 1946 | NG BLQ: WAT; N Y: N; Y N: Y |  | S | 0 | N | IPP Non-CHP | 2 |  | N | N
56543 | Black Bear Hydro Partners LLC | 1475 | Milford Hydro Station | ME | Penobscot | MF05 | HY | OP | 1.6 | 1.6 | 1.6 |  | 7 | 1941 | NG BLQ: WAT; N Y: N; Y N: Y |  | S | 0 | N | IPP Non-CHP | 2 |  | N | N
56543 | Black Bear Hydro Partners LLC | 1475 | Milford Hydro Station | ME | Penobscot | MF06 | HY | OP | 1.6 | 1.6 | 1.6 |  | 7 | 1942 | NG BLQ: WAT; N Y: N; Y N: Y |  | S | 0 | N | IPP Non-CHP | 2 |  | N | N
56543 | Black Bear Hydro Partners LLC | 1478 | Stillwater Hydro Station | ME | Penobscot | SW01 | HY | OP | 0.4 | 0.5 | 0.5 |  | 1 | 1913 | NG BLQ: WAT; N Y: N; Y N: Y |  | S | 0 | N | IPP Non-CHP | 2 |  | N | N
56543 | Black Bear Hydro Partners LLC | 1478 | Stillwater Hydro Station | ME | Penobscot | SW02 | HY | OP | 0.4 | 0.5 | 0.5 |  | 1 | 1913 | NG BLQ: WAT; N Y: N; Y N: Y |  | S | 0 | N | IPP Non-CHP | 2 |  | N | N
56543 | Black Bear Hydro Partners LLC | 1478 | Stillwater Hydro Station | ME | Penobscot | SW03 | HY | OP | 0.4 | 0.5 | 0.5 |  | 1 | 1916 | NG BLQ: WAT; N Y: N; Y N: Y |  | S | 0 | N | IPP Non-CHP | 2 |  | N | N
56543 | Black Bear Hydro Partners LLC | 1478 | Stillwater Hydro Station | ME | Penobscot | SW04 | HY | OP | 0.6 | 0.6 | 0.6 |  | 1 | 1929 | NG BLQ: WAT; N Y: N; Y N: Y |  | S | 0 | N | IPP Non-CHP | 2 |  | N | N
56543 | Black Bear Hydro Partners LLC | 1479 | Veazie Hydro Station | ME | Penobscot | VZ01 | HY | OP | 0.7 | 0.7 | 0.7 |  | 7 | 1933 | NG BLQ: WAT; N Y: N; Y N: Y |  | W | 0 | N | IPP Non-CHP | 2 |  | N | Y | [15 empty] | 6 | 2013
56543 | Black Bear Hydro Partners LLC | 1479 | Veazie Hydro Station | ME | Penobscot | VZ02 | HY | OP | 0.3 | 0.3 | 0.3 |  | 7 | 1920 | NG BLQ: WAT; N Y: N; Y N: Y |  | W | 0 | N | IPP Non-CHP | 2 |  | N | Y | [15 empty] | 6 | 2013
56543 | Black Bear Hydro Partners LLC | 1479 | Veazie Hydro Station | ME | Penobscot | VZ03 | HY | OP | 0.3 | 0.3 | 0.3 |  | 7 | 1920 | NG BLQ: WAT; N Y: N; Y N: Y |  | W | 0 | N | IPP Non-CHP | 2 |  | N | Y | [15 empty] | 6 | 2013
56543 | Black Bear Hydro Partners LLC | 1479 | Veazie Hydro Station | ME | Penobscot | VZ04 | HY | OP | 0.3 | 0.3 | 0.3 |  | 7 | 1920 | NG BLQ: WAT; N Y: N; Y N: Y |  | W | 0 | N | IPP Non-CHP | 2 |  | N | Y | [15 empty] | 6 | 2013
56543 | Black Bear Hydro Partners LLC | 1479 | Veazie Hydro Station | ME | Penobscot | VZ05 | HY | OP | 0.3 | 0.3 | 0.3 |  | 7 | 1920 | NG BLQ: WAT; N Y: N; Y N: Y |  | W | 0 | N | IPP Non-CHP | 2 |  | N | Y | [15 empty] | 6 | 2013
56543 | Black Bear Hydro Partners LLC | 1479 | Veazie Hydro Station | ME | Penobscot | VZ06 | HY | OP | 0.3 | 0.3 | 0.3 |  | 7 | 1920 | NG BLQ: WAT; N Y: N; Y N: Y |  | W | 0 | N | IPP Non-CHP | 2 |  | N | Y | [15 empty] | 6 | 2013
56543 | Black Bear Hydro Partners LLC | 1479 | Veazie Hydro Station | ME | Penobscot | VZ07 | HY | OP | 0.3 | 0.3 | 0.3 |  | 7 | 1920 | NG BLQ: WAT; N Y: N; Y N: Y |  | W | 0 | N | IPP Non-CHP | 2 |  | N | Y | [15 empty] | 6 | 2013
56543 | Black Bear Hydro Partners LLC | 1479 | Veazie Hydro Station | ME | Penobscot | VZ08 | HY | OP | 0.3 | 0.3 | 0.3 |  | 7 | 1920 | NG BLQ: WAT; N Y: N; Y N: Y |  | W | 0 | N | IPP Non-CHP | 2 |  | N | Y | [15 empty] | 6 | 2013
56543 | Black Bear Hydro Partners LLC | 1479 | Veazie Hydro Station | ME | Penobscot | VZ09 | HY | OP | 0.3 | 0.3 | 0.3 |  | 7 | 1920 | NG BLQ: WAT; N Y: N; Y N: Y |  | W | 0 | N | IPP Non-CHP | 2 |  | N | Y | [15 empty] | 6 | 2013
56543 | Black Bear Hydro Partners LLC | 1479 | Veazie Hydro Station | ME | Penobscot | VZ10 | HY | OP | 0.3 | 0.3 | 0.3 |  | 7 | 1920 | NG BLQ: WAT; N Y: N; Y N: Y |  | W | 0 | N | IPP Non-CHP | 2 |  | N | Y | [15 empty] | 6 | 2013
56543 | Black Bear Hydro Partners LLC | 1479 | Veazie Hydro Station | ME | Penobscot | VZ11 | HY | OP | 0.3 | 0.3 | 0.3 |  | 7 | 1920 | NG BLQ: WAT; N Y: N; Y N: Y |  | W | 0 | N | IPP Non-CHP | 2 |  | N | Y | [15 empty] | 6 | 2013
56543 | Black Bear Hydro Partners LLC | 1479 | Veazie Hydro Station | ME | Penobscot | VZ12 | HY | OP | 0.3 | 0.3 | 0.3 |  | 7 | 1920 | NG BLQ: WAT; N Y: N; Y N: Y |  | W | 0 | N | IPP Non-CHP | 2 |  | N | Y | [15 empty] | 6 | 2013
56543 | Black Bear Hydro Partners LLC | 1479 | Veazie Hydro Station | ME | Penobscot | VZ13 | HY | OP | 0.3 | 0.3 | 0.3 |  | 7 | 1920 | NG BLQ: WAT; N Y: N; Y N: Y |  | W | 0 | N | IPP Non-CHP | 2 |  | N | Y | [15 empty] | 6 | 2013
56543 | Black Bear Hydro Partners LLC | 1479 | Veazie Hydro Station | ME | Penobscot | VZ14 | HY | OP | 0.3 | 0.3 | 0.3 |  | 7 | 1920 | NG BLQ: WAT; N Y: N; Y N: Y |  | W | 0 | N | IPP Non-CHP | 2 |  | N | Y | [15 empty] | 6 | 2013
56543 | Black Bear Hydro Partners LLC | 1479 | Veazie Hydro Station | ME | Penobscot | VZ15 | HY | OP | 0.5 | 0.5 | 0.5 |  | 7 | 1914 | NG BLQ: WAT; N Y: N; Y N: Y |  | W | 0 | N | IPP Non-CHP | 2 |  | N | Y | [15 empty] | 6 | 2013
56543 | Black Bear Hydro Partners LLC | 1479 | Veazie Hydro Station | ME | Penobscot | VZ16 | HY | OP | 1.5 | 1.4 | 1.4 |  | 7 | 1938 | NG BLQ: WAT; N Y: N; Y N: Y |  | W | 0 | N | IPP Non-CHP | 2 |  | N | Y | [15 empty] | 6 | 2013
56543 | Black Bear Hydro Partners LLC | 1479 | Veazie Hydro Station | ME | Penobscot | VZ17 | HY | OP | 1.5 | 1.4 | 1.4 |  | 7 | 1938 | NG BLQ: WAT; N Y: N; Y N: Y |  | W | 0 | N | IPP Non-CHP | 2 |  | N | Y | [15 empty] | 6 | 2013
56543 | Black Bear Hydro Partners LLC | 10255 | Bangor Pacific Hydro | ME | Penobscot | GEN1 | HY | OP | 6.5 | 4.4 | 4.4 |  | 4 | 1988 | NG BLQ: WAT; N Y: N; Y N: Y |  | J | 0 | N | IPP Non-CHP | 2 |  | N | N | [17 empty] | N
56543 | Black Bear Hydro Partners LLC | 10255 | Bangor Pacific Hydro | ME | Penobscot | GEN2 | HY | OP | 6.5 | 5.1 | 5.1 |  | 4 | 1988 | NG BLQ: WAT; N Y: N; Y N: Y |  | J | 0 | N | IPP Non-CHP | 2 |  | N | N | [17 empty] | N
56543 | Black Bear Hydro Partners LLC | 55288 | Medway Hydro | ME | Penobscot | MW01 | HY | OP | 0.6 | 0.7 | 0.7 |  | 1 | 1923 | NG BLQ: WAT; N Y: N; Y N: Y |  | S | 0 | N | IPP Non-CHP | 2 |  | N | N
56543 | Black Bear Hydro Partners LLC | 55288 | Medway Hydro | ME | Penobscot | MW02 | HY | OP | 0.6 | 0.7 | 0.7 |  | 1 | 1923 | NG BLQ: WAT; N Y: N; Y N: Y |  | S | 0 | N | IPP Non-CHP | 2 |  | N | N
56543 | Black Bear Hydro Partners LLC | 55288 | Medway Hydro | ME | Penobscot | MW03 | HY | OP | 0.6 | 0.7 | 0.7 |  | 1 | 1923 | NG BLQ: WAT; N Y: N; Y N: Y |  | S | 0 | N | IPP Non-CHP | 2 |  | N | N
56543 | Black Bear Hydro Partners LLC | 55288 | Medway Hydro | ME | Penobscot | MW04 | HY | OP | 0.7 | 0.9 | 0.9 |  | 1 | 1925 | NG BLQ: WAT; N Y: N; Y N: Y |  | S | 0 | N | IPP Non-CHP | 2 |  | N | N
56543 | Black Bear Hydro Partners LLC | 55288 | Medway Hydro | ME | Penobscot | MW05 | HY | OP | 0.7 | 0.9 | 0.9 |  | 1 | 1925 | NG BLQ: WAT; N Y: N; Y N: Y |  | S | 0 | N | IPP Non-CHP | 2 |  | N | N
56543 | Black Bear Hydro Partners LLC | 55967 | Great Works Hydro | ME | Penobscot | WW1 | HY | OP | 1 | 1 | 0.9 |  | 12 | 1988 | NG BLQ: WAT; N Y: N; Y N: Y |  | W |  | N | IPP Non-CHP | 2 |  |  | N | [17 empty] | N
56543 | Black Bear Hydro Partners LLC | 55967 | Great Works Hydro | ME | Penobscot | WW10 | HY | OP | 0.6 | 0.6 | 0.6 |  | 1 | 1910 | NG BLQ: WAT; N Y: N; Y N: Y |  | W |  | N | IPP Non-CHP | 2 |  |  | N | [17 empty] | N
56543 | Black Bear Hydro Partners LLC | 55967 | Great Works Hydro | ME | Penobscot | WW11 | HY | OP | 0.5 | 0.5 | 0.5 |  | 1 | 1910 | NG BLQ: WAT; N Y: N; Y N: Y |  | W |  | N | IPP Non-CHP | 2 |  |  | N | [17 empty] | N
56543 | Black Bear Hydro Partners LLC | 55967 | Great Works Hydro | ME | Penobscot | WW2 | HY | OP | 1 | 1 | 0.9 |  | 12 | 1988 | NG BLQ: WAT; N Y: N; Y N: Y |  | W |  | N | IPP Non-CHP | 2 |  |  | N | [17 empty] | N
56543 | Black Bear Hydro Partners LLC | 55967 | Great Works Hydro | ME | Penobscot | WW3 | HY | OP | 1 | 1 | 0.9 |  | 12 | 1988 | NG BLQ: WAT; N Y: N; Y N: Y |  | W |  | N | IPP Non-CHP | 2 |  |  | N | [17 empty] | N
56543 | Black Bear Hydro Partners LLC | 55967 | Great Works Hydro | ME | Penobscot | WW4 | HY | OP | 0.6 | 0.6 | 0.6 |  | 1 | 1910 | NG BLQ: WAT; N Y: N; Y N: Y |  | W |  | N | IPP Non-CHP | 2 |  |  | N | [17 empty] | N
56543 | Black Bear Hydro Partners LLC | 55967 | Great Works Hydro | ME | Penobscot | WW5 | HY | OP | 0.6 | 0.6 | 0.6 |  | 1 | 1910 | NG BLQ: WAT; N Y: N; Y N: Y |  | W |  | N | IPP Non-CHP | 2 |  |  | N | [17 empty] | N
56543 | Black Bear Hydro Partners LLC | 55967 | Great Works Hydro | ME | Penobscot | WW6 | HY | OP | 0.7 | 0.7 | 0.7 |  | 1 | 1910 | NG BLQ: WAT; N Y: N; Y N: Y |  | W |  | N | IPP Non-CHP | 2 |  |  | N | [17 empty] | N
56543 | Black Bear Hydro Partners LLC | 55967 | Great Works Hydro | ME | Penobscot | WW7 | HY | OP | 0.6 | 0.6 | 0.6 |  | 1 | 1910 | NG BLQ: WAT; N Y: N; Y N: Y |  | W |  | N | IPP Non-CHP | 2 |  |  | N | [17 empty] | N
56543 | Black Bear Hydro Partners LLC | 55967 | Great Works Hydro | ME | Penobscot | WW8 | HY | OP | 0.6 | 0.6 | 0.6 |  | 1 | 1910 | NG BLQ: WAT; N Y: N; Y N: Y |  | W |  | N | IPP Non-CHP | 2 |  |  | N | [17 empty] | N
56543 | Black Bear Hydro Partners LLC | 55967 | Great Works Hydro | ME | Penobscot | WW9 | HY | OP | 0.5 | 0.5 | 0.5 |  | 1 | 1910 | NG BLQ: WAT; N Y: N; Y N: Y |  | W |  | N | IPP Non-CHP | 2 |  |  | N | [17 empty] | N
56543 | Black Bear Hydro Partners LLC | 57184 | Orono Hydro Station | ME | Penobscot | 1 | HY | OP | 0.5 | 0.5 | 0.5 |  | 3 | 2009 | NG BLQ: WAT; N Y: N; Y N: Y |  | S |  | N | IPP Non-CHP | 2 |  |  | N
56543 | Black Bear Hydro Partners LLC | 57184 | Orono Hydro Station | ME | Penobscot | 2 | HY | OP | 0.6 | 0.6 | 0.6 |  | 3 | 2009 | NG BLQ: WAT; N Y: N; Y N: Y |  | S |  | N | IPP Non-CHP | 2 |  |  | N
56543 | Black Bear Hydro Partners LLC | 57184 | Orono Hydro Station | ME | Penobscot | 3 | HY | OP | 0.8 | 0.8 | 0.8 |  | 1 | 2009 | NG BLQ: WAT; N Y: N; Y N: Y |  | S |  | N | IPP Non-CHP | 2 |  |  | N
56543 | Black Bear Hydro Partners LLC | 57184 | Orono Hydro Station | ME | Penobscot | 4 | HY | OP | 0.8 | 0.8 | 0.8 |  | 1 | 2009 | NG BLQ: WAT; N Y: N; Y N: Y |  | S |  | N | IPP Non-CHP | 2 |  |  | N
56545 | Pattern Operators LP | 50826 | Tres Vaqueros Wind Farms LLC | CA | Contra Costa | 1 | WT | OS | 28.3 | 28.3 | 28.3 |  | 1 | 1996 | NG BLQ: WND; N Y: N; Y N: Y |  | W | 86 | N | IPP Non-CHP | 2 |  | N
56545 | Pattern Operators LP | 56654 | Hatchet Ridge Wind Project | CA | SHASTA | 1 | WT | OP | 101.2 | 101.2 | 101.2 |  | 12 | 2010 | NG BLQ: WND; N Y: N; Y N: Y |  | W | 44 | N | IPP Non-CHP | 2 |  |  | N
56545 | Pattern Operators LP | 56661 | Pattern Gulf Wind | TX | Kenedy | 1 | WT | OP | 283.2 | 283.2 | 283.2 |  | 12 | 2008 | NG BLQ: WND; N Y: N; Y N: Y |  | W | 118 | N | IPP Non-CHP | 2 |  |  | N
56545 | Pattern Operators LP | 57192 | Spring Valley Wind Project | NV | WHITE PINE | WTG | WT | OP | 150 | 150 | 150 |  | 8 | 2012 | NG BLQ: WND; N Y: N; Y N: Y |  | W | 66 | N | IPP Non-CHP | 2 | [20 empty] | N
56545 | Pattern Operators LP | 57514 | Ocotillo Express LLC | CA | Imperial | WTG | WT | OP | 265.4 | 265.4 | 265.4 |  | 12 | 2012 | NG BLQ: WND; N Y: N; Y N: Y |  | W | 112 | N | IPP Non-CHP | 2 | [20 empty] | N
56548 | Lost Creek Wind LLC | 57189 | Lost Creek Wind Energy Facility | MO | De Kalb | LCW | WT | OP | 150 | 150 | 150 |  | 5 | 2010 | NG BLQ: WND; N Y: N; Y N: Y |  | S | 100 | N | IPP Non-CHP | 2 |  |  | N | [17 empty] | N
56555 | FPL Energy Montezuma Wind | 57201 | FPL Energy Montezuma Winds LLC | CA | Solano | S2.3 | WT | OP | 36.8 | 36.8 | 36.8 |  | 11 | 2010 | NG BLQ: WND; N Y: N; Y N: Y |  | S | 16 | N | IPP Non-CHP | 2 |  |  | N | [17 empty] | N
56558 | Rolling Hills Generating LLC | 55401 | Rolling Hills Generating | OH | Vinton | CT1 | GT | OP | 195.5 | 165 | 180 |  | 6 | 2003 | NG BLQ: NG; N Y: N; Y N: Y |  | S |  | N | IPP Non-CHP | 2 |  |  | N | [17 empty] | N
56558 | Rolling Hills Generating LLC | 55401 | Rolling Hills Generating | OH | Vinton | CT2 | GT | OP | 195.5 | 165 | 180 |  | 6 | 2003 | NG BLQ: NG; N Y: N; Y N: Y |  | S |  | N | IPP Non-CHP | 2 |  |  | N | [17 empty] | N
56558 | Rolling Hills Generating LLC | 55401 | Rolling Hills Generating | OH | Vinton | CT3 | GT | OP | 195.5 | 165 | 180 |  | 6 | 2003 | NG BLQ: NG; N Y: N; Y N: Y |  | S |  | N | IPP Non-CHP | 2 |  |  | N | [17 empty] | N
56558 | Rolling Hills Generating LLC | 55401 | Rolling Hills Generating | OH | Vinton | CT4 | GT | OP | 195.5 | 165 | 180 |  | 6 | 2003 | NG BLQ: NG; N Y: N; Y N: Y |  | S |  | N | IPP Non-CHP | 2 |  |  | N | [17 empty] | N
56558 | Rolling Hills Generating LLC | 55401 | Rolling Hills Generating | OH | Vinton | CT5 | GT | OP | 195.5 | 165 | 180 |  | 6 | 2003 | NG BLQ: NG; N Y: N; Y N: Y |  | S |  | N | IPP Non-CHP | 2 |  |  | N | [17 empty] | N
56559 | High Desert Power Project LLC | 55518 | High Desert Power Plant | CA | San Bernardino | CTG1 | CT | OP | 173 | 153.7 | 153.7 |  | 4 | 2003 | NG BLQ: NG; N Y: N; Y N: Y |  | S |  | N | IPP Non-CHP | 2 |  | N | N | [17 empty] | N
56559 | High Desert Power Project LLC | 55518 | High Desert Power Plant | CA | San Bernardino | CTG2 | CT | OP | 173 | 155.2 | 155.2 |  | 4 | 2003 | NG BLQ: NG; N Y: N; Y N: Y |  | S |  | N | IPP Non-CHP | 2 |  | N | N | [17 empty] | N
56559 | High Desert Power Project LLC | 55518 | High Desert Power Plant | CA | San Bernardino | CTG3 | CT | OP | 173 | 159.7 | 159.7 |  | 4 | 2003 | NG BLQ: NG; N Y: N; Y N: Y |  | S |  | N | IPP Non-CHP | 2 |  | N | N | [17 empty] | N
56559 | High Desert Power Project LLC | 55518 | High Desert Power Plant | CA | San Bernardino | STG1 | CA | OP | 333 | 274 | 300 |  | 4 | 2003 | NG BLQ: NG; NG NG: NG; N Y: N; Y N: Y |  | S |  | N | IPP Non-CHP | 2 |  | Y | N | [17 empty] | N
56561 | Day County Wind LLC | 57194 | Day County Wind LLC | SD | Day | GE15 | WT | OP | 99 | 99 | 99 |  | 4 | 2010 | NG BLQ: WND; N Y: N; Y N: Y |  | S | 66 | N | IPP Non-CHP | 2 |  |  | N | [17 empty] | N
56563 | Solar Star North Carolina I LLC | 57200 | Shelby Solar Energy Generation Facility | NC | Cleveland | 1 | PV | OP | 1 | 1 | 1 |  | 5 | 2010 | NG BLQ: SUN; N Y: N; Y N: Y |  | S | 2 | N | IPP Non-CHP | 2 |  |  | N | [17 empty] | N
56565 | TX Solar I LLC | 57197 | Blue Wing Solar Energy Generation | TX | Bexar | 1 | PV | OP | 13.9 | 13.5 | 13.5 |  | 11 | 2010 | NG BLQ: SUN; N Y: N; Y N: Y |  | W |  | N | IPP Non-CHP | 2 |  |  | N | [17 empty] | N
56568 | United Materials of Great Falls Inc | 56591 | Horseshoe Bend Wind Park | MT | Cascade | HBWP | WT | OP | 9 | 9 | 9 |  | 2 | 2006 | NG BLQ: WND; N Y: N; Y N: Y |  | S | 6 | N | IPP Non-CHP | 2 |  |  | N
56570 | Coleto Creek Power LP | 6178 | Coleto Creek | TX | Goliad | 1 | ST | OP | 622.4 | 592.4 | 592.4 |  | 6 | 1980 | NG BLQ: SUB; N Y: N; Y N: Y |  | W |  | N | IPP Non-CHP | 2 |  | N | N | [12 empty] | N |  |  |  |  | N | Y |  | Y |  |  |  | DFO
56575 | Sunray Operating Services LLC | 10437 | SEGS I | CA | San Bernardino | GEN1 | ST | OP | 13.8 | 13.8 | 13.8 |  | 12 | 1984 | NG BLQ: SUN; NG NG: NG; N Y: N; Y N: Y |  | W | 0 | N | IPP Non-CHP | 2 |  |  | N | [17 empty] | N
56575 | Sunray Operating Services LLC | 10438 | SEGS II | CA | San Bernardino | GEN1 | ST | OP | 30 | 30 | 30 |  | 12 | 1985 | NG BLQ: SUN; NG NG: NG; N Y: N; Y N: Y |  | W | 0 | N | IPP Non-CHP | 2 |  |  | N | [17 empty] | N
56582 | Jacksonville Solar LLC | 57202 | Jacksonville Solar | FL | Duval | 1 | PV | OP | 15 | 12.5 | 12.5 |  | 4 | 2010 | NG BLQ: SUN; N Y: N; Y N: Y |  | S |  | N | IPP Non-CHP | 2 |  |  | N | [17 empty] | N
56583 | Wyandot Solar LLC | 57203 | Wyandot Solar Farm | OH | WYANDOT | 1 | PV | OP | 12 | 12 | 12 |  | 4 | 2010 | NG BLQ: SUN; N Y: N; Y N: Y |  | S |  | N | IPP Non-CHP | 2 |  |  | N | [17 empty] | N
56584 | PSEG Solar Hackettstown LLC | 57204 | PSEG Hackettstown | NJ | Warren | 1 | PV | OP | 2.2 | 2.2 | 2.2 |  | 9 | 2009 | NG BLQ: SUN; N Y: N; Y N: Y |  | S |  | N | IPP Non-CHP | 2 |  |  | N | [17 empty] | N
56589 | Bottle Rock Power LLC | 902 | Bottle Rock Power | CA | Lake | 1 | ST | OP | 55 | 10 | 10 |  | 2 | 1985 | NG BLQ: GEO; N Y: N; Y N: Y |  | S |  | N | IPP Non-CHP | 2 |  | N | N | [17 empty] | N
56590 | Silverstreet Hydro | 10036 | Hillsborough Hosiery | NH | Hillsborough | GEN1 | HY | OA | 0.6 | 0.6 | 0.6 |  | 12 | 1989 | NG BLQ: WAT; N Y: N; Y N: Y | Y | S | 0 | N | IPP Non-CHP | 2 |  | N | N
56590 | Silverstreet Hydro | 10036 | Hillsborough Hosiery | NH | Hillsborough | GEN2 | HY | OA | 0.6 | 0.6 | 0.6 |  | 12 | 1989 | NG BLQ: WAT; N Y: N; Y N: Y | Y | S |  | N | IPP Non-CHP | 2 |  | N | N
56590 | Silverstreet Hydro | 10124 | Hollow Dam Power Partnership | NY | St Lawrence | HY1 | HY | OP | 0.5 | 0.3 | 0.3 |  | 12 | 1987 | NG BLQ: WAT; N Y: N; Y N: Y |  | S |  | N | IPP Non-CHP | 2 |  | N | N | [17 empty] | N
56590 | Silverstreet Hydro | 10124 | Hollow Dam Power Partnership | NY | St Lawrence | HY2 | HY | OP | 0.5 | 0.3 | 0.3 |  | 12 | 1987 | NG BLQ: WAT; N Y: N; Y N: Y |  | S |  | N | IPP Non-CHP | 2 |  | N | N | [17 empty] | N
56590 | Silverstreet Hydro | 10872 | Kings Falls Hydroelectric | NY | Lewis | 1 | HY | OS | 1.6 | 0.2 | 0.1 |  | 10 | 1988 | NG BLQ: WAT; N Y: N; Y N: Y |  | S |  | N | IPP Non-CHP | 2 |  | N | N | [17 empty] | N
56592 | Idaho Wind Partners 1 LLC | 56434 | Burley Butte Windpark | ID | Cassia | BBWP | WT | OP | 13.5 | 13.5 | 13.5 |  | 2 | 2011 | NG BLQ: WND; N Y: N; Y N: Y |  | S | 7 | N | IPP Non-CHP | 2 |  | N
56592 | Idaho Wind Partners 1 LLC | 56435 | Golden Valley Wind Park LLC | ID | Cassia | GVWP | WT | OP | 12 | 12 | 12 |  | 1 | 2011 | NG BLQ: WND; N Y: N; Y N: Y |  | S | 7 | N | IPP Non-CHP | 2 |  | N
56592 | Idaho Wind Partners 1 LLC | 56437 | Milner Dam Wind Park LLC | ID | Cassia | MDWP | WT | OP | 19.5 | 19.5 | 19.5 |  | 2 | 2011 | NG BLQ: WND; N Y: N; Y N: Y |  | S | 12 | N | IPP Non-CHP | 2 |  | N
56592 | Idaho Wind Partners 1 LLC | 56439 | Oregon Trail Wind Park | ID | Twin Falls | OTWP | WT | OP | 13.5 | 13.5 | 13.5 |  | 1 | 2011 | NG BLQ: WND; N Y: N; Y N: Y |  | S | 7 | N | IPP Non-CHP | 2 |  | N
56592 | Idaho Wind Partners 1 LLC | 56440 | Pilgrim Stage Wind Park | ID | Twin Falls | PSWP | WT | OP | 10.5 | 10.5 | 10.5 |  | 1 | 2011 | NG BLQ: WND; N Y: N; Y N: Y |  | S | 7 | N | IPP Non-CHP | 2 |  | N
56592 | Idaho Wind Partners 1 LLC | 56441 | Salmon Falls Wind Park | ID | Twin Falls | SFWP | WT | OP | 21 | 21 | 21 |  | 4 | 2011 | NG BLQ: WND; N Y: N; Y N: Y |  | S | 12 | N | IPP Non-CHP | 2 |  | N
56592 | Idaho Wind Partners 1 LLC | 56442 | Thousand Springs Wind Park | ID | Twin Falls | TSWP | WT | OP | 12 | 12 | 12 |  | 1 | 2011 | NG BLQ: WND; N Y: N; Y N: Y |  | S | 7 | N | IPP Non-CHP | 2 |  | N
56592 | Idaho Wind Partners 1 LLC | 56443 | Tuana Gulch Wind Park | ID | Twin Falls | TGWP | WT | OP | 10.5 | 10.5 | 10.5 |  | 1 | 2011 | NG BLQ: WND; N Y: N; Y N: Y |  | S | 7 | N | IPP Non-CHP | 2 |  | N
56592 | Idaho Wind Partners 1 LLC | 57124 | Payne's Ferry | ID | Twin Falls | PFWP | WT | OP | 21 | 21 | 21 |  | 12 | 2010 | NG BLQ: WND; N Y: N; Y N: Y |  | S | 14 | N | IPP Non-CHP | 2 |  |  | N
56592 | Idaho Wind Partners 1 LLC | 57125 | Camp Reed | ID | Elmore | CRWP | WT | OP | 22.5 | 22.5 | 22.5 |  | 12 | 2010 | NG BLQ: WND; N Y: N; Y N: Y |  | S | 15 | N | IPP Non-CHP | 2 |  |  | N | [17 empty] | N
56592 | Idaho Wind Partners 1 LLC | 57126 | Yahoo Creek | ID | Twin Falls | YCWP | WT | OP | 21 | 21 | 21 |  | 12 | 2010 | NG BLQ: WND; N Y: N; Y N: Y |  | S | 8 | N | IPP Non-CHP | 2 |  |  | N | [17 empty] | N
56596 | Union Tribune LLC | 10600 | Union Tribune Publishing | CA | San Diego | GEN1 | GT | OP | 3.1 | 3.1 | 3.1 |  | 3 | 1982 | NG BLQ: NG; NG NG: DFO; N Y: N; Y N: Y |  | S |  | Y | Industrial CHP | 7 | B | N | N
56597 | Hydro Kennebec LLC | 54148 | Hydro Kennebec Project | ME | Kennebec | GEN1 | HY | OP | 7.7 | 7.7 | 7.7 |  | 1 | 1989 | NG BLQ: WAT; N Y: N; Y N: Y |  | S | 0 | N | IPP Non-CHP | 2 |  | N | N | [17 empty] | N
56597 | Hydro Kennebec LLC | 54148 | Hydro Kennebec Project | ME | Kennebec | GEN2 | HY | OP | 7.7 | 7.7 | 7.7 |  | 1 | 1989 | NG BLQ: WAT; N Y: N; Y N: Y |  | S | 0 | N | IPP Non-CHP | 2 |  | N | N | [17 empty] | N
56598 | Optim Energy LLC | 7030 | Twin Oaks Power One | TX | Robertson | 1 | ST | OP | 174.6 | 152 | 153 |  | 9 | 1990 | LIG | NG | SUB | PC |  |  | Y | Y |  | S |  | N | IPP Non-CHP | 2 |  | N | N | [17 empty] | N |  | Y | Y |  |  |  | NG
56598 | Optim Energy LLC | 7030 | Twin Oaks Power One | TX | Robertson | 2 | ST | OP | 174.6 | 153 | 154 |  | 10 | 1991 | LIG | NG | SUB | PC |  |  | Y | Y |  | S |  | N | IPP Non-CHP | 2 |  | N | N | [17 empty] | N |  | Y | Y |  |  |  | NG
56599 | Wind Energy America Inc | 56216 | L J Trust | IA | Osceola | LJT2 | WT | OP | 2 | 2 | 2 |  | 6 | 2011 | NG BLQ: WND; N Y: N; Y N: Y |  | S | 1 | N | IPP Non-CHP | 2 | [15 empty] | N
56599 | Wind Energy America Inc | 56217 | NAE Shaokatan Power | MN | Lincoln | SPP2 | WT | OP | 0.8 | 0.8 | 0.8 |  | 12 | 2011 | NG BLQ: WND; N Y: N; Y N: Y |  | S | 1 | N | IPP Non-CHP | 2 |  | N | [18 empty] | N
56599 | Wind Energy America Inc | 56217 | NAE Shaokatan Power | MN | Lincoln | SPP3 | WT | OP | 0.8 | 0.8 | 0.8 |  | 6 | 2010 | NG BLQ: WND; N Y: N; Y N: Y |  | S | 1 | N | IPP Non-CHP | 2 |  | N | [18 empty] | N
56599 | Wind Energy America Inc | 56218 | Zachary Ridge LLC | IA | Osceola | ZR2 | WT | OP | 2 | 2 | 2 |  | 1 | 2010 | NG BLQ: WND; N Y: N; Y N: Y |  | S | 1 | N | IPP Non-CHP | 2 |  | N | N | [17 empty] | N
56600 | Ascend Performance Materials LLC | 10416 | Pensacola Florida Plant | FL | Escambia | GEN1 | ST | OP | 5 | 5 | 5 |  | 9 | 1953 | NG | RFO | WO | OG |  |  | Y | Y |  | S |  | Y | Industrial CHP | 7 | T | N | N | [17 empty] | N | [6 empty] | NG
56600 | Ascend Performance Materials LLC | 10416 | Pensacola Florida Plant | FL | Escambia | GEN2 | ST | OP | 5 | 5 | 5 |  | 1 | 1957 | NG | RFO | WO | OG |  |  | Y | Y |  | S |  | Y | Industrial CHP | 7 | T | N | N | [17 empty] | N | [6 empty] | NG
56600 | Ascend Performance Materials LLC | 10416 | Pensacola Florida Plant | FL | Escambia | GEN3 | ST | OP | 6 | 6 | 6 |  | 3 | 1958 | NG | RFO | WO | OG |  |  | Y | Y |  | S |  | Y | Industrial CHP | 7 | T | N | N | [17 empty] | N | [6 empty] | NG
56600 | Ascend Performance Materials LLC | 10416 | Pensacola Florida Plant | FL | Escambia | GEN4 | GT | OP | 86 | 82 | 100 |  | 8 | 1993 | NG BLQ: NG; N Y: N; Y N: Y |  | S |  | Y | Industrial CHP | 7 | T | N | N | [17 empty] | N
56601 | Covanta MacArthur Renewable Energy | 51038 | MacArthur Waste to Energy Facility | NY | Suffolk | GEN1 | ST | OP | 12.5 | 11 | 11 |  | 3 | 1990 | NG BLQ: MSW; N Y: N; Y N: Y |  | W |  | N | Commercial Non-CHP | 4 |  |  | N | [17 empty] | N | [6 empty] | NG
56603 | Roth Rock Wind Farm LLC | 57239 | Roth Rock Wind Farm LLC | MD | Garrett | SRRW1 | WT | OP | 40 | 40 | 40 |  | 8 | 2011 | NG BLQ: WND; N Y: N; Y N: Y |  | S | 16 | N | IPP Non-CHP | 2 | [20 empty] | N
56603 | Roth Rock Wind Farm LLC | 57240 | Roth Rock North Wind Farm, LLC | MD | Garrett | SRRNW | WT | OP | 10 | 10 | 10 |  | 8 | 2011 | NG BLQ: WND; N Y: N; Y N: Y |  | S | 4 | N | IPP Non-CHP | 2 | [20 empty] | N
56605 | Delaware City Refining Company LLC | 52193 | Delaware City Plant | DE | New Castle | CT1 | GT | OP | 92 | 65 | 72 |  | 5 | 2000 | NG BLQ: NG; N Y: N; Y N: Y |  | S |  | Y | Industrial CHP | 7 | T | N | N | [17 empty] | N
56605 | Delaware City Refining Company LLC | 52193 | Delaware City Plant | DE | New Castle | CT2 | GT | OP | 92 | 65 | 72 |  | 5 | 2000 | NG BLQ: NG; N Y: N; Y N: Y |  | S |  | Y | Industrial CHP | 7 | T | N | N | [17 empty] | N
56605 | Delaware City Refining Company LLC | 52193 | Delaware City Plant | DE | New Castle | G1 | ST | OP | 27.5 | 29.5 | 29.5 |  | 10 | 1956 | OG | NG | OG |  |  |  | N | Y |  | S |  | Y | Industrial CHP | 7 | T | N | N | [12 empty] | N |  |  |  |  | N | [6 empty] | OG
56605 | Delaware City Refining Company LLC | 52193 | Delaware City Plant | DE | New Castle | G2 | ST | OP | 27.5 | 29.5 | 29.5 |  | 10 | 1956 | OG | NG | OG |  |  |  | N | Y |  | S |  | Y | Industrial CHP | 7 | T | N | N | [12 empty] | N |  |  |  |  | N | [6 empty] | OG
56605 | Delaware City Refining Company LLC | 52193 | Delaware City Plant | DE | New Castle | G3 | ST | OP | 75 | 66 | 66 |  | 11 | 1961 | OG | NG | OG |  |  |  | N | Y |  | S |  | Y | Industrial CHP | 7 | T | N | N | [12 empty] | N |  |  |  |  | N | [6 empty] | OG
56605 | Delaware City Refining Company LLC | 52193 | Delaware City Plant | DE | New Castle | G4 | ST | OP | 10 | 10 | 10 |  | 6 | 1982 | OG | NG | OG |  |  |  | N | Y |  | S |  | Y | Industrial CHP | 7 | T | N | N | [12 empty] | N |  |  |  |  | N | [6 empty] | OG
56606 | Calpine New Jersey Generation LLC | 2379 | Carlls Corner | NJ | Cumberland | CA1 | GT | OP | 41.9 | 37.4 | 45.3 |  | 4 | 1973 | NG BLQ: NG; NG NG: KER; N Y: Y; Y N: Y |  | S |  | N | IPP Non-CHP | 2 |  | N | [13 empty] | N |  |  |  |  | N
56606 | Calpine New Jersey Generation LLC | 2379 | Carlls Corner | NJ | Cumberland | CA2 | GT | OP | 41.9 | 41.2 | 49.8 |  | 5 | 1973 | NG BLQ: NG; NG NG: KER; N Y: Y; Y N: Y |  | S |  | N | IPP Non-CHP | 2 |  | N | [13 empty] | N |  |  |  |  | N
56606 | Calpine New Jersey Generation LLC | 2380 | Cedar Station | NJ | Ocean | CED1 | GT | SB | 46 | 42.7 | 52.8 |  | 6 | 1972 | NG BLQ: KER; N Y: N; Y N: Y | Y | S |  | N | IPP Non-CHP | 2 |  | N | N | [17 empty] | N
56606 | Calpine New Jersey Generation LLC | 2380 | Cedar Station | NJ | Ocean | CED2 | GT | SB | 21.2 | 22.7 | 27.8 |  | 6 | 1972 | NG BLQ: KER; N Y: N; Y N: Y | Y | S |  | N | IPP Non-CHP | 2 |  | N | N | [17 empty] | N | N
56606 | Calpine New Jersey Generation LLC | 2382 | Middle Station | NJ | Cape May | MID1 | GT | SB | 21.2 | 19.2 | 24.2 |  | 6 | 1970 | NG BLQ: KER; N Y: N; Y N: Y | Y | S |  | N | IPP Non-CHP | 2 |  | N | N | [17 empty] | N
56606 | Calpine New Jersey Generation LLC | 2382 | Middle Station | NJ | Cape May | MID2 | GT | SB | 21.2 | 19.4 | 24.4 |  | 6 | 1970 | NG BLQ: KER; N Y: N; Y N: Y | Y | S |  | N | IPP Non-CHP | 2 |  | N | N | [17 empty] | N
56606 | Calpine New Jersey Generation LLC | 2382 | Middle Station | NJ | Cape May | MID3 | GT | SB | 37.2 | 34.8 | 44.9 |  | 5 | 1971 | NG BLQ: KER; N Y: N; Y N: Y | Y | S |  | N | IPP Non-CHP | 2 |  | N | N | [17 empty] | N
56606 | Calpine New Jersey Generation LLC | 2383 | Missouri Avenue | NJ | Atlantic | MISB | GT | SB | 18.6 | 18.5 | 23.6 |  | 5 | 1969 | NG BLQ: KER; N Y: N; Y N: Y | Y | S |  | N | IPP Non-CHP | 2 |  | N | N | [17 empty] | N
56606 | Calpine New Jersey Generation LLC | 2383 | Missouri Avenue | NJ | Atlantic | MISC | GT | SB | 18.6 | 20.5 | 23.8 |  | 1 | 1969 | NG BLQ: KER; N Y: N; Y N: Y | Y | S |  | N | IPP Non-CHP | 2 |  | N | N | [17 empty] | N
56606 | Calpine New Jersey Generation LLC | 2383 | Missouri Avenue | NJ | Atlantic | MISD | GT | SB | 18.6 | 20.5 | 23.8 |  | 2 | 1969 | NG BLQ: KER; N Y: N; Y N: Y | Y | S |  | N | IPP Non-CHP | 2 |  | N | N | [17 empty] | N
56606 | Calpine New Jersey Generation LLC | 2384 | Deepwater | NJ | Salem | 1 | ST | OP | 81.6 | 78.9 | 79.5 |  | 12 | 1958 | NG | DFO | RFO |  |  |  | N | Y |  | S |  | N | IPP Non-CHP | 2 |  | N | N | [17 empty] | N | [6 empty] | NG | DFO
56606 | Calpine New Jersey Generation LLC | 2384 | Deepwater | NJ | Salem | 6 | ST | OP | 73.5 | 81.2 | 82 |  | 12 | 1954 | NG | DFO | RFO |  |  |  | N | Y |  | S |  | N | IPP Non-CHP | 2 |  | N | N | [17 empty] | N | N |  | N |  |  |  | DFO | NG
56606 | Calpine New Jersey Generation LLC | 5083 | Cumberland | NJ | Cumberland | CUMB | GT | OP | 99.4 | 86.6 | 104.1 |  | 5 | 1990 | NG BLQ: NG; NG NG: KER; N Y: Y; Y N: Y | Y | S |  | N | IPP Non-CHP | 2 |  | N | N | [17 empty] | N
56606 | Calpine New Jersey Generation LLC | 5083 | Cumberland | NJ | Cumberland | CUMB2 | GT | OP | 131.8 | 96.5 | 102 |  | 6 | 2009 | NG BLQ: NG; NG NG: KER; N Y: Y; Y N: Y |  | S |  | N | IPP Non-CHP | 2 |  | N | N | [17 empty] | N
56606 | Calpine New Jersey Generation LLC | 7288 | Sherman Avenue | NJ | Cumberland | SEHR | GT | OP | 112.8 | 82.4 | 99 |  | 5 | 1991 | NG BLQ: NG; NG NG: KER; N Y: Y; Y N: Y |  | S |  | N | IPP Non-CHP | 2 |  | N | N | [17 empty] | N
56606 | Calpine New Jersey Generation LLC | 8008 | Mickleton Station | NJ | Gloucester | MICK | GT | SB | 71.2 | 64.9 | 78 |  | 6 | 1974 | NG BLQ: NG; N Y: N; Y N: Y | Y | S |  | N | IPP Non-CHP | 2 |  | N | N | [17 empty] | N
56607 | Calpine Bethlehem LLC | 55690 | Bethlehem Power Plant | PA | Northhampton | CTG1 | CT | OP | 140 | 126 | 121 |  | 12 | 2002 | NG BLQ: NG; NG NG: DFO; N Y: Y; Y N: Y | Y | S |  | N | IPP Non-CHP | 2 |  | N | N | [12 empty] | N |  |  |  |  | N
56607 | Calpine Bethlehem LLC | 55690 | Bethlehem Power Plant | PA | Northhampton | CTG2 | CT | OP | 140 | 126 | 121 |  | 12 | 2002 | NG BLQ: NG; NG NG: DFO; N Y: Y; Y N: Y | Y | S |  | N | IPP Non-CHP | 2 |  | N | N | [12 empty] | N |  |  |  |  | N
56607 | Calpine Bethlehem LLC | 55690 | Bethlehem Power Plant | PA | Northhampton | CTG3 | CT | OP | 140 | 126 | 121 |  | 12 | 2002 | NG BLQ: NG; NG NG: DFO; N Y: Y; Y N: Y | Y | S |  | N | IPP Non-CHP | 2 |  | N | N | [12 empty] | N |  |  |  |  | N |  |  | N
56607 | Calpine Bethlehem LLC | 55690 | Bethlehem Power Plant | PA | Northhampton | CTG5 | CT | OP | 140 | 126 | 121 |  | 1 | 2003 | NG BLQ: NG; NG NG: DFO; N Y: Y; Y N: Y |  | S |  | N | IPP Non-CHP | 2 |  | N | N | [12 empty] | N |  |  |  |  | N
56607 | Calpine Bethlehem LLC | 55690 | Bethlehem Power Plant | PA | Northhampton | CTG6 | CT | OP | 140 | 126 | 121 |  | 2 | 2003 | NG BLQ: NG; NG NG: DFO; N Y: Y; Y N: Y |  | S |  | N | IPP Non-CHP | 2 |  | N | N | [12 empty] | N |  |  |  |  | N
56607 | Calpine Bethlehem LLC | 55690 | Bethlehem Power Plant | PA | Northhampton | CTG7 | CT | OP | 140 | 126 | 121 |  | 4 | 2003 | NG BLQ: NG; NG NG: DFO; N Y: Y; Y N: Y |  | S |  | N | IPP Non-CHP | 2 |  | N | N | [12 empty] | N |  |  |  |  | N
56607 | Calpine Bethlehem LLC | 55690 | Bethlehem Power Plant | PA | Northhampton | STG4 | CA | OP | 230 | 187 | 177 |  | 5 | 2003 | NG BLQ: NG; NG NG: DFO; N Y: Y; Y N: Y |  | S |  | N | IPP Non-CHP | 2 |  | N | N | [12 empty] | N |  |  |  |  | N
56607 | Calpine Bethlehem LLC | 55690 | Bethlehem Power Plant | PA | Northhampton | STG8 | CA | OP | 230 | 187 | 177 |  | 12 | 2003 | NG BLQ: NG; NG NG: DFO; N Y: Y; Y N: Y |  | S |  | N | IPP Non-CHP | 2 |  | N | N | [12 empty] | N |  |  |  |  | N
56608 | Calpine Mid-Merit LLC | 55524 | York Energy Center | PA | York | CTG1 | CT | OP | 120 | 113 | 113 |  | 3 | 2011 | NG BLQ: NG; NG NG: DFO; N Y: Y; Y N: Y |  | S |  | N | IPP Non-CHP | 2 |  | N | [18 empty] | N
56608 | Calpine Mid-Merit LLC | 55524 | York Energy Center | PA | York | CTG2 | CT | OP | 120 | 122 | 122 |  | 3 | 2011 | NG BLQ: NG; NG NG: DFO; N Y: Y; Y N: Y |  | S |  | N | IPP Non-CHP | 2 |  | N | [18 empty] | N
56608 | Calpine Mid-Merit LLC | 55524 | York Energy Center | PA | York | CTG3 | CT | OP | 120 | 122 | 122 |  | 3 | 2011 | NG BLQ: NG; NG NG: DFO; N Y: Y; Y N: Y |  | S |  | N | IPP Non-CHP | 2 |  | N | [18 empty] | N
56608 | Calpine Mid-Merit LLC | 55524 | York Energy Center | PA | York | STG1 | CA | OP | 200 | 188 | 188 |  | 3 | 2011 | NG BLQ: NG; NG NG: DFO; N Y: Y; Y N: Y |  | S |  | N | IPP Non-CHP | 2 |  | N | [18 empty] | N
56609 | Calpine Mid-Atlantic Generation LLC | 591 | Christiana | DE | New Castle | CH11 | GT | SB | 26 | 22.5 | 22.5 |  | 6 | 1973 | NG BLQ: DFO; N Y: N; Y N: Y | Y | S |  | N | IPP Non-CHP | 2 |  |  | N | [17 empty] | N
56609 | Calpine Mid-Atlantic Generation LLC | 591 | Christiana | DE | New Castle | CH14 | GT | SB | 26 | 22.5 | 22.5 |  | 6 | 1973 | NG BLQ: DFO; N Y: N; Y N: Y | Y | S |  | N | IPP Non-CHP | 2 |  |  | N | [17 empty] | N
56609 | Calpine Mid-Atlantic Generation LLC | 592 | Delaware City 10 | DE | New Castle | DC10 | GT | SB | 18.5 | 16 | 18 |  | 4 | 1968 | NG BLQ: DFO; N Y: N; Y N: Y | Y | S |  | N | IPP Non-CHP | 2 |  | N | N | [17 empty] | N
56609 | Calpine Mid-Atlantic Generation LLC | 593 | Edge Moor | DE | New Castle | 10 | GT | SB | 12.5 | 13 | 15 |  | 6 | 1963 | NG BLQ: DFO; N Y: N; Y N: Y | Y | S |  | N | IPP CHP | 3 |  | N | N | [17 empty] | N
56609 | Calpine Mid-Atlantic Generation LLC | 593 | Edge Moor | DE | New Castle | 3 | ST | OP | 75 | 86 | 86 |  | 12 | 1954 | NG | LFG | DFO | RFO |  |  | Y | Y |  | S |  | Y | IPP CHP | 3 | B | N | N | [12 empty] | N |  |  |  |  | N | N |  | N |  |  |  | NG | DFO
56609 | Calpine Mid-Atlantic Generation LLC | 593 | Edge Moor | DE | New Castle | 4 | ST | OP | 176.8 | 174 | 174 |  | 4 | 1966 | NG | LFG | DFO | RFO |  |  | Y | Y |  | S |  | Y | IPP CHP | 3 | B | N | N | [12 empty] | N |  |  |  |  | N | N |  | N |  |  |  | NG | DFO
56609 | Calpine Mid-Atlantic Generation LLC | 593 | Edge Moor | DE | New Castle | 5 | ST | OP | 446 | 450 | 450 |  | 8 | 1973 | NG | DFO | RFO |  |  |  | Y | Y |  | S |  | N | IPP CHP | 3 |  | N | N | [12 empty] | N |  |  |  |  | N | [6 empty] | NG | DFO
56609 | Calpine Mid-Atlantic Generation LLC | 597 | West Station | DE | New Castle | WEST | GT | SB | 20 | 15 | 19 |  | 6 | 1964 | NG BLQ: DFO; N Y: N; Y N: Y | Y | S |  | N | IPP Non-CHP | 2 |  | N | N | [17 empty] | N
56609 | Calpine Mid-Atlantic Generation LLC | 1563 | Crisfield | MD | Somerset | CRIS | IC | SB | 2.9 | 2.6 | 2.6 |  | 5 | 1968 | NG BLQ: DFO; N Y: N; Y N: Y | Y | S |  | N | IPP Non-CHP | 2 |  | N | N | [17 empty] | N
56609 | Calpine Mid-Atlantic Generation LLC | 1563 | Crisfield | MD | Somerset | CRS2 | IC | SB | 2.9 | 2.6 | 2.6 |  | 5 | 1968 | NG BLQ: DFO; N Y: N; Y N: Y | Y | S |  | N | IPP Non-CHP | 2 |  | N | N | [17 empty] | N
56609 | Calpine Mid-Atlantic Generation LLC | 1563 | Crisfield | MD | Somerset | CRS3 | IC | SB | 2.9 | 2.6 | 2.6 |  | 5 | 1968 | NG BLQ: DFO; N Y: N; Y N: Y | Y | S |  | N | IPP Non-CHP | 2 |  | N | N | [17 empty] | N
56609 | Calpine Mid-Atlantic Generation LLC | 1563 | Crisfield | MD | Somerset | CRS4 | IC | SB | 2.9 | 2.6 | 2.6 |  | 5 | 1968 | NG BLQ: DFO; N Y: N; Y N: Y | Y | S |  | N | IPP Non-CHP | 2 |  | N | N | [17 empty] | N
56609 | Calpine Mid-Atlantic Generation LLC | 3782 | Bayview | VA | Northampton | BAYV | IC | SB | 2 | 2.1 | 2.1 |  | 10 | 1963 | NG BLQ: DFO; N Y: N; Y N: Y | Y | S |  | N | IPP Non-CHP | 2 |  | N | N | [17 empty] | N
56609 | Calpine Mid-Atlantic Generation LLC | 3782 | Bayview | VA | Northampton | BYV2 | IC | SB | 2 | 2.1 | 2.1 |  | 10 | 1963 | NG BLQ: DFO; N Y: N; Y N: Y | Y | S |  | N | IPP Non-CHP | 2 |  | N | N | [17 empty] | N
56609 | Calpine Mid-Atlantic Generation LLC | 3782 | Bayview | VA | Northampton | BYV3 | IC | SB | 2 | 2.1 | 2.1 |  | 10 | 1963 | NG BLQ: DFO; N Y: N; Y N: Y | Y | S |  | N | IPP Non-CHP | 2 |  | N | N | [17 empty] | N
56609 | Calpine Mid-Atlantic Generation LLC | 3782 | Bayview | VA | Northampton | BYV4 | IC | SB | 2 | 2.1 | 2.1 |  | 10 | 1963 | NG BLQ: DFO; N Y: N; Y N: Y | Y | S |  | N | IPP Non-CHP | 2 |  | N | N | [17 empty] | N
56609 | Calpine Mid-Atlantic Generation LLC | 3782 | Bayview | VA | Northampton | BYV5 | IC | SB | 2 | 2.1 | 2.1 |  | 10 | 1963 | NG BLQ: DFO; N Y: N; Y N: Y | Y | S |  | N | IPP Non-CHP | 2 |  | N | N | [17 empty] | N
56609 | Calpine Mid-Atlantic Generation LLC | 3782 | Bayview | VA | Northampton | BYV6 | IC | SB | 2 | 2.1 | 2.1 |  | 10 | 1963 | NG BLQ: DFO; N Y: N; Y N: Y | Y | S |  | N | IPP Non-CHP | 2 |  | N | N | [17 empty] | N
56609 | Calpine Mid-Atlantic Generation LLC | 3785 | Tasley | VA | Accomack | TAS | GT | SB | 27 | 31 | 40.3 |  | 6 | 1972 | NG BLQ: DFO; N Y: N; Y N: Y | Y | S |  | N | IPP Non-CHP | 2 |  | N | [13 empty] | N |  |  |  |  | N
56609 | Calpine Mid-Atlantic Generation LLC | 7153 | Hay Road | DE | New Castle | HR1 | CT | OP | 122 | 126 | 120 |  | 7 | 1989 | NG BLQ: NG; NG NG: KER; N Y: Y; Y N: Y | Y | S |  | N | IPP Non-CHP | 2 |  | N | N | [17 empty] | N
56609 | Calpine Mid-Atlantic Generation LLC | 7153 | Hay Road | DE | New Castle | HR2 | CT | OP | 122 | 126 | 120 |  | 5 | 1989 | NG BLQ: NG; NG NG: KER; N Y: Y; Y N: Y | Y | S |  | N | IPP Non-CHP | 2 |  | N | N | [17 empty] | N
56609 | Calpine Mid-Atlantic Generation LLC | 7153 | Hay Road | DE | New Castle | HR3 | CT | OP | 122 | 126 | 120 |  | 5 | 1991 | NG BLQ: NG; NG NG: KER; N Y: Y; Y N: Y | Y | S |  | N | IPP Non-CHP | 2 |  | N | N | [17 empty] | N
56609 | Calpine Mid-Atlantic Generation LLC | 7153 | Hay Road | DE | New Castle | HR4 | CA | OP | 200 | 187 | 182 |  | 5 | 1993 | NG BLQ: NG; NG NG: KER; N Y: Y; Y N: Y |  | S |  | N | IPP Non-CHP | 2 |  | N | N | [17 empty] | N
56609 | Calpine Mid-Atlantic Generation LLC | 7153 | Hay Road | DE | New Castle | HR5 | CT | OP | 144 | 126 | 121 |  | 6 | 2001 | NG BLQ: NG; NG NG: KER; N Y: Y; Y N: Y |  | S |  | N | IPP Non-CHP | 2 |  | N | N | [17 empty] | N
56609 | Calpine Mid-Atlantic Generation LLC | 7153 | Hay Road | DE | New Castle | HR6 | CT | OP | 144 | 126 | 121 |  | 7 | 2001 | NG BLQ: NG; NG NG: KER; N Y: Y; Y N: Y |  | S |  | N | IPP Non-CHP | 2 |  | N | N | [17 empty] | N
56609 | Calpine Mid-Atlantic Generation LLC | 7153 | Hay Road | DE | New Castle | HR7 | CT | OP | 144 | 126 | 121 |  | 7 | 2001 | NG BLQ: NG; NG NG: KER; N Y: Y; Y N: Y |  | S |  | N | IPP Non-CHP | 2 |  | N | N | [17 empty] | N
56609 | Calpine Mid-Atlantic Generation LLC | 7153 | Hay Road | DE | New Castle | HR8 | CA | OP | 195 | 187 | 177 |  | 7 | 2002 | NG BLQ: NG; NG NG: KER; N Y: Y; Y N: Y |  | S |  | N | IPP Non-CHP | 2 |  | N | N | [17 empty] | N
56610 | Calpine Vineland Solar LLC | 57081 | Calpine Vineland Solar LLC | NJ | Cumberland | CVS1 | PV | OP | 2.3 | 2.3 | 2.3 |  | 8 | 2009 | NG BLQ: SUN; N Y: N; Y N: Y |  | S | 4 | N | IPP Non-CHP | 2 |  |  | N | [17 empty] | N
56610 | Calpine Vineland Solar LLC | 57081 | Calpine Vineland Solar LLC | NJ | Cumberland | CVS2 | PV | OP | 1.8 | 1.8 | 1.8 |  | 12 | 2009 | NG BLQ: SUN; N Y: N; Y N: Y |  | S | 3 | N | IPP Non-CHP | 2 |  |  | N | [17 empty] | N
56612 | Kit Carson Windpower LLC | 57244 | Kit Carson Windpower | CO | Kit Carson | KCW | WT | OP | 51 | 51 | 51 |  | 11 | 2010 | NG BLQ: WND; N Y: N; Y N: Y |  | S | 34 | N | IPP Non-CHP | 2 |  |  | N | [17 empty] | N
56613 | Frederickson Power LP | 55818 | Frederickson Power LP | WA | Pierce | FICT | CT | OP | 192 | 160 | 176 |  | 8 | 2002 | NG BLQ: NG; N Y: N; Y N: Y | Y | J |  | N | IPP Non-CHP | 2 |  | N | N | [17 empty] | N
56613 | Frederickson Power LP | 55818 | Frederickson Power LP | WA | Pierce | FIST | CA | OP | 126.3 | 82 | 84 |  | 8 | 2002 | NG BLQ: NG; N Y: N; Y N: Y | Y | J |  | N | IPP Non-CHP | 2 |  | Y | N | [17 empty] | N
56615 | First Solar Energy LLC | 56939 | NRG Solar Blythe LLC | CA | Riverside | 1 | PV | OP | 21 | 21 | 21 |  | 12 | 2009 | NG BLQ: SUN; N Y: N; Y N: Y |  | W | 42 | N | IPP Non-CHP | 2 |  |  | N | [12 empty] | N
56615 | First Solar Energy LLC | 57243 | Cimarron Solar Facility | NM | COLFAX | CIM1 | PV | OP | 30.6 | 30.6 | 30.6 |  | 12 | 2010 | NG BLQ: SUN; N Y: N; Y N: Y |  | W | 52 | N | IPP Non-CHP | 2 |  |  | N | [17 empty] | N
56615 | First Solar Energy LLC | 57338 | Roadrunner Solar | NM | Dona Ana | 1 | PV | OP | 20.2 | 20 | 20 |  | 8 | 2011 | NG BLQ: SUN; N Y: N; Y N: Y |  | W | 32 | N | IPP Non-CHP | 2 | [20 empty] | N
56615 | First Solar Energy LLC | 57373 | Agua Caliente Solar Project | AZ | Yuma | AGU1 | PV | OP | 90.7 | 82.5 | 82.5 |  | 5 | 2012 | NG BLQ: SUN; N Y: N; Y N: Y |  | W | 144 | N | IPP Non-CHP | 2
56615 | First Solar Energy LLC | 57373 | Agua Caliente Solar Project | AZ | Yuma | AGU2 | PV | OP | 136 | 136 | 136 |  | 12 | 2012 | NG BLQ: SUN; N Y: N; Y N: Y |  | W | 170 | N | IPP Non-CHP | 2
56615 | First Solar Energy LLC | 57442 | Silver State Solar Power North | NV | Clark | 56188 | PV | OP | 52 | 50 | 50 |  | 5 | 2012 | NG BLQ: SUN; N Y: N; Y N: Y |  | W | 84 | N | IPP Non-CHP | 2 | [20 empty] | N
56615 | First Solar Energy LLC | 57567 | Albuquerque Solar Energy Center | NM | Bernalilo | ASEC1 | PV | OP | 2 | 2 | 2 |  | 4 | 2011 | NG BLQ: SUN; N Y: N; Y N: Y |  | W | 4 | N | Electric Utility | 1 | [20 empty] | N
56615 | First Solar Energy LLC | 57571 | Los Lunas Solar Energy Center | NM | Valencia | LLSEC | PV | OP | 5 | 5 | 5 |  | 6 | 2011 | NG BLQ: SUN; N Y: N; Y N: Y |  | W | 10 | N | Electric Utility | 1 | [20 empty] | N
56615 | First Solar Energy LLC | 57575 | Deming Solar Energy Center | NM | Luna | DSEC | PV | OP | 5 | 5 | 5 |  | 8 | 2011 | NG BLQ: SUN; N Y: N; Y N: Y |  | W | 10 | N | Electric Utility | 1 | [20 empty] | N
56615 | First Solar Energy LLC | 57576 | Las Vegas Solar Energy Center | NM | San Miguel | LVSEC | PV | OP | 5 | 5 | 5 |  | 11 | 2011 | NG BLQ: SUN; N Y: N; Y N: Y |  | W | 10 | N | Electric Utility | 1 | [20 empty] | N
56615 | First Solar Energy LLC | 57577 | Alamogordo Solar Energy Center | NM | Otero | AGSEC | PV | OP | 5 | 5 | 5 |  | 10 | 2011 | NG BLQ: SUN; N Y: N; Y N: Y |  | W | 10 | N | Electric Utility | 1 | [20 empty] | N
56615 | First Solar Energy LLC | 57657 | Avra Valley Solar | AZ | Pima | 1 | PV | OP | 26.5 | 25 | 25 |  | 12 | 2012 | NG BLQ: SUN; N Y: N; Y N: Y |  | W | 21 | N | IPP Non-CHP | 2 | [20 empty] | N
56616 | ArcelorMittal Warren Inc | 54207 | ArcelorMittal Warren | OH | Trumbull | GEN1 | ST | OP | 3 | 2.8 | 2.8 |  | 10 | 1934 | BFG | NG | WC | OG | BIT |  | Y | N | N | S |  | Y | Industrial CHP | 7 | T | N | N | [17 empty] | N
56616 | ArcelorMittal Warren Inc | 54207 | ArcelorMittal Warren | OH | Trumbull | GEN2 | ST | OP | 7.5 | 7 | 7.1 |  | 3 | 1940 | BFG | NG | WC | OG |  |  | Y | N | N | S |  | Y | Industrial CHP | 7 | T | N | N | [17 empty] | N
56616 | ArcelorMittal Warren Inc | 54207 | ArcelorMittal Warren | OH | Trumbull | GEN3 | ST | OP | 10 | 9.3 | 9.4 |  | 12 | 1981 | BFG | NG | WC | OG |  |  | Y | N | N | S |  | Y | Industrial CHP | 7 | T | N | N | [17 empty] | N
56617 | Iowa Lakes Community College | 57257 | Iowa Lakes Community College Wind Farm | IA | EMMET | VMN82 | WT | OP | 1 | 1 | 1 |  | 2 | 2005 | NG BLQ: WND; N Y: N; Y N: N |  | S | 1 | N | Commercial Non-CHP | 4 |  |  | N
56618 | Victor Valley Community College District | 57254 | Victor Valley CC CPV Solar | CA | SAN BERNARDINO | 1PV | PV | OP | 1 | 1 | 1 |  | 6 | 2010 | NG BLQ: SUN; N Y: N; Y N: Y |  | S |  | N | Commercial Non-CHP | 4 |  |  | N | [17 empty] | N
56619 | Air Force Ctr For Engin and Environ | 57253 | MA Military Reservation Wind Project | MA | BARNSTABLE | 1 | WT | OP | 1.5 | 1.5 | 1.5 |  | 12 | 2009 | NG BLQ: WND; N Y: N; Y N: Y |  | S | 1 | N | IPP Non-CHP | 2 |  |  | N | [17 empty] | N
56619 | Air Force Ctr For Engin and Environ | 57253 | MA Military Reservation Wind Project | MA | BARNSTABLE | 2 | WT | OP | 1.5 | 1.5 | 1.5 |  | 11 | 2011 | NG BLQ: WND; N Y: N; Y N: Y |  | S | 1 | N | IPP Non-CHP | 2 |  |  | N
56619 | Air Force Ctr For Engin and Environ | 57253 | MA Military Reservation Wind Project | MA | BARNSTABLE | 3 | WT | OP | 1.5 | 1.5 | 1.5 |  | 11 | 2011 | NG BLQ: WND; N Y: N; Y N: Y |  | S | 1 | N | IPP Non-CHP | 2 |  |  | N
56621 | Yakama Power | 6507 | Drop 2 | WA | Yakima | 1 | HY | OP | 2.5 | 2.1 | 2.1 |  | 8 | 1942 | NG BLQ: WAT; N Y: N; Y N: Y |  | S | 1 | N | Electric Utility | 1 |  | N | N
56621 | Yakama Power | 6508 | Drop 3 | WA | Yakima | 1 | HY | OP | 0.8 | 0.5 | 0.5 |  | 5 | 1932 | NG BLQ: WAT; N Y: N; Y N: Y |  | S | 2 | N | Electric Utility | 1 |  | N | N
56621 | Yakama Power | 6508 | Drop 3 | WA | Yakima | 2 | HY | OP | 0.8 | 0.5 | 0.5 |  | 5 | 1932 | NG BLQ: WAT; N Y: N; Y N: Y |  | S |  | N | Electric Utility | 1 |  | N | N
56622 | NextEra Energy Resources | 56648 | Majestic 1 Wind Farm | TX | Carson | 1 | WT | OP | 79.5 | 79.5 | 79.5 |  | 1 | 2009 | NG BLQ: WND; N Y: N; Y N: Y |  | W | 53 | N | IPP Non-CHP | 2 |  |  | N
56625 | Flat Water Wind Farm LLC | 57283 | Flat Water Wind Farm | NE | PAWNEE | WTG1 | WT | OP | 60 | 60 | 60 |  | 12 | 2010 | NG BLQ: WND; N Y: N; Y N: Y |  | S | 40 | N | IPP Non-CHP | 2 | [20 empty] | N
56627 | DeWind Co. | 57263 | Little Pringle I Wind Farm | TX | HANSFORD | LP1 | WT | OP | 10 | 10 | 10 |  | 10 | 2010 | NG BLQ: WND; N Y: N; Y N: Y |  | S | 5 | N | IPP Non-CHP | 2 |  |  | N | [12 empty] | N |  |  |  |  | N
56627 | DeWind Co. | 57264 | Little Pringle II Wind Farm | TX | HANSFORD | LP2 | WT | OP | 10 | 10 | 10 |  | 10 | 2010 | NG BLQ: WND; N Y: N; Y N: Y |  | S | 5 | N | IPP Non-CHP | 2 |  |  | N | [12 empty] | N |  |  |  |  | N
56627 | DeWind Co. | 57516 | KODE Novus I | OK | Texas | NOVUS | WT | OP | 80 | 80 | 80 |  | 9 | 2012 | NG BLQ: WND; N Y: N; Y N: N |  | S | 40 | N | IPP Non-CHP | 2 | [20 empty] | N
56627 | DeWind Co. | 57517 | DeWind Frisco | TX | Hansford | FRISC | WT | OP | 20 | 20 | 20 |  | 2 | 2012 | NG BLQ: WND; N Y: N; Y N: N |  | S | 10 | N | IPP Non-CHP | 2 | [20 empty] | N
56627 | DeWind Co. | 57889 | KODE Novus II | OK | Texas | NOVII | WT | OP | 40 | 40 | 40 |  | 12 | 2012 | NG BLQ: WND; N Y: N; Y N: Y |  | S | 20 | N | IPP Non-CHP | 2 | [20 empty] | N
56629 | Lubbock Wind LLC | 57259 | Lubbock Wind Ranch | TX | Lubbock | 1 | WT | OP | 7.5 | 7.5 | 7.5 |  | 2 | 2010 | NG BLQ: WND; N Y: N; Y N: Y |  | S | 3 | N | IPP Non-CHP | 2 | [15 empty] | N |  |  |  |  | N
56630 | Texico Wind LP | 57258 | Texico Wind Ranch LP | NM | Curry | 1 | WT | OP | 1.9 | 1.9 | 1.9 |  | 12 | 2003 | NG BLQ: WND; N Y: N; Y N: Y |  | S | 3 | N | IPP Non-CHP | 2 |  |  | N | [17 empty] | N
56642 | Grant County Wind LLC | 57274 | Grant County Wind LLC | MN | Pipestone | 1 | WT | OP | 20 | 20 | 20 |  | 12 | 2010 | NG BLQ: WND; N Y: N; Y N: Y |  | S | 10 | N | IPP Non-CHP | 2 |  |  | N | [17 empty] | N
56645 | Aqua America Inc | 57280 | Aqua Ingrams Mill | PA | Chester | 1 | PV | OP | 1 | 0.4 | 0.3 |  | 12 | 2009 | NG BLQ: SUN; N Y: N; Y N: Y |  | S |  | N | IPP Non-CHP | 2 |  |  | N
56645 | Aqua America Inc | 58535 | Pickering Solar | PA | Chester | 1 | PV | OP | 1.5 | 1.4 | 1 |  | 1 | 2012 | NG BLQ: SUN; Y N: Y |  | S |  | N | IPP Non-CHP | 2
56646 | Covanta Plymouth Renewable Energy L P | 54625 | Covanta Plymouth Renewable Energy | PA | Montgomery | TGI | ST | OP | 32.1 | 28 | 28 |  | 12 | 1991 | NG BLQ: MSW; NG NG: DFO; N Y: N; Y N: Y | Y | S |  | N | Commercial Non-CHP | 4 |  | N | N | [17 empty] | N
56652 | DTE Stockton LLC | 54238 | Port of Stockton Energy Facility | CA | San Joaquin | STG | ST | OA | 54 | 44 | 44 |  | 12 | 1987 | BIT | PC | DFO | NG | TDF |  | Y | Y |  | W |  | Y | IPP CHP | 3 | T | N | Y | [9 empty] | WDS | 1 | 2013 | N |  |  |  |  | N | Y | Y |  |  |  |  | NG | DFO
56653 | Northern Colorado Wind LLC | 57290 | Northern Colorado Wind LLC | CO | Logan | GE | WT | OP | 22.5 | 22.5 | 22.5 |  | 8 | 2009 | NG BLQ: WND; N Y: N; Y N: Y |  | S | 15 | N | IPP Non-CHP | 2 |  |  | N
56653 | Northern Colorado Wind LLC | 57290 | Northern Colorado Wind LLC | CO | Logan | SIEM | WT | OP | 151.8 | 151.8 | 151.8 |  | 8 | 2009 | NG BLQ: WND; N Y: N; Y N: Y |  | S | 66 | N | IPP Non-CHP | 2 |  |  | N
56654 | Carleton College | 57296 | Carleton College | MN | Rice | GEN1 | IC | SB | 2.3 | 2.3 | 2.3 |  | 6 | 2009 | NG BLQ: DFO; N Y: N; Y N: N | N | S |  | N | Commercial Non-CHP | 4 |  |  | N | [17 empty] | N
56654 | Carleton College | 57296 | Carleton College | MN | Rice | GEN2 | IC | SB | 2.3 | 2.3 | 2.3 |  | 6 | 2009 | NG BLQ: DFO; N Y: N; Y N: N | N | S |  | N | Commercial Non-CHP | 4 |  |  | N | [17 empty] | N
56654 | Carleton College | 57296 | Carleton College | MN | Rice | WIND1 | WT | OP | 1.6 | 1.6 | 1.6 |  | 9 | 2004 | NG BLQ: WND; N Y: N; Y N: Y |  | S | 1 | N | Commercial Non-CHP | 4 |  |  | N | [17 empty] | N
56654 | Carleton College | 57296 | Carleton College | MN | Rice | WIND2 | WT | OP | 1.6 | 1.6 | 1.6 |  | 10 | 2011 | NG BLQ: WND; N Y: N; Y N: Y |  | S | 1 | N | Commercial Non-CHP | 4 |  |  | N | [17 empty] | N
56657 | ENEL Salt Wells LLC | 57213 | ENEL Salt Wells LLC | NV | CHURCHILL | 101 | BT | OP | 11.8 | 10.1 | 14.3 |  | 3 | 2009 | NG BLQ: GEO; N Y: N; Y N: Y |  | W |  | N | IPP Non-CHP | 2 |  |  | N | [17 empty] | N
56657 | ENEL Salt Wells LLC | 57213 | ENEL Salt Wells LLC | NV | CHURCHILL | 201 | BT | OP | 11.8 | 10.1 | 14.3 |  | 3 | 2009 | NG BLQ: GEO; N Y: N; Y N: Y |  | W |  | N | IPP Non-CHP | 2 |  |  | N | [17 empty] | N
56661 | Criterion Power Partners LLC | 57300 | Criterion Wind Project | MD | GARRETT | 1 | WT | OP | 70 | 70 | 70 |  | 12 | 2010 | NG BLQ: WND; N Y: N; Y N: Y |  | S | 28 | N | IPP Non-CHP | 2 |  |  | N
56662 | Cedar Point LLC | 57315 | Cedar Point Wind | CO | LINCOLN | 1-139 | WT | OP | 252 | 243 | 243 |  | 5 | 2011 | NG BLQ: WND; N Y: N; Y N: Y |  | S | 139 | N | IPP Non-CHP | 2 | [20 empty] | N
56663 | Mayberry Solar LLC | 57321 | Mayberry Solar LLC | NC | SURRY | 1PV | PV | OP | 1.2 | 1.2 | 1.2 |  | 10 | 2011 | NG BLQ: SUN; N Y: N; Y N: Y |  | S |  | N | IPP Non-CHP | 2 | [20 empty] | N
56664 | Garnet Energy Corporation | 57302 | Garnet Wind Energy Center | CA | RIVERSIDE | 1 | WT | OP | 6.5 | 6.5 | 6.5 |  | 6 | 2009 | NG BLQ: WND; N Y: N; Y N: Y |  | W | 13 | N | IPP Non-CHP | 2 |  |  | N | [12 empty] | N
56665 | Dutch Energy Corporation | 57301 | Dutch Wind Energy | CA | Riverside | DEC | WT | OP | 8 | 8 | 8 |  | 8 | 1994 | NG BLQ: WND; N Y: N; Y N: Y |  | S | 20 | N | IPP Non-CHP | 2 |  |  | N | [12 empty] | N
56667 | Loraine Windpower Park LLC | 57303 | Loraine Windpower Park LLC | TX | Mitchell | LWG1 | WT | OP | 75 | 75 | 75 |  | 10 | 2009 | NG BLQ: WND; N Y: N; Y N: Y |  | S | 50 | N | IPP Non-CHP | 2 | [15 empty] | N |  |  |  |  | N
56667 | Loraine Windpower Park LLC | 57303 | Loraine Windpower Park LLC | TX | Mitchell | LWG2 | WT | OP | 75 | 75 | 75 |  | 10 | 2009 | NG BLQ: WND; N Y: N; Y N: Y |  | S | 50 | N | IPP Non-CHP | 2 | [15 empty] | N |  |  |  |  | N
56672 | Targa Co-Generation LLC | 57322 | Mont Belvieu Cogeneration Unit | TX | Chambers | GT01 | GT | OP | 15 | 12.3 | 15 |  | 7 | 2009 | NG BLQ: NG; N Y: N; Y N: Y |  | S |  | Y | Industrial CHP | 7 | T |  | N | [17 empty] | N
56673 | White Oak Solar Energy LLC | 57337 | Dover Sun Park | DE | Kent | 1 | PV | OP | 10 | 10 | 10 |  | 7 | 2011 | NG BLQ: SUN; N Y: N; Y N: Y |  | S |  | N | IPP Non-CHP | 2 | [20 empty] | N
56677 | Magma Energy US Corp | 52174 | Soda Lake Geothermal No I II | NV | Churchill | OE11 | ST | OP | 1.2 | 0.8 | 0.8 |  | 12 | 1987 | NG BLQ: GEO; N Y: N; Y N: Y |  | W |  | N | IPP Non-CHP | 2 |  | N | N | [17 empty] | N
56677 | Magma Energy US Corp | 52174 | Soda Lake Geothermal No I II | NV | Churchill | OE12 | ST | OP | 1.2 | 0.9 | 0.8 |  | 12 | 1987 | NG BLQ: GEO; N Y: N; Y N: Y |  | W |  | N | IPP Non-CHP | 2 |  | N | N | [17 empty] | N
56677 | Magma Energy US Corp | 52174 | Soda Lake Geothermal No I II | NV | Churchill | OE13 | ST | OP | 1.2 | 0.9 | 0.9 |  | 12 | 1987 | NG BLQ: GEO; N Y: N; Y N: Y |  | W |  | N | IPP Non-CHP | 2 |  | N | N | [17 empty] | N
56677 | Magma Energy US Corp | 52174 | Soda Lake Geothermal No I II | NV | Churchill | OE21 | ST | OP | 1.5 | 1.1 | 1 |  | 10 | 1990 | NG BLQ: GEO; N Y: N; Y N: Y |  | W |  | N | IPP Non-CHP | 2 |  | N | N | [17 empty] | N
56677 | Magma Energy US Corp | 52174 | Soda Lake Geothermal No I II | NV | Churchill | OEC1 | ST | OP | 3.5 | 1.2 | 1.6 |  | 10 | 1990 | NG BLQ: GEO; N Y: N; Y N: Y |  | W |  | N | IPP Non-CHP | 2 |  | N | N | [17 empty] | N
56677 | Magma Energy US Corp | 52174 | Soda Lake Geothermal No I II | NV | Churchill | OEC2 | ST | OP | 3.5 | 1.2 | 1.7 |  | 10 | 1990 | NG BLQ: GEO; N Y: N; Y N: Y |  | W |  | N | IPP Non-CHP | 2 |  | N | N | [17 empty] | N
56677 | Magma Energy US Corp | 52174 | Soda Lake Geothermal No I II | NV | Churchill | OEC3 | ST | OP | 3.5 | 1.3 | 1.7 |  | 10 | 1990 | NG BLQ: GEO; N Y: N; Y N: Y |  | W |  | N | IPP Non-CHP | 2 |  | N | N | [17 empty] | N
56677 | Magma Energy US Corp | 52174 | Soda Lake Geothermal No I II | NV | Churchill | OEC4 | ST | OP | 3.5 | 1.3 | 1.8 |  | 10 | 1990 | NG BLQ: GEO; N Y: N; Y N: Y |  | W |  | N | IPP Non-CHP | 2 |  | N | N | [17 empty] | N
56677 | Magma Energy US Corp | 52174 | Soda Lake Geothermal No I II | NV | Churchill | OEC5 | ST | OP | 3.5 | 1.3 | 1.7 |  | 10 | 1990 | NG BLQ: GEO; N Y: N; Y N: Y |  | W |  | N | IPP Non-CHP | 2 |  | N | N | [17 empty] | N
56677 | Magma Energy US Corp | 52174 | Soda Lake Geothermal No I II | NV | Churchill | OEC6 | ST | OP | 3.5 | 1.3 | 1.7 |  | 10 | 1990 | NG BLQ: GEO; N Y: N; Y N: Y |  | W |  | N | IPP Non-CHP | 2 |  | N | N | [17 empty] | N
56678 | FPL Energy Illinois Wind LLC | 57325 | FPL Energy Illinois Wind LLC | IL | De Kalb | GE1.5 | WT | OP | 217.5 | 217.5 | 217.5 |  | 12 | 2009 | NG BLQ: WND; N Y: N; Y N: Y |  | S | 145 | N | IPP Non-CHP | 2 |  |  | N
56679 | Sierra SunTower LLC | 57323 | Sierra SunTower Solar Gen Station | CA | LOS ANGELES | UNIT1 | ST | OP | 7.5 | 3.2 | 2 |  | 7 | 2009 | NG BLQ: SUN; N Y: N; Y N: N |  | S |  | N | IPP Non-CHP | 2 |  |  | N | [17 empty] | N | [6 empty] | SUN
56680 | Diamond Shamrock Refining Company LP | 57326 | Sunray Wind I | TX | Moore | WND1 | WT | OP | 49.5 | 49.5 | 49.5 |  | 9 | 2009 | NG BLQ: WND; N Y: N; Y N: Y |  | S | 33 | N | IPP Non-CHP | 2 |  |  | N
56681 | Kent County Levy Court Dept of Pub Work | 57330 | Kent County Wastewater Treatment Solar | DE | Kent | 1 | PV | OP | 1.2 | 1.2 | 1.2 |  | 3 | 2011 | NG BLQ: SUN; N Y: N; Y N: Y |  | S |  | N | IPP Non-CHP | 2 | [20 empty] | N
56682 | Duke Energy Top Of the World WindPower | 57327 | Top of the World Windpower Project | WY | CONVERSE | TOTW1 | WT | OP | 200 | 200 | 200 |  | 10 | 2010 | NG BLQ: WND; N Y: N; Y N: Y |  | S | 110 | N | IPP Non-CHP | 2 |  |  | N | [17 empty] | N
56683 | Elk City LLC | 57346 | Elk City LLC | OK | Roger Mills | 1 | WT | OP | 98.9 | 98.9 | 98.9 |  | 12 | 2009 | NG BLQ: WND; N Y: N; Y N: Y |  | S | 43 | N | IPP Non-CHP | 2 |  |  | N | [17 empty] | N
56683 | Elk City LLC | 57346 | Elk City LLC | OK | Roger Mills | 2 | WT | OP | 99.2 | 99.2 | 99.2 |  | 12 | 2010 | NG BLQ: WND; N Y: N; Y N: Y |  | S | 48 | N | IPP Non-CHP | 2 |  |  | N
56684 | White Oak Energy LLC | 57342 | White Oak Energy LLC | IL | McLean | 1 | WT | OP | 150 | 150 | 150 |  | 6 | 2011 | NG BLQ: WND; N Y: N; Y N: Y |  | S | 100 | N | IPP Non-CHP | 2 | [20 empty] | N
56685 | Cargill Inc | 57343 | Cargill B6 Biofactory | ID | Gooding | 1 | IC | OA | 1.1 | 1.1 | 1.1 |  | 12 | 2009 | NG BLQ: OBG; N Y: N; Y N: Y |  | S |  | Y | IPP CHP | 3 | T |  | N | [17 empty] | N
56685 | Cargill Inc | 57343 | Cargill B6 Biofactory | ID | Gooding | 2 | IC | OA | 1.1 | 1.1 | 1.1 |  | 12 | 2009 | NG BLQ: OBG; N Y: N; Y N: Y |  | S |  | Y | IPP CHP | 3 | T |  | N | [17 empty] | N
56685 | Cargill Inc | 57344 | Cargill Dry Creek Biofactory | ID | TWIN FALLS | GS1 | IC | OP | 0.8 | 0.8 | 0.8 |  | 10 | 2008 | NG BLQ: OBG; N Y: N; Y N: Y |  | S |  | Y | Industrial CHP | 7 | T |  | N | [17 empty] | N
56685 | Cargill Inc | 57344 | Cargill Dry Creek Biofactory | ID | TWIN FALLS | GS2 | IC | OP | 0.8 | 0.8 | 0.8 |  | 10 | 2008 | NG BLQ: OBG; N Y: N; Y N: Y |  | S |  | Y | Industrial CHP | 7 | T |  | N | [17 empty] | N
56685 | Cargill Inc | 57344 | Cargill Dry Creek Biofactory | ID | TWIN FALLS | GS3 | IC | OP | 0.8 | 0.8 | 0.8 |  | 10 | 2008 | NG BLQ: OBG; N Y: N; Y N: Y |  | S |  | Y | Industrial CHP | 7 | T |  | N | [17 empty] | N
56685 | Cargill Inc | 57345 | Cargill Kettle Butte Biofactory | ID | JEFFERSON | 1 | IC | OP | 0.9 | 0.9 | 0.9 |  | 5 | 2011 | NG BLQ: OBG; N Y: N; Y N: Y |  | S |  | Y | IPP CHP | 3 | T | [19 empty] | N
56685 | Cargill Inc | 57345 | Cargill Kettle Butte Biofactory | ID | JEFFERSON | 2 | IC | OP | 0.9 | 0.9 | 0.9 |  | 5 | 2011 | NG BLQ: OBG; N Y: N; Y N: Y |  | S |  | Y | IPP CHP | 3 | T | [19 empty] | N
56687 | CityCenter Land LLC | 57348 | CityCenter Central Plant Cogen Units | NV | CLARK | UNITA | GT | OP | 4.3 | 4 | 4 |  | 12 | 2009 | [9 empty] | S |  | Y | Commercial CHP | 5 | T |  | N | [17 empty] | N | bar: NG BLQ; N Y to Y N
56687 | CityCenter Land LLC | 57348 | CityCenter Central Plant Cogen Units | NV | CLARK | UNITB | GT | OP | 4.3 | 4 | 4 |  | 12 | 2009 | [9 empty] | S |  | Y | Commercial CHP | 5 | T |  | N | [17 empty] | N | bar: NG BLQ; N Y to Y N
56688 | Baldwin Wind LLC | 57347 | Baldwin Wind LLC | ND | Burleigh | GE1 | WT | OP | 102.4 | 102.4 | 102.4 |  | 12 | 2010 | NG BLQ: WND; N Y: N; Y N: Y |  | S | 64 | N | IPP Non-CHP | 2 |  |  | N | [17 empty] | N
56689 | Renew Energy Maintenance LLC | 57351 | Uilk Wind LLC | MN | PIPESTONE | FA01 | WT | OP | 1.5 | 1.5 | 1.5 |  | 1 | 2010 | NG BLQ: WND; N Y: N; Y N: Y |  | J | 1 | N | Commercial Non-CHP | 4 |  |  | N | [12 empty] | N |  |  |  |  | N
56689 | Renew Energy Maintenance LLC | 57351 | Uilk Wind LLC | MN | PIPESTONE | FA02 | WT | OP | 1.5 | 1.5 | 1.5 |  | 1 | 2010 | NG BLQ: WND; N Y: N; Y N: Y |  | J | 1 | N | Commercial Non-CHP | 4 |  |  | N | [12 empty] | N |  |  |  |  | N
56689 | Renew Energy Maintenance LLC | 57351 | Uilk Wind LLC | MN | PIPESTONE | FA03 | WT | OP | 1.5 | 1.5 | 1.5 |  | 1 | 2010 | NG BLQ: WND; N Y: N; Y N: Y |  | J | 1 | N | Commercial Non-CHP | 4 |  |  | N | [12 empty] | N |  |  |  |  | N
56690 | Town of Portsmouth | 57350 | Portsmouth Wind Turbine | RI | Newport | WTG-1 | WT | OP | 1.5 | 1.5 | 1.5 |  | 3 | 2009 | NG BLQ: WND; N Y: N; Y N: Y |  | S | 1 | N | IPP Non-CHP | 2 |  |  | N | [12 empty] | N
56693 | Fox Island Wind LLC | 57354 | Fox Island Wind LLC | ME | Knox | 1 | WT | OP | 4.5 | 4.5 | 4.5 |  | 11 | 2009 | NG BLQ: WND; N Y: N; Y N: Y |  | J | 3 | N | IPP Non-CHP | 2 |  |  | N
56694 | Thermo No 1 BE 01 LLC | 57353 | Thermo No 1 | UT | BEAVER | 1 | BT | OP | 14 | 11 | 11 |  | 4 | 2009 | NG BLQ: GEO; N Y: N; Y N: Y |  | S |  | N | IPP Non-CHP | 2 |  |  | N | [15 empty] | 6 | 2013 | N
56696 | Alamosa Operating Services LLC | 57368 | Cogentrix of Alamosa | CO | Alamosa | 1 | PV | OP | 30 | 30 | 30 |  | 4 | 2012 | NG BLQ: SUN; N Y: N; Y N: Y |  | W | 504 | N | IPP Non-CHP | 2 | [20 empty] | N
56698 | Red Mesa Wind LLC | 57357 | Red Mesa Wind LLC | NM | Sandoval | EXIS | WT | OP | 102.4 | 102.4 | 102.4 |  | 12 | 2010 | NG BLQ: WND; N Y: N; Y N: Y |  | W | 64 | N | IPP Non-CHP | 2 |  |  | N
56699 | CPV Keenan II Renewable Energy Co LLC | 57358 | Keenan II Renewable Energy Co LLC | OK | WOODWARD | 1 | WT | OP | 151.8 | 151.8 | 151.8 |  | 12 | 2010 | NG BLQ: WND; N Y: N; Y N: Y |  | S | 66 | N | IPP Non-CHP | 2 |  |  | N | [12 empty] | N
56700 | Avenal Solar Holdings LLC | 57359 | Avenal Park | CA | KINGS | 1 | PV | OP | 6 | 6 | 6 |  | 8 | 2011 | NG BLQ: SUN; N Y: N; Y N: Y |  | S | 6 | N | IPP Non-CHP | 2 | [20 empty] | N
56700 | Avenal Solar Holdings LLC | 57360 | Sun City Project LLC | CA | KINGS | 1 | PV | OP | 20 | 20 | 20 |  | 8 | 2011 | NG BLQ: SUN; N Y: N; Y N: Y |  | S | 20 | N | IPP Non-CHP | 2 | [20 empty] | N
56700 | Avenal Solar Holdings LLC | 57361 | Sand Drag LLC | CA | KINGS | 1 | PV | OP | 19 | 19 | 19 |  | 8 | 2011 | NG BLQ: SUN; N Y: N; Y N: Y |  | S | 19 | N | IPP Non-CHP | 2 | [20 empty] | N
56701 | The Hankin Group | 57362 | Morgantown Solar Park | PA | BERKS | 1 | PV | OP | 2 | 1.6 | 1.4 |  | 11 | 2011 | NG BLQ: SUN; N Y: N; Y N: Y |  | S |  | N | IPP Non-CHP | 2 | [20 empty] | N
56703 | MP Durham LLC | 57365 | MP Durham LLC | NC | Durham | 1A | IC | OP | 1.1 | 1.1 | 1.1 |  | 2 | 2010 | NG BLQ: LFG; N Y: N; Y N: Y |  | S |  | N | IPP Non-CHP | 2 |  |  | N | [12 empty] | N |  |  |  |  | N
56703 | MP Durham LLC | 57365 | MP Durham LLC | NC | Durham | 1B | IC | OP | 1.1 | 1.1 | 1.1 |  | 2 | 2010 | NG BLQ: LFG; N Y: N; Y N: Y |  | S |  | N | IPP Non-CHP | 2 |  |  | N | [12 empty] | N |  |  |  |  | N
56703 | MP Durham LLC | 57365 | MP Durham LLC | NC | Durham | 1C | IC | OP | 1.1 | 1.1 | 1.1 |  | 2 | 2010 | NG BLQ: LFG; N Y: N; Y N: Y |  | S |  | N | IPP Non-CHP | 2 |  |  | N | [12 empty] | N |  |  |  |  | N
56704 | MP Wayne LLC | 57366 | MP Wayne LLC | NC | Wayne | 1A | IC | OP | 1.1 | 1.1 | 1.1 |  | 12 | 2010 | NG BLQ: LFG; N Y: N; Y N: Y |  | S |  | N | IPP Non-CHP | 2 |  |  | N | [12 empty] | N |  |  |  |  | N
56704 | MP Wayne LLC | 57366 | MP Wayne LLC | NC | Wayne | 1B | IC | OP | 1.1 | 1.1 | 1.1 |  | 12 | 2010 | NG BLQ: LFG; N Y: N; Y N: Y |  | S |  | N | IPP Non-CHP | 2 |  |  | N | [12 empty] | N |  |  |  |  | N
56704 | MP Wayne LLC | 57366 | MP Wayne LLC | NC | Wayne | 1C | IC | OP | 1.1 | 1.1 | 1.1 |  | 12 | 2010 | NG BLQ: LFG; N Y: N; Y N: Y |  | S |  | N | IPP Non-CHP | 2 |  |  | N | [12 empty] | N |  |  |  |  | N
56705 | Pocono International Raceway Inc | 57367 | Pocono Solar Project | PA | Monroe | POCON | PV | OP | 3 | 3 | 3 |  | 8 | 2010 | NG BLQ: SUN; N Y: N; Y N: Y |  | S | 3 | N | IPP Non-CHP | 2 |  |  | N | [17 empty] | N
56706 | Chevron Technology Ventures | 57369 | Questa Solar Facility | NM | Taos | QST | PV | OP | 1 | 1 | 1 |  | 1 | 2011 | NG BLQ: SUN; N Y: N; Y N: Y |  | S |  | N | IPP Non-CHP | 2 | [20 empty] | N
56707 | Yuma County Water User's Association | 57364 | Siphon Drop Power Plant | CA | IMPERIAL | 1 | HY | OP | 2.2 | 2.2 | 2.2 |  | 9 | 1987 | NG BLQ: WAT; N Y: N; Y N: Y |  | S |  | N | IPP Non-CHP | 2 |  |  | N | [17 empty] | N
56707 | Yuma County Water User's Association | 57364 | Siphon Drop Power Plant | CA | IMPERIAL | 2 | HY | OP | 2.2 | 2.2 | 2.2 |  | 12 | 1987 | NG BLQ: WAT; N Y: N; Y N: Y |  | S |  | N | IPP Non-CHP | 2 |  |  | N | [17 empty] | N
56713 | Adams Wind Generations LLC | 57375 | Adams Wind Generations LLC | MN | Meeker | AWG | WT | OP | 20 | 20 | 20 |  | 3 | 2011 | NG BLQ: WND; N Y: N; Y N: Y |  | S | 12 | N | IPP Non-CHP | 2 |  |  | N | [17 empty] | N
56715 | Ridgewind Power Partners LLC | 57386 | Ridgewind | MN | PIPESTONE | WTG1 | WT | OP | 25.3 | 25.3 | 25.3 |  | 1 | 2011 | NG BLQ: WND; N Y: N; Y N: Y |  | S | 11 | N | IPP Non-CHP | 2 | [20 empty] | N
56718 | DF-AP #1 LLC | 57393 | Big Sky Dairy Digester | ID | GOODING | GEN1 | IC | OP | 0.8 | 0.7 | 0.7 |  | 1 | 2009 | NG BLQ: OBG; N Y: N; Y N: Y |  | S |  | N | IPP Non-CHP | 2 |  |  | N | [17 empty] | N
56718 | DF-AP #1 LLC | 57393 | Big Sky Dairy Digester | ID | GOODING | GEN2 | IC | OP | 0.8 | 0.7 | 0.7 |  | 1 | 2009 | NG BLQ: OBG; N Y: N; Y N: Y |  | S |  | N | IPP Non-CHP | 2 |  |  | N | [17 empty] | N
56720 | Greater Sandhill I LLC | 57377 | Greater Sandhill I | CO | ALAMOSA | GS-P1 | PV | OP | 10 | 10 | 10 |  | 9 | 2010 | NG BLQ: SUN; N Y: N; Y N: Y |  | S |  | N | IPP Non-CHP | 2 |  |  | N
56720 | Greater Sandhill I LLC | 57377 | Greater Sandhill I | CO | ALAMOSA | GS-P2 | PV | OP | 9 | 9 | 9 |  | 12 | 2010 | NG BLQ: SUN; N Y: N; Y N: Y |  | S |  | N | IPP Non-CHP | 2 |  |  | N
56721 | Danielson Wind Farms LLC | 57396 | Danielson Wind Farms LLC | MN | KANDIYOHI | DWF | WT | OP | 20 | 20 | 20 |  | 3 | 2011 | NG BLQ: WND; N Y: N; Y N: Y |  | S | 12 | N | IPP Non-CHP | 2 | [20 empty] | N
56727 | Ashtabula Wind III LLC | 57387 | Ashtabula Wind III LLC | ND | STEELE | GE16 | WT | OP | 62.4 | 62.4 | 62.4 |  | 12 | 2010 | NG BLQ: WND; N Y: N; Y N: Y |  | S | 39 | N | IPP Non-CHP | 2 |  |  | N
56728 | Dow Jones & Co | 57397 | Dow Jones South Brunswick Solar | NJ | Middlesex | PV01 | PV | OP | 2.5 | 2.5 | 2 |  | 12 | 2010 | NG BLQ: SUN; N Y: N; Y N: Y |  | S |  | N | IPP Non-CHP | 2 |  |  | N | [17 empty] | N
56728 | Dow Jones & Co | 57397 | Dow Jones South Brunswick Solar | NJ | Middlesex | PV02 | PV | OP | 1.6 | 1.6 | 1.6 |  | 3 | 2011 | NG BLQ: SUN; N Y: N; Y N: Y |  | S |  | N | IPP Non-CHP | 2 | [20 empty] | N
56730 | Cedar Bay Operating Services LLC | 10672 | Cedar Bay Generating Company LP | FL | Duval | GEN1 | ST | OP | 291.6 | 250 | 250 |  | 1 | 1994 | NG BLQ: BIT; NG NG: WDS; N Y: Y; Y N: Y |  | W |  | Y | IPP CHP | 3 | T |  | N | [17 empty] | N |  | Y |  |  |  |  | DFO
56732 | GlaxoSmithKline Consumer Healthcare L P | 57390 | GSK York RDC Solar Facility | PA | YORK | 1 | PV | OP | 2.6 | 1.5 | 1 |  | 12 | 2010 | NG BLQ: SUN; N Y: N; Y N: Y |  | S | 5 | N | IPP Non-CHP | 2 |  |  | N
56741 | Knouse Food Cooperative Inc | 57412 | Knouse Solar Project 1 | PA | Cumberland | 1 | PV | OP | 3 | 0.4 | 0.2 |  | 12 | 2010 | NG BLQ: SUN; N Y: N; Y N: N |  | S | 14136 | N | Industrial Non-CHP | 6 |  |  | N
56742 | Notus Clean Energy LLC | 57414 | Notus Wind 1 | MA | BARNSTABLE | 1 | WT | OP | 1.7 | 1.7 | 1.7 |  | 7 | 2010 | NG BLQ: WND; N Y: N; Y N: N |  | S | 1 | N | IPP Non-CHP | 2 |  |  | N
56744 | Elk Wind Energy LLC | 57417 | Elk Wind Farm | IA | CLAYTON | NORD | WT | OP | 40.8 | 40.8 | 40.8 |  | 12 | 2011 | NG BLQ: WND; N Y: N; Y N: Y |  | S | 17 | N | IPP Non-CHP | 2 | [20 empty] | N
56749 | UTS SJ1 LLC | 57420 | UTS SJ1 LLC | CA | Santa Clara | 0001 | FC | OP | 1.5 | 1.4 | 1.4 |  | 6 | 2012 | NG BLQ: OBG; NG NG: NG; N Y: Y; Y N: Y |  | S |  | Y | IPP CHP | 3 | B | [19 empty] | N
56751 | Yolo County of | 57422 | Yolo County Solar Project | CA | Yolo | 1 | PV | OP | 1 | 1 | 1 |  | 12 | 2010 | NG BLQ: SUN; N Y: N; Y N: N |  | J |  | N | Commercial Non-CHP | 4 |  |  | N | [12 empty] | N |  |  |  |  | N | [6 empty] | SUN | SUN | SUN | SUN
56753 | AgPower Jerome LLC | 57425 | Double A Digester | ID | JEROME | 1 | IC | OP | 1.5 | 1.5 | 1.5 |  | 12 | 2011 | NG BLQ: OBG; N Y: N; Y N: Y |  | S |  | N | IPP CHP | 3 | [20 empty] | N
56753 | AgPower Jerome LLC | 57425 | Double A Digester | ID | JEROME | 2 | IC | OP | 1.5 | 1.5 | 1.5 |  | 1 | 2012 | NG BLQ: OBG; N Y: N; Y N: Y |  | S |  | Y | IPP CHP | 3 | T | [19 empty] | N
56753 | AgPower Jerome LLC | 57425 | Double A Digester | ID | JEROME | 3 | IC | OP | 1.5 | 1.5 | 1.5 |  | 2 | 2012 | NG BLQ: OBG; N Y: N; Y N: Y |  | S |  | Y | IPP CHP | 3 | T | [19 empty] | N
56756 | Bellefontaine Gas Producers LLC | 57433 | Bellefontaine Gas Producers LLC | OH | Logan | 1 | IC | OP | 1.6 | 1.6 | 1.6 |  | 2 | 2009 | NG BLQ: LFG; N Y: N; Y N: Y |  | S |  | N | IPP Non-CHP | 2 |  |  | N
56756 | Bellefontaine Gas Producers LLC | 57433 | Bellefontaine Gas Producers LLC | OH | Logan | 2 | IC | OP | 1.6 | 1.6 | 1.6 |  | 2 | 2009 | NG BLQ: LFG; N Y: N; Y N: Y |  | S |  | N | IPP Non-CHP | 2 |  |  | N
56756 | Bellefontaine Gas Producers LLC | 57433 | Bellefontaine Gas Producers LLC | OH | Logan | 3 | IC | OP | 1.6 | 1.6 | 1.6 |  | 2 | 2009 | NG BLQ: LFG; N Y: N; Y N: Y |  | S |  | N | IPP Non-CHP | 2 |  |  | N
56757 | Valley View Transmission LLC | 57434 | Valley View Transmission LLC | MN | Murray | VVT | WT | OP | 10 | 10 | 10 |  | 7 | 2011 | NG BLQ: WND; N Y: N; Y N: Y |  | W | 5 | N | IPP Non-CHP | 2 | [20 empty] | N
56758 | Solar Star North Carolina II LLC | 57435 | Solar Star North Carolina II LLC | NC | HERTFORD | 1 | PV | OP | 1.3 | 1 | 1 |  | 12 | 2011 | NG BLQ: SUN; N Y: N; Y N: Y |  | S | 2 | N | IPP Non-CHP | 2 | [20 empty] | N
56758 | Solar Star North Carolina II LLC | 57435 | Solar Star North Carolina II LLC | NC | HERTFORD | 2 | PV | OP | 1.3 | 1 | 1 |  | 12 | 2011 | NG BLQ: SUN; N Y: N; Y N: Y |  | S | 2 | N | IPP Non-CHP | 2 | [20 empty] | N
56758 | Solar Star North Carolina II LLC | 57435 | Solar Star North Carolina II LLC | NC | HERTFORD | 3 | PV | OP | 1.3 | 1 | 1 |  | 12 | 2011 | NG BLQ: SUN; N Y: N; Y N: Y |  | S | 2 | N | IPP Non-CHP | 2 | [20 empty] | N
56758 | Solar Star North Carolina II LLC | 57435 | Solar Star North Carolina II LLC | NC | HERTFORD | 4 | PV | OP | 1.3 | 1 | 1 |  | 12 | 2011 | NG BLQ: SUN; N Y: N; Y N: Y |  | S | 2 | N | IPP Non-CHP | 2 | [20 empty] | N
56758 | Solar Star North Carolina II LLC | 57435 | Solar Star North Carolina II LLC | NC | HERTFORD | 5 | PV | OP | 1.3 | 1 | 1 |  | 12 | 2011 | NG BLQ: SUN; N Y: N; Y N: Y |  | S | 2 | N | IPP Non-CHP | 2 | [20 empty] | N
56760 | Davidson Gas Producers LLC | 57436 | Davidson Gas Producers LLC | NC | DAVIDSON | 1 | IC | OP | 1.6 | 1.6 | 1.6 |  | 11 | 2010 | NG BLQ: LFG; N Y: N; Y N: Y |  | S |  | N | IPP Non-CHP | 2 |  |  | N | [17 empty] | N
56761 | 6th St Solar Park of Gainesville FL | 57438 | 6th St Solar Park of Gainesville FL | FL | Alachua | 1 | PV | OP | 1.6 | 1.6 | 1.6 |  | 7 | 2011 | NG BLQ: SUN; N Y: N; Y N: Y |  | S | 4 | N | IPP Non-CHP | 2 |  |  | N | [17 empty] | N
56762 | High Plains Ranch II, LLC | 57439 | California Valley Solar Ranch | CA | SAN LUIS OBISPO | HPR2A | PV | OP | 21 | 21 | 21 |  | 9 | 2012 | NG BLQ: SUN; N Y: N; Y N: Y |  | S |  | N | IPP Non-CHP | 2 | [20 empty] | N
56762 | High Plains Ranch II, LLC | 57439 | California Valley Solar Ranch | CA | SAN LUIS OBISPO | HPR2B | PV | OP | 64.8 | 64.8 | 64.8 |  | 12 | 2012 | NG BLQ: SUN; N Y: N; Y N: Y |  | S |  | N | IPP Non-CHP | 2 | [20 empty] | N
56762 | High Plains Ranch II, LLC | 57439 | California Valley Solar Ranch | CA | SAN LUIS OBISPO | HPR2D | PV | OP | 40 | 40 | 40 |  | 12 | 2012 | NG BLQ: SUN; N Y: N; Y N: Y |  | S |  | N | IPP Non-CHP | 2 | [20 empty] | N
56764 | USG Nevada LLC | 57456 | San Emidio | NV | WASHOE | SE-U1 | ST | OP | 11.8 | 17.9 | 12 |  | 5 | 2012 | NG BLQ: GEO; N Y: N; Y N: Y |  | S |  | N | IPP Non-CHP | 2 | [20 empty] | N
56765 | CER Colorado Bend Energy Partners LP | 56350 | Colorado Bend Energy Center | TX | Wharton | CT1A | CT | OP | 90 | 75 | 87 | 741 | 5 | 2002 | NG BLQ: NG; N Y: N; Y N: Y |  | S |  | N | IPP Non-CHP | 2 |  | N | N | [17 empty] | N
56765 | CER Colorado Bend Energy Partners LP | 56350 | Colorado Bend Energy Center | TX | Wharton | CT1B | CT | OP | 90 | 75 | 87 | 742 | 5 | 2002 | NG BLQ: NG; N Y: N; Y N: Y |  | S |  | N | IPP Non-CHP | 2 |  | N | N | [17 empty] | N
56765 | CER Colorado Bend Energy Partners LP | 56350 | Colorado Bend Energy Center | TX | Wharton | CT2A | CT | OP | 90 | 75 | 87 | 743 | 5 | 2002 | NG BLQ: NG; N Y: N; Y N: Y |  | S |  | N | IPP Non-CHP | 2 |  | N | N | [17 empty] | N
56765 | CER Colorado Bend Energy Partners LP | 56350 | Colorado Bend Energy Center | TX | Wharton | CT2B | CT | OP | 90 | 75 | 87 | 744 | 5 | 2002 | NG BLQ: NG; N Y: N; Y N: Y |  | S |  | N | IPP Non-CHP | 2 |  | N | N | [17 empty] | N
56765 | CER Colorado Bend Energy Partners LP | 56350 | Colorado Bend Energy Center | TX | Wharton | ST1 | CA | OP | 105.1 | 105 | 105 | 115 | 5 | 2007 | NG BLQ: NG; N Y: N; Y N: Y |  | S |  | N | IPP Non-CHP | 2 |  | Y | N | [17 empty] | N
56765 | CER Colorado Bend Energy Partners LP | 56350 | Colorado Bend Energy Center | TX | Wharton | ST2 | CA | OP | 115 | 105 | 108 | 116 | 6 | 2008 | NG BLQ: NG; N Y: N; Y N: Y |  | S |  | N | IPP Non-CHP | 2 |  | Y | N | [17 empty] | N
56766 | CER Quail Run Energy Partners LP | 56349 | Quail Run Energy Center | TX | Ector | CT1A | CT | OP | 75 | 72 | 84 | 830 | 5 | 2007 | NG BLQ: NG; N Y: N; Y N: Y |  | S |  | N | IPP Non-CHP | 2 |  |  | N
56766 | CER Quail Run Energy Partners LP | 56349 | Quail Run Energy Center | TX | Ector | CT1B | CT | OP | 75 | 72 | 84 | 830 | 5 | 2007 | NG BLQ: NG; N Y: N; Y N: Y |  | S |  | N | IPP Non-CHP | 2 |  |  | N
56766 | CER Quail Run Energy Partners LP | 56349 | Quail Run Energy Center | TX | Ector | CT2A | CT | OP | 86.5 | 70 | 75 | 831 | 5 | 2002 | NG BLQ: NG; N Y: N; Y N: Y |  | S |  | N | IPP Non-CHP | 2 |  |  | N
56766 | CER Quail Run Energy Partners LP | 56349 | Quail Run Energy Center | TX | Ector | CT2B | CT | OP | 86.5 | 70 | 75 | 831 | 5 | 2002 | NG BLQ: NG; N Y: N; Y N: Y |  | S |  | N | IPP Non-CHP | 2 |  |  | N
56766 | CER Quail Run Energy Partners LP | 56349 | Quail Run Energy Center | TX | Ector | ST1 | CA | OP | 125 | 98 | 98 | 830 | 5 | 2007 | NG BLQ: NG; N Y: N; Y N: Y |  | S |  | N | IPP Non-CHP | 2 |  | Y | N
56766 | CER Quail Run Energy Partners LP | 56349 | Quail Run Energy Center | TX | Ector | ST2 | CA | OP | 125 | 100 | 100 | 831 | 5 | 2008 | NG BLQ: NG; N Y: N; Y N: Y |  | S |  | N | IPP Non-CHP | 2 |  | Y | N
56769 | Consolidated Edison Development Inc. | 57256 | PA Solar Park | PA | Carbon | 1 | PV | OP | 10.1 | 10 | 10 |  | 10 | 2012 | NG BLQ: SUN; N Y: N; Y N: Y |  | S | 20 | N | IPP Non-CHP | 2 |  |  | N | [17 empty] | N
56769 | Consolidated Edison Development Inc. | 57448 | Pilesgrove | NJ | Salem | PILE | PV | OP | 18 | 17.7 | 17.7 |  | 8 | 2011 | NG BLQ: SUN; N Y: N; Y N: Y |  | S | 36 | N | IPP Non-CHP | 2 | [20 empty] | N
56769 | Consolidated Edison Development Inc. | 57471 | Murray Hill Solar | NJ | Union | MHNJ | PV | OP | 1 | 1 | 1 |  | 5 | 2011 | NG BLQ: SUN; N Y: N; Y N: N |  | S | 2 | N | IPP Non-CHP | 2 | [20 empty] | N
56769 | Consolidated Edison Development Inc. | 57473 | Dartmouth Solar | MA | Bristol | DSMA | PV | OP | 1.6 | 1.6 | 1.6 |  | 3 | 2011 | NG BLQ: SUN; N Y: N; Y N: N |  | S | 3 | N | IPP Non-CHP | 2 | [20 empty] | N
56769 | Consolidated Edison Development Inc. | 57485 | Flemington Solar | NJ | Hunterdon | FSNJ | PV | OP | 8 | 7.9 | 7.9 |  | 12 | 2011 | NG BLQ: SUN; N Y: N; Y N: Y |  | S | 16 | N | IPP Non-CHP | 2 | [20 empty] | N
56769 | Consolidated Edison Development Inc. | 57486 | Frenchtown I Solar | NJ | Hunterdon | F1NJ | PV | OP | 3 | 3 | 3 |  | 1 | 2012 | NG BLQ: SUN; N Y: N; Y N: Y |  | S | 6 | N | IPP Non-CHP | 2 | [20 empty] | N
56769 | Consolidated Edison Development Inc. | 57487 | Frenchtown II Solar | NJ | Hunterdon | F2NJ | PV | OP | 3 | 3 | 3 |  | 12 | 2011 | NG BLQ: SUN; N Y: N; Y N: Y |  | S | 6 | N | IPP Non-CHP | 2 | [20 empty] | N
56769 | Consolidated Edison Development Inc. | 57488 | Lebanon Solar | NJ | Hunterdon | LSNJ | PV | OP | 2 | 2 | 2 |  | 12 | 2011 | NG BLQ: SUN; N Y: N; Y N: Y |  | S | 4 | N | IPP Non-CHP | 2 | [20 empty] | N
56769 | Consolidated Edison Development Inc. | 57838 | Dartmouth II Solar | MA | Bristol | D2MA | PV | OP | 2 | 2 | 2 |  | 6 | 2012 | NG BLQ: SUN; N Y: N; Y N: N |  | S | 4 | N | IPP Non-CHP | 2 | [20 empty] | N
56769 | Consolidated Edison Development Inc. | 57934 | Douglas Solar | MA | Worcester | DOMA | PV | OP | 2 | 2 | 2 |  | 12 | 2012 | NG BLQ: SUN; N Y: N; Y N: N |  | S | 4 | N | IPP Non-CHP | 2 | [20 empty] | N
56769 | Consolidated Edison Development Inc. | 57989 | Groveland Solar | MA | Essex | GSMA | PV | OP | 3.2 | 3.2 | 3.2 |  | 12 | 2012 | NG BLQ: SUN; N Y: N; Y N: Y |  | S | 3 | N | IPP Non-CHP | 2 | [20 empty] | N
56769 | Consolidated Edison Development Inc. | 57990 | Shrewsbury Solar | MA | Worcester | SSMA | PV | OP | 2.5 | 2.5 | 2.5 |  | 10 | 2012 | NG BLQ: SUN; N Y: N; Y N: Y |  | S | 2 | N | IPP Non-CHP | 2 | [20 empty] | N
56769 | Consolidated Edison Development Inc. | 58002 | Alpaugh North | CA | Tulare | SPS | PV | OP | 20 | 20 | 20 |  | 12 | 2012 | NG BLQ: SUN; N Y: N; Y N: Y |  | S | 18 | N | IPP Non-CHP | 2 | [20 empty] | N
56769 | Consolidated Edison Development Inc. | 58003 | Alpaugh 50 | CA | Tulare | SPS50 | PV | OP | 50 | 50 | 50 |  | 12 | 2012 | NG BLQ: SUN; N Y: N; Y N: Y |  | S | 45 | N | IPP Non-CHP | 2 | [20 empty] | N
56771 | Black Hills Service Company LLC | 56998 | Pueblo Airport Generating Station | CO | Pueblo | 4 | CT | OP | 40 | 40 | 40 |  | 1 | 2012 | NG BLQ: NG; N Y: N; Y N: Y |  | W |  | N | IPP Non-CHP | 2 | [20 empty] | N | [6 empty] | NG
56771 | Black Hills Service Company LLC | 56998 | Pueblo Airport Generating Station | CO | Pueblo | 43 | CA | OP | 20 | 20 | 20 |  | 1 | 2012 | NG BLQ: NG; N Y: N; Y N: Y |  | W |  | N | IPP Non-CHP | 2 |  | N | [18 empty] | N | [6 empty] | NG
56771 | Black Hills Service Company LLC | 56998 | Pueblo Airport Generating Station | CO | Pueblo | 5 | CT | OP | 40 | 40 | 40 |  | 1 | 2012 | NG BLQ: NG; N Y: N; Y N: Y |  | W |  | N | IPP Non-CHP | 2 | [20 empty] | N | [6 empty] | NG
56771 | Black Hills Service Company LLC | 56998 | Pueblo Airport Generating Station | CO | Pueblo | 53 | CA | OP | 20 | 20 | 20 |  | 1 | 2012 | NG BLQ: NG; N Y: N; Y N: Y |  | W |  | N | IPP Non-CHP | 2 |  | N | [18 empty] | N | [6 empty] | NG
56771 | Black Hills Service Company LLC | 56998 | Pueblo Airport Generating Station | CO | Pueblo | 6 | CT | OP | 40 | 40 | 40 |  | 1 | 2012 | NG BLQ: NG; N Y: N; Y N: Y |  | W |  | N | IPP Non-CHP | 2 | [20 empty] | N | [6 empty] | NG
56771 | Black Hills Service Company LLC | 56998 | Pueblo Airport Generating Station | CO | Pueblo | 7 | CT | OP | 40 | 40 | 40 |  | 1 | 2012 | NG BLQ: NG; N Y: N; Y N: Y |  | W |  | N | IPP Non-CHP | 2 | [20 empty] | N | [6 empty] | NG
56771 | Black Hills Service Company LLC | 56998 | Pueblo Airport Generating Station | CO | Pueblo | GT1 | GT | OP | 100 | 90 | 90 |  | 1 | 2012 | NG BLQ: NG; N Y: N; Y N: Y |  | W |  | N | IPP Non-CHP | 2 | [20 empty] | N | [6 empty] | NG
56771 | Black Hills Service Company LLC | 56998 | Pueblo Airport Generating Station | CO | Pueblo | GT2 | GT | OP | 100 | 90 | 90 |  | 1 | 2012 | NG BLQ: NG; N Y: N; Y N: Y |  | W |  | N | IPP Non-CHP | 2 | [20 empty] | N | [6 empty] | NG
56772 | TX LFG Energy, LP | 55526 | Atascosita | TX | Harris | GEN1 | IC | OP | 1.7 | 1.7 | 1.7 |  | 3 | 2003 | NG BLQ: LFG; N Y: N; Y N: Y |  | S |  | N | IPP Non-CHP | 2 |  | N | N | [17 empty] | N
56772 | TX LFG Energy, LP | 55526 | Atascosita | TX | Harris | GEN2 | IC | OP | 1.7 | 1.7 | 1.7 |  | 3 | 2003 | NG BLQ: LFG; N Y: N; Y N: Y |  | S |  | N | IPP Non-CHP | 2 |  | N | N | [17 empty] | N
56772 | TX LFG Energy, LP | 55526 | Atascosita | TX | Harris | GEN3 | IC | OP | 1.7 | 1.7 | 1.7 |  | 3 | 2003 | NG BLQ: LFG; N Y: N; Y N: Y |  | S |  | N | IPP Non-CHP | 2 |  | N | N | [17 empty] | N
56772 | TX LFG Energy, LP | 55526 | Atascosita | TX | Harris | GEN4 | IC | OP | 1.7 | 1.7 | 1.7 |  | 3 | 2003 | NG BLQ: LFG; N Y: N; Y N: Y |  | S |  | N | IPP Non-CHP | 2 |  | N | N | [17 empty] | N
56772 | TX LFG Energy, LP | 55526 | Atascosita | TX | Harris | GEN5 | IC | OP | 1.7 | 1.7 | 1.7 |  | 3 | 2003 | NG BLQ: LFG; N Y: N; Y N: Y |  | S |  | N | IPP Non-CHP | 2 |  | N | N | [17 empty] | N
56772 | TX LFG Energy, LP | 55526 | Atascosita | TX | Harris | GEN6 | IC | OP | 1.7 | 1.7 | 1.7 |  | 7 | 2004 | NG BLQ: LFG; N Y: N; Y N: Y |  | S |  | N | IPP Non-CHP | 2 |  |  | N | [17 empty] | N
56772 | TX LFG Energy, LP | 55551 | Baytown | TX | Chambers | UNT1 | IC | OP | 1 | 1 | 1 |  | 12 | 2003 | NG BLQ: LFG; N Y: N; Y N: Y |  | S |  | N | IPP Non-CHP | 2 |  | N | N | [17 empty] | N
56772 | TX LFG Energy, LP | 55551 | Baytown | TX | Chambers | UNT2 | IC | OP | 1 | 1 | 1 |  | 12 | 2003 | NG BLQ: LFG; N Y: N; Y N: Y |  | S |  | N | IPP Non-CHP | 2 |  | N | N | [17 empty] | N
56772 | TX LFG Energy, LP | 55551 | Baytown | TX | Chambers | UNT3 | IC | OP | 1 | 1 | 1 |  | 12 | 2003 | NG BLQ: LFG; N Y: N; Y N: Y |  | S |  | N | IPP Non-CHP | 2 |  | N | N | [17 empty] | N
56772 | TX LFG Energy, LP | 55551 | Baytown | TX | Chambers | UNT4 | IC | OP | 1 | 1 | 1 |  | 12 | 2003 | NG BLQ: LFG; N Y: N; Y N: Y |  | S |  | N | IPP Non-CHP | 2 |  | N | N | [17 empty] | N
56772 | TX LFG Energy, LP | 55552 | Bluebonnet | TX | Harris | UNT1 | IC | OP | 1 | 1 | 1 |  | 8 | 2003 | NG BLQ: LFG; N Y: N; Y N: Y |  | S |  | N | IPP Non-CHP | 2 |  | N | N | [17 empty] | N
56772 | TX LFG Energy, LP | 55552 | Bluebonnet | TX | Harris | UNT2 | IC | OS | 1 | 1 | 1 |  | 8 | 2003 | NG BLQ: LFG; N Y: N; Y N: Y |  | S |  | N | IPP Non-CHP | 2 |  | N | N | [17 empty] | N
56772 | TX LFG Energy, LP | 55552 | Bluebonnet | TX | Harris | UNT3 | IC | OP | 1 | 1 | 1 |  | 8 | 2003 | NG BLQ: LFG; N Y: N; Y N: Y |  | S |  | N | IPP Non-CHP | 2 |  | N | N | [17 empty] | N
56772 | TX LFG Energy, LP | 55552 | Bluebonnet | TX | Harris | UNT4 | IC | OP | 1 | 1 | 1 |  | 8 | 2003 | NG BLQ: LFG; N Y: N; Y N: Y |  | S |  | N | IPP Non-CHP | 2 |  | N | N | [17 empty] | N
56772 | TX LFG Energy, LP | 55554 | Coastal Plains | TX | Galveston | UNT1 | IC | OP | 1.7 | 1.7 | 1.7 |  | 3 | 2003 | NG BLQ: LFG; N Y: N; Y N: Y |  | S |  | N | IPP Non-CHP | 2 |  | N | N | [17 empty] | N
56772 | TX LFG Energy, LP | 55554 | Coastal Plains | TX | Galveston | UNT2 | IC | OP | 1.7 | 1.7 | 1.7 |  | 3 | 2003 | NG BLQ: LFG; N Y: N; Y N: Y |  | S |  | N | IPP Non-CHP | 2 |  | N | N | [17 empty] | N
56772 | TX LFG Energy, LP | 55554 | Coastal Plains | TX | Galveston | UNT3 | IC | OP | 1.7 | 1.7 | 1.7 |  | 3 | 2003 | NG BLQ: LFG; N Y: N; Y N: Y |  | S |  | N | IPP Non-CHP | 2 |  | N | N | [17 empty] | N
56772 | TX LFG Energy, LP | 55554 | Coastal Plains | TX | Galveston | UNT4 | IC | OP | 1.7 | 1.7 | 1.7 |  | 3 | 2003 | NG BLQ: LFG; N Y: N; Y N: Y |  | S |  | N | IPP Non-CHP | 2 |  | N | N | [17 empty] | N
56772 | TX LFG Energy, LP | 55556 | Security | TX | Liberty | UNT2 | IC | OP | 1.3 | 1.7 | 1.7 |  | 12 | 2003 | NG BLQ: LFG; N Y: N; Y N: Y |  | S |  | N | IPP Non-CHP | 2 |  | N | N | [17 empty] | N
56772 | TX LFG Energy, LP | 55556 | Security | TX | Liberty | UNT3 | IC | OP | 1.3 | 1.7 | 1.7 |  | 12 | 2003 | NG BLQ: LFG; N Y: N; Y N: Y |  | S |  | N | IPP Non-CHP | 2 |  | N | N | [17 empty] | N
56773 | Toyon Landfill Gas Conversion, LLC | 54327 | Toyon Power Station | CA | Los Angeles | TOY4 | IC | OP | 1.8 | 1.7 | 1.7 |  | 1 | 1986 | NG BLQ: LFG; NG NG: NG; N Y: N; Y N: N |  | S |  | N | IPP Non-CHP | 2 |  | N | N | [17 empty] | N
56773 | Toyon Landfill Gas Conversion, LLC | 54327 | Toyon Power Station | CA | Los Angeles | TOY5 | IC | OP | 1.8 | 1.7 | 1.7 |  | 1 | 1986 | NG BLQ: LFG; NG NG: NG; N Y: N; Y N: N | N | S |  | N | IPP Non-CHP | 2 |  | N | N | [17 empty] | N
56774 | S Montana Elec Gen and Trans Coop Inc | 57480 | Highwood Generating Station | MT | CASCADE | GTG1 | GT | SB | 42.6 | 40.5 | 42.5 |  | 1 | 2012 | [8 empty] | Y | S |  | N | Electric Utility | 1 |  |  | N | [17 empty] | N | bar: NG BLQ; N Y to Y N
56776 | Seneca Sustainable Energy LLC | 57457 | Seneca Sustainable Energy LLC | OR | Lane | 1 | ST | OP | 19.8 | 19.8 | 19.8 |  | 4 | 2011 | NG BLQ: WDS; N Y: N; Y N: Y |  | S |  | N | Industrial Non-CHP | 6 | [20 empty] | Y
56777 | Avidan Energy Solutions | 57458 | 145 Talmadge Solar | NJ | Middlesex | 1 | PV | OP | 3.8 | 3.8 | 3.8 |  | 4 | 2011 | NG BLQ: SUN; N Y: N; Y N: Y |  | S | 8 | N | IPP Non-CHP | 2 | [20 empty] | N
56778 | Bloom Energy 2009 PPA | 57460 | Caltech Central | CA | Los Angeles | CL00 | FC | OP | 0.1 | 0.1 | 0.1 | CLCT | 11 | 2010 | NG BLQ: OBG; NG NG: NG; N Y: N; Y N: Y |  | S |  | N | IPP Non-CHP | 2 |  |  | Y | [12 empty] | Y |  |  | 11 | 2020 | N
56778 | Bloom Energy 2009 PPA | 57460 | Caltech Central | CA | Los Angeles | CL01 | FC | OP | 0.1 | 0.1 | 0.1 | CLCT | 11 | 2010 | NG BLQ: OBG; NG NG: NG; N Y: N; Y N: Y |  | S |  | N | IPP Non-CHP | 2 |  |  | Y | [12 empty] | Y |  |  | 11 | 2020 | N
56778 | Bloom Energy 2009 PPA | 57460 | Caltech Central | CA | Los Angeles | CL02 | FC | OP | 0.1 | 0.1 | 0.1 | CLCT | 11 | 2010 | NG BLQ: OBG; NG NG: NG; N Y: N; Y N: Y |  | S |  | N | IPP Non-CHP | 2 |  |  | Y | [12 empty] | Y |  |  | 11 | 2020 | N
56778 | Bloom Energy 2009 PPA | 57460 | Caltech Central | CA | Los Angeles | CL03 | FC | OP | 0.1 | 0.1 | 0.1 | CLCT | 11 | 2010 | NG BLQ: OBG; NG NG: NG; N Y: N; Y N: Y |  | S |  | N | IPP Non-CHP | 2 |  |  | Y | [12 empty] | Y |  |  | 11 | 2020 | N
56778 | Bloom Energy 2009 PPA | 57460 | Caltech Central | CA | Los Angeles | CL04 | FC | OP | 0.1 | 0.1 | 0.1 | CLCT | 11 | 2010 | NG BLQ: OBG; NG NG: NG; N Y: N; Y N: Y |  | S |  | N | IPP Non-CHP | 2 |  |  | Y | [12 empty] | Y |  |  | 11 | 2020 | N
56778 | Bloom Energy 2009 PPA | 57460 | Caltech Central | CA | Los Angeles | CL05 | FC | OP | 0.1 | 0.1 | 0.1 | CLCT | 11 | 2010 | NG BLQ: OBG; NG NG: NG; N Y: N; Y N: Y |  | S |  | N | IPP Non-CHP | 2 |  |  | Y | [12 empty] | Y |  |  | 11 | 2020 | N
56778 | Bloom Energy 2009 PPA | 57460 | Caltech Central | CA | Los Angeles | CL06 | FC | OP | 0.1 | 0.1 | 0.1 | CLCT | 11 | 2010 | NG BLQ: OBG; NG NG: NG; N Y: N; Y N: Y |  | S |  | N | IPP Non-CHP | 2 |  |  | Y | [12 empty] | Y |  |  | 11 | 2020 | N
56778 | Bloom Energy 2009 PPA | 57460 | Caltech Central | CA | Los Angeles | CL07 | FC | OP | 0.1 | 0.1 | 0.1 | CLCT | 11 | 2010 | NG BLQ: OBG; NG NG: NG; N Y: N; Y N: Y |  | S |  | N | IPP Non-CHP | 2 |  |  | Y | [12 empty] | Y |  |  | 11 | 2020 | N
56778 | Bloom Energy 2009 PPA | 57460 | Caltech Central | CA | Los Angeles | CL08 | FC | OP | 0.1 | 0.1 | 0.1 | CLCT | 11 | 2010 | NG BLQ: OBG; NG NG: NG; N Y: N; Y N: Y |  | S |  | N | IPP Non-CHP | 2 |  |  | Y | [12 empty] | Y |  |  | 11 | 2020 | N
56778 | Bloom Energy 2009 PPA | 57460 | Caltech Central | CA | Los Angeles | CL09 | FC | OP | 0.1 | 0.1 | 0.1 | CLCT | 11 | 2010 | NG BLQ: OBG; NG NG: NG; N Y: N; Y N: Y |  | S |  | N | IPP Non-CHP | 2 |  |  | Y | [12 empty] | Y |  |  | 11 | 2020 | N
56778 | Bloom Energy 2009 PPA | 57807 | Coca Cola American Canyon | CA | Napa | COK01 | FC | OP | 1.1 | 1 | 1 |  | 9 | 2011 | NG BLQ: NG; NG NG: OBG; N Y: N; Y N: Y |  | S |  | N | IPP Non-CHP | 2 |  |  | N | [12 empty] | N |  |  |  |  | N
56778 | Bloom Energy 2009 PPA | 58128 | Kaiser Downey | CA | Los Angeles | KRSO1 | FC | OP | 0.2 | 0.2 | 0.2 |  | 6 | 2012 | NG BLQ: LFG; NG NG: NG; N Y: N; Y N: Y |  | S | 9 | N | IPP Non-CHP | 2
56778 | Bloom Energy 2009 PPA | 58128 | Kaiser Downey | CA | Los Angeles | KRSO2 | FC | OP | 0.2 | 0.2 | 0.2 |  | 6 | 2012 | NG BLQ: LFG; NG NG: NG; N Y: N; Y N: Y |  | S | 9 | N | IPP Non-CHP | 2
56778 | Bloom Energy 2009 PPA | 58128 | Kaiser Downey | CA | Los Angeles | KRSO3 | FC | OP | 0.2 | 0.2 | 0.2 |  | 6 | 2012 | NG BLQ: LFG; NG NG: NG; N Y: N; Y N: Y |  | S | 9 | N | IPP Non-CHP | 2
56778 | Bloom Energy 2009 PPA | 58128 | Kaiser Downey | CA | Los Angeles | KRSO4 | FC | OP | 0.2 | 0.2 | 0.2 |  | 6 | 2012 | NG BLQ: LFG; NG NG: NG; N Y: N; Y N: Y |  | S | 9 | N | IPP Non-CHP | 2
56778 | Bloom Energy 2009 PPA | 58128 | Kaiser Downey | CA | Los Angeles | KRSO5 | FC | OP | 0.2 | 0.2 | 0.2 |  | 6 | 2012 | NG BLQ: LFG; NG NG: NG; N Y: N; Y N: Y |  | S | 9 | N | IPP Non-CHP | 2
56778 | Bloom Energy 2009 PPA | 58132 | Kaiser Ontario | CA | San Bernardino | KSRO1 | FC | OP | 0.2 | 0.2 | 0.2 |  | 10 | 2012 | NG BLQ: OBG; N Y: N; Y N: Y |  | S | 9 | N | IPP Non-CHP | 2
56778 | Bloom Energy 2009 PPA | 58132 | Kaiser Ontario | CA | San Bernardino | KSRO2 | FC | OP | 0.2 | 0.2 | 0.2 |  | 10 | 2012 | NG BLQ: OBG; N Y: N; Y N: Y |  | S | 9 | N | IPP Non-CHP | 2
56778 | Bloom Energy 2009 PPA | 58132 | Kaiser Ontario | CA | San Bernardino | KSRO3 | FC | OP | 0.2 | 0.2 | 0.2 |  | 10 | 2012 | NG BLQ: OBG; N Y: N; Y N: Y |  | S | 9 | N | IPP Non-CHP | 2
56778 | Bloom Energy 2009 PPA | 58132 | Kaiser Ontario | CA | San Bernardino | KSRO4 | FC | OP | 0.2 | 0.2 | 0.2 |  | 10 | 2012 | NG BLQ: OBG; N Y: N; Y N: Y |  | S | 9 | N | IPP Non-CHP | 2
56778 | Bloom Energy 2009 PPA | 58132 | Kaiser Ontario | CA | San Bernardino | KSRO5 | FC | OP | 0.2 | 0.2 | 0.2 |  | 10 | 2012 | NG BLQ: OBG; NG NG: NG; N Y: N; Y N: Y |  | S | 9 | N | IPP Non-CHP | 2
56779 | Martins Creek Solar NC, LLC | 57461 | Martins Creek Solar NC, LLC | NC | Cherokee | 1 | PV | OP | 1 | 0.9 | 0.9 |  | 3 | 2011 | NG BLQ: SUN; N Y: N; Y N: Y |  | S | 4 | N | IPP Non-CHP | 2 | [20 empty] | N
56780 | Enfinity BNB Napoleon Solar LLC | 57462 | Napoleon Solar I | OH | Henry | 1 | PV | OP | 8 | 8 | 8 |  | 12 | 2011 | NG BLQ: SUN; N Y: N; Y N: N |  | S | 12 | N | IPP Non-CHP | 2 | [20 empty] | N
56783 | Romark Logistics of PA Inc. | 57465 | Romark PA Solar | PA | Luzerne | 1 | PV | OP | 1.8 | 1.8 | 1.8 |  | 11 | 2011 | NG BLQ: SUN; N Y: N; Y N: Y |  | S | 4 | N | IPP Non-CHP | 2 | [20 empty] | N
56785 | Westervelt Renewable Energy LLC | 57467 | Westervelt Moundville Cogen | AL | Hale | TG1 | ST | OP | 8.8 | 8.2 | 8.2 |  | 12 | 2011 | NG BLQ: WDS; N Y: N; Y N: Y |  | S |  | Y | Industrial CHP | 7 | T | [14 empty] | N |  |  |  |  | N
56786 | Crystal Lake 3 LLC | 57468 | Crystal Lake 3 LLC | IA | Winnebago | GE1.5 | WT | OP | 66 | 66 | 66 |  | 12 | 2009 | NG BLQ: WND; N Y: N; Y N: Y |  | S | 44 | N | IPP Non-CHP | 2 |  |  | N
56787 | Garden Wind LLC | 57469 | Garden Wind LLC | IA | Story | GE1.5 | WT | OP | 150 | 150 | 150 |  | 12 | 2009 | NG BLQ: WND; N Y: N; Y N: Y |  | S | 100 | N | IPP Non-CHP | 2 |  |  | N
56788 | Domtar Paper Company Bennettsville | 57470 | Marlboro Mill | SC | Marlboro | MG1 | ST | OP | 51.4 | 34.2 | 38 |  | 9 | 2010 | NG BLQ: BLQ; NG NG: WDS; N Y: N; Y N: Y |  | S |  | Y | Industrial CHP | 7 | T |  | N | [17 empty] | N | [6 empty] | NG
56790 | Ralls Wind Farm LLC | 57474 | Ralls Wind Farm | TX | Crosby | 1 | WT | OP | 10 | 10 | 10 |  | 7 | 2011 | NG BLQ: WND; N Y: N; Y N: Y |  | S | 5 | N | IPP Non-CHP | 2 | [20 empty] | N
56791 | Hudson Ranch Power I LLC | 57475 | John L. Featherstone Plant | CA | Imperial | HRP1 | ST | OP | 55 | 49.9 | 49.9 |  | 3 | 2012 | NG BLQ: GEO; N Y: N; Y N: Y |  | S |  | N | IPP Non-CHP | 2 |  | N | N | [17 empty] | N
56795 | Chittenden County Solar Partners LLC | 57481 | Chittenden County Solar Partners | VT | Chittenden | 01 | PV | OP | 2.2 | 2.2 | 2.2 |  | 5 | 2011 | NG BLQ: SUN; N Y: N; Y N: Y |  | S |  | N | IPP Non-CHP | 2 | [20 empty] | N
56798 | Taylorsville Solar LLC | 57402 | Taylorsville Solar LLC | NC | Alexander | TAY1 | PV | OP | 1.2 | 1 | 1 |  | 10 | 2010 | NG BLQ: SUN; N Y: N; Y N: Y |  | S | 2 | N | IPP Non-CHP | 2 |  |  | N | [17 empty] | N
56799 | Oak Grove Gas Producers | 57489 | Oak Grove Gas Producers | KS | Crawford | G1 | IC | OP | 1.6 | 1.5 | 1.5 |  | 3 | 2010 | NG BLQ: LFG; N Y: N; Y N: Y |  | S |  | N | IPP Non-CHP | 2 |  |  | N
56800 | Brewster | 56207 | DL Windy Acres LLC | MN | Jackson | 1 | WT | OP | 2 | 2 | 2 |  | 12 | 2003 | NG BLQ: WND; N Y: N; Y N: Y |  | S | 2 | N | IPP Non-CHP | 2 |  | N | N
56800 | Brewster | 56208 | S&P Windfarm LLC | MN | Jackson | 1 | WT | OP | 2 | 2 | 2 |  | 12 | 2003 | NG BLQ: WND; N Y: N; Y N: Y |  | S | 2 | N | IPP Non-CHP | 2 |  | N | N
56800 | Brewster | 56210 | B&K Energy Systems LLC | MN | Jackson | 1 | WT | OP | 2 | 2 | 2 |  | 12 | 2003 | NG BLQ: WND; N Y: N; Y N: Y |  | S | 2 | N | IPP Non-CHP | 2 |  | N | N
56801 | Cisco | 56709 | Christoffer Wind Energy I LLC | MN | Jackson | 1 | WT | OP | 2.1 | 2.1 | 2.1 |  | 2 | 2008 | NG BLQ: WND; N Y: N; Y N: Y |  | S | 1 | N | IPP Non-CHP | 2 |  |  | N | [17 empty] | N
56801 | Cisco | 56710 | Christoffer Wind Energy II LLC | MN | Jackson | 1 | WT | OP | 2.1 | 2.1 | 2.1 |  | 2 | 2008 | NG BLQ: WND; N Y: N; Y N: Y |  | S | 1 | N | IPP Non-CHP | 2 |  |  | N | [17 empty] | N
56801 | Cisco | 56711 | Christoffer Wind Energy III LLC | MN | Jackson | 1 | WT | OP | 2.1 | 2.1 | 2.1 |  | 2 | 2008 | NG BLQ: WND; N Y: N; Y N: Y |  | S | 1 | N | IPP Non-CHP | 2 |  |  | N | [17 empty] | N
56801 | Cisco | 56712 | Christoffer Wind Energy IV LLC | MN | Jackson | 1 | WT | OP | 2.1 | 2.1 | 2.1 |  | 2 | 2008 | NG BLQ: WND; N Y: N; Y N: Y |  | S | 1 | N | IPP Non-CHP | 2 |  |  | N | [17 empty] | N
56802 | Echo 1 | 56971 | Oregon Trail Windfarm LLC | OR | Umatilla | 1 | WT | OP | 9.9 | 9.9 | 9.9 |  | 6 | 2009 | NG BLQ: WND; N Y: N; Y N: Y |  | S | 6 | N | IPP Non-CHP | 2 |  |  | N | [17 empty] | N
56802 | Echo 1 | 56972 | Pacific Canyon Windfarm LLC | OR | Umatilla | 1 | WT | OP | 8.3 | 8.3 | 8.3 |  | 6 | 2009 | NG BLQ: WND; N Y: N; Y N: Y |  | S | 5 | N | IPP Non-CHP | 2 |  |  | N | [17 empty] | N
56802 | Echo 1 | 56973 | Sand Ranch Windfarm LLC | OR | Morrow | 1 | WT | OP | 9.9 | 9.9 | 9.9 |  | 6 | 2009 | NG BLQ: WND; N Y: N; Y N: Y |  | S | 6 | N | IPP Non-CHP | 2 |  |  | N | [17 empty] | N
56802 | Echo 1 | 56975 | Ward Butte Windfarm LLC | OR | Umatilla | 1 | WT | OP | 6.6 | 6.6 | 6.6 |  | 6 | 2009 | NG BLQ: WND; N Y: N; Y N: Y |  | S | 4 | N | IPP Non-CHP | 2 |  |  | N | [17 empty] | N
56803 | Echo 2 | 56969 | Four Corners Windfarm LLC | OR | Umatilla | 1 | WT | OP | 10 | 10 | 10 |  | 6 | 2009 | NG BLQ: WND; N Y: N; Y N: Y |  | S | 5 | N | IPP Non-CHP | 2 |  |  | N
56803 | Echo 2 | 56970 | Four Mile Canyon Windfarm LLC | OR | Morrow | 1 | WT | OP | 10 | 10 | 10 |  | 6 | 2009 | NG BLQ: WND; N Y: N; Y N: Y |  | S | 5 | N | IPP Non-CHP | 2 |  |  | N | [17 empty] | N
56804 | Echo 3 | 56967 | Butter Creek Power LLC | OR | Umatilla | 1 | WT | OP | 5 | 5 | 5 |  | 6 | 2009 | NG BLQ: WND; N Y: N; Y N: Y |  | S | 3 | N | IPP Non-CHP | 2 |  |  | N
56804 | Echo 3 | 56968 | Big Top LLC | OR | Morrow | 1 | WT | OP | 1.7 | 1.7 | 1.7 |  | 6 | 2009 | NG BLQ: WND; N Y: N; Y N: Y |  | S | 1 | N | IPP Non-CHP | 2 |  |  | N | [17 empty] | N
56804 | Echo 3 | 56974 | Wagon Trail LLC | OR | Morrow | 1 | WT | OP | 3.3 | 3.3 | 3.3 |  | 6 | 2009 | NG BLQ: WND; N Y: N; Y N: N |  | S | 2 | N | IPP Non-CHP | 2 |  |  | N | [17 empty] | N
56805 | Exelon Wind LLC | 56628 | Prairie Wind Power LLC | MN | Jackson | 1 | WT | OP | 4 | 4 | 4 |  | 1 | 2008 | NG BLQ: WND; N Y: N; Y N: Y |  | S | 2 | N | IPP Non-CHP | 2 |  |  | N | [17 empty] | N
56806 | Marshall Wind | 56824 | Marshall Wind 2 LLC | MN | Lyon | 1 | WT | OP | 4.2 | 4.2 | 4.2 |  | 12 | 2007 | NG BLQ: WND; N Y: N; Y N: Y |  | S | 2 | N | IPP Non-CHP | 2 |  |  | N
56806 | Marshall Wind | 56825 | Marshall Wind 3 LLC | MN | Lyon | 1 | WT | OP | 4.2 | 4.2 | 4.2 |  | 12 | 2007 | NG BLQ: WND; N Y: N; Y N: Y |  | S | 2 | N | IPP Non-CHP | 2 |  |  | N
56806 | Marshall Wind | 56826 | Marshall Wind 4 LLC | MN | Lyon | 1 | WT | OP | 4.2 | 4.2 | 4.2 |  | 12 | 2007 | NG BLQ: WND; N Y: N; Y N: Y |  | S | 2 | N | IPP Non-CHP | 2 |  |  | N
56806 | Marshall Wind | 56827 | Marshall Wind 5 LLC | MN | Lyon | 1 | WT | OP | 2.1 | 2.1 | 2.1 |  | 12 | 2007 | NG BLQ: WND; N Y: N; Y N: Y |  | S | 1 | N | IPP Non-CHP | 2 |  |  | N
56806 | Marshall Wind | 56828 | Marshall Wind 6 LLC | MN | Lyon | 1 | WT | OP | 2.1 | 2.1 | 2.1 |  | 12 | 2007 | NG BLQ: WND; N Y: N; Y N: Y |  | S | 1 | N | IPP Non-CHP | 2 |  |  | N
56806 | Marshall Wind | 56840 | Marshall Wind 1 LLC | MN | Lyon | 1 | WT | OP | 2.1 | 2.1 | 2.1 |  | 12 | 2007 | NG BLQ: WND; N Y: N; Y N: Y |  | S | 1 | N | IPP Non-CHP | 2 |  |  | N
56807 | Moore 1 | 56580 | Blue Breezes LLC | MN | Faribault | 1 | WT | OP | 1.3 | 1.3 | 1.3 |  | 5 | 2006 | NG BLQ: WND; N Y: N; Y N: Y |  | S | 1 | N | IPP Non-CHP | 2 |  |  | N | [17 empty] | N
56807 | Moore 1 | 56581 | Blue Breezes II LLC | MN | Faribault | 1 | WT | OP | 1.3 | 1.3 | 1.3 |  | 5 | 2006 | NG BLQ: WND; N Y: N; Y N: Y |  | S | 1 | N | IPP Non-CHP | 2 |  |  | N | [17 empty] | N
56808 | Norgard 1 | 56578 | Roadrunner I LLC | MN | Lincoln | 1 | WT | OP | 1.3 | 1.3 | 1.3 |  | 5 | 2006 | NG BLQ: WND; N Y: N; Y N: Y |  | S | 1 | N | IPP Non-CHP | 2 |  |  | N | [17 empty] | N
56808 | Norgard 1 | 56579 | Windy Dog I LLC | MN | Lincoln | 1 | WT | OP | 1.3 | 1.3 | 1.3 |  | 5 | 2006 | NG BLQ: WND; N Y: N; Y N: Y |  | S | 1 | N | IPP Non-CHP | 2 |  |  | N | [17 empty] | N
56808 | Norgard 1 | 56582 | Breezy Bucks II LLC | MN | Lincoln | 1 | WT | OP | 1.3 | 1.3 | 1.3 |  | 5 | 2006 | NG BLQ: WND; N Y: N; Y N: Y |  | S | 1 | N | IPP Non-CHP | 2 |  |  | N | [17 empty] | N
56808 | Norgard 1 | 56583 | Salty Dog I LLC | MN | Lincoln | 1 | WT | OP | 1.3 | 1.3 | 1.3 |  | 5 | 2006 | NG BLQ: WND; N Y: N; Y N: Y |  | S | 1 | N | IPP Non-CHP | 2 |  |  | N
56808 | Norgard 1 | 56584 | Salty Dog II LLC | MN | Lincoln | 1 | WT | OP | 1.3 | 1.3 | 1.3 |  | 5 | 2006 | NG BLQ: WND; N Y: N; Y N: Y |  | S | 1 | N | IPP Non-CHP | 2 |  |  | N | [17 empty] | N
56808 | Norgard 1 | 56585 | Wallys Wind Farm LLC | MN | LINCOLN | 1 | WT | OP | 1.3 | 1.3 | 1.3 |  | 5 | 2006 | NG BLQ: WND; N Y: N; Y N: Y |  | S | 1 | N | IPP Non-CHP | 2 |  |  | N
56808 | Norgard 1 | 56595 | Breezy Bucks I LLC | MN | Lincoln | 1 | WT | OP | 1.3 | 1.3 | 1.3 |  | 5 | 2006 | NG BLQ: WND; N Y: N; Y N: Y |  | S | 1 | N | IPP Non-CHP | 2 |  |  | N | [17 empty] | N
56812 | Arlington Valley LLC | 55282 | Arlington Valley Energy Facility | AZ | Maricopa | CTG1 | CT | OP | 198 | 161 | 161 |  | 6 | 2002 | NG BLQ: NG; N Y: N; Y N: Y |  | S |  | N | IPP Non-CHP | 2 |  | N | N
56812 | Arlington Valley LLC | 55282 | Arlington Valley Energy Facility | AZ | Maricopa | CTG2 | CT | OP | 198 | 161 | 161 |  | 6 | 2002 | NG BLQ: NG; N Y: N; Y N: Y |  | S |  | N | IPP Non-CHP | 2 |  | N | N
56812 | Arlington Valley LLC | 55282 | Arlington Valley Energy Facility | AZ | Maricopa | STG1 | CA | OP | 317 | 257 | 257 |  | 6 | 2002 | NG BLQ: NG; N Y: N; Y N: Y |  | S |  | N | IPP Non-CHP | 2 |  | Y | N
56813 | Allegheny Hydro LLC | 50897 | Allegheny Hydro No 8 | PA | Armstrong | GEN1 | HY | OP | 6.8 | 6.8 | 6.8 |  | 12 | 1990 | NG BLQ: WAT; N Y: N; Y N: Y |  | S | 0 | N | IPP Non-CHP | 2 |  | N | N | [17 empty] | N
56813 | Allegheny Hydro LLC | 50897 | Allegheny Hydro No 8 | PA | Armstrong | GEN2 | HY | OP | 6.8 | 6.8 | 6.8 |  | 12 | 1990 | NG BLQ: WAT; N Y: N; Y N: Y |  | S | 0 | N | IPP Non-CHP | 2 |  | N | N | [17 empty] | N
56813 | Allegheny Hydro LLC | 50898 | Allegheny Hydro No 9 | PA | Armstrong | GEN1 | HY | OP | 8.9 | 8.9 | 8.9 |  | 12 | 1990 | NG BLQ: WAT; N Y: N; Y N: Y |  | S | 0 | N | IPP Non-CHP | 2 |  | N | N | [17 empty] | N
56813 | Allegheny Hydro LLC | 50898 | Allegheny Hydro No 9 | PA | Armstrong | GEN2 | HY | OP | 8.9 | 8.9 | 8.9 |  | 12 | 1990 | NG BLQ: WAT; N Y: N; Y N: Y |  | S | 0 | N | IPP Non-CHP | 2 |  | N | N | [17 empty] | N
56814 | Black Creek Renewable Energy LLC | 57492 | Sampson County Landfill | NC | Sampson | GEN1 | IC | OP | 1.6 | 1.6 | 1.6 |  | 3 | 2011 | NG BLQ: LFG; N Y: N; Y N: Y |  | S |  | N | IPP Non-CHP | 2 | [15 empty] | N |  |  |  |  | N
56814 | Black Creek Renewable Energy LLC | 57492 | Sampson County Landfill | NC | Sampson | GEN2 | IC | OP | 1.6 | 1.6 | 1.6 |  | 3 | 2011 | NG BLQ: LFG; N Y: N; Y N: Y |  | S |  | N | IPP Non-CHP | 2 | [15 empty] | N |  |  |  |  | N
56814 | Black Creek Renewable Energy LLC | 57492 | Sampson County Landfill | NC | Sampson | GEN3 | IC | OP | 1.6 | 1.6 | 1.6 |  | 3 | 2011 | NG BLQ: LFG; N Y: N; Y N: Y |  | S |  | N | IPP Non-CHP | 2 | [15 empty] | N |  |  |  |  | N
56814 | Black Creek Renewable Energy LLC | 57492 | Sampson County Landfill | NC | Sampson | GEN4 | IC | OP | 1.6 | 1.6 | 1.6 |  | 3 | 2011 | NG BLQ: LFG; N Y: N; Y N: Y |  | S |  | N | IPP Non-CHP | 2 | [15 empty] | N |  |  |  |  | N
56814 | Black Creek Renewable Energy LLC | 57492 | Sampson County Landfill | NC | Sampson | GEN5 | IC | OP | 1.6 | 1.6 | 1.6 |  | 12 | 2011 | NG BLQ: LFG; N Y: N; Y N: Y |  | S |  | N | IPP Non-CHP | 2 | [15 empty] | N |  |  |  |  | N
56815 | NorthWestern Energy DGGS | 56908 | Dave Gates Generating Station | MT | Deer Lodge | 1 | GT | OP | 50 | 44.1 | 48.1 |  | 1 | 2011 | NG BLQ: NG; NG NG: DFO; N Y: Y; Y N: Y |  | S |  | N | Electric Utility | 1 |  |  | N | [17 empty] | N
56815 | NorthWestern Energy DGGS | 56908 | Dave Gates Generating Station | MT | Deer Lodge | 2 | GT | OP | 50 | 44.1 | 48.1 |  | 1 | 2011 | NG BLQ: NG; NG NG: DFO; N Y: Y; Y N: Y |  | S |  | N | Electric Utility | 1 |  |  | N | [17 empty] | N
56815 | NorthWestern Energy DGGS | 56908 | Dave Gates Generating Station | MT | Deer Lodge | 3 | GT | OP | 50 | 44.1 | 48.1 |  | 1 | 2011 | NG BLQ: NG; NG NG: DFO; N Y: Y; Y N: Y |  | S |  | N | Electric Utility | 1 |  |  | N | [17 empty] | N
56816 | Masser Farms Realty Ltd | 57494 | Masser Farms Realty Solar | PA | Schuylkill | MFRS | PV | OP | 1 | 1 | 0.7 |  | 5 | 2011 | NG BLQ: SUN; N Y: N; Y N: Y |  | S | 2 | N | IPP Non-CHP | 2 |  |  | N | [17 empty] | N
56817 | Outagamie Clean Energy Project LLC | 54842 | Outagamie County Co-Generation Facility | WI | Outagamie | G1 | IC | OP | 1.6 | 1.6 | 1.6 |  | 2 | 2007 | NG BLQ: LFG; N Y: N; Y N: N |  | W |  | Y | IPP CHP | 3 | T | N | N
56817 | Outagamie Clean Energy Project LLC | 54842 | Outagamie County Co-Generation Facility | WI | Outagamie | G2 | IC | OP | 1.6 | 1.6 | 1.6 |  | 2 | 2007 | NG BLQ: LFG; N Y: N; Y N: N |  | W |  | Y | IPP CHP | 3 | T | N | N
56817 | Outagamie Clean Energy Project LLC | 54842 | Outagamie County Co-Generation Facility | WI | Outagamie | G3 | IC | OP | 1.6 | 1.6 | 1.6 |  | 2 | 2007 | NG BLQ: LFG; N Y: N; Y N: N |  | W |  | Y | IPP CHP | 3 | T | N | N
56826 | Texas Medical Center Central | 57504 | TECO CHP-1 | TX | Harris | CHP1 | GT | OP | 48 | 48 | 48 |  | 9 | 2010 | NG BLQ: NG; N Y: N; Y N: Y |  | S |  | Y | Commercial CHP | 5 | T |  | N
56827 | FRV SI Transport Solar LP | 57506 | FRV SI Transport Solar LP | CA | Sacramento | SEIM | PV | OP | 1 | 1 | 1 |  | 8 | 2010 | NG BLQ: SUN; N Y: N; Y N: Y |  | S | 4 | N | IPP Non-CHP | 2 |  |  | N
56828 | RV CSU Power II LLC | 57507 | RV CSU Power II LLC | CO | Larimer | CSUII | PV | OP | 3 | 3 | 3 |  | 12 | 2010 | NG BLQ: SUN; N Y: N; Y N: Y |  | S | 6 | N | Commercial Non-CHP | 4 |  |  | N
56829 | McKinney LFG LLC | 57508 | McKinney LFG | TX | Collin | GEN1 | IC | OP | 1.6 | 1.3 | 1.3 |  | 5 | 2011 | NG BLQ: LFG; N Y: N; Y N: Y |  | S |  | N | IPP Non-CHP | 2 | [20 empty] | N
56829 | McKinney LFG LLC | 57508 | McKinney LFG | TX | Collin | GEN2 | IC | OP | 1.6 | 1.3 | 1.3 |  | 5 | 2011 | NG BLQ: LFG; N Y: N; Y N: Y |  | S |  | N | IPP Non-CHP | 2 | [20 empty] | N
56830 | Carson Solar 1 LLC | 57509 | Carson Solar I | CO | El Paso | 1 | PV | OP | 2 | 1.5 | 1.4 |  | 12 | 2007 | NG BLQ: SUN; N Y: N; Y N: Y |  | W |  | N | IPP Non-CHP | 2 |  |  | N | [12 empty] | N |  |  |  |  | N
56835 | CSUCI Site Authority | 50851 | OLS Energy Camarillo | CA | Ventura | GEN1 | CT | OP | 23.5 | 21.5 | 22.1 |  | 3 | 1988 | NG BLQ: NG; N Y: N; Y N: Y |  | S |  | Y | IPP CHP | 3 | B | N | N | [17 empty] | N
56835 | CSUCI Site Authority | 50851 | OLS Energy Camarillo | CA | Ventura | GEN2 | CA | OP | 7.6 | 6.8 | 6.9 |  | 3 | 1988 | NG BLQ: NG; N Y: N; Y N: Y |  | S |  | Y | IPP CHP | 3 | B | N | N | [17 empty] | N
56836 | Treetop Midstream Services LLC | 58133 | Raleigh CO2 Plant | MS | Smith | GEN1 | IC | OP | 0.8 | 0.8 | 0.8 |  | 8 | 1999 | [9 empty] | S |  | N | IPP Non-CHP | 2 |  | N | N | [17 empty] | N | bar: NG BLQ; N Y to Y N
56836 | Treetop Midstream Services LLC | 58133 | Raleigh CO2 Plant | MS | Smith | GEN2 | IC | OP | 0.8 | 0.8 | 0.8 |  | 8 | 1999 | [9 empty] | S |  | N | IPP Non-CHP | 2 |  | N | N | [17 empty] | N | bar: NG BLQ; N Y to Y N
56836 | Treetop Midstream Services LLC | 58133 | Raleigh CO2 Plant | MS | Smith | GEN3 | IC | OP | 0.8 | 0.8 | 0.8 |  | 8 | 1999 | [9 empty] | S |  | N | IPP Non-CHP | 2 |  | N | N | [17 empty] | N | bar: NG BLQ; N Y to Y N
56836 | Treetop Midstream Services LLC | 58133 | Raleigh CO2 Plant | MS | Smith | GEN4 | IC | OP | 0.8 | 0.8 | 0.8 |  | 8 | 1999 | [9 empty] | S |  | N | IPP Non-CHP | 2 |  | N | N | [17 empty] | N | bar: NG BLQ; N Y to Y N
56836 | Treetop Midstream Services LLC | 58133 | Raleigh CO2 Plant | MS | Smith | GEN5 | IC | SB | 0.8 | 0.8 | 0.8 |  | 8 | 1999 | [8 empty] | N | S |  | N | IPP Non-CHP | 2 |  | N | N | [17 empty] | N | bar: NG BLQ; N Y to Y N
56836 | Treetop Midstream Services LLC | 58133 | Raleigh CO2 Plant | MS | Smith | GEN6 | IC | SB | 0.8 | 0.8 | 0.8 |  | 8 | 1999 | [8 empty] | N | S |  | N | IPP Non-CHP | 2 |  | N | N | [17 empty] | N | bar: NG BLQ; N Y to Y N
56837 | KEI (Maine) Power Management (II) LLC | 50699 | Pumpkin Hill | ME | Penobscot | GEN1 | HY | OP | 1 | 1 | 1 |  | 3 | 1987 | NG BLQ: WAT; N Y: N; Y N: Y |  | S |  | N | IPP Non-CHP | 2 |  | N | N | [17 empty] | N
56837 | KEI (Maine) Power Management (II) LLC | 54124 | Pittsfield | ME | SOMERSET | GEN1 | HY | OP | 0.4 | 0.4 | 0.4 |  | 7 | 1986 | NG BLQ: WAT; N Y: N; Y N: Y |  | S |  | N | IPP Non-CHP | 2 |  | N | N | [17 empty] | N
56837 | KEI (Maine) Power Management (II) LLC | 54124 | Pittsfield | ME | SOMERSET | GEN2 | HY | OP | 0.3 | 0.3 | 0.3 |  | 7 | 1986 | NG BLQ: WAT; N Y: N; Y N: Y |  | S |  | N | IPP Non-CHP | 2 |  | N | N | [17 empty] | N
56837 | KEI (Maine) Power Management (II) LLC | 54124 | Pittsfield | ME | SOMERSET | GEN3 | HY | OP | 0.4 | 0.4 | 0.4 |  | 7 | 1986 | NG BLQ: WAT; N Y: N; Y N: Y |  | S |  | N | IPP Non-CHP | 2 |  | N | N | [17 empty] | N
56838 | KEI (Maine) Power Management (III) LLC | 10728 | Barker Lower | ME | Androscoggin | GEN1 | HY | OP | 1.5 | 1.5 | 1.5 |  | 4 | 1986 | NG BLQ: WAT; N Y: N; Y N: Y |  | S | 0 | N | IPP Non-CHP | 2 |  | N | N | [17 empty] | N
56838 | KEI (Maine) Power Management (III) LLC | 50688 | Gardiner | ME | Kennebec | GEN1 | HY | OP | 1 | 1 | 1 |  | 7 | 1985 | NG BLQ: WAT; N Y: N; Y N: Y |  | S |  | N | IPP Non-CHP | 2 |  | N | N | [17 empty] | N
56838 | KEI (Maine) Power Management (III) LLC | 52171 | Upper Barker | ME | Androscoggin | GEN1 | HY | OP | 1 | 1 | 1 |  | 5 | 1987 | NG BLQ: WAT; N Y: N; Y N: Y |  | S |  | N | IPP Non-CHP | 2 |  | N | N | [17 empty] | N
56839 | KEI (Maine) Power Management (IV) LLC | 54123 | Mechanic Falls | ME | ANDROSCOGGIN | GEN1 | HY | OP | 1 | 1 | 1 |  | 4 | 1986 | NG BLQ: WAT; N Y: N; Y N: Y |  | S |  | N | IPP Non-CHP | 2 |  | N | N | [17 empty] | N
56839 | KEI (Maine) Power Management (IV) LLC | 54123 | Mechanic Falls | ME | ANDROSCOGGIN | GEN2 | HY | OP | 0.4 | 0.4 | 0.4 |  | 4 | 1986 | NG BLQ: WAT; N Y: N; Y N: Y |  | S |  | N | IPP Non-CHP | 2 |  | N | N
56840 | Emporia Hydro Power LP | 50175 | Emporia | VA | Greensville | GEN1 | HY | OP | 2 | 2 | 2 |  | 1 | 1986 | NG BLQ: WAT; N Y: N; Y N: Y |  | S | 0 | N | IPP Non-CHP | 2 |  | N | N | [17 empty] | N
56840 | Emporia Hydro Power LP | 50175 | Emporia | VA | Greensville | GEN2 | HY | OP | 0.5 | 0.5 | 0.5 |  | 1 | 1986 | NG BLQ: WAT; N Y: N; Y N: Y |  | S | 0 | N | IPP Non-CHP | 2 |  | N | N | [17 empty] | N
56842 | Union Falls Hydro Power LP | 50176 | Union Falls | NY | Clinton | GEN1 | HY | OP | 1.3 | 1.3 | 1.3 |  | 1 | 1987 | NG BLQ: WAT; N Y: N; Y N: Y |  | S | 0 | N | IPP Non-CHP | 2 |  | N | N | [17 empty] | N
56842 | Union Falls Hydro Power LP | 50176 | Union Falls | NY | Clinton | GEN2 | HY | OP | 1.3 | 1.3 | 1.3 |  | 1 | 1987 | NG BLQ: WAT; N Y: N; Y N: Y |  | S | 0 | N | IPP Non-CHP | 2 |  | N | N | [17 empty] | N
56843 | Banister Hydro LP | 50178 | Halifax | VA | Halifax | GEN1 | HY | OP | 0.8 | 0.8 | 0.8 |  | 1 | 1915 | NG BLQ: WAT; N Y: N; Y N: Y |  | S | 0 | N | IPP Non-CHP | 2 |  | N | N | [17 empty] | N
56843 | Banister Hydro LP | 50178 | Halifax | VA | Halifax | GEN2 | HY | OP | 0.4 | 0.4 | 0.4 |  | 1 | 1915 | NG BLQ: WAT; N Y: N; Y N: Y |  | S | 0 | N | IPP Non-CHP | 2 |  | N | N | [17 empty] | N
56843 | Banister Hydro LP | 50178 | Halifax | VA | Halifax | GEN3 | HY | OP | 0.4 | 0.4 | 0.4 |  | 1 | 1915 | NG BLQ: WAT; N Y: N; Y N: Y |  | S | 0 | N | IPP Non-CHP | 2 |  | N | N | [17 empty] | N
56844 | Blackstone Hydro Inc. | 50177 | Blackstone/Tupperware | RI | Providence | GEN1 | HY | OP | 0.4 | 0.4 | 0.4 |  | 1 | 1981 | NG BLQ: WAT; N Y: N; Y N: Y |  | S | 0 | N | IPP Non-CHP | 2 |  | N | N | [17 empty] | N
56844 | Blackstone Hydro Inc. | 50177 | Blackstone/Tupperware | RI | Providence | GEN2 | HY | OP | 0.4 | 0.4 | 0.4 |  | 1 | 1981 | NG BLQ: WAT; N Y: N; Y N: Y |  | S | 0 | N | IPP Non-CHP | 2 |  | N | N | [17 empty] | N
56844 | Blackstone Hydro Inc. | 50177 | Blackstone/Tupperware | RI | Providence | GEN3 | HY | OP | 0.4 | 0.4 | 0.4 |  | 1 | 1981 | NG BLQ: WAT; N Y: N; Y N: Y |  | S | 0 | N | IPP Non-CHP | 2 |  | N | N | [17 empty] | N
56844 | Blackstone Hydro Inc. | 50177 | Blackstone/Tupperware | RI | Providence | GEN4 | HY | OP | 0.4 | 0.4 | 0.4 |  | 1 | 1981 | NG BLQ: WAT; N Y: N; Y N: Y |  | S | 0 | N | IPP Non-CHP | 2 |  | N | N | [17 empty] | N
56852 | Edgewood Energy LLC | 55786 | Edgewood Energy LLC | NY | Suffolk | CT01 | GT | OP | 50 | 42.5 | 49 |  | 7 | 2002 | NG BLQ: NG; N Y: N; Y N: Y | Y | S |  | N | IPP Non-CHP | 2 |  | N | N | [17 empty] | N
56852 | Edgewood Energy LLC | 55786 | Edgewood Energy LLC | NY | Suffolk | CT02 | GT | OP | 50 | 42.5 | 49 |  | 7 | 2002 | NG BLQ: NG; N Y: N; Y N: Y | Y | S |  | N | IPP Non-CHP | 2 |  | N | N | [17 empty] | N
56853 | Shoreham Energy LLC | 55787 | Shoreham Energy LLC | NY | Suffolk | CT01 | GT | OP | 50 | 42.5 | 49 |  | 7 | 2002 | NG BLQ: DFO; NG NG: KER; N Y: N; Y N: Y |  | S |  | N | IPP Non-CHP | 2 |  | N | N | [17 empty] | N
56853 | Shoreham Energy LLC | 55787 | Shoreham Energy LLC | NY | Suffolk | CT02 | GT | OP | 50 | 42.5 | 49 |  | 7 | 2002 | NG BLQ: DFO; NG NG: KER; N Y: N; Y N: Y |  | S |  | N | IPP Non-CHP | 2 |  | N | N | [17 empty] | N
56854 | Messalonskee Stream Hydro LLC | 1497 | Messalonskee 2 (Oakland) | ME | Kennebec | 1 | HY | OP | 2.8 | 2.8 | 2.8 |  | 1 | 1924 | NG BLQ: WAT; N Y: N; Y N: Y |  | S | 1 | N | IPP Non-CHP | 2 |  | N | N
56854 | Messalonskee Stream Hydro LLC | 1498 | Messalonskee 3 | ME | KENNEBEC | 1 | HY | OP | 1.6 | 1.6 | 1.6 |  | 1 | 1918 | NG BLQ: WAT; N Y: N; Y N: Y |  | S | 1 | N | IPP Non-CHP | 2 |  | N | N
56854 | Messalonskee Stream Hydro LLC | 1500 | Messalonskee 5 | ME | Kennebec | 1 | HY | OP | 1.8 | 1.8 | 1.8 |  | 1 | 1935 | NG BLQ: WAT; N Y: N; Y N: Y |  | S | 1 | N | IPP Non-CHP | 2 |  | N | N
56855 | Performance Services | 57637 | Union City Wind Turbine | IN | Union | 1 | WT | OP | 1 | 1 | 1 |  | 3 | 2010 | NG BLQ: WND; N Y: N; Y N: Y |  | S | 1 | N | IPP Non-CHP | 2 |  |  | N
56855 | Performance Services | 57638 | Randolph Eastern School Wind Turbine | IN | Union | 1 | WT | OP | 1 | 1 | 1 |  | 3 | 2010 | NG BLQ: WND; N Y: N; Y N: Y |  | S | 1 | N | Commercial Non-CHP | 4 |  |  | N
56856 | Trexlertown Solar Array North and South | 57519 | Trexlertown Solar Array North and South | PA | Lehigh | GEN1 | PV | OP | 2 | 2 | 2 |  | 6 | 2011 | NG BLQ: SUN; N Y: N; Y N: N |  | W |  | N | Industrial Non-CHP | 6 |  |  | N | [12 empty] | N |  |  |  |  | N
56857 | SunE M5C Holdings LLC | 57524 | Roger Road WWTP | AZ | Pima | 1 | PV | OP | 1.1 | 0.9 | 0.9 |  | 8 | 2010 | NG BLQ: SUN; N Y: N; Y N: Y |  | W | 8 | N | IPP Non-CHP | 2 |  |  | N
56863 | Kapaa Solar LLC | 57525 | Kapaa Photovoltaic Project | HI | Kauai | KSPV | PV | OP | 1 | 1 | 1 |  | 12 | 2010 | NG BLQ: SUN; N Y: N; Y N: N |  | S | 4 | N | IPP Non-CHP | 2 |  |  | N
56865 | Caithness Shepherds Flat LLC | 57526 | North Hurlburt Wind LLC | OR | Gilliam | NORTH | WT | OP | 265 | 265 | 265 |  | 2 | 2012 | NG BLQ: WND; N Y: N; Y N: Y |  | S | 106 | N | IPP Non-CHP | 2 |  |  | N | [12 empty] | N
56865 | Caithness Shepherds Flat LLC | 57549 | South Hurlburt Wind LLC | OR | Gilliam | SOUTH | WT | OP | 290 | 290 | 290 |  | 7 | 2012 | NG BLQ: WND; N Y: N; Y N: Y |  | S | 116 | N | IPP Non-CHP | 2
56865 | Caithness Shepherds Flat LLC | 57550 | Horseshoe Bend Wind LLC | OR | Gilliam | HORSE | WT | OP | 290 | 290 | 290 |  | 7 | 2012 | NG BLQ: WND; N Y: N; Y N: Y |  | S | 116 | N | IPP Non-CHP | 2
56866 | HL Power Company | 10777 | HL Power | CA | Lassen | GEN1 | ST | OP | 36.2 | 30 | 30 |  | 7 | 1989 | NG BLQ: WDS; NG NG: NG; N Y: N; Y N: N |  | W |  | N | IPP Non-CHP | 2 |  |  | N | [17 empty] | N | [6 empty] | PG
56868 | Kawailoa Wind LLC | 57529 | Kawailoa Wind | HI | Oahu | 1 | WT | OP | 69 | 69 | 69 |  | 11 | 2012 | NG BLQ: WND; N Y: N; Y N: N |  | S | 30 | N | IPP Non-CHP | 2 | [20 empty] | N
56869 | Palouse Wind LLC | 57530 | Palouse | WA | Whitman | 1 | WT | OP | 105.3 | 105.3 | 105.3 |  | 12 | 2012 | NG BLQ: WND; N Y: N; Y N: N |  | S | 58 | N | IPP Non-CHP | 2 | [20 empty] | N
56874 | Winona County Wind LLC | 57547 | Winona County Wind LLC | MN | Winona | WCW | WT | OP | 1.5 | 1.5 | 1.5 |  | 10 | 2011 | NG BLQ: WND; NG NG: WND; N Y: N; Y N: Y |  | W | 2 | N | IPP Non-CHP | 2 | [20 empty] | N
56880 | Shoshone Irrigation District | 57551 | Garland Canal Power Plant | WY | PARK | MAIN | HY | OP | 2.9 | 2.6 | 2 |  | 9 | 1983 | NG BLQ: WAT; N Y: N; Y N: Y |  | W | 1 | N | IPP Non-CHP | 2 |  |  | N
56881 | Valley NG Power Company LLC | 3508 | Valley | TX | Fannin | 1 | ST | SB | 198.9 | 174 | 174 |  | 11 | 1962 | NG BLQ: NG; NG NG: DFO; N Y: Y; Y N: Y | Y | S |  | N | IPP Non-CHP | 2 |  |  | N | [17 empty] | N | [6 empty] | NG
56881 | Valley NG Power Company LLC | 3508 | Valley | TX | Fannin | 2 | ST | SB | 580.5 | 520 | 520 |  | 12 | 1967 | NG BLQ: NG; NG NG: DFO; N Y: Y; Y N: Y | Y | S |  | N | IPP Non-CHP | 2 |  |  | N | [17 empty] | N | [6 empty] | NG
56881 | Valley NG Power Company LLC | 3508 | Valley | TX | Fannin | 3 | ST | SB | 396 | 375 | 375 |  | 5 | 1971 | NG BLQ: NG; N Y: N; Y N: Y | Y | S |  | N | IPP Non-CHP | 2 |  |  | N | [17 empty] | N | [6 empty] | NG
56884 | Big Brown Power Company LLC | 3497 | Big Brown | TX | Freestone | 1 | ST | OP | 593.4 | 600 | 606 |  | 12 | 1971 | LIG | SUB | NG | DFO |  |  | Y | Y |  | S |  | N | IPP Non-CHP | 2 |  |  | N | [17 empty] | N | Y |  |  | Y |  |  | NG
56884 | Big Brown Power Company LLC | 3497 | Big Brown | TX | Freestone | 2 | ST | OP | 593.4 | 595 | 602 |  | 12 | 1972 | LIG | SUB | NG | DFO |  |  | Y | Y |  | S |  | N | IPP Non-CHP | 2 |  |  | N | [17 empty] | N | Y |  |  | Y |  |  | NG
56886 | Big Sandy Peaker Plant LLC | 55284 | Big Sandy Peaker Plant | WV | Wayne | BSG1 | GT | OP | 57 | 50 | 57 |  | 7 | 2001 | NG BLQ: NG; N Y: N; Y N: Y |  | S |  | N | IPP Non-CHP | 2 |  | N | N | [17 empty] | N
56886 | Big Sandy Peaker Plant LLC | 55284 | Big Sandy Peaker Plant | WV | Wayne | BSG2 | GT | OP | 57 | 50 | 57 |  | 7 | 2001 | NG BLQ: NG; N Y: N; Y N: Y |  | S |  | N | IPP Non-CHP | 2 |  | N | N | [17 empty] | N
56886 | Big Sandy Peaker Plant LLC | 55284 | Big Sandy Peaker Plant | WV | Wayne | BSG3 | GT | OP | 57 | 50 | 57 |  | 7 | 2001 | NG BLQ: NG; N Y: N; Y N: Y |  | S |  | N | IPP Non-CHP | 2 |  | N | N | [17 empty] | N
56886 | Big Sandy Peaker Plant LLC | 55284 | Big Sandy Peaker Plant | WV | Wayne | BSG4 | GT | OP | 57 | 50 | 57 |  | 7 | 2001 | NG BLQ: NG; N Y: N; Y N: Y |  | S |  | N | IPP Non-CHP | 2 |  | N | N | [17 empty] | N
56886 | Big Sandy Peaker Plant LLC | 55284 | Big Sandy Peaker Plant | WV | Wayne | BSG5 | GT | OP | 57 | 50 | 57 |  | 7 | 2001 | NG BLQ: NG; N Y: N; Y N: Y |  | S |  | N | IPP Non-CHP | 2 |  | N | N | [17 empty] | N
56886 | Big Sandy Peaker Plant LLC | 55284 | Big Sandy Peaker Plant | WV | Wayne | BSG6 | GT | OP | 57 | 50 | 57 |  | 8 | 2001 | NG BLQ: NG; N Y: N; Y N: Y |  | S |  | N | IPP Non-CHP | 2 |  | N | N | [17 empty] | N
56888 | Brea Generation LLC | 10648 | Olinda Landfill Gas Recovery Plant | CA | Orange | GEN1 | IC | OP | 1.8 | 1.7 | 1.7 |  | 12 | 1985 | NG BLQ: LFG; N Y: N; Y N: Y |  | S |  | N | IPP Non-CHP | 2 |  | N | N | [17 empty] | N
56888 | Brea Generation LLC | 10648 | Olinda Landfill Gas Recovery Plant | CA | Orange | GEN2 | IC | OP | 1.8 | 1.7 | 1.7 |  | 12 | 1985 | NG BLQ: LFG; N Y: N; Y N: Y |  | S |  | N | IPP Non-CHP | 2 |  | N | N
56888 | Brea Generation LLC | 10648 | Olinda Landfill Gas Recovery Plant | CA | Orange | GEN3 | IC | OP | 1.8 | 1.7 | 1.7 |  | 12 | 1985 | NG BLQ: LFG; N Y: N; Y N: Y |  | S |  | N | IPP Non-CHP | 2 |  | N | N
56889 | Rhode Island LFG Genco | 50365 | Ridgewood Providence Power | RI | Providence | GEN1 | IC | OP | 1.9 | 1.7 | 1.7 |  | 1 | 1990 | NG BLQ: LFG; N Y: N; Y N: Y |  | S |  | N | IPP Non-CHP | 2 |  | N | N | [17 empty] | N
56889 | Rhode Island LFG Genco | 50365 | Ridgewood Providence Power | RI | Providence | GEN2 | IC | OP | 1.9 | 1.7 | 1.7 |  | 1 | 1990 | NG BLQ: LFG; N Y: N; Y N: Y |  | S |  | N | IPP Non-CHP | 2 |  | N | N | [17 empty] | N
56889 | Rhode Island LFG Genco | 50365 | Ridgewood Providence Power | RI | Providence | GEN3 | IC | OP | 1.9 | 1.7 | 1.7 |  | 1 | 1990 | NG BLQ: LFG; N Y: N; Y N: Y |  | S |  | N | IPP Non-CHP | 2 |  | N | N | [17 empty] | N
56889 | Rhode Island LFG Genco | 50365 | Ridgewood Providence Power | RI | Providence | GEN4 | IC | OP | 1.9 | 1.7 | 1.7 |  | 1 | 1990 | NG BLQ: LFG; N Y: N; Y N: Y |  | S |  | N | IPP Non-CHP | 2 |  | N | N | [17 empty] | N
56889 | Rhode Island LFG Genco | 50365 | Ridgewood Providence Power | RI | Providence | GEN5 | IC | OP | 1.9 | 1.7 | 1.7 |  | 1 | 1990 | NG BLQ: LFG; N Y: N; Y N: Y |  | S |  | N | IPP Non-CHP | 2 |  | N | N | [17 empty] | N
56889 | Rhode Island LFG Genco | 50365 | Ridgewood Providence Power | RI | Providence | GEN6 | IC | OP | 1.9 | 1.7 | 1.7 |  | 1 | 1990 | NG BLQ: LFG; N Y: N; Y N: Y |  | S |  | N | IPP Non-CHP | 2 |  | N | N | [17 empty] | N
56889 | Rhode Island LFG Genco | 50365 | Ridgewood Providence Power | RI | Providence | GEN7 | IC | OP | 1.9 | 1.7 | 1.7 |  | 1 | 1990 | NG BLQ: LFG; N Y: N; Y N: Y |  | S |  | N | IPP Non-CHP | 2 |  | N | N | [17 empty] | N
56889 | Rhode Island LFG Genco | 50365 | Ridgewood Providence Power | RI | Providence | GEN8 | IC | OP | 1.9 | 1.7 | 1.7 |  | 1 | 1990 | NG BLQ: LFG; N Y: N; Y N: Y |  | S |  | N | IPP Non-CHP | 2 |  | N | N | [17 empty] | N
56889 | Rhode Island LFG Genco | 50365 | Ridgewood Providence Power | RI | Providence | GEN9 | IC | OP | 1.9 | 1.7 | 1.7 |  | 5 | 1997 | NG BLQ: LFG; N Y: N; Y N: Y |  | S |  | N | IPP Non-CHP | 2 |  | N | N | [17 empty] | N
56889 | Rhode Island LFG Genco | 50365 | Ridgewood Providence Power | RI | Providence | PH21 | IC | OP | 1.6 | 1.5 | 1.5 |  | 8 | 2005 | NG BLQ: LFG; N Y: N; Y N: Y |  | S |  | N | IPP Non-CHP | 2 |  |  | N | [17 empty] | N
56889 | Rhode Island LFG Genco | 50365 | Ridgewood Providence Power | RI | Providence | PH22 | IC | OP | 1.6 | 1.5 | 1.5 |  | 8 | 2005 | NG BLQ: LFG; N Y: N; Y N: Y |  | S |  | N | IPP Non-CHP | 2 |  |  | N | [17 empty] | N
56889 | Rhode Island LFG Genco | 50365 | Ridgewood Providence Power | RI | Providence | PH23 | IC | OP | 1.6 | 1.5 | 1.5 |  | 8 | 2005 | NG BLQ: LFG; N Y: N; Y N: Y |  | S |  | N | IPP Non-CHP | 2 |  |  | N | [17 empty] | N
56889 | Rhode Island LFG Genco | 50365 | Ridgewood Providence Power | RI | Providence | PH24 | IC | OP | 1.6 | 1.5 | 1.5 |  | 8 | 2005 | NG BLQ: LFG; N Y: N; Y N: Y |  | S |  | N | IPP Non-CHP | 2 |  |  | N | [17 empty] | N
56889 | Rhode Island LFG Genco | 50365 | Ridgewood Providence Power | RI | Providence | PHI1 | IC | OS | 1.3 | 1.2 | 1.2 |  | 3 | 2004 | NG BLQ: LFG; N Y: N; Y N: Y |  | S |  | N | IPP Non-CHP | 2 |  |  | N | [17 empty] | N
56889 | Rhode Island LFG Genco | 50365 | Ridgewood Providence Power | RI | Providence | PHI2 | IC | OS | 1.3 | 1.2 | 1.2 |  | 3 | 2004 | NG BLQ: LFG; N Y: N; Y N: Y |  | S |  | N | IPP Non-CHP | 2 |  |  | N | [17 empty] | N
56891 | Shirley Wind LLC | 57553 | Shirley Wind | WI | Brown | 1 | WT | OP | 20 | 20 | 20 |  | 11 | 2010 | NG BLQ: WND; N Y: N; Y N: N |  | S | 8 | N | IPP Non-CHP | 2 |  |  | N
56892 | Solar Star Colorado II LLC | 57554 | AFA Solar Farm | CO | El Paso | AFA1 | PV | OP | 5.5 | 5.5 | 5.5 |  | 3 | 2011 | NG BLQ: SUN; N Y: N; Y N: N |  | S |  | N | IPP Non-CHP | 2 | [20 empty] | N
56894 | Woodstock Hills | 55342 | Woodstock Windfarm | MN | Pipestone | WIND | WT | OP | 10.2 | 10.2 | 10.2 |  | 5 | 1999 | NG BLQ: WND; N Y: N; Y N: Y |  | J | 17 | N | IPP Non-CHP | 2 |  | N | N
56898 | Sunnyvale City of WPCP | 57557 | Sunnyvale City of WPCP | CA | Santa Clara | S-14 | IC | OP | 0.8 | 0.8 | 0.8 |  | 11 | 1997 | LFG | OBG | NG |  |  |  | Y | Y |  | S |  | Y | Electric Utility | 1 | T |  | N | [17 empty] | N
56898 | Sunnyvale City of WPCP | 57557 | Sunnyvale City of WPCP | CA | Santa Clara | S-15 | IC | OP | 0.8 | 0.8 | 0.8 |  | 11 | 1997 | LFG | OBG | NG |  |  |  | Y | Y |  | S |  | Y | Electric Utility | 1 | T |  | N | [17 empty] | N
56899 | Wind Stream Operations LLC | 50532 | Victory Garden (Tehachapi) | CA | Kern | WGNS | WT | OP | 17.6 | 17.6 | 17.6 |  | 12 | 1981 | NG BLQ: WND; N Y: N; Y N: Y |  | S | 261 | N | IPP Non-CHP | 2 |  | N | N
56899 | Wind Stream Operations LLC | 57558 | GE 1 5 SLE Prototype | CA | Kern | 15SLE | WT | OP | 1.5 | 1.5 | 1.5 |  | 5 | 2000 | NG BLQ: WND; N Y: N; Y N: Y |  | S | 1 | N | IPP Non-CHP | 2 |  |  | N | [17 empty] | N
56902 | RE SFCity1, LP | 57559 | Sunset Reservoir North Basin | CA | San Francisco | 1 | PV | OP | 4.5 | 4.5 | 4.5 |  | 9 | 2010 | NG BLQ: SUN; N Y: N; Y N: Y |  | S |  | N | IPP Non-CHP | 2 |  |  | N
56904 | RP-Orlando, LLC | 57565 | RP-Orlando, LLC | FL | Orange | 1 | PV | OP | 5.1 | 5.1 | 5.1 |  | 12 | 2011 | NG BLQ: SUN; N Y: N; Y N: Y |  | S | 11 | N | IPP Non-CHP | 2 | [20 empty] | N
56905 | Algonquin Power Sanger LLC | 57564 | Algonquin Power Sanger LLC | CA | Fresno | CTG | CT | OP | 49 | 49 | 49 |  | 12 | 2007 | NG BLQ: NG; N Y: N; Y N: Y |  | S |  | Y | IPP CHP | 3 | T |  | N | [12 empty] | N |  |  |  |  | N
56905 | Algonquin Power Sanger LLC | 57564 | Algonquin Power Sanger LLC | CA | Fresno | STG2 | CA | OP | 12.5 | 12.5 | 12.5 |  | 5 | 2012 | NG BLQ: NG; N Y: N; Y N: Y |  | S |  | Y | IPP CHP | 3 | T | N | N | [12 empty] | N |  |  |  |  | N
56909 | Record Hill Wind LLC | 57568 | Record Hill Wind | ME | OXFORD | RHW | WT | OP | 50.6 | 50.6 | 50.6 |  | 1 | 2012 | NG BLQ: WND; N Y: N; Y N: Y |  | S | 22 | N | IPP Non-CHP | 2 | [20 empty] | N
56914 | Central Contra Costa Sanitary District | 57573 | CCCSD Wastewater Treatment Plnt | CA | Contra Costa | S188 | GT | OP | 3.5 | 3 | 3.5 |  | 12 | 1995 | [9 empty] | S | 1 | Y | Commercial CHP | 5 | T |  | N | [17 empty] | N | bar: NG BLQ; N Y to Y N
56915 | Solar Star New Jersey IV, LLC | 57574 | ETS Ewing Solar Facility | NJ | Mercer | ETS1 | PV | OP | 1.3 | 1.3 | 1.3 |  | 6 | 2010 | NG BLQ: SUN; N Y: N; Y N: Y |  | S |  | N | IPP Non-CHP | 2 |  |  | N
56916 | PaTu Wind Farm LLC | 57578 | PaTu Wind Farm LLC | OR | Sherman | PATU | WT | OP | 9 | 9 | 9 |  | 12 | 2010 | NG BLQ: WND; N Y: N; Y N: Y |  | S | 6 | N | IPP Non-CHP | 2 |  |  | N
56917 | DST Output | 57580 | DST Cogen | CA | El Dorado | CG1 | IC | OP | 2.1 | 2.1 | 2.1 |  | 5 | 2008 | [9 empty] | S |  | Y | IPP CHP | 3 | T |  | N | [17 empty] | N | bar: NG BLQ; N Y to Y N
56917 | DST Output | 57580 | DST Cogen | CA | El Dorado | CG2 | IC | OP | 2.1 | 2.1 | 2.1 |  | 5 | 2008 | [9 empty] | S |  | Y | IPP CHP | 3 | T |  | N | [17 empty] | N | bar: NG BLQ; N Y to Y N
56918 | University of California San Diego | 57584 | University of California San Diego | CA | San Diego | NT2 | CT | OP | 15 | 13.5 | 13.5 |  | 7 | 2001 | [9 empty] | S |  | N | Commercial Non-CHP | 4 |  |  | N | bar: NG BLQ; N Y to Y N
56918 | University of California San Diego | 57584 | University of California San Diego | CA | San Diego | ST1 | CT | OP | 15 | 13.5 | 13.5 |  | 7 | 2001 | [9 empty] | S |  | N | Commercial Non-CHP | 4 |  |  | N | bar: NG BLQ; N Y to Y N
56918 | University of California San Diego | 57584 | University of California San Diego | CA | San Diego | STG | CA | OP | 3 | 3 | 3 |  | 7 | 2001 | [9 empty] | S |  | N | Commercial Non-CHP | 4 |  | N | N | bar: NG BLQ; N Y to Y N
56918 | University of California San Diego | 57856 | Univ of California San Diego Solar | CA | San Diego | SGU1 | PV | OP | 1.2 | 1.2 | 1.2 |  | 12 | 2008 | NG BLQ: SUN; N Y: N; Y N: N |  | S | 9 | N | Commercial Non-CHP | 4 |  |  | N | [17 empty] | N
56921 | Charleston Clean Energy LLC | 57587 | The Charleston Clean Energy Facility | WV | Kanawha | 1 | IC | OP | 1.1 | 1.1 | 1.1 |  | 2 | 2011 | NG BLQ: LFG; NG NG: NG; N Y: N; Y N: Y |  | S |  | N | IPP Non-CHP | 2
56921 | Charleston Clean Energy LLC | 57587 | The Charleston Clean Energy Facility | WV | Kanawha | 2 | IC | OP | 1.1 | 1.1 | 1.1 |  | 2 | 2011 | NG BLQ: LFG; N Y: N; Y N: Y |  | S |  | N | IPP Non-CHP | 2
56924 | Long Island Solar Farm LLC | 57589 | Long Island Solar Farm LLC | NY | SUFFOLK | 9WUBN | PV | OP | 31.5 | 31.5 | 31.5 |  | 12 | 2011 | NG BLQ: SUN; N Y: N; Y N: Y |  | S | 50 | N | IPP Non-CHP | 2 | [20 empty] | N
56925 | FPLE Wind, LLC | 57590 | Minco Wind I, LLC | OK | Grady | 1 | WT | OP | 99.2 | 99.2 | 99.2 |  | 12 | 2010 | NG BLQ: WND; N Y: N; Y N: Y |  | S | 62 | N | IPP Non-CHP | 2 |  |  | N
56925 | FPLE Wind, LLC | 57956 | Minco Wind II, LLC | OK | Grady | 1 | WT | OP | 100.8 | 100.8 | 100.8 |  | 11 | 2011 | NG BLQ: WND; N Y: N; Y N: Y |  | S | 63 | N | IPP Non-CHP | 2 |  |  | N
56925 | FPLE Wind, LLC | 58203 | Minco Wind III, LLC | OK | Grady | 1 | WT | OP | 100.8 | 100.8 | 100.8 |  | 12 | 2012 | NG BLQ: WND; N Y: N; Y N: Y |  | S | 63 | N | IPP Non-CHP | 2 |  |  | N | [17 empty] | N
56926 | Hatch Solar Energy Center I, LLC | 57591 | Hatch Solar Energy Center I, LLC | NM | Dona Anna | 1 | PV | OP | 5 | 5 | 5 |  | 6 | 2011 | NG BLQ: SUN; N Y: N; Y N: Y |  | S |  | N | IPP Non-CHP | 2
56927 | Wallingford Energy LLC | 55517 | Wallingford Energy | CT | New Haven | CTG1 | GT | OP | 50 | 42.3 | 48.4 |  | 10 | 2001 | NG BLQ: NG; N Y: N; Y N: Y |  | S |  | N | IPP Non-CHP | 2 |  | N | N | [17 empty] | N
56927 | Wallingford Energy LLC | 55517 | Wallingford Energy | CT | New Haven | CTG2 | GT | OP | 50 | 42.3 | 48.2 |  | 9 | 2001 | NG BLQ: NG; N Y: N; Y N: Y |  | S |  | N | IPP Non-CHP | 2 |  | N | N | [17 empty] | N
56927 | Wallingford Energy LLC | 55517 | Wallingford Energy | CT | New Haven | CTG3 | GT | OP | 50 | 42.3 | 47.8 |  | 8 | 2001 | NG BLQ: NG; N Y: N; Y N: Y |  | S |  | N | IPP Non-CHP | 2 |  | N | N | [17 empty] | N
56927 | Wallingford Energy LLC | 55517 | Wallingford Energy | CT | New Haven | CTG4 | GT | OP | 50 | 42.3 | 49 |  | 8 | 2001 | NG BLQ: NG; N Y: N; Y N: Y |  | S |  | N | IPP Non-CHP | 2 |  | N | N | [17 empty] | N
56927 | Wallingford Energy LLC | 55517 | Wallingford Energy | CT | New Haven | CTG5 | GT | OP | 50 | 42.3 | 49 |  | 8 | 2001 | NG BLQ: NG; N Y: N; Y N: Y |  | S |  | N | IPP Non-CHP | 2 |  | N | N | [17 empty] | N
56928 | LSP University Park LLC | 55640 | University Park North | IL | Will | 1 | GT | OP | 45 | 42 | 45 |  | 6 | 2002 | NG BLQ: NG; N Y: N; Y N: Y |  | S |  | N | IPP Non-CHP | 2 |  | N | N | [17 empty] | N
56928 | LSP University Park LLC | 55640 | University Park North | IL | Will | 10 | GT | OP | 45 | 42 | 45 |  | 7 | 2002 | NG BLQ: NG; N Y: N; Y N: Y |  | S |  | N | IPP Non-CHP | 2 |  | N | N | [17 empty] | N
56928 | LSP University Park LLC | 55640 | University Park North | IL | Will | 11 | GT | OP | 45 | 42 | 45 |  | 7 | 2002 | NG BLQ: NG; N Y: N; Y N: Y |  | S |  | N | IPP Non-CHP | 2 |  | N | N | [17 empty] | N
56928 | LSP University Park LLC | 55640 | University Park North | IL | Will | 12 | GT | OP | 45 | 42 | 45 |  | 7 | 2002 | NG BLQ: NG; N Y: N; Y N: Y |  | S |  | N | IPP Non-CHP | 2 |  | N | N | [17 empty] | N
56928 | LSP University Park LLC | 55640 | University Park North | IL | Will | 2 | GT | OP | 45 | 42 | 45 |  | 6 | 2002 | NG BLQ: NG; N Y: N; Y N: Y |  | S |  | N | IPP Non-CHP | 2 |  | N | N | [17 empty] | N
56928 | LSP University Park LLC | 55640 | University Park North | IL | Will | 3 | GT | OP | 45 | 42 | 45 |  | 6 | 2002 | NG BLQ: NG; N Y: N; Y N: Y |  | S |  | N | IPP Non-CHP | 2 |  | N | N | [17 empty] | N
56928 | LSP University Park LLC | 55640 | University Park North | IL | Will | 4 | GT | OP | 45 | 42 | 45 |  | 6 | 2002 | NG BLQ: NG; N Y: N; Y N: Y |  | S |  | N | IPP Non-CHP | 2 |  | N | N | [17 empty] | N
56928 | LSP University Park LLC | 55640 | University Park North | IL | Will | 5 | GT | OP | 45 | 42 | 45 |  | 6 | 2002 | NG BLQ: NG; N Y: N; Y N: Y |  | S |  | N | IPP Non-CHP | 2 |  | N | N | [17 empty] | N
56928 | LSP University Park LLC | 55640 | University Park North | IL | Will | 6 | GT | OP | 45 | 42 | 45 |  | 6 | 2002 | NG BLQ: NG; N Y: N; Y N: Y |  | S |  | N | IPP Non-CHP | 2 |  | N | N | [17 empty] | N
56928 | LSP University Park LLC | 55640 | University Park North | IL | Will | 7 | GT | OP | 45 | 42 | 45 |  | 6 | 2002 | NG BLQ: NG; N Y: N; Y N: Y |  | S |  | N | IPP Non-CHP | 2 |  | N | N
56928 | LSP University Park LLC | 55640 | University Park North | IL | Will | 8 | GT | OP | 45 | 42 | 45 |  | 6 | 2002 | NG BLQ: NG; N Y: N; Y N: Y |  | S |  | N | IPP Non-CHP | 2 |  | N | N
56928 | LSP University Park LLC | 55640 | University Park North | IL | Will | 9 | GT | OP | 45 | 42 | 45 |  | 6 | 2002 | NG BLQ: NG; N Y: N; Y N: Y |  | S |  | N | IPP Non-CHP | 2 |  | N | N
56929 | Alliance Star Energy LLC | 57592 | Sheraton SD East Tower | CA | San Diego | 45 | FC | OP | 0.3 | 0.3 | 0.3 |  | 11 | 2005 | NG BLQ: NG; N Y: N; Y N: Y |  | S |  | Y | Commercial CHP | 5 | T |  | Y | [12 empty] | N |  |  | 11 | 2017 | N
56929 | Alliance Star Energy LLC | 57592 | Sheraton SD East Tower | CA | San Diego | 47 | FC | OP | 0.3 | 0.3 | 0.3 |  | 10 | 2005 | NG BLQ: NG; N Y: N; Y N: Y |  | S |  | Y | Commercial CHP | 5 | T |  | Y | [12 empty] | N |  |  | 11 | 2017 | N
56929 | Alliance Star Energy LLC | 57592 | Sheraton SD East Tower | CA | San Diego | 50 | FC | OP | 0.3 | 0.3 | 0.3 |  | 11 | 2005 | NG BLQ: NG; N Y: N; Y N: Y |  | S |  | Y | Commercial CHP | 5 | T |  | Y | [12 empty] | N |  |  | 11 | 2017 | N
56929 | Alliance Star Energy LLC | 57592 | Sheraton SD East Tower | CA | San Diego | 51 | FC | OP | 0.3 | 0.3 | 0.3 |  | 10 | 2005 | NG BLQ: NG; N Y: N; Y N: Y |  | S |  | Y | Commercial CHP | 5 | T |  | Y | [12 empty] | N |  |  | 11 | 2017 | N
56930 | Energy Alchemy TA Vernalis, LLC | 57594 | Teichert Materials-Teichert Vernalis | CA | San Joaquin | WTG1 | WT | OP | 1.5 | 1.5 | 1.5 |  | 10 | 2010 | NG BLQ: WND; N Y: N; Y N: Y |  | S | 1 | N | IPP Non-CHP | 2 |  |  | N
56934 | Town Of High Point | 57606 | Eastside WWTP | NC | Guilford | 1 | IC | OP | 1.8 | 1.8 | 1.8 |  | 8 | 2004 | NG BLQ: DFO; N Y: N; Y N: N | Y | S |  | N | Electric Utility | 1 |  | N | N | [12 empty] | N |  |  |  |  | N
56934 | Town Of High Point | 57606 | Eastside WWTP | NC | Guilford | 2 | IC | OP | 1.8 | 1.8 | 1.8 |  | 8 | 2004 | NG BLQ: DFO; N Y: N; Y N: N | Y | S |  | N | Electric Utility | 1 |  | N | N | [12 empty] | N |  |  |  |  | N
56934 | Town Of High Point | 57606 | Eastside WWTP | NC | Guilford | 3 | IC | OP | 1.8 | 1.8 | 1.8 |  | 8 | 2004 | NG BLQ: DFO; N Y: N; Y N: N | Y | S |  | N | Electric Utility | 1 |  | N | N | [12 empty] | N |  |  |  |  | N
56934 | Town Of High Point | 57607 | Ward WTP | NC | Guilford | 1 | IC | OP | 1 | 1 | 1 |  | 2 | 1999 | NG BLQ: DFO; N Y: N; Y N: N | Y | S |  | N | Electric Utility | 1 |  | N | N | [12 empty] | N |  |  |  |  | N
56934 | Town Of High Point | 57607 | Ward WTP | NC | Guilford | 2 | IC | OP | 1 | 1 | 1 |  | 2 | 1999 | NG BLQ: DFO; N Y: N; Y N: N | Y | S |  | N | Electric Utility | 1 |  | N | N | [12 empty] | N |  |  |  |  | N
56934 | Town Of High Point | 57608 | Westside WWTP | NC | Davidson | 1 | IC | OP | 1.8 | 1.8 | 1.8 |  | 5 | 2005 | NG BLQ: DFO; N Y: N; Y N: N | Y | S |  | N | Electric Utility | 1 |  | N | N | [12 empty] | N |  |  |  |  | N
56936 | Paulding Wind Farm II LLC | 57620 | Paulding Wind Farm II | OH | Paulding | GEN1 | WT | OP | 150 | 150 | 150 |  | 7 | 2011 | NG BLQ: WND; N Y: N; Y N: Y |  | S | 55 | N | IPP Non-CHP | 2 |  |  | N | [12 empty] | N |  |  |  |  | N
56945 | Blue Canyon Windpower VI LLC | 57616 | Blue Canyon Windpower VI LLC | OK | Caddo | GEN1 | WT | OP | 100 | 100 | 100 |  | 12 | 2011 | NG BLQ: WND; N Y: N; Y N: Y |  | S | 55 | N | IPP Non-CHP | 2 | [20 empty] | N
56951 | Michigan Wind 2 LLC | 56659 | Michigan Wind 2 | MI | Sanilac | 1 | WT | OP | 90 | 90 | 90 |  | 12 | 2011 | NG BLQ: WND; N Y: N; Y N: Y |  | S | 50 | N | IPP Non-CHP | 2 | [20 empty] | N
56952 | Lincoln Electric Company | 57613 | LE Wind Turbine 1 | OH | Cuyahoga | WTG1 | WT | OP | 2.5 | 2.5 | 2.5 |  | 7 | 2011 | NG BLQ: WND; N Y: N; Y N: N |  | S | 1 | N | Industrial Non-CHP | 6 |  |  | N | [17 empty] | N
56953 | Bos Dairy, LLC | 57625 | Bos Dairy, LLC | IN | Jasper | BOS1 | IC | OP | 0.4 | 0.3 | 0.3 |  | 1 | 2005 | NG BLQ: OBG; N Y: N; Y N: Y |  | W |  | N | Industrial Non-CHP | 6 |  |  | N | [17 empty] | Y
56953 | Bos Dairy, LLC | 57625 | Bos Dairy, LLC | IN | Jasper | BOS2 | IC | OP | 0.7 | 0.6 | 0.6 |  | 2 | 2011 | NG BLQ: OBG; N Y: N; Y N: Y |  | W |  | N | Industrial Non-CHP | 6 |  |  | N | [17 empty] | Y
56953 | Bos Dairy, LLC | 57625 | Bos Dairy, LLC | IN | Jasper | BOS3 | IC | OP | 0.4 | 0.3 | 0.3 |  | 12 | 2011 | NG BLQ: OBG; N Y: N; Y N: Y |  | W |  | N | Industrial Non-CHP | 6 |  |  | N | [17 empty] | Y
56958 | Foundation ST Owner, LLC | 57626 | Foundation ST | CA | San Joaquin | WTG1 | WT | OP | 2 | 2 | 2 |  | 6 | 2011 | NG BLQ: WND; N Y: N; Y N: N |  | S | 2 | N | IPP Non-CHP | 2 | [20 empty] | N
56960 | Gastonia City of | 57629 | Gaston Memorial Hospital | NC | Gaston | GMH1 | IC | OP | 1.8 | 1.8 | 1.8 |  | 5 | 2006 | NG BLQ: DFO; NG NG: NG; N Y: Y; Y N: N |  | W |  | N | Commercial Non-CHP | 4 |  |  | N | [17 empty] | N
56960 | Gastonia City of | 57630 | Long Creek Waste Water Plant | NC | Gaston | ES1 | IC | OP | 1.7 | 1.7 | 1.7 |  | 1 | 1995 | NG BLQ: DFO; N Y: N; Y N: N |  | S |  | N | Electric Utility | 1 |  |  | N
56960 | Gastonia City of | 57630 | Long Creek Waste Water Plant | NC | Gaston | ES2 | IC | OP | 1.7 | 1.7 | 1.7 |  | 1 | 1995 | NG BLQ: DFO; N Y: N; Y N: N |  | S |  | N | Electric Utility | 1 |  |  | N
56960 | Gastonia City of | 57630 | Long Creek Waste Water Plant | NC | Gaston | ES3 | IC | OP | 1.7 | 1.7 | 1.7 |  | 1 | 1995 | NG BLQ: DFO; N Y: N; Y N: N |  | S |  | N | Electric Utility | 1 |  |  | N
56961 | Bulldog Wind Energy, LLC | 57632 | Bulldog | IA | Adair | 1 | WT | OP | 1.5 | 1.5 | 1.5 |  | 10 | 2010 | NG BLQ: WND; N Y: N; Y N: Y |  | S | 1 | N | IPP Non-CHP | 2 |  |  | N
56962 | Wolverine Wind Energy, LLC | 57631 | Wolverine | IA | Adair | 1 | WT | OP | 1.5 | 1.5 | 1.5 |  | 10 | 2010 | NG BLQ: WND; N Y: N; Y N: Y |  | S | 1 | N | IPP Non-CHP | 2 |  |  | N
56965 | Auburn Energy, LLC | 57636 | Auburn LFG Energy Facility | NY | Cayuga | 1 | IC | OP | 1.1 | 1.1 | 1.1 |  | 1 | 2010 | NG BLQ: LFG; NG NG: NG; N Y: Y; Y N: N |  | S |  | N | IPP Non-CHP | 2 |  |  | N | [17 empty] | N
56965 | Auburn Energy, LLC | 57636 | Auburn LFG Energy Facility | NY | Cayuga | 2 | IC | OP | 1.1 | 1.1 | 1.1 |  | 1 | 2010 | NG BLQ: LFG; NG NG: NG; N Y: Y; Y N: N |  | S |  | N | IPP Non-CHP | 2 |  |  | N
56965 | Auburn Energy, LLC | 57636 | Auburn LFG Energy Facility | NY | Cayuga | 3 | IC | OP | 1.1 | 1.1 | 1.1 |  | 1 | 2010 | NG BLQ: LFG; NG NG: NG; N Y: Y; Y N: N |  | S |  | N | IPP Non-CHP | 2 |  |  | N
56967 | Ironwood Windpower LLC | 57639 | Ironwood Wind | KS | Ford | 1 | WT | OP | 167.9 | 167.9 | 167.9 |  | 8 | 2012 | NG BLQ: WND; N Y: N; Y N: Y |  | J | 73 | N | IPP Non-CHP | 2 | [20 empty] | N
56968 | Oregon State University | 57653 | Oregon State University Energy Center | OR | Benton | CTG | CT | OP | 5.5 | 5.2 | 5.5 |  | 6 | 2010 | NG BLQ: NG; NG NG: DFO; N Y: Y; Y N: Y |  | S |  | Y | Commercial CHP | 5 | T |  | N | [17 empty] | N
56968 | Oregon State University | 57653 | Oregon State University Energy Center | OR | Benton | STG | CA | OP | 1 | 0.5 | 1 |  | 6 | 2010 | NG BLQ: NG; NG NG: DFO; N Y: N; Y N: N |  | S |  | Y | Commercial CHP | 5 | T | Y | [18 empty] | N
56971 | 500 Virginia Solar, LP | 57640 | 500 Virginia Solar | PA | Montgomery | 1 | PV | OP | 1 | 1 | 1 |  | 7 | 2011 | NG BLQ: SUN; N Y: N; Y N: N |  | S | 2 | N | IPP Non-CHP | 2 | [20 empty] | N
56972 | Vestas Towers America, Inc | 57643 | Vestas Towers America, Inc. | CO | Pueblo | V100 | WT | OP | 1.8 | 1.8 | 1.8 |  | 4 | 2010 | NG BLQ: WND; N Y: N; Y N: Y |  | S | 1 | N | Industrial Non-CHP | 6 |  |  | N
56974 | Denver Airport Solar, LLC | 57645 | City & County of Denver at Denver Int'l | CO | Denver | PV1 | PV | OP | 3.4 | 3.4 | 3.4 |  | 6 | 2011 | NG BLQ: SUN; N Y: N; Y N: Y |  | S | 4 | N | IPP Non-CHP | 2 | [20 empty] | N
56975 | Constellation Solar Maryland, LLC | 57646 | McCormick & Co. Inc. at Belcamp | MD | Hartford | PV1 | PV | OP | 1.4 | 1.4 | 1.4 |  | 12 | 2010 | NG BLQ: SUN; N Y: N; Y N: Y |  | S | 3 | N | IPP Non-CHP | 2 |  |  | N
56976 | Constellation Solar New Jersey II, LLC | 57647 | Toys R Us- DE, Inc. at Mt. Olive, NJ | NJ | Flanders | PV1 | PV | OP | 2.4 | 2.4 | 2.4 |  | 12 | 2011 | NG BLQ: SUN; N Y: N; Y N: Y |  | S | 10 | N | IPP Non-CHP | 2 | [20 empty] | N
56976 | Constellation Solar New Jersey II, LLC | 57723 | Johnson Matthey, Inc. Solar | NJ | Gloucester | PV1 | PV | OP | 4 | 4 | 4 |  | 3 | 2011 | NG BLQ: SUN; N Y: N; Y N: Y |  | S | 13 | N | IPP Non-CHP | 2 |  |  | N
56977 | Zotos International | 57648 | Zotos International WPGF | NY | Ontario | WT1 | WT | OP | 1.7 | 1.7 | 1.7 |  | 1 | 2012 | NG BLQ: WND; N Y: N; Y N: Y |  | S | 1 | N | Industrial Non-CHP | 6 |  |  | N | [17 empty] | N
56977 | Zotos International | 57648 | Zotos International WPGF | NY | Ontario | WT2 | WT | OP | 1.7 | 1.7 | 1.7 |  | 1 | 2012 | NG BLQ: WND; N Y: N; Y N: Y |  | S | 1 | N | Industrial Non-CHP | 6 |  |  | N | [17 empty] | N
56981 | Town of Falmouth | 57654 | Town of Falmouth WWTP | MA | Barnstable | WIND1 | WT | OP | 1.7 | 0.8 | 0.9 |  | 3 | 2010 | NG BLQ: WND; N Y: N; Y N: Y |  | S | 1 | N | Commercial Non-CHP | 4
56981 | Town of Falmouth | 57654 | Town of Falmouth WWTP | MA | Barnstable | WIND2 | WT | OP | 1.7 | 0.8 | 0.9 |  | 2 | 2012 | NG BLQ: WND; N Y: N; Y N: Y |  | S | 1 | N | Commercial Non-CHP | 4
56982 | Kern Community College District | 57655 | Bakersfield College Solar 01 | CA | Kern | BC01 | PV | OP | 1.1 | 1.1 | 1.1 |  | 11 | 2010 | NG BLQ: SUN; N Y: N; Y N: Y |  | S | 2 | N | Commercial Non-CHP | 4 |  |  | N | [17 empty] | N
56984 | Temescal Canyon RV, LLC | 57656 | Temescal Canyon RV, LLC | CA | Riverside | 1 | PV | OP | 1.5 | 1.5 | 1.5 |  | 5 | 2011 | NG BLQ: SUN; N Y: N; Y N: Y |  | W | 4 | N | IPP Non-CHP | 2
56988 | Cimarron Windpower II, LLC | 57663 | Cimarron Windpower II | KS | Gray | 1 | WT | OP | 131 | 131 | 131 |  | 6 | 2012 | NG BLQ: WND; N Y: N; Y N: Y |  | J | 57 | N | IPP Non-CHP | 2
56989 | SAF Hydroelectric LLC | 57665 | SAF Hydroelectric LLC | MN | Hennepin | 1 | HY | OP | 0.6 | 0.6 | 0.6 |  | 12 | 2011 | NG BLQ: WAT; N Y: N; Y N: Y |  | S |  | N | IPP Non-CHP | 2
56989 | SAF Hydroelectric LLC | 57665 | SAF Hydroelectric LLC | MN | Hennepin | 10 | HY | OP | 0.6 | 0.6 | 0.6 |  | 12 | 2011 | NG BLQ: WAT; N Y: N; Y N: Y |  | S |  | N | IPP Non-CHP | 2
56989 | SAF Hydroelectric LLC | 57665 | SAF Hydroelectric LLC | MN | Hennepin | 11 | HY | OP | 0.6 | 0.6 | 0.6 |  | 12 | 2011 | NG BLQ: WAT; N Y: N; Y N: Y |  | S |  | N | IPP Non-CHP | 2
56989 | SAF Hydroelectric LLC | 57665 | SAF Hydroelectric LLC | MN | Hennepin | 12 | HY | OP | 0.6 | 0.6 | 0.6 |  | 12 | 2011 | NG BLQ: WAT; N Y: N; Y N: Y |  | S |  | N | IPP Non-CHP | 2
56989 | SAF Hydroelectric LLC | 57665 | SAF Hydroelectric LLC | MN | Hennepin | 13 | HY | OP | 0.6 | 0.6 | 0.6 |  | 12 | 2011 | NG BLQ: WAT; N Y: N; Y N: Y |  | S |  | N | IPP Non-CHP | 2
56989 | SAF Hydroelectric LLC | 57665 | SAF Hydroelectric LLC | MN | Hennepin | 14 | HY | OP | 0.6 | 0.6 | 0.6 |  | 12 | 2011 | NG BLQ: WAT; N Y: N; Y N: Y |  | S |  | N | IPP Non-CHP | 2
56989 | SAF Hydroelectric LLC | 57665 | SAF Hydroelectric LLC | MN | Hennepin | 15 | HY | OP | 0.6 | 0.6 | 0.6 |  | 12 | 2011 | NG BLQ: WAT; N Y: N; Y N: Y |  | S |  | N | IPP Non-CHP | 2
56989 | SAF Hydroelectric LLC | 57665 | SAF Hydroelectric LLC | MN | Hennepin | 16 | HY | OP | 0.6 | 0.6 | 0.6 |  | 12 | 2011 | NG BLQ: WAT; N Y: N; Y N: Y |  | S |  | N | IPP Non-CHP | 2
56989 | SAF Hydroelectric LLC | 57665 | SAF Hydroelectric LLC | MN | Hennepin | 2 | HY | OP | 0.6 | 0.6 | 0.6 |  | 12 | 2011 | NG BLQ: WAT; N Y: N; Y N: Y |  | S |  | N | IPP Non-CHP | 2
56989 | SAF Hydroelectric LLC | 57665 | SAF Hydroelectric LLC | MN | Hennepin | 3 | HY | OP | 0.6 | 0.6 | 0.6 |  | 12 | 2011 | NG BLQ: WAT; N Y: N; Y N: Y |  | S |  | N | IPP Non-CHP | 2
56989 | SAF Hydroelectric LLC | 57665 | SAF Hydroelectric LLC | MN | Hennepin | 4 | HY | OP | 0.6 | 0.6 | 0.6 |  | 12 | 2011 | NG BLQ: WAT; N Y: N; Y N: Y |  | S |  | N | IPP Non-CHP | 2
56989 | SAF Hydroelectric LLC | 57665 | SAF Hydroelectric LLC | MN | Hennepin | 5 | HY | OP | 0.6 | 0.6 | 0.6 |  | 12 | 2011 | NG BLQ: WAT; N Y: N; Y N: Y |  | S |  | N | IPP Non-CHP | 2
56989 | SAF Hydroelectric LLC | 57665 | SAF Hydroelectric LLC | MN | Hennepin | 6 | HY | OP | 0.6 | 0.6 | 0.6 |  | 12 | 2011 | NG BLQ: WAT; N Y: N; Y N: Y |  | S |  | N | IPP Non-CHP | 2
56989 | SAF Hydroelectric LLC | 57665 | SAF Hydroelectric LLC | MN | Hennepin | 7 | HY | OP | 0.6 | 0.6 | 0.6 |  | 12 | 2011 | NG BLQ: WAT; N Y: N; Y N: Y |  | S |  | N | IPP Non-CHP | 2
56989 | SAF Hydroelectric LLC | 57665 | SAF Hydroelectric LLC | MN | Hennepin | 8 | HY | OP | 0.6 | 0.6 | 0.6 |  | 12 | 2011 | NG BLQ: WAT; N Y: N; Y N: Y |  | S |  | N | IPP Non-CHP | 2
56989 | SAF Hydroelectric LLC | 57665 | SAF Hydroelectric LLC | MN | Hennepin | 9 | HY | OP | 0.6 | 0.6 | 0.6 |  | 12 | 2011 | NG BLQ: WAT; N Y: N; Y N: Y |  | S |  | N | IPP Non-CHP | 2
56990 | NJR Clean Energy Ventures Corporation | 57660 | Vineland Mays Landing Soalr | NJ | Cumberland | VNLND | PV | OP | 4.3 | 5.7 | 2.8 |  | 10 | 2011 | NG BLQ: SUN; N Y: N; Y N: N |  | S | 8 | N | IPP Non-CHP | 2 | [20 empty] | N
56990 | NJR Clean Energy Ventures Corporation | 57661 | Manalapan Village Solar | NJ | Monmouth | MANVL | PV | OP | 3.5 | 4.6 | 2.3 |  | 12 | 2011 | NG BLQ: SUN; N Y: N; Y N: N |  | S | 7 | N | IPP Non-CHP | 2 | [20 empty] | N
56990 | NJR Clean Energy Ventures Corporation | 57662 | McGraw Hill Solar | NJ | Mercer | MCGRH | PV | OP | 12.6 | 16.6 | 8.3 |  | 12 | 2011 | NG BLQ: SUN; N Y: N; Y N: N |  | S | 15 | N | IPP Non-CHP | 2 | [20 empty] | N
56990 | NJR Clean Energy Ventures Corporation | 58030 | Reeves Station Rd East | NJ | Burlington | REEVE | PV | OP | 5.5 | 5.5 | 5.5 |  | 10 | 2012 | NG BLQ: SUN; N Y: N; Y N: N |  | S | 11 | N | IPP Non-CHP | 2 | [20 empty] | N
56990 | NJR Clean Energy Ventures Corporation | 58123 | Wakefern Food Corp | NJ | Middlesex | 1 | PV | OP | 2 | 2 | 2 |  | 12 | 2012 | NG BLQ: SUN; N Y: N; Y N: N |  | S | 4 | N | IPP Non-CHP | 2 | [20 empty] | N
56991 | Astoria Energy II LLC | 57664 | Astoria Energy II | NY | Queens | CT3 | CT | OP | 200 | 156 | 188 |  | 7 | 2011 | NG BLQ: NG; NG NG: DFO; N Y: Y; Y N: Y |  | S |  | N | IPP Non-CHP | 2 | [20 empty] | N
56991 | Astoria Energy II LLC | 57664 | Astoria Energy II | NY | Queens | CT4 | CT | OP | 200 | 156 | 188 |  | 7 | 2011 | NG BLQ: NG; NG NG: DFO; N Y: Y; Y N: Y |  | S |  | N | IPP Non-CHP | 2 | [20 empty] | N
56991 | Astoria Energy II LLC | 57664 | Astoria Energy II | NY | Queens | ST2 | CA | OP | 250 | 228 | 236 |  | 7 | 2011 | NG BLQ: NG; NG NG: DFO; N Y: Y; Y N: Y |  | S |  | N | IPP Non-CHP | 2 |  | Y | [18 empty] | N
56992 | Foxwoods Resort Casino | 57666 | Foxwoods CoGen | CT | New London | CT1 | GT | OP | 6.6 | 6 | 7.3 | 1 | 6 | 2010 | [9 empty] | S |  | Y | Commercial CHP | 5 | B |  | N | bar: NG BLQ; N Y to Y N
56992 | Foxwoods Resort Casino | 57666 | Foxwoods CoGen | CT | New London | CT2 | GT | OP | 6.6 | 6 | 7.3 | 2 | 6 | 2010 | [9 empty] | S |  | Y | Commercial CHP | 5 | B |  | N | bar: NG BLQ; N Y to Y N
56993 | SBS Energy Partners LLC | 57667 | Seabrook Solar Plant | NJ | Cumberland | SBS1 | PV | OP | 3.2 | 3.2 | 3.2 |  | 3 | 2011 | NG BLQ: SUN; N Y: N; Y N: Y |  | J |  | N | IPP Non-CHP | 2 | [20 empty] | N
56994 | Carlisle Area School District | 57668 | CASD Solar | PA | Cumberland | CASDE | PV | OP | 0.9 | 0.9 | 0.9 |  | 10 | 2010 | NG BLQ: SUN; N Y: N; Y N: Y |  | S | 2 | N | Commercial Non-CHP | 4 |  |  | N | [17 empty] | N
56994 | Carlisle Area School District | 57668 | CASD Solar | PA | Cumberland | CASDW | PV | OP | 0.4 | 0.4 | 0.4 |  | 10 | 2010 | NG BLQ: SUN; N Y: N; Y N: N |  | S | 1 | N | Commercial Non-CHP | 4 |  |  | N
56995 | Sacramento PV Energy, LLC | 57669 | SMUD at Grundman | CA | Sacramento | PV1 | PV | OP | 17 | 17 | 17 |  | 12 | 2011 | NG BLQ: SUN; N Y: N; Y N: Y |  | S | 18 | N | IPP Non-CHP | 2
56995 | Sacramento PV Energy, LLC | 57670 | SMUD at Van Conett | CA | Sacramento | PV1 | PV | OP | 2.9 | 2.9 | 2.9 |  | 12 | 2011 | NG BLQ: SUN; N Y: N; Y N: Y |  | S | 3 | N | IPP Non-CHP | 2
56995 | Sacramento PV Energy, LLC | 57671 | SMUD at Fleshman | CA | Sacramento | PV1 | PV | OP | 2.9 | 2.9 | 2.9 |  | 12 | 2011 | NG BLQ: SUN; N Y: N; Y N: Y |  | S | 3 | N | IPP Non-CHP | 2
56995 | Sacramento PV Energy, LLC | 57753 | SMUD at Lawrence | CA | Sacramento | PV1 | PV | OP | 1 | 1 | 1 |  | 12 | 2011 | NG BLQ: SUN; N Y: N; Y N: Y |  | S | 1 | N | IPP Non-CHP | 2 | [20 empty] | N
56997 | Marina Energy LLC | 57863 | McKee City Solar Phase 2 | NJ | Atlantic | UNIT1 | PV | OP | 2.6 | 2.6 | 2.6 |  | 12 | 2011 | NG BLQ: SUN; N Y: N; Y N: Y |  | W |  | N | Electric Utility | 1 |  |  | N
56997 | Marina Energy LLC | 57864 | Stockton Athletic Center | NJ | Atlantic | 2LOT7 | PV | OP | 0.5 | 0.5 | 0.5 |  | 10 | 2009 | NG BLQ: SUN; N Y: N; Y N: Y |  | W |  | N | Commercial Non-CHP | 4 |  |  | N | [17 empty] | N
56997 | Marina Energy LLC | 57864 | Stockton Athletic Center | NJ | Atlantic | LOT7 | PV | OP | 0.2 | 0.2 | 0.2 |  | 4 | 2009 | NG BLQ: SUN; N Y: N; Y N: Y |  | W |  | N | Commercial Non-CHP | 4 |  |  | N | [17 empty] | N
56997 | Marina Energy LLC | 57864 | Stockton Athletic Center | NJ | Atlantic | LOT7B | PV | OP | 0.2 | 0.2 | 0.2 |  | 4 | 2009 | NG BLQ: SUN; N Y: N; Y N: Y |  | W |  | N | Commercial Non-CHP | 4 |  |  | N | [17 empty] | N
56997 | Marina Energy LLC | 57864 | Stockton Athletic Center | NJ | Atlantic | SAC | PV | OP | 0.3 | 0.3 | 0.3 |  | 2 | 2009 | NG BLQ: SUN; N Y: N; Y N: Y |  | W |  | N | Commercial Non-CHP | 4 |  |  | N | [17 empty] | N
56997 | Marina Energy LLC | 57868 | L'Oreal Piscataway | NJ | Middlesex | UNIT1 | PV | OP | 1 | 1 | 1 |  | 12 | 2011 | NG BLQ: SUN; N Y: N; Y N: Y |  | S |  | N | Industrial Non-CHP | 6 |  |  | N
56997 | Marina Energy LLC | 57869 | Heller Industrial Parks | NJ | Middlesex | UNIT1 | PV | OP | 2.7 | 2.7 | 2.7 |  | 12 | 2011 | NG BLQ: SUN; N Y: N; Y N: Y |  | S |  | N | IPP Non-CHP | 2 |  |  | N | [17 empty] | N
56998 | Macys Corporate Services, Inc | 57673 | Macys Goodyear | AZ | Maricopa | 1 | PV | OP | 3.5 | 3.5 | 3.5 |  | 12 | 2010 | NG BLQ: SUN; N Y: N; Y N: Y |  | S | 8 | N | IPP Non-CHP | 2 |  |  | N
56999 | Western Massachusetts Electric Company | 57674 | Indian Orchard PV Facility | MA | Hampden | 1 | PV | OP | 2.3 | 2.3 | 2.3 |  | 12 | 2011 | NG BLQ: SUN; N Y: N; Y N: N |  | S | 4 | N | Electric Utility | 1 | [20 empty] | N
56999 | Western Massachusetts Electric Company | 57676 | Silver Lake Solar Photovoltaic Facility | MA | Berkshire | 1 | PV | OP | 1.8 | 1.8 | 1.8 |  | 12 | 2010 | NG BLQ: SUN; N Y: N; Y N: N |  | S | 3 | N | Electric Utility | 1 |  |  | N
57001 | Murphy Farm Power, LLC | 57677 | Murphy Farm Power, LLC | NC | Cherokee | 1 | PV | OP | 1 | 0.9 | 0.9 |  | 5 | 2011 | NG BLQ: SUN; N Y: N; Y N: Y |  | S | 4 | N | IPP Non-CHP | 2
57002 | Post Rock Wind Power Project, LLC | 57678 | Post Rock Wind Power Project, LLC | KS | Ellsworth | 1 | WT | OP | 201 | 201 | 201 |  | 9 | 2012 | NG BLQ: WND; N Y: N; Y N: Y |  | S | 134 | N | IPP Non-CHP | 2 | [20 empty] | N
57005 | SunE NLB-2, LLC | 57681 | City of Boulder WWTP | CO | Boulder | 1 | PV | OP | 1 | 0.9 | 0.9 |  | 6 | 2010 | NG BLQ: SUN; N Y: N; Y N: Y |  | W | 1 | N | IPP Non-CHP | 2 |  |  | N | [12 empty] | N |  |  |  |  | N
57006 | SunE GIL1, LLC | 57682 | City of Madera WWTP | CA | Madera | 1 | PV | OP | 1.2 | 1 | 1 |  | 9 | 2009 | NG BLQ: SUN; N Y: N; Y N: Y |  | S | 1 | N | IPP Non-CHP | 2 |  |  | N | [12 empty] | N
57007 | SunE WF3-ST Holdings, LLC | 57683 | Staples La Mirada, CA | CA | Los Angeles | 1 | PV | OP | 1.1 | 0.9 | 0.9 |  | 3 | 2009 | NG BLQ: SUN; N Y: N; Y N: Y |  | W | 1 | N | IPP Non-CHP | 2 |  |  | N | [12 empty] | N
57009 | Blue Chip Energy LLC | 57685 | Rinehart | FL | Seminole | 1 | PV | OP | 10 | 10 | 10 |  | 6 | 2011 | NG BLQ: SUN; N Y: N; Y N: N |  | S |  | N | IPP Non-CHP | 2 | [20 empty] | N
57011 | CS Murphy Point, LLC | 57687 | CS Murphy Point, LLC | NC | Cherokee | 1 | PV | OP | 1 | 0.9 | 0.9 |  | 8 | 2011 | NG BLQ: SUN; N Y: N; Y N: Y |  | S | 4 | N | IPP Non-CHP | 2 | [20 empty] | N
57015 | Third Taxing District of Norwalk | 57689 | Norden 1-3 | CT | Fairfield | NORD1 | IC | OP | 2 | 2 | 2 |  | 6 | 2004 | NG BLQ: DFO; N Y: N; Y N: N |  | S |  | N | Electric Utility | 1 |  |  | N
57015 | Third Taxing District of Norwalk | 57689 | Norden 1-3 | CT | Fairfield | NORD2 | IC | OP | 2 | 2 | 2 |  | 6 | 2004 | NG BLQ: DFO; N Y: N; Y N: N |  | S |  | N | Electric Utility | 1 |  |  | N
57015 | Third Taxing District of Norwalk | 57689 | Norden 1-3 | CT | Fairfield | NORD3 | IC | OP | 2 | 2 | 2 |  | 6 | 2004 | NG BLQ: DFO; N Y: N; Y N: N |  | S |  | N | Electric Utility | 1 |  |  | N
57017 | DOE National Renewable Energy Laboratory | 57692 | DOE Golden NWTC Load Side | CO | Jefferson | SEPV | PV | OP | 1 | 1.1 | 1.1 |  | 10 | 2009 | NG BLQ: SUN; N Y: N; Y N: Y |  | W | 1 | N | Commercial Non-CHP | 4 |  |  | N | [17 empty] | N
57017 | DOE National Renewable Energy Laboratory | 57693 | DOE Golden NWTC Turbine Side | CO | Jefferson | ALSTO | WT | OP | 3 | 3 | 3 |  | 9 | 2011 | NG BLQ: WND; N Y: N; Y N: Y |  | W | 1 | N | Commercial Non-CHP | 4 |  |  | Y | [12 empty] | Y | 2 | 2013 |  |  | N
57017 | DOE National Renewable Energy Laboratory | 57693 | DOE Golden NWTC Turbine Side | CO | Jefferson | GAMES | WT | OP | 2 | 2 | 2 |  | 10 | 2011 | NG BLQ: WND; N Y: N; Y N: Y |  | W | 1 | N | Commercial Non-CHP | 4 |  |  | Y | [12 empty] | Y | 2 | 2013 |  |  | N
57017 | DOE National Renewable Energy Laboratory | 57693 | DOE Golden NWTC Turbine Side | CO | Jefferson | GEDOE | WT | OP | 1.5 | 1.5 | 1.5 |  | 1 | 2010 | NG BLQ: WND; N Y: N; Y N: Y |  | S | 1 | N | Commercial Non-CHP | 4 |  |  | N | [17 empty] | N
57017 | DOE National Renewable Energy Laboratory | 57693 | DOE Golden NWTC Turbine Side | CO | Jefferson | SIEM | WT | OP | 2.3 | 2.3 | 2.3 |  | 1 | 2010 | NG BLQ: WND; N Y: N; Y N: Y |  | W | 1 | N | Commercial Non-CHP | 4 |  |  | N | [17 empty] | N
57017 | DOE National Renewable Energy Laboratory | 57694 | DOE Golden NREL Main Campus | CO | Jefferson | MESA | PV | OP | 0.7 | 0.7 | 0.7 |  | 12 | 2008 | NG BLQ: SUN; N Y: N; Y N: Y |  | W | 1 | N | Commercial Non-CHP | 4 |  |  | N | [17 empty] | N
57017 | DOE National Renewable Energy Laboratory | 57694 | DOE Golden NREL Main Campus | CO | Jefferson | PARKL | PV | OP | 0.5 | 0.5 | 0.5 |  | 9 | 2011 | NG BLQ: SUN; N Y: N; Y N: N |  | S | 1 | N | Commercial Non-CHP | 4 |  |  | N | [12 empty] | N |  |  |  |  | N
57017 | DOE National Renewable Energy Laboratory | 57694 | DOE Golden NREL Main Campus | CO | Jefferson | RSF1 | PV | OP | 0.5 | 0.5 | 0.5 |  | 12 | 2010 | NG BLQ: SUN; N Y: N; Y N: Y |  | W | 1 | N | Commercial Non-CHP | 4 |  |  | N | [17 empty] | N
57017 | DOE National Renewable Energy Laboratory | 57694 | DOE Golden NREL Main Campus | CO | Jefferson | RSF2 | PV | OP | 0.4 | 0.4 | 0.4 |  | 2 | 2012 | NG BLQ: SUN; N Y: N; Y N: Y |  | S | 1 | N | Commercial Non-CHP | 4 |  |  | N | [17 empty] | N
57017 | DOE National Renewable Energy Laboratory | 57694 | DOE Golden NREL Main Campus | CO | Jefferson | STF | PV | OP | 0.1 | 0.1 | 0.1 |  | 6 | 2009 | NG BLQ: SUN; N Y: N; Y N: Y |  | W | 1 | N | Commercial Non-CHP | 4 |  |  | N | [17 empty] | N
57018 | Turnbull Hydro LLC | 57690 | Turnbull Hydro | MT | Teton | 1 | HY | OP | 5.3 | 5.3 | 5.3 |  | 7 | 2011 | NG BLQ: WAT; N Y: N; Y N: Y |  | S | 1 | N | IPP Non-CHP | 2
57018 | Turnbull Hydro LLC | 57690 | Turnbull Hydro | MT | Teton | 2 | HY | OP | 7.7 | 7.7 | 7.7 |  | 6 | 2011 | NG BLQ: WAT; N Y: N; Y N: Y |  | S |  | N | IPP Non-CHP | 2 |  |  | N
57021 | FRV AE Solar LLC | 57699 | Webberville Solar Project | TX | Travis | AES1 | PV | OP | 30 | 30 | 30 |  | 12 | 2011 | NG BLQ: SUN; N Y: N; Y N: Y |  | S | 19 | N | IPP Non-CHP | 2 | [20 empty] | N
57022 | Solar Power Inc. | 57697 | Aerojet I | CA | Sacramento | 1 | PV | OP | 3 | 3 | 3 |  | 12 | 2009 | NG BLQ: SUN; N Y: N; Y N: Y |  | W | 6 | N | IPP Non-CHP | 2 |  |  | N | [12 empty] | N |  |  |  |  | N
57022 | Solar Power Inc. | 57698 | Aerojet II | CA | Sacramento | 1 | PV | OP | 2.7 | 2.7 | 2.7 |  | 6 | 2010 | NG BLQ: SUN; N Y: N; Y N: Y |  | W | 5 | N | IPP Non-CHP | 2 |  |  | N | [12 empty] | N |  |  |  |  | N
57022 | Solar Power Inc. | 57722 | North Palm Springs 4A | CA | Riverside | 1 | PV | OP | 4 | 4 | 4 |  | 10 | 2012 | NG BLQ: SUN; N Y: N; Y N: Y |  | W | 8 | N | IPP Non-CHP | 2 | [20 empty] | N
57022 | Solar Power Inc. | 57743 | North Palm Springs 1A | CA | Riverside | 1 | PV | OP | 2.5 | 2.4 | 2.4 |  | 4 | 2012 | NG BLQ: SUN; N Y: N; Y N: Y |  | W | 5 | N | IPP Non-CHP | 2 | [20 empty] | N
57024 | Vasco Winds, LLC | 57700 | Vasco Winds | CA | Contra Costa | 1 | WT | OP | 78.2 | 78.2 | 78.2 |  | 12 | 2011 | NG BLQ: WND; N Y: N; Y N: Y |  | S | 34 | N | IPP Non-CHP | 2 | [20 empty] | N
57026 | NextEra Energy Montezuma Wind II, LLC | 57701 | Montezuma Wind II | CA | Solano | 1 | WT | OP | 78.2 | 78.2 | 78.2 |  | 1 | 2012 | NG BLQ: WND; N Y: N; Y N: Y |  | S | 34 | N | IPP Non-CHP | 2 | [20 empty] | N
57027 | Signal Hill Petroleum, Inc | 57702 | Signal Hill West Unit | CA | Los Angeles | 1 | GT | OP | 5.7 | 5.7 | 5.7 |  | 7 | 2004 | [9 empty] | S | 1 | N | Industrial Non-CHP | 6 |  |  | N | [12 empty] | N |  |  |  |  | N | bar: NG BLQ; N Y to Y N
57029 | Blue Water Renewables Inc | 57706 | Blue Water Renewables Inc | MI | Saint Clair | 1 | IC | OP | 1.6 | 1.6 | 1.6 |  | 12 | 2011 | NG BLQ: LFG; N Y: N; Y N: Y |  | S |  | N | IPP Non-CHP | 2 | [20 empty] | N
57029 | Blue Water Renewables Inc | 57706 | Blue Water Renewables Inc | MI | Saint Clair | 2 | IC | OP | 1.6 | 1.6 | 1.6 |  | 12 | 2011 | NG BLQ: LFG; N Y: N; Y N: Y |  | S |  | N | IPP Non-CHP | 2 | [20 empty] | N
57030 | Mesquite Solar 1, LLC | 57707 | Mesquite Solar 1 | AZ | Maricopa | 1 | PV | OP | 16 | 16 | 16 |  | 11 | 2011 | NG BLQ: SUN; N Y: N; Y N: Y |  | S |  | N | IPP Non-CHP | 2 | [20 empty] | N
57030 | Mesquite Solar 1, LLC | 57707 | Mesquite Solar 1 | AZ | Maricopa | 10 | PV | OP | 12 | 12 | 12 |  | 10 | 2012 | NG BLQ: SUN; N Y: N; Y N: Y |  | S |  | N | IPP Non-CHP | 2 | [20 empty] | N
57030 | Mesquite Solar 1, LLC | 57707 | Mesquite Solar 1 | AZ | Maricopa | 11 | PV | OP | 16 | 16 | 16 |  | 10 | 2012 | NG BLQ: SUN; N Y: N; Y N: Y |  | S |  | N | IPP Non-CHP | 2 | [20 empty] | N
57030 | Mesquite Solar 1, LLC | 57707 | Mesquite Solar 1 | AZ | Maricopa | 12 | PV | OP | 16 | 16 | 16 |  | 12 | 2012 | NG BLQ: SUN; N Y: N; Y N: Y |  | S |  | N | IPP Non-CHP | 2 | [20 empty] | N
57030 | Mesquite Solar 1, LLC | 57707 | Mesquite Solar 1 | AZ | Maricopa | 2 | PV | OP | 16 | 16 | 16 |  | 1 | 2012 | NG BLQ: SUN; N Y: N; Y N: Y |  | S |  | N | IPP Non-CHP | 2 | [20 empty] | N
57030 | Mesquite Solar 1, LLC | 57707 | Mesquite Solar 1 | AZ | Maricopa | 3 | PV | OP | 10 | 10 | 10 |  | 12 | 2011 | NG BLQ: SUN; N Y: N; Y N: Y |  | S |  | N | IPP Non-CHP | 2 | [20 empty] | N
57030 | Mesquite Solar 1, LLC | 57707 | Mesquite Solar 1 | AZ | Maricopa | 4 | PV | OP | 16 | 16 | 16 |  | 5 | 2012 | NG BLQ: SUN; N Y: N; Y N: Y |  | S |  | N | IPP Non-CHP | 2 | [20 empty] | N
57030 | Mesquite Solar 1, LLC | 57707 | Mesquite Solar 1 | AZ | Maricopa | 5 | PV | OP | 16 | 16 | 16 |  | 6 | 2012 | NG BLQ: SUN; N Y: N; Y N: Y |  | S |  | N | IPP Non-CHP | 2 | [20 empty] | N
57030 | Mesquite Solar 1, LLC | 57707 | Mesquite Solar 1 | AZ | Maricopa | 6 | PV | OP | 8 | 8 | 8 |  | 8 | 2012 | NG BLQ: SUN; N Y: N; Y N: Y |  | S |  | N | IPP Non-CHP | 2 | [20 empty] | N
57030 | Mesquite Solar 1, LLC | 57707 | Mesquite Solar 1 | AZ | Maricopa | 7 | PV | OP | 16 | 16 | 16 |  | 9 | 2012 | NG BLQ: SUN; N Y: N; Y N: Y |  | S |  | N | IPP Non-CHP | 2 | [20 empty] | N
57030 | Mesquite Solar 1, LLC | 57707 | Mesquite Solar 1 | AZ | Maricopa | 8 | PV | OP | 12 | 12 | 12 |  | 10 | 2012 | NG BLQ: SUN; N Y: N; Y N: Y |  | S |  | N | IPP Non-CHP | 2 | [20 empty] | N
57030 | Mesquite Solar 1, LLC | 57707 | Mesquite Solar 1 | AZ | Maricopa | 9 | PV | OP | 16 | 16 | 16 |  | 10 | 2012 | NG BLQ: SUN; N Y: N; Y N: Y |  | S |  | N | IPP Non-CHP | 2 | [20 empty] | N
57031 | Beacon Power LLC | 57710 | Stephentown Spindle | NY | Rensselaer | SRS1 | FW | OP | 20 | 20 | 20 |  | 1 | 2011 | NG BLQ: MWH; N Y: N; Y N: Y |  | W |  | N | IPP Non-CHP | 2 | [20 empty] | N
57031 | Beacon Power LLC | 57711 | Beacon Power Flywheel System 1 | MA | Middlesex | TYN1 | FW | OP | 1 | 1 | 1 |  | 11 | 2008 | NG BLQ: MWH; N Y: N; Y N: Y |  | S |  | N | IPP Non-CHP | 2 |  |  | N
57031 | Beacon Power LLC | 57712 | Beacon Power Flywheel System 2 | MA | Middlesex | TYN2 | FW | OA | 2 | 2 | 2 |  | 7 | 2009 | NG BLQ: MWH; N Y: N; Y N: Y |  | S |  | N | IPP Non-CHP | 2 |  |  | N | [17 empty] | N
57032 | UTAS Aerostructures | 57713 | UTAS Cogeneration Plant | CA | San Diego | 151 | IC | OP | 3.2 | 3.2 | 3.2 |  | 4 | 2002 | NG BLQ: NG; NG NG: DFO; N Y: Y; Y N: N |  | S |  | Y | Industrial CHP | 7 | T |  | N | [12 empty] | N |  |  |  |  | N
57032 | UTAS Aerostructures | 57713 | UTAS Cogeneration Plant | CA | San Diego | 152 | IC | OP | 3.2 | 3.2 | 3.2 |  | 4 | 2002 | NG BLQ: NG; NG NG: DFO; N Y: Y; Y N: N |  | S |  | Y | Industrial CHP | 7 | T |  | N | [12 empty] | N |  |  |  |  | N
57032 | UTAS Aerostructures | 57713 | UTAS Cogeneration Plant | CA | San Diego | 153 | IC | OP | 3.2 | 3.2 | 3.2 |  | 4 | 2002 | NG BLQ: NG; NG NG: DFO; N Y: Y; Y N: N |  | S |  | Y | Industrial CHP | 7 | T |  | N | [12 empty] | N |  |  |  |  | N
57033 | City of Palo Alto | 57714 | City of Palo Alto | CA | Santa Clara | GEN1 | IC | SB | 1.1 | 1.1 | 1.1 |  | 3 | 2002 | NG BLQ: NG; N Y: N; Y N: Y | Y | S |  | N | Electric Utility | 1 |  |  | N | [12 empty] | N
57033 | City of Palo Alto | 57714 | City of Palo Alto | CA | Santa Clara | GEN2 | IC | SB | 1.1 | 1.1 | 1.1 |  | 3 | 2002 | NG BLQ: NG; N Y: N; Y N: Y | Y | S |  | N | Electric Utility | 1 |  |  | N | [12 empty] | N
57033 | City of Palo Alto | 57714 | City of Palo Alto | CA | Santa Clara | GEN3 | IC | SB | 1.1 | 1.1 | 1.1 |  | 3 | 2002 | NG BLQ: NG; N Y: N; Y N: Y | Y | S |  | N | Electric Utility | 1 |  |  | N | [12 empty] | N
57033 | City of Palo Alto | 57714 | City of Palo Alto | CA | Santa Clara | GEN4 | IC | SB | 1.1 | 1.1 | 1.1 |  | 3 | 2002 | NG BLQ: NG; N Y: N; Y N: Y | Y | S |  | N | Electric Utility | 1 |  |  | N | [12 empty] | N
57034 | Watkins Manufacturing Corporation | 57715 | Watkins Manufacturing Co. | CA | San Diego | GEN1 | IC | OP | 1 | 1 | 1 |  | 11 | 2001 | [9 empty] | S |  | N | Industrial Non-CHP | 6 |  |  | N | [12 empty] | N |  |  |  |  | N | bar: NG BLQ; N Y to Y N
57034 | Watkins Manufacturing Corporation | 57715 | Watkins Manufacturing Co. | CA | San Diego | GEN2 | IC | OP | 1 | 1 | 1 |  | 11 | 2001 | [9 empty] | S |  | N | Industrial Non-CHP | 6 |  |  | N | [12 empty] | N |  |  |  |  | N | bar: NG BLQ; N Y to Y N
57036 | Copper Mountain 1 LLC | 56944 | CM10 | NV | Clark | PV01 | PV | OP | 10 | 10 | 10 |  | 12 | 2008 | NG BLQ: SUN; N Y: N; Y N: Y |  | S |  | N | IPP Non-CHP | 2 |  |  | N | [17 empty] | N
57036 | Copper Mountain 1 LLC | 57205 | CM48 | NV | Clark | PV02 | PV | OP | 8 | 8 | 8 |  | 6 | 2010 | NG BLQ: SUN; N Y: N; Y N: Y |  | S |  | N | IPP Non-CHP | 2 |  |  | N | [17 empty] | N
57036 | Copper Mountain 1 LLC | 57205 | CM48 | NV | Clark | PV03 | PV | OP | 10 | 10 | 10 |  | 9 | 2010 | NG BLQ: SUN; N Y: N; Y N: Y |  | S |  | N | IPP Non-CHP | 2 |  |  | N | [17 empty] | N
57036 | Copper Mountain 1 LLC | 57205 | CM48 | NV | Clark | PV04 | PV | OP | 10 | 10 | 10 |  | 10 | 2010 | NG BLQ: SUN; N Y: N; Y N: Y |  | S |  | N | IPP Non-CHP | 2 |  |  | N | [17 empty] | N
57036 | Copper Mountain 1 LLC | 57205 | CM48 | NV | Clark | PV05 | PV | OP | 10 | 10 | 10 |  | 11 | 2010 | NG BLQ: SUN; N Y: N; Y N: Y |  | S |  | N | IPP Non-CHP | 2 |  |  | N | [17 empty] | N
57036 | Copper Mountain 1 LLC | 57205 | CM48 | NV | Clark | PV06 | PV | OP | 10 | 10 | 10 |  | 12 | 2010 | NG BLQ: SUN; N Y: N; Y N: Y |  | S |  | N | IPP Non-CHP | 2 |  |  | N | [17 empty] | N
57041 | Idaho Winds LLC | 57749 | Sawtooth Wind Project | ID | Elmore | ST | WT | OP | 22.4 | 22.4 | 22.4 |  | 10 | 2011 | NG BLQ: WND; N Y: N; Y N: Y |  | S | 14 | N | IPP Non-CHP | 2 |  |  | N | [17 empty] | N
57042 | Gordon Butte Wind LLC | 57748 | Gordon Butte Wind LLC | MT | Meagher | GBW | WT | OP | 9.6 | 9.6 | 9.6 |  | 1 | 2012 | NG BLQ: WND; N Y: N; Y N: N |  | S | 6 | N | IPP Non-CHP | 2 | [20 empty] | N
57043 | University Park Energy LLC | 55250 | University Park South | IL | Will | UPG1 | GT | OP | 57 | 50 | 56 |  | 6 | 2001 | NG BLQ: NG; N Y: N; Y N: Y |  | W |  | N | IPP Non-CHP | 2 |  | N | N | [17 empty] | N
57043 | University Park Energy LLC | 55250 | University Park South | IL | Will | UPG2 | GT | OP | 57 | 50 | 56 |  | 6 | 2001 | NG BLQ: NG; N Y: N; Y N: Y |  | W |  | N | IPP Non-CHP | 2 |  | N | N | [17 empty] | N
57043 | University Park Energy LLC | 55250 | University Park South | IL | Will | UPG3 | GT | OP | 57 | 50 | 56 |  | 6 | 2001 | NG BLQ: NG; N Y: N; Y N: Y |  | W |  | N | IPP Non-CHP | 2 |  | N | N | [17 empty] | N
57043 | University Park Energy LLC | 55250 | University Park South | IL | Will | UPG4 | GT | OP | 57 | 50 | 56 |  | 6 | 2001 | NG BLQ: NG; N Y: N; Y N: Y |  | W |  | N | IPP Non-CHP | 2 |  | N | N | [17 empty] | N
57043 | University Park Energy LLC | 55250 | University Park South | IL | Will | UPG5 | GT | OP | 57 | 50 | 56 |  | 6 | 2001 | NG BLQ: NG; N Y: N; Y N: Y |  | W |  | N | IPP Non-CHP | 2 |  | N | N | [17 empty] | N
57043 | University Park Energy LLC | 55250 | University Park South | IL | Will | UPG6 | GT | OP | 57 | 50 | 56 |  | 7 | 2001 | NG BLQ: NG; N Y: N; Y N: Y |  | W |  | N | IPP Non-CHP | 2 |  | N | N | [17 empty] | N
57044 | Constellation Solar New Jersey, LLC | 57733 | Benjamin Moore & Co. Solar | NJ | Flanders | PV1 | PV | OP | 1.4 | 1.4 | 1.4 |  | 12 | 2010 | NG BLQ: SUN; N Y: N; Y N: Y |  | S | 6 | N | Commercial Non-CHP | 4 |  |  | N
57044 | Constellation Solar New Jersey, LLC | 57745 | The City of Vineland at West Vineland | NJ | Cumberland | PV1 | PV | OP | 3.7 | 3.7 | 3.7 |  | 10 | 2011 | NG BLQ: SUN; N Y: N; Y N: Y |  | S | 8 | N | IPP Non-CHP | 2 |  |  | N
57044 | Constellation Solar New Jersey, LLC | 57746 | The City of Vineland at North Vineland | NJ | Cumberland | PV1 | PV | OP | 2.3 | 2.3 | 2.3 |  | 10 | 2011 | NG BLQ: SUN; N Y: N; Y N: Y |  | S | 5 | N | IPP Non-CHP | 2 |  |  | N
57045 | Guadalupe Power Partners LP | 55153 | Guadalupe Generating Station | TX | Guadalupe | CTG1 | CT | OP | 171.1 | 150 | 165.7 |  | 10 | 2000 | NG BLQ: NG; N Y: N; Y N: Y |  | S |  | N | IPP Non-CHP | 2 |  | N | N | [17 empty] | N
57045 | Guadalupe Power Partners LP | 55153 | Guadalupe Generating Station | TX | Guadalupe | CTG2 | CT | OP | 171.1 | 150 | 162 |  | 10 | 2000 | NG BLQ: NG; N Y: N; Y N: Y |  | S |  | N | IPP Non-CHP | 2 |  | N | N | [17 empty] | N
57045 | Guadalupe Power Partners LP | 55153 | Guadalupe Generating Station | TX | Guadalupe | CTG3 | CT | OP | 171.1 | 148 | 163 |  | 12 | 2000 | NG BLQ: NG; N Y: N; Y N: Y |  | S |  | N | IPP Non-CHP | 2 |  | N | N | [17 empty] | N
57045 | Guadalupe Power Partners LP | 55153 | Guadalupe Generating Station | TX | Guadalupe | CTG4 | CT | OP | 171.1 | 150 | 166 |  | 12 | 2000 | NG BLQ: NG; N Y: N; Y N: Y |  | S |  | N | IPP Non-CHP | 2 |  | N | N | [17 empty] | N
57045 | Guadalupe Power Partners LP | 55153 | Guadalupe Generating Station | TX | Guadalupe | STG1 | CA | OP | 201.9 | 199 | 205 |  | 10 | 2000 | NG BLQ: NG; N Y: N; Y N: Y |  | S |  | N | IPP Non-CHP | 2 |  | Y | N | [17 empty] | N
57045 | Guadalupe Power Partners LP | 55153 | Guadalupe Generating Station | TX | Guadalupe | STG2 | CA | OP | 201.9 | 198 | 198 |  | 10 | 2000 | NG BLQ: NG; N Y: N; Y N: Y |  | S |  | N | IPP Non-CHP | 2 |  | Y | N | [17 empty] | N
57046 | University of Minnestoa Morris Campus | 57732 | UMM Wind Turbine | MN | Stevens | UMM1 | WT | OP | 1.7 | 0.6 | 0.9 |  | 6 | 2011 | NG BLQ: WND; N Y: N; Y N: Y |  | S | 1 | N | Commercial Non-CHP | 4 |  |  | N | [12 empty] | N
57047 | BioFuels Point Loma LLC | 57735 | UCSD Fuel Cell Plant | CA | San Diego | UCSD | FC | OP | 3 | 2.8 | 2.8 |  | 11 | 2011 | NG BLQ: OBG; NG NG: NG; N Y: Y; Y N: Y |  | S |  | N | IPP Non-CHP | 2 |  |  | N
57047 | BioFuels Point Loma LLC | 57770 | South Bay Fuel Cell Plant | CA | San Diego | SBFC | FC | OP | 1.5 | 1.4 | 1.4 |  | 1 | 2012 | NG BLQ: OBG; NG NG: NG; N Y: N; Y N: Y |  | S |  | N | IPP Non-CHP | 2 |  |  | N | [17 empty] | N
57049 | NFI Solar LLC | 57734 | Cherry Hill | NJ | Camden | CH | PV | OP | 1.1 | 1.1 | 1.1 |  | 3 | 2010 | NG BLQ: SUN; N Y: N; Y N: Y |  | S | 3 | N | IPP Non-CHP | 2 |  |  | N | [17 empty] | N
57049 | NFI Solar LLC | 57742 | Vineland Headquarters | NJ | Cumberland | VHQ | PV | OP | 1.1 | 1.1 | 1.1 |  | 6 | 2011 | NG BLQ: SUN; N Y: N; Y N: Y |  | S | 3 | N | IPP Non-CHP | 2 |  |  | N | [17 empty] | N
57049 | NFI Solar LLC | 57750 | Maple Solar | NJ | Cumberland | P1 | PV | OP | 1.6 | 1.6 | 1.6 |  | 5 | 2011 | NG BLQ: SUN; N Y: N; Y N: Y |  | S | 4 | N | IPP Non-CHP | 2 |  |  | N | [17 empty] | N
57049 | NFI Solar LLC | 57750 | Maple Solar | NJ | Cumberland | P2 | PV | OP | 0.8 | 0.8 | 0.8 |  | 9 | 2011 | NG BLQ: SUN; N Y: N; Y N: Y |  | S | 2 | N | IPP Non-CHP | 2 |  |  | N | [17 empty] | N
57050 | TPW Petersburg LLC | 57755 | TPW Petersburg | NE | Boone | PETE | WT | OP | 40.5 | 40.5 | 40.5 |  | 11 | 2011 | NG BLQ: WND; N Y: N; Y N: Y |  | S | 27 | N | IPP Non-CHP | 2 |  |  | N | [12 empty] | N |  |  |  |  | N
57051 | Frederick County Virginia | 57754 | Frederick County LFGTE Facility | VA | Frederick | 1 | IC | OP | 1 | 1 | 1 |  | 11 | 2010 | NG BLQ: LFG; N Y: N; Y N: Y |  | S |  | N | Commercial Non-CHP | 4 |  |  | N | [17 empty] | N
57051 | Frederick County Virginia | 57754 | Frederick County LFGTE Facility | VA | Frederick | 2 | IC | OP | 1 | 1 | 1 |  | 11 | 2010 | NG BLQ: LFG; N Y: N; Y N: Y |  | S |  | N | Commercial Non-CHP | 4 |  |  | N | [17 empty] | N
57052 | NRG Solar Arrowhead LLC | 57747 | FedEx Field Solar Facility | MD | Prince George's | 1 | PV | OP | 2 | 2 | 2 |  | 9 | 2011 | NG BLQ: SUN; N Y: N; Y N: Y |  | S |  | N | IPP Non-CHP | 2 |  |  | N
57053 | Laurel Wind Energy LLC | 57744 | Laurel Hill Wind | PA | Lycoming | 1 | WT | OP | 69 | 69 | 69 |  | 9 | 2012 | NG BLQ: WND; N Y: N; Y N: Y |  | S | 30 | N | IPP Non-CHP | 2 | [20 empty] | N
57054 | Suzlon Project VIII LLC | 57741 | Suzlon Project VIII LLC | TX | Hartley | SP95 | WT | OP | 2.1 | 2.1 | 2.1 |  | 10 | 2011 | NG BLQ: WND; N Y: N; Y N: N |  | S | 1 | N | IPP Non-CHP | 2 |  |  | N | [17 empty] | N
57054 | Suzlon Project VIII LLC | 57741 | Suzlon Project VIII LLC | TX | Hartley | SP97 | WT | OP | 2.1 | 2.1 | 2.1 |  | 10 | 2011 | NG BLQ: WND; N Y: N; Y N: N |  | S | 1 | N | IPP Non-CHP | 2 |  |  | N | [17 empty] | N
57055 | SunE SPS1, LLC | 57736 | SPS1 Dollarhide | NM | Lea | 1 | PV | OP | 10 | 10 | 10 |  | 9 | 2011 | NG BLQ: SUN; N Y: N; Y N: Y |  | W |  | N | IPP Non-CHP | 2 | [20 empty] | N
57056 | SunE SPS2, LLC | 57737 | SPS2 Jal | NM | Lea | 1 | PV | OP | 10 | 10 | 10 |  | 9 | 2011 | NG BLQ: SUN; N Y: N; Y N: Y |  | W |  | N | IPP Non-CHP | 2 | [20 empty] | N
57057 | SunE SPS3, LLC | 57738 | SPS3 Lea | NM | Lea | 1 | PV | OP | 10 | 10 | 10 |  | 11 | 2011 | NG BLQ: SUN; N Y: N; Y N: Y |  | W |  | N | IPP Non-CHP | 2 | [20 empty] | N
57058 | SunE SPS5, LLC | 57740 | SPS5 Hopi | NM | Eddy | 1 | PV | OP | 10.1 | 10.1 | 10.1 |  | 12 | 2011 | NG BLQ: SUN; N Y: N; Y N: Y |  | W |  | N | IPP Non-CHP | 2 | [20 empty] | N
57059 | SunE SPS4, LLC | 57739 | SPS4 Monument | NM | Lea | 1 | PV | OP | 10.1 | 10.1 | 10.1 |  | 12 | 2011 | NG BLQ: SUN; N Y: N; Y N: Y |  | W |  | N | IPP Non-CHP | 2 | [20 empty] | N
57063 | Los Vientos Wind 1A, LLC | 57751 | Los Vientos Wind 1A | TX | Cameron | 1 | WT | OP | 200 | 200 | 200 |  | 12 | 2012 | NG BLQ: WND; N Y: N; Y N: Y |  | S | 87 | N | IPP Non-CHP | 2 | [20 empty] | N
57064 | Los Vientos Wind 1B, LLC | 57752 | Los Vientos Wind 1B | TX | Cameron | 1 | WT | OP | 201.6 | 201.6 | 201.6 |  | 12 | 2012 | NG BLQ: WND; N Y: N; Y N: Y |  | S | 84 | N | IPP Non-CHP | 2 | [20 empty] | N
57065 | Constellation Solar Horizons LLC | 57758 | Mount Saint Mary's | MD | Frederick | PV1 | PV | OP | 13.7 | 13.7 | 13.7 |  | 7 | 2012 | NG BLQ: SUN; N Y: N; Y N: Y |  | S | 28 | N | IPP Non-CHP | 2 | [20 empty] | N
57066 | Coastal Community Action Program | 57756 | Coastal Energy Project | WA | Grays Harbor | 1 | WT | OP | 6 | 6 | 6 |  | 6 | 2010 | NG BLQ: WND; N Y: N; Y N: N |  | S | 4 | N | IPP Non-CHP | 2 |  |  | N
57068 | Power County Wind Park South LLC | 57760 | Power County Wind Park South | ID | Power | PCWPS | WT | OP | 22.5 | 22.5 | 22.5 |  | 12 | 2011 | NG BLQ: WND; N Y: N; Y N: Y |  | S | 9 | N | IPP Non-CHP | 2 | [20 empty] | N
57069 | Power County Wind Park North LLC | 57761 | Power County Wind Park North | ID | Power | PCWPN | WT | OP | 22.5 | 22.5 | 22.5 |  | 12 | 2011 | NG BLQ: WND; N Y: N; Y N: Y |  | S | 9 | N | IPP Non-CHP | 2 | [20 empty] | N
57071 | Modern Mallard Energy LLC | 55013 | Mallard Ridge Gas Recovery | WI | Walworth | GEN1 | IC | OP | 0.8 | 0.8 | 0.8 |  | 10 | 1996 | NG BLQ: LFG; N Y: N; Y N: Y |  | S |  | N | IPP Non-CHP | 2 |  | N | N | [12 empty] | N |  |  |  |  | N
57071 | Modern Mallard Energy LLC | 55013 | Mallard Ridge Gas Recovery | WI | Walworth | GEN2 | IC | OP | 0.8 | 0.8 | 0.8 |  | 10 | 1996 | NG BLQ: LFG; N Y: N; Y N: Y |  | S |  | N | IPP Non-CHP | 2 |  | N | N | [12 empty] | N |  |  |  |  | N
57071 | Modern Mallard Energy LLC | 55013 | Mallard Ridge Gas Recovery | WI | Walworth | GEN3 | IC | OP | 0.8 | 0.8 | 0.8 |  | 6 | 1997 | NG BLQ: LFG; N Y: N; Y N: Y |  | S |  | N | IPP Non-CHP | 2 |  | N | N | [12 empty] | N |  |  |  |  | N
57072 | MFP CO III, LLC | 57765 | Arizona Western College PV | AZ | Yuma | GV1 | PV | OP | 0.5 | 0.5 | 0.5 |  | 11 | 2011 | NG BLQ: SUN; N Y: N; Y N: Y |  | S | 32 | N | IPP Non-CHP | 2 |  |  | N
57072 | MFP CO III, LLC | 57765 | Arizona Western College PV | AZ | Yuma | GV2 | PV | OP | 0.5 | 0.5 | 0.5 |  | 11 | 2011 | NG BLQ: SUN; N Y: N; Y N: Y |  | S | 32 | N | IPP Non-CHP | 2 |  |  | N
57072 | MFP CO III, LLC | 57765 | Arizona Western College PV | AZ | Yuma | SFC | PV | OP | 1 | 1 | 1 |  | 11 | 2011 | NG BLQ: SUN; N Y: N; Y N: Y |  | S | 2 | N | IPP Non-CHP | 2 |  |  | N
57072 | MFP CO III, LLC | 57765 | Arizona Western College PV | AZ | Yuma | SHP | PV | OP | 0.9 | 0.9 | 0.9 |  | 11 | 2011 | NG BLQ: SUN; N Y: N; Y N: Y |  | S | 2 | N | IPP Non-CHP | 2 |  |  | N
57072 | MFP CO III, LLC | 57765 | Arizona Western College PV | AZ | Yuma | STE | PV | OP | 0.9 | 0.9 | 0.9 |  | 11 | 2011 | NG BLQ: SUN; N Y: N; Y N: Y |  | S | 2 | N | IPP Non-CHP | 2 |  |  | N
57072 | MFP CO III, LLC | 57765 | Arizona Western College PV | AZ | Yuma | SWD | PV | OP | 0.9 | 0.9 | 0.9 |  | 11 | 2011 | NG BLQ: SUN; N Y: N; Y N: Y |  | S | 2 | N | IPP Non-CHP | 2 |  |  | N
57073 | Solar Star California XV, LLC | 57764 | Naval Air Weapons Station China Lake | CA | Kern | 1 | PV | OP | 11.1 | 11.1 | 11.1 |  | 9 | 2012 | NG BLQ: SUN; N Y: N; Y N: N |  | W | 16 | N | Commercial Non-CHP | 4 | [20 empty] | N
57075 | Ridgeline Energy LLC | 57766 | Rockland Wind Farm | ID | Power | RLWF | WT | OP | 79.2 | 79.2 | 79.2 |  | 12 | 2011 | NG BLQ: WND; N Y: N; Y N: Y | N | S | 44 | N | IPP Non-CHP | 2 | [15 empty] | N
57075 | Ridgeline Energy LLC | 58106 | Meadow Creek Project Company | ID | Bonneville | MCPC | WT | OP | 119.7 | 115.8 | 115.8 |  | 12 | 2012 | NG BLQ: WND; N Y: N; Y N: Y |  | S | 57 | N | IPP Non-CHP | 2 | [20 empty] | N
57077 | Adams Electric Cooperative | 57767 | Brown County Wind Turbine | IL | Brown | 1 | WT | OP | 1.5 | 1.5 | 1.5 |  | 9 | 2011 | NG BLQ: WND; N Y: N; Y N: Y |  | S | 1 | N | Electric Utility | 1 |  |  | N
57078 | Ecogy Pennsylvania Systems LLC | 57768 | Longwood Gardens | PA | Chester | 1 | PV | OP | 1.3 | 1.3 | 1.3 |  | 5 | 2010 | NG BLQ: SUN; N Y: N; Y N: Y |  | S |  | N | IPP Non-CHP | 2 |  |  | N
57081 | Washington Gas Energy Services, Inc. | 57772 | Perdue Bridgeville Photovoltaic | DE | Sussex | BRID | PV | OP | 1.3 | 1.3 | 1.3 |  | 7 | 2011 | NG BLQ: SUN; N Y: N; Y N: Y |  | S | 3 | N | IPP Non-CHP | 2 |  |  | N
57081 | Washington Gas Energy Services, Inc. | 57879 | Perdue Salisbury Photovoltaic | MD | Wicomico | SALI | PV | OP | 1 | 1 | 1 |  | 9 | 2011 | NG BLQ: SUN; N Y: N; Y N: Y |  | S | 2 | N | IPP Non-CHP | 2 |  |  | N | [17 empty] | N
57081 | Washington Gas Energy Services, Inc. | 58239 | Kent County-Kennedyville | MD | Kent | PVKV | PV | OP | 1 | 1 | 1 |  | 8 | 2012 | NG BLQ: SUN; N Y: N; Y N: Y |  | S | 2 | N | IPP Non-CHP | 2 |  |  | N | [17 empty] | N
57081 | Washington Gas Energy Services, Inc. | 58240 | Kit Carson | NM | Taos | PV_KC | PV | OP | 1.3 | 1.3 | 1.3 |  | 6 | 2012 | NG BLQ: SUN; N Y: N; Y N: Y |  | S | 3 | N | IPP Non-CHP | 2
57081 | Washington Gas Energy Services, Inc. | 58241 | Rock Hall | MD | Kent | RCKHL | PV | OP | 1 | 1 | 1 |  | 12 | 2012 | NG BLQ: SUN; N Y: N; Y N: Y |  | S | 2 | N | IPP Non-CHP | 2 |  |  | N | [17 empty] | N
57081 | Washington Gas Energy Services, Inc. | 58243 | Kent County - Worton Complex | MD | Kent | WRTN | PV | OP | 1 | 1 | 1 |  | 7 | 2012 | NG BLQ: SUN; N Y: N; Y N: Y |  | S | 2 | N | IPP Non-CHP | 2 |  |  | N | [17 empty] | N
57082 | Windstar Energy LLC | 57774 | Windstar 1 | CA | Kern | WGNS | WT | OP | 120 | 120 | 120 |  | 2 | 2012 | NG BLQ: WND; N Y: N; Y N: Y |  | W | 60 | N | IPP Non-CHP | 2 |  |  | N | [17 empty] | N
57083 | Kingman Energy Corp | 57775 | Kingman 1 | AZ | Mohave | PV | PV | OP | 0.5 | 0.5 | 0.5 |  | 9 | 2011 | NG BLQ: SUN; N Y: N; Y N: Y |  | W | 1 | N | IPP Non-CHP | 2 |  |  | N | [12 empty] | N |  |  |  |  | N
57083 | Kingman Energy Corp | 57775 | Kingman 1 | AZ | Mohave | WGNS | WT | OP | 10 | 10 | 10 |  | 9 | 2011 | NG BLQ: WND; N Y: N; Y N: Y |  | W | 5 | N | IPP Non-CHP | 2 |  |  | N | [12 empty] | N |  |  |  |  | N
57086 | Jackson Power Company, LLC | 55270 | Jackson Michigan Facility | MI | Jackson | 7EA | CT | OP | 79 | 70 | 90 |  | 7 | 2002 | NG BLQ: NG; N Y: N; Y N: Y |  | W |  | N | IPP Non-CHP | 2 |  | N | N | [17 empty] | N
57086 | Jackson Power Company, LLC | 55270 | Jackson Michigan Facility | MI | Jackson | LM1 | CT | OP | 60 | 49 | 51 |  | 7 | 2002 | NG BLQ: NG; N Y: N; Y N: Y |  | W |  | N | IPP Non-CHP | 2 |  | N | N | [17 empty] | N
57086 | Jackson Power Company, LLC | 55270 | Jackson Michigan Facility | MI | Jackson | LM2 | CT | OP | 60 | 49 | 51 |  | 7 | 2002 | NG BLQ: NG; N Y: N; Y N: Y |  | W |  | N | IPP Non-CHP | 2 |  | N | N | [17 empty] | N
57086 | Jackson Power Company, LLC | 55270 | Jackson Michigan Facility | MI | Jackson | LM3 | CT | OP | 60 | 49 | 51 |  | 7 | 2002 | NG BLQ: NG; N Y: N; Y N: Y |  | W |  | N | IPP Non-CHP | 2 |  | N | N | [17 empty] | N
57086 | Jackson Power Company, LLC | 55270 | Jackson Michigan Facility | MI | Jackson | LM4 | CT | OP | 60 | 49 | 51 |  | 7 | 2002 | NG BLQ: NG; N Y: N; Y N: Y |  | W |  | N | IPP Non-CHP | 2 |  | N | N | [17 empty] | N
57086 | Jackson Power Company, LLC | 55270 | Jackson Michigan Facility | MI | Jackson | LM5 | CT | OP | 60 | 49 | 51 |  | 7 | 2002 | NG BLQ: NG; N Y: N; Y N: Y |  | W |  | N | IPP Non-CHP | 2 |  | N | N | [17 empty] | N
57086 | Jackson Power Company, LLC | 55270 | Jackson Michigan Facility | MI | Jackson | LM6 | CT | OP | 60 | 49 | 51 |  | 7 | 2002 | NG BLQ: NG; N Y: N; Y N: Y |  | W |  | N | IPP Non-CHP | 2 |  | N | N | [17 empty] | N
57086 | Jackson Power Company, LLC | 55270 | Jackson Michigan Facility | MI | Jackson | ST1 | CA | OP | 105 | 100 | 105 |  | 7 | 2002 | NG BLQ: NG; N Y: N; Y N: Y |  | W |  | N | IPP Non-CHP | 2 |  | Y | N | [17 empty] | N
57086 | Jackson Power Company, LLC | 55270 | Jackson Michigan Facility | MI | Jackson | ST2 | CA | OP | 105 | 100 | 105 |  | 7 | 2002 | NG BLQ: NG; N Y: N; Y N: Y |  | W |  | N | IPP Non-CHP | 2 |  | Y | N | [17 empty] | N
57087 | RE Dillard LLC | 57777 | RE Dillard 1 | CA | Sacramento | DL1 | PV | OP | 3 | 3 | 3 |  | 1 | 2012 | NG BLQ: SUN; N Y: N; Y N: Y | Y | S | 6 | N | IPP Non-CHP | 2 | [20 empty] | N
57087 | RE Dillard LLC | 57779 | RE Dillard 2 | CA | Sacramento | DIL2 | PV | OP | 3 | 3 | 3 |  | 1 | 2012 | NG BLQ: SUN; N Y: N; Y N: Y |  | S | 6 | N | IPP Non-CHP | 2 | [20 empty] | N
57087 | RE Dillard LLC | 57781 | RE Dillard 3 | CA | Sacramento | DIL3 | PV | OP | 3 | 3 | 3 |  | 1 | 2012 | NG BLQ: SUN; N Y: N; Y N: Y |  | S | 6 | N | IPP Non-CHP | 2 | [20 empty] | N
57087 | RE Dillard LLC | 57806 | RE Dillard 4 | CA | Sacremento | DIL4 | PV | OP | 0.4 | 0.4 | 0.4 |  | 1 | 2012 | NG BLQ: SUN; N Y: N; Y N: Y |  | S |  | N | IPP Non-CHP | 2 | [20 empty] | N
57090 | RE Kammerer LLC | 57778 | RE Kammerer 1 | CA | Sacramento | KAM1 | PV | OP | 5 | 5 | 5 |  | 1 | 2012 | NG BLQ: SUN; N Y: N; Y N: Y |  | S |  | N | IPP Non-CHP | 2 | [20 empty] | N
57090 | RE Kammerer LLC | 57780 | RE Kammerer 2 | CA | Sacramento | KAM2 | PV | OP | 5 | 5 | 5 |  | 2 | 2012 | NG BLQ: SUN; N Y: N; Y N: Y |  | S | 10 | N | IPP Non-CHP | 2 | [20 empty] | N
57090 | RE Kammerer LLC | 57782 | RE Kammerer 3 | CA | Sacramento | KAM3 | PV | OP | 5 | 5 | 5 |  | 2 | 2012 | NG BLQ: SUN; N Y: N; Y N: Y |  | S | 10 | N | IPP Non-CHP | 2 | [20 empty] | N
57093 | RE Bruceville LLC | 57783 | RE Bruceville 1 | CA | Sacramento | BRU1 | PV | OP | 5 | 5 | 5 |  | 1 | 2012 | NG BLQ: SUN; N Y: N; Y N: Y |  | S | 10 | N | IPP Non-CHP | 2 | [20 empty] | N
57093 | RE Bruceville LLC | 57784 | RE Bruceville 2 | CA | Sacramento | BRU2 | PV | OP | 5 | 5 | 5 |  | 2 | 2012 | NG BLQ: SUN; N Y: N; Y N: Y |  | S | 10 | N | IPP Non-CHP | 2 | [20 empty] | N
57093 | RE Bruceville LLC | 57785 | RE Bruceville 3 | CA | Sacramento | BRU3 | PV | OP | 5 | 5 | 5 |  | 2 | 2012 | NG BLQ: SUN; N Y: N; Y N: Y |  | S | 10 | N | IPP Non-CHP | 2 | [20 empty] | N
57097 | Oak Grove Management Co LLC | 6180 | Oak Grove | TX | Robertson | OG1 | ST | OP | 916.8 | 840 | 840 |  | 4 | 2010 | NG BLQ: LIG; NG NG: NG; N Y: Y; Y N: Y |  | S |  | N | IPP Non-CHP | 2 |  |  | N | [17 empty] | N | Y |  |  | Y
57097 | Oak Grove Management Co LLC | 6180 | Oak Grove | TX | Robertson | OG2 | ST | OP | 878.6 | 825 | 825 |  | 4 | 2011 | NG BLQ: LIG; NG NG: NG; N Y: Y; Y N: Y |  | S |  | N | IPP Non-CHP | 2 | [20 empty] | N | Y |  |  | Y
57098 | Sandow Power Co LLC | 52071 | Sandow No 5 | TX | Milam | 5 | ST | OP | 661.5 | 570 | 570 |  | 1 | 2010 | NG BLQ: LIG; NG NG: DFO; N Y: Y; Y N: Y |  | S |  | N | IPP Non-CHP | 2 |  |  | N | [17 empty] | N | Y | Y
57101 | FC Landfill Energy | 57786 | FC Landfill Energy | MD | Frederick | UNIT1 | IC | OP | 1.1 | 1 | 1 |  | 6 | 2010 | NG BLQ: LFG; N Y: N; Y N: Y |  | J |  | N | IPP Non-CHP | 2 |  |  | N | [12 empty] | N |  |  |  |  | N
57101 | FC Landfill Energy | 57786 | FC Landfill Energy | MD | Frederick | UNIT2 | IC | OP | 1.1 | 1 | 1 |  | 6 | 2010 | NG BLQ: LFG; N Y: N; Y N: Y |  | J |  | N | IPP Non-CHP | 2 |  |  | N | [12 empty] | N
57103 | US GSA Heating and Transmission | 57788 | US GSA Heating and Transmission | DC | Washington | TG1 | GT | OP | 5.4 | 5 | 5 |  | 7 | 2004 | NG BLQ: NG; NG NG: DFO; N Y: Y; Y N: Y |  | S |  | Y | Commercial CHP | 5 | T |  | N
57103 | US GSA Heating and Transmission | 57788 | US GSA Heating and Transmission | DC | Washington | TG2 | GT | OP | 5.4 | 5 | 5 |  | 7 | 2004 | NG BLQ: NG; NG NG: DFO; N Y: Y; Y N: Y |  | S |  | Y | Commercial CHP | 5 | T |  | N
57104 | Golden Springs Development Company LLC | 57796 | Golden Springs Building C-1 | CA | Los Angeles | 1 | PV | OP | 1.2 | 1.2 | 1.2 |  | 2 | 2012 | NG BLQ: SUN; N Y: N; Y N: Y |  | S | 3 | N | IPP Non-CHP | 2
57104 | Golden Springs Development Company LLC | 57797 | Golden Springs Building D | CA | Los Angeles | 1 | PV | OP | 1.3 | 1.3 | 1.3 |  | 3 | 2012 | NG BLQ: SUN; N Y: N; Y N: Y |  | S | 3 | N | IPP Non-CHP | 2
57106 | Peak Power 1, LLC | 57789 | Peak Power 1 Cogen | NY | New York | GEN1 | IC | OP | 2.1 | 2 | 2 |  | 7 | 2010 | [9 empty] | W |  | N | Commercial Non-CHP | 4 |  |  | N | [12 empty] | N |  |  |  |  | N | bar: NG BLQ; N Y to Y N
57106 | Peak Power 1, LLC | 57789 | Peak Power 1 Cogen | NY | New York | GEN2 | IC | OP | 2.1 | 2 | 2 |  | 7 | 2010 | [9 empty] | W |  | N | Commercial Non-CHP | 4 |  |  | N | [12 empty] | N |  |  |  |  | N | bar: NG BLQ; N Y to Y N
57106 | Peak Power 1, LLC | 57789 | Peak Power 1 Cogen | NY | New York | GEN3 | IC | OP | 2.1 | 2 | 2 |  | 7 | 2010 | [9 empty] | W |  | N | Commercial Non-CHP | 4 |  |  | N | [12 empty] | N |  |  |  |  | N | bar: NG BLQ; N Y to Y N
57107 | RE Bagdad Solar 1 LLC | 57790 | RE Bagdad Solar I LLC | AZ | Yavapai | 1 | PV | OP | 16.6 | 16.6 | 16.6 |  | 12 | 2011 | NG BLQ: SUN; N Y: N; Y N: Y |  | S | 30 | N | IPP Non-CHP | 2 |  |  | N | [12 empty] | N
57108 | The County of Sonoma | 57793 | Sonoma County Fuel Cell | CA | Sonoma | FC-1 | FC | OP | 1.4 | 1.4 | 1.4 |  | 12 | 2010 | NG BLQ: NG; N Y: N; Y N: Y |  | S |  | Y | Commercial CHP | 5 | T |  | N | [17 empty] | N
57110 | Foundation AB Owner LLC | 57791 | Foundation AB | CA | Solano | WTG1 | WT | OP | 1.5 | 1.5 | 1.5 |  | 11 | 2011 | NG BLQ: WND; N Y: N; Y N: N |  | S | 1 | N | IPP Non-CHP | 2 |  |  | N
57111 | Foundation IE Owner, LLC | 57792 | Foundation IE | CA | San Bernardino | WTG1 | WT | OP | 1 | 1 | 1 |  | 12 | 2011 | NG BLQ: WND; N Y: N; Y N: N |  | S | 1 | N | IPP Non-CHP | 2 |  |  | N | [12 empty] | N
57112 | RE Ajo 1 LLC | 57795 | RE Ajo 1 LLC | AZ | Pima | 1 | PV | OP | 4.5 | 4.5 | 4.5 |  | 8 | 2011 | NG BLQ: SUN; N Y: N; Y N: Y |  | S | 9 | N | IPP Non-CHP | 2 |  |  | N | [12 empty] | N
57113 | ISH Solar Central, LLC | 57799 | ISH Solar Central, LLC | NJ | Monmouth | 1 | PV | OP | 1.4 | 1.4 | 1.4 |  | 10 | 2011 | NG BLQ: SUN; N Y: N; Y N: Y |  | S | 3 | N | IPP Non-CHP | 2 |  |  | N | [12 empty] | N |  |  |  |  | N
57114 | RE McKenzie LLC | 57816 | RE McKenzie 1 | CA | Sacramento | MCK1 | PV | OP | 5 | 5 | 5 |  | 11 | 2012 | NG BLQ: SUN; N Y: N; Y N: Y |  | S | 10 | N | IPP Non-CHP | 2 | [20 empty] | N
57114 | RE McKenzie LLC | 57817 | RE McKenzie 2 | CA | Sacramento | MCK2 | PV | OP | 5 | 5 | 5 |  | 11 | 2012 | NG BLQ: SUN; N Y: N; Y N: Y |  | S | 10 | N | IPP Non-CHP | 2 | [20 empty] | N
57114 | RE McKenzie LLC | 57818 | RE McKenzie 3 | CA | Sacramento | MCK3 | PV | OP | 5 | 5 | 5 |  | 11 | 2012 | NG BLQ: SUN; N Y: N; Y N: Y |  | S | 10 | N | IPP Non-CHP | 2 | [20 empty] | N
57114 | RE McKenzie LLC | 57819 | RE McKenzie 4 | CA | Sacramento | MCK4 | PV | OP | 5 | 5 | 5 |  | 11 | 2012 | NG BLQ: SUN; N Y: N; Y N: Y |  | S | 10 | N | IPP Non-CHP | 2 | [20 empty] | N
57114 | RE McKenzie LLC | 57820 | RE McKenzie 5 | CA | Sacramento | MCK5 | PV | OP | 5 | 5 | 5 |  | 11 | 2012 | NG BLQ: SUN; N Y: N; Y N: Y |  | S | 10 | N | IPP Non-CHP | 2 | [20 empty] | N
57114 | RE McKenzie LLC | 57821 | RE McKenzie 6 | CA | Sacramento | MCK6 | PV | OP | 5 | 5 | 5 |  | 11 | 2012 | NG BLQ: SUN; N Y: N; Y N: Y |  | S | 10 | N | IPP Non-CHP | 2 | [20 empty] | N
57120 | OBP Cogen LLC | 57798 | OBP Cogen | NY | New York | 1OBP | GT | OP | 4.6 | 4.6 | 4.6 |  | 6 | 2010 | NG BLQ: NG; N Y: N; Y N: Y |  | S | 1 | Y | Commercial CHP | 5 | B |  | N | [12 empty] | N
57122 | Lime Wind LLC | 57803 | Lime Wind | OR | Baker | T1-6 | WT | OP | 3 | 3 | 3 |  | 12 | 2011 | NG BLQ: WND; N Y: N; Y N: Y |  | J | 6 | N | IPP Non-CHP | 2 |  |  | N | [17 empty] | N
57123 | Middlebury College Biomass | 57804 | Middlebury College | VT | Addison | 1 | ST | OP | 0.2 |  | 0.1 |  | 1 | 1980 | NG BLQ: RFO; NG NG: WDS; N Y: Y; Y N: Y |  | S |  | N | Commercial Non-CHP | 4 |  |  | N | [17 empty] | N
57123 | Middlebury College Biomass | 57804 | Middlebury College | VT | Addison | 2 | ST | OP | 0.6 | 0.4 | 0.6 |  | 1 | 1985 | NG BLQ: RFO; NG NG: WDS; N Y: Y; Y N: Y |  | S |  | N | Commercial Non-CHP | 4 |  |  | N | [17 empty] | N
57123 | Middlebury College Biomass | 57804 | Middlebury College | VT | Addison | 3 | ST | OP | 0.8 | 0.3 | 0.8 |  | 1 | 1999 | NG BLQ: RFO; NG NG: WDS; N Y: Y; Y N: Y |  | S |  | N | Commercial Non-CHP | 4 |  |  | N | [17 empty] | N
57124 | Nautilus Solar WPU LLC | 57805 | William Paterson University | NJ | Passaic | WPU1 | PV | OP | 1.4 | 1.4 | 1.4 |  | 10 | 2010 | NG BLQ: SUN; N Y: N; Y N: Y |  | S | 7 | N | Commercial Non-CHP | 4 |  |  | N
57127 | GL Wind LLC | 57813 | GL Wind | MN | Winona | TURB1 | WT | OP | 2.5 | 2.5 | 2.5 |  | 12 | 2011 | NG BLQ: WND; N Y: N; Y N: Y |  | J | 1 | N | IPP Non-CHP | 2 |  |  | N | [12 empty] | N
57127 | GL Wind LLC | 57813 | GL Wind | MN | Winona | TURB2 | WT | OP | 2.5 | 2.5 | 2.5 |  | 12 | 2011 | NG BLQ: WND; N Y: N; Y N: Y |  | J | 1 | N | IPP Non-CHP | 2 |  |  | N | [12 empty] | N
57128 | Bloom Energy | 57808 | Lockheed Martin Sunnyvale | CA | Santa Clara | LOK00 | FC | OP | 1.1 | 1 | 1 |  | 12 | 2011 | NG BLQ: NG; N Y: N; Y N: Y |  | W |  | N | IPP Non-CHP | 2 |  |  | N | [12 empty] | N |  |  |  |  | N
57128 | Bloom Energy | 57809 | Franklin Templeton San Mateo | CA | San Mateo | FRK00 | FC | OP | 1.1 | 1 | 1 |  | 11 | 2011 | NG BLQ: NG; N Y: N; Y N: Y |  | W |  | N | IPP Non-CHP | 2 |  |  | N | [12 empty] | N |  |  |  |  | N
57128 | Bloom Energy | 57811 | Adobe San Jose | CA | Santa Clara | ADB00 | FC | OP | 0.8 | 0.8 | 0.8 |  | 8 | 2010 | NG BLQ: NG; N Y: N; Y N: Y |  | W |  | N | IPP Non-CHP | 2 |  |  | N | [12 empty] | N |  |  |  |  | N
57128 | Bloom Energy | 57811 | Adobe San Jose | CA | Santa Clara | ADB01 | FC | OP | 0.4 | 0.4 | 0.4 |  | 8 | 2010 | NG BLQ: NG; N Y: N; Y N: Y |  | W |  | N | IPP Non-CHP | 2 |  |  | N | [12 empty] | N |  |  |  |  | N
57128 | Bloom Energy | 58296 | Roll Delano 2 | CA | Kern | ROL6 | FC | OP | 1 | 1 | 1 |  | 9 | 2012 | [9 empty] | W |  | N | IPP Non-CHP | 2 |  |  | N | bar: NG BLQ; Y N
57128 | Bloom Energy | 58297 | Roll Delano | CA | Kern | ROL4 | FC | OP | 1.1 | 1 | 1 |  | 9 | 2012 | [9 empty] | W |  | N | IPP Non-CHP | 2 |  |  | N | bar: NG BLQ; Y N
57128 | Bloom Energy | 58298 | Roll Lost Hills | CA | Kern | ROL3 | FC | OP | 1.1 | 1 | 1 |  | 12 | 2012 | [9 empty] | W |  | N | IPP Non-CHP | 2 |  |  | N | bar: NG BLQ; Y N
57128 | Bloom Energy | 58299 | Xilinx San Jose | CA | Santa Clara | XLX | FC | OP | 1.1 | 1 | 1 |  | 2 | 2012 | [9 empty] | W |  | N | IPP Non-CHP | 2 |  |  | N | bar: NG BLQ; Y N
57128 | Bloom Energy | 58300 | Honda Torrance | CA | Los Angeles | HON | FC | OP | 1.1 | 1 | 1 |  | 12 | 2012 | [9 empty] | W |  | N | IPP Non-CHP | 2 |  |  | N | bar: NG BLQ; Y N
57128 | Bloom Energy | 58301 | Juniper Networks Sunnyvale | CA | Santa Clara | JPR | FC | OP | 1.1 | 1 | 1 |  | 12 | 2012 | [9 empty] | W |  | N | IPP Non-CHP | 2 |  |  | N | bar: NG BLQ; Y N
57128 | Bloom Energy | 58302 | Life Technologies Carlsbad | CA | San Diego | LFT | FC | OP | 1.1 | 1 | 1 |  | 8 | 2012 | NG BLQ: NG; N Y: N; Y N: Y |  | W |  | N | IPP Non-CHP | 2 |  |  | N
57128 | Bloom Energy | 58303 | Taylor Farms Salinas | CA | Monterey | TLR | FC | OP | 1.1 | 1 | 1 |  | 9 | 2012 | NG BLQ: NG; N Y: N; Y N: Y |  | W |  | N | IPP Non-CHP | 2 |  |  | N
57130 | Janssen Pharmaceutical Co | 57815 | Titusville Solar | NJ | Mercer | PV1 | PV | OP | 4.1 | 4.1 | 4.1 |  | 9 | 2010 | NG BLQ: SUN; N Y: N; Y N: Y |  | W | 8 | N | Commercial Non-CHP | 4 |  |  | N
57138 | University of Minnesota WCROC | 57823 | WCROC Wind Farm | MN | Stevens | WTG1 | WT | OP | 1.7 | 0.4 | 0.7 |  | 3 | 2005 | NG BLQ: WND; N Y: N; Y N: Y |  | S | 1 | N | IPP Non-CHP | 2
57139 | W&T Offshore Inc | 54730 | Shell Offshore Yellowhammer | AL | MOBILE | 701 | GT | OP | 3.4 | 1.4 | 1.7 |  | 3 | 1992 | NG BLQ: NG; N Y: N; Y N: Y |  | J |  | N | Industrial Non-CHP | 6 |  | N | N | [17 empty] | N
57141 | Dynegy Kendall Energy LLC | 55131 | Kendall County Generation Facility | IL | Kendall | CTG1 | CT | OP | 180 | 160 | 190 |  | 3 | 2002 | NG BLQ: NG; N Y: N; Y N: Y |  | S |  | N | IPP Non-CHP | 2 |  | N | N | [17 empty] | N
57141 | Dynegy Kendall Energy LLC | 55131 | Kendall County Generation Facility | IL | Kendall | CTG2 | CT | OP | 180 | 160 | 190 |  | 4 | 2002 | NG BLQ: NG; N Y: N; Y N: Y |  | S |  | N | IPP Non-CHP | 2 |  | N | N | [17 empty] | N
57141 | Dynegy Kendall Energy LLC | 55131 | Kendall County Generation Facility | IL | Kendall | CTG3 | CT | OP | 180 | 160 | 190 |  | 4 | 2002 | NG BLQ: NG; N Y: N; Y N: Y |  | S |  | N | IPP Non-CHP | 2 |  | N | N | [17 empty] | N
57141 | Dynegy Kendall Energy LLC | 55131 | Kendall County Generation Facility | IL | Kendall | CTG4 | CT | OP | 180 | 160 | 190 |  | 5 | 2002 | NG BLQ: NG; N Y: N; Y N: Y |  | S |  | N | IPP Non-CHP | 2 |  | N | N | [17 empty] | N
57141 | Dynegy Kendall Energy LLC | 55131 | Kendall County Generation Facility | IL | Kendall | STG1 | CA | OP | 134 | 125 | 125 |  | 3 | 2002 | NG BLQ: NG; N Y: N; Y N: Y |  | S |  | N | IPP Non-CHP | 2 |  | Y | N | [17 empty] | N
57141 | Dynegy Kendall Energy LLC | 55131 | Kendall County Generation Facility | IL | Kendall | STG2 | CA | OP | 134 | 125 | 125 |  | 4 | 2002 | NG BLQ: NG; N Y: N; Y N: Y |  | S |  | N | IPP Non-CHP | 2 |  | Y | N | [17 empty] | N
57141 | Dynegy Kendall Energy LLC | 55131 | Kendall County Generation Facility | IL | Kendall | STG3 | CA | OP | 134 | 125 | 125 |  | 4 | 2002 | NG BLQ: NG; N Y: N; Y N: Y |  | S |  | N | IPP Non-CHP | 2 |  | Y | N | [17 empty] | N
57141 | Dynegy Kendall Energy LLC | 55131 | Kendall County Generation Facility | IL | Kendall | STG4 | CA | OP | 134 | 125 | 125 |  | 5 | 2002 | NG BLQ: NG; N Y: N; Y N: Y |  | S |  | N | IPP Non-CHP | 2 |  | Y | N | [17 empty] | N
57142 | Gundersen Lutheran Biogas I LLC | 57824 | Onalaska Campus Landfill Biogas | WI | La Crosse | 416LF | IC | OP | 1.1 | 1.1 | 1.1 |  | 3 | 2012 | NG BLQ: LFG; N Y: N; Y N: Y |  | S |  | N | IPP Non-CHP | 2 | [20 empty] | N
57144 | Northbrook Carthage LLC | 50759 | West End Dam Hydroelectric Project | NY | Jefferson | GEN1 | HY | OP | 2.2 | 2.1 | 2 |  | 10 | 1985 | NG BLQ: WAT; N Y: N; Y N: Y |  | S | 0 | N | IPP Non-CHP | 2 |  | N | N
57144 | Northbrook Carthage LLC | 50759 | West End Dam Hydroelectric Project | NY | Jefferson | GEN2 | HY | OP | 2.2 | 2.1 | 2 |  | 10 | 1985 | NG BLQ: WAT; N Y: N; Y N: Y |  | S | 0 | N | IPP Non-CHP | 2 |  | N | N
57145 | Louisiana Sugar Refining LLC | 10301 | Louisiana Sugar Refining | LA | St James | GEN1 | ST | OP | 0.7 | 0.6 | 0.7 |  | 9 | 1930 | NG BLQ: NG; N Y: N; Y N: Y | Y | S |  | Y | Industrial CHP | 7 | T | N | N | [17 empty] | N | [6 empty] | NG
57145 | Louisiana Sugar Refining LLC | 10301 | Louisiana Sugar Refining | LA | St James | GEN2 | ST | OP | 2.5 | 1.7 | 1.7 |  | 3 | 1977 | NG BLQ: NG; N Y: N; Y N: Y | Y | S |  | Y | Industrial CHP | 7 | T | N | N | [17 empty] | N | [6 empty] | NG
57145 | Louisiana Sugar Refining LLC | 10301 | Louisiana Sugar Refining | LA | St James | GEN3 | ST | OP | 1.7 | 1.5 | 1.5 |  | 2 | 1957 | NG BLQ: NG; N Y: N; Y N: Y | Y | S |  | Y | Industrial CHP | 7 | T | N | N | [17 empty] | N | [6 empty] | NG
57145 | Louisiana Sugar Refining LLC | 10301 | Louisiana Sugar Refining | LA | St James | GEN4 | ST | OP | 2.5 | 2.1 | 2 |  | 9 | 1969 | NG BLQ: NG; N Y: N; Y N: Y | Y | S |  | Y | Industrial CHP | 7 | T | N | N | [17 empty] | N | [6 empty] | NG
57147 | Tioga Solar Dinuba | 57827 | Dinuba Wastewater Treatment Plant | CA | Tulare | DSPV | PV | OP | 1 | 1 | 1 |  | 10 | 2011 | NG BLQ: SUN; N Y: N; Y N: Y |  | W | 2 | N | Commercial Non-CHP | 4 |  |  | N
57148 | Glendale Energy LLC | 57829 | Glendale Energy Power Plant | AZ | Maricopa | GLEN1 | IC | OP | 1.4 | 1.4 | 1.4 |  | 1 | 2010 | NG BLQ: LFG; N Y: N; Y N: Y |  | S |  | N | IPP Non-CHP | 2 |  |  | N | [12 empty] | N |  |  |  |  | N
57148 | Glendale Energy LLC | 57829 | Glendale Energy Power Plant | AZ | Maricopa | GLEN2 | IC | OP | 1.4 | 1.4 | 1.4 |  | 1 | 2010 | NG BLQ: LFG; N Y: N; Y N: Y |  | S |  | N | IPP Non-CHP | 2 |  |  | N | [12 empty] | N |  |  |  |  | N
57149 | Rippey Wind Energy LLC | 57830 | Rippey Wind Farm | IA | Greene | NORD | WT | OP | 50 | 50 | 50 |  | 8 | 2012 | NG BLQ: WND; N Y: N; Y N: Y |  | J | 20 | N | IPP Non-CHP | 2 | [20 empty] | N
57150 | Bethel Wind Energy LLC | 57832 | Hawkeye Wind Farm | IA | Bremer | NORD | WT | OP | 36 | 36 | 36 |  | 10 | 2012 | NG BLQ: WND; N Y: N; Y N: Y |  | S | 15 | N | IPP Non-CHP | 2 | [20 empty] | N
57151 | Celanese Acetate LLC | 52089 | Celanese Acetate LLC | VA | Giles | GEN1 | ST | OP | 6 | 6 | 6 |  | 1 | 1942 | BIT | NG | DFO |  |  |  | N | N |  | S |  | Y | Industrial CHP | 7 | T | N | N | [17 empty] | N | Y |  | Y |  |  |  | DFO
57151 | Celanese Acetate LLC | 52089 | Celanese Acetate LLC | VA | Giles | GEN2 | ST | OP | 6 | 6 | 6 |  | 1 | 1942 | BIT | NG | DFO |  |  |  | N | N |  | S |  | Y | Industrial CHP | 7 | T | N | N | [17 empty] | N | Y |  | Y |  |  |  | DFO
57151 | Celanese Acetate LLC | 52089 | Celanese Acetate LLC | VA | Giles | GEN3 | ST | OP | 6 | 6 | 6 |  | 1 | 1944 | BIT | NG | DFO |  |  |  | N | N |  | S |  | Y | Industrial CHP | 7 | T | N | N | [17 empty] | N | Y |  | Y |  |  |  | DFO
57151 | Celanese Acetate LLC | 52089 | Celanese Acetate LLC | VA | Giles | GEN4 | ST | OP | 9.2 | 9.2 | 9.2 |  | 1 | 1966 | BIT | NG | DFO |  |  |  | N | N |  | S |  | Y | Industrial CHP | 7 | T | N | N | [17 empty] | N | Y |  | Y |  |  |  | DFO
57154 | Heliocentric LLC | 57831 | Heliocentric | CA | Los Angeles | 1 | PV | OP | 1.5 | 1.3 | 1.5 |  | 3 | 2012 | NG BLQ: SUN; N Y: N; Y N: Y |  | S | 3 | N | IPP Non-CHP | 2 | [20 empty] | N
57157 | Wolf Wind Project | 56586 | Sunset Breeze LLC | MN | Nobles | 1 | WT | OP | 1.3 | 1.3 | 1.3 |  | 5 | 2006 | NG BLQ: WND; N Y: N; Y N: Y |  | S | 1 | N | IPP Non-CHP | 2 |  |  | N
57157 | Wolf Wind Project | 56587 | Minnesota Breeze LLC | MN | Nobles | 1 | WT | OP | 1.3 | 1.3 | 1.3 |  | 5 | 2006 | NG BLQ: WND; N Y: N; Y N: Y |  | S | 1 | N | IPP Non-CHP | 2 |  |  | N | [17 empty] | N
57157 | Wolf Wind Project | 56588 | G Flow Wind LLC | MN | Nobles | 1 | WT | OP | 1.3 | 1.3 | 1.3 |  | 5 | 2006 | NG BLQ: WND; N Y: N; Y N: Y |  | S | 1 | N | IPP Non-CHP | 2 |  |  | N | [17 empty] | N
57157 | Wolf Wind Project | 56589 | Wolf Wind Enterprises LLC | MN | Nobles | 1 | WT | OP | 1.3 | 1.3 | 1.3 |  | 5 | 2006 | NG BLQ: WND; N Y: N; Y N: Y |  | S | 1 | N | IPP Non-CHP | 2 |  |  | N | [17 empty] | N
57157 | Wolf Wind Project | 56590 | Green Acres Breeze LLC | MN | Nobles | 1 | WT | OP | 1.3 | 1.3 | 1.3 |  | 5 | 2006 | NG BLQ: WND; N Y: N; Y N: Y |  | S | 1 | N | IPP Non-CHP | 2 |  |  | N | [17 empty] | N
57158 | Ewington Wind Project | 56624 | BC Energy LLC | MN | Jackson | 1 | WT | OP | 4 | 4 | 4 |  | 1 | 2008 | NG BLQ: WND; N Y: N; Y N: Y |  | S | 2 | N | IPP Non-CHP | 2 |  |  | N | [17 empty] | N
57158 | Ewington Wind Project | 56625 | KC Energy LLC | MN | Jackson | 1 | WT | OP | 4 | 4 | 4 |  | 1 | 2008 | NG BLQ: WND; N Y: N; Y N: Y |  | S | 2 | N | IPP Non-CHP | 2 |  |  | N | [17 empty] | N
57158 | Ewington Wind Project | 56626 | K&D Energy LLC | MN | Jackson | 1 | WT | OP | 4 | 4 | 4 |  | 1 | 2008 | NG BLQ: WND; N Y: N; Y N: Y |  | S | 2 | N | IPP Non-CHP | 2 |  |  | N | [17 empty] | N
57158 | Ewington Wind Project | 56627 | KSS Turbines LLC | MN | Jackson | 1 | WT | OP | 4 | 4 | 4 |  | 1 | 2008 | NG BLQ: WND; N Y: N; Y N: Y |  | S | 2 | N | IPP Non-CHP | 2 |  |  | N | [17 empty] | N
57159 | L-8 Solar Project LLC | 57836 | L-8 Solar Project | CA | Los Angeles | TSM | PV | OP | 1.5 | 1.3 | 1.5 |  | 5 | 2012 | NG BLQ: SUN; N Y: N; Y N: Y |  | S | 3 | N | IPP Non-CHP | 2 | [20 empty] | N
57160 | DuPont Sabine River Works | 55120 | SRW Cogen LP | TX | Orange | GT1A | CT | OP | 180 | 160 | 175 |  | 12 | 2001 | NG BLQ: NG; N Y: N; Y N: Y |  | W |  | Y | IPP CHP | 3 | T |  | N | [17 empty] | N
57160 | DuPont Sabine River Works | 55120 | SRW Cogen LP | TX | Orange | GT1B | CT | OP | 180 | 160 | 175 |  | 12 | 2001 | NG BLQ: NG; N Y: N; Y N: Y |  | W |  | Y | IPP CHP | 3 | T |  | N | [17 empty] | N
57160 | DuPont Sabine River Works | 55120 | SRW Cogen LP | TX | Orange | ST1A | CA | OP | 145 | 100 | 100 |  | 12 | 2001 | NG BLQ: NG; NG NG: OG; N Y: N; Y N: Y |  | W |  | Y | IPP CHP | 3 | T | Y | N | [17 empty] | N
57165 | Otay Landfill Gas LLC | 52204 | Otay | CA | SAN DIEGO | OTA1 | IC | OP | 1.8 | 1.7 | 1.7 |  | 12 | 1986 | NG BLQ: LFG; NG NG: LFG; N Y: N; Y N: N |  | S |  | N | IPP Non-CHP | 2 |  |  | N
57165 | Otay Landfill Gas LLC | 52204 | Otay | CA | SAN DIEGO | OTA2 | IC | OP | 1.8 | 1.7 | 1.7 |  | 4 | 1991 | NG BLQ: LFG; NG NG: LFG; N Y: N; Y N: N |  | S |  | N | IPP Non-CHP | 2 |  |  | N
57165 | Otay Landfill Gas LLC | 52204 | Otay | CA | SAN DIEGO | OTA3 | IC | OP | 3.3 | 3.2 | 3.2 |  | 12 | 2006 | NG BLQ: LFG; NG NG: LFG; N Y: N; Y N: N |  | S |  | N | IPP Non-CHP | 2 |  |  | N
57167 | ISH Solar Hospitals LLC | 57840 | ISH Solar Hospital SDMC | CA | San Diego | 1 | PV | OP | 1.1 | 1.1 | 1.1 |  | 12 | 2011 | NG BLQ: SUN; N Y: N; Y N: Y |  | S | 2 | N | IPP Non-CHP | 2 |  |  | N | [17 empty] | N
57167 | ISH Solar Hospitals LLC | 57841 | ISH Solar Hospital Downey | CA | Los Angeles | 1 | PV | OP | 1.1 | 1.1 | 1.1 |  | 9 | 2011 | NG BLQ: SUN; N Y: N; Y N: Y |  | S | 2 | N | IPP Non-CHP | 2 |  |  | N | [17 empty] | N
57170 | enXco Asset Holdings, Inc. | 57268 | Chestnut Flats Wind Farm | PA | BLAIR | 1 | WT | OP | 38 | 38 | 38 |  | 12 | 2011 | NG BLQ: WND; N Y: N; Y N: Y |  | S | 19 | N | IPP Non-CHP | 2
57171 | Franklin County Wind LLC | 57844 | Franklin County Wind Farm | IA | Franklin | 1 | WT | OP | 100 | 99 | 99 |  | 12 | 2012 | NG BLQ: WND; N Y: N; Y N: Y |  | S | 60 | N | IPP Non-CHP | 2 |  |  | N | [17 empty] | N
57172 | SC Landfill Energy LLC | 57843 | SC Landfill Energy LLC | NJ | Salem | GEN1 | IC | OP | 1.9 | 1.7 | 1.7 |  | 12 | 2008 | NG BLQ: LFG; N Y: N; Y N: Y |  | J |  | N | IPP Non-CHP | 2 |  |  | N | [17 empty] | N
57173 | AC Landfill Energy LLC | 57845 | AC Landfill Energy LLC | NJ | Atlantic | UNIT1 | IC | OP | 1.6 | 1.5 | 1.5 |  | 3 | 2005 | NG BLQ: LFG; N Y: N; Y N: Y |  | J |  | N | IPP Non-CHP | 2 |  |  | N
57173 | AC Landfill Energy LLC | 57845 | AC Landfill Energy LLC | NJ | Atlantic | UNIT2 | IC | OP | 1.9 | 1.8 | 1.8 |  | 3 | 2005 | NG BLQ: LFG; N Y: N; Y N: Y |  | J |  | N | IPP Non-CHP | 2 |  |  | N
57173 | AC Landfill Energy LLC | 57845 | AC Landfill Energy LLC | NJ | Atlantic | UNIT3 | IC | OP | 1.9 | 1.8 | 1.8 |  | 3 | 2005 | NG BLQ: LFG; N Y: N; Y N: Y |  | J |  | N | IPP Non-CHP | 2 |  |  | N
57174 | SX Landfill Energy LLC | 57846 | SX Landfill Energy LLC | NJ | Sussex | UNIT1 | IC | OP | 1.6 | 1.5 | 1.5 |  | 6 | 2011 | NG BLQ: LFG; N Y: N; Y N: Y |  | J |  | N | IPP Non-CHP | 2 |  |  | N
57174 | SX Landfill Energy LLC | 57846 | SX Landfill Energy LLC | NJ | Sussex | UNIT2 | IC | OP | 1.6 | 1.5 | 1.5 |  | 6 | 2011 | NG BLQ: LFG; N Y: N; Y N: Y |  | J |  | N | IPP Non-CHP | 2 |  |  | N
57175 | BC Landfill Energy LLC | 57847 | BC Landfill Energy LLC | NJ | Burlington | UNIT1 | IC | OP | 1.5 | 1.4 | 1.4 |  | 8 | 2007 | NG BLQ: LFG; N Y: N; Y N: Y |  | J |  | N | IPP Non-CHP | 2 |  |  | N
57175 | BC Landfill Energy LLC | 57847 | BC Landfill Energy LLC | NJ | Burlington | UNIT2 | IC | OP | 1.5 | 1.4 | 1.4 |  | 8 | 2007 | NG BLQ: LFG; N Y: N; Y N: Y |  | J |  | N | IPP Non-CHP | 2 |  |  | N
57175 | BC Landfill Energy LLC | 57847 | BC Landfill Energy LLC | NJ | Burlington | UNIT3 | IC | OP | 1.5 | 1.4 | 1.4 |  | 8 | 2007 | NG BLQ: LFG; N Y: N; Y N: Y |  | J |  | N | IPP Non-CHP | 2 |  |  | N
57175 | BC Landfill Energy LLC | 57847 | BC Landfill Energy LLC | NJ | Burlington | UNIT4 | IC | OP | 1.5 | 1.4 | 1.4 |  | 8 | 2007 | NG BLQ: LFG; N Y: N; Y N: Y |  | J |  | N | IPP Non-CHP | 2 |  |  | N
57175 | BC Landfill Energy LLC | 57847 | BC Landfill Energy LLC | NJ | Burlington | UNIT5 | IC | OP | 1.5 | 1.4 | 1.4 |  | 8 | 2007 | NG BLQ: LFG; N Y: N; Y N: Y |  | J |  | N | IPP Non-CHP | 2 |  |  | N
57176 | WC Landfill Energy LLC | 57848 | WC Landfill Energy LLC | NJ | Warren | GEN1 | IC | OP | 2 | 1.6 | 1.6 |  | 11 | 2006 | NG BLQ: LFG; N Y: N; Y N: Y |  | J |  | N | IPP Non-CHP | 2 |  |  | N
57177 | SEAI Elk Grove LLC | 57849 | Green Acres Solar Facility 1 | CA | Sacramento | GASF1 | PV | OP | 3 | 3 | 3 |  | 9 | 2012 | NG BLQ: SUN; N Y: N; Y N: Y |  | W | 3 | N | IPP Non-CHP | 2 | [20 empty] | N
57177 | SEAI Elk Grove LLC | 57850 | Green Acres Solar Facility 2 | CA | Sacramento | GASF2 | PV | OP | 1 | 1 | 1 |  | 9 | 2012 | NG BLQ: SUN; N Y: N; Y N: Y |  | W | 1 | N | IPP Non-CHP | 2
57182 | ReEnergy Sterling CT LP | 50736 | Exeter Energy LP | CT | Windham | GEN1 | ST | OP | 31.3 | 26 | 26 |  | 6 | 1991 | TDF | PG | OBS |  |  |  | Y | Y |  | W |  | N | IPP Non-CHP | 2 |  |  | N | [17 empty] | N | [6 empty] | PG
57183 | Kiara Solar Inc | 57857 | Kiara Anderson Plant | CA | Shasta | 1 | ST | OP | 6.8 | 6.8 | 6.8 |  | 12 | 2012 | NG BLQ: WDS; NG NG: NG; N Y: N; Y N: Y |  | W | 1 | Y | IPP CHP | 3 | T | [19 empty] | N | [6 empty] | NG
57184 | Ampersand Mount Ida Hydro LLC | 50031 | Mt Ida Hydroelectric | NY | Rennselear | 3983 | HY | OP | 1.5 | 1.5 | 1.5 |  | 1 | 1992 | NG BLQ: WAT; N Y: N; Y N: Y |  | S | 0 | N | IPP Non-CHP | 2 |  | N | N
57184 | Ampersand Mount Ida Hydro LLC | 50031 | Mt Ida Hydroelectric | NY | Rennselear | 3986 | HY | OP | 1.5 | 1.5 | 1.5 |  | 1 | 1992 | NG BLQ: WAT; N Y: N; Y N: Y |  | S | 0 | N | IPP Non-CHP | 2 |  | N | N
57189 | Hidden Hollow Energy LLC | 57861 | Hidden Hollow Energy | ID | Ada | UNT1 | IC | OP | 1.5 | 1.5 | 1.5 |  | 1 | 2007 | NG BLQ: LFG; N Y: N; Y N: Y |  | S |  | N | IPP Non-CHP | 2 |  |  | N | [12 empty] | N |  |  |  |  | N
57189 | Hidden Hollow Energy LLC | 57861 | Hidden Hollow Energy | ID | Ada | UNT2 | IC | OP | 1.5 | 1.5 | 1.5 |  | 1 | 2007 | NG BLQ: LFG; N Y: N; Y N: Y |  | S |  | N | IPP Non-CHP | 2 |  |  | N | [12 empty] | N |  |  |  |  | N
57190 | River Bounty Inc | 10433 | Oakland Dam Hydroelectric | PA | Susquehanna | 1 | HY | OS | 0.5 | 0.5 | 0.5 |  | 4 | 1985 | NG BLQ: WAT; N Y: N; Y N: N |  | S |  | N | IPP Non-CHP | 2 |  | N | N
57190 | River Bounty Inc | 10433 | Oakland Dam Hydroelectric | PA | Susquehanna | 2 | HY | OS | 0.5 | 0.5 | 0.5 |  | 4 | 1985 | NG BLQ: WAT; N Y: N; Y N: Y |  | S |  | N | IPP Non-CHP | 2 |  | N | N
57190 | River Bounty Inc | 10433 | Oakland Dam Hydroelectric | PA | Susquehanna | 3 | HY | OS | 0.5 | 0.5 | 0.5 |  | 4 | 1985 | NG BLQ: WAT; N Y: N; Y N: Y |  | S |  | N | IPP Non-CHP | 2 |  | N | N
57191 | Caney River Wind Project | 57858 | Caney River Wind Project | KS | Elk | 1 | WT | OP | 200 | 200 | 200 |  | 11 | 2011 | NG BLQ: WND; N Y: N; Y N: Y |  | S | 111 | N | IPP Non-CHP | 2 |  |  | N
57194 | City of Industry | 57860 | Industry MetroLink PV 1 | CA | Los Angeles | 1 | PV | OP | 1.5 | 1.5 | 1.5 |  | 4 | 2012 | NG BLQ: SUN; N Y: N; Y N: Y |  | S |  | N | Electric Utility | 1 | [20 empty] | N
57195 | Fort Worth Methane LLC | 57878 | Fort Worth Methane | TX | Tarrant | UNT1 | IC | OP | 1.6 | 1.5 | 1.5 |  | 12 | 2006 | NG BLQ: LFG; N Y: N; Y N: Y |  | S |  | N | IPP Non-CHP | 2 |  |  | N | [12 empty] | N |  |  |  |  | N
57196 | Trinity Oaks Energy LLC | 57877 | Trinity Oaks Energy | TX | Dallas | UNT1 | IC | OP | 1.6 | 1.5 | 1.5 |  | 2 | 2009 | NG BLQ: LFG; N Y: N; Y N: Y |  | S |  | N | IPP Non-CHP | 2 |  |  | N | [12 empty] | N |  |  |  |  | N
57196 | Trinity Oaks Energy LLC | 57877 | Trinity Oaks Energy | TX | Dallas | UNT2 | IC | OP | 1.6 | 1.5 | 1.5 |  | 2 | 2009 | NG BLQ: LFG; N Y: N; Y N: Y |  | S |  | N | IPP Non-CHP | 2 |  |  | N | [12 empty] | N |  |  |  |  | N
57197 | Santa Cruz Energy LLC | 57876 | Santa Cruz Energy | CA | Santa Cruz | UNT1 | IC | OP | 1.6 | 1.5 | 1.5 |  | 11 | 2009 | NG BLQ: LFG; N Y: N; Y N: Y |  | S |  | N | IPP Non-CHP | 2 |  |  | N | [12 empty] | N |  |  |  |  | N
57198 | Richmond LLC | 55587 | GRS Richmond | VA | Henrico | 1 | IC | OP | 1 | 0.9 | 0.9 |  | 8 | 1993 | NG BLQ: LFG; N Y: N; Y N: Y |  | S |  | N | IPP Non-CHP | 2 |  | N | N
57198 | Richmond LLC | 55587 | GRS Richmond | VA | Henrico | 2 | IC | OS | 1 | 0.9 | 0.9 |  | 8 | 1993 | NG BLQ: LFG; N Y: N; Y N: Y |  | S |  | N | IPP Non-CHP | 2 |  | N | N
57198 | Richmond LLC | 55587 | GRS Richmond | VA | Henrico | 3 | IC | OP | 1 | 0.9 | 0.9 |  | 8 | 1993 | NG BLQ: LFG; N Y: N; Y N: Y |  | S |  | N | IPP Non-CHP | 2 |  | N | N
57202 | Anchor Bank, N.A. | 56215 | Allendorf | IA | Osceola | A1 | WT | OP | 1.2 | 1.2 | 1.2 |  | 10 | 1998 | NG BLQ: WND; N Y: N; Y N: Y | Y | S | 2 | N | IPP Non-CHP | 2 |  | N | N | [17 empty] | N
57204 | Howard Wind LLC | 57867 | Howard Wind Farm | NY | Steuben | 1 | WT | OP | 55.4 | 51.3 | 51.3 |  | 12 | 2011 | NG BLQ: WND; N Y: N; Y N: Y |  | S | 25 | N | IPP Non-CHP | 2 |  |  | N | [17 empty] | N
57204 | Howard Wind LLC | 57867 | Howard Wind Farm | NY | Steuben | 2 | WT | OP | 4.1 | 4.1 | 4.1 |  | 12 | 2012 | NG BLQ: WND; N Y: N; Y N: Y |  | S | 2 | N | IPP Non-CHP | 2 |  |  | N
57207 | Great Northern Paper Company LLC | 55829 | Millinocket Mill | ME | Penobscot | M1S1 | ST | OS | 15.6 | 14.5 | 14.7 |  | 7 | 1957 | NG BLQ: RFO; N Y: N; Y N: Y |  | S |  | Y | Industrial CHP | 7 | T | N | N | [17 empty] | N | [6 empty] | DFO
57207 | Great Northern Paper Company LLC | 55829 | Millinocket Mill | ME | Penobscot | M1S2 | ST | OS | 15.6 | 14.5 | 14.7 |  | 7 | 1957 | NG BLQ: RFO; N Y: N; Y N: Y |  | S |  | Y | Industrial CHP | 7 | T | N | N | [17 empty] | N | [6 empty] | DFO
57207 | Great Northern Paper Company LLC | 55829 | Millinocket Mill | ME | Penobscot | M1S3 | ST | OS | 31.5 | 29.3 | 29.6 |  | 7 | 1968 | NG BLQ: RFO; N Y: N; Y N: Y |  | S |  | Y | Industrial CHP | 7 | T | N | N | [17 empty] | N | [6 empty] | DFO
57207 | Great Northern Paper Company LLC | 55829 | Millinocket Mill | ME | Penobscot | M1S4 | ST | OS | 23.5 | 21.8 | 22 |  | 7 | 1970 | NG BLQ: RFO; N Y: N; Y N: Y |  | S |  | Y | Industrial CHP | 7 | T | N | N | [17 empty] | N | [6 empty] | DFO
57207 | Great Northern Paper Company LLC | 55830 | East Millinocket Mill | ME | Penobscot | M2S1 | ST | OP | 15.6 | 14.5 | 14.7 |  | 7 | 1954 | NG BLQ: WDS; NG NG: RFO; N Y: Y; Y N: Y |  | S |  | Y | Industrial CHP | 7 | T | N | N | [24 empty] | DFO
57207 | Great Northern Paper Company LLC | 55830 | East Millinocket Mill | ME | Penobscot | M2S2 | ST | OP | 15.6 | 14.5 | 14.7 |  | 7 | 1956 | NG BLQ: WDS; NG NG: RFO; N Y: Y; Y N: Y |  | S |  | Y | Industrial CHP | 7 | T | N | N | [24 empty] | DFO
57207 | Great Northern Paper Company LLC | 55830 | East Millinocket Mill | ME | Penobscot | M2S3 | ST | OP | 30.2 | 28.1 | 28.4 |  | 5 | 1990 | NG BLQ: WDS; NG NG: RFO; N Y: Y; Y N: Y |  | S |  | Y | Industrial CHP | 7 | T | N | N | [24 empty] | DFO
57209 | Apogee Technology Inc | 10159 | Apogee Technology Inc | PA | Allegheny | GEN1 | GT | OS | 10.7 |  |  |  | 3 | 1986 | [8 empty] | Y | S |  | N | Industrial Non-CHP | 6 |  | N | Y | [15 empty] | 12 | 2013 | N | bar: NG BLQ; N Y to Y N
57211 | Solano 3 Wind LLC | 58092 | Solano Wind Plant III | CA | Solano | 3 | WT | OP | 128 | 128 | 128 |  | 4 | 2012 | NG BLQ: WND; N Y: N; Y N: Y |  | S | 55 | N | Electric Utility | 1 |  |  | N
57213 | Castle Rock Cooling | 57870 | Castle Rock Vineyards | CA | Tulare | SOLAR | PV | OP | 1 | 1 | 1 |  | 9 | 2010 | NG BLQ: SUN; N Y: N; Y N: Y |  | S | 2 | N | Commercial Non-CHP | 4 |  |  | N | [17 empty] | N
57214 | LCEC Generation LLC | 57872 | LCEC Generation LLVC | NM | Lea | UNIT1 | IC | OP | 9.3 | 8.7 | 9.3 |  | 2 | 2012 | NG BLQ: NG; N Y: N; Y N: Y |  | S |  | N | IPP Non-CHP | 2 | [20 empty] | N
57214 | LCEC Generation LLC | 57872 | LCEC Generation LLVC | NM | Lea | UNIT2 | IC | OP | 9.3 | 8.7 | 9.3 |  | 2 | 2012 | NG BLQ: NG; N Y: N; Y N: Y |  | S |  | N | IPP Non-CHP | 2 | [20 empty] | N
57214 | LCEC Generation LLC | 57872 | LCEC Generation LLVC | NM | Lea | UNIT3 | IC | OP | 9.3 | 8.7 | 9.3 |  | 2 | 2012 | NG BLQ: NG; N Y: N; Y N: Y |  | S |  | N | IPP Non-CHP | 2 | [20 empty] | N
57214 | LCEC Generation LLC | 57872 | LCEC Generation LLVC | NM | Lea | UNIT4 | IC | OP | 9.3 | 8.7 | 9.3 |  | 2 | 2012 | NG BLQ: NG; N Y: N; Y N: Y |  | S |  | N | IPP Non-CHP | 2 | [20 empty] | N
57214 | LCEC Generation LLC | 57872 | LCEC Generation LLVC | NM | Lea | UNIT5 | IC | OP | 9.3 | 8.7 | 9.3 |  | 2 | 2012 | NG BLQ: NG; N Y: N; Y N: Y |  | S |  | N | IPP Non-CHP | 2 | [20 empty] | N
57215 | Regents of the University of Minnesota | 57880 | Eolos Wind Energy Research Field Station | MN | Dakota | 1 | WT | OP | 2.5 | 2.5 | 2.5 |  | 10 | 2011 | NG BLQ: WND; N Y: N; Y N: Y | Y | S | 1 | N | IPP Non-CHP | 2 |  |  | N | [12 empty] | N |  |  |  |  | N
57218 | L'Energia Energy | 54586 | L'Energia Energy Center | MA | Middlesex | TRENT | CT | OP | 57.9 | 58 | 58 |  | 10 | 2008 | NG BLQ: NG; NG NG: DFO; N Y: Y; Y N: Y | N | S |  | N | IPP Non-CHP | 2 |  |  | N | [12 empty] | N |  |  |  |  | N
57218 | L'Energia Energy | 54586 | L'Energia Energy Center | MA | Middlesex | VAX | CA | OP | 27.1 | 14 | 18 |  | 10 | 1992 | NG BLQ: NG; NG NG: DFO; N Y: Y; Y N: Y |  | S |  | N | IPP Non-CHP | 2 |  | Y | N | [12 empty] | N |  |  |  |  | N
57219 | Siete Solar LLC | 57883 | Queen Creek Solar Farm | AZ | Maricopa | GEN1 | PV | OP | 19 | 18.6 | 18.6 |  | 10 | 2012 | NG BLQ: SUN; N Y: N; Y N: Y |  | S |  | N | IPP Non-CHP | 2 | [20 empty] | N
57221 | City of Columbia SC | 3283 | Columbia Canal Hydro | SC | Richland | 1 | HY | OP | 1.6 | 1.3 | 1.3 |  | 6 | 1929 | NG BLQ: WAT; N Y: N; Y N: Y |  | W | 0 | N | Electric Utility | 1 |  | N | N | [17 empty] | N
57221 | City of Columbia SC | 3283 | Columbia Canal Hydro | SC | Richland | 2 | HY | OA | 1.6 | 0.1 | 0.1 |  | 6 | 1929 | NG BLQ: WAT; N Y: N; Y N: Y |  | W | 0 | N | Electric Utility | 1 |  | N | Y | 1.6 | 1.6 | 6 | 2013 | [13 empty] | N
57221 | City of Columbia SC | 3283 | Columbia Canal Hydro | SC | Richland | 3 | HY | OP | 1.6 | 1.3 | 1.3 |  | 6 | 1929 | NG BLQ: WAT; N Y: N; Y N: Y |  | W | 0 | N | Electric Utility | 1 |  | N | N | [17 empty] | N
57221 | City of Columbia SC | 3283 | Columbia Canal Hydro | SC | Richland | 4 | HY | OP | 1.3 | 1.3 | 1.3 |  | 6 | 1953 | NG BLQ: WAT; N Y: N; Y N: Y |  | W | 0 | N | Electric Utility | 1 |  | N | N | [17 empty] | N
57221 | City of Columbia SC | 3283 | Columbia Canal Hydro | SC | Richland | 5 | HY | OA | 1.3 | 0.1 | 0.1 |  | 6 | 1953 | NG BLQ: WAT; N Y: N; Y N: Y |  | W | 0 | N | Electric Utility | 1 |  | N | Y | 1.6 | 1.6 | 12 | 2013 | [13 empty] | N
57221 | City of Columbia SC | 3283 | Columbia Canal Hydro | SC | Richland | 6 | HY | OP | 1.6 | 1.3 | 1.3 |  | 6 | 1928 | NG BLQ: WAT; N Y: N; Y N: Y |  | W | 0 | N | Electric Utility | 1 |  | N | N | [17 empty] | N
57221 | City of Columbia SC | 3283 | Columbia Canal Hydro | SC | Richland | 7 | HY | OP | 1.6 | 1.3 | 1.3 |  | 6 | 1927 | NG BLQ: WAT; N Y: N; Y N: Y |  | W |  | N | Electric Utility | 1 |  | N | N | [17 empty] | N
57222 | California Pacific Electric Company | 6518 | Kings Beach | CA | Placer | KB1 | IC | OP | 2.5 | 2 | 2 |  | 10 | 2008 | NG BLQ: DFO; N Y: N; Y N: Y |  | S |  | N | Electric Utility | 1 |  |  | N | [17 empty] | N
57222 | California Pacific Electric Company | 6518 | Kings Beach | CA | Placer | KB2 | IC | OP | 2.5 | 2 | 2 |  | 10 | 2008 | NG BLQ: DFO; N Y: N; Y N: Y |  | S |  | N | Electric Utility | 1 |  |  | N | [17 empty] | N
57222 | California Pacific Electric Company | 6518 | Kings Beach | CA | Placer | KB3 | IC | OP | 2.5 | 2 | 2 |  | 10 | 2008 | NG BLQ: DFO; N Y: N; Y N: Y |  | S |  | N | Electric Utility | 1 |  |  | N | [17 empty] | N
57222 | California Pacific Electric Company | 6518 | Kings Beach | CA | Placer | KB4 | IC | OP | 2.5 | 2 | 2 |  | 10 | 2008 | NG BLQ: DFO; N Y: N; Y N: Y |  | S |  | N | Electric Utility | 1 |  |  | N
57222 | California Pacific Electric Company | 6518 | Kings Beach | CA | Placer | KB5 | IC | OP | 2.5 | 2 | 2 |  | 10 | 2008 | NG BLQ: DFO; N Y: N; Y N: Y |  | S |  | N | Electric Utility | 1 |  |  | N
57222 | California Pacific Electric Company | 6518 | Kings Beach | CA | Placer | KB6 | IC | OP | 2.5 | 2 | 2 |  | 10 | 2008 | NG BLQ: DFO; N Y: N; Y N: Y |  | S |  | N | Electric Utility | 1 |  |  | N
57223 | Sycamore Energy 1 LLC | 10387 | Sycamore Energy 1 | CA | San Diego | 1A | GT | OP | 1.2 | 1.2 | 1.2 |  | 5 | 2011 | NG BLQ: LFG; N Y: N; Y N: Y |  | S |  | N | IPP Non-CHP | 2 |  |  | N
57223 | Sycamore Energy 1 LLC | 10387 | Sycamore Energy 1 | CA | San Diego | 2A | GT | OP | 1.2 | 1.2 | 1.2 |  | 5 | 2011 | NG BLQ: LFG; N Y: N; Y N: Y |  | S |  | N | IPP Non-CHP | 2 |  |  | N
57223 | Sycamore Energy 1 LLC | 10387 | Sycamore Energy 1 | CA | San Diego | 3 | GT | OP | 3 | 2.8 | 3 |  | 4 | 2004 | NG BLQ: LFG; NG NG: PG; N Y: N; Y N: Y |  | S |  | N | IPP Non-CHP | 2 |  |  | N | [17 empty] | N
57224 | MM West Covina Energy LLC | 54015 | MM West Covina | CA | Los Angeles | GEN2 | ST | OP | 6.8 | 4.4 | 4.4 |  | 6 | 1993 | NG BLQ: LFG; N Y: N; Y N: Y |  | S |  | N | IPP Non-CHP | 2 |  | N | N | [17 empty] | N
57224 | MM West Covina Energy LLC | 54015 | MM West Covina | CA | Los Angeles | GEN3 | GT | OS | 4.9 | 4.4 | 4.4 |  | 4 | 1999 | NG BLQ: LFG; N Y: N; Y N: Y |  | S |  | N | IPP Non-CHP | 2 |  | N | N | [17 empty] | N
57225 | MM Yolo Power LLC | 54567 | MM Yolo Power | CA | Yolo | 1 | IC | OP | 0.6 | 0.5 | 0.5 |  | 10 | 1990 | NG BLQ: LFG; N Y: N; Y N: Y |  | S |  | N | IPP Non-CHP | 2 |  | N | N | [17 empty] | N
57225 | MM Yolo Power LLC | 54567 | MM Yolo Power | CA | Yolo | 2 | IC | OP | 0.6 | 0.5 | 0.5 |  | 10 | 1990 | NG BLQ: LFG; N Y: N; Y N: Y |  | S |  | N | IPP Non-CHP | 2 |  | N | N | [17 empty] | N
57225 | MM Yolo Power LLC | 54567 | MM Yolo Power | CA | Yolo | 3 | IC | OP | 0.6 | 0.5 | 0.5 |  | 10 | 1990 | NG BLQ: LFG; N Y: N; Y N: Y |  | S |  | N | IPP Non-CHP | 2 |  | N | N | [17 empty] | N
57225 | MM Yolo Power LLC | 54567 | MM Yolo Power | CA | Yolo | 4 | IC | OP | 0.6 | 0.6 | 0.6 |  | 3 | 1993 | NG BLQ: LFG; N Y: N; Y N: Y |  | S |  | N | IPP Non-CHP | 2 |  | N | N | [17 empty] | N
57225 | MM Yolo Power LLC | 54567 | MM Yolo Power | CA | Yolo | 5 | IC | OS | 0.4 | 0.4 | 0.4 |  | 12 | 1998 | NG BLQ: LFG; N Y: N; Y N: Y |  | S |  | N | IPP Non-CHP | 2 |  | N | N | [17 empty] | N
57226 | MM Taunton Energy LLC | 55093 | MM Taunton Energy | MA | Bristol | UNT1 | IC | OP | 0.9 | 0.9 | 0.9 |  | 9 | 1997 | NG BLQ: LFG; N Y: N; Y N: Y |  | S |  | N | IPP Non-CHP | 2 |  | N | N | [17 empty] | N
57226 | MM Taunton Energy LLC | 55093 | MM Taunton Energy | MA | Bristol | UNT2 | IC | OP | 0.9 | 0.9 | 0.9 |  | 9 | 1997 | NG BLQ: LFG; N Y: N; Y N: Y |  | S |  | N | IPP Non-CHP | 2 |  | N | N | [17 empty] | N
57226 | MM Taunton Energy LLC | 55093 | MM Taunton Energy | MA | Bristol | UNT3 | IC | OP | 0.9 | 0.9 | 0.9 |  | 5 | 2011 | NG BLQ: LFG; N Y: N; Y N: Y |  | S |  | N | IPP Non-CHP | 2 |  | N | N | [17 empty] | N
57226 | MM Taunton Energy LLC | 55093 | MM Taunton Energy | MA | Bristol | UNT4 | IC | OP | 0.9 | 0.9 | 0.9 |  | 5 | 2011 | NG BLQ: LFG; N Y: N; Y N: Y |  | S |  | N | IPP Non-CHP | 2 |  | N | N | [17 empty] | N
57227 | MM San Diego Energy-Miramar | 55094 | MM San Diego-Miramar | CA | San Diego | UNT1 | IC | OP | 1.6 | 1.6 | 1.6 |  | 7 | 1997 | NG BLQ: LFG; NG NG: OBG; N Y: N; Y N: Y |  | S |  | Y | IPP CHP | 3 | B | N | N | [17 empty] | N
57227 | MM San Diego Energy-Miramar | 55094 | MM San Diego-Miramar | CA | San Diego | UNT2 | IC | OP | 1.6 | 1.6 | 1.6 |  | 7 | 1997 | NG BLQ: LFG; NG NG: OBG; N Y: N; Y N: Y |  | S |  | Y | IPP CHP | 3 | B | N | N | [17 empty] | N
57227 | MM San Diego Energy-Miramar | 55094 | MM San Diego-Miramar | CA | San Diego | UNT3 | IC | OP | 1.6 | 1.6 | 1.6 |  | 7 | 1997 | NG BLQ: LFG; NG NG: OBG; N Y: N; Y N: Y |  | S |  | Y | IPP CHP | 3 | B | N | N | [17 empty] | N
57227 | MM San Diego Energy-Miramar | 55094 | MM San Diego-Miramar | CA | San Diego | UNT4 | IC | OP | 1.6 | 1.6 | 1.6 |  | 7 | 1997 | NG BLQ: LFG; NG NG: OBG; N Y: N; Y N: Y |  | S |  | Y | IPP CHP | 3 | B | N | N | [17 empty] | N
57229 | MM Albany Energy LLC | 55155 | MM Albany Energy | NY | Albany | UNT1 | IC | OP | 0.9 | 0.9 | 0.9 |  | 3 | 1998 | NG BLQ: LFG; N Y: N; Y N: Y |  | S |  | N | IPP Non-CHP | 2 |  | N | N | [17 empty] | N
57229 | MM Albany Energy LLC | 55155 | MM Albany Energy | NY | Albany | UNT2 | IC | OP | 0.9 | 0.9 | 0.9 |  | 3 | 1998 | NG BLQ: LFG; N Y: N; Y N: Y |  | S |  | N | IPP Non-CHP | 2 |  | N | N | [17 empty] | N
57229 | MM Albany Energy LLC | 55155 | MM Albany Energy | NY | Albany | UNT3 | IC | OP | 0.9 | 0.9 | 0.9 |  | 11 | 2008 | NG BLQ: LFG; N Y: N; Y N: Y |  | S |  | N | IPP Non-CHP | 2 |  | N | N
57229 | MM Albany Energy LLC | 55155 | MM Albany Energy | NY | Albany | UNT4 | IC | OP | 1.6 | 1.6 | 1.6 |  | 5 | 2012 | NG BLQ: LFG; N Y: N; Y N: Y |  | S |  | N | IPP Non-CHP | 2 |  | N | N
57229 | MM Albany Energy LLC | 55155 | MM Albany Energy | NY | Albany | UNT5 | IC | OP | 1.6 | 1.6 | 1.6 |  | 5 | 2012 | NG BLQ: LFG; N Y: N; Y N: Y |  | S |  | N | IPP Non-CHP | 2 |  | N | N
57230 | MM Prince William Energy LLC | 55156 | MM Prince William Energy | VA | Prince William | UNT1 | IC | OP | 0.9 | 0.9 | 0.9 |  | 11 | 1998 | NG BLQ: LFG; N Y: N; Y N: Y |  | S |  | N | IPP Non-CHP | 2 |  | N | N | [17 empty] | N
57230 | MM Prince William Energy LLC | 55156 | MM Prince William Energy | VA | Prince William | UNT2 | IC | OP | 0.9 | 0.9 | 0.9 |  | 11 | 1998 | NG BLQ: LFG; N Y: N; Y N: Y |  | S |  | N | IPP Non-CHP | 2 |  | N | N | [17 empty] | N
57232 | MM Lopez Energy LLC | 55161 | MM Lopez Energy | CA | Los Angeles | UNT1 | IC | OP | 3 | 2.7 | 2.7 |  | 12 | 1998 | NG BLQ: LFG; N Y: N; Y N: Y |  | S |  | N | IPP Non-CHP | 2 |  | N | N | [17 empty] | N
57232 | MM Lopez Energy LLC | 55161 | MM Lopez Energy | CA | Los Angeles | UNT2 | IC | OP | 3 | 2.7 | 2.7 |  | 12 | 1998 | NG BLQ: LFG; N Y: N; Y N: Y |  | S |  | N | IPP Non-CHP | 2 |  | N | N | [17 empty] | N
57233 | MM Tomoka Farms Energy LLC | 55162 | MM Tomoka Farms Energy | FL | Volusia | UNT1 | IC | OP | 1.9 | 1.9 | 1.9 |  | 6 | 1998 | NG BLQ: LFG; N Y: N; Y N: Y |  | S |  | N | IPP Non-CHP | 2 |  | N | N | [17 empty] | N
57233 | MM Tomoka Farms Energy LLC | 55162 | MM Tomoka Farms Energy | FL | Volusia | UNT2 | IC | OP | 1.9 | 1.9 | 1.9 |  | 6 | 1998 | NG BLQ: LFG; N Y: N; Y N: Y |  | S |  | N | IPP Non-CHP | 2 |  | N | N | [17 empty] | N
57234 | MM Hartford Energy LLC | 55163 | MM Hartford Energy | CT | Hartford | UNT1 | IC | OS | 0.9 | 0.9 | 0.9 |  | 8 | 1998 | NG BLQ: LFG; N Y: N; Y N: Y |  | S |  | N | IPP Non-CHP | 2 |  | N | N | [17 empty] | N
57234 | MM Hartford Energy LLC | 55163 | MM Hartford Energy | CT | Hartford | UNT2 | IC | OP | 0.9 | 0.9 | 0.9 |  | 8 | 1998 | NG BLQ: LFG; N Y: N; Y N: Y |  | S |  | N | IPP Non-CHP | 2 |  | N | N | [17 empty] | N
57234 | MM Hartford Energy LLC | 55163 | MM Hartford Energy | CT | Hartford | UNT3 | IC | OP | 0.9 | 0.9 | 0.9 |  | 8 | 1998 | NG BLQ: LFG; N Y: N; Y N: Y |  | S |  | N | IPP Non-CHP | 2 |  | N | N | [17 empty] | N
57235 | MM San Diego Energy-North City | 55602 | MM San Diego-North City | CA | San Diego | UNT1 | IC | OP | 0.9 | 0.9 | 0.9 |  | 3 | 1999 | NG BLQ: LFG; N Y: N; Y N: Y |  | S |  | N | IPP Non-CHP | 2 |  | N | N | [17 empty] | N
57235 | MM San Diego Energy-North City | 55602 | MM San Diego-North City | CA | San Diego | UNT2 | IC | OP | 0.9 | 0.9 | 0.9 |  | 3 | 1999 | NG BLQ: LFG; N Y: N; Y N: Y |  | S |  | N | IPP Non-CHP | 2 |  | N | N | [17 empty] | N
57235 | MM San Diego Energy-North City | 55602 | MM San Diego-North City | CA | San Diego | UNT3 | IC | OP | 0.9 | 0.9 | 0.9 |  | 3 | 1999 | NG BLQ: LFG; N Y: N; Y N: Y |  | S |  | N | IPP Non-CHP | 2 |  | N | N | [17 empty] | N
57235 | MM San Diego Energy-North City | 55602 | MM San Diego-North City | CA | San Diego | UNT4 | IC | OP | 0.9 | 0.9 | 0.9 |  | 3 | 1999 | NG BLQ: LFG; N Y: N; Y N: Y |  | S |  | N | IPP Non-CHP | 2 |  | N | N | [17 empty] | N
57236 | MM Cuyahoga Energy LLC | 55605 | MM Cuyahoga Energy | OH | Cuyahoga | UNT1 | IC | OS | 1.9 | 1.8 | 1.8 |  | 2 | 1999 | NG BLQ: LFG; N Y: N; Y N: Y |  | S |  | N | IPP Non-CHP | 2 |  | N | N | [17 empty] | N
57236 | MM Cuyahoga Energy LLC | 55605 | MM Cuyahoga Energy | OH | Cuyahoga | UNT2 | IC | OS | 1.9 | 1.8 | 1.8 |  | 2 | 1999 | NG BLQ: LFG; N Y: N; Y N: Y |  | S |  | N | IPP Non-CHP | 2 |  | N | N | [17 empty] | N
57239 | Guadalupe Power LLC | 10390 | Guadalupe Power Plant | CA | Santa Clara | 1 | IC | OP | 0.5 | 0.5 | 0.5 |  | 10 | 1983 | NG BLQ: LFG; N Y: N; Y N: Y |  | S |  | N | IPP Non-CHP | 2 |  | N | N
57239 | Guadalupe Power LLC | 10390 | Guadalupe Power Plant | CA | Santa Clara | 2 | IC | OP | 0.5 | 0.5 | 0.5 |  | 10 | 1983 | NG BLQ: LFG; N Y: N; Y N: Y |  | S |  | N | IPP Non-CHP | 2 |  | N | N
57239 | Guadalupe Power LLC | 10390 | Guadalupe Power Plant | CA | Santa Clara | 3 | IC | OP | 0.5 | 0.5 | 0.5 |  | 10 | 1983 | NG BLQ: LFG; N Y: N; Y N: Y |  | S |  | N | IPP Non-CHP | 2 |  | N | N
57239 | Guadalupe Power LLC | 10390 | Guadalupe Power Plant | CA | Santa Clara | 4 | IC | OP | 1.1 | 1 | 1 |  | 5 | 1987 | NG BLQ: LFG; N Y: N; Y N: Y |  | S |  | N | IPP Non-CHP | 2 |  | N | N
57240 | Marsh Road Power LLC | 10391 | GRS Menlo Park | CA | San Mateo | 1 | IC | OP | 0.5 | 0.5 | 0.5 |  | 12 | 1982 | NG BLQ: LFG; N Y: N; Y N: Y |  | S |  | N | IPP Non-CHP | 2 |  | N | N
57240 | Marsh Road Power LLC | 10391 | GRS Menlo Park | CA | San Mateo | 2 | IC | OP | 0.5 | 0.5 | 0.5 |  | 12 | 1982 | NG BLQ: LFG; N Y: N; Y N: Y |  | S |  | N | IPP Non-CHP | 2 |  | N | N
57240 | Marsh Road Power LLC | 10391 | GRS Menlo Park | CA | San Mateo | 3 | IC | OS | 0.5 | 0.5 | 0.5 |  | 12 | 1982 | NG BLQ: LFG; N Y: N; Y N: Y |  | S |  | N | IPP Non-CHP | 2 |  | N | N
57240 | Marsh Road Power LLC | 10391 | GRS Menlo Park | CA | San Mateo | 4 | IC | OP | 0.5 | 0.5 | 0.5 |  | 12 | 1982 | NG BLQ: LFG; N Y: N; Y N: Y |  | S |  | N | IPP Non-CHP | 2 |  | N | N
57242 | Coyote Canyon Energy LLC | 10395 | GRS Coyote Canyon | CA | Orange | GEN1 | ST | OP | 20 | 17 | 17 |  | 1 | 1989 | NG BLQ: LFG; NG NG: NG; N Y: N; Y N: Y |  | S |  | N | IPP Non-CHP | 2 |  | N | N
57247 | Pine Bend LLC | 55598 | GRS Pine Bend | MN | Dakota | 1 | CT | OP | 5 | 3.8 | 4.2 |  | 4 | 1996 | NG BLQ: LFG; NG NG: DFO; N Y: N; Y N: Y |  | S |  | N | IPP Non-CHP | 2 |  | N | N | [17 empty] | N
57247 | Pine Bend LLC | 55598 | GRS Pine Bend | MN | Dakota | 2 | CT | OP | 5 | 3.8 | 4.2 |  | 4 | 1996 | NG BLQ: LFG; NG NG: DFO; N Y: N; Y N: Y |  | S |  | N | IPP Non-CHP | 2 |  | N | N | [17 empty] | N
57247 | Pine Bend LLC | 55598 | GRS Pine Bend | MN | Dakota | 3 | CA | OS | 6.6 | 6 | 6.6 |  | 4 | 1996 | NG BLQ: LFG; NG NG: DFO; N Y: N; Y N: Y |  | S |  | N | IPP Non-CHP | 2 |  | Y | N | [17 empty] | N
57249 | Suncook Energy LLC | 55006 | Nashua Plant | NH | Hillsborough | UNT1 | IC | OP | 2.2 | 2 | 2 |  | 4 | 1996 | NG BLQ: LFG; N Y: N; Y N: Y |  | S |  | N | IPP Non-CHP | 2 |  | N | N | [17 empty] | N
57249 | Suncook Energy LLC | 55006 | Nashua Plant | NH | Hillsborough | UNT2 | IC | OP | 0.8 | 0.7 | 0.7 |  | 4 | 1996 | NG BLQ: LFG; N Y: N; Y N: Y |  | S |  | N | IPP Non-CHP | 2 |  | N | N | [17 empty] | N
57250 | MM Prima Deshecha Energy LLC | 55601 | Prima Plant | CA | Orange | UNT1 | IC | OP | 3 | 2.7 | 2.7 |  | 3 | 1999 | NG BLQ: LFG; N Y: N; Y N: Y |  | S |  | N | IPP Non-CHP | 2 |  | N | N | [17 empty] | N
57250 | MM Prima Deshecha Energy LLC | 55601 | Prima Plant | CA | Orange | UNT2 | IC | OP | 3 | 2.7 | 2.7 |  | 3 | 1999 | NG BLQ: LFG; N Y: N; Y N: Y |  | S |  | N | IPP Non-CHP | 2 |  | N | N | [17 empty] | N
57251 | MM Tajiguas Energy LLC | 55603 | Tajiguas Plant | CA | Santa Barbara | UNT1 | IC | OP | 3 | 2.7 | 2.7 |  | 8 | 2000 | NG BLQ: LFG; N Y: N; Y N: Y |  | S |  | N | IPP Non-CHP | 2 |  | N | N
57252 | MM Colton Genco | 56167 | Colton Plant | CA | San Bernardino | UNT1 | IC | OP | 1.3 | 1.3 | 1.3 |  | 4 | 2003 | NG BLQ: LFG; N Y: N; Y N: Y |  | S |  | N | IPP Non-CHP | 2 |  | N | N
57253 | MM Mid Valley Genco LLC | 56170 | Mid Valley Plant | CA | San Bernardino | UNT1 | IC | OP | 1.3 | 1.3 | 1.3 |  | 6 | 2003 | NG BLQ: LFG; N Y: N; Y N: Y |  | S |  | N | IPP Non-CHP | 2 |  | N | N | [17 empty] | N
57253 | MM Mid Valley Genco LLC | 56170 | Mid Valley Plant | CA | San Bernardino | UNT2 | IC | OP | 1.3 | 1.3 | 1.3 |  | 6 | 2003 | NG BLQ: LFG; N Y: N; Y N: Y |  | S |  | N | IPP Non-CHP | 2 |  | N | N | [17 empty] | N
57254 | MM Milliken Genco LLC | 56171 | Milliken Plant | CA | San Bernardino | UNT1 | IC | OP | 1.1 | 1.1 | 1.1 |  | 7 | 2003 | NG BLQ: LFG; N Y: N; Y N: Y |  | S |  | N | IPP Non-CHP | 2 |  | N | N
57254 | MM Milliken Genco LLC | 56171 | Milliken Plant | CA | San Bernardino | UNT2 | IC | OP | 1.1 | 1.1 | 1.1 |  | 7 | 2003 | NG BLQ: LFG; N Y: N; Y N: Y |  | S |  | N | IPP Non-CHP | 2 |  | N | N
57256 | Harvest II Windfarm LLC | 57888 | Harvest II Windfarm | MI | Huron | 1 | WT | OP | 59.4 | 59.4 | 59.4 |  | 11 | 2012 | NG BLQ: WND; N Y: N; Y N: Y |  | S | 33 | N | IPP Non-CHP | 2 | [20 empty] | N
57257 | Wildcat Wind LLC | 57887 | Wildcat Wind | NM | Lea | 1 | WT | OP | 27.3 | 27.3 | 27.3 |  | 7 | 2012 | NG BLQ: WND; N Y: N; Y N: Y |  | S | 13 | N | IPP Non-CHP | 2 | [20 empty] | N
57258 | Concord Energy LLC | 57896 | Concord Energy | NC | Cabarrus | UNT1 | GT | OP | 4.8 | 3.9 | 3.9 |  | 2 | 2012 | NG BLQ: LFG; NG NG: DFO; N Y: N; Y N: Y |  | S |  | N | IPP Non-CHP | 2 | [20 empty] | N
57258 | Concord Energy LLC | 57896 | Concord Energy | NC | Cabarrus | UNT2 | GT | OP | 4.8 | 3.9 | 3.9 |  | 2 | 2012 | NG BLQ: LFG; NG NG: DFO; N Y: N; Y N: Y |  | S |  | N | IPP Non-CHP | 2 | [20 empty] | N
57259 | Richmond Energy LLC | 57897 | Richmond Energy | VA | Henrico | UNT1 | IC | OP | 1.6 | 1.6 | 1.6 |  | 1 | 2012 | NG BLQ: LFG; NG NG: NG; N Y: N; Y N: Y |  | S |  | N | IPP Non-CHP | 2 |  |  | N | [17 empty] | N
57259 | Richmond Energy LLC | 57897 | Richmond Energy | VA | Henrico | UNT2 | IC | OP | 1.6 | 1.6 | 1.6 |  | 1 | 2012 | NG BLQ: LFG; NG NG: NG; N Y: N; Y N: Y |  | S |  | N | IPP Non-CHP | 2 |  |  | N | [17 empty] | N
57259 | Richmond Energy LLC | 57897 | Richmond Energy | VA | Henrico | UNT3 | IC | OP | 1.6 | 1.6 | 1.6 |  | 1 | 2012 | NG BLQ: LFG; NG NG: NG; N Y: N; Y N: Y |  | S |  | N | IPP Non-CHP | 2 |  |  | N | [17 empty] | N
57259 | Richmond Energy LLC | 57897 | Richmond Energy | VA | Henrico | UNT4 | IC | OP | 1.6 | 1.6 | 1.6 |  | 1 | 2012 | NG BLQ: LFG; N Y: N; Y N: Y |  | S |  | N | IPP Non-CHP | 2 |  |  | N | [17 empty] | N
57262 | Kern County Water Agency | 57895 | Improvement Dst No. 4 | CA | Kern | ID4 | PV | OP | 1.1 | 1.1 | 1.1 |  | 1 | 2009 | NG BLQ: SUN; N Y: N; Y N: N |  | S | 5 | N | Commercial Non-CHP | 4 |  |  | N | [17 empty] | N
57264 | Wolf Hills Energy LLC | 55285 | Wolf Hills Energy | VA | Washington | WHG1 | GT | OP | 57 | 50 | 57 |  | 6 | 2001 | NG BLQ: NG; N Y: N; Y N: Y |  | S |  | N | IPP Non-CHP | 2 |  | N | N | [17 empty] | N
57264 | Wolf Hills Energy LLC | 55285 | Wolf Hills Energy | VA | Washington | WHG2 | GT | OP | 57 | 50 | 57 |  | 6 | 2001 | NG BLQ: NG; N Y: N; Y N: Y |  | S |  | N | IPP Non-CHP | 2 |  | N | N | [17 empty] | N
57264 | Wolf Hills Energy LLC | 55285 | Wolf Hills Energy | VA | Washington | WHG3 | GT | OP | 57 | 50 | 57 |  | 6 | 2001 | NG BLQ: NG; N Y: N; Y N: Y |  | S |  | N | IPP Non-CHP | 2 |  | N | N | [17 empty] | N
57264 | Wolf Hills Energy LLC | 55285 | Wolf Hills Energy | VA | Washington | WHG4 | GT | OP | 57 | 50 | 57 |  | 5 | 2001 | NG BLQ: NG; N Y: N; Y N: Y |  | S |  | N | IPP Non-CHP | 2 |  | N | N | [17 empty] | N
57264 | Wolf Hills Energy LLC | 55285 | Wolf Hills Energy | VA | Washington | WHG5 | GT | OP | 57 | 50 | 57 |  | 5 | 2001 | NG BLQ: NG; N Y: N; Y N: Y |  | S |  | N | IPP Non-CHP | 2 |  | N | N | [17 empty] | N
57272 | Kootenai Electric Cooperative Inc | 57902 | Fighting Creek LFGTE Plant | ID | Kootenai | G-123 | IC | OP | 1.6 | 1.6 | 1.6 |  | 3 | 2012 | NG BLQ: LFG; N Y: N; Y N: Y |  | S |  | N | Electric Utility | 1 |  |  | N | [12 empty] | N |  |  |  |  | N
57272 | Kootenai Electric Cooperative Inc | 57902 | Fighting Creek LFGTE Plant | ID | Kootenai | G-162 | IC | OP | 1.6 | 1.6 | 1.6 |  | 3 | 2012 | NG BLQ: LFG; N Y: N; Y N: Y |  | S |  | N | Electric Utility | 1 |  |  | N | [12 empty] | N |  |  |  |  | N
57273 | SS San Antonio West LLC | 57904 | San Antonio West Solar Rooftop | CA | Riverside | CHNO | PV | OP | 1.5 | 1.5 | 1.5 |  | 8 | 2012 | NG BLQ: SUN; N Y: N; Y N: N |  | S | 3 | N | IPP Non-CHP | 2 | [20 empty] | N
57279 | California Portland Cement Co | 57907 | Colton Plant | CA | San Bernardino | 1 | ST | OS | 15 | 14.3 | 14.3 |  | 4 | 1985 | NG BLQ: BIT; NG NG: WH; N Y: N; Y N: Y | Y | S |  | Y | Industrial CHP | 7 | B |  | N | [17 empty] | N |  | Y |  |  |  |  | NG
57279 | California Portland Cement Co | 57907 | Colton Plant | CA | San Bernardino | 2 | ST | OS | 15 | 14.3 | 14.3 |  | 4 | 1985 | NG BLQ: BIT; NG NG: WH; N Y: N; Y N: Y | Y | S |  | Y | Industrial CHP | 7 | B |  | N | [17 empty] | N |  | Y |  |  |  |  | NG
57280 | Eagle Creek RE LLC | 2630 | Mongaup | NY | Sullivan | GEN1 | HY | OP | 4 | 4 | 4 |  | 7 | 1923 | NG BLQ: WAT; N Y: N; Y N: Y | Y | S |  | N | IPP Non-CHP | 2 |  | N | N | [17 empty] | N
57280 | Eagle Creek RE LLC | 2631 | Rio | NY | Sullivan | RIO | HY | OP | 10 | 10 | 10 |  | 12 | 1927 | NG BLQ: WAT; N Y: N; Y N: Y |  | S |  | N | IPP Non-CHP | 2 |  | N | N | 0.8 | 0.8 | 10 | 2013 | [13 empty] | N
57280 | Eagle Creek RE LLC | 2634 | Swinging Bridge 2 | NY | Sullivan | SWI2 | HY | OP | 7 | 7 | 7 |  | 8 | 1939 | NG BLQ: WAT; N Y: N; Y N: Y | Y | S |  | N | IPP Non-CHP | 2 |  | N | N | [17 empty] | N
57281 | University of Cincinnati | 57908 | Central Utility Plant Cincinnati | OH | Hamilton | CTG1 | CT | OP | 11.9 | 11.8 | 12.5 | CUP | 6 | 2004 | NG BLQ: NG; NG NG: DFO; N Y: Y; Y N: Y |  | S |  | Y | Commercial CHP | 5 | T |  | N | [17 empty] | N
57281 | University of Cincinnati | 57908 | Central Utility Plant Cincinnati | OH | Hamilton | CTG2 | CT | OP | 11.9 | 11.8 | 12.5 | CUP | 6 | 2004 | NG BLQ: NG; NG NG: DFO; N Y: Y; Y N: Y |  | S |  | Y | Commercial CHP | 5 | T |  | N | [17 empty] | N
57281 | University of Cincinnati | 57908 | Central Utility Plant Cincinnati | OH | Hamilton | P005 | IC | OP | 1.9 | 1.9 | 1.9 |  | 6 | 2004 | NG BLQ: DFO; N Y: N; Y N: Y |  | S |  | N | Commercial CHP | 5 |  |  | N | [17 empty] | N
57281 | University of Cincinnati | 57908 | Central Utility Plant Cincinnati | OH | Hamilton | STG | CA | OP | 21.5 | 18 | 18 | CUP | 6 | 2004 | NG BLQ: NG; NG NG: DFO; N Y: Y; Y N: Y |  | S |  | Y | Commercial CHP | 5 | T | Y | Y | 3.5 | 3.5 | 5 | 2013 | [8 empty] | N |  |  |  |  | N
57281 | University of Cincinnati | 57929 | East Campus Utility Plant | OH | Hamilton | P007 | IC | OP | 2 | 1.7 | 1.7 | ECUP | 7 | 2006 | NG BLQ: DFO; N Y: N; Y N: Y |  | S |  | N | Commercial Non-CHP | 4 |  |  | N | [17 empty] | N
57281 | University of Cincinnati | 57929 | East Campus Utility Plant | OH | Hamilton | P008 | IC | OP | 1.5 | 1.5 | 1.5 | ECUP | 7 | 2006 | NG BLQ: DFO; NG NG: OBL; N Y: Y; Y N: Y |  | S |  | N | Commercial Non-CHP | 4 |  |  | N | [17 empty] | N
57281 | University of Cincinnati | 57929 | East Campus Utility Plant | OH | Hamilton | STG | ST | OP | 1.3 | 1.2 | 1.2 | ECUP | 11 | 2010 | NG | BIT | DFO |  |  |  | Y | Y |  | S |  | N | Commercial Non-CHP | 4 |  |  | N | [17 empty] | N | [6 empty] | NG
57283 | Northbrook Energy LLC | 50179 | Box Canyon | CA | SISKIYOU | GEN1 | HY | OP | 2.5 | 2.5 | 2.5 |  | 6 | 1986 | NG BLQ: WAT; N Y: N; Y N: Y |  | S | 0 | N | IPP Non-CHP | 2 |  | N | N | [17 empty] | N
57283 | Northbrook Energy LLC | 50179 | Box Canyon | CA | SISKIYOU | GEN2 | HY | OP | 2.5 | 2.5 | 2.5 |  | 6 | 1986 | NG BLQ: WAT; N Y: N; Y N: Y |  | S | 0 | N | IPP Non-CHP | 2 |  | N | N | [17 empty] | N
57284 | Moorhead Public Service | 57910 | Centennial Generating Station | MN | Clay | 1 | IC | OP | 2.3 | 2 | 2 |  | 8 | 2011 | NG BLQ: DFO; N Y: N; Y N: N |  | S |  | N | Electric Utility | 1
57284 | Moorhead Public Service | 57910 | Centennial Generating Station | MN | Clay | 2 | IC | OP | 2.3 | 2 | 2 |  | 8 | 2011 | NG BLQ: DFO; N Y: N; Y N: N |  | S |  | N | Electric Utility | 1
57284 | Moorhead Public Service | 57910 | Centennial Generating Station | MN | Clay | 3 | IC | OP | 2.3 | 2 | 2 |  | 8 | 2011 | NG BLQ: DFO; N Y: N; Y N: N |  | S |  | N | Electric Utility | 1
57284 | Moorhead Public Service | 57910 | Centennial Generating Station | MN | Clay | 4 | IC | OP | 2.3 | 2 | 2 |  | 8 | 2011 | NG BLQ: DFO; N Y: N; Y N: N |  | S |  | N | Electric Utility | 1
57284 | Moorhead Public Service | 57910 | Centennial Generating Station | MN | Clay | 5 | IC | OP | 2.3 | 2 | 2 |  | 8 | 2011 | NG BLQ: DFO; N Y: N; Y N: N |  | S |  | N | Electric Utility | 1
57285 | Roseburg LFG Energy LLC | 57911 | Roseburg LFG | OR | Douglas | 1 | IC | OP | 1.6 | 1.6 | 1.6 |  | 12 | 2011 | NG BLQ: LFG; N Y: N; Y N: Y |  | S |  | N | IPP Non-CHP | 2 |  |  | N | [17 empty] | N
57295 | DTE Calvert City LLC | 55308 | Calvert City | KY | Marshall | GEN1 | GT | OP | 26.7 | 23 | 28.5 |  | 4 | 2000 | NG BLQ: NG; N Y: N; Y N: Y |  | S |  | Y | Industrial CHP | 7 | T | N | N | [12 empty] | N |  |  |  |  | N
57296 | Sidney Sugars Incorporated | 57914 | Sidney MT Plant | MT | Richland | 1 | ST | OP | 2 |  | 2 |  | 9 | 1950 | NG BLQ: LIG; N Y: N; Y N: N |  | S |  | Y | Industrial CHP | 7 | T |  | N | [17 empty] | N | Y | [5 empty] | LIG | WDS | PG
57296 | Sidney Sugars Incorporated | 57914 | Sidney MT Plant | MT | Richland | 2 | ST | OP | 2 |  | 2 |  | 9 | 1950 | NG BLQ: LIG; N Y: N; Y N: N |  | S |  | Y | Industrial CHP | 7 | T |  | N | [17 empty] | N | Y | N |  |  |  |  | LIG | WDS | PG
57297 | FMC Westvaco | 57915 | FMC Westvaco | WY | Sweetwater | 1 | ST | OP | 3.5 | 3.5 | 3.5 |  | 6 | 1953 | NG BLQ: SUB; NG NG: NG; N Y: Y; Y N: N |  | S |  | Y | Industrial CHP | 7 | T |  | N | [17 empty] | N | Y | [5 empty] | NG
57297 | FMC Westvaco | 57915 | FMC Westvaco | WY | Sweetwater | 2 | ST | OP | 3.5 | 3.5 | 3.5 |  | 6 | 1953 | NG BLQ: SUB; NG NG: NG; N Y: Y; Y N: N |  | S |  | Y | Industrial CHP | 7 | T |  | N | [17 empty] | N | Y | [5 empty] | NG
57297 | FMC Westvaco | 57915 | FMC Westvaco | WY | Sweetwater | 3 | ST | OP | 4 | 3.5 | 3.5 |  | 6 | 1964 | NG BLQ: SUB; NG NG: NG; N Y: Y; Y N: N |  | S |  | Y | Industrial CHP | 7 | T |  | N | [17 empty] | N | Y | [5 empty] | NG
57297 | FMC Westvaco | 57915 | FMC Westvaco | WY | Sweetwater | 4 | ST | OP | 10 | 10 | 10 |  | 6 | 1972 | NG BLQ: SUB; NG NG: NG; N Y: Y; Y N: N |  | S |  | Y | Industrial CHP | 7 | T |  | N | [17 empty] | N | Y | [5 empty] | NG
57297 | FMC Westvaco | 57915 | FMC Westvaco | WY | Sweetwater | 5 | ST | OP | 10 | 10 | 10 |  | 6 | 1975 | NG BLQ: SUB; NG NG: NG; N Y: Y; Y N: N |  | S |  | Y | Industrial CHP | 7 | T |  | N | [17 empty] | N | Y | [5 empty] | NG
57297 | FMC Westvaco | 57915 | FMC Westvaco | WY | Sweetwater | 6 | ST | OP | 10 | 10 | 10 |  | 6 | 1975 | NG BLQ: SUB; NG NG: NG; N Y: Y; Y N: N |  | S |  | Y | Industrial CHP | 7 | T |  | N | [17 empty] | N | Y | [5 empty] | NG
57299 | Spreckels Sugar Company | 57916 | Spreckels Sugar Company | CA | Imperial | 1 | ST | OP | 8.9 | 8.9 | 8.9 |  | 4 | 1948 | [9 empty] | S |  | Y | Industrial CHP | 7 | T |  | N | 0 | 0 |  |  | 0 | 0 | [6 empty] | N |  |  |  |  | N | bar: NG BLQ; N Y to Y N
57300 | Bayer CropScience | 57917 | Bayer CropScience Institute Plant | WV | Kanawha | 1 | ST | OP | 6.3 | 6.3 | 6.3 |  | 5 | 1958 | NG BLQ: BIT; NG NG: NG; N Y: Y; Y N: N |  | S |  | N | Industrial Non-CHP | 6 |  |  | N | [17 empty] | N | Y
57300 | Bayer CropScience | 57917 | Bayer CropScience Institute Plant | WV | Kanawha | 2 | ST | OP | 6.3 | 6.3 | 6.3 |  | 4 | 1961 | NG BLQ: BIT; NG NG: NG; N Y: Y; Y N: N |  | S |  | N | Industrial Non-CHP | 6 |  |  | N | [17 empty] | N | Y
57301 | Orchard Mesa Irrigation District | 473 | Grand Valley Project Power Plant | CO | Mesa | 1 | HY | OP | 1.5 | 1.6 | 1.6 |  | 1 | 1932 | NG BLQ: WAT; N Y: N; Y N: Y |  | W |  | N | Electric Utility | 1 |  | N | N
57301 | Orchard Mesa Irrigation District | 473 | Grand Valley Project Power Plant | CO | Mesa | 2 | HY | OP | 1.5 | 1.6 | 1.6 |  | 1 | 1932 | NG BLQ: WAT; N Y: N; Y N: Y |  | W |  | N | Electric Utility | 1 |  | N | N | [17 empty] | N
57302 | Sonoco Products Co | 57919 | Sonoco Products Co | SC | Darlington | 2 | ST | SB | 2.5 | 2.5 | 2.5 |  | 6 | 1950 | NG BLQ: NG; NG NG: BIT; N Y: Y; Y N: N | Y | S |  | Y | Industrial CHP | 7 | B |  | N | [15 empty] | 12 | 2015 | N | [6 empty] | NG
57302 | Sonoco Products Co | 57919 | Sonoco Products Co | SC | Darlington | 3 | ST | OP | 10 | 10 | 10 |  | 2 | 1947 | NG BLQ: NG; NG NG: BIT; N Y: Y; Y N: N |  | S |  | Y | Industrial CHP | 7 | B |  | N | [17 empty] | N | Y | [5 empty] | NG
57302 | Sonoco Products Co | 57919 | Sonoco Products Co | SC | Darlington | 4 | ST | OP | 28 | 28 | 28 |  | 6 | 1957 | NG BLQ: BIT; NG NG: WDS; N Y: Y; Y N: N |  | S |  | Y | Industrial CHP | 7 | B |  | N | [17 empty] | N |  | Y |  |  |  |  | NG
57303 | State of Illinois | 57918 | Jacksonville Developmental Center | IL | Morgan | 1 | ST | OP | 0.7 | 0.7 | 0.7 |  | 6 | 1945 | NG BLQ: BIT; N Y: N; Y N: N |  | S |  | Y | Commercial CHP | 5 | T |  | Y | [15 empty] | 3 | 2013 | N | Y
57303 | State of Illinois | 57918 | Jacksonville Developmental Center | IL | Morgan | 2 | ST | OP | 0.7 | 0.7 | 0.7 |  | 6 | 1945 | NG BLQ: BIT; N Y: N; Y N: N |  | S |  | Y | Commercial CHP | 5 | T |  | Y | [15 empty] | 3 | 2013 | N | Y
57303 | State of Illinois | 57918 | Jacksonville Developmental Center | IL | Morgan | 3 | ST | OP | 2 | 2 | 2 |  | 6 | 1945 | NG BLQ: BIT; N Y: N; Y N: N |  | S |  | Y | Commercial CHP | 5 | T |  | Y | [15 empty] | 3 | 2013 | N | Y
57305 | Wright Patterson AFB | 57926 | Heat Plant 770 | OH | Greene | HP | ST | OA | 1.2 |  | 1.2 |  | 4 | 2003 | NG BLQ: BIT; N Y: N; Y N: Y |  | W |  | Y | Commercial CHP | 5 | B |  | Y | [9 empty] | NG | 4 | 2015 | [5 empty] | N | Y
57305 | Wright Patterson AFB | 57926 | Heat Plant 770 | OH | Greene | LP | ST | OP | 0.8 |  | 0.8 |  | 4 | 2003 | NG BLQ: BIT; N Y: N; Y N: Y |  | W |  | Y | Commercial CHP | 5 | B |  | Y | [9 empty] | NG | 4 | 2015 | [5 empty] | N | Y
57306 | Southern Illinois University Carbondale | 57928 | SIUC | IL | Jackson | EMER | IC | SB | 1.6 | 1.6 | 1.6 |  | 6 | 1998 | NG BLQ: DFO; N Y: N; Y N: N | Y | S |  | N | Commercial CHP | 5 |  |  | N | [12 empty] | N |  |  |  |  | N
57306 | Southern Illinois University Carbondale | 57928 | SIUC | IL | Jackson | GEN5 | ST | OP | 3.5 | 2.8 | 2.8 |  | 6 | 1998 | NG BLQ: BIT; N Y: N; Y N: N |  | S |  | Y | Commercial CHP | 5 | T |  | N | [12 empty] | N |  |  |  |  | N |  | Y |  |  |  |  | NG
57308 | Amonix UASTP Solar Generation 1 LLC | 57930 | Amonix UASTP Solar Power Station | AZ | Pima | UAST | PV | OP | 1.9 | 1.9 | 1.9 |  | 4 | 2011 | NG BLQ: SUN; N Y: N; Y N: Y | Y | S | 36 | N | IPP Non-CHP | 2 |  |  | N
57309 | Holyoke Solar LLC | 57931 | Holyoke Solar Cooperative at Mueller | MA | Hampden | PV1 | PV | OP | 2.7 | 2.7 | 2.7 |  | 12 | 2011 | NG BLQ: SUN; N Y: N; Y N: Y |  | S | 6 | N | IPP Non-CHP | 2 |  |  | N | [12 empty] | N
57310 | General Motors LLC | 57932 | Wentzville Assembly & Contiguous | MO | St Charles | GEN1 | ST | OP | 3 | 3 | 3 |  | 6 | 1981 | NG BLQ: BIT; N Y: N; Y N: N |  | S |  | Y | Industrial CHP | 7 | B |  | N | [17 empty] | N | Y
57311 | Constellation Solar Federal LLC | 58029 | Constellation New Energy Inc | NJ | Burlington | PV1 | PV | OP | 3.9 | 3.9 | 3.9 |  | 12 | 2011 | NG BLQ: SUN; N Y: N; Y N: Y |  | S | 18 | N | IPP Non-CHP | 2 |  |  | N
57312 | ACE - Sacramento Solar LLC | 57933 | Campbell Soup Solar Facility | CA | Sacramento | CSSF | PV | OP | 1.9 | 1.9 | 1.9 |  | 7 | 2012 | NG BLQ: SUN; N Y: N; Y N: N |  | S | 4 | N | Industrial Non-CHP | 6 | [20 empty] | N
57313 | SolarCity Corporation | 57939 | Walmart Casa Grande | AZ | Pinal | 1 | PV | OP | 1.1 | 0.5 | 0.4 |  | 6 | 2011 | NG BLQ: SUN; N Y: N; Y N: N |  | S | 1 | N | Commercial Non-CHP | 4 |  |  | N | [17 empty] | N
57313 | SolarCity Corporation | 57939 | Walmart Casa Grande | AZ | Pinal | 2 | PV | OP | 0.9 | 1 | 0.8 |  | 6 | 2011 | NG BLQ: SUN; N Y: N; Y N: N |  | S | 1 | N | Commercial Non-CHP | 4 |  |  | N | [17 empty] | N
57313 | SolarCity Corporation | 58086 | Intel Folsom | CA | Sacramento | 1 | PV | OP | 0.5 | 0.5 | 0.5 |  | 7 | 2010 | NG BLQ: SUN; N Y: N; Y N: N |  | S | 1 | N | Commercial Non-CHP | 4 | [20 empty] | N
57313 | SolarCity Corporation | 58086 | Intel Folsom | CA | Sacramento | 2 | PV | OP | 0.5 | 0.5 | 0.5 |  | 7 | 2010 | NG BLQ: SUN; N Y: N; Y N: N |  | S | 1 | N | Commercial Non-CHP | 4 | [20 empty] | N
57314 | ADA Carbon Solutions LLC | 57938 | ADA Carbon Solutions Red River | LA | Red River | GEN1 | ST | OP | 20.8 | 20.5 | 20.8 |  | 2 | 2011 | NG BLQ: WH; N Y: N; Y N: Y |  | S |  | Y | Industrial CHP | 7 | B |  | N | [12 empty] | N |  |  |  |  | N | [6 empty] | NG
57315 | Western Sugar Cooperative | 57937 | Western Sugar Coop - Scottsbluff | NE | Scotts Bluff | SCBF | ST | OP | 5 | 5 | 5 |  | 9 | 1987 | NG BLQ: SUB; N Y: N; Y N: N |  | S |  | N | Industrial Non-CHP | 6 |  |  | N | [12 empty] | N | [5 empty] | N |  | Y |  |  |  | SUB
57315 | Western Sugar Cooperative | 57967 | Western Sugar Coop - Torrington | WY | Goshen | GEGEN | ST | OP | 2 | 2 | 2 |  | 10 | 1978 | NG BLQ: SUB; NG NG: NG; N Y: N; Y N: N |  | W |  | Y | Industrial CHP | 7 | T |  | N | [18 empty] | N |  | Y |  |  |  | SUB
57315 | Western Sugar Cooperative | 58081 | Western Sugar Coop- Ft Morgan | CO | Morgan | ATB-2 | ST | OP | 3 | 3 | 3 |  | 9 | 1947 | NG BLQ: SUB; N Y: N; Y N: N |  | S | 5 | Y | Industrial CHP | 7 | B |  | N | [18 empty] | N |  | Y |  |  |  | SUB
57316 | Miller Coors LLC | 57936 | Albany Brewery | GA | Dougherty | GEN1 | ST | SB | 6 | 2.5 | 2.5 |  | 11 | 1979 | NG BLQ: BIT; N Y: N; Y N: Y | Y | S |  | N | Industrial Non-CHP | 6 |  |  | N | [17 empty] | N | Y |  | Y |  |  |  | DFO
57317 | Wausau Paper Middletown | 57940 | Wausau Paper Middletown | OH | Butler | G3 | ST | OP | 7.5 | 1 | 1.5 |  | 4 | 1986 | NG BLQ: BIT; NG NG: DFO; N Y: N; Y N: Y |  | S |  | Y | Industrial CHP | 7 | T |  | N | [17 empty] | N | Y | [5 empty] | DFO
57318 | Constellation Solar Net Metering LLC | 57941 | Town of Uxbridge MA at Commerce Dr | MA | Worcester | PV1 | PV | OP | 1.8 | 1.8 | 1.8 |  | 6 | 2012 | NG BLQ: SUN; N Y: N; Y N: Y |  | S | 4 | N | IPP Non-CHP | 2 | [20 empty] | N
57319 | Constellation Solar Massachusetts LLC | 57942 | Town of Norfolk MA at Medway Branch | MA | Norfolk | PV1 | PV | OP | 1.2 | 1.2 | 1.2 |  | 6 | 2012 | NG BLQ: SUN; N Y: N; Y N: Y |  | S | 3 | N | IPP Non-CHP | 2 | [20 empty] | N
57322 | Naval Facilities Engineering Command | 57944 | Goddard Steam Plant | MD | Charles | 1 | ST | OP | 6.2 | 5 | 3.5 |  | 7 | 1957 | NG BLQ: BIT; NG NG: RFO; N Y: Y; Y N: N |  | S |  | N | Commercial Non-CHP | 4 |  |  | Y | [15 empty] | 8 | 2016 | N | Y | [5 empty] | RFO
57322 | Naval Facilities Engineering Command | 57944 | Goddard Steam Plant | MD | Charles | 2 | ST | OP | 6.2 | 5 | 3.5 |  | 7 | 1957 | NG BLQ: BIT; NG NG: RFO; N Y: Y; Y N: N |  | S |  | N | Commercial Non-CHP | 4 |  |  | Y | [15 empty] | 8 | 2016 | N | Y | [5 empty] | RFO
57324 | Michigan Sugar Company | 57949 | MSC Sebewaing | MI | Huron | 1 | ST | OP | 1.5 |  | 1.4 |  | 10 | 1990 | BIT | NG | NG |  |  |  | N | N | N | S |  | N | Industrial Non-CHP | 6 |  |  | N | [17 empty] | N | N |  | Y |  |  |  | NG
57324 | Michigan Sugar Company | 57949 | MSC Sebewaing | MI | Huron | 2 | ST | OP | 1 |  | 0.9 |  | 10 | 1979 | BIT | NG | NG |  |  |  | N | N | N | S |  | N | Industrial Non-CHP | 6 |  |  | N | [17 empty] | N | N |  | Y |  |  |  | NG
57324 | Michigan Sugar Company | 57950 | MSC Croswell | MI | Sanilac | 1 | ST | OP | 1.3 |  | 2.1 |  | 10 | 1948 | BIT | NG | NG |  |  |  | N | N | N | S |  | N | Industrial Non-CHP | 6 |  |  | N | [17 empty] | N | N |  | Y |  |  |  | NG
57325 | Eagle Rock Field Services LLP | 57952 | Woodall Gas Plant | TX | Hemphill | GEN1 | IC | OP | 1 | 1 | 1 |  | 5 | 2012 | [9 empty] | S |  | N | Industrial Non-CHP | 6 | [20 empty] | N | bar: NG BLQ; N Y to Y N
57325 | Eagle Rock Field Services LLP | 57952 | Woodall Gas Plant | TX | Hemphill | GEN2 | IC | OP | 1 | 1 | 1 |  | 6 | 2012 | [9 empty] | S |  | N | Industrial Non-CHP | 6 | [20 empty] | N | bar: NG BLQ; N Y to Y N
57325 | Eagle Rock Field Services LLP | 57952 | Woodall Gas Plant | TX | Hemphill | GEN3 | IC | OP | 1 | 1 | 1 |  | 6 | 2012 | [9 empty] | S |  | N | Industrial Non-CHP | 6 | [20 empty] | N | bar: NG BLQ; N Y to Y N
57326 | NJ Oak Solar LLC | 57948 | NJ Oak Solar Plant | NJ | Cumberland | OAK | PV | OP | 10 | 10 | 10 |  | 12 | 2011 | NG BLQ: SUN; N Y: N; Y N: Y |  | S | 10 | N | IPP Non-CHP | 2 |  |  | N
57327 | Element Power US LLC | 57947 | Macho Springs Power I | NM | Luna | GEN | WT | OP | 50.4 | 50.4 | 50.4 |  | 11 | 2011 | NG BLQ: WND; N Y: N; Y N: Y |  | S | 28 | N | IPP Non-CHP | 2 |  |  | N
57328 | Shore Point Solar LLC | 57951 | Shore Point Solar | NJ | Monmouth | 1 | PV | OP | 1 | 1 | 1 |  | 9 | 2011 | NG BLQ: SUN; N Y: N; Y N: Y |  | S | 1 | N | IPP Non-CHP | 2 |  |  | N
57329 | DTE Silver Grove LLC | 57955 | Silver Grove | KY | Campbell | 1 | GT | OA | 5.2 | 4.3 | 5 |  | 5 | 2001 | NG BLQ: NG; N Y: N; Y N: Y |  | S |  | Y | Industrial CHP | 7 | T |  | N
57332 | Roquette America | 57953 | Roquette America | IA | Lee | GT | CT | SB | 40 | 38 | 40 |  | 7 | 2004 | [8 empty] | Y | S |  | Y | Industrial CHP | 7 | T |  | N | bar: NG BLQ; N Y to Y N
57332 | Roquette America | 57953 | Roquette America | IA | Lee | HRSG | CA | SB | 10 | 10 | 10 |  | 7 | 2004 | [8 empty] | Y | S |  | Y | Industrial CHP | 7 | T | Y | N | bar: NG BLQ; N Y to Y N
57332 | Roquette America | 57953 | Roquette America | IA | Lee | ST | ST | OP | 34.4 | 32 | 32 |  | 2 | 2007 | NG BLQ: PC; NG NG: BIT; N Y: Y; Y N: N |  | S |  | Y | Industrial CHP | 7 | B |  | N | [17 empty] | N |  | Y
57333 | Musselshell Wind Project LLC | 57963 | Musselshell Wind Project | MT | Wheatland | MWP1 | WT | OP | 10 | 10 | 10 |  | 12 | 2012 | NG BLQ: WND; N Y: N; Y N: Y |  | S | 7 | N | IPP Non-CHP | 2 | [20 empty] | N
57335 | GSG 6 LLC | 57964 | Shady Oaks Wind Farm | IL | Lee | 1 | WT | OP | 109.5 | 109.5 | 109.5 |  | 5 | 2012 | NG BLQ: WND; N Y: N; Y N: Y |  | S | 71 | N | IPP Non-CHP | 2 | [20 empty] | N
57336 | Brookfield Renewable Energy Group | 57835 | Alta Wind VIII | CA | Kern | AW08 | WT | OP | 150 | 150 | 150 |  | 1 | 2012 | NG BLQ: WND; N Y: N; Y N: Y |  | W | 50 | N | IPP Non-CHP | 2 |  |  | N
57336 | Brookfield Renewable Energy Group | 57962 | Brookfield Tehachapi 1 | CA | Kern | BT1 | WT | OP | 102 | 102 | 102 |  | 3 | 2012 | NG BLQ: WND; N Y: N; Y N: Y | N | S | 34 | N | IPP Non-CHP | 2 |  |  | N | [17 empty] | N
57337 | Aegis Renewables LLC | 57427 | Ryegrass Windfarm | ID | Elmore | 1 | WT | OP | 23 | 23 | 23 |  | 12 | 2012 | NG BLQ: WND; N Y: N; Y N: Y |  | S | 10 | N | IPP Non-CHP | 2 | [20 empty] | N
57337 | Aegis Renewables LLC | 57428 | Hammett Hill Windfarm | ID | Elmore | 1 | WT | OP | 23 | 23 | 23 |  | 12 | 2012 | NG BLQ: WND; N Y: N; Y N: Y |  | S | 10 | N | IPP Non-CHP | 2 | [20 empty] | N
57337 | Aegis Renewables LLC | 57429 | Mainline Windfarm | ID | ELMORE | 1 | WT | OP | 23 | 23 | 23 |  | 12 | 2012 | NG BLQ: WND; N Y: N; Y N: Y |  | S | 10 | N | IPP Non-CHP | 2 | [20 empty] | N
57337 | Aegis Renewables LLC | 57430 | Desert Meadow Windfarm | ID | Elmore | 1 | WT | OP | 23 | 23 | 23 |  | 12 | 2012 | NG BLQ: WND; N Y: N; Y N: Y |  | S | 10 | N | IPP Non-CHP | 2 | [20 empty] | N
57337 | Aegis Renewables LLC | 57431 | Cold Springs Windfarm | ID | Elmore | 1 | WT | OP | 23 | 23 | 23 |  | 12 | 2012 | NG BLQ: WND; N Y: N; Y N: Y |  | S | 10 | N | IPP Non-CHP | 2 | [20 empty] | N
57337 | Aegis Renewables LLC | 57444 | Two Ponds Windfarm | ID | Elmore | 1 | WT | OP | 23 | 23 | 23 |  | 12 | 2012 | NG BLQ: WND; N Y: N; Y N: Y |  | S | 10 | N | IPP Non-CHP | 2 | [20 empty] | N
57338 | Musselshell Wind Project Two LLC | 57965 | Musselshell Wind Project Two LLC | MT | Wheatland | MWP2 | WT | OP | 10 | 10 | 10 |  | 12 | 2012 | NG BLQ: WND; N Y: N; Y N: Y |  | S | 7 | N | IPP Non-CHP | 2 | [20 empty] | N
57340 | Cashton Greens Wind Farm LLC | 57968 | Cashton Greens Wind Farm | WI | Monroe | CGWF | WT | OP | 5 | 5 | 5 |  | 5 | 2012 | NG BLQ: WND; N Y: N; Y N: Y |  | J | 2 | N | IPP Non-CHP | 2 | [20 empty] | N
57341 | Foster Wheeler Twin Cities | 57966 | Southeast Steam Plant | MN | Hennepin | SSP | ST | OP | 13 | 0.1 | 9 |  | 1 | 1998 | NG | SUB | DFO |  |  |  | Y | Y |  | S |  | N | Commercial Non-CHP | 4 |  |  | N | [17 empty] | N |  | Y | N
57344 | Hampton Lumber Mills - Washington Inc | 57969 | Darrington | WA | Snohomish | GEN1 | ST | OP | 4.5 | 4.5 | 4.5 |  | 2 | 2007 | NG BLQ: WDS; N Y: N; Y N: N |  | S | 4400 | Y | Industrial CHP | 7 | T |  | N | [24 empty] | WDS
57345 | Butte-Glenn Community College District | 57970 | Butte College Main Campus Solar | CA | Butte | SOL1 | PV | OP | 3.5 | 2.9 | 2.8 |  | 7 | 2011 | NG BLQ: SUN; N Y: N; Y N: Y |  | S | 114 | N | Commercial Non-CHP | 4 |  |  | N | [17 empty] | N
57348 | AES ES Westover LLC | 57972 | AES Johnson City | NY | Broome | JCP1 | BA | OP | 8 | 8 | 8 |  | 12 | 2010 | NG BLQ: MWH; N Y: N; Y N: Y |  | S | 8 | N | IPP Non-CHP | 2 |  |  | N | [17 empty] | N
57353 | Plumas Sierra Rural Electric Coop | 57977 | High Sierra Cogeneration Plant | CA | Lassen | ENG1 | IC | OP | 3 | 2.5 | 2.8 |  | 2 | 2010 | NG BLQ: NG; N Y: N; Y N: Y |  | S |  | Y | Electric Utility | 1 | T |  | N | [17 empty] | N
57353 | Plumas Sierra Rural Electric Coop | 57977 | High Sierra Cogeneration Plant | CA | Lassen | ENG2 | IC | OP | 3 | 2.5 | 2.8 |  | 2 | 2010 | NG BLQ: NG; N Y: N; Y N: Y |  | S |  | Y | Electric Utility | 1 | T |  | N | [17 empty] | N
57354 | Gestamp Asetym Solar North America | 57982 | Meridian Vineyards | CA | San Luis Obispo | PV-1 | PV | OP | 0.5 | 0.5 | 0.5 |  | 12 | 2010 | NG BLQ: SUN; N Y: N; Y N: Y |  | W | 2 | N | IPP Non-CHP | 2 |  |  | N | [17 empty] | N
57354 | Gestamp Asetym Solar North America | 57982 | Meridian Vineyards | CA | San Luis Obispo | PV-2 | PV | OP | 0.6 | 0.6 | 0.6 |  | 12 | 2010 | NG BLQ: SUN; N Y: N; Y N: Y |  | W | 3 | N | IPP Non-CHP | 2 |  |  | N | [17 empty] | N
57354 | Gestamp Asetym Solar North America | 58073 | SEPV 1 | CA | Los Angeles | SEPV | PV | OP | 2 | 2 | 2 |  | 5 | 2012 | NG BLQ: SUN; N Y: N; Y N: N |  | W | 4 | N | IPP Non-CHP | 2 |  |  | N | [17 empty] | N
57354 | Gestamp Asetym Solar North America | 58074 | SEPV 2 | CA | San Bernardino | SEPV | PV | OP | 2 | 2 | 2 |  | 6 | 2012 | NG BLQ: SUN; Y N: N |  | W |  | N | IPP Non-CHP | 2 |  |  | Y | [17 empty] | N
57354 | Gestamp Asetym Solar North America | 58118 | La Joya Del Sol | CA | Fresno | JDS1 | PV | OP | 1.5 | 1.5 | 1.5 |  | 12 | 2012 | NG BLQ: SUN; N Y: N; Y N: N |  | S | 3 | N | IPP Non-CHP | 2 | [20 empty] | N
57354 | Gestamp Asetym Solar North America | 58144 | SVEP Solar Project Company | VT | Bennington | SVEP1 | PV | OP | 2 | 2 | 2 |  | 12 | 2012 | NG BLQ: SUN; N Y: N; Y N: Y |  | S | 4 | N | IPP Non-CHP | 2 | [20 empty] | N
57354 | Gestamp Asetym Solar North America | 58145 | Williamstown Solar | VT | Orange | WTS_1 | PV | OP | 2 | 2 | 2 |  | 12 | 2012 | NG BLQ: SUN; N Y: N; Y N: Y |  | S | 4 | N | IPP Non-CHP | 2 | [20 empty] | N
57356 | Alabama River Cellulose LLC | 10216 | Alabama River Pulp | AL | Monroe | GEN1 | ST | OP | 48 | 44.6 | 45.1 |  | 11 | 1978 | BLQ | WDS | DFO | NG |  |  | Y | Y | N | S |  | Y | Industrial CHP | 7 | B | N | N | [17 empty] | N | [6 empty] | NG
57356 | Alabama River Cellulose LLC | 54429 | Alabama Pine Pulp | AL | Monroe | GEN2 | ST | OP | 69 | 64.2 | 64.9 |  | 11 | 1991 | BLQ | WDS | DFO |  |  |  | Y | Y |  | S |  | Y | Industrial CHP | 7 | B | N | N | [17 empty] | N | [6 empty] | DFO
57359 | Richland-Stryker Generation LLC | 2880 | Richland | OH | Defiance | 1 | GT | OP | 15 | 11 | 14 |  | 12 | 1965 | NG BLQ: DFO; NG NG: NG; N Y: N; Y N: Y |  | S |  | N | IPP Non-CHP | 2 |  | N | N | [17 empty] | N
57359 | Richland-Stryker Generation LLC | 2880 | Richland | OH | Defiance | 2 | GT | OP | 15 | 11 | 14 |  | 2 | 1966 | NG BLQ: NG; NG NG: DFO; N Y: N; Y N: Y |  | S |  | N | IPP Non-CHP | 2 |  | N | N | [17 empty] | N
57359 | Richland-Stryker Generation LLC | 2880 | Richland | OH | Defiance | 3 | GT | OP | 15 | 11 | 14 |  | 2 | 1966 | NG BLQ: NG; NG NG: DFO; N Y: N; Y N: Y |  | S |  | N | IPP Non-CHP | 2 |  | N | N | [17 empty] | N
57359 | Richland-Stryker Generation LLC | 2880 | Richland | OH | Defiance | 4 | GT | OP | 135 | 112 | 130 |  | 3 | 2001 | NG BLQ: NG; N Y: N; Y N: Y |  | S |  | N | IPP Non-CHP | 2 |  | N | N
57359 | Richland-Stryker Generation LLC | 2880 | Richland | OH | Defiance | 5 | GT | OP | 135 | 112 | 130 |  | 3 | 2001 | NG BLQ: NG; N Y: N; Y N: Y |  | S |  | N | IPP Non-CHP | 2 |  | N | N
57359 | Richland-Stryker Generation LLC | 2880 | Richland | OH | Defiance | 6 | GT | OP | 135 | 112 | 130 |  | 3 | 2001 | NG BLQ: NG; N Y: N; Y N: Y |  | S |  | N | IPP Non-CHP | 2 |  | N | N
57359 | Richland-Stryker Generation LLC | 2881 | Stryker | OH | WILLIAMS | 1 | GT | OP | 19 | 17 | 18 |  | 2 | 1968 | NG BLQ: DFO; N Y: N; Y N: Y |  | S |  | N | IPP Non-CHP | 2 |  | N | N | [17 empty] | N
57360 | SunE EPE1 LLC | 57986 | SunE EPE1 LLC | NM | Dona Ana | 1 | PV | OP | 11.3 | 11.3 | 11.3 |  | 6 | 2012 | NG BLQ: SUN; N Y: N; Y N: Y |  | S | 20 | N | IPP Non-CHP | 2 | [20 empty] | N
57361 | SunE EPE2 LLC | 57985 | SunE EPE2 LLC | NM | Dona Ana | 1 | PV | OP | 13.6 | 13.6 | 13.6 |  | 5 | 2012 | NG BLQ: SUN; N Y: N; Y N: Y |  | W | 24 | N | IPP Non-CHP | 2 | [20 empty] | N
57362 | Energy 2001 Inc | 57988 | Lincoln Landfill | CA | Placer | GEN 5 | IC | OP | 0.8 | 0.8 | 0.8 |  | 11 | 2012 | NG BLQ: LFG; N Y: N; Y N: Y |  | S |  | N | IPP Non-CHP | 2 |  |  | N
57362 | Energy 2001 Inc | 57988 | Lincoln Landfill | CA | Placer | GEN 6 | IC | OP | 0.8 | 0.8 | 0.8 |  | 11 | 2012 | NG BLQ: LFG; N Y: N; Y N: Y |  | S |  | N | IPP Non-CHP | 2 |  |  | N
57362 | Energy 2001 Inc | 57988 | Lincoln Landfill | CA | Placer | GEN1 | IC | OP | 0.8 | 0.8 | 0.8 |  | 11 | 2004 | NG BLQ: LFG; N Y: N; Y N: Y |  | S |  | N | IPP Non-CHP | 2 |  |  | N
57362 | Energy 2001 Inc | 57988 | Lincoln Landfill | CA | Placer | GEN2 | IC | OP | 0.8 | 0.8 | 0.8 |  | 11 | 2004 | NG BLQ: LFG; N Y: N; Y N: Y |  | S |  | N | IPP Non-CHP | 2 |  |  | N
57362 | Energy 2001 Inc | 57988 | Lincoln Landfill | CA | Placer | GEN3 | IC | OP | 0.8 | 0.8 | 0.8 |  | 11 | 2004 | NG BLQ: LFG; N Y: N; Y N: Y |  | S |  | N | IPP Non-CHP | 2 |  |  | N
57362 | Energy 2001 Inc | 57988 | Lincoln Landfill | CA | Placer | GEN4 | IC | OP | 0.8 | 0.8 | 0.8 |  | 11 | 2012 | NG BLQ: LFG; N Y: N; Y N: Y |  | S |  | N | IPP Non-CHP | 2 |  |  | N
57363 | Canadian Hills Wind LLC | 57987 | Canadian Hills Wind | OK | Canadian | 1 | WT | OP | 298.5 | 298.5 | 298.5 |  | 12 | 2012 | NG BLQ: WND; N Y: N; Y N: N |  | S | 135 | N | IPP Non-CHP | 2 | [20 empty] | N
57364 | Highland North LLC | 57991 | Highland North Wind Farm | PA | Cambria | 1 | WT | OP | 75 | 75 | 75 |  | 3 | 2012 | NG BLQ: WND; N Y: N; Y N: Y |  | S | 30 | N | IPP Non-CHP | 2
57365 | Consolidated Edison Solutions Inc | 57992 | Boston Scientific Solar | MA | Norfolk | BSMA | PV | OP | 1.1 | 1.1 | 1.1 |  | 12 | 2012 | NG BLQ: SUN; N Y: N; Y N: N |  | S | 3 | N | IPP Non-CHP | 2 | [20 empty] | N
57365 | Consolidated Edison Solutions Inc | 58032 | Padelford Solar | MA | Bristol | PSMA | PV | OP | 2.2 | 2.2 | 2.2 |  | 12 | 2012 | NG BLQ: SUN; N Y: N; Y N: N |  | S | 5 | N | IPP Non-CHP | 2 | [20 empty] | N
57369 | Apple, Inc | 58264 | Apple Data Center - Fuel Cell 1&2 | NC | Catawba | FC1 | FC | OP | 5 | 4.8 | 4.8 |  | 9 | 2012 | NG BLQ: LFG; N Y: N; Y N: Y |  | S |  | N | Commercial Non-CHP | 4 |  |  | N
57370 | NaturEner Rim Rock Energy LLC | 57995 | NaturEner Rim Rock Energy | MT | Toole | RR | WT | OP | 189 | 180 | 180 |  | 12 | 2012 | NG BLQ: WND; N Y: N; Y N: Y |  | S | 126 | N | IPP Non-CHP | 2 | [20 empty] | N
57372 | Auwahi Wind Energy LLC | 57996 | Auwahi Wind Energy | HI | Maui | AWEB | BA | OP | 11 | 11 | 11 |  | 12 | 2012 | NG BLQ: MWH; N Y: N; Y N: Y |  | S |  | N | IPP Non-CHP | 2 | [20 empty] | N
57372 | Auwahi Wind Energy LLC | 57996 | Auwahi Wind Energy | HI | Maui | AWET | WT | OP | 24 | 24 | 24 |  | 12 | 2012 | NG BLQ: WND; N Y: N; Y N: Y |  | S | 8 | N | IPP Non-CHP | 2 | [20 empty] | N
57373 | Big Savage LLC | 57998 | Twin Ridges Wind Farm | PA | Somerset | 1 | WT | OP | 139.4 | 139.4 | 139.4 |  | 12 | 2012 | NG BLQ: WND; N Y: N; Y N: Y |  | S | 68 | N | IPP Non-CHP | 2
57374 | Patton Wind Farm, LLC | 57999 | Patton Wind Farm | PA | Cambria | 1 | WT | OP | 30 | 30 | 30 |  | 12 | 2012 | NG BLQ: WND; N Y: N; Y N: Y |  | S | 15 | N | IPP Non-CHP | 2 | [20 empty] | N
57378 | Granite Reliable Power | 58004 | Granite Reliable Power | NH | Coos | 1 | WT | OP | 99 | 99 | 99 |  | 2 | 2012 | NG BLQ: WND; N Y: N; Y N: Y |  | J | 33 | N | IPP Non-CHP | 2 | [20 empty] | N
57383 | Wasatch View Solar LLC | 58006 | Salt Palace Solar Gen Plant | UT | Salt Lake | 1 | PV | OP | 0.8 | 0.8 | 0.8 |  | 5 | 2012 | NG BLQ: SUN; N Y: N; Y N: Y |  | S | 2 | N | IPP Non-CHP | 2 | [20 empty] | N
57383 | Wasatch View Solar LLC | 58006 | Salt Palace Solar Gen Plant | UT | Salt Lake | 2 | PV | OP | 0.5 | 0.5 | 0.5 |  | 5 | 2012 | NG BLQ: SUN; N Y: N; Y N: Y |  | S | 1 | N | IPP Non-CHP | 2 | [20 empty] | N
57384 | Brea Power II | 58007 | Brea Expansion Plant | CA | Orange | G1 | CT | OP | 6.8 | 6.8 | 6.8 |  | 11 | 2012 | NG BLQ: LFG; N Y: N; Y N: N |  | S |  | N | IPP Non-CHP | 2
57384 | Brea Power II | 58007 | Brea Expansion Plant | CA | Orange | G2 | CT | OP | 6.8 | 6.8 | 6.8 |  | 11 | 2012 | NG BLQ: LFG; N Y: N; Y N: N |  | S |  | N | IPP Non-CHP | 2
57384 | Brea Power II | 58007 | Brea Expansion Plant | CA | Orange | G3 | CT | OP | 6.8 | 6.8 | 6.8 |  | 11 | 2012 | NG BLQ: LFG; N Y: N; Y N: N |  | S |  | N | IPP Non-CHP | 2
57384 | Brea Power II | 58007 | Brea Expansion Plant | CA | Orange | G4 | CT | OP | 6.8 | 6.8 | 6.8 |  | 11 | 2012 | NG BLQ: LFG; N Y: N; Y N: N |  | S |  | N | IPP Non-CHP | 2
57384 | Brea Power II | 58007 | Brea Expansion Plant | CA | Orange | G5 | CA | OP | 10 | 10 | 10 |  | 11 | 2012 | NG BLQ: LFG; N Y: N; Y N: N |  | S |  | N | IPP Non-CHP | 2 |  | N
57386 | SunE CPS3 LLC | 58009 | SunE CPS3 LLC | TX | Bexar | 1 | PV | OP | 5.6 | 5.6 | 5.6 |  | 5 | 2012 | NG BLQ: SUN; N Y: N; Y N: Y |  | S | 17 | N | IPP Non-CHP | 2 | [20 empty] | N
57386 | SunE CPS3 LLC | 58009 | SunE CPS3 LLC | TX | Bexar | 2 | PV | OP | 5 | 5 | 5 |  | 7 | 2012 | NG BLQ: SUN; N Y: N; Y N: Y |  | S | 15 | N | IPP Non-CHP | 2 | [20 empty] | N
57389 | IKEA Property Inc | 58011 | IKEA Savannah 490 | GA | Chatham | PV | PV | OP | 1.2 | 1.2 | 1.2 |  | 9 | 2012 | NG BLQ: SUN; N Y: N; Y N: N |  | S | 3 | N | Commercial Non-CHP | 4
57389 | IKEA Property Inc | 58012 | IKEA Tampa 042 | FL | Hillsborough | PV | PV | OP | 1 | 1 | 1 |  | 8 | 2012 | NG BLQ: SUN; N Y: N; Y N: N |  | S | 2 | N | Commercial Non-CHP | 4
57389 | IKEA Property Inc | 58013 | IKEA Round Rock 027 | TX | Williamson | PV | PV | OP | 1.4 | 1.3 | 1.3 |  | 9 | 2012 | NG BLQ: SUN; N Y: N; Y N: N |  | S | 2 | N | Commercial Non-CHP | 4
57389 | IKEA Property Inc | 58015 | IKEA College Park 411 | MD | Prince George's | PV | PV | OP | 1 | 1 | 1 |  | 2 | 2012 | NG BLQ: SUN; N Y: N; Y N: N |  | S | 2 | N | Commercial Non-CHP | 4
57389 | IKEA Property Inc | 58028 | IKEA Tejon 345 | CA | Kern | PV | PV | OP | 1.5 | 1.5 | 1.5 |  | 4 | 2011 | NG BLQ: SUN; N Y: N; Y N: N |  | S | 3 | N | Commercial Non-CHP | 4 |  |  | N
57390 | Siemens Government Technologies Inc | 58010 | WSMR I | NM | Dona Ana | WSMR1 | PV | OP | 4.2 | 4.2 | 4.2 |  | 12 | 2012 | NG BLQ: SUN; N Y: N; Y N: N |  | S | 6 | N | IPP Non-CHP | 2 |  |  | N | [17 empty] | N
57390 | Siemens Government Technologies Inc | 58010 | WSMR I | NM | Dona Ana | WSMR2 | PV | OP | 0.4 | 0.4 | 0.4 |  | 12 | 2012 | NG BLQ: SUN; N Y: N; Y N: N |  | S | 1 | N | IPP Non-CHP | 2 |  |  | N | [17 empty] | N
57391 | Copper Mountain Solar 2, LLC | 58017 | Copper Mountain Solar 2 | NV | Clark | PV01 | PV | OP | 30 | 30 | 30 |  | 10 | 2012 | NG BLQ: SUN; N Y: N; Y N: Y |  | S | 48 | N | IPP Non-CHP | 2
57391 | Copper Mountain Solar 2, LLC | 58017 | Copper Mountain Solar 2 | NV | Clark | PV02 | PV | OP | 30 | 30 | 30 |  | 8 | 2012 | NG BLQ: SUN; N Y: N; Y N: Y |  | S | 48 | N | IPP Non-CHP | 2
57391 | Copper Mountain Solar 2, LLC | 58017 | Copper Mountain Solar 2 | NV | Clark | PV03 | PV | OP | 34 | 34 | 34 |  | 7 | 2012 | NG BLQ: SUN; N Y: N; Y N: Y |  | S | 54 | N | IPP Non-CHP | 2
57393 | Duke Energy Commercial Asset Management | 2831 | Dicks Creek | OH | Butler | 1 | GT | OP | 100 | 92 | 110 |  | 9 | 1965 | NG BLQ: NG; NG NG: DFO; N Y: N; Y N: Y |  | S |  | N | Electric Utility | 1 |  | N | N
57393 | Duke Energy Commercial Asset Management | 2831 | Dicks Creek | OH | Butler | 3 | GT | OP | 16.5 | 14.2 | 19.5 |  | 6 | 1969 | NG BLQ: NG; NG NG: DFO; N Y: N; Y N: Y |  | S |  | N | Electric Utility | 1 |  | N | N
57393 | Duke Energy Commercial Asset Management | 2831 | Dicks Creek | OH | Butler | 4 | GT | OP | 21.3 | 15 | 21.4 |  | 10 | 1969 | NG BLQ: DFO; N Y: N; Y N: Y |  | S |  | N | Electric Utility | 1 |  | N | N
57393 | Duke Energy Commercial Asset Management | 2831 | Dicks Creek | OH | Butler | 5 | GT | OP | 21.3 | 15 | 21.4 |  | 10 | 1969 | NG BLQ: DFO; N Y: N; Y N: Y |  | S |  | N | Electric Utility | 1 |  | N | N
57393 | Duke Energy Commercial Asset Management | 55236 | Lee Energy Facility | IL | Lee | CT1 | GT | OP | 101.8 | 71 | 89.5 |  | 6 | 2001 | NG BLQ: NG; N Y: N; Y N: Y |  | S |  | N | IPP Non-CHP | 2 |  | N | N | [17 empty] | N
57393 | Duke Energy Commercial Asset Management | 55236 | Lee Energy Facility | IL | Lee | CT2 | GT | OP | 101.8 | 71 | 89.5 |  | 6 | 2001 | NG BLQ: NG; N Y: N; Y N: Y |  | S |  | N | IPP Non-CHP | 2 |  | N | N | [17 empty] | N
57393 | Duke Energy Commercial Asset Management | 55236 | Lee Energy Facility | IL | Lee | CT3 | GT | OP | 101.8 | 71 | 89.5 |  | 6 | 2001 | NG BLQ: NG; N Y: N; Y N: Y |  | S |  | N | IPP Non-CHP | 2 |  | N | N | [17 empty] | N
57393 | Duke Energy Commercial Asset Management | 55236 | Lee Energy Facility | IL | Lee | CT4 | GT | OP | 101.8 | 71 | 89.5 |  | 6 | 2001 | NG BLQ: NG; N Y: N; Y N: Y |  | S |  | N | IPP Non-CHP | 2 |  | N | N | [17 empty] | N
57393 | Duke Energy Commercial Asset Management | 55236 | Lee Energy Facility | IL | Lee | CT5 | GT | OP | 101.8 | 71 | 89.5 |  | 5 | 2001 | NG BLQ: NG; N Y: N; Y N: Y |  | S |  | N | IPP Non-CHP | 2 |  | N | N | [17 empty] | N
57393 | Duke Energy Commercial Asset Management | 55236 | Lee Energy Facility | IL | Lee | CT6 | GT | OP | 101.8 | 71 | 89.5 |  | 5 | 2001 | NG BLQ: NG; N Y: N; Y N: Y |  | S |  | N | IPP Non-CHP | 2 |  | N | N | [17 empty] | N
57393 | Duke Energy Commercial Asset Management | 55236 | Lee Energy Facility | IL | Lee | CT7 | GT | OP | 101.8 | 71 | 89.5 |  | 6 | 2001 | NG BLQ: NG; N Y: N; Y N: Y |  | S |  | N | IPP Non-CHP | 2 |  | N | N | [17 empty] | N
57393 | Duke Energy Commercial Asset Management | 55236 | Lee Energy Facility | IL | Lee | CT8 | GT | OP | 101.8 | 71 | 89.5 |  | 6 | 2001 | NG BLQ: NG; N Y: N; Y N: Y |  | S |  | N | IPP Non-CHP | 2 |  | N | N | [17 empty] | N
57393 | Duke Energy Commercial Asset Management | 55397 | Washington Energy Facility | OH | Washington | CT1 | CT | OP | 198.9 | 169 | 175 |  | 6 | 2002 | NG BLQ: NG; N Y: N; Y N: Y |  | S |  | N | IPP Non-CHP | 2 |  | N | N | [17 empty] | N
57393 | Duke Energy Commercial Asset Management | 55397 | Washington Energy Facility | OH | Washington | CT2 | CT | OP | 198.9 | 169 | 175 |  | 6 | 2002 | NG BLQ: NG; N Y: N; Y N: Y |  | S |  | N | IPP Non-CHP | 2 |  | N | N | [17 empty] | N
57393 | Duke Energy Commercial Asset Management | 55397 | Washington Energy Facility | OH | Washington | ST1 | CA | OP | 317.1 | 288 | 298 |  | 6 | 2002 | NG BLQ: NG; N Y: N; Y N: Y |  | S |  | N | IPP Non-CHP | 2 |  | Y | N | [17 empty] | N
57393 | Duke Energy Commercial Asset Management | 55516 | Fayette Energy Facility | PA | Fayette | CTG1 | CT | OP | 163.5 | 170 | 175 |  | 6 | 2003 | NG BLQ: NG; N Y: N; Y N: Y |  | S |  | N | IPP Non-CHP | 2 |  | N | N | [17 empty] | N
57393 | Duke Energy Commercial Asset Management | 55516 | Fayette Energy Facility | PA | Fayette | CTG2 | CT | OP | 163.5 | 170 | 175 |  | 6 | 2003 | NG BLQ: NG; N Y: N; Y N: Y |  | S |  | N | IPP Non-CHP | 2 |  | N | N | [17 empty] | N
57393 | Duke Energy Commercial Asset Management | 55516 | Fayette Energy Facility | PA | Fayette | STG1 | CA | OP | 317.1 | 288 | 299 |  | 6 | 2003 | NG BLQ: NG; N Y: N; Y N: Y |  | S |  | N | IPP Non-CHP | 2 |  | Y | N | [17 empty] | N
57393 | Duke Energy Commercial Asset Management | 55736 | Hanging Rock Energy Facility | OH | Lawrence | 1GT1 | CT | OP | 163.5 | 169 | 175 |  | 6 | 2003 | NG BLQ: NG; N Y: N; Y N: Y |  | S |  | N | IPP Non-CHP | 2 |  | N | N | [17 empty] | N
57393 | Duke Energy Commercial Asset Management | 55736 | Hanging Rock Energy Facility | OH | Lawrence | 1GT2 | CT | OP | 163.5 | 169 | 175 |  | 6 | 2003 | NG BLQ: NG; N Y: N; Y N: Y |  | S |  | N | IPP Non-CHP | 2 |  | N | N | [17 empty] | N
57393 | Duke Energy Commercial Asset Management | 55736 | Hanging Rock Energy Facility | OH | Lawrence | 1ST | CA | OP | 317.1 | 288 | 298 |  | 6 | 2003 | NG BLQ: NG; N Y: N; Y N: Y |  | S |  | N | IPP Non-CHP | 2 |  | Y | N | [17 empty] | N
57393 | Duke Energy Commercial Asset Management | 55736 | Hanging Rock Energy Facility | OH | Lawrence | 2GT1 | CT | OP | 163.5 | 169 | 175 |  | 7 | 2003 | NG BLQ: NG; N Y: N; Y N: Y |  | S |  | N | IPP Non-CHP | 2 |  | N | N | [17 empty] | N
57393 | Duke Energy Commercial Asset Management | 55736 | Hanging Rock Energy Facility | OH | Lawrence | 2GT2 | CT | OP | 163.5 | 169 | 175 |  | 7 | 2003 | NG BLQ: NG; N Y: N; Y N: Y |  | S |  | N | IPP Non-CHP | 2 |  | N | N | [17 empty] | N
57393 | Duke Energy Commercial Asset Management | 55736 | Hanging Rock Energy Facility | OH | Lawrence | 2ST | CA | OP | 317.1 | 288 | 298 |  | 7 | 2003 | NG BLQ: NG; N Y: N; Y N: Y |  | S |  | N | IPP Non-CHP | 2 |  | Y | N | [17 empty] | N
57395 | Shooting Star Wind Project LLC | 58018 | Shooting Star Wind Project LLC | KS | Kiowa | 1 | WT | OP | 104 | 104 | 104 |  | 9 | 2012 | NG BLQ: WND; N Y: N; Y N: Y |  | S | 65 | N | IPP Non-CHP | 2 | [20 empty] | N
57396 | High Mesa Energy LLC | 58019 | High Mesa Energy LLC | ID | Twin Falls | 1 | WT | OP | 40 | 40 | 40 |  | 12 | 2012 | NG BLQ: WND; N Y: N; Y N: Y |  | S | 19 | N | IPP Non-CHP | 2 | [20 empty] | N
57397 | Beebe Renewable Energy LLC | 58020 | Beebe Renewable Energy LLC | MI | Gratiot | 1 | WT | OP | 81.6 | 81.6 | 81.6 |  | 12 | 2012 | NG BLQ: WND; N Y: N; Y N: Y |  | S | 34 | N | IPP Non-CHP | 2 | [20 empty] | N
57398 | Whitetail Wind Energy LLC | 58021 | Whitetail Wind Energy LLC | TX | Webb | 1 | WT | OP | 92 | 92 | 92 |  | 12 | 2012 | NG BLQ: WND; N Y: N; Y N: Y |  | S | 57 | N | IPP Non-CHP | 2 | [20 empty] | N
57400 | Evergreen Community Power, LLC | 58023 | Evergreen Community Power | PA | Berks | ECP | ST | OP | 33 | 25 | 25 |  | 8 | 2009 | WDS | OBS | NG |  |  |  | N | Y |  | W | 1 | Y | Industrial CHP | 7 | T |  | N
57401 | Mt Wachusett Community College | 58025 | Mt Wachusett Community College | MA | Worcester | WTG1 | WT | OP | 1.7 | 1.7 | 1.7 |  | 3 | 2011 | NG BLQ: WND; N Y: N; Y N: Y |  | S | 1 | N | Commercial Non-CHP | 4 |  |  | N
57401 | Mt Wachusett Community College | 58025 | Mt Wachusett Community College | MA | Worcester | WTG2 | WT | OP | 1.7 | 1.7 | 1.7 |  | 3 | 2011 | NG BLQ: WND; N Y: N; Y N: Y |  | S | 1 | N | Commercial Non-CHP | 4 |  |  | N
57402 | Spruce Mountain Wind LLC | 58026 | Spruce Mountain WInd | ME | Oxford | 1 | WT | OP | 20 | 20 | 20 |  | 12 | 2011 | NG BLQ: WND; N Y: N; Y N: Y |  | S | 10 | N | IPP Non-CHP | 2 |  |  | N | [17 empty] | N
57403 | SunE CPS2 LLC | 58027 | SunE CPS2 LLC | TX | Bexar | 1 | PV | OP | 10 | 9.9 | 9.9 |  | 5 | 2012 | NG BLQ: SUN; N Y: N; Y N: Y |  | S | 30 | N | IPP Non-CHP | 2 |  |  | N | [17 empty] | N
57405 | NLH1 Solar LLC | 58034 | Nickel 1 Solar Facility | CA | Kern County | 1 | PV | OP | 1.5 | 1.5 | 1.5 |  | 11 | 2012 | NG BLQ: SUN; N Y: N; Y N: Y |  | S | 3 | N | IPP Non-CHP | 2
57407 | Riverside Renewable Energy | 58036 | Riverside Renewable Energy LLC | NJ | Camden | 1 | PV | OP | 7.5 | 7.5 | 7.5 |  | 11 | 2011 | NG BLQ: SUN; N Y: N; Y N: N |  | S | 15 | N | IPP Non-CHP | 2 |  |  | N
57408 | Constellation Solar Arizona LLC | 58037 | Buckeye Union HS District 201 | AZ | Maricopa | PV1 | PV | OP | 3.3 | 3.3 | 3.3 |  | 12 | 2011 | NG BLQ: SUN; N Y: N; Y N: Y |  | S | 17 | N | IPP Non-CHP | 2 |  |  | N
57409 | Buffalo Center Wind LLC | 58038 | Buffalo Center Wind LLC | IA | Mitchell | BCW | WT | OP | 1.5 | 1.5 | 1.5 |  | 11 | 2011 | NG BLQ: WND; N Y: N; Y N: N |  | S | 1 | N | IPP Non-CHP | 2 |  |  | N
57410 | K Road Modesto Solar LLC | 58039 | K Road Modesto Solar | CA | Stanislaus | 1 | PV | OP | 25 | 25 | 25 |  | 12 | 2012 | NG BLQ: SUN; N Y: N; Y N: Y |  | S | 34 | N | IPP Non-CHP | 2 | [20 empty] | N
57411 | KDC Solar O&M LLC | 58040 | United Stationers Supply Solar Electric | NJ | Middlesex | SEF-A | PV | OP | 2 | 2 | 2 |  | 12 | 2011 | NG BLQ: SUN; N Y: N; Y N: Y |  | S | 6 | N | Commercial Non-CHP | 4 |  |  | N
57411 | KDC Solar O&M LLC | 58040 | United Stationers Supply Solar Electric | NJ | Middlesex | SEF-B | PV | OP | 0.8 | 0.8 | 0.8 |  | 12 | 2011 | NG BLQ: SUN; N Y: N; Y N: Y |  | S | 2 | N | Commercial Non-CHP | 4 |  |  | N
57411 | KDC Solar O&M LLC | 58356 | The Lawrenceville School Solar Facility | NJ | Mercer | TLS | PV | OP | 5.2 | 5.2 | 5.2 |  | 5 | 2012 | NG BLQ: SUN; N Y: N; Y N: Y |  | W | 11 | N | IPP Non-CHP | 2 |  |  | N
57411 | KDC Solar O&M LLC | 58357 | White Rose Foods Solar Facility | NJ | Middlesex | WR | PV | OP | 4.2 | 4.2 | 4.2 |  | 12 | 2011 | NG BLQ: SUN; N Y: N; Y N: Y |  | W | 8 | N | Commercial Non-CHP | 4 |  |  | N
57411 | KDC Solar O&M LLC | 58359 | Gerresheimer Glass Solar Facility | NJ | Cumberland | GG | PV | OP | 2.3 | 2.3 | 2.3 |  | 9 | 2012 | NG BLQ: SUN; N Y: N; Y N: Y |  | W | 6 | N | Commercial Non-CHP | 4 |  |  | N | [17 empty] | N
57411 | KDC Solar O&M LLC | 58360 | Atlantic Coast Freezers Solar Facility | NJ | Cumberland | ACF | PV | OP | 2.2 | 2.2 | 2.2 |  | 4 | 2012 | NG BLQ: SUN; N Y: N; Y N: Y |  | W | 4 | N | Commercial Non-CHP | 4 |  |  | N | [17 empty] | N
57411 | KDC Solar O&M LLC | 58361 | Williams-Sonoma Solar Facility | NJ | Middlesex | WS | PV | OP | 4.2 | 3.6 | 3.6 |  | 12 | 2011 | NG BLQ: SUN; N Y: N; Y N: Y |  | W | 12 | N | Commercial Non-CHP | 4 |  |  | N | [17 empty] | N
57412 | Chisholm View Wind Project | 58041 | Chisholm View Wind Project | OK | Garfield | 1 | WT | OP | 235.2 | 235.2 | 235.2 |  | 12 | 2012 | NG BLQ: WND; N Y: N; Y N: Y |  | S | 140 | N | IPP Non-CHP | 2 | [20 empty] | N
57413 | Black Mountain Solar LLC | 58042 | Black Mountain Solar LLC | AZ | Mohave | 1 | PV | OP | 9 | 9 | 9 |  | 12 | 2012 | NG BLQ: SUN; N Y: N; Y N: Y |  | S | 18 | N | IPP Non-CHP | 2 | [20 empty] | N
57414 | Eli Lilly and Company | 58043 | Lilly Technical Center | IN | Marion | 1 | IC | SB | 1 | 1 | 1 |  | 3 | 1998 | NG BLQ: DFO; N Y: N; Y N: Y | N | S |  | N | Industrial Non-CHP | 6 |  |  | N | [17 empty] | N
57414 | Eli Lilly and Company | 58043 | Lilly Technical Center | IN | Marion | 2 | IC | SB | 1 | 1 | 1 |  | 7 | 2001 | NG BLQ: DFO; N Y: N; Y N: Y | N | S |  | N | Industrial Non-CHP | 6 |  |  | N | [17 empty] | N
57414 | Eli Lilly and Company | 58043 | Lilly Technical Center | IN | Marion | 3 | IC | SB | 2 | 2 | 2 |  | 4 | 2005 | NG BLQ: DFO; N Y: N; Y N: Y | Y | S |  | N | Industrial Non-CHP | 6 |  |  | N | [17 empty] | N
57414 | Eli Lilly and Company | 58043 | Lilly Technical Center | IN | Marion | 4 | IC | SB | 2 | 2 | 2 |  | 6 | 2010 | NG BLQ: DFO; N Y: N; Y N: Y | Y | S |  | N | Industrial Non-CHP | 6 |  |  | N | [17 empty] | N
57416 | Anchor Wind LLC | 58044 | Pioneer Grove Wind Farm | IA | Cedar | GEN1 | WT | OP | 6 | 4.5 | 4.5 |  | 12 | 2012 | NG BLQ: WND; N Y: N; Y N: Y |  | S | 2 | N | IPP Non-CHP | 2 | [20 empty] | N
57417 | Zephyr Wind LLC | 58045 | Community Wind South | MN | Nobles | GEN1 | WT | OP | 30 | 30 | 30 |  | 12 | 2012 | NG BLQ: WND; N Y: N; Y N: Y | Y | J | 15 | N | IPP Non-CHP | 2 | [20 empty] | N
57419 | SunE CPS1 LLC | 58068 | SunE CPS1 LLC | TX | Bexar | 1 | PV | OP | 10 | 9.9 | 9.9 |  | 5 | 2012 | NG BLQ: SUN; N Y: N; Y N: N |  | S | 30 | N | IPP Non-CHP | 2 |  |  | N | [17 empty] | N
57420 | Jordache Enterprises | 58049 | Jordache Enterprises Solar | NJ | Middlesex | PV | PV | OP | 1 | 1 | 1 |  | 11 | 2011 | NG BLQ: SUN; N Y: N; Y N: Y |  | S | 4 | N | Commercial Non-CHP | 4 |  |  | N
57421 | BayWa r.e Wind LLC | 58048 | BayWa r.e Mozart LLC | TX | Kent & Stonewall | 1 | WT | OP | 30 | 30 | 30 |  | 12 | 2012 | NG BLQ: WND; N Y: N; Y N: Y |  | S | 12 | N | IPP Non-CHP | 2
57421 | BayWa r.e Wind LLC | 58233 | WKN Wagner | CA | Riverside | GEN1 | WT | OP | 6 | 6 | 6 |  | 12 | 2012 | NG BLQ: WND; N Y: N; Y N: Y |  | S | 2 | N | IPP Non-CHP | 2 |  |  | N
57422 | PPG Ind Fiber Glass Prdcts Inc | 58046 | Works 53 | NC | Davidson | 1 | IC | SB | 1 | 1 | 1 |  | 1 | 1967 | NG BLQ: DFO; N Y: N; Y N: Y | N | S |  | N | Industrial Non-CHP | 6 |  |  | N
57422 | PPG Ind Fiber Glass Prdcts Inc | 58046 | Works 53 | NC | Davidson | 2 | IC | SB | 1.2 | 1.2 | 1.2 |  | 1 | 1975 | NG BLQ: DFO; N Y: N; Y N: Y | N | S |  | N | Industrial Non-CHP | 6 |  |  | N
57422 | PPG Ind Fiber Glass Prdcts Inc | 58046 | Works 53 | NC | Davidson | 3 | IC | SB | 1.5 | 1.5 | 1.5 |  | 1 | 1988 | NG BLQ: DFO; N Y: N; Y N: Y | N | S |  | N | Industrial Non-CHP | 6 |  |  | N
57423 | PPG Monroeville Chemicals Center | 58047 | PPG Monroeville Chemicals Center | PA | Allegheny | 2 | IC | SB | 0.3 | 0.3 | 0.3 |  | 9 | 2000 | NG BLQ: DFO; N Y: N; Y N: Y | Y | S |  | N | Commercial Non-CHP | 4 |  |  | N
57423 | PPG Monroeville Chemicals Center | 58047 | PPG Monroeville Chemicals Center | PA | Allegheny | 3 | IC | SB | 0.8 | 0.8 | 0.8 |  | 10 | 1998 | NG BLQ: DFO; N Y: N; Y N: Y | Y | S |  | N | Commercial Non-CHP | 4
57424 | Miller Coors Eden LLC | 58050 | Miller Coors Eden LLC | NC | Rockingham | TRB1 | ST | OS | 5.5 | 5 | 5 |  | 2 | 1978 | NG BLQ: BIT; N Y: N; Y N: Y |  | S | 1 | Y | Industrial CHP | 7 | T |  | N | [17 empty] | N | Y | [5 empty] | DFO
57425 | PPG Industries, Inc. Works 6 | 58051 | PPG Industries, Inc. Works 6 | PA | Cumberland | L1 | IC | SB | 2 | 2 | 2 |  | 7 | 1972 | NG BLQ: DFO; N Y: N; Y N: N | Y | S |  | N | Industrial Non-CHP | 6 |  |  | N | [17 empty] | N
57425 | PPG Industries, Inc. Works 6 | 58051 | PPG Industries, Inc. Works 6 | PA | Cumberland | L2AE | IC | SB | 1.5 | 1.5 | 1.5 | 2 | 5 | 1996 | NG BLQ: DFO; N Y: N; Y N: N | Y | S |  | N | Industrial Non-CHP | 6 |  |  | N | [17 empty] | N
57425 | PPG Industries, Inc. Works 6 | 58051 | PPG Industries, Inc. Works 6 | PA | Cumberland | L2BW | IC | SB | 1.5 | 1.5 | 1.5 | 2 | 5 | 1996 | NG BLQ: DFO; N Y: N; Y N: N | Y | S |  | N | Industrial Non-CHP | 6 |  |  | N | [17 empty] | N
57427 | RockTenn-Battle Creek Mill | 58052 | Battle Creek Mill | MI | Calhoun | #1TG | ST | OP | 2 | 0.8 | 1.2 |  | 12 | 2000 | NG BLQ: NG; NG NG: DFO; N Y: Y; Y N: N |  | S | 1 | Y | Industrial CHP | 7 | T |  | N | [17 empty] | N | [6 empty] | NG
57427 | RockTenn-Battle Creek Mill | 58052 | Battle Creek Mill | MI | Calhoun | #2TG | ST | OS | 2 | 0.8 | 1.2 |  | 1 | 1951 | NG BLQ: NG; NG NG: DFO; N Y: Y; Y N: N |  | S | 1 | Y | Industrial CHP | 7 | T |  | N | [17 empty] | N | [6 empty] | NG
57429 | PPG Industries, Inc. Works 15 | 58053 | PPG Industries, Inc. Works 15 | CA | Fresno | IG#2 | IC | SB | 0.9 | 0.7 | 0.7 |  | 2 | 1992 | NG BLQ: DFO; N Y: N; Y N: N | Y | W |  | N | Industrial Non-CHP | 6 |  |  | N | [17 empty] | N
57429 | PPG Industries, Inc. Works 15 | 58053 | PPG Industries, Inc. Works 15 | CA | Fresno | OG#1 | IC | SB | 1.3 | 1 | 1 |  | 4 | 2000 | NG BLQ: DFO; N Y: N; Y N: N | Y | W |  | N | Industrial Non-CHP | 6 |  |  | N | [17 empty] | N
57429 | PPG Industries, Inc. Works 15 | 58053 | PPG Industries, Inc. Works 15 | CA | Fresno | OG#3 | IC | SB | 1.1 | 0.9 | 0.9 |  | 4 | 1983 | NG BLQ: DFO; N Y: N; Y N: N | Y | W |  | N | Industrial Non-CHP | 6 |  |  | N | [17 empty] | N
57431 | ReEnergy Biomass LLC | 54526 | ReEnergy Biomass LLC | NY | Lewis | STG | ST | OP | 21.1 | 19 | 19 |  | 8 | 1992 | NG BLQ: WDS; N Y: N; Y N: Y |  | S | 1 | Y | IPP CHP | 3 | T | N | N | [17 empty] | N | [6 empty] | WDS
57432 | ReEnergy Livermore Falls | 10354 | ReEnergy Livermore Falls | ME | Androscoggin | GEN1 | ST | OP | 39.6 | 36 | 36 |  | 8 | 1992 | NG BLQ: OBS; NG NG: WDS; N Y: N; Y N: Y |  | S |  | N | IPP Non-CHP | 2 |  | N | N | [24 empty] | OBS
57433 | ReEnergy Chateaugay LLC | 50277 | ReEnergy Chateaugay Power Station | NY | Franklin | GEN1 | ST | OP | 19.7 | 18 | 18 |  | 2 | 1993 | NG BLQ: WDS; N Y: N; Y N: Y |  | S |  | N | IPP Non-CHP | 2 |  | N | N | [17 empty] | N | [6 empty] | DFO
57434 | T&M Limited Partnership | 58055 | Windy Ridge Generating Facility | IN | Jasper | 1 | IC | OP | 0.7 | 0.6 | 0.6 |  | 3 | 2012 | NG BLQ: OBG; N Y: N; Y N: Y |  | W |  | N | Industrial Non-CHP | 6 |  |  | N
57434 | T&M Limited Partnership | 58055 | Windy Ridge Generating Facility | IN | Jasper | 2 | IC | OP | 0.7 | 0.6 | 0.6 |  | 3 | 2012 | NG BLQ: OBG; N Y: N; Y N: Y |  | W |  | N | Industrial Non-CHP | 6 |  |  | N
57435 | MillerCoors Irwindale Brewery | 58056 | MillerCoors Irwindale Brewery | CA | San Bernadino | JEN1 | IC | OP | 0.5 | 0.5 | 0.5 |  | 7 | 2007 | NG BLQ: OBG; N Y: N; Y N: N |  | S |  | N | Industrial Non-CHP | 6 |  |  | N | [17 empty] | N
57435 | MillerCoors Irwindale Brewery | 58056 | MillerCoors Irwindale Brewery | CA | San Bernadino | JEN2 | IC | OP | 0.5 | 0.5 | 0.5 |  | 7 | 2007 | NG BLQ: OBG; N Y: N; Y N: N |  | S |  | N | Industrial Non-CHP | 6 |  |  | N | [17 empty] | N
57435 | MillerCoors Irwindale Brewery | 58056 | MillerCoors Irwindale Brewery | CA | San Bernadino | T100 | GT | OP | 5.2 | 4.1 | 4.7 |  | 2 | 2002 | [9 empty] | S |  | N | Industrial Non-CHP | 6 |  |  | N | [17 empty] | N | bar: NG BLQ; N Y to Y N
57435 | MillerCoors Irwindale Brewery | 58056 | MillerCoors Irwindale Brewery | CA | San Bernadino | T200 | GT | OP | 5.2 | 4.1 | 4.7 |  | 2 | 2002 | [9 empty] | S |  | N | Industrial Non-CHP | 6 |  |  | N | [17 empty] | N | bar: NG BLQ; N Y to Y N
57436 | MillerCoors Shenandoah Brewery | 58057 | MillerCoors Shenandoah Brewery | VA | Rockingham | WWTP | GT | OP | 1.4 | 1.4 | 1.4 |  | 6 | 2012 | NG BLQ: OBG; N Y: N; Y N: N |  | S |  | N | Industrial Non-CHP | 6 |  |  | N | [17 empty] | N
57437 | MillerCoors LLC Trenton Brewery | 58059 | MillerCoors Trenton Brewery | OH | Butler | GE | ST | OP | 13.8 | 8 | 10 |  | 1 | 1992 | NG BLQ: BIT; NG NG: NG; N Y: Y; Y N: Y |  | S |  | Y | Industrial CHP | 7 | T |  | N | [18 empty] | Y
57437 | MillerCoors LLC Trenton Brewery | 58059 | MillerCoors Trenton Brewery | OH | Butler | MURR | ST | OS | 8 | 3 | 6 |  | 1 | 1992 | NG BLQ: BIT; NG NG: NG; N Y: Y; Y N: Y |  | S |  | Y | Industrial CHP | 7 | T |  | N | [18 empty] | Y
57438 | Paramount Petroleum Corporation | 58058 | Paramount Refinery | CA | Los Angeles | 1 | GT | OP | 6.7 | 6.5 | 6.5 |  | 12 | 2002 | [9 empty] | S |  | Y | Industrial CHP | 7 | B |  | N | bar: NG BLQ; N Y to Y N
57439 | Imperial Valley Solar Company 1 LLC | 58062 | Imperial Valley Solar Company 1 LLC | CA | Imperial | 0001 | PV | OP | 23 | 23 | 23 |  | 6 | 2012 | NG BLQ: SUN; N Y: N; Y N: Y |  | S | 46 | N | IPP Non-CHP | 2 |  |  | N
57440 | SABIC IP Mt. Vernon, LLC | 58063 | SABIC Innovative Plastics Mt. Vernon | IN | Posey | 1 | ST | OA | 5.5 | 3 | 3 |  | 6 | 1996 | NG BLQ: BIT; NG NG: NG; N Y: Y; Y N: N |  | S |  | N | Industrial Non-CHP | 6 |  |  | N | [17 empty] | N | Y |  | Y |  |  |  | NG
57441 | MARTA | 58064 | Laredo Bus Facility Solar Canopies | GA | DeKalb | LBFS | PV | OP | 1 | 1 | 1 |  | 1 | 2012 | NG BLQ: SUN; N Y: N; Y N: Y |  | S | 2 | N | Commercial Non-CHP | 4
57442 | PCA, Filer City Mill | 58066 | PCA, Filer City Mill | MI | Manistee | TG2 | ST | OP | 8 | 2 | 2 |  | 1 | 1950 | BIT | NG | PUR |  |  |  | Y | N |  | S | 1 | N | Industrial Non-CHP | 6 | [20 empty] | N | Y | [5 empty] | NG
57442 | PCA, Filer City Mill | 58066 | PCA, Filer City Mill | MI | Manistee | TG3 | ST | OP | 11.5 | 4 | 7 |  | 1 | 1950 | BIT | NG | PUR |  |  |  | Y | N |  | S | 1 | N | Industrial Non-CHP | 6 | [20 empty] | N | Y | [5 empty] | NG
57443 | MWRA Charlestown | 58065 | Charlestown Wind Turbine | MA | Suffolk | CWT1 | WT | OP | 1.5 | 1.5 | 1.5 |  | 10 | 2011 | NG BLQ: WND; N Y: N; Y N: Y |  | S | 1 | N | IPP Non-CHP | 2 |  |  | N
57444 | 5045 Wind Partners LLC | 58071 | Windwalkers LLC | IA | Worths | 1 | WT | OP | 1.6 | 1.6 | 1.6 |  | 9 | 2011 | NG BLQ: WND; N Y: N; Y N: N |  | J | 1 | N | IPP Non-CHP | 2 |  |  | N
57444 | 5045 Wind Partners LLC | 58089 | Roeder Family Wind Farm LLC | IA | Worth | 1 | WT | OP | 1.6 | 1.6 | 1.6 |  | 9 | 2011 | NG BLQ: WND; N Y: N; Y N: N |  | S | 1 | N | IPP Non-CHP | 2 |  |  | N
57445 | Pasadena Refining System Inc | 58069 | PRSI FCC Generator | TX | Harris | 55M1 | ST | OP | 4.7 | 3 | 3 |  | 4 | 1979 | NG BLQ: PC; N Y: N; Y N: Y |  | S | 1 | Y | Industrial CHP | 7 | B |  | N | [19 empty] | Y |  |  |  |  | NG | RFO
57446 | FRIT Solar Inc | 58070 | Mercer Mall | NJ | Mercer | 1 | PV | OP | 1.1 | 1.1 | 1.1 |  | 3 | 2012 | NG BLQ: SUN; N Y: N; Y N: Y |  | S | 9 | N | IPP Non-CHP | 2 |  |  | N
57448 | Frontier El Dorado Refinery LLC | 58075 | El Dorado Refinery | KS | Butler | L3804 | GT | SB | 38.9 | 32 | 38 |  | 1 | 1996 | NG BLQ: NG; N Y: N; Y N: Y | Y | S |  | Y | Industrial CHP | 7 | T |  | N
57449 | Borrego Solar Systems Inc | 58076 | Edwards Air Force Base | CA | Kern | 1 | PV | OP | 0.9 | 0.9 | 0.9 |  | 12 | 2011 | NG BLQ: SUN; N Y: N; Y N: N |  | W | 2 | N | IPP Non-CHP | 2 | [20 empty] | N
57449 | Borrego Solar Systems Inc | 58076 | Edwards Air Force Base | CA | Kern | 2 | PV | OP | 1 | 1 | 1 |  | 12 | 2011 | NG BLQ: SUN; N Y: N; Y N: N |  | W | 2 | N | IPP Non-CHP | 2 | [20 empty] | N
57449 | Borrego Solar Systems Inc | 58076 | Edwards Air Force Base | CA | Kern | 3 | PV | OP | 1 | 1 | 1 |  | 12 | 2011 | NG BLQ: SUN; N Y: N; Y N: N |  | W | 2 | N | IPP Non-CHP | 2 | [20 empty] | N
57449 | Borrego Solar Systems Inc | 58270 | Acushnet AD Makepeace | MA | Plymouth | 1 | PV | OP | 4.7 | 4.7 | 4.7 |  | 7 | 2012 | NG BLQ: SUN; N Y: N; Y N: Y |  | W | 7 | N | IPP Non-CHP | 2 |  |  | N
57449 | Borrego Solar Systems Inc | 58271 | Acushnet Hawes Reed Road | MA | Bristol | 1 | PV | OP | 1 | 1 | 1 |  | 7 | 2012 | NG BLQ: SUN; N Y: N; Y N: Y |  | W | 2 | N | IPP Non-CHP | 2 |  |  | N
57449 | Borrego Solar Systems Inc | 58272 | Easthampton Landfill-City of Easthampton | MA | Hampshire | 1 | PV | OP | 1.9 | 1.9 | 1.9 |  | 6 | 2012 | NG BLQ: SUN; N Y: N; Y N: Y |  | W | 4 | N | IPP Non-CHP | 2 |  |  | N
57449 | Borrego Solar Systems Inc | 58522 | Madera Community Hospital | CA | Madera | 1 | PV | OP | 1 | 1 | 1 |  | 10 | 2011 | NG BLQ: SUN; N Y: N; Y N: Y |  | W | 2 | N | IPP Non-CHP | 2 |  |  | N | [17 empty] | N
57450 | Cross Oil Refining & Marketing Inc | 58077 | Cross Oil Refining & Marketing | AR | Union | CROSS | GT | OP | 3.5 | 3.5 | 3.5 |  | 2 | 1999 | [9 empty] | S |  | Y | Industrial CHP | 7 | T | N | N | [17 empty] | N | bar: NG BLQ; N Y to Y N
57451 | Rocky Ridge Wind Project LLC | 58078 | Rocky Ridge Wind Project | OK | Kiowa | GE 1. | WT | OP | 148.8 | 148.8 | 148.8 |  | 6 | 2012 | NG BLQ: WND; N Y: N; Y N: Y |  | S | 93 | N | IPP Non-CHP | 2 |  |  | N
57460 | NextEra Wolf Ridge LLC | 58080 | Wolf Ridge Wind | TX | Cooke | 1 | WT | OP | 112.5 | 112.5 | 112.5 |  | 8 | 2008 | NG BLQ: WND; N Y: N; Y N: Y |  | S | 75 | N | IPP Non-CHP | 2
57463 | Kimberly-Clark Worldwide Inc | 58083 | Fullerton Mill CHP | CA | Orange | GTG1 | GT | OP | 19 | 12 | 13 |  | 7 | 2002 | [9 empty] | S |  | Y | Industrial CHP | 7 | T | bar: NG BLQ; N Y to Y N
57463 | Kimberly-Clark Worldwide Inc | 58083 | Fullerton Mill CHP | CA | Orange | STG1 | ST | OP | 2 | 1 | 1 |  | 7 | 2002 | [9 empty] | S |  | Y | Industrial CHP | 7 | T | bar: NG BLQ; N Y to Y N
57464 | Kimberly-Clark Corporation | 58084 | Kimberly Clark-Unit 1,2,3 | CT | Litchfield | GT100 | CT | OP | 16.1 | 14.5 | 16.1 | KCNM | 4 | 2008 | NG BLQ: NG; N Y: N; Y N: Y |  | S | 1 | Y | Industrial CHP | 7 | B |  | N | [17 empty] | N
57464 | Kimberly-Clark Corporation | 58084 | Kimberly Clark-Unit 1,2,3 | CT | Litchfield | GT200 | CT | OP | 16.1 | 14.5 | 16.1 | KCNM | 6 | 2008 | NG BLQ: NG; N Y: N; Y N: Y |  | S | 1 | Y | Industrial CHP | 7 | B |  | N | [17 empty] | N
57464 | Kimberly-Clark Corporation | 58084 | Kimberly Clark-Unit 1,2,3 | CT | Litchfield | GT300 | CA | OP | 4.1 | 4.1 | 4.1 | KCNM | 12 | 2008 | NG BLQ: NG; N Y: N; Y N: Y |  | S | 1 | Y | Industrial CHP | 7 | B | Y | N | [17 empty] | N
57465 | Keystone Solar, LLC | 58091 | Keystone Solar | PA | Lancaster | KSTN | PV | OP | 5 | 5 | 5 |  | 9 | 2012 | NG BLQ: SUN; N Y: N; Y N: Y |  | W | 10 | N | IPP Non-CHP | 2
57468 | PRC-Desoto Intl Corp./PPG | 58085 | PRC-Desoto Intl/PPG Aerospace | CA | Kern | CATR1 | IC | SB | 0.5 | 0.5 | 0.5 |  | 9 | 1999 | NG BLQ: DFO; N Y: N; Y N: N | N | S |  | N | Industrial Non-CHP | 6 |  |  | N
57468 | PRC-Desoto Intl Corp./PPG | 58085 | PRC-Desoto Intl/PPG Aerospace | CA | Kern | CATR2 | IC | SB | 1 | 1 | 1 |  | 6 | 2000 | NG BLQ: DFO; N Y: N; Y N: N | N | S |  | N | Industrial Non-CHP | 6 |  |  | N
57474 | Bed Bath & Beyond | 58093 | BBB Corporate Headquarters | NJ | Union | HQNJ | PV | OP | 1 | 1 | 1 |  | 6 | 2010 | NG BLQ: SUN; N Y: N; Y N: N |  | S | 2 | N | IPP Non-CHP | 2
57474 | Bed Bath & Beyond | 58094 | Christmas Tree Shops DC Burlington NJ | NJ | Burlington | FINJ | PV | OP | 2.1 | 2.1 | 2.1 |  | 1 | 2011 | NG BLQ: SUN; N Y: N; Y N: N |  | S | 5 | N | IPP Non-CHP | 2
57474 | Bed Bath & Beyond | 58095 | Harmon DC Totowa NJ | NJ | Passaic | TONJ | PV | OP | 1.5 | 1.5 | 1.5 |  | 1 | 2012 | NG BLQ: SUN; N Y: N; Y N: N |  | S | 3 | N | IPP Non-CHP | 2 |  |  | N
57474 | Bed Bath & Beyond | 58096 | Bed Bath & Beyond DC Port Reading NJ | NJ | Middlesex | PTNJ | PV | OP | 1.8 | 1.8 | 1.8 |  | 12 | 2011 | NG BLQ: SUN; N Y: N; Y N: N |  | S | 4 | N | IPP Non-CHP | 2 |  |  | N
57476 | Foundation CA Fund VI Manager LLC | 58101 | Foundation Cemex River Plant | CA | San Bernardino | WTG1 | WT | OP | 1.6 | 1.6 | 1.6 |  | 12 | 2012 | NG BLQ: WND; N Y: N; Y N: N |  | S | 1 | N | IPP Non-CHP | 2 |  |  | N
57476 | Foundation CA Fund VI Manager LLC | 58101 | Foundation Cemex River Plant | CA | San Bernardino | WTG2 | WT | OP | 1.6 | 1.6 | 1.6 |  | 12 | 2012 | NG BLQ: WND; N Y: N; Y N: N |  | S | 1 | N | IPP Non-CHP | 2 |  |  | N
57476 | Foundation CA Fund VI Manager LLC | 58102 | Foundation Cemex BMQ | CA | San Bernardino | WTG1 | WT | OP | 1.5 | 1.5 | 1.5 |  | 12 | 2012 | NG BLQ: WND; N Y: N; Y N: N |  | S | 1 | N | IPP Non-CHP | 2 |  |  | N
57476 | Foundation CA Fund VI Manager LLC | 58102 | Foundation Cemex BMQ | CA | San Bernardino | WTG2 | WT | OP | 1.5 | 1.5 | 1.5 |  | 12 | 2012 | NG BLQ: WND; N Y: N; Y N: N |  | S | 1 | N | IPP Non-CHP | 2 |  |  | N
57476 | Foundation CA Fund VI Manager LLC | 58104 | Foundation Superior Farms | CA | Solano | WTG1 | WT | OP | 1 | 1 | 1 |  | 12 | 2012 | NG BLQ: WND; N Y: N; Y N: Y |  | S | 1 | N | Industrial Non-CHP | 6 |  |  | N | [17 empty] | N
57476 | Foundation CA Fund VI Manager LLC | 58105 | Foundation Wal-Mart Red Bluff | CA | Tehama | WTG1 | WT | OP | 1 | 1 | 1 |  | 9 | 2012 | NG BLQ: WND; N Y: N; Y N: Y |  | S | 1 | N | Commercial Non-CHP | 4 |  |  | N
57477 | Kern Oil & Refining Co | 58100 | Kern Oil & Refining Co | CA | Kern | 5900 | GT | OP | 4.5 | 3.8 | 3.8 |  | 10 | 2002 | [9 empty] | S |  | N | Industrial Non-CHP | 6 |  |  | N | [17 empty] | N | bar: NG BLQ; N Y to Y N
57478 | CAMS Nevada LLC | 54854 | Sun Peak Project | NV | Clark | 5657 | GT | SB | 74 | 74 | 74 |  | 6 | 1991 | NG BLQ: NG; NG NG: DFO; N Y: Y; Y N: Y | Y | W |  | N | IPP Non-CHP | 2 |  | N | N | [17 empty] | N
57478 | CAMS Nevada LLC | 54854 | Sun Peak Project | NV | Clark | 5658 | GT | SB | 74 | 74 | 74 |  | 6 | 1991 | NG BLQ: NG; NG NG: DFO; N Y: Y; Y N: Y | Y | W |  | N | IPP Non-CHP | 2 |  | N | N | [17 empty] | N
57478 | CAMS Nevada LLC | 54854 | Sun Peak Project | NV | Clark | 5659 | GT | SB | 74 | 74 | 74 |  | 6 | 1991 | NG BLQ: NG; NG NG: DFO; N Y: Y; Y N: Y | Y | W |  | N | IPP Non-CHP | 2 |  | N | N | [17 empty] | N
57480 | Heritage Garden Wind Farm I LLC | 58103 | Heritage Garden Wind Farm I LLC | MI | Delta | 1 | WT | OP | 28 | 28 | 28 |  | 9 | 2012 | NG BLQ: WND; N Y: N; Y N: Y |  | S | 14 | N | IPP Non-CHP | 2 | [20 empty] | N
57481 | Red River Mill Intl Paper Company | 58108 | International Paper Red River Mill | LA | Natchitoches | 3 T-G | ST | OP | 78.8 | 55 | 62 |  | 12 | 2008 | BLQ | WDS | NG | SLW |  |  | Y | Y |  | S | 1 | Y | Industrial CHP | 7 | T |  | N | [17 empty] | N | [6 empty] | NG
57482 | Sandy Ridge Wind Energy LLC | 57285 | Sandy Ridge Wind Farm | PA | Blair | 1 | WT | OP | 50 | 48.2 | 48.2 |  | 2 | 2012 | NG BLQ: WND; N Y: N; Y N: Y |  | J | 25 | N | IPP Non-CHP | 2
57484 | Foundation CA Fund V Manager, LLC | 58112 | Foundation Cemex Madison | CA | Yolo | WTG1 | WT | OP | 1 | 1 | 1 |  | 8 | 2012 | NG BLQ: WND; N Y: N; Y N: Y |  | S | 1 | N | IPP Non-CHP | 2
57484 | Foundation CA Fund V Manager, LLC | 58113 | Foundation RRM | CA | Riverside | WTG1 | WT | OP | 1 | 1 | 1 |  | 12 | 2012 | NG BLQ: WND; N Y: N; Y N: Y |  | S | 1 | N | IPP Non-CHP | 2
57484 | Foundation CA Fund V Manager, LLC | 58113 | Foundation RRM | CA | Riverside | WTG2 | WT | OP | 1 | 1 | 1 |  | 12 | 2012 | NG BLQ: WND; N Y: N; Y N: Y |  | S |  | N | IPP Non-CHP | 2
57484 | Foundation CA Fund V Manager, LLC | 58114 | Foundation NWNA | CA | Riverside | WTG1 | WT | OP | 1.6 | 1.6 | 1.6 |  | 12 | 2012 | NG BLQ: WND; N Y: N; Y N: N |  | S | 1 | N | IPP Non-CHP | 2
57484 | Foundation CA Fund V Manager, LLC | 58114 | Foundation NWNA | CA | Riverside | WTG2 | WT | OP | 1.6 | 1.6 | 1.6 |  | 12 | 2012 | NG BLQ: WND; N Y: N; Y N: N |  | S | 1 | N | IPP Non-CHP | 2
57485 | Diamond State Generation Partners, LLC | 58110 | Brookside Newark | DE | New Castle | BRK | FC | OP | 3.1 | 3 | 3 |  | 6 | 2012 | NG BLQ: NG; N Y: N; Y N: Y |  | S |  | N | IPP Non-CHP | 2 |  |  | N
57485 | Diamond State Generation Partners, LLC | 58433 | Red Lion Energy Center | DE | New Castle | RED1 | FC | OP | 5.8 | 5.8 | 5.8 |  | 12 | 2012 | [9 empty] | S |  | N | IPP Non-CHP | 2 |  |  | N | [17 empty] | N | bar: NG BLQ; Y N
57492 | Georgia-Pacific Toledo LLC | 58109 | Georgia-Pacific Toledo Mill | OR | Lincoln | TG1 | ST | OP | 18.5 | 18.4 | 18.4 |  | 2 | 2007 | NG BLQ: BLQ; NG NG: NG; N Y: N; Y N: Y |  | S |  | Y | Industrial CHP | 7 | T |  | N | [17 empty] | N | [6 empty] | NG
57492 | Georgia-Pacific Toledo LLC | 58109 | Georgia-Pacific Toledo Mill | OR | Lincoln | TG2 | ST | OP | 18.8 | 13.4 | 13.4 |  | 2 | 2007 | NG BLQ: BLQ; NG NG: NG; N Y: N; Y N: Y |  | S |  | Y | Industrial CHP | 7 | T |  | N | [17 empty] | N | [6 empty] | NG
57493 | MidAmerican Renewables LLC | 58111 | Bishop Hill II Wind Farm | IL | Henry | 1 | WT | OP | 81 | 81 | 81 |  | 10 | 2012 | NG BLQ: WND; N Y: N; Y N: Y |  | S | 50 | N | IPP Non-CHP | 2
57494 | TDX North Slope Generating Inc. | 58117 | TNSG South Plant | AK | North Slope | 12 | IC | OP | 0.6 | 0.6 | 0.6 |  | 8 | 2010 | [9 empty] | S |  | N | Electric Utility | 1 |  |  | N | bar: NG BLQ; N Y to Y N
57494 | TDX North Slope Generating Inc. | 58117 | TNSG South Plant | AK | North Slope | 1A | IC | OP | 1.4 | 1.4 | 1.4 |  | 9 | 2006 | NG BLQ: NG; N Y: N; Y N: Y |  | S |  | N | Electric Utility | 1 |  |  | N
57494 | TDX North Slope Generating Inc. | 58117 | TNSG South Plant | AK | North Slope | 2 | IC | OP | 0.8 | 0.8 | 0.8 |  | 1 | 1992 | NG BLQ: NG; N Y: N; Y N: Y |  | S |  | N | Electric Utility | 1 |  |  | N
57494 | TDX North Slope Generating Inc. | 58117 | TNSG South Plant | AK | North Slope | 3 | IC | OP | 0.8 | 0.8 | 0.8 |  | 1 | 1992 | NG BLQ: NG; N Y: N; Y N: Y |  | S |  | N | Electric Utility | 1 |  |  | N
57494 | TDX North Slope Generating Inc. | 58117 | TNSG South Plant | AK | North Slope | 4A | IC | OP | 1.4 | 1.4 | 1.4 |  | 9 | 2006 | NG BLQ: NG; N Y: N; Y N: Y |  | S |  | N | Electric Utility | 1 |  |  | N
57494 | TDX North Slope Generating Inc. | 58117 | TNSG South Plant | AK | North Slope | 6 | IC | OP | 3.4 | 3.4 | 3.4 |  | 10 | 2003 | NG BLQ: NG; N Y: N; Y N: Y |  | S |  | N | Electric Utility | 1 |  |  | N
57494 | TDX North Slope Generating Inc. | 58278 | TNSG North Plant | AK | North Slope | 13 | IC | OP | 0.3 | 0.3 | 0.3 |  | 10 | 2010 | [9 empty] | S |  | N | Electric Utility | 1 |  |  | N | bar: NG BLQ; N Y to Y N
57494 | TDX North Slope Generating Inc. | 58278 | TNSG North Plant | AK | North Slope | CT1 | GT | OP | 5.2 | 5.2 | 5.2 |  | 1 | 2008 | NG BLQ: NG; N Y: N; Y N: Y |  | S |  | N | Electric Utility | 1 |  |  | N
57494 | TDX North Slope Generating Inc. | 58278 | TNSG North Plant | AK | North Slope | CT2 | GT | OP | 5.2 | 5.2 | 5.2 |  | 12 | 2009 | NG BLQ: NG; N Y: N; Y N: Y |  | S |  | N | Electric Utility | 1 |  |  | N
57495 | Cellu Tissue LLC | 58116 | Cellu Tissue | CT | Hartford | GEN1 | IC | OP | 3 | 3 | 3 |  | 5 | 2009 | [8 empty] | N | S |  | N | Industrial Non-CHP | 6 |  | N | N | [17 empty] | N | bar: NG BLQ; N Y to Y N
57497 | Golden State Energy LLC | 58119 | Depot Park Solar System | CA | Sacramento | DPSS | PV | OP | 3 | 3 | 3 |  | 12 | 2010 | NG BLQ: SUN; N Y: N; Y N: N |  | S | 7 | N | IPP Non-CHP | 2
57500 | Lower South Fork LLC | 58120 | Lower South Fork | MT | Carbon | LSF 1 | HY | OP | 0.5 | 0.5 |  |  | 8 | 2012 | NG BLQ: WAT; N Y: N; Y N: Y | Y | S | 1 | N | IPP Non-CHP | 2
57501 | NAES Salem Harbor | 1626 | Salem Harbor | MA | Essex | 1 | ST | OS | 81.9 | 79.7 | 81.4 |  | 1 | 1952 | NG BLQ: BIT; NG NG: RFO; N Y: Y; Y N: Y |  | W |  | N | IPP Non-CHP | 2 |  | N | Y | [12 empty] | N |  |  | 6 | 2014 | N | Y |  | Y |  |  |  | RFO | DFO
57501 | NAES Salem Harbor | 1626 | Salem Harbor | MA | Essex | 2 | ST | OS | 82 | 78 | 78.8 |  | 9 | 1952 | NG BLQ: BIT; NG NG: RFO; N Y: Y; Y N: Y |  | W |  | N | IPP Non-CHP | 2 |  | N | Y | [12 empty] | N |  |  | 6 | 2014 | N | Y |  | Y |  |  |  | RFO | DFO
57501 | NAES Salem Harbor | 1626 | Salem Harbor | MA | Essex | 3 | ST | OP | 165.7 | 149.8 | 149.9 |  | 8 | 1958 | NG BLQ: BIT; NG NG: RFO; N Y: Y; Y N: Y |  | W |  | N | IPP Non-CHP | 2 |  | N | Y | [12 empty] | N |  |  | 6 | 2014 | N | Y |  | Y |  |  |  | RFO | DFO
57501 | NAES Salem Harbor | 1626 | Salem Harbor | MA | Essex | 4 | ST | OP | 475.5 | 436.8 | 437.4 |  | 12 | 1972 | NG BLQ: RFO; N Y: N; Y N: Y |  | W |  | N | IPP Non-CHP | 2 |  | N | Y | [12 empty] | N |  |  | 6 | 2014 | N |  |  | N |  |  |  | RFO | DFO
57503 | Limon | 58126 | Limon Wind I | CO | Lincoln | 1 | WT | OP | 200 | 200 | 200 |  | 11 | 2012 | NG BLQ: WND; N Y: N; Y N: Y |  | S | 125 | N | IPP Non-CHP | 2
57503 | Limon | 58127 | Limon Wind II | CO | Lincoln | 1 | WT | OP | 200 | 200 | 200 |  | 11 | 2012 | NG BLQ: WND; N Y: N; Y N: Y |  | S | 125 | N | IPP Non-CHP | 2 |  |  | N
58081 | Blue Mountain Biogas LLC | 58130 | Blue Mountain Biogas | UT | Beaver | BMB N | IC | OP | 1.6 | 1.5 | 1.5 |  | 10 | 2012 | NG BLQ: OBG; N Y: N; Y N: Y |  | S |  | N | IPP Non-CHP | 2
58081 | Blue Mountain Biogas LLC | 58130 | Blue Mountain Biogas | UT | Beaver | BMB S | IC | OP | 1.6 | 1.5 | 1.5 |  | 10 | 2012 | NG BLQ: OBG; N Y: N; Y N: Y |  | S |  | N | IPP Non-CHP | 2
58082 | Fair Oaks Dairy Farm LLC | 58129 | Fair Oaks Generating Facility | IN | Jasper | GEN1 | IC | OP | 1.1 | 0.8 | 0.8 |  | 12 | 2011 | NG BLQ: OBG; N Y: N; Y N: Y |  | W | 1 | N | Industrial Non-CHP | 6
58083 | Outback Solar, LLC | 58131 | Outback Solar At Christmas Valley | OR | Lake | PV1 | PV | OP | 4.4 | 4.4 | 4.4 |  | 10 | 2012 | NG BLQ: SUN; N Y: N; Y N: Y |  | S | 3 | N | IPP Non-CHP | 2 | [20 empty] | N
58084 | Oberlin Spear Point Solar One, LLC | 58134 | Oberlin Spear Point Solar One | OH | Lorain | OSSO | PV | OP | 2 | 2 | 2 |  | 11 | 2012 | NG BLQ: SUN; N Y: N; Y N: Y |  | S | 4 | N | Commercial Non-CHP | 4 | [20 empty] | N
58088 | Washington White Post Solar LLC | 58135 | Washington White Post Solar LLC | NC | Beaufort | 1 | PV | OP | 12.4 | 12.4 | 12.4 |  | 12 | 2012 | NG BLQ: SUN; N Y: N; Y N: Y |  | S | 25 | N | IPP Non-CHP | 2 | [20 empty] | N
58089 | Adkins Energy LLC | 58136 | Adkins Energy LLC | IL | Stephenson | S5MW | GT | OP | 5 | 5 | 5 |  | 8 | 2002 | NG BLQ: NG; N Y: N; Y N: Y |  | S |  | Y | Industrial CHP | 7 | T |  | N | [17 empty] | N
58090 | NextEra Energy Resources Ensign Wind | 58137 | Ensign Wind LLC | KS | Gray | 1 | WT | OP | 98.9 | 98.9 | 98.9 |  | 11 | 2012 | NG BLQ: WND; N Y: N; Y N: Y |  | S | 43 | N | IPP Non-CHP | 2 | [20 empty] | N
58093 | Otter Creek Ethanol LLC - Poet Ashton | 58138 | Otter Creek Ethanol Poet - Ashton | IA | Osceola | 1 | GT | OP | 7.5 | 5.5 | 9 |  | 3 | 2004 | [9 empty] | W |  | Y | Industrial CHP | 7 | T | bar: NG BLQ; N Y to Y N
58097 | Kent State University | 58140 | Summit Street Power Plant | OH | Portage | GT-1 | GT | OP | 5.7 | 4.9 | 5.6 |  | 1 | 2003 | NG BLQ: NG; NG NG: DFO; N Y: Y; Y N: N |  | S |  | Y | Commercial CHP | 5 | T |  | N | [17 empty] | N
58097 | Kent State University | 58140 | Summit Street Power Plant | OH | Portage | GT-2 | GT | OP | 7.5 | 6.9 | 7.7 |  | 4 | 2004 | [9 empty] | S |  | Y | Commercial CHP | 5 | T |  | N | [17 empty] | N | bar: NG BLQ; N Y to Y N
58098 | New Energy One LLC | 58142 | Rock Creek Dairy | ID | Twin Falls | CHP1 | IC | OP | 1.6 | 1.6 | 1.6 |  | 7 | 2012 | NG BLQ: OBG; N Y: N; Y N: Y |  | S |  | N | Industrial Non-CHP | 6 |  |  | N
58098 | New Energy One LLC | 58142 | Rock Creek Dairy | ID | Twin Falls | CHP2 | IC | OP | 1.6 | 1.6 | 1.6 |  | 7 | 2012 | NG BLQ: OBG; N Y: N; Y N: Y |  | S |  | N | Industrial Non-CHP | 6 |  |  | N
58099 | Emcor Energy Services | 58180 | UNH 7.9 MW Plant | NH | Strafford | 1 | GT | OP | 7.9 | 7 | 7 |  | 9 | 2006 | LFG | NG | DFO |  |  |  | Y | N |  | S |  | Y | Commercial CHP | 5 | T |  | N | [17 empty] | N
58100 | Middle Tennessee State University | 58179 | MTSU Power Co-Gen Plant | TN | Rutherford | GT-01 | GT | OP | 5 | 5 | 5 |  | 7 | 1997 | [9 empty] | S |  | Y | Commercial CHP | 5 | T |  | N | [17 empty] | N | bar: NG BLQ; N Y to Y N
58100 | Middle Tennessee State University | 58179 | MTSU Power Co-Gen Plant | TN | Rutherford | SG-01 | IC | SB | 2 | 2 | 2 |  | 9 | 2004 | NG BLQ: DFO; N Y: N; Y N: N | Y | S |  | N | Commercial CHP | 5 |  |  | N
58100 | Middle Tennessee State University | 58179 | MTSU Power Co-Gen Plant | TN | Rutherford | SG-02 | IC | SB | 2 | 2 | 2 |  | 9 | 2004 | NG BLQ: DFO; N Y: N; Y N: N | N | S |  | N | Commercial CHP | 5 |  |  | N
58100 | Middle Tennessee State University | 58179 | MTSU Power Co-Gen Plant | TN | Rutherford | SG-03 | IC | SB | 2 | 2 | 2 |  | 9 | 2004 | NG BLQ: DFO; N Y: N; Y N: N | N | S |  | N | Commercial CHP | 5 |  |  | N
58100 | Middle Tennessee State University | 58179 | MTSU Power Co-Gen Plant | TN | Rutherford | SG-04 | IC | SB | 2 | 2 | 2 |  | 9 | 2004 | NG BLQ: DFO; N Y: N; Y N: N | N | S |  | N | Commercial CHP | 5 |  |  | N
58100 | Middle Tennessee State University | 58179 | MTSU Power Co-Gen Plant | TN | Rutherford | SG-05 | IC | SB | 2 | 2 | 2 |  | 9 | 2004 | NG BLQ: DFO; N Y: N; Y N: N | N | S |  | N | Commercial CHP | 5 |  |  | N
58101 | Solar Star California II LLC | 58143 | Solar Star California II LLC | CA | Sacramento | 1 | PV | OP | 2 | 2 | 2 |  | 8 | 2012 | NG BLQ: SUN; N Y: N; Y N: Y |  | S | 4 | N | IPP Non-CHP | 2 |  |  | N | [17 empty] | N
58103 | Twin Rivers Paper Co LLC | 58146 | Twin Rivers Paper Co LLC | ME | Aroostook | GEN5 | ST | OP | 22 | 22 | 22 |  | 5 | 1987 | NG BLQ: PUR; N Y: N; Y N: N |  | S |  | Y | Industrial CHP | 7 | T |  | N | [17 empty] | N
58104 | California State University at Fullerton | 58169 | CSUF Trigeneration | CA | Orange | 1 | GT | OP | 4.6 | 4.3 | 4.3 |  | 10 | 2010 | [9 empty] | S |  | Y | Commercial CHP | 5 | T |  | N | [17 empty] | N | bar: NG BLQ; N Y to Y N
58104 | California State University at Fullerton | 58169 | CSUF Trigeneration | CA | Orange | CPAC | PV | OP | 0.3 | 0.3 | 0.3 |  | 1 | 2012 | NG BLQ: SUN; N Y: N; Y N: N | Y | S |  | N | Commercial CHP | 5
58104 | California State University at Fullerton | 58169 | CSUF Trigeneration | CA | Orange | KHS | PV | OP | 0.3 | 0.3 | 0.3 |  | 1 | 2012 | NG BLQ: SUN; N Y: N; Y N: N | Y | S |  | N | Commercial CHP | 5
58104 | California State University at Fullerton | 58169 | CSUF Trigeneration | CA | Orange | PS4 | PV | OP | 0.3 | 0.3 | 0.3 |  | 1 | 2012 | NG BLQ: SUN; N Y: N; Y N: N | Y | S |  | N | Commercial CHP | 5
58105 | University of Redlands | 58168 | Energy Center | CA | San Bernardino | EC01 | IC | OP | 1.5 | 1.5 | 1.5 |  | 2 | 2007 | [9 empty] | S |  | Y | Commercial CHP | 5 | T |  | N | [17 empty] | N | bar: NG BLQ; N Y to Y N
58106 | Western Michigan University | 58161 | Western Michigan University Power Plant | MI | Kalamazoo | EG-1 | IC | OP | 0.8 | 0.8 | 0.8 |  | 3 | 1999 | NG BLQ: NG; N Y: N; Y N: Y |  | S |  | N | Commercial CHP | 5 |  | N | N
58106 | Western Michigan University | 58161 | Western Michigan University Power Plant | MI | Kalamazoo | GTG-7 | CT | OP | 5 | 4.2 | 5.6 |  | 8 | 1997 | NG BLQ: NG; N Y: N; Y N: Y |  | S |  | Y | Commercial CHP | 5 | T |  | N | [17 empty] | N
58106 | Western Michigan University | 58161 | Western Michigan University Power Plant | MI | Kalamazoo | GTG-8 | CT | OP | 5 | 4.2 | 5.6 |  | 8 | 1997 | NG BLQ: NG; N Y: N; Y N: Y |  | S |  | Y | Commercial CHP | 5 | T |  | N | [17 empty] | N
58106 | Western Michigan University | 58161 | Western Michigan University Power Plant | MI | Kalamazoo | STG-1 | CA | OP | 0.9 | 0.9 | 0.9 |  | 3 | 1999 | NG BLQ: NG; N Y: N; Y N: Y |  | S |  | Y | Commercial CHP | 5 | T | Y | N | [17 empty] | N
58107 | University of Rochester | 58157 | University of Rochester | NY | Monroe | HP | ST | OP | 18.2 | 17 | 17 |  | 10 | 2005 | NG BLQ: NG; NG NG: DFO; N Y: Y; Y N: N |  | S |  | Y | Commercial CHP | 5 | T |  | N | [17 empty] | N
58107 | University of Rochester | 58157 | University of Rochester | NY | Monroe | LP | ST | OP | 7.2 | 7.2 | 7.2 |  | 10 | 2005 | NG BLQ: NG; NG NG: DFO; N Y: Y; Y N: N |  | S |  | Y | Commercial CHP | 5 | T |  | N | [17 empty] | N
58108 | SunE AZ1, LLC | 58147 | Prescott Solar Plant | AZ | Yavapai | PV1 | PV | OP | 10.8 | 10.8 | 10.8 |  | 12 | 2011 | NG BLQ: SUN; N Y: N; Y N: N |  | W | 13 | N | IPP Non-CHP | 2 |  |  | N
58109 | President & Trustees of Williams College | 58160 | Williams College - Campus CHP | MA | Berkshire | GEN2 | ST | OP | 3 | 3 | 3 |  | 3 | 2003 | NG BLQ: NG; NG NG: RFO; N Y: Y; Y N: N |  | S |  | Y | Commercial CHP | 5 | T |  | N | [17 empty] | N | [6 empty] | NG | RFO
58110 | SUNY Old Westbury College | 58156 | SUNY Old Westbury College | NY | Nassau | GE | IC | OP | 1.8 | 1.8 | 1.8 |  | 10 | 2007 | NG BLQ: NG; N Y: N; Y N: Y |  | S |  | Y | Commercial CHP | 5 | T |  | N
58113 | Texas A&M, Utilities & Energy Services | 58151 | Central Utility Plant | TX | Brazos | GTG01 | CT | OP | 34.1 | 32.4 | 34.1 |  | 8 | 2011 | NG BLQ: NG; N Y: N; Y N: Y |  | S |  | Y | Commercial CHP | 5 | T |  | N | [17 empty] | N
58113 | Texas A&M, Utilities & Energy Services | 58151 | Central Utility Plant | TX | Brazos | STG02 | CA | OP | 11 | 11 | 11 |  | 8 | 2011 | NG BLQ: NG; NG NG: DFO; N Y: Y; Y N: Y |  | S |  | Y | Commercial CHP | 5 | T | Y | N | [17 empty] | N
58113 | Texas A&M, Utilities & Energy Services | 58151 | Central Utility Plant | TX | Brazos | STG04 | CA | OA | 5 | 5 | 5 |  | 12 | 1956 | NG BLQ: NG; NG NG: DFO; N Y: Y; Y N: Y |  | S |  | Y | Commercial CHP | 5 | T | Y | Y | [12 empty] | Y | 7 | 2013 |  |  | N
58115 | DTE Ashtabula, LLC | 55990 | Ashtabula | OH | Ashtabula | 1 | CT | OP | 4.9 | 4.4 | 5.4 |  | 2 | 2001 | NG BLQ: NG; N Y: N; Y N: Y |  | S |  | Y | IPP CHP | 3 | T |  | N | [12 empty] | N |  |  |  |  | N
58115 | DTE Ashtabula, LLC | 55990 | Ashtabula | OH | Ashtabula | 2 | CT | OP | 4.9 | 4.4 | 5.4 |  | 2 | 2001 | NG BLQ: NG; N Y: N; Y N: Y |  | S |  | Y | IPP CHP | 3 | T |  | N | [12 empty] | N |  |  |  |  | N
58115 | DTE Ashtabula, LLC | 55990 | Ashtabula | OH | Ashtabula | 3 | CT | OP | 4.9 | 4.4 | 5.4 |  | 2 | 2001 | NG BLQ: NG; N Y: N; Y N: Y |  | S |  | Y | IPP CHP | 3 | T |  | N | [12 empty] | N |  |  |  |  | N
58115 | DTE Ashtabula, LLC | 55990 | Ashtabula | OH | Ashtabula | 4 | CT | OP | 4.9 | 4.4 | 5.4 |  | 2 | 2001 | NG BLQ: NG; N Y: N; Y N: Y |  | S |  | Y | IPP CHP | 3 | T |  | N | [12 empty] | N |  |  |  |  | N
58115 | DTE Ashtabula, LLC | 55990 | Ashtabula | OH | Ashtabula | 5 | CT | OP | 4.9 | 4.4 | 5.4 |  | 2 | 2001 | NG BLQ: NG; N Y: N; Y N: Y |  | S |  | Y | IPP CHP | 3 | T |  | N | [12 empty] | N |  |  |  |  | N
58115 | DTE Ashtabula, LLC | 55990 | Ashtabula | OH | Ashtabula | 6 | CA | OP | 0.8 | 0.7 | 0.8 |  | 2 | 2001 | [9 empty] | S |  | Y | IPP CHP | 3 | T | N | N | [17 empty] | N | bar: NG BLQ; N Y to Y N
58115 | DTE Ashtabula, LLC | 55990 | Ashtabula | OH | Ashtabula | 7 | CA | OP | 0.8 | 0.7 | 0.8 |  | 2 | 2001 | [9 empty] | S |  | Y | IPP CHP | 3 | T | N | N | [17 empty] | N | bar: NG BLQ; N Y to Y N
58120 | Danbury Hospital | 58152 | Danbury Hospital Cogen Plant | CT | Fairfield | GEN1 | GT | OP | 4.3 | 3.9 | 5.3 | GEN1 | 11 | 2011 | [9 empty] | S |  | Y | Commercial CHP | 5 | T | N | Y | 0.5 |  | 10 | 2013 | [8 empty] | N |  |  |  |  | N | bar: NG BLQ; N Y to Y N
58121 | North Sky River Energy LLC | 58154 | North Sky River Energy LLC | CA | Kern | GEN1 | WT | OP | 162 | 162 | 162 |  | 12 | 2012 | NG BLQ: WND; N Y: N; Y N: Y |  | S | 100 | N | IPP Non-CHP | 2
58122 | Eastern Maine Medical Center | 58153 | Eastern Maine Medical Center | ME | Winnebago | COGE | GT | OP | 3.8 | 3.8 | 5 |  | 10 | 2006 | NG BLQ: NG; NG NG: DFO; N Y: Y; Y N: N |  | S |  | Y | Commercial CHP | 5 | T |  | N | [17 empty] | N
58129 | Rock River Water Reclamation District | 58177 | Kishwaukee CHP Plant | IL | Winnebago | 1 | IC | OP | 1 | 1 | 1 |  | 1 | 2010 | NG BLQ: OBG; NG NG: NG; N Y: Y; Y N: Y |  | S |  | Y | IPP CHP | 3 | T | N | N | [17 empty] | N
58129 | Rock River Water Reclamation District | 58177 | Kishwaukee CHP Plant | IL | Winnebago | 2 | IC | OP | 1 | 1 | 1 |  | 6 | 2010 | NG BLQ: OBG; NG NG: NG; N Y: Y; Y N: Y |  | S |  | Y | IPP CHP | 3 | T | N | N | [17 empty] | N
58129 | Rock River Water Reclamation District | 58177 | Kishwaukee CHP Plant | IL | Winnebago | 3 | IC | OP | 1 | 1 | 1 |  | 5 | 2010 | NG BLQ: OBG; NG NG: NG; N Y: Y; Y N: Y |  | S |  | Y | IPP CHP | 3 | T | N | N | [17 empty] | N
58130 | University of Connecticut | 58159 | UCONN Cogen Facility | CT | Tolland | CGT1 | CT | OP | 6.9 | 6.4 | 6.4 |  | 3 | 2006 | NG BLQ: NG; NG NG: DFO; N Y: Y; Y N: N |  | S |  | Y | Commercial CHP | 5 | T |  | N | [17 empty] | N
58130 | University of Connecticut | 58159 | UCONN Cogen Facility | CT | Tolland | CGT2 | CT | OP | 6.9 | 6.4 | 6.4 |  | 3 | 2006 | NG BLQ: NG; NG NG: DFO; N Y: Y; Y N: N |  | S |  | Y | Commercial CHP | 5 | T |  | N | [17 empty] | N
58130 | University of Connecticut | 58159 | UCONN Cogen Facility | CT | Tolland | CGT3 | CT | OP | 6.9 | 6.4 | 6.4 |  | 3 | 2006 | NG BLQ: NG; NG NG: DFO; N Y: Y; Y N: N |  | S |  | Y | Commercial CHP | 5 | T |  | N | [17 empty] | N
58130 | University of Connecticut | 58159 | UCONN Cogen Facility | CT | Tolland | STG1 | CA | OP | 5 | 4.9 | 4.9 |  | 3 | 2006 | NG BLQ: NG; NG NG: DFO; N Y: N; Y N: N |  | S |  | Y | Commercial CHP | 5 | T | Y | N | [17 empty] | N
58131 | Wesleyan University | 58158 | Wesleyan University Cogen 1 | CT | Middlesex | 1 | IC | OP | 2.4 | 2.3 | 2.3 |  | 2 | 2009 | [9 empty] | S |  | Y | Commercial CHP | 5 | T |  | N | [17 empty] | N | bar: NG BLQ; N Y to Y N
58132 | Perrin Ranch Wind LLC | 58155 | Perrin Ranch Wind LLC | AZ | Coconino | GEN1 | WT | OP | 99.2 | 99.2 | 99.2 |  | 1 | 2012 | NG BLQ: WND; N Y: N; Y N: Y |  | S | 62 | N | IPP Non-CHP | 2
58133 | Mercy Medical Center | 58163 | Mercy Medical Center | NY | Nassau | 1 | IC | SB | 0.1 | 0.1 | 0.1 |  | 1 | 1959 | NG BLQ: DFO; N Y: N; Y N: N | N | S |  | N | Commercial Non-CHP | 4
58133 | Mercy Medical Center | 58163 | Mercy Medical Center | NY | Nassau | 2 | IC | SB | 0.4 | 0.4 | 0.4 |  | 1 | 1992 | NG BLQ: DFO; N Y: N; Y N: N | N | S |  | N | Commercial Non-CHP | 4
58133 | Mercy Medical Center | 58163 | Mercy Medical Center | NY | Nassau | 3 | IC | SB | 0.4 | 0.4 | 0.4 |  | 1 | 1963 | NG BLQ: DFO; N Y: N; Y N: N | N | S |  | N | Commercial Non-CHP | 4
58133 | Mercy Medical Center | 58163 | Mercy Medical Center | NY | Nassau | 4 | IC | SB | 0.7 | 0.7 | 0.7 |  | 1 | 1985 | NG BLQ: DFO; N Y: N; Y N: N | N | S |  | N | Commercial Non-CHP | 4
58133 | Mercy Medical Center | 58163 | Mercy Medical Center | NY | Nassau | 5 | IC | SB | 0.3 | 0.3 | 0.3 |  | 1 | 1977 | NG BLQ: DFO; N Y: N; Y N: N | N | S |  | N | Commercial Non-CHP | 4
58133 | Mercy Medical Center | 58163 | Mercy Medical Center | NY | Nassau | 6 | IC | SB | 0.2 | 0.2 | 0.2 |  | 1 | 1995 | NG BLQ: DFO; N Y: N; Y N: N | N | S |  | N | Commercial Non-CHP | 4
58133 | Mercy Medical Center | 58163 | Mercy Medical Center | NY | Nassau | 7 | IC | SB | 0.3 | 0.3 | 0.3 |  | 1 | 1999 | NG BLQ: DFO; N Y: N; Y N: N | N | S |  | N | Commercial Non-CHP | 4
58133 | Mercy Medical Center | 58163 | Mercy Medical Center | NY | Nassau | 8 | IC | SB | 0.6 | 0.6 | 0.6 |  | 1 | 2004 | NG BLQ: DFO; N Y: N; Y N: N | N | S |  | N | Commercial Non-CHP | 4
58134 | Cirrus Wind 1 LLC | 58162 | Cirrus Wind 1 LLC | TX | Lynn | CW | WT | OP | 61.2 | 61.2 | 61.2 |  | 12 | 2012 | NG BLQ: WND; N Y: N; Y N: Y |  | S | 17 | N | IPP Non-CHP | 2 | [20 empty] | N
58135 | Ecos Energy LLC | 58496 | Lincoln Solar | IN | Lake | PV2 | PV | OP | 1.5 | 1.5 | 1.5 |  | 12 | 2012 | NG BLQ: SUN; N Y: N; Y N: N |  | S | 3 | N | IPP Non-CHP | 2 |  |  | N | [17 empty] | N
58136 | William Floyd School District | 58167 | William Floyd School District | NY | Suffolk | GEN1 | IC | OP | 1.3 | 1.3 | 1.3 |  | 2 | 2004 | NG BLQ: NG; N Y: N; Y N: Y |  | S |  | Y | Commercial CHP | 5 | T |  | N | [17 empty] | N
58136 | William Floyd School District | 58167 | William Floyd School District | NY | Suffolk | GEN2 | IC | OP | 1.3 | 1.3 | 1.3 |  | 2 | 2004 | NG BLQ: NG; N Y: N; Y N: Y |  | S |  | Y | Commercial CHP | 5 | T |  | N | [17 empty] | N
58136 | William Floyd School District | 58167 | William Floyd School District | NY | Suffolk | GEN3 | IC | SB | 1.3 | 1.3 | 1.3 |  | 2 | 2004 | NG BLQ: DFO; N Y: N; Y N: Y | Y | S |  | N | Commercial CHP | 5
58137 | The College of New Jersey | 58165 | College of New Jersey | NJ | Mercer | COGEN | IC | OP | 6.2 | 4.2 | 5.6 |  | 7 | 1996 | [9 empty] | S |  | Y | Commercial CHP | 5 | T |  | N | [17 empty] | N | bar: NG BLQ; N Y to Y N
58138 | The Trustees of Smith College | 58166 | Smith College Central Heating Plant | MA | Hampshire | GT-1 | GT | OP | 5.3 | 2.7 | 3.5 |  | 10 | 2008 | [9 empty] | S |  | Y | Commercial CHP | 5 | T |  | Y | [12 empty] | Y |  |  |  |  | N | bar: NG BLQ; N Y to Y N
58140 | San Bernardino Comm College Dist | 58170 | Crafton Hills College Solar Farm | CA | San Bernardino | GEN1 | PV | OP | 1.3 | 1.3 | 1.3 |  | 6 | 2012 | NG BLQ: SUN; N Y: N; Y N: Y |  | S | 3 | N | Commercial Non-CHP | 4 | [20 empty] | N
58143 | Cimarron Wind Energy LLC | 57762 | Cimarron Wind Energy LLC | KS | Gray | CPV1 | WT | OP | 165.6 | 165.6 | 165.6 |  | 11 | 2012 | NG BLQ: WND; N Y: N; Y N: Y |  | S | 72 | N | IPP Non-CHP | 2 | [20 empty] | N
58144 | BMW Manufacturing Co LLC | 58173 | BMW Manufacturing Co | SC | Spartanburg | GT601 | GT | OP | 5.5 | 5 | 5 |  | 6 | 2009 | NG BLQ: LFG; N Y: N; Y N: Y |  | S |  | N | Industrial Non-CHP | 6
58144 | BMW Manufacturing Co LLC | 58173 | BMW Manufacturing Co | SC | Spartanburg | GT602 | GT | OP | 5.5 | 5 | 5 |  | 6 | 2009 | NG BLQ: LFG; N Y: N; Y N: Y |  | S |  | N | Industrial Non-CHP | 6
58147 | Connecticut Valley Hospital | 58176 | Connecticut Valley Hospital Plant | CT | Middlesex | ST#1 | CA | OS | 0.7 | 0.7 | 0.7 |  | 1 | 1950 | NG BLQ: NG; N Y: Y; Y N: N | N | S |  | Y | IPP CHP | 3 | B | N | Y | [15 empty] | 3 | 2013 | N | [6 empty] | NG
58147 | Connecticut Valley Hospital | 58176 | Connecticut Valley Hospital Plant | CT | Middlesex | ST#2 | CA | OS | 0.5 | 0.5 | 0.5 |  | 1 | 1950 | NG BLQ: NG; N Y: Y; Y N: N | N | S |  | Y | IPP CHP | 3 | B | N | Y | [15 empty] | 3 | 2013 | N | [6 empty] | NG
58147 | Connecticut Valley Hospital | 58176 | Connecticut Valley Hospital Plant | CT | Middlesex | ST#3 | CA | OS | 0.5 | 0.5 | 0.5 |  | 1 | 1950 | NG BLQ: NG; N Y: Y; Y N: N | N | S |  | Y | IPP CHP | 3 | B | N | Y | [15 empty] | 3 | 2013 | N | [6 empty] | NG
58148 | U.S. General Services Administration | 58178 | M. G. Emmett J. Bean Federal Center | IN | Marion | 1 | PV | OP | 2 | 2 | 2 |  | 4 | 2011 | NG BLQ: SUN; N Y: N; Y N: Y |  | S | 4 | N | IPP Non-CHP | 2 |  |  | N | [17 empty] | N
58149 | Renewable World Energies LLC | 1067 | Iowa Hydro LLC | IA | Jackson | 1 | HY | OP | 0.6 | 0.6 | 0.6 |  | 1 | 1924 | NG BLQ: WAT; N Y: N; Y N: Y |  | S |  | N | IPP Non-CHP | 2 |  | N | N | [17 empty] | N
58149 | Renewable World Energies LLC | 1067 | Iowa Hydro LLC | IA | Jackson | 2 | HY | OP | 0.6 | 0.6 | 0.6 |  | 1 | 1924 | NG BLQ: WAT; N Y: N; Y N: Y |  | S | 0 | N | IPP Non-CHP | 2 |  | N | N | [17 empty] | N
58149 | Renewable World Energies LLC | 3995 | Arpin Dam | WI | Sawyer | 1 | HY | OP | 0.6 | 0.6 | 0.6 |  | 9 | 1971 | NG BLQ: WAT; N Y: N; Y N: Y |  | S |  | N | IPP Non-CHP | 2 |  | N | N | [17 empty] | N
58149 | Renewable World Energies LLC | 3995 | Arpin Dam | WI | Sawyer | 2 | HY | OP | 0.6 | 0.6 | 0.6 |  | 9 | 1971 | NG BLQ: WAT; N Y: N; Y N: Y |  | S |  | N | IPP Non-CHP | 2 |  | N | N | [17 empty] | N
58149 | Renewable World Energies LLC | 3995 | Arpin Dam | WI | Sawyer | 3 | HY | OP | 0.2 | 0.2 | 0.2 |  | 5 | 1973 | NG BLQ: WAT; N Y: N; Y N: Y |  | S |  | N | IPP Non-CHP | 2 |  | N | N | [17 empty] | N
58149 | Renewable World Energies LLC | 4018 | Clam River Dam | WI | Burnett | 1 | HY | OP | 0.4 | 0.4 | 0.4 |  | 12 | 1942 | NG BLQ: WAT; N Y: N; Y N: Y |  | S |  | N | IPP Non-CHP | 2 |  | N | N | [17 empty] | N
58149 | Renewable World Energies LLC | 4018 | Clam River Dam | WI | Burnett | 2 | HY | OP | 0.4 | 0.4 | 0.4 |  | 4 | 1942 | NG BLQ: WAT; N Y: N; Y N: Y |  | S |  | N | IPP Non-CHP | 2 |  | N | N | [17 empty] | N
58149 | Renewable World Energies LLC | 4018 | Clam River Dam | WI | Burnett | 3 | HY | OP | 0.4 | 0.4 | 0.4 |  | 4 | 1967 | NG BLQ: WAT; N Y: N; Y N: Y |  | S |  | N | IPP Non-CHP | 2 |  | N | N | [17 empty] | N
58149 | Renewable World Energies LLC | 4019 | Danbury Dam | WI | Burnett | 1 | HY | OP | 0.1 | 0.1 | 0.1 |  | 1 | 1921 | NG BLQ: WAT; N Y: N; Y N: Y |  | S |  | N | IPP Non-CHP | 2 |  | N | N | [17 empty] | N
58149 | Renewable World Energies LLC | 4019 | Danbury Dam | WI | Burnett | 2 | HY | OP | 0.3 | 0.3 | 0.3 |  | 3 | 1927 | NG BLQ: WAT; N Y: N; Y N: Y |  | S |  | N | IPP Non-CHP | 2 |  | N | N | [17 empty] | N
58149 | Renewable World Energies LLC | 4019 | Danbury Dam | WI | Burnett | HY3 | HY | OP | 0.6 | 0.6 | 0.6 |  | 6 | 1950 | NG BLQ: WAT; N Y: N; Y N: Y |  | S |  | N | IPP Non-CHP | 2 |  | N | N | [17 empty] | N
58149 | Renewable World Energies LLC | 7118 | Cataract | MI | Marquette | 1 | HY | OP | 2 | 0.6 | 0.3 |  | 2 | 1988 | NG BLQ: WAT; N Y: N; Y N: Y |  | S | 0 | N | IPP Non-CHP | 2 |  | N | N | [17 empty] | N
58149 | Renewable World Energies LLC | 10453 | LAC Courte Oreilles Hydroelect | WI | Sawyer | U1 | HY | OA | 0.2 | 0.2 | 0.2 |  | 12 | 1986 | NG BLQ: WAT; N Y: N; Y N: Y |  | S | 0 | N | Commercial Non-CHP | 4 |  | N | N
58149 | Renewable World Energies LLC | 10453 | LAC Courte Oreilles Hydroelect | WI | Sawyer | U2 | HY | OA | 1.6 | 1.5 | 1.5 |  | 12 | 1986 | NG BLQ: WAT; N Y: N; Y N: Y |  | S | 0 | N | Commercial Non-CHP | 4 |  | N | N
58149 | Renewable World Energies LLC | 10453 | LAC Courte Oreilles Hydroelect | WI | Sawyer | U3 | HY | OA | 1.6 | 1.5 | 1.5 |  | 12 | 1986 | NG BLQ: WAT; N Y: N; Y N: Y |  | S | 0 | N | Commercial Non-CHP | 4 |  | N | N
58149 | Renewable World Energies LLC | 55684 | Flambeau Crowley Rapids Project | WI | Price | GEN1 | HY | OP | 1 | 1 | 1 |  | 1 | 1930 | NG BLQ: WAT; N Y: N; Y N: Y |  | S |  | N | IPP Non-CHP | 2 |  | N | N | [17 empty] | N
58149 | Renewable World Energies LLC | 55684 | Flambeau Crowley Rapids Project | WI | Price | GEN2 | HY | OP | 0.5 | 0.5 | 0.5 |  | 1 | 1930 | NG BLQ: WAT; N Y: N; Y N: Y |  | S |  | N | IPP Non-CHP | 2 |  | N | N | [17 empty] | N
58149 | Renewable World Energies LLC | 55685 | Flambeau Lower Project | WI | Price | GEN1 | HY | OP | 0.4 | 0.4 | 0.4 |  | 1 | 1923 | NG BLQ: WAT; N Y: N; Y N: Y |  | S |  | N | IPP Non-CHP | 2 |  | N | N | [17 empty] | N
58149 | Renewable World Energies LLC | 55685 | Flambeau Lower Project | WI | Price | GEN2 | HY | OP | 0.4 | 0.4 | 0.4 |  | 1 | 1923 | NG BLQ: WAT; N Y: N; Y N: Y |  | S |  | N | IPP Non-CHP | 2 |  | N | N | [17 empty] | N
58149 | Renewable World Energies LLC | 55685 | Flambeau Lower Project | WI | Price | GEN3 | HY | OP | 0.4 | 0.4 | 0.4 |  | 1 | 1923 | NG BLQ: WAT; N Y: N; Y N: Y |  | S |  | N | IPP Non-CHP | 2 |  | N | N | [17 empty] | N
58150 | Big Blue Wind Farm LLC | 57289 | Big Blue | MN | Faribault | BBWP | WT | OP | 36 | 36 | 36 |  | 12 | 2012 | NG BLQ: WND; N Y: N; Y N: Y |  | S | 18 | N | IPP Non-CHP | 2
58151 | Loyola University Health System | 58181 | Loyola University Health Plant | IL | Cook | UNIT1 | GT | OP | 5.3 | 3.9 | 5.6 |  | 9 | 2005 | NG BLQ: NG; N Y: N; Y N: Y |  | S |  | N | Commercial Non-CHP | 4
58151 | Loyola University Health System | 58181 | Loyola University Health Plant | IL | Cook | UNIT2 | GT | OP | 5.3 | 3.9 | 5.6 |  | 9 | 2005 | NG BLQ: NG; N Y: N; Y N: Y |  | S |  | N | Commercial Non-CHP | 4
58152 | Amherst College | 58185 | Amherst College Co Gen | MA | Hampshire | CTG | GT | OP | 1.2 | 1.2 | 1.2 |  | 11 | 2006 | NG BLQ: NG; NG NG: DFO; N Y: Y; Y N: N |  | S |  | Y | Commercial CHP | 5 | T |  | N | [17 empty] | N
58152 | Amherst College | 58185 | Amherst College Co Gen | MA | Hampshire | STG | ST | OP | 0.5 | 0.5 | 0.5 |  | 11 | 2006 | NG BLQ: NG; NG NG: RFO; N Y: Y; Y N: N |  | S |  | N | Commercial CHP | 5 |  |  | N | [17 empty] | N | [6 empty] | NG
58153 | US Magnesium | 58191 | US Magnesium | UT | Penobscot | GT1 | GT | OP | 16 | 10 | 13 |  | 1 | 1972 | NG BLQ: NG; NG NG: DFO; N Y: Y; Y N: Y |  | S |  | N | Industrial Non-CHP | 6 |  |  | N
58153 | US Magnesium | 58191 | US Magnesium | UT | Penobscot | GT2 | GT | OP | 16 | 10 | 13 |  | 1 | 1972 | NG BLQ: NG; NG NG: DFO; N Y: Y; Y N: Y |  | S |  | N | Industrial Non-CHP | 6 |  |  | N
58153 | US Magnesium | 58191 | US Magnesium | UT | Penobscot | GT3 | GT | OP | 16 | 10 | 13 |  | 1 | 1972 | NG BLQ: NG; NG NG: DFO; N Y: Y; Y N: Y |  | S |  | N | Industrial Non-CHP | 6 |  |  | N
58154 | Hudson Valley Community College | 58186 | HVCC Cogen Plant | NY | Rensselaer | CG01 | IC | OP | 0.9 | 0.8 | 0.9 |  | 4 | 2004 | NG BLQ: NG; NG NG: LFG; N Y: Y; Y N: N |  | S |  | Y | Commercial CHP | 5 | T |  | Y | [12 empty] | Y | 1 | 2013 |  |  | N
58154 | Hudson Valley Community College | 58186 | HVCC Cogen Plant | NY | Rensselaer | CG02 | IC | OP | 0.9 | 0.8 | 0.9 |  | 4 | 2004 | [9 empty] | S |  | Y | Commercial CHP | 5 | T |  | Y | [12 empty] | Y | 10 | 2013 |  |  | N | bar: NG BLQ; N Y to Y N
58154 | Hudson Valley Community College | 58186 | HVCC Cogen Plant | NY | Rensselaer | CG03 | IC | OP | 1.4 | 1.3 | 1.4 |  | 4 | 2004 | [9 empty] | S |  | Y | Commercial CHP | 5 | T |  | Y | [12 empty] | Y | 10 | 2013 |  |  | N | bar: NG BLQ; N Y to Y N
58154 | Hudson Valley Community College | 58186 | HVCC Cogen Plant | NY | Rensselaer | CG04 | IC | OP | 1.4 | 1.2 | 1.4 |  | 4 | 2004 | [9 empty] | S |  | N | Commercial CHP | 5 |  |  | Y | [12 empty] | Y | 10 | 2013 |  |  | N | bar: NG BLQ; N Y to Y N
58154 | Hudson Valley Community College | 58186 | HVCC Cogen Plant | NY | Rensselaer | CG05 | IC | SB | 2.1 | 2 | 2.1 |  | 4 | 2004 | NG BLQ: DFO; N Y: N; Y N: N | N | S |  | N | Commercial CHP | 5 |  |  | Y | [12 empty] | Y | 10 | 2013 |  |  | N
58154 | Hudson Valley Community College | 58186 | HVCC Cogen Plant | NY | Rensselaer | CG06 | IC | OP | 1.4 | 1.3 | 1.4 |  | 8 | 2005 | [9 empty] | S |  | Y | Commercial CHP | 5 | T |  | Y | [12 empty] | Y | 10 | 2013 |  |  | N | bar: NG BLQ; N Y to Y N
58156 | Rand Whitney Containerboard L.P. | 58184 | Rand Whitney CHP Plant | CT | New London | TG-1 | GT | OP | 14.6 | 14.6 | 14.6 |  | 4 | 2005 | NG BLQ: NG; NG NG: DFO; N Y: Y; Y N: Y |  | S |  | Y | Industrial CHP | 7 | T |  | N | [12 empty] | N |  |  |  |  | N
58157 | Prairie Horizon Agri Energy LLC | 58183 | Prairie Horizon Agri Energy | KS | Phillips | T5687 | ST | OP | 1.8 | 0.3 | 0.3 |  | 10 | 2008 | [9 empty] | S |  | Y | Industrial CHP | 7 | B | bar: NG BLQ; N Y to Y N
58157 | Prairie Horizon Agri Energy LLC | 58183 | Prairie Horizon Agri Energy | KS | Phillips | T5741 | ST | OP | 1.7 | 0.7 | 0.7 |  | 10 | 2006 | [9 empty] | S |  | Y | Industrial CHP | 7 | B | bar: NG BLQ; N Y to Y N
58159 | Penn State University | 58194 | West Campus Steam Plant | PA | Centre | WC 2 | ST | OP | 2.5 | 0.5 | 1 |  | 1 | 1938 | NG BLQ: BIT; NG NG: NG; N Y: Y; Y N: N |  | S |  | Y | Commercial CHP | 5 | T |  | Y | [12 empty] | Y |  |  |  |  | N |  |  | Y |  |  |  | NG
58159 | Penn State University | 58194 | West Campus Steam Plant | PA | Centre | WC 3 | ST | OP | 3.5 | 0.6 | 2.8 |  | 1 | 1949 | NG BLQ: BIT; NG NG: NG; N Y: Y; Y N: N |  | S |  | Y | Commercial CHP | 5 | T |  | Y | [12 empty] | Y |  |  |  |  | N |  |  | Y |  |  |  | NG
58159 | Penn State University | 58195 | East Campus Steam Plant | PA | Centre | CT1 | GT | OP | 7 | 5.5 | 8.4 |  | 6 | 2011 | NG BLQ: NG; NG NG: DFO; N Y: Y; Y N: N |  | S |  | Y | Commercial CHP | 5 | T |  | N | [17 empty] | N
58163 | Poet Biorefining Lake Crystal | 58197 | Poet Biorefining Lake Crystal | MN | Smith | 1 | IC | SB | 6 | 6 | 6 |  | 4 | 2005 | NG BLQ: DFO; N Y: N; Y N: N | N | S |  | N | Industrial Non-CHP | 6 |  |  | N
58163 | Poet Biorefining Lake Crystal | 58197 | Poet Biorefining Lake Crystal | MN | Smith | 2 | ST | SB | 1 | 1 | 1 |  | 4 | 2005 | [8 empty] | N | S | 1 | N | Industrial Non-CHP | 6 |  | N | N | bar: NG BLQ; N Y to Y N
58164 | 180 Raritan Energy Solutions, LLC | 58187 | 180 Raritan Solar | NJ | Middlesex | 1 | PV | OP | 2.3 | 2.3 | 2.3 |  | 6 | 2012 | NG BLQ: SUN; N Y: N; Y N: Y |  | S | 5 | N | IPP Non-CHP | 2 |  |  | N | [17 empty] | N
58166 | Bonanza BioEnergy LLC | 58193 | Bonanza BioEnergy LLC | KS | Finney | ST96 | ST | OP | 2 | 2 | 2 |  | 8 | 2008 | [8 empty] | Y | S |  | Y | Industrial CHP | 7 | T | N | N | [12 empty] | N |  |  |  |  | N | [6 empty] | NG | bar: NG BLQ; N Y to Y N
58167 | Arkalon Ethanol LLC | 58192 | Arkalon Ethanol LLC | KS | Seward | ST961 | ST | OP | 3 | 3 | 3 |  | 12 | 2008 | [8 empty] | Y | S |  | Y | Industrial CHP | 7 | T | N | N | [12 empty] | N | 12 | 2008 |  |  | N | [6 empty] | NG | bar: NG BLQ; N Y to Y N
58170 | Mosaic Potash Hersey LLC | 58196 | Mosaic Potash Hersey | MI | Osceola | ST1 | ST | OA | 2.1 | 2.1 | 2.1 |  | 9 | 1998 | [9 empty] | S |  | Y | Industrial CHP | 7 | T |  | N | [17 empty] | N | [6 empty] | NG | bar: NG BLQ; N Y to Y N
58171 | University of California-San Francisco | 58198 | Parnassus Central Utility Plant | CA | San Francisco | GTG1 | CT | OP | 5 | 5 | 5 |  | 1 | 1996 | NG BLQ: NG; NG NG: DFO; N Y: Y; Y N: Y |  | S |  | Y | Commercial CHP | 5 | T |  | N | [17 empty] | N
58171 | University of California-San Francisco | 58198 | Parnassus Central Utility Plant | CA | San Francisco | GTG2 | CT | OP | 5 | 5 | 5 |  | 1 | 1996 | NG BLQ: NG; NG NG: DFO; N Y: Y; Y N: Y |  | S |  | Y | Commercial CHP | 5 | T |  | N | [17 empty] | N
58171 | University of California-San Francisco | 58198 | Parnassus Central Utility Plant | CA | San Francisco | STG1 | CA | OP | 3.5 | 3.5 | 3.5 |  | 1 | 1996 | NG BLQ: NG; N Y: N; Y N: Y |  | S |  | Y | Commercial CHP | 5 | T | N | N | [17 empty] | N
58172 | NRG Energy Center Phoenix LLC | 58199 | Arizona State University CHP | AZ | Maricopa | G1 | CS | OP | 9.2 | 9.2 | 6.9 |  | 4 | 2006 | NG BLQ: NG; N Y: N; Y N: Y |  | S | 1 | Y | Commercial CHP | 5 | T | Y | N | [17 empty] | N
58173 | Ormet Primary Aluminium Corp-Burnside | 58200 | Burnside Alumina Div | LA | Ascension | GEN1 | ST | OP | 4 | 4 | 4 |  | 12 | 1957 | [8 empty] | N | S |  | N | Industrial Non-CHP | 6 |  | N | N | [17 empty] | N | bar: NG BLQ; N Y to Y N
58173 | Ormet Primary Aluminium Corp-Burnside | 58200 | Burnside Alumina Div | LA | Ascension | GEN2 | ST | OP | 4 | 4 | 4 |  | 12 | 1957 | [8 empty] | N | S |  | N | Industrial Non-CHP | 6 |  |  | N | [17 empty] | N | bar: NG BLQ; N Y to Y N
58173 | Ormet Primary Aluminium Corp-Burnside | 58200 | Burnside Alumina Div | LA | Ascension | GEN3 | ST | OP | 4 | 4 | 4 |  | 12 | 1957 | [8 empty] | N | S |  | N | Industrial Non-CHP | 6 |  | N | N | [17 empty] | N | bar: NG BLQ; N Y to Y N
58174 | Monroe Newpower Corporation | 58201 | Monroe Community College Plant | NY | Monroe | 1 | IC | OP | 1.6 | 1.6 | 1.6 |  | 8 | 2004 | NG BLQ: NG; N Y: N; Y N: Y |  | S |  | Y | Commercial CHP | 5 | T |  | N | [17 empty] | N
58174 | Monroe Newpower Corporation | 58201 | Monroe Community College Plant | NY | Monroe | 2 | IC | OP | 1.6 | 1.6 | 1.6 |  | 8 | 2004 | NG BLQ: NG; N Y: N; Y N: Y |  | S |  | Y | Commercial CHP | 5 | T |  | N | [17 empty] | N
58174 | Monroe Newpower Corporation | 58201 | Monroe Community College Plant | NY | Monroe | 3 | IC | OP | 1.6 | 1.6 | 1.6 |  | 8 | 2004 | NG BLQ: NG; N Y: N; Y N: Y |  | S |  | Y | Commercial CHP | 5 | T |  | N | [17 empty] | N
58174 | Monroe Newpower Corporation | 58201 | Monroe Community College Plant | NY | Monroe | 4 | IC | OP | 1.6 | 1.6 | 1.6 |  | 8 | 2004 | NG BLQ: NG; N Y: N; Y N: Y |  | S |  | Y | Commercial CHP | 5 | T |  | N | [17 empty] | N
58176 | Veolia Energy Kansas City | 58205 | Grand Ave Plant | MO | Jackson | 1 | ST | OP | 5 | 4.8 | 4.8 |  | 7 | 1991 | NG BLQ: BIT; NG NG: NG; N Y: Y; Y N: Y |  | S |  | Y | IPP CHP | 3 | T |  | N | [17 empty] | N | Y |  | Y |  |  |  | NG
58177 | Raven Power Holdings LLC | 602 | Brandon Shores | MD | Anne Arundel | 1 | ST | OP | 685 | 635 | 635 |  | 5 | 1984 | NG BLQ: BIT; N Y: N; Y N: Y |  | S |  | N | IPP Non-CHP | 2 |  | N | N | [17 empty] | N | Y |  | Y |  |  |  | DFO
58177 | Raven Power Holdings LLC | 602 | Brandon Shores | MD | Anne Arundel | 2 | ST | OP | 685 | 638 | 638 |  | 5 | 1991 | NG BLQ: BIT; N Y: N; Y N: Y |  | S |  | N | IPP Non-CHP | 2 |  | N | N | [17 empty] | N | Y |  | Y |  |  |  | DFO
58177 | Raven Power Holdings LLC | 1552 | C P Crane | MD | Baltimore | 1 | ST | OP | 190.4 | 190 | 190 |  | 7 | 1961 | NG BLQ: SUB; NG NG: BIT; N Y: N; Y N: Y |  | S |  | N | IPP Non-CHP | 2 |  | N | N | [17 empty] | N | Y |  | Y |  |  |  | NG
58177 | Raven Power Holdings LLC | 1552 | C P Crane | MD | Baltimore | 2 | ST | OP | 209.4 | 195 | 195 |  | 2 | 1963 | NG BLQ: SUB; NG NG: BIT; N Y: N; Y N: Y |  | S |  | N | IPP Non-CHP | 2 |  | N | N | [17 empty] | N | Y |  | Y |  |  |  | NG
58177 | Raven Power Holdings LLC | 1552 | C P Crane | MD | Baltimore | GT1 | GT | OP | 16 | 14 | 14 |  | 8 | 1967 | NG BLQ: DFO; N Y: N; Y N: Y |  | S |  | N | IPP Non-CHP | 2 |  | N | N | [17 empty] | N
58177 | Raven Power Holdings LLC | 1554 | Herbert A Wagner | MD | Anne Arundel | 1 | ST | OP | 132.8 | 126 | 126 |  | 2 | 1956 | NG BLQ: NG; NG NG: RFO; N Y: Y; Y N: Y |  | S |  | N | IPP Non-CHP | 2 |  | N | N | [17 empty] | N | [6 empty] | NG
58177 | Raven Power Holdings LLC | 1554 | Herbert A Wagner | MD | Anne Arundel | 2 | ST | OP | 136 | 135 | 135 |  | 1 | 1959 | NG BLQ: BIT; N Y: N; Y N: Y |  | S |  | N | IPP Non-CHP | 2 |  | N | N | [17 empty] | N | Y |  | Y |  |  |  | NG
58177 | Raven Power Holdings LLC | 1554 | Herbert A Wagner | MD | Anne Arundel | 3 | ST | OP | 359 | 305 | 305 |  | 8 | 1966 | NG BLQ: BIT; N Y: N; Y N: Y |  | S |  | N | IPP Non-CHP | 2 |  | N | N | [17 empty] | N | Y |  | Y |  |  |  | NG
58177 | Raven Power Holdings LLC | 1554 | Herbert A Wagner | MD | Anne Arundel | 4 | ST | OP | 414.7 | 397 | 397 |  | 8 | 1972 | NG BLQ: RFO; N Y: N; Y N: Y |  | S |  | N | IPP Non-CHP | 2 |  | N | N | [17 empty] | N | [6 empty] | NG
58177 | Raven Power Holdings LLC | 1554 | Herbert A Wagner | MD | Anne Arundel | GT1 | GT | OP | 16 | 12.9 | 12.9 |  | 8 | 1967 | NG BLQ: DFO; N Y: N; Y N: Y |  | S |  | N | IPP Non-CHP | 2 |  | N | N | [17 empty] | N
58178 | GSA Metropolitan Service Center | 58207 | Central Utility Plant at White Oak | MD | Montgomery | G1 | IC | OP | 5.7 | 5.7 | 5.7 |  | 11 | 2003 | NG BLQ: NG; NG NG: DFO; N Y: Y; Y N: Y | Y | S |  | Y | IPP CHP | 3 | T |  | N | [12 empty] | N |  |  |  |  | N
58178 | GSA Metropolitan Service Center | 58207 | Central Utility Plant at White Oak | MD | Montgomery | G3 | GT | OP | 4.3 | 4.3 | 4.6 |  | 11 | 2003 | NG BLQ: NG; N Y: N; Y N: Y |  | S |  | Y | IPP CHP | 3 | T |  | N | [17 empty] | N
58178 | GSA Metropolitan Service Center | 58207 | Central Utility Plant at White Oak | MD | Montgomery | G4 | GT | OP | 4.3 | 4.3 | 4.6 |  | 4 | 2008 | NG BLQ: NG; N Y: N; Y N: Y |  | S |  | Y | IPP CHP | 3 | T |  | N | [17 empty] | N
58178 | GSA Metropolitan Service Center | 58207 | Central Utility Plant at White Oak | MD | Montgomery | G5 | GT | OP | 4.3 | 4.3 | 4.6 |  | 3 | 2009 | NG BLQ: NG; N Y: N; Y N: Y |  | S |  | Y | IPP CHP | 3 | T |  | N | [17 empty] | N
58178 | GSA Metropolitan Service Center | 58207 | Central Utility Plant at White Oak | MD | Montgomery | G6 | GT | OP | 4.3 | 4.3 | 4.6 |  | 5 | 2010 | NG BLQ: NG; N Y: N; Y N: Y | Y | S |  | N | IPP CHP | 3 |  |  | N | [12 empty] | N |  |  |  |  | N
58179 | Cinnamon Bay LLC | 58208 | Cinnamon Bay Edgeboro Landfill | NJ | Middlesex | 1 | IC | OP | 9.6 | 9.1 | 9.1 |  | 8 | 2011 | NG BLQ: LFG; N Y: N; Y N: Y |  | S | 1 | N | IPP Non-CHP | 2
58180 | Blackwell Wind, LLC | 58209 | NextEra-Blackwell Wind, LLC | OK | Kay | WT | WT | OP | 59.8 | 59.8 | 59.8 |  | 12 | 2012 | NG BLQ: WND; N Y: N; Y N: Y |  | S | 26 | N | IPP Non-CHP | 2
58182 | SunE AZ2 LLC | 58213 | Saddle Mountain Solar I | AZ | Maricopa | AZ2 | PV | OP | 15 | 15 | 15 |  | 12 | 2012 | NG BLQ: SUN; N Y: N; Y N: N |  | W | 24 | N | IPP Non-CHP | 2 |  |  | N
58183 | J.R. Simplot Company | 58216 | J.R. Simplot Company | CA | San Joaquin | 1 | ST | OP | 4 | 3.2 | 3.2 |  | 10 | 1993 | NG BLQ: WH; N Y: N; Y N: Y |  | S |  | N | Industrial Non-CHP | 6 |  |  | N
58185 | FirstLight Power Resources, Inc. - MA | 547 | Northfield Mountain | MA | Franklin | 1 | PS | OP | 235 | 270 | 270 |  | 2 | 1973 | NG BLQ: WAT; N Y: N; Y N: Y |  | W | 0 | N | IPP Non-CHP | 2 |  | N | N | [12 empty] | N
58185 | FirstLight Power Resources, Inc. - MA | 547 | Northfield Mountain | MA | Franklin | 2 | PS | OP | 235 | 292 | 292 |  | 10 | 1973 | NG BLQ: WAT; N Y: N; Y N: Y |  | W | 0 | N | IPP Non-CHP | 2 |  | N | Y | 292 | 292 | 5 | 2016 | [8 empty] | N
58185 | FirstLight Power Resources, Inc. - MA | 547 | Northfield Mountain | MA | Franklin | 3 | PS | OP | 235 | 292 | 292 |  | 7 | 1973 | NG BLQ: WAT; N Y: N; Y N: Y |  | W | 0 | N | IPP Non-CHP | 2 |  | N | N | [12 empty] | N
58185 | FirstLight Power Resources, Inc. - MA | 547 | Northfield Mountain | MA | Franklin | 4 | PS | OP | 235 | 270 | 270 |  | 11 | 1972 | NG BLQ: WAT; N Y: N; Y N: Y |  | W | 0 | N | IPP Non-CHP | 2 |  | N | Y | 292 | 292 | 5 | 2014 | [8 empty] | N
58185 | FirstLight Power Resources, Inc. - MA | 1606 | Mount Tom | MA | Hampden | 1 | ST | OP | 136 | 143.6 | 145.7 |  | 11 | 1960 | NG BLQ: BIT; NG NG: DFO; N Y: N; Y N: Y |  | W |  | N | IPP Non-CHP | 2 |  | N | N | [12 empty] | N | [7 empty] | Y |  |  |  | DFO
58185 | FirstLight Power Resources, Inc. - MA | 1629 | Cabot | MA | Franklin | 1 | HY | OP | 10.3 | 10.3 | 10.3 |  | 1 | 1915 | NG BLQ: WAT; N Y: N; Y N: Y |  | W |  | N | IPP Non-CHP | 2 |  | N | N | [12 empty] | N
58185 | FirstLight Power Resources, Inc. - MA | 1629 | Cabot | MA | Franklin | 2 | HY | OP | 10.3 | 10.3 | 10.3 |  | 1 | 1915 | NG BLQ: WAT; N Y: N; Y N: Y |  | W | 0 | N | IPP Non-CHP | 2 |  | N | N | [12 empty] | N
58185 | FirstLight Power Resources, Inc. - MA | 1629 | Cabot | MA | Franklin | 3 | HY | OP | 10.3 | 10.3 | 10.3 |  | 1 | 1916 | NG BLQ: WAT; N Y: N; Y N: Y |  | W | 0 | N | IPP Non-CHP | 2 |  | N | N | [12 empty] | N
58185 | FirstLight Power Resources, Inc. - MA | 1629 | Cabot | MA | Franklin | 4 | HY | OP | 10.3 | 10.3 | 10.3 |  | 1 | 1916 | NG BLQ: WAT; N Y: N; Y N: Y |  | W | 0 | N | IPP Non-CHP | 2 |  | N | N | [12 empty] | N
58185 | FirstLight Power Resources, Inc. - MA | 1629 | Cabot | MA | Franklin | 5 | HY | OP | 10.3 | 10.3 | 10.3 |  | 1 | 1917 | NG BLQ: WAT; N Y: N; Y N: Y |  | W | 0 | N | IPP Non-CHP | 2 |  | N | N | [12 empty] | N
58185 | FirstLight Power Resources, Inc. - MA | 1629 | Cabot | MA | Franklin | 6 | HY | OP | 10.3 | 10.3 | 10.3 |  | 1 | 1917 | NG BLQ: WAT; N Y: N; Y N: Y |  | W | 0 | N | IPP Non-CHP | 2 |  | N | N | [12 empty] | N
58185 | FirstLight Power Resources, Inc. - MA | 6388 | Turners Falls | MA | Franklin | 1 | HY | OP | 1.4 | 1.9 | 1.9 |  | 1 | 1913 | NG BLQ: WAT; N Y: N; Y N: N |  | W | 0 | N | IPP Non-CHP | 2 |  | N | N | [12 empty] | N
58185 | FirstLight Power Resources, Inc. - MA | 6388 | Turners Falls | MA | Franklin | 2 | HY | OP | 0.4 | 0.4 | 0.4 |  | 1 | 1913 | NG BLQ: WAT; N Y: N; Y N: N |  | W | 0 | N | IPP Non-CHP | 2 |  | N | N | [12 empty] | N
58185 | FirstLight Power Resources, Inc. - MA | 6388 | Turners Falls | MA | Franklin | 3 | HY | OP | 1.3 | 1.3 | 1.3 |  | 1 | 1910 | NG BLQ: WAT; N Y: N; Y N: N |  | W | 0 | N | IPP Non-CHP | 2 |  | N | N | [12 empty] | N
58185 | FirstLight Power Resources, Inc. - MA | 6388 | Turners Falls | MA | Franklin | 5 | HY | OP | 1.3 | 1.4 | 1.4 |  | 1 | 1905 | NG BLQ: WAT; N Y: N; Y N: N |  | W | 0 | N | IPP Non-CHP | 2 |  | N | N | [12 empty] | N
58185 | FirstLight Power Resources, Inc. - MA | 6388 | Turners Falls | MA | Franklin | 7 | HY | OP | 1.3 | 1.4 | 1.4 |  | 1 | 1910 | NG BLQ: WAT; N Y: N; Y N: N |  | W | 0 | N | IPP Non-CHP | 2 |  | N | N | [12 empty] | N
58185 | FirstLight Power Resources, Inc. - MA | 58210 | NFM Solar Power LLC | MA | Franklin | 1 | PV | OP | 1.9 | 1.9 | 1.9 |  | 3 | 2012 | NG BLQ: SUN; N Y: N; Y N: N |  | S | 0 | N | IPP Non-CHP | 2 |  |  | N
58188 | Central Connecticut State University | 58224 | CCSU Co-Gen-STBY Gen | CT | Hartford | EC#1 | IC | OP | 1.3 | 1.3 | 1.3 |  | 5 | 2004 | [9 empty] | S |  | Y | Commercial CHP | 5 | T |  | N | bar: NG BLQ; N Y to Y N
58188 | Central Connecticut State University | 58224 | CCSU Co-Gen-STBY Gen | CT | Hartford | EC#2 | IC | OP | 1.3 | 1.3 | 1.3 |  | 5 | 2004 | [9 empty] | S |  | Y | Commercial CHP | 5 | T |  | N | bar: NG BLQ; N Y to Y N
58188 | Central Connecticut State University | 58224 | CCSU Co-Gen-STBY Gen | CT | Hartford | GRND | IC | SB | 0.3 | 0.3 | 0.3 |  | 6 | 2012 | NG BLQ: DFO; N Y: N; Y N: N | N | S |  | N | Commercial CHP | 5 |  |  | N
58188 | Central Connecticut State University | 58224 | CCSU Co-Gen-STBY Gen | CT | Hartford | MEMH | IC | SB | 0.7 | 0.7 | 0.7 |  | 10 | 1993 | NG BLQ: DFO; N Y: N; Y N: N | N | S |  | N | Commercial CHP | 5 |  |  | N
58189 | Oak Tree Farm Dairy, Inc. | 58221 | Oak Tree Farm Dairy Facility | NY | Suffolk | 1 | IC | OP | 0.4 | 0.3 | 0.3 |  | 9 | 1985 | NG BLQ: DFO; N Y: N; Y N: N |  | S |  | Y | Industrial CHP | 7 | T |  | N
58189 | Oak Tree Farm Dairy, Inc. | 58221 | Oak Tree Farm Dairy Facility | NY | Suffolk | 2 | IC | OP | 0.4 | 0.3 | 0.3 |  | 9 | 1985 | NG BLQ: DFO; N Y: N; Y N: N |  | S |  | Y | Industrial CHP | 7 | T |  | N
58189 | Oak Tree Farm Dairy, Inc. | 58221 | Oak Tree Farm Dairy Facility | NY | Suffolk | 3 | IC | OP | 0.4 | 0.3 | 0.3 |  | 9 | 1985 | NG BLQ: DFO; N Y: N; Y N: N |  | S |  | Y | Industrial CHP | 7 | T |  | N
58189 | Oak Tree Farm Dairy, Inc. | 58221 | Oak Tree Farm Dairy Facility | NY | Suffolk | 4 | IC | OP | 0.4 | 0.3 | 0.3 |  | 9 | 1985 | NG BLQ: DFO; N Y: N; Y N: N |  | S |  | Y | Industrial CHP | 7 | T |  | N
58190 | Bluestem LLC | 7771 | Springview | NE | Keya Paha | 3 | WT | OP | 1.5 | 1.5 | 1.5 |  | 6 | 2011 | NG BLQ: WND; Y N: Y |  | S | 1 | N | IPP Non-CHP | 2 |  | N | N | [17 empty] | N
58190 | Bluestem LLC | 7771 | Springview | NE | Keya Paha | 4 | WT | OP | 1.5 | 1.5 | 1.5 |  | 6 | 2011 | NG BLQ: WND; Y N: Y |  | S | 1 | N | IPP Non-CHP | 2 |  | N | N | [17 empty] | N
58192 | Senate Wind Energy LLC | 57981 | Senate Wind LLC | TX | Jack | GEN1 | WT | OP | 150 | 150 | 150 |  | 12 | 2012 | NG BLQ: WND; N Y: N; Y N: Y |  | S | 75 | N | IPP Non-CHP | 2 | [20 empty] | N
58193 | Minonk Wind Energy LLC | 57284 | Minonk Wind Farm | IL | Woodford | 1 | WT | OP | 200 | 192.3 | 192.3 |  | 11 | 2012 | NG BLQ: WND; N Y: N; Y N: Y |  | S | 100 | N | IPP Non-CHP | 2
58194 | E.B. Eddy Paper Inc | 58222 | E.B. Eddy Paper Inc | MI | St Clair | 3TU | ST | OP | 5 | 5 | 5 |  | 8 | 1969 | NG BLQ: BIT; NG NG: NG; N Y: Y; Y N: Y |  | S |  | Y | Industrial CHP | 7 | T |  | N | [17 empty] | N | Y | [5 empty] | NG | DFO
58195 | Hoag Memorial Presbyterian Hospital | 58223 | Hoag Hospital Cogen Plant | CA | Orange | 1 | IC | OP | 1.5 | 1.2 | 1.2 |  | 7 | 2006 | [9 empty] | S |  | Y | Commercial CHP | 5 | T |  | N | [17 empty] | N | bar: NG BLQ; N Y to Y N
58195 | Hoag Memorial Presbyterian Hospital | 58223 | Hoag Hospital Cogen Plant | CA | Orange | 2 | IC | OP | 1.5 | 1.2 | 1.2 |  | 7 | 2006 | [9 empty] | S |  | Y | Commercial CHP | 5 | T |  | N | [17 empty] | N | bar: NG BLQ; N Y to Y N
58195 | Hoag Memorial Presbyterian Hospital | 58223 | Hoag Hospital Cogen Plant | CA | Orange | 3 | IC | OP | 1.5 | 1.2 | 1.2 |  | 7 | 2006 | [9 empty] | S |  | Y | Commercial CHP | 5 | T |  | N | [17 empty] | N | bar: NG BLQ; N Y to Y N
58199 | PPL Ironwood LLC | 55337 | PPL Ironwood LLC | PA | Lebanon | CT1 | CT | OP | 259.2 | 218.7 | 218.7 |  | 12 | 2001 | NG BLQ: NG; N Y: N; Y N: Y |  | S |  | N | IPP Non-CHP | 2 |  | N | N | [17 empty] | N | [6 empty] | NG
58199 | PPL Ironwood LLC | 55337 | PPL Ironwood LLC | PA | Lebanon | CT2 | CT | OP | 259.2 | 221.7 | 221.7 |  | 12 | 2001 | NG BLQ: NG; N Y: N; Y N: Y |  | S |  | N | IPP Non-CHP | 2 |  | N | N | [17 empty] | N | [6 empty] | NG
58199 | PPL Ironwood LLC | 55337 | PPL Ironwood LLC | PA | Lebanon | ST4 | CA | OP | 259.2 | 219.7 | 219.7 |  | 12 | 2001 | NG BLQ: NG; N Y: N; Y N: Y |  | S |  | N | IPP Non-CHP | 2 |  | N | N | [17 empty] | N | [6 empty] | WH
58200 | Prairie Lakes Municipal Solid Waste Auth | 56243 | Perham Incinerator | MN | Otter Tail | 1 | ST | SB | 4.5 | 1.2 | 1.2 |  | 4 | 2003 | NG BLQ: MSW; N Y: N; Y N: Y | Y | S |  | Y | Commercial CHP | 5 | B | N | N | [12 empty] | N |  |  |  |  | N
58201 | Milford Solar LLC | 58228 | Milford Solar Farm | DE | Kent | GEN1 | PV | OP | 11.8 | 11.8 | 11.8 |  | 12 | 2012 | NG BLQ: SUN; N Y: N; Y N: Y |  | S |  | N | IPP Non-CHP | 2 | [20 empty] | N
58202 | Energy Alternatives Wholesale LLC | 58229 | Lake Marion | MN | Dakota | GEN1 | IC | OP | 8.8 | 8.8 | 8.8 |  | 6 | 2000 | NG BLQ: DFO; N Y: N; Y N: Y |  | S |  | N | IPP Non-CHP | 2 |  | N | N | [12 empty] | Y |  |  |  |  | N
58202 | Energy Alternatives Wholesale LLC | 58230 | Hastings | MN | Dakota | GEN1 | IC | OP | 8.8 | 8.8 | 8.8 |  | 6 | 2000 | NG BLQ: DFO; N Y: N; Y N: Y |  | S |  | N | IPP Non-CHP | 2 |  | N | N | [12 empty] | Y |  |  |  |  | N
58206 | Tioga Solar Hemet WF1 LLC | 58232 | Tahquitz High School | CA | Riverside | TAHQ | PV | OP | 1 | 1 | 1 |  | 9 | 2012 | NG BLQ: SUN; N Y: N; Y N: N |  | S | 2 | N | IPP Non-CHP | 2 |  |  | N
58208 | Horse Butte Wind I, LLC | 57890 | Horse Butte Wind I, LLC | ID | Bonneville | 1 | WT | OP | 57.6 | 57.6 | 57.6 |  | 8 | 2012 | NG BLQ: WND; N Y: N; Y N: Y |  | S | 32 | N | Electric Utility | 1 | [20 empty] | N
58209 | CPI USA NC Southport LLC | 10378 | CPI USA NC Southport | NC | BRUNSWICK | GEN1 | ST | OP | 67.5 | 53.5 | 53.5 |  | 8 | 1987 | WDS | TDF | BIT |  |  |  | Y | Y |  | W |  | Y | IPP CHP | 3 | T | N | N | [17 empty] | N |  |  | Y
58209 | CPI USA NC Southport LLC | 10378 | CPI USA NC Southport | NC | BRUNSWICK | GEN2 | ST | OP | 67.5 | 53.5 | 53.5 |  | 9 | 1987 | WDS | TDF | BIT |  |  |  | Y | Y |  | W |  | Y | IPP CHP | 3 | T | N | N | [17 empty] | N |  |  | Y
58210 | CPI USA NC Roxboro LLC | 10379 | CPI USA NC Roxboro | NC | PERSON | GEN1 | ST | OP | 67.5 | 56 | 56 |  | 8 | 1987 | WDS | TDF | WDS | BIT |  |  | Y | Y |  | W |  | Y | IPP CHP | 3 | T | N | N | [20 empty] | Y
58212 | Georgia Mountain Community Wind, LLC | 58238 | Georgia Mountain Community Wind Farm | VT | Chittenden and Franklin | GMCW | WT | OP | 10 | 10 | 10 |  | 12 | 2012 | NG BLQ: WND; N Y: N; Y N: Y |  | S | 4 | N | IPP Non-CHP | 2 |  |  | N
58213 | New Britain Renewable Energy, LLC | 58237 | CCSU Fuel Cell Project | CT | Hartford | CCSU | FC | OP | 1.4 | 1.4 | 1.4 |  | 4 | 2012 | [9 empty] | S | 1 | Y | Commercial CHP | 5 | T |  | N | [17 empty] | N | bar: NG BLQ; N Y to Y N
58219 | Tioga Solar Hemet DLL1 LLC | 58244 | West Valley High School Solar | CA | Riverside | WEST | PV | OP | 1 | 1 | 1 |  | 9 | 2012 | NG BLQ: SUN; N Y: N; Y N: N |  | S | 2 | N | IPP Non-CHP | 2 |  |  | N | [17 empty] | N
58220 | Northeastern Illinois University | 58245 | Northeastern Illinois University Cogen | IL | Cook | GEN1 | IC | SB | 0.8 | 0.8 | 0.8 | MGEN | 8 | 1995 | NG BLQ: NG; N Y: N; Y N: Y | Y | S |  | Y | Commercial CHP | 5 | T |  | N | [17 empty] | N
58220 | Northeastern Illinois University | 58245 | Northeastern Illinois University Cogen | IL | Cook | GEN2 | IC | SB | 0.8 | 0.8 | 0.8 | MGEN | 8 | 1995 | NG BLQ: NG; N Y: N; Y N: Y | Y | S |  | Y | Commercial CHP | 5 | T |  | N | [17 empty] | N
58220 | Northeastern Illinois University | 58245 | Northeastern Illinois University Cogen | IL | Cook | GEN3 | IC | SB | 0.8 | 0.8 | 0.8 | MGEN | 8 | 1995 | NG BLQ: NG; N Y: N; Y N: Y | Y | S |  | Y | Commercial CHP | 5 | T |  | N | [17 empty] | N
58220 | Northeastern Illinois University | 58245 | Northeastern Illinois University Cogen | IL | Cook | GEN4 | IC | SB | 0.8 | 0.8 | 0.8 | MGEN | 8 | 1995 | NG BLQ: NG; N Y: N; Y N: Y | Y | S |  | Y | Commercial CHP | 5 | T |  | N | [17 empty] | N
58221 | LES Operations Services LLC | 58246 | Millersville LFG | MD | Anne Arundel | CAT1 | IC | OP | 1.6 | 1.5 | 1.5 |  | 7 | 2012 | NG BLQ: LFG; N Y: N; Y N: Y |  | S |  | N | IPP Non-CHP | 2 |  |  | N | [12 empty] | N
58221 | LES Operations Services LLC | 58246 | Millersville LFG | MD | Anne Arundel | CAT2 | IC | OP | 1.6 | 1.5 | 1.5 |  | 7 | 2012 | NG BLQ: LFG; N Y: N; Y N: Y |  | S |  | N | IPP Non-CHP | 2 |  |  | N | [12 empty] | N
58223 | C&H Sugar Company Inc | 58251 | C&H Sugar Plant | CA | Contra Costa | TG3 | ST | OP | 5 | 5 | 5 |  | 1 | 1958 | NG BLQ: PUR; N Y: N; Y N: N |  | S |  | Y | Industrial CHP | 7 | T | [19 empty] | N
58223 | C&H Sugar Company Inc | 58251 | C&H Sugar Plant | CA | Contra Costa | TG4 | ST | OP | 5 | 5 | 5 |  | 10 | 1957 | NG BLQ: PUR; N Y: N; Y N: N |  | S |  | Y | Industrial CHP | 7 | T | [19 empty] | N
58224 | Westwood Generation LLC | 50611 | Westwood Generation LLC | PA | Schuylkill | GEN1 | ST | OP | 36 | 30 | 30 |  | 6 | 1987 | NG BLQ: WC; N Y: N; Y N: Y |  | S |  | N | IPP Non-CHP | 2 |  | N | N | [17 empty] | N |  | Y |  |  |  |  | DFO
58229 | Howard County - Maryland | 58252 | Alpha Ridge LFG | MD | Howard | JEN1 | IC | OP | 1 | 1 | 1 |  | 7 | 2012 | NG BLQ: LFG; N Y: N; Y N: Y |  | S |  | N | IPP Non-CHP | 2 |  |  | N
58233 | Kalaeloa Solar Two LLC | 58259 | Kalaeloa Solar Two | HI | Honolulu | KAS2 | PV | OP | 5 | 5 | 5 |  | 12 | 2012 | NG BLQ: SUN; N Y: N; Y N: Y |  | W | 37 | N | IPP Non-CHP | 2 |  |  | N | [17 empty] | N
58238 | Enfinity NorCal 1 FAA LLC | 58261 | FAA NorCal TRACON | CA | Sacramento | 1 | PV | OP | 1 | 1 | 1 |  | 12 | 2012 | NG BLQ: SUN; N Y: N; Y N: N |  | S | 4 | N | IPP Non-CHP | 2 |  |  | N | [12 empty] | N |  |  |  |  | N
58240 | COT/Division of Water Reclamation | 58263 | Bay View Cogeneration Facility | OH | Lucas | GTG | GT | OP | 5.5 | 4.4 | 5 |  | 1 | 2010 | LFG | NG | OBG |  |  |  | Y | Y |  | S |  | Y | Electric Utility | 1 | T |  | N | [12 empty] | N |  |  |  |  | N
58240 | COT/Division of Water Reclamation | 58263 | Bay View Cogeneration Facility | OH | Lucas | STG | ST | OP | 6.5 | 4 | 5 |  | 2 | 2011 | LFG | NG | OBG |  |  |  | Y | Y |  | S |  | Y | Electric Utility | 1 | T | Y | N | [12 empty] | N |  |  |  |  | N
58240 | COT/Division of Water Reclamation | 58269 | Bay View Backup Power Facility | OH | Lucas | G1 | IC | SB | 2 | 2 | 2 |  | 1 | 2007 | NG BLQ: DFO; N Y: N; Y N: N | Y | S |  | N | Electric Utility | 1 |  | N | N | [12 empty] | N |  |  |  |  | N
58240 | COT/Division of Water Reclamation | 58269 | Bay View Backup Power Facility | OH | Lucas | G2 | IC | SB | 2 | 2 | 2 |  | 1 | 2007 | [8 empty] | Y | S |  | N | Electric Utility | 1 |  | N | N | [12 empty] | N |  |  |  |  | N | bar: NG BLQ; N Y to Y N
58240 | COT/Division of Water Reclamation | 58269 | Bay View Backup Power Facility | OH | Lucas | G3 | IC | SB | 2 | 2 | 2 |  | 1 | 2007 | [8 empty] | Y | S |  | N | Electric Utility | 1 |  | N | N | [12 empty] | N |  |  |  |  | N | bar: NG BLQ; N Y to Y N
58240 | COT/Division of Water Reclamation | 58269 | Bay View Backup Power Facility | OH | Lucas | G4 | IC | SB | 2 | 2 | 2 |  | 1 | 2007 | [8 empty] | Y | S |  | N | Electric Utility | 1 |  | N | N | [12 empty] | N |  |  |  |  | N | bar: NG BLQ; N Y to Y N
58240 | COT/Division of Water Reclamation | 58269 | Bay View Backup Power Facility | OH | Lucas | G5 | IC | SB | 2 | 2 | 2 |  | 1 | 2007 | NG BLQ: NG; NG NG: OBG; N Y: N; Y N: N | Y | S |  | N | Electric Utility | 1 |  | N | N | [12 empty] | N |  |  |  |  | N
58240 | COT/Division of Water Reclamation | 58269 | Bay View Backup Power Facility | OH | Lucas | G6 | IC | SB | 2 | 2 | 2 |  | 1 | 2007 | NG BLQ: NG; NG NG: OBG; N Y: N; Y N: N | Y | S |  | N | Electric Utility | 1 |  | N | N | [12 empty] | N |  |  |  |  | N
58246 | Escanaba Operating Services LLC | 1771 | Escanaba | MI | Delta | 1 | ST | OP | 11.5 | 13 | 13 |  | 5 | 1958 | NG BLQ: BIT; N Y: N; Y N: Y |  | W |  | N | Electric Utility | 1 |  |  | N | [17 empty] | N |  |  | Y |  |  |  | WDS | DFO
58246 | Escanaba Operating Services LLC | 1771 | Escanaba | MI | Delta | 2 | ST | OP | 11.5 | 13 | 13 |  | 5 | 1958 | NG BLQ: BIT; N Y: N; Y N: Y |  | W |  | N | Electric Utility | 1 |  |  | N | [17 empty] | N |  |  | Y |  |  |  | WDS | DFO
58246 | Escanaba Operating Services LLC | 1771 | Escanaba | MI | Delta | 3 | GT | OP | 17.9 | 15.5 | 19.5 |  | 3 | 2003 | NG BLQ: DFO; N Y: N; Y N: Y |  | W |  | N | Electric Utility | 1 |  |  | N | [17 empty] | N
58247 | National Centers for Animal Health | 58265 | NCAH Central Utility Plant | IA | Story | C-3 | IC | SB | 0.2 | 0.2 | 0.2 |  | 12 | 2005 | NG BLQ: DFO; N Y: N; Y N: N | Y | W |  | N | Commercial CHP | 5 |  |  | N
58247 | National Centers for Animal Health | 58265 | NCAH Central Utility Plant | IA | Story | EP-2 | IC | SB | 0.6 | 0.6 | 0.6 |  | 6 | 1996 | NG BLQ: DFO; N Y: N; Y N: N | Y | W |  | N | Commercial CHP | 5 |  |  | N
58247 | National Centers for Animal Health | 58265 | NCAH Central Utility Plant | IA | Story | EP-6 | IC | SB | 0.8 | 0.8 | 0.8 |  | 6 | 2003 | NG BLQ: DFO; N Y: N; Y N: N | Y | W |  | N | Commercial CHP | 5 |  |  | N
58247 | National Centers for Animal Health | 58265 | NCAH Central Utility Plant | IA | Story | FRZRF | IC | SB | 0.2 | 0.2 | 0.2 |  | 7 | 2005 | NG BLQ: DFO; N Y: N; Y N: N | Y | W |  | N | Commercial CHP | 5 |  |  | N
58247 | National Centers for Animal Health | 58265 | NCAH Central Utility Plant | IA | Story | MBGEN | IC | SB | 0.5 | 0.5 | 0.5 |  | 11 | 2004 | NG BLQ: DFO; N Y: N; Y N: N | Y | W |  | N | Commercial CHP | 5 |  |  | N
58247 | National Centers for Animal Health | 58265 | NCAH Central Utility Plant | IA | Story | S-13 | IC | SB | 2.1 | 2.1 | 2.1 |  | 6 | 2006 | NG BLQ: DFO; N Y: N; Y N: N | Y | W |  | N | Commercial CHP | 5 |  |  | N
58247 | National Centers for Animal Health | 58265 | NCAH Central Utility Plant | IA | Story | S-14 | IC | SB | 2.1 | 2.1 | 2.1 |  | 6 | 2004 | NG BLQ: DFO; N Y: N; Y N: N | Y | W |  | N | Commercial CHP | 5 |  |  | N
58247 | National Centers for Animal Health | 58265 | NCAH Central Utility Plant | IA | Story | S-16 | GT | OP | 3 | 3 | 3 |  | 6 | 2006 | [9 empty] | W |  | Y | Commercial CHP | 5 | T |  | N | bar: NG BLQ; N Y to Y N
58247 | National Centers for Animal Health | 58265 | NCAH Central Utility Plant | IA | Story | S-17 | IC | SB | 2 | 2 | 2 |  | 6 | 2004 | NG BLQ: DFO; N Y: N; Y N: N | Y | W |  | N | Commercial CHP | 5 |  |  | N
58247 | National Centers for Animal Health | 58265 | NCAH Central Utility Plant | IA | Story | S-18 | IC | SB | 2 | 2 | 2 |  | 5 | 2000 | NG BLQ: DFO; N Y: N; Y N: N | Y | W |  | N | Commercial CHP | 5 |  |  | N
58247 | National Centers for Animal Health | 58265 | NCAH Central Utility Plant | IA | Story | S-19 | IC | SB | 2 | 2 | 2 |  | 12 | 2010 | NG BLQ: DFO; N Y: N; Y N: N | Y | W |  | N | Commercial CHP | 5 |  |  | N
58247 | National Centers for Animal Health | 58265 | NCAH Central Utility Plant | IA | Story | S-7A | GT | OP | 1 | 1 | 1 |  | 5 | 2000 | NG BLQ: NG; NG NG: DFO; N Y: Y; Y N: N |  | W |  | Y | Commercial CHP | 5 | T |  | N
58249 | South Robeson Farm LLC | 58273 | South Robeson Farm | NC | Robeson | SROB | PV | OP | 5 | 4.9 | 4.9 |  | 6 | 2012 | NG BLQ: SUN; N Y: N; Y N: N |  | S | 10 | N | IPP Non-CHP | 2 |  |  | N | [12 empty] | N |  |  |  |  | N
58250 | Raeford Farm LLC | 58274 | Raeford Farm | NC | Hoke | RAEF | PV | OP | 5 | 4.9 | 4.9 |  | 12 | 2012 | NG BLQ: SUN; N Y: N; Y N: N |  | S | 10 | N | IPP Non-CHP | 2 |  |  | N | [12 empty] | N |  |  |  |  | N
58264 | New-Indy, Oxnard LLC | 57585 | Oxnard Paper Mill | CA | Oxnard | 1 | GT | OP | 29 | 29 | 29 |  | 3 | 1986 | [9 empty] | S |  | Y | Industrial CHP | 7 | T |  | N | [12 empty] | N |  |  |  |  | N | bar: NG BLQ; N Y to Y N
58267 | Scottsdale Solar Holdings LLC | 58292 | Jewish Community Center PV | AZ | Maricopa | JCC | PV | OP | 1.1 | 1.1 | 1.1 |  | 9 | 2012 | NG BLQ: SUN; N Y: N; Y N: Y |  | S | 7 | N | IPP Non-CHP | 2 |  |  | N
58270 | GE Wind Energy LLC | 57566 | GE 1 6 100 Prototype | CA | Kern | 1.6PR | WT | OP | 1.6 | 1.6 | 1.6 |  | 3 | 2011 | NG BLQ: WND; N Y: N; Y N: Y |  | S | 1 | N | IPP Non-CHP | 2 | [20 empty] | N
58271 | PCIP Solar LLC | 58305 | PCIP Solar | NC | Person | PCIP | PV | OP | 1 | 1 | 1 |  | 11 | 2011 | NG BLQ: SUN; N Y: N; Y N: N |  | S | 2 | N | IPP Non-CHP | 2 |  |  | N | [17 empty] | N
58279 | Chadbourn Farm LLC | 58311 | Chadbourn Farm | NC | Columbus | 1 | PV | OP | 5 | 5 | 5 |  | 12 | 2012 | NG BLQ: SUN; N Y: N; Y N: N |  | W | 10 | N | IPP Non-CHP | 2 |  |  | N | [17 empty] | N
58280 | Warrenton Farm LLC | 58312 | Warrenton Farm | NC | Warren | 1 | PV | OP | 4 | 4 | 4 |  | 12 | 2012 | NG BLQ: SUN; N Y: N; Y N: N |  | W | 8 | N | IPP Non-CHP | 2 |  |  | N | [17 empty] | N
58281 | Mocksville Lessee LLC | 58313 | Mocksville Farm | NC | Davie | 1 | PV | OP | 5 | 5 | 5 |  | 11 | 2012 | NG BLQ: SUN; N Y: N; Y N: N |  | W | 10 | N | IPP Non-CHP | 2 |  |  | N
58282 | Belwood Farm LLC | 58314 | Belwood Farm | NC | Cleveland | 1 | PV | OP | 4 | 4 | 4 |  | 12 | 2012 | NG BLQ: SUN; N Y: N; Y N: N |  | J | 8 | N | IPP Non-CHP | 2 |  |  | N | [17 empty] | N
58283 | Strata Fund 2 Lessee LLC | 58315 | Arndt Farm | NC | Catawba | 1 | PV | OP | 5 | 5 | 5 |  | 11 | 2012 | NG BLQ: SUN; N Y: N; Y N: N |  | W | 10 | N | IPP Non-CHP | 2 |  |  | N | [17 empty] | N
58283 | Strata Fund 2 Lessee LLC | 58323 | Shannon Farm | NC | Robeson | 1 | PV | OP | 5 | 5 | 5 |  | 10 | 2012 | NG BLQ: SUN; N Y: N; Y N: N |  | W | 10 | N | IPP Non-CHP | 2 |  |  | N | [17 empty] | N
58284 | Railroad Farm LLC | 58316 | Railroad Farm | NC | Robeson | 1 | PV | OP | 5 | 5 | 5 |  | 10 | 2012 | NG BLQ: SUN; N Y: N; Y N: N |  | J | 10 | N | IPP Non-CHP | 2 |  |  | N | [17 empty] | N
58285 | Watts Farm LLC | 58317 | Watts Farm | NC | Robeson | 1 | PV | OP | 5 | 5 | 5 |  | 7 | 2012 | NG BLQ: SUN; N Y: N; Y N: N |  | J | 10 | N | IPP Non-CHP | 2 |  |  | N | [17 empty] | N
58286 | Farrington Solar Farm LLC | 58318 | Farrington Farm | NC | Chatham | 1 | PV | OP | 1 | 1 | 1 |  | 4 | 2012 | NG BLQ: SUN; N Y: N; Y N: N |  | J | 2 | N | IPP Non-CHP | 2 |  |  | N | [17 empty] | N
58287 | Rain CII Carbon LLC | 58310 | Lake Charles Plant | LA | Cacasieu | G-1 | ST | OP | 36.4 | 28 | 28 |  | 12 | 2012 | NG BLQ: PC; NG NG: PC; N Y: N; Y N: Y |  | S |  | Y | Industrial CHP | 7 | T |  | N | [17 empty] | N |  | Y
58298 | FPL Energy Stateline II Inc | 58324 | Vansycle II Wind Energy Center | OR | Umatilla | SIE23 | WT | OP | 98.9 | 98.9 | 98.9 |  | 12 | 2009 | NG BLQ: WND; N Y: N; Y N: Y |  | S | 43 | N | IPP Non-CHP | 2 |  |  | N
58300 | Ameresco Select Inc | 58327 | Bradley Energy Center | CT | Hartford | UNIT1 | IC | OP | 1.5 | 1.5 | 1.5 |  | 11 | 2002 | [9 empty] | W |  | Y | Commercial CHP | 5 | T |  | N | bar: NG BLQ; N Y to Y N
58300 | Ameresco Select Inc | 58327 | Bradley Energy Center | CT | Hartford | UNIT2 | IC | OP | 1.2 | 1.2 | 1.2 |  | 11 | 2002 | [9 empty] | W |  | N | Commercial CHP | 5 |  |  | N | bar: NG BLQ; N Y to Y N
58300 | Ameresco Select Inc | 58327 | Bradley Energy Center | CT | Hartford | UNIT3 | IC | OP | 1.2 | 1.2 | 1.2 |  | 11 | 2002 | [9 empty] | W |  | N | Commercial CHP | 5 |  |  | N | bar: NG BLQ; N Y to Y N
58300 | Ameresco Select Inc | 58327 | Bradley Energy Center | CT | Hartford | UNIT4 | IC | OP | 1.9 | 1.9 | 1.9 |  | 8 | 2010 | [9 empty] | W |  | Y | Commercial CHP | 5 | T |  | N | bar: NG BLQ; N Y to Y N
58300 | Ameresco Select Inc | 58365 | CJTS Energy Center | CT | MIddlesex | UNIT1 | FC | OP | 0.2 | 0.2 | 0.2 |  | 11 | 2001 | [9 empty] | S |  | Y | Commercial CHP | 5 | T |  | N | bar: NG BLQ; N Y to Y N
58300 | Ameresco Select Inc | 58365 | CJTS Energy Center | CT | MIddlesex | UNIT2 | FC | OP | 0.2 | 0.2 | 0.2 |  | 11 | 2001 | [9 empty] | S |  | Y | Commercial CHP | 5 | T |  | N | bar: NG BLQ; N Y to Y N
58300 | Ameresco Select Inc | 58365 | CJTS Energy Center | CT | MIddlesex | UNIT3 | FC | OP | 0.2 | 0.2 | 0.2 |  | 11 | 2001 | [9 empty] | S |  | Y | Commercial CHP | 5 | T |  | N | bar: NG BLQ; N Y to Y N
58300 | Ameresco Select Inc | 58365 | CJTS Energy Center | CT | MIddlesex | UNIT4 | FC | OP | 0.2 | 0.2 | 0.2 |  | 11 | 2001 | [9 empty] | S |  | Y | Commercial CHP | 5 | T |  | N | [15 empty] | 4 | 2013 | bar: NG BLQ; N Y to Y N
58300 | Ameresco Select Inc | 58365 | CJTS Energy Center | CT | MIddlesex | UNIT5 | FC | OP | 0.2 | 0.2 | 0.2 |  | 11 | 2001 | [9 empty] | S |  | Y | Commercial CHP | 5 | T |  | N | bar: NG BLQ; N Y to Y N
58300 | Ameresco Select Inc | 58365 | CJTS Energy Center | CT | MIddlesex | UNIT6 | FC | OP | 0.2 | 0.2 | 0.2 |  | 11 | 2001 | [9 empty] | S |  | Y | Commercial CHP | 5 | T |  | N | [15 empty] | 4 | 2013 | bar: NG BLQ; N Y to Y N
58303 | Energy Systems Group LLC | 58328 | North Chicago Energy Center | IL | Lake | GT1 | GT | OP | 5.2 | 5.2 | 5 |  | 10 | 2003 | NG BLQ: NG; N Y: N; Y N: Y |  | W | 1 | Y | Commercial CHP | 5 | T |  | N
58303 | Energy Systems Group LLC | 58328 | North Chicago Energy Center | IL | Lake | GT2 | GT | OP | 7.2 | 7.1 | 6.5 |  | 8 | 2005 | NG BLQ: NG; N Y: N; Y N: Y |  | W | 1 | Y | Commercial CHP | 5 | T |  | N
58313 | The Andersons Albion Ethanol LLC | 58330 | The Andersons Albion Ethanol LLC | MI | Calhoun | 9611 | ST | OP | 2 | 1 | 0.2 |  | 8 | 2006 | NG BLQ: NG; N Y: N; Y N: Y |  | S | 1 | Y | Industrial CHP | 7 | T |  | N
58315 | SSA Solar of CA 2 LLC | 57773 | Palo Verde College | CA | Riverside | 1 | PV | OP | 1.2 | 1.2 | 1.2 |  | 8 | 2009 | NG BLQ: SUN; N Y: N; Y N: Y |  | S |  | N | Commercial Non-CHP | 4 |  |  | N
58316 | SSA Solar of NJ LLC | 57776 | FedEx Woodbridge | NJ | Middlesex | 1 | PV | OP | 2.4 | 2.4 | 2.4 |  | 12 | 2009 | NG BLQ: SUN; N Y: N; Y N: Y |  | S |  | N | IPP Non-CHP | 2 |  |  | N | [12 empty] | N |  |  |  |  | N
58337 | Lakeside Syracuse LLC | 10621 | CH Resources Syracuse | NY | Onondaga | GEN1 | CT | SB | 65.5 | 59 | 64.7 |  | 1 | 1994 | NG BLQ: NG; NG NG: DFO; N Y: Y; Y N: Y | Y | S |  | N | IPP Non-CHP | 2 |  | N | N | [17 empty] | N
58337 | Lakeside Syracuse LLC | 10621 | CH Resources Syracuse | NY | Onondaga | GEN2 | CA | SB | 37.2 | 33.5 | 36.7 |  | 1 | 1994 | NG BLQ: NG; NG NG: DFO; N Y: Y; Y N: Y | Y | S |  | N | IPP Non-CHP | 2 |  | Y | N | [17 empty] | N
58338 | Lakeside Beaver Falls LLC | 10617 | CH Resources Beaver Falls | NY | Lewis | GEN1 | CT | OP | 65.5 | 52.5 | 57.7 |  | 4 | 1995 | NG BLQ: NG; NG NG: DFO; N Y: Y; Y N: Y | Y | S |  | Y | IPP CHP | 3 | B | N | N
58338 | Lakeside Beaver Falls LLC | 10617 | CH Resources Beaver Falls | NY | Lewis | GEN2 | CA | OP | 42.3 | 34 | 37.2 |  | 4 | 1995 | NG BLQ: NG; NG NG: DFO; N Y: Y; Y N: Y | Y | S |  | Y | IPP CHP | 3 | B | Y | N | [17 empty] | N
58340 | Tuscola Bay Wind LLC | 58351 | Tuscola Bay Wind | MI | Tuscola | GE16 | WT | OP | 120 | 120 | 120 |  | 12 | 2012 | NG BLQ: WND; N Y: N; Y N: Y |  | S | 75 | N | IPP Non-CHP | 2 |  |  | N | [17 empty] | N
58353 | NextEra Energy Majestic Wind II | 58363 | Majestic II Wind | TX | Carson | WND1 | WT | OP | 79.6 | 79.6 | 79.6 |  | 8 | 2012 | NG BLQ: WND; N Y: N; Y N: Y |  | S | 51 | N | IPP Non-CHP | 2 |  |  | N | [17 empty] | N
58360 | Blue Summit Wind LLC | 58372 | Blue Summit Wind LLC | TX | Wilbarger | GEN1 | WT | OP | 135.4 | 135.4 | 135.4 |  | 12 | 2012 | NG BLQ: WND; N Y: N; Y N: Y |  | S | 85 | N | IPP Non-CHP | 2
58361 | Triton College | 58375 | Triton East and West Cogen | IL | Cook | 1 | IC | OP | 0.8 | 0.8 | 0.8 |  | 4 | 1998 | [9 empty] | S |  | N | Commercial Non-CHP | 4 |  |  | N | bar: NG BLQ; N Y to Y N
58361 | Triton College | 58375 | Triton East and West Cogen | IL | Cook | 2 | IC | OP | 0.8 | 0.8 | 0.8 |  | 4 | 1998 | [9 empty] | S |  | N | Commercial Non-CHP | 4 |  |  | N | bar: NG BLQ; N Y to Y N
58361 | Triton College | 58375 | Triton East and West Cogen | IL | Cook | 3 | IC | OP | 0.8 | 0.8 | 0.8 |  | 7 | 2000 | [9 empty] | S |  | N | Commercial Non-CHP | 4 |  |  | N | bar: NG BLQ; N Y to Y N
58361 | Triton College | 58375 | Triton East and West Cogen | IL | Cook | 4 | IC | OP | 0.8 | 0.8 | 0.8 |  | 12 | 2000 | [9 empty] | S |  | N | Commercial Non-CHP | 4 |  |  | N | bar: NG BLQ; N Y to Y N
58362 | Rochelle Energy Center LLC | 58377 | Rochelle Energy Center | IL | Ogle | REC1 | IC | OP | 1.6 | 1.6 | 1.6 |  | 12 | 2011 | NG BLQ: LFG; N Y: N; Y N: Y |  | S |  | N | IPP Non-CHP | 2
58362 | Rochelle Energy Center LLC | 58377 | Rochelle Energy Center | IL | Ogle | REC2 | IC | OP | 1.6 | 1.6 | 1.6 |  | 12 | 2011 | NG BLQ: LFG; N Y: N; Y N: Y |  | S |  | N | IPP Non-CHP | 2
58362 | Rochelle Energy Center LLC | 58377 | Rochelle Energy Center | IL | Ogle | REC3 | IC | OP | 1.6 | 1.6 | 1.6 |  | 12 | 2011 | NG BLQ: LFG; N Y: N; Y N: Y |  | S |  | N | IPP Non-CHP | 2
58368 | Doyon Utilities, LLC | 58380 | JBER Landfill Gas Power Plant | AK | Anchorage | 1 | IC | OP | 2.3 | 1.4 | 1.4 |  | 8 | 2012 | NG BLQ: LFG; NG NG: NG; N Y: Y; Y N: Y |  | S |  | N | Commercial Non-CHP | 4 |  |  | N | [17 empty] | N
58368 | Doyon Utilities, LLC | 58380 | JBER Landfill Gas Power Plant | AK | Anchorage | 2 | IC | OP | 2.3 | 1.4 | 1.4 |  | 8 | 2012 | NG BLQ: LFG; NG NG: NG; N Y: Y; Y N: Y |  | S |  | N | Commercial Non-CHP | 4 |  |  | N | [17 empty] | N
58368 | Doyon Utilities, LLC | 58380 | JBER Landfill Gas Power Plant | AK | Anchorage | 3 | IC | OP | 2.3 | 1.4 | 1.4 |  | 8 | 2012 | NG BLQ: LFG; NG NG: NG; N Y: Y; Y N: Y |  | S |  | N | Commercial Non-CHP | 4 |  |  | N | [17 empty] | N
58368 | Doyon Utilities, LLC | 58380 | JBER Landfill Gas Power Plant | AK | Anchorage | 4 | IC | OP | 2.3 | 1.4 | 1.4 |  | 8 | 2012 | NG BLQ: LFG; NG NG: NG; N Y: Y; Y N: Y |  | S |  | N | Commercial Non-CHP | 4 |  |  | N | [17 empty] | N
58370 | TMF Biofuels, LLC | 58382 | Threemile Digester | OR | Morrow | GEN1 | IC | OP | 1.6 | 1.6 | 1.6 |  | 12 | 2012 | NG BLQ: OBG; N Y: N; Y N: Y |  | S |  | Y | IPP CHP | 3 | T |  | N | [17 empty] | N
58370 | TMF Biofuels, LLC | 58382 | Threemile Digester | OR | Morrow | GEN2 | IC | OP | 1.6 | 1.6 | 1.6 |  | 12 | 2012 | NG BLQ: OBG; N Y: N; Y N: Y |  | S |  | Y | IPP CHP | 3 | T |  | N | [17 empty] | N
58370 | TMF Biofuels, LLC | 58382 | Threemile Digester | OR | Morrow | GEN3 | IC | OP | 1.6 | 1.6 | 1.6 |  | 12 | 2012 | NG BLQ: OBG; N Y: N; Y N: Y |  | S |  | Y | IPP CHP | 3 | T |  | N | [17 empty] | N
58378 | Jordan Hydroelectric LTD PTP | 58390 | Jordan Hydroelectric Project | NC | Chatham | EMOD | HY | OP | 2.2 | 2.2 | 2.2 |  | 1 | 2012 | NG BLQ: WAT; N Y: N; Y N: Y |  | S |  | N | IPP Non-CHP | 2 |  |  | N
58378 | Jordan Hydroelectric LTD PTP | 58390 | Jordan Hydroelectric Project | NC | Chatham | WMOD | HY | OP | 2.2 | 2.2 | 2.2 |  | 8 | 2012 | NG BLQ: WAT; N Y: N; Y N: Y |  | S |  | N | IPP Non-CHP | 2 |  |  | N
58383 | CH4 Biogas LLC | 58399 | Synergy Biogas | NY | Wyoming | 1 | IC | OP | 1.4 | 1.2 | 1.2 |  | 12 | 2011 | NG BLQ: OBG; N Y: N; Y N: Y |  | W |  | N | Commercial Non-CHP | 4
58384 | Clemson University - Main Campus | 58400 | Central Energy Facility | SC | Pickens | GT01 | GT | OP | 5.5 | 4.7 | 5.2 |  | 5 | 2000 | NG BLQ: NG; N Y: N; Y N: Y |  | S |  | N | Commercial Non-CHP | 4
58384 | Clemson University - Main Campus | 58400 | Central Energy Facility | SC | Pickens | GT02 | GT | SB | 4.5 | 2.5 | 2.5 |  | 5 | 2000 | NG BLQ: NG; N Y: N; Y N: Y | Y | S |  | N | Commercial Non-CHP | 4
58385 | SR Enterprise South LLC | 58401 | Volkswagen Solar System | TN | Hamilton | 1 | PV | OP | 9.6 | 7.9 | 5.6 |  | 11 | 2012 | NG BLQ: SUN; N Y: N; Y N: N |  | S | 10 | N | IPP Non-CHP | 2 |  | N
58387 | Solar Star New Jersey VI LLC | 58402 | Solar Star New Jersey NJ LLC | NJ | Somerset | 1 | PV | OP | 1.5 | 1.5 | 1.5 |  | 2 | 2012 | NG BLQ: SUN; N Y: N; Y N: Y |  | S |  | N | IPP Non-CHP | 2 |  |  | N
58389 | Luther College Wind Energy Project LLC | 58407 | Luther College Wind Project | IA | Winneshiek | WTG01 | WT | OP | 1.6 | 1.6 | 1.6 |  | 10 | 2011 | NG BLQ: WND; N Y: N; Y N: Y |  | W | 1 | N | IPP Non-CHP | 2 |  |  | N | [17 empty] | N
58416 | California State University, Northridge | 58422 | CSU Northridge Plant | CA | Los Angeles | 63 | FC | OP | 0.3 | 0.3 | 0.3 |  | 1 | 2007 | NG BLQ: NG; N Y: N; Y N: Y |  | S | 1 | Y | Commercial CHP | 5 | T |  | N
58416 | California State University, Northridge | 58422 | CSU Northridge Plant | CA | Los Angeles | 64 | FC | OP | 0.3 | 0.3 | 0.3 |  | 1 | 2007 | NG BLQ: NG; N Y: N; Y N: Y |  | S | 1 | Y | Commercial CHP | 5 | T |  | N
58416 | California State University, Northridge | 58422 | CSU Northridge Plant | CA | Los Angeles | 65 | FC | OP | 0.3 | 0.3 | 0.3 |  | 1 | 2007 | NG BLQ: NG; N Y: N; Y N: Y |  | S | 1 | Y | Commercial CHP | 5 | T |  | N
58416 | California State University, Northridge | 58422 | CSU Northridge Plant | CA | Los Angeles | 67 | FC | OP | 0.3 | 0.3 | 0.3 |  | 1 | 2007 | NG BLQ: NG; N Y: N; Y N: Y |  | S | 1 | Y | Commercial CHP | 5 | T |  | N
58416 | California State University, Northridge | 58422 | CSU Northridge Plant | CA | Los Angeles | B2PV | PV | OP | 0.3 | 0.2 | 0.2 |  | 4 | 2005 | NG BLQ: SUN; N Y: N; Y N: Y |  | S | 2 | N | Commercial CHP | 5 |  |  | N
58416 | California State University, Northridge | 58422 | CSU Northridge Plant | CA | Los Angeles | CP1 | GT | OS | 0.2 | 0.2 | 0.2 |  | 12 | 2001 | NG BLQ: NG; N Y: N; Y N: Y |  | S | 6 | Y | Commercial CHP | 5 | T |  | N | [17 empty] | N
58416 | California State University, Northridge | 58422 | CSU Northridge Plant | CA | Los Angeles | E6PV | PV | OP | 0.2 | 0.1 | 0.1 |  | 3 | 2003 | NG BLQ: SUN; N Y: N; Y N: Y |  | S | 1 | N | Commercial CHP | 5 |  |  | N | [17 empty] | N
58420 | Harbor Wind LLC | 58424 | Harbor Wind LLC | TX | Nueces | 1 | WT | OP | 9 | 9 | 9 |  | 2 | 2012 | NG BLQ: WND; N Y: N; Y N: N |  | J | 6 | N | IPP Non-CHP | 2 |  |  | N | [17 empty] | N
58422 | Fire Island Wind LLC | 58425 | Fire Island Wind | AK | Anchorage Borough | WT1 | WT | OP | 18 | 18 | 18 |  | 9 | 2012 | NG BLQ: WND; N Y: N; Y N: Y |  | S | 11 | N | IPP Non-CHP | 2 |  |  | N | [17 empty] | N
58425 | LSU and A&M College | 58428 | LSU Cogen | LA | East Baton Rouge | 1-02 | GT | OP | 19.6 | 19.6 | 19.6 |  | 12 | 2004 | [9 empty] | S |  | Y | Commercial CHP | 5 | T |  | N | bar: NG BLQ; N Y to Y N
58428 | UT West Tennessee Solar Farm | 58431 | West Tennessee Solar Farm | TN | Haywood | SNVA | PV | OP | 4.2 | 4.2 | 4.2 |  | 4 | 2012 | NG BLQ: SUN; N Y: N; Y N: Y |  | S |  | N | IPP Non-CHP | 2 |  |  | N
58429 | Houweling's Tomatoes | 58432 | Houweling Nurseries | CA | Ventura | COG1 | IC | OP | 4.4 | 4.4 | 4.4 |  | 8 | 2012 | NG BLQ: NG; N Y: N; Y N: Y |  | S |  | Y | IPP CHP | 3 | T |  | N | [17 empty] | N
58429 | Houweling's Tomatoes | 58432 | Houweling Nurseries | CA | Ventura | COG2 | IC | OP | 4.4 | 4.4 | 4.4 |  | 8 | 2012 | NG BLQ: NG; N Y: N; Y N: Y |  | S |  | Y | IPP CHP | 3 | T |  | N | [17 empty] | N
58430 | Gamesa Wind US LLC | 58441 | Swauk Wind LLC | WA | Kittitas | SW | WT | OP | 4.3 | 4.3 | 4.3 |  | 12 | 2012 | NG BLQ: WND; N Y: N; Y N: Y |  | S | 5 | N | IPP Non-CHP | 2 |  |  | N | [17 empty] | N
58434 | City of Spearfish | 58438 | Spearfish Hydro | SD | Lawrence | TURB1 | HY | OP | 2 | 2 | 1.5 |  | 10 | 1912 | NG BLQ: WAT; N Y: N; Y N: Y |  | S |  | N | Electric Utility | 1 |  |  | N | [17 empty] | N
58434 | City of Spearfish | 58438 | Spearfish Hydro | SD | Lawrence | TURB2 | HY | OP | 2 | 2 | 1.5 |  | 10 | 1912 | NG BLQ: WAT; N Y: N; Y N: Y |  | S |  | N | Electric Utility | 1 |  |  | N
58435 | Collinwood BioEnergy | 58439 | Collinwood BioEnergy Facility | OH | Cuyahoga | CBE01 | IC | OP | 1 | 1 | 1 |  | 5 | 2011 | NG BLQ: OBG; N Y: N; Y N: Y |  | S |  | N | Industrial Non-CHP | 6 |  |  | N
58437 | ACI Energy Partners LLC | 58442 | ACI Energy Partners LLC | NJ | Atlantic | GEN1 | GT | OP | 7.8 | 7.5 | 8.2 |  | 6 | 2012 | [9 empty] | J |  | Y | IPP CHP | 3 | T |  | N | [17 empty] | N | bar: NG BLQ; N Y to Y N
58438 | Sunstream Energy LLC | 58443 | Martin Limestone Solar Array | PA | Lancaster | GEN1 | PV | OP | 1 | 1 | 1 |  | 12 | 2012 | NG BLQ: SUN; N Y: N; Y N: N |  | S |  | N | IPP Non-CHP | 2
58439 | Junction Hilltop Management LLC | 58444 | Junction Hilltop Wind Farm | IA | Greene | JHW | WT | OP | 8 | 8 | 8 |  | 3 | 2012 | NG BLQ: WND; N Y: N; Y N: Y |  | S | 5 | N | IPP Non-CHP | 2 |  |  | N
58442 | Dixon Dairy Road | 58453 | Dixon Dairy Road Solar | NC | Cleveland | 1 | PV | OP | 4 | 4 | 4 |  | 12 | 2011 | NG BLQ: SUN; N Y: N; Y N: N |  | S | 8 | N | IPP Non-CHP | 2 |  |  | N
58444 | Cumberland Rose Wind Energy, LLC | 58456 | Cumberland Rose | IA | Adair | 1 | WT | OP | 1.6 | 1.6 | 1.6 |  | 8 | 2012 | NG BLQ: WND; N Y: N; Y N: Y |  | S | 1 | N | IPP Non-CHP | 2 |  |  | N
58445 | Forward Fontanelle Power, LLC | 58457 | Fontanelle | IA | Adair | 1 | WT | OP | 1.6 | 1.6 | 1.6 |  | 8 | 2012 | NG BLQ: WND; N Y: N; Y N: Y |  | S | 1 | N | IPP Non-CHP | 2 |  |  | N | [17 empty] | N
58446 | Greenfield Wind Power, LLC | 58458 | Greenfield | IA | Adair | 1 | WT | OP | 1.6 | 1.6 | 1.6 |  | 8 | 2012 | NG BLQ: WND; N Y: N; Y N: Y |  | S | 1 | N | Electric Utility | 1 |  |  | N | [17 empty] | N
58447 | Meadow Ridge Wind Energy, LLC | 58459 | Meadow Ridge | IA | Adair | 1 | WT | OP | 1.6 | 1.6 | 1.6 |  | 7 | 2012 | NG BLQ: WND; N Y: N; Y N: Y |  | S | 1 | N | IPP Non-CHP | 2 |  |  | N | [17 empty] | N
58448 | Sky Volt, LLC | 58460 | Sky Volt | IA | Adair | 1 | WT | OP | 1.6 | 1.6 | 1.6 |  | 8 | 2012 | NG BLQ: WND; N Y: N; Y N: Y |  | S | 1 | N | IPP Non-CHP | 2 |  |  | N | [17 empty] | N
58449 | Wiota Wind Energy, LLC #1 | 58461 | Wiota | IA | Cass | 1 | WT | OP | 1.6 | 1.6 | 1.6 |  | 5 | 2012 | NG BLQ: WND; N Y: N; Y N: Y |  | S | 1 | N | IPP Non-CHP | 2 |  |  | N | [17 empty] | N
58452 | SMECO Solar LLC | 58463 | Herbert Farm Solar | MD | Charles | 1 | PV | OP | 5.5 | 5.5 | 5.5 |  | 11 | 2012 | NG BLQ: SUN; N Y: N; Y N: Y |  | S | 1 | N | Electric Utility | 1 |  |  | N | [17 empty] | N
58453 | AltaGas Blythe Operations Inc | 55295 | Blythe Energy Inc | CA | Riverside | CT1 | CT | OP | 182 | 156.5 | 160.5 |  | 12 | 2003 | NG BLQ: NG; N Y: N; Y N: Y |  | S |  | N | IPP Non-CHP | 2 |  | N | N | [17 empty] | N
58453 | AltaGas Blythe Operations Inc | 55295 | Blythe Energy Inc | CA | Riverside | CT2 | CT | OP | 182 | 156.5 | 160.5 |  | 12 | 2003 | NG BLQ: NG; N Y: N; Y N: Y |  | S |  | N | IPP Non-CHP | 2 |  | N | N
58453 | AltaGas Blythe Operations Inc | 55295 | Blythe Energy Inc | CA | Riverside | ST1 | CA | OP | 227 | 201 | 204 |  | 12 | 2003 | NG BLQ: NG; N Y: N; Y N: Y |  | S |  | N | IPP Non-CHP | 2 |  | Y | N
58459 | C-Drop | 58470 | C-Drop Hyrdo | OR | Klamath | GEN1 | HY | OP | 1.1 | 1.1 |  |  | 5 | 2012 | NG BLQ: WAT; N Y: N; Y N: Y |  | S |  | N | IPP Non-CHP | 2 |  |  | N
58460 | Buena Vista Biomass LLC | 58472 | Buena Vista Biomass Power | CA | Amador | 1 | ST | OP | 22.5 | 17.8 | 17.8 |  | 12 | 2012 | NG BLQ: WDS; NG NG: NG; N Y: Y; Y N: Y |  | S |  | N | IPP Non-CHP | 2 |  |  | N | [24 empty] | NG
58463 | Dart Container Corp | 58476 | Dart Container Corp | PA | Lancaster | LFGT1 | GT | OP | 5.6 | 4.6 | 5.2 |  | 12 | 2012 | NG BLQ: LFG; N Y: N; Y N: Y |  | S |  | Y | Industrial CHP | 7 | T |  | N
58463 | Dart Container Corp | 58476 | Dart Container Corp | PA | Lancaster | LFGT2 | GT | OP | 5.6 | 4.6 | 5.2 |  | 12 | 2012 | NG BLQ: LFG; N Y: N; Y N: Y |  | S |  | N | Industrial CHP | 7 |  |  | N
58466 | SunEnergy1 | 58480 | Plymouth Solar LLC | NC | Washington | 1 | PV | OP | 5 | 5 | 3 |  | 9 | 2012 | NG BLQ: SUN; N Y: N; Y N: Y |  | S |  | N | IPP Non-CHP | 2 |  |  | N
58467 | SSA Solar of CO 1, LLC | 58481 | CSU Pueblo | CO | Pueblo | CSU1 | PV | OP | 1 | 1 | 1 |  | 12 | 2008 | NG BLQ: SUN; N Y: N; Y N: Y |  | S |  | N | Commercial Non-CHP | 4
58469 | Tinton Falls Solar | 58483 | Tinton Falls Solar Farm | NJ | Monmouth | UNIT1 | PV | OP | 16 | 16 | 11 |  | 11 | 2012 | NG BLQ: SUN; N Y: N; Y N: Y |  | S | 32 | N | IPP Non-CHP | 2 |  |  | N
58471 | SDD Solar Project 4, LLC | 58485 | Upson Rocky Creek Solar Plant | GA | Upson | PV1 | PV | OP | 1 | 1 | 1 |  | 6 | 2012 | NG BLQ: SUN; N Y: N; Y N: Y |  | S | 2 | N | IPP Non-CHP | 2 |  |  | N
58472 | MAS ASB Cogen LLC | 58484 | MAS ASB Cogen Plant | GA | Fulton | 1 | IC | OP | 2.2 | 2.2 | 2.2 |  | 3 | 2012 | NG BLQ: LFG; NG NG: NG; N Y: N; Y N: Y |  | S |  | N | Industrial Non-CHP | 6
58472 | MAS ASB Cogen LLC | 58484 | MAS ASB Cogen Plant | GA | Fulton | 2 | IC | OP | 2.2 | 2.2 | 2.2 |  | 3 | 2012 | NG BLQ: LFG; NG NG: NG; N Y: N; Y N: Y |  | S |  | N | Industrial Non-CHP | 6
58472 | MAS ASB Cogen LLC | 58484 | MAS ASB Cogen Plant | GA | Fulton | 3 | IC | OP | 2.2 | 2.2 | 2.2 |  | 3 | 2012 | NG BLQ: LFG; NG NG: NG; N Y: N; Y N: Y |  | S |  | N | Industrial Non-CHP | 6
58473 | NVT LICENSES, LLC | 58486 | Picture Rocks Solar, LLC | AZ | Pima | 1 | PV | OP | 20 | 20 | 20 |  | 12 | 2012 | NG BLQ: SUN; N Y: N; Y N: Y |  | W |  | N | IPP Non-CHP | 2 |  |  | N | [17 empty] | N
58473 | NVT LICENSES, LLC | 58487 | Granville Solar PV Power Project | NC | Granville | 1 | PV | OP | 2.5 | 2.5 | 2.5 |  | 10 | 2012 | NG BLQ: SUN; N Y: N; Y N: Y |  | W | 5 | N | IPP Non-CHP | 2 |  |  | N
58473 | NVT LICENSES, LLC | 58489 | Apex Solar PV Power Project | NV | Clark | 1 | PV | OP | 20 | 20 | 20 |  | 7 | 2012 | NG BLQ: SUN; N Y: N; Y N: Y |  | W |  | N | IPP Non-CHP | 2 |  |  | N | [17 empty] | N
58477 | O2energies, Inc. | 58491 | Sandy Cross Solar, LLC | NC | Nash | SANDY | PV | OP | 1.2 | 1.2 | 1.2 |  | 5 | 2012 | NG BLQ: SUN; N Y: N; Y N: Y |  | S |  | N | IPP Non-CHP | 2 |  |  | N
58477 | O2energies, Inc. | 58492 | Ararat Rock Solar, LLC | NC | Surry | ARARR | PV | OP | 3.5 | 3.5 | 3.5 |  | 9 | 2012 | NG BLQ: SUN; Y N: Y |  | S |  | N | IPP Non-CHP | 2 |  |  | N
58477 | O2energies, Inc. | 58493 | Progress Solar 1, LLC | NC | Franklin | PRO1 | PV | OP | 4 | 4 | 4 |  | 10 | 2012 | NG BLQ: SUN; N Y: N; Y N: Y |  | S |  | N | IPP Non-CHP | 2 |  |  | N
58477 | O2energies, Inc. | 58494 | Progress Solar II, LLC | NC | Robeson | PROG2 | PV | OP | 3.5 | 3.5 | 3.5 |  | 11 | 2012 | NG BLQ: SUN; N Y: N; Y N: Y |  | S |  | N | IPP Non-CHP | 2 |  |  | N
58477 | O2energies, Inc. | 58495 | Progress Solar III, LLC | NC | Robeson | PROG3 | PV | OP | 3.5 | 3.5 | 3.5 |  | 11 | 2012 | NG BLQ: SUN; Y N: Y |  | S |  | N | IPP Non-CHP | 2 |  |  | N
58485 | Rutgers, The State University of NJ | 58504 | Livingston Solar Farm | NJ | Middlesex | LVSF | PV | OP | 1.2 | 1.2 | 1 |  | 5 | 2009 | NG BLQ: SUN; N Y: N; Y N: N |  | S | 96 | N | Commercial Non-CHP | 4 |  |  | N | [17 empty] | N
58486 | Chuckawalla Solar LLC | 58506 | Chuckawalla Solar | CA | Riverside | 0937 | PV | OP | 4 | 4 | 4 |  | 6 | 2012 | NG BLQ: SUN; N Y: N; Y N: Y |  | S | 8 | N | IPP Non-CHP | 2 |  |  | N | [17 empty] | N
58487 | Montefiore Medical Center Moses Division | 58507 | Montefieor Medical Center Moses Division | NY | Bronx | ES006 | GT | OP | 3.5 | 3.5 | 3.5 |  | 1 | 2002 | NG BLQ: NG; NG NG: DFO; N Y: N; Y N: Y |  | S |  | N | Commercial CHP | 5 |  |  | N | [17 empty] | N
58487 | Montefiore Medical Center Moses Division | 58507 | Montefieor Medical Center Moses Division | NY | Bronx | S0001 | IC | OP | 1.6 | 1.2 | 1.2 |  | 1 | 1994 | NG BLQ: NG; NG NG: DFO; N Y: N; Y N: Y |  | S |  | Y | Commercial CHP | 5 | T |  | N | [17 empty] | N
58487 | Montefiore Medical Center Moses Division | 58507 | Montefieor Medical Center Moses Division | NY | Bronx | S0002 | IC | OP | 1.6 | 1.2 | 1.2 |  | 1 | 1994 | NG BLQ: NG; N Y: N; Y N: Y |  | S |  | Y | Commercial CHP | 5 | T |  | N | [17 empty] | N
58487 | Montefiore Medical Center Moses Division | 58507 | Montefieor Medical Center Moses Division | NY | Bronx | S0003 | IC | OP | 1.6 | 1.2 | 1.2 |  | 1 | 1994 | NG BLQ: NG; NG NG: DFO; N Y: N; Y N: Y |  | S |  | Y | Commercial CHP | 5 | T |  | N | [17 empty] | N
58488 | Alaska Environmental Power | 58511 | Delta Wind Farm | AK | Delta Junction | EWT1 | WT | OP | 0.9 | 0.9 | 0.9 |  | 10 | 2009 | NG BLQ: WND; N Y: N; Y N: Y |  | S | 1 | N | IPP Non-CHP | 2 |  |  | N
58488 | Alaska Environmental Power | 58511 | Delta Wind Farm | AK | Delta Junction | NW1 | WT | OP | 0.1 | 0.1 | 0.1 |  | 9 | 2008 | NG BLQ: WND; N Y: N; Y N: Y |  | S | 1 | N | IPP Non-CHP | 2 |  |  | N
58489 | OCI Solar Power | 58512 | Cornerstone Power Vineland I LLC | NJ | Cumberland | PV1 | PV | OP | 3.1 | 3.1 | 3.1 |  | 2 | 2012 | NG BLQ: SUN; N Y: N; Y N: Y |  | S | 6 | N | IPP Non-CHP | 2 |  |  | N
58490 | Ironwood Solar LLC | 58513 | Ironwood Solar LLC | CA | Riverside County | 0937 | PV | OP | 4 | 4 | 4 |  | 4 | 2012 | NG BLQ: SUN; N Y: N; Y N: Y |  | S | 8 | N | IPP Non-CHP | 2 |  |  | N
58491 | Constellation NewEnergy, Inc | 58516 | Union HS at Casa Grande | AZ | Pinal | PV1 | PV | OP | 1.6 | 1.6 | 1.6 |  | 12 | 2012 | NG BLQ: SUN; N Y: N; Y N: Y |  | S | 7 | N | IPP Non-CHP | 2 |  |  | N | [17 empty] | N
58491 | Constellation NewEnergy, Inc | 58517 | Vista Grande HS at Casa Grande | AZ | Pinal | PV1 | PV | OP | 1.8 | 1.8 | 1.8 |  | 12 | 2012 | NG BLQ: SUN; N Y: N; Y N: Y |  | S | 6 | N | IPP Non-CHP | 2 |  |  | N | [17 empty] | N
58492 | Chattanooga Metropolitan Airport | 58515 | Chattanooga Metropolitan Airport Solar | TN | Hamilton | GEN1 | PV | OP | 1 | 0.7 | 0.3 |  | 12 | 2011 | NG BLQ: SUN; N Y: N; Y N: Y |  | S |  | N | Commercial Non-CHP | 4 |  |  | N | [17 empty] | N
58495 | Syncarpha Alethea I, LLC | 58519 | Alethea I | NJ | Burlington | 1 | PV | OP | 2.8 | 2.8 | 2.8 |  | 11 | 2011 | NG BLQ: SUN; N Y: N; Y N: Y |  | W |  | N | IPP Non-CHP | 2
58499 | NRSF OPCO LLC | 58524 | Neuse River Solar Farm | NC | Wake | 1 | PV | OP | 1.1 | 1.1 | 1.1 |  | 12 | 2011 | NG BLQ: SUN; N Y: N; Y N: Y |  | S | 3 | N | IPP Non-CHP | 2 |  |  | N
58500 | City of Hayward | 58525 | City of Hayward WWTP | CA | Alameda | 1 | PV | OP | 1 | 1 | 1 |  | 11 | 2010 | NG BLQ: SUN; N Y: N; Y N: Y |  | S | 2 | N | IPP Non-CHP | 2 |  |  | N
58501 | Five Crowns Inc | 58527 | Crown Cooling Facility | CA | Imperial | 1 | PV | OP | 1 | 1 | 1 |  | 12 | 2011 | NG BLQ: SUN; N Y: N; Y N: Y |  | S | 2 | N | Industrial Non-CHP | 6 |  |  | N | [17 empty] | N
58505 | North Carolina Solar I, LLC | 58529 | Progress Manis I | NC | Scotland | P11A | PV | OP | 0.5 | 0.5 | 0.5 |  | 4 | 2012 | NG BLQ: SUN; N Y: N; Y N: Y |  | S | 1 | N | IPP Non-CHP | 2 |  |  | N
58505 | North Carolina Solar I, LLC | 58529 | Progress Manis I | NC | Scotland | P11B | PV | OP | 0.5 | 0.5 | 0.5 |  | 4 | 2012 | NG BLQ: SUN; N Y: N; Y N: Y |  | S | 1 | N | IPP Non-CHP | 2 |  |  | N
58505 | North Carolina Solar I, LLC | 58530 | Progress Jones I | NC | Scotland | P11C | PV | OP | 0.5 | 0.5 | 0.5 |  | 4 | 2012 | NG BLQ: SUN; N Y: N; Y N: Y |  | S | 1 | N | IPP Non-CHP | 2 |  |  | N | [17 empty] | N
58505 | North Carolina Solar I, LLC | 58530 | Progress Jones I | NC | Scotland | P11D | PV | OP | 0.5 | 0.5 | 0.5 |  | 4 | 2012 | NG BLQ: SUN; N Y: N; Y N: Y |  | S | 1 | N | IPP Non-CHP | 2 |  |  | N | [17 empty] | N
58506 | Westford Solar Park | 58534 | Westford Solar Park | MA | Middlesex | 1 | PV | OP | 4 | 4 | 4 |  | 4 | 2012 | NG BLQ: SUN; N Y: N; Y N: N |  | S | 12 | N | IPP Non-CHP | 2 |  |  | N
58507 | Solar Star Arizona III LLC | 58539 | Lake Pleasant WTP | AZ | Maricopa | 1 | PV | OP | 6.5 | 1.6 | 0.9 |  | 12 | 2012 | NG BLQ: SUN; N Y: N; Y N: Y |  | W | 14 | N | Commercial Non-CHP | 4 |  |  | N
58508 | Carolina Solar Energy II LLC | 58538 | PCSP3 Airport | NC | Person | 3 | PV | OP | 2.5 | 2.5 | 2.5 |  | 9 | 2012 | NG BLQ: SUN; N Y: N; Y N: N |  | J |  | N | IPP Non-CHP | 2
58511 | SunGen Sharon 1 LLC | 58541 | SunGen Sharon 1 LLC | VT | Windsor | 1 | PV | OP | 1.8 | 1.8 | 1.8 |  | 8 | 2012 | NG BLQ: SUN; N Y: N; Y N: Y |  | S |  | N | IPP Non-CHP | 2 |  |  | N
58514 | Gilbert Solar Facility I, LLC | 58543 | Gilbert Solar Facility I, LLC | AZ | Maricopa | 1 | PV | OP | 2.5 | 2.5 | 2.5 |  | 10 | 2011 | NG BLQ: SUN; N Y: N; Y N: Y |  | S | 5 | N | IPP Non-CHP | 2 |  |  | N | [17 empty] | N
25 | GMM Holdings 1 LLC | 2527 | GMMGreenidge LLC | NY | Yates | 3 | ST | RE | 50 | 52 | 48.9 |  | 4 | 1950 | NG BLQ: BIT; NG NG: NG; N Y: Y; Y N: Y |  | S |  | N | IPP Non-CHP | 2 |  | N | N | [15 empty] | 12 | 2009 | N | Y |  | Y |  |  |  | DFO
42 | AES Thames LLC | 10675 | AES Thames | CT | New London | GEN1 | ST | RE | 213.9 | 181 | 181 |  | 11 | 1989 | NG BLQ: BIT; N Y: N; Y N: Y |  | S |  | Y | IPP CHP | 3 | T | N | [16 empty] | 12 | 2012 | N |  | Y |  |  |  |  | DFO
135 | Agrilectric Power Partners Ltd | 10593 | Agrilectric Power Partners Ltd | LA | Calcasieu | GEN2 | ST | RE | 1.5 | 1.3 | 1.3 |  | 8 | 1995 | NG BLQ: AB; NG NG: NG; N Y: N; Y N: N | N | S |  | N | IPP Non-CHP | 2 |  | N | [16 empty] | 3 | 2007 | N | [6 empty] | NG
150 | Adrian Public Utilities Comm | 1956 | Adrian | MN | NOBLES | 3 | IC | RE | 0.4 | 0.4 | 0.4 |  | 88 | 1948 | NG BLQ: DFO; N Y: N; Y N: Y | Y | S |  | N | Electric Utility | 1 |  | N | [16 empty] | 12 | 2001 | N
150 | Adrian Public Utilities Comm | 1956 | Adrian | MN | NOBLES | 4 | IC | RE | 0.6 | 0.5 | 0.6 |  | 88 | 1954 | NG BLQ: DFO; N Y: N; Y N: Y |  | S |  | N | Electric Utility | 1 |  | N | [16 empty] | 12 | 2001 | N
164 | AERA Energy LLC | 55185 | Aera South Belridge Cogen Facility | CA | Kern | GENA | GT | RE | 3 | 2.7 | 3 |  | 9 | 1989 | [8 empty] | N | S |  | Y | Industrial CHP | 7 | T | N | [16 empty] | 7 | 2010 | N | bar: NG BLQ to Y N
164 | AERA Energy LLC | 55185 | Aera South Belridge Cogen Facility | CA | Kern | GENB | GT | RE | 3 | 2.7 | 3 |  | 9 | 1989 | [8 empty] | N | S |  | Y | Industrial CHP | 7 | T | N | [16 empty] | 7 | 2010 | N | bar: NG BLQ to Y N
164 | AERA Energy LLC | 55185 | Aera South Belridge Cogen Facility | CA | Kern | GENC | GT | RE | 3 | 2.7 | 3 |  | 9 | 1989 | [8 empty] | N | S |  | Y | Industrial CHP | 7 | T | N | [16 empty] | 7 | 2010 | N | bar: NG BLQ to Y N
178 | CES Placerita Inc | 10677 | CES Placerita Power Plant | CA | Los Angeles | UNT1 | CT | RE | 60 | 46 | 50 |  | 6 | 1988 | [8 empty] | N | S |  | N | IPP Non-CHP | 2 |  | N | [16 empty] | 1 | 2008 | N | bar: NG BLQ to Y N
179 | Agrium US Inc | 54452 | Agrium Kenai Nitrogen Operations | AK | Kenai Peninsula | 644A | IC | RE | 1.3 | 1.3 | 1.3 |  | 9 | 1968 | [9 empty] | S |  | N | Industrial CHP | 7 |  | N | [16 empty] | 12 | 2001 | bar: NG BLQ to Y N
179 | Agrium US Inc | 54452 | Agrium Kenai Nitrogen Operations | AK | Kenai Peninsula | 644B | IC | RE | 1.3 | 1.3 | 1.3 |  | 9 | 1968 | [9 empty] | S |  | N | Industrial CHP | 7 | [18 empty] | 12 | 2001 | bar: NG BLQ to Y N
179 | Agrium US Inc | 54452 | Agrium Kenai Nitrogen Operations | AK | Kenai Peninsula | 644C | IC | RE | 1.3 | 1.3 | 1.3 |  | 9 | 1968 | [9 empty] | S |  | N | Industrial CHP | 7 |  | N | [16 empty] | 12 | 2001 | bar: NG BLQ to Y N
179 | Agrium US Inc | 54452 | Agrium Kenai Nitrogen Operations | AK | Kenai Peninsula | 644D | IC | RE | 1.3 | 1.3 | 1.3 |  | 9 | 1968 | [9 empty] | S |  | N | Industrial CHP | 7 |  | N | [16 empty] | 12 | 2001 | bar: NG BLQ to Y N
179 | Agrium US Inc | 54452 | Agrium Kenai Nitrogen Operations | AK | Kenai Peninsula | 644E | IC | RE | 1.3 | 1.3 | 1.3 |  | 9 | 1968 | [9 empty] | S |  | N | Industrial CHP | 7 |  | N | [16 empty] | 12 | 2001 | bar: NG BLQ to Y N
179 | Agrium US Inc | 54452 | Agrium Kenai Nitrogen Operations | AK | Kenai Peninsula | 644F | IC | RE | 1.3 | 1.3 | 1.3 |  | 9 | 1968 | [9 empty] | S |  | N | Industrial CHP | 7 |  | N | [16 empty] | 12 | 2001 | bar: NG BLQ to Y N
179 | Agrium US Inc | 54452 | Agrium Kenai Nitrogen Operations | AK | Kenai Peninsula | 644G | IC | RE | 1.3 | 1.3 | 1.3 |  | 9 | 1968 | [9 empty] | S |  | N | Industrial CHP | 7 |  | N | [16 empty] | 12 | 2001 | bar: NG BLQ to Y N
195 | Alabama Power Co | 7708 | APC1 | AL |  | 2 | CC | IP | 270 | 270 | 270 | [12 empty] | S |  | N | Electric Utility | 1 |  | N | [18 empty] | N | bar: NG BLQ to Y N
195 | Alabama Power Co | 7876 | APC2 | AL |  | 1 | CT | IP | 300 | 300 | 300 | [12 empty] | S |  | N | Electric Utility | 1 |  | N | [18 empty] | N | bar: NG BLQ to Y N
195 | Alabama Power Co | 7877 | APC3 | AL |  | 1 | CC | IP | 200 | 200 | 200 | [12 empty] | S |  | N | Electric Utility | 1 |  | N | [18 empty] | N | bar: NG BLQ to Y N
219 | Alaska Power and Telephone Co | 69 | Haines | AK | Haines | 9 | IC | RE | 1.1 | 1.1 | 1.1 |  | 12 | 1989 | NG BLQ: DFO; N Y: N; Y N: Y |  | S |  | N | Electric Utility | 1 |  | N | [16 empty] | 6 | 2004
219 | Alaska Power and Telephone Co | 7169 | Northway | AK | Southeast Fairbanks | 4 | IC | RE | 0.4 | 0.3 | 0.3 |  | 1 | 1980 | NG BLQ: DFO |  | S |  | N | Electric Utility | 1 |  | N | [16 empty] | 9 | 2001
219 | Alaska Power and Telephone Co | 56146 | False Island | AK | Prince of Wales | 3 | IC | RE | 0.3 | 0.3 | 0.3 |  | 9 | 1983 | NG BLQ: DFO; N Y: N; Y N: Y |  | S |  | N | Electric Utility | 1 |  | N | [16 empty] | 9 | 2007 | N
221 | Alaska Village Elec Coop, Inc | 6311 | Chevak | AK | Bethel | 1 | IC | RE | 0.4 | 0.4 | 0.4 |  | 10 | 1977 | NG BLQ: DFO; N Y: N; Y N: N |  | S |  | N | Electric Utility | 1 |  | N | [16 empty] | 10 | 2009 | N
221 | Alaska Village Elec Coop, Inc | 6311 | Chevak | AK | Bethel | 2 | IC | RE | 0.3 | 0.3 | 0.3 |  | 11 | 1976 | NG BLQ: DFO; N Y: N; Y N: N |  | S |  | N | Electric Utility | 1 |  | N | [16 empty] | 10 | 2009 | N
221 | Alaska Village Elec Coop, Inc | 6311 | Chevak | AK | Bethel | 3 | IC | RE | 0.3 | 0.3 | 0.3 |  | 12 | 1979 | NG BLQ: DFO; N Y: N; Y N: N |  | S |  | N | Electric Utility | 1 |  | N | [16 empty] | 10 | 2009 | N
221 | Alaska Village Elec Coop, Inc | 6314 | Emmonak | AK | Bethel | 2 | IC | RE | 0.3 | 0.3 | 0.3 |  | 12 | 1977 | NG BLQ: DFO; N Y: N; Y N: N |  | S |  | N | Electric Utility | 1 |  | N | [16 empty] | 8 | 2011 | N
221 | Alaska Village Elec Coop, Inc | 6314 | Emmonak | AK | Bethel | 4 | IC | RE | 0.3 | 0.3 | 0.3 |  | 12 | 1980 | NG BLQ: DFO; N Y: N; Y N: N |  | S |  | N | Electric Utility | 1 |  | N | [16 empty] | 4 | 2005 | N
221 | Alaska Village Elec Coop, Inc | 6314 | Emmonak | AK | Bethel | 5 | IC | RE | 0.5 | 0.5 | 0.5 |  | 3 | 1988 | NG BLQ: DFO; N Y: N; Y N: N |  | S |  | N | Electric Utility | 1 |  | N | [16 empty] | 4 | 2005 | N
221 | Alaska Village Elec Coop, Inc | 6323 | Kiana | AK | Kobuk | 1A | IC | RE | 0.3 | 0.3 | 0.3 |  | 12 | 1977 | NG BLQ: DFO; N Y: N; Y N: N |  | S |  | N | Electric Utility | 1 |  | N | [16 empty] | 1 | 2001 | N
221 | Alaska Village Elec Coop, Inc | 6323 | Kiana | AK | Kobuk | 2 | IC | RE | 0.3 | 0.3 | 0.3 |  | 9 | 1990 | NG BLQ: DFO; N Y: N; Y N: N |  | S |  | N | Electric Utility | 1 |  | N | [16 empty] | 6 | 2000 | N
221 | Alaska Village Elec Coop, Inc | 6333 | Nunapitchuk | AK | Bethel | 2 | IC | RE | 0.3 | 0.3 | 0.3 |  | 1 | 1976 | NG BLQ: DFO; N Y: N; Y N: N |  | S |  | N | Electric Utility | 1 |  | N | [16 empty] | 2 | 2006 | N
221 | Alaska Village Elec Coop, Inc | 6333 | Nunapitchuk | AK | Bethel | 3 | IC | RE | 0.3 | 0.3 | 0.3 |  | 4 | 1976 | NG BLQ: DFO; N Y: N; Y N: N |  | S |  | N | Electric Utility | 1 |  | N | [16 empty] | 2 | 2006 | N
221 | Alaska Village Elec Coop, Inc | 6333 | Nunapitchuk | AK | Bethel | 4 | IC | RE | 0.6 | 0.6 | 0.6 |  | 2 | 1986 | NG BLQ: DFO; N Y: N; Y N: N |  | S |  | N | Electric Utility | 1 |  | N | [16 empty] | 2 | 2006 | N
221 | Alaska Village Elec Coop, Inc | 6333 | Nunapitchuk | AK | Bethel | 5 | IC | RE | 0.5 | 0.5 | 0.5 |  | 12 | 1994 | NG BLQ: DFO; N Y: N; Y N: N |  | S |  | N | Electric Utility | 1 |  | N | [16 empty] | 6 | 2004 | N
221 | Alaska Village Elec Coop, Inc | 6338 | St Marys | AK | Bethel | 1 | IC | RE | 0.6 | 0.6 | 0.6 |  | 5 | 1977 | NG BLQ: DFO; N Y: N; Y N: N |  | S |  | N | Electric Utility | 1 |  | N | [16 empty] | 12 | 2006 | N
221 | Alaska Village Elec Coop, Inc | 6341 | Selawik | AK | Kobuk | 1 | IC | RE | 0.3 | 0.3 | 0.3 |  | 12 | 1974 | NG BLQ: DFO; N Y: N; Y N: N |  | S |  | N | Electric Utility | 1 |  | N | [16 empty] | 6 | 2003 | N
221 | Alaska Village Elec Coop, Inc | 6341 | Selawik | AK | Kobuk | 2 | IC | RE | 0.7 | 0.7 | 0.7 |  | 6 | 2003 | NG BLQ: DFO; N Y: N; Y N: N |  | S |  | N | Electric Utility | 1 |  | N | [16 empty] | 4 | 2005
221 | Alaska Village Elec Coop, Inc | 6341 | Selawik | AK | Kobuk | 3 | IC | RE | 0.3 | 0.3 | 0.3 |  | 0 | 1978 | NG BLQ: DFO; N Y: N; Y N: N |  | S |  | N | Electric Utility | 1 |  | N | [16 empty] | 6 | 2003
221 | Alaska Village Elec Coop, Inc | 6348 | Togiak | AK | Dillingham | 2 | IC | RE | 0.3 | 0.3 | 0.3 |  | 3 | 1970 | NG BLQ: DFO; N Y: N; Y N: N |  | S |  | N | Electric Utility | 1 |  | N | [16 empty] | 8 | 2004 | N
221 | Alaska Village Elec Coop, Inc | 6348 | Togiak | AK | Dillingham | 5 | IC | RE | 0.5 | 0.5 | 0.5 |  | 10 | 1986 | NG BLQ: DFO; N Y: N; Y N: N |  | S |  | N | Electric Utility | 1 |  | N | [16 empty] | 9 | 2004 | N
221 | Alaska Village Elec Coop, Inc | 57053 | Alakanuk | AK | WADE HAMPTON | G309 | IC | IP | 0.5 | 0.5 | 0.5 |  |  |  | NG BLQ: JF; N Y: N; Y N: Y |  | S |  | Y | Electric Utility | 1 | [20 empty] | N
298 | City of Alexandria - (LA) | 6558 | D G Hunter | LA | Rapides | 1 | ST | RE | 17.5 | 16 | 16 |  | 0 | 1956 | NG BLQ: NG; NG NG: DFO; N Y: N; Y N: N | N | S |  | N | Electric Utility | 1 |  | N | [16 empty] | 1 | 2005 | N
298 | City of Alexandria - (LA) | 6558 | D G Hunter | LA | Rapides | 2 | ST | RE | 17.5 | 16 | 16 |  | 0 | 1956 | NG BLQ: NG; NG NG: DFO; N Y: N; Y N: N | N | S |  | N | Electric Utility | 1 |  | N | [16 empty] | 1 | 2005 | N
306 | Brookfield Renewable Power | 54899 | Cheoah | NC | Graham | 1 | HY | RE | 20 | 21 | 21 |  | 4 | 1919 | NG BLQ: WAT; N Y: N; Y N: Y |  | S | 0 | N | Industrial Non-CHP | 6 |  | N | [16 empty] | 5 | 2012 | N
306 | Brookfield Renewable Power | 54899 | Cheoah | NC | Graham | 2 | HY | RE | 20 | 21 | 21 |  | 4 | 1919 | NG BLQ: WAT; N Y: N; Y N: Y |  | S | 0 | N | Industrial Non-CHP | 6 |  | N | [16 empty] | 5 | 2012 | N
306 | Brookfield Renewable Power | 54899 | Cheoah | NC | Graham | 3 | HY | RE | 20 | 21 | 21 |  | 4 | 1919 | NG BLQ: WAT; N Y: N; Y N: Y |  | S | 0 | N | Industrial Non-CHP | 6 |  | N | [16 empty] | 5 | 2012 | N
306 | Brookfield Renewable Power | 54899 | Cheoah | NC | Graham | 4 | HY | RE | 20 | 21 | 21 |  | 4 | 1919 | NG BLQ: WAT; N Y: N; Y N: Y |  | S | 0 | N | Industrial Non-CHP | 6 |  | N | [16 empty] | 10 | 2012 | N
309 | City of Algona - (IA) | 1120 | Algona | IA | Kossuth | 3 | IC | RE | 0.7 | 0.6 | 0.6 |  | 1 | 1938 | NG BLQ: DFO; NG NG: NG |  | S |  | N | Electric Utility | 1 |  | N | [16 empty] | 9 | 2003
309 | City of Algona - (IA) | 1120 | Algona | IA | Kossuth | 4 | IC | RE | 1 | 0.8 | 0.8 |  | 1 | 1941 | NG BLQ: DFO; NG NG: NG |  | S |  | N | Electric Utility | 1 |  | N | [16 empty] | 4 | 2002
309 | City of Algona - (IA) | 1120 | Algona | IA | Kossuth | 5 | IC | RE | 1.5 | 1.1 | 1.1 |  | 1 | 1947 | NG BLQ: DFO; NG NG: NG |  | S |  | N | Electric Utility | 1 |  | N | [16 empty] | 6 | 2002
361 | Industrial Energy Applications Inc | 54713 | Alliant SBD 8603 Donnelley | IA | Story | 1233 | IC | RE | 1 | 1 | 1 |  | 3 | 1996 | NG BLQ: DFO; N Y: N; Y N: N | N | S |  | N | IPP Non-CHP | 2 |  | N | [16 empty] | 10 | 2000
361 | Industrial Energy Applications Inc | 54929 | Alliant SBD 9403 Aegon DC | IA | Linn | 6110 | IC | RE | 1.6 | 1.6 | 1.6 |  | 1 | 1995 | NG BLQ: DFO; N Y: N; Y N: N | N | S |  | N | IPP Non-CHP | 2 |  | N | [16 empty] | 11 | 2003 | N
361 | Industrial Energy Applications Inc | 54930 | Alliant SBD 9402 Climax | IA | Lee | 5100 | IC | RE | 1.6 | 1.6 | 1.6 |  | 7 | 1995 | NG BLQ: DFO; N Y: N; Y N: Y | Y | S |  | N | IPP Non-CHP | 2 |  | N | [16 empty] | 3 | 2011 | N
361 | Industrial Energy Applications Inc | 54930 | Alliant SBD 9402 Climax | IA | Lee | 5200 | IC | RE | 1.6 | 1.6 | 1.6 |  | 7 | 1995 | NG BLQ: DFO; N Y: N; Y N: Y | Y | S |  | N | IPP Non-CHP | 2 |  | N | [16 empty] | 3 | 2011 | N
361 | Industrial Energy Applications Inc | 54930 | Alliant SBD 9402 Climax | IA | Lee | 5300 | IC | RE | 1.6 | 1.6 | 1.6 |  | 7 | 1995 | NG BLQ: DFO; N Y: N; Y N: Y | Y | S |  | N | IPP Non-CHP | 2 |  | N | [16 empty] | 3 | 2011 | N
361 | Industrial Energy Applications Inc | 54930 | Alliant SBD 9402 Climax | IA | Lee | 5400 | IC | RE | 1.6 | 1.6 | 1.6 |  | 7 | 1995 | NG BLQ: DFO; N Y: N; Y N: Y | Y | S |  | N | IPP Non-CHP | 2 |  | N | [16 empty] | 3 | 2011 | N
361 | Industrial Energy Applications Inc | 54930 | Alliant SBD 9402 Climax | IA | Lee | 5500 | IC | RE | 1.6 | 1.6 | 1.6 |  | 7 | 1995 | NG BLQ: DFO; N Y: N; Y N: Y | Y | S |  | N | IPP Non-CHP | 2 |  | N | [16 empty] | 3 | 2011 | N
361 | Industrial Energy Applications Inc | 55315 | Alliant SBD 9702 Cedar Graphics | IA | Linn | GEN1 | IC | RE | 1 | 1 | 1 |  | 5 | 1997 | NG BLQ: DFO; N Y: N; Y N: N | N | S |  | N | IPP Non-CHP | 2 |  | N | [16 empty] | 12 | 2007 | N
361 | Industrial Energy Applications Inc | 56072 | Alliant SBD 9801 Aegon Martha's Way | IA | Linn | 01 | IC | RE | 1.1 | 1 | 1 |  | 8 | 1998 | NG BLQ: DFO; N Y: N; Y N: N | N | S |  | N | IPP Non-CHP | 2 |  | N | [16 empty] | 4 | 2012 | N
520 | Ameren Energy Generating Co | 863 | Hutsonville | IL | Crawford | 3 | ST | RE | 75 | 75 | 76 |  | 2 | 1953 | SUB | BIT | DFO |  |  |  | Y | Y | Y | S |  | N | IPP Non-CHP | 2 |  | N | [16 empty] | 12 | 2011 | N | Y |  | Y |  |  |  | DFO
520 | Ameren Energy Generating Co | 863 | Hutsonville | IL | Crawford | 4 | ST | RE | 75 | 76 | 78 |  | 7 | 1954 | SUB | BIT | DFO |  |  |  | Y | Y | Y | S |  | N | IPP Non-CHP | 2 |  | N | [16 empty] | 12 | 2011 | N | Y |  | Y |  |  |  | DFO
520 | Ameren Energy Generating Co | 863 | Hutsonville | IL | Crawford | D1 | IC | RE | 3 | 3 | 3 |  | 4 | 1968 | NG BLQ: DFO; N Y: N; Y N: Y | Y | S |  | N | IPP Non-CHP | 2 |  | N | [16 empty] | 12 | 2011 | N | N |  | N
520 | Ameren Energy Generating Co | 864 | Meredosia | IL | Morgan | 1 | ST | RE | 57.5 | 52 | 52 |  | 6 | 1948 | NG BLQ: BIT; NG NG: DFO; N Y: N; Y N: Y |  | S |  | N | IPP Non-CHP | 2 |  | N | [16 empty] | 12 | 2011 | N | Y |  | Y |  |  |  | DFO
520 | Ameren Energy Generating Co | 864 | Meredosia | IL | Morgan | 2 | ST | RE | 57.5 | 53 | 53 |  | 1 | 1949 | NG BLQ: BIT; NG NG: DFO; N Y: N; Y N: Y |  | S |  | N | IPP Non-CHP | 2 |  | N | [16 empty] | 12 | 2011 | N | Y |  | Y |  |  |  | DFO
520 | Ameren Energy Generating Co | 864 | Meredosia | IL | Morgan | 3 | ST | RE | 239.3 | 203 | 215 |  | 7 | 1960 | SUB | BIT | DFO |  |  |  | N | Y |  | S |  | N | IPP Non-CHP | 2 |  | N | [16 empty] | 12 | 2011 | N | Y |  | Y |  |  |  | DFO
520 | Ameren Energy Generating Co | 864 | Meredosia | IL | Morgan | 4 | ST | RE | 209.7 | 166 |  |  | 9 | 1975 | RFO | DFO | NG |  |  |  | N | Y |  | S |  | N | IPP Non-CHP | 2 |  | N | [16 empty] | 12 | 2011 | N | N
599 | Anchorage Municipal Light and Power | 75 | Anchorage 1 | AK | Anchorage | 3 | GT | RE | 16.3 | 17.7 | 19.4 |  | 12 | 1968 | NG BLQ: NG; NG NG: DFO; N Y: Y; Y N: N | N | S |  | N | Electric Utility | 1 |  | N | [16 empty] | 8 | 2004 | N
599 | Anchorage Municipal Light and Power | 75 | Anchorage 1 | AK | Anchorage | D1 | IC | RE | 1.1 | 1.2 | 1.2 |  | 0 | 1956 | NG BLQ: DFO; N Y: N; Y N: Y | Y | S |  | N | Electric Utility | 1 |  | N | [16 empty] | 1 | 2010 | N
599 | Anchorage Municipal Light and Power | 75 | Anchorage 1 | AK | Anchorage | D2 | IC | RE | 1.1 | 1.4 | 1.4 |  | 0 | 1947 | NG BLQ: DFO; N Y: N; Y N: Y | Y | S |  | N | Electric Utility | 1 |  | N | [16 empty] | 1 | 2010 | N
623 | Anheuser-Busch Inc | 54913 | Anheuser-Busch Newark Brewery | NJ | ESSEX | GEN1 | GT | RE | 6.5 | 6.5 | 6.5 |  | 6 | 1995 | NG | DFO | OBG |  |  |  | Y | Y |  | S |  | Y | Industrial CHP | 7 | T | N | [16 empty] | 4 | 2004 | N
623 | Anheuser-Busch Inc | 54913 | Anheuser-Busch Newark Brewery | NJ | ESSEX | GEN2 | GT | RE | 6.5 | 6.5 | 6.5 |  | 11 | 1995 | NG | DFO | OBG |  |  |  | Y | Y |  | S |  | Y | Industrial CHP | 7 | T | N | [16 empty] | 4 | 2004 | N
682 | City of Anita - (IA) | 1123 | Anita | IA | Cass | 1 | IC | RE | 0.1 | 0.1 | 0.1 |  | 10 | 1939 | NG BLQ: DFO; N Y: N; Y N: N | Y | S |  | N | Electric Utility | 1 |  | N | [16 empty] | 1 | 2003 | N
733 | Appalachian Power Co | 3938 | Philip Sporn | WV | Mason | 5 | ST | RE | 495.5 | 440 | 450 |  | 12 | 1960 | NG BLQ: BIT; N Y: N; Y N: Y |  | W |  | N | Electric Utility | 1 |  | N | [16 empty] | 2 | 2012 | N | Y |  |  | Y |  |  | DFO
772 | Archer Daniels Midland Co | 10857 | Archer Daniels Midland Fredonia | KS | Wilson | GEN1 | GT | RE | 2.7 | 2.5 | 2.7 |  | 1 | 1986 | [9 empty] | S |  | N | Industrial Non-CHP | 6 |  | N | [16 empty] | 3 | 2003 | bar: NG BLQ to Y N
772 | Archer Daniels Midland Co | 10857 | Archer Daniels Midland Fredonia | KS | Wilson | GEN2 | IC | RE | 1 | 1 | 1 |  | 1 | 1987 | NG BLQ: DFO; N Y: N; Y N: N |  | S |  | N | Industrial Non-CHP | 6 |  | N | [16 empty] | 3 | 2003 | N
772 | Archer Daniels Midland Co | 10857 | Archer Daniels Midland Fredonia | KS | Wilson | GEN3 | IC | RE | 0.4 | 0.4 | 0.4 |  | 10 | 1990 | NG BLQ: DFO; N Y: N; Y N: N |  | S |  | N | Industrial Non-CHP | 6 |  | N | [16 empty] | 3 | 2003 | N
772 | Archer Daniels Midland Co | 10859 | Valdosta | GA | Lowndes | GEN1 | ST | RE | 2.5 | 2.5 | 2.5 |  | 1 | 1985 | NG BLQ: WDS; N Y: N; Y N: N |  | S |  | N | Industrial Non-CHP | 6 |  | N | [16 empty] | 1 | 1995 | N
772 | Archer Daniels Midland Co | 10860 | Archer Daniels Midland Clinton | IA | Clinton | GEN1 | ST | RE | 7.5 | 7.5 | 7.5 |  | 1 | 1954 | NG BLQ: BIT; NG NG: NG; N Y: Y; Y N: N |  | S |  | Y | Industrial CHP | 7 | T | N | [16 empty] | 10 | 2008 | N | Y | [5 empty] | NG
772 | Archer Daniels Midland Co | 10860 | Archer Daniels Midland Clinton | IA | Clinton | GEN2 | ST | RE | 3.5 | 3.5 | 3.5 |  | 1 | 1940 | NG BLQ: BIT; NG NG: NG; N Y: Y; Y N: N |  | S |  | Y | Industrial CHP | 7 | T | N | [16 empty] | 10 | 2008 | N | Y | [5 empty] | NG
772 | Archer Daniels Midland Co | 10860 | Archer Daniels Midland Clinton | IA | Clinton | GEN3 | ST | RE | 9.4 | 9.4 | 9.4 |  | 1 | 1965 | NG BLQ: BIT; NG NG: NG; N Y: Y; Y N: N |  | S |  | Y | Industrial CHP | 7 | T | N | [16 empty] | 10 | 2008 | N | Y | [5 empty] | NG
772 | Archer Daniels Midland Co | 10860 | Archer Daniels Midland Clinton | IA | Clinton | GEN4 | ST | RE | 4 | 4 | 4 |  | 1 | 1974 | NG BLQ: BIT; NG NG: NG; N Y: Y; Y N: N |  | S |  | Y | Industrial CHP | 7 | T | N | [16 empty] | 10 | 2008 |  | Y | [5 empty] | NG
772 | Archer Daniels Midland Co | 10860 | Archer Daniels Midland Clinton | IA | Clinton | GEN5 | ST | RE | 7 | 7 | 7 |  | 4 | 1991 | NG BLQ: BIT; NG NG: NG; N Y: Y; Y N: N |  | S |  | Y | Industrial CHP | 7 | T | N | [16 empty] | 10 | 2008 |  | Y | [5 empty] | NG
772 | Archer Daniels Midland Co | 10863 | Archer Daniels Midland Mankato | MN | Blue Earth | GEN2 | ST | RE | 4.4 | 4.4 | 4.4 |  | 1 | 1999 | [9 empty] | S |  | Y | Industrial CHP | 7 | T | N | [16 empty] | 6 | 1999 | N | bar: NG BLQ to Y N
772 | Archer Daniels Midland Co | 54310 | Galesburg | IL | Knox | GEN1 | IC | RE | 1 | 1 | 1 |  | 8 | 1992 | [8 empty] | N | S |  | Y | Industrial CHP | 7 | T | N | [16 empty] | 1 | 2012 | N | bar: NG BLQ to Y N
772 | Archer Daniels Midland Co | 54310 | Galesburg | IL | Knox | GEN2 | IC | RE | 1 | 1 | 1 |  | 8 | 1992 | [8 empty] | N | S |  | Y | Industrial CHP | 7 | T | N | [16 empty] | 1 | 2012 | N | bar: NG BLQ to Y N
772 | Archer Daniels Midland Co | 54310 | Galesburg | IL | Knox | GEN3 | IC | RE | 1 | 1 | 1 |  | 8 | 1992 | [8 empty] | N | S |  | Y | Industrial CHP | 7 | T | N | [16 empty] | 1 | 2012 | N | bar: NG BLQ to Y N
772 | Archer Daniels Midland Co | 54311 | Archer Daniels Midland Little Rock | AR | Pulaski | GEN1 | IC | RE | 1 | 1 | 1 |  | 2 | 1993 | [9 empty] | S |  | Y | Industrial CHP | 7 | T | N | [16 empty] | 1 | 2001 | N | bar: NG BLQ to Y N
772 | Archer Daniels Midland Co | 54311 | Archer Daniels Midland Little Rock | AR | Pulaski | GEN2 | IC | RE | 1 | 1 | 1 |  | 2 | 1993 | [9 empty] | S |  | Y | Industrial CHP | 7 | T | N | [16 empty] | 1 | 2001 | N | bar: NG BLQ to Y N
772 | Archer Daniels Midland Co | 54311 | Archer Daniels Midland Little Rock | AR | Pulaski | GEN3 | IC | RE | 1 | 1 | 1 |  | 2 | 1993 | [9 empty] | S |  | Y | Industrial CHP | 7 | T | N | [16 empty] | 1 | 2001 | N | bar: NG BLQ to Y N
772 | Archer Daniels Midland Co | 54311 | Archer Daniels Midland Little Rock | AR | Pulaski | GEN4 | IC | RE | 1 | 1 | 1 |  | 2 | 1993 | [9 empty] | S |  | Y | Industrial CHP | 7 | T | N | [16 empty] | 1 | 2001 | N | bar: NG BLQ to Y N
772 | Archer Daniels Midland Co | 54312 | Archer Daniels Midland Taylorville | IL | Christian | GEN1 | GT | RE | 4.6 | 4 | 4.6 |  | 5 | 1994 | [9 empty] | S |  | Y | Industrial CHP | 7 | T | N | [16 empty] | 1 | 2003 | N | bar: NG BLQ to Y N
772 | Archer Daniels Midland Co | 55046 | Mansfield | MA | Plymouth | GEN1 | IC | RE | 1 | 1 | 1 |  | 11 | 1993 | [8 empty] | N | S |  | Y | Industrial CHP | 7 | T | N | [16 empty] | 5 | 2011 | N | bar: NG BLQ to Y N
772 | Archer Daniels Midland Co | 55046 | Mansfield | MA | Plymouth | GEN2 | IC | RE | 1 | 1 | 1 |  | 11 | 1993 | [8 empty] | N | S |  | Y | Industrial CHP | 7 | T | N | [16 empty] | 5 | 2011 | N | bar: NG BLQ to Y N
772 | Archer Daniels Midland Co | 55046 | Mansfield | MA | Plymouth | GEN3 | IC | RE | 1 | 1 | 1 |  | 11 | 1993 | [9 empty] | S |  | Y | Industrial CHP | 7 | T | N | [16 empty] | 5 | 2011 | N | bar: NG BLQ to Y N
772 | Archer Daniels Midland Co | 55638 | Walhalla | ND | Pembina | GEN1 | ST | RE | 2 | 2 | 2 |  | 12 | 2000 | NG BLQ: SUB; N Y: N; Y N: N | Y | S |  | Y | Industrial CHP | 7 | T | N | [16 empty] | 4 | 2012 | N |  |  | Y |  |  |  | NG
792 | City of Argyle - (WI) | 7810 | Argyle | WI | LAFAYETTE | 2A | IC | RE | 1.1 | 1.1 | 1.1 |  | 0 | 1973 | NG BLQ: DFO; Y N: Y |  | S |  | N | Electric Utility | 1 |  | N | [16 empty] | 9 | 2003
792 | City of Argyle - (WI) | 7810 | Argyle | WI | LAFAYETTE | 4 | IC | RE | 1.1 | 1.1 | 1.1 |  | 10 | 1989 | NG BLQ: DFO; N Y: N |  | S |  | N | Electric Utility | 1 |  | N | [16 empty] | 9 | 2003
794 | Apollo Energy Corp | 54390 | Kamaoa Wind Farm | HI | Hawaii | GEN1 | WT | RE | 9.2 | 9.2 | 9.2 |  | 7 | 1987 | NG BLQ: WND; N Y: N; Y N: Y |  | S | 37 | N | IPP Non-CHP | 2 |  | N | [16 empty] | 8 | 2006
803 | Arizona Public Service Co | 112 | Childs | AZ | Yavapai | 1 | HY | RE | 1.8 | 1.4 | 1.4 |  | 6 | 1909 | NG BLQ: WAT; N Y: N; Y N: Y |  | S |  | N | Electric Utility | 1 |  | N | [16 empty] | 6 | 2005 | N
803 | Arizona Public Service Co | 112 | Childs | AZ | Yavapai | 2 | HY | RE | 1.8 | 1.4 | 1.4 |  | 7 | 1909 | NG BLQ: WAT; N Y: N; Y N: Y |  | S |  | N | Electric Utility | 1 |  | N | [16 empty] | 6 | 2005 | N
803 | Arizona Public Service Co | 112 | Childs | AZ | Yavapai | 3 | HY | RE | 1.8 | 1.4 | 1.4 |  | 9 | 1909 | NG BLQ: WAT; N Y: N; Y N: Y |  | S |  | N | Electric Utility | 1 |  | N | [16 empty] | 6 | 2005 | N
803 | Arizona Public Service Co | 115 | Irving | AZ | Yavapai | 1 | HY | RE | 1.6 | 1.4 | 1.4 |  | 4 | 1916 | NG BLQ: WAT; N Y: N; Y N: Y |  | S |  | N | Electric Utility | 1 |  | N | [16 empty] | 6 | 2005 | N
803 | Arizona Public Service Co | 117 | West Phoenix | AZ | Maricopa | 4 | ST | RE | 34.5 | 33.3 | 33.3 |  | 7 | 1948 | NG BLQ: NG; NG NG: DFO |  | S |  | N | Electric Utility | 1 |  | N | [16 empty] | 12 | 2002
803 | Arizona Public Service Co | 117 | West Phoenix | AZ | Maricopa | 5 | ST | RE | 16 | 12 | 12 |  | 6 | 1949 | NG BLQ: NG; NG NG: DFO |  | S |  | N | Electric Utility | 1 |  | N | [16 empty] | 12 | 2002
803 | Arizona Public Service Co | 117 | West Phoenix | AZ | Maricopa | 6 | ST | RE | 69 | 63 | 63 |  | 4 | 1950 | NG BLQ: NG; NG NG: DFO |  | S |  | N | Electric Utility | 1 |  | N | [16 empty] | 12 | 2002
803 | Arizona Public Service Co | 55522 | Sundance | AZ | Pinal | CT11 | GT | IP | 45 | 38 | 40 | [12 empty] | S |  | N | Electric Utility | 1 |  | N | [18 empty] | N | bar: NG BLQ to Y N
803 | Arizona Public Service Co | 55522 | Sundance | AZ | Pinal | CT12 | GT | IP | 45 | 38 | 40 | [12 empty] | S |  | N | Electric Utility | 1 |  | N | [18 empty] | N | bar: NG BLQ to Y N
803 | Arizona Public Service Co | 56228 | Prescott Airport | AZ | Yavapai | PV2 | PV | IP | 7 | 7 | 7 |  |  |  | NG BLQ: SUN; N Y: N; Y N: Y |  | S |  | N | Electric Utility | 1 | [20 empty] | N
803 | Arizona Public Service Co | 57324 | Luke Solar | AZ | Maricopa | PV1 | PV | IP | 15 | 12.8 | 14 |  |  |  | NG BLQ: SUN; N Y: N; Y N: Y |  | S |  | N | Electric Utility | 1 | [20 empty] | N
814 | Entergy Arkansas Inc | 169 | Harvey Couch | AR | Lafayette | 1 | ST | RE | 26.5 | 12 | 12 |  | 10 | 1943 | NG BLQ: NG; N Y: N; Y N: Y | Y | S |  | N | Electric Utility | 1 |  | N | [16 empty] | 3 | 2011 | N | [6 empty] | NG
814 | Entergy Arkansas Inc | 55418 | Hot Spring Generating Facility | AR | Hot Spring | CT3 | CT | IP | 198.9 | 173.8 | 191.5 | [12 empty] | W |  | N | Electric Utility | 1 |  | N | [18 empty] | N | bar: NG BLQ to Y N
814 | Entergy Arkansas Inc | 55418 | Hot Spring Generating Facility | AR | Hot Spring | CT4 | CT | IP | 198.9 | 173.8 | 191.5 | [12 empty] | W |  | N | Electric Utility | 1 |  | N | [18 empty] | N | bar: NG BLQ to Y N
814 | Entergy Arkansas Inc | 55418 | Hot Spring Generating Facility | AR | Hot Spring | ST2 | CA | IP | 317.1 | 304.4 | 301.5 | [12 empty] | S |  | N | Electric Utility | 1 |  | Y | [18 empty] | N | bar: NG BLQ to Y N
924 | Associated Electric Coop, Inc | 7749 | Essex | MO | Stoddard | 2 | GT | IP | 108 | 104 | 127 | [12 empty] | S |  | N | Electric Utility | 1 | [20 empty] | N | bar: NG BLQ to Y N
986 | Aurora Energy LLC | 79 | Aurora Energy LLC Chena | AK | Fairbanks North Star | 3 | ST | RE | 1.5 | 1.5 | 1.5 |  | 6 | 1952 | NG BLQ: SUB; N Y: N; Y N: Y |  | S |  | Y | IPP CHP | 3 | T |  | N | [15 empty] | 8 | 2009 | N |  |  | Y |  |  |  | WDS | DFO
986 | Aurora Energy LLC | 79 | Aurora Energy LLC Chena | AK | Fairbanks North Star | 7 | ST | IP | 2.3 | 2.3 | 2.3 |  |  |  | NG BLQ: SUB; N Y: N; Y N: N |  | S |  | N | IPP CHP | 3 | [20 empty] | N |  |  | Y
989 | City of Attica | 1260 | Attica | KS | Harper | 4 | IC | RE | 0.3 | 0.2 | 0.3 |  | 88 | 1961 | NG BLQ: DFO; NG NG: NG; N Y: N; Y N: Y | N | S |  | N | Electric Utility | 1 |  | N | [16 empty] | 5 | 2001 | N
989 | City of Attica | 1260 | Attica | KS | Harper | 5 | IC | RE | 0.3 | 0.2 | 0.2 |  | 88 | 1961 | NG BLQ: DFO; NG NG: NG; N Y: N; Y N: N | N | S |  | N | Electric Utility | 1 |  | N | [16 empty] | 5 | 2001
991 | Air Products & Chemicals Inc | 10639 | New Orleans | LA | Orleans | GEN1 | GT | RE | 23.4 | 19 | 23.4 |  | 12 | 1984 | NG BLQ: NG; N Y: N; Y N: Y |  | S |  | Y | Industrial CHP | 7 | T | N | [16 empty] | 9 | 2005 | N
991 | Air Products & Chemicals Inc | 10639 | New Orleans | LA | Orleans | GEN2 | ST | RE | 7.8 | 4 | 4 |  | 6 | 1995 | NG BLQ: NG; N Y: N; Y N: Y |  | S |  | Y | Industrial CHP | 7 | T | N | [16 empty] | 6 | 2010 | N | [6 empty] | NG
1015 | Austin Energy | 3548 | Decker Creek | TX | Travis | PV3 | PV | RE | 0.3 | 0.3 | 0.3 |  | 7 | 1987 | NG BLQ: SUN |  | S | 0 | N | Electric Utility | 1 |  | N | [16 empty] | 6 | 2001
1015 | Austin Energy | 3549 | Holly Street | TX | Travis | 1 | ST | RE | 100 | 100 | 100 |  | 11 | 1960 | NG BLQ: NG; NG NG: DFO; N Y: N; Y N: Y |  | S |  | N | Electric Utility | 1 |  | N | [16 empty] | 12 | 2004
1015 | Austin Energy | 3549 | Holly Street | TX | Travis | 2 | ST | RE | 100 | 100 | 100 |  | 6 | 1964 | NG BLQ: NG; NG NG: DFO; N Y: N; Y N: Y |  | S |  | N | Electric Utility | 1 |  | N | [16 empty] | 12 | 2004 | N
1015 | Austin Energy | 3549 | Holly Street | TX | Travis | 3 | ST | RE | 165 | 195 | 195 |  | 7 | 1967 | NG BLQ: NG; N Y: N; Y N: Y |  | S |  | N | Electric Utility | 1 |  | N | [16 empty] | 9 | 2007 | N
1015 | Austin Energy | 3549 | Holly Street | TX | Travis | 4 | ST | RE | 193 | 196 | 196 |  | 7 | 1974 | NG BLQ: NG; N Y: N; Y N: Y |  | S |  | N | Electric Utility | 1 |  | N | [16 empty] | 9 | 2007 | N
1179 | Bangor Hydro-Electric Co | 783 | Basin Mills | ME | Penobscot | 1 | HY | IP | 12 | 12 | 12 |  |  |  | NG BLQ: WAT; N Y: N |  | S |  | N | Electric Utility | 1 |  | N | [18 empty] | N
1179 | Bangor Hydro-Electric Co | 783 | Basin Mills | ME | Penobscot | 2 | HY | IP | 12 | 12 | 12 |  |  |  | NG BLQ: WAT; N Y: N |  | S |  | N | Electric Utility | 1 |  | N | [18 empty] | N
1179 | Bangor Hydro-Electric Co | 783 | Basin Mills | ME | Penobscot | 3 | HY | IP | 12 | 12 | 12 |  |  |  | NG BLQ: WAT; N Y: N |  | S |  | N | Electric Utility | 1 |  | N | [18 empty] | N
1179 | Bangor Hydro-Electric Co | 784 | Veazie C | ME | Penobscot | 1 | HY | IP | 8 | 8 | 8 |  |  |  | NG BLQ: WAT |  | S |  | N | Electric Utility | 1 |  | N | [18 empty] | N
1182 | BASF Corporation | 10320 | Enka | NC | Buncombe | GE10 | ST | RE | 4 | 3.7 | 3.8 |  | 1 | 1948 | NG BLQ: BIT; N Y: N; Y N: N | N | S |  | Y | Industrial CHP | 7 | T | N | [16 empty] | 6 | 2001 | N
1182 | BASF Corporation | 10320 | Enka | NC | Buncombe | GE11 | ST | RE | 4 | 3.7 | 3.8 |  | 1 | 1957 | NG BLQ: BIT; N Y: N; Y N: N | N | S |  | Y | Industrial CHP | 7 | T | N | [16 empty] | 6 | 2001 | N
1182 | BASF Corporation | 10320 | Enka | NC | Buncombe | GE12 | ST | RE | 5 | 4.7 | 4.7 |  | 1 | 1959 | NG BLQ: BIT; N Y: N; Y N: N | N | S |  | Y | Industrial CHP | 7 | T | N | [16 empty] | 6 | 2001 | N
1182 | BASF Corporation | 10320 | Enka | NC | Buncombe | GEN8 | ST | RE | 0.3 | 0.3 | 0.3 |  | 1 | 1984 | NG BLQ: BIT; N Y: N; Y N: N | N | S |  | Y | Industrial CHP | 7 | T | N | [16 empty] | 6 | 2001 | N
1182 | BASF Corporation | 10320 | Enka | NC | Buncombe | GEN9 | ST | RE | 3 | 2.8 | 2.8 |  | 1 | 1937 | NG BLQ: BIT; N Y: N; Y N: N | N | S |  | Y | Industrial CHP | 7 | T | N | [16 empty] | 6 | 2001 | N
1194 | Baptist Memorial Hospital | 10008 | Baptist Medical Center | FL | DUVAL | CG-1 | IC | RE | 0.5 | 0.5 | 0.5 |  | 2 | 1973 | [8 empty] | Y | S |  | Y | Commercial CHP | 5 |  | N | [16 empty] | 10 | 2005 | N | bar: NG BLQ to Y N
1194 | Baptist Memorial Hospital | 10008 | Baptist Medical Center | FL | DUVAL | CG-3 | IC | RE | 0.5 | 0.5 | 0.5 |  | 10 | 1972 | [8 empty] | N | S |  | N | Commercial CHP | 5 |  | N | N | [15 empty] | 5 | 2007 | N | bar: NG BLQ to Y N
1194 | Baptist Memorial Hospital | 10008 | Baptist Medical Center | FL | DUVAL | CG-4 | IC | RE | 0.5 | 0.5 | 0.5 |  | 10 | 1973 | [8 empty] | N | S |  | N | Commercial CHP | 5 |  | N | [16 empty] | 12 | 2006 | N | bar: NG BLQ to Y N
1194 | Baptist Memorial Hospital | 10008 | Baptist Medical Center | FL | DUVAL | TG-1 | GT | RE | 2.6 | 2.3 | 2.6 |  | 1 | 1982 | [9 empty] | S |  | N | Commercial CHP | 5 |  | N | N | [15 empty] | 4 | 2007 | N | bar: NG BLQ to Y N
1512 | City of Belleville - (KS) | 1263 | Belleville | KS | Republic | 1 | IC | RE | 0.6 | 0.6 | 0.6 |  | 88 | 1946 | NG BLQ: DFO; NG NG: NG; N Y: Y; Y N: Y |  | S |  | N | Electric Utility | 1 |  | N | [16 empty] | 12 | 1998 | N
1512 | City of Belleville - (KS) | 1263 | Belleville | KS | Republic | 2 | IC | RE | 0.6 | 0.6 | 0.6 |  | 88 | 1946 | NG BLQ: DFO; NG NG: NG; N Y: Y; Y N: Y |  | S |  | N | Electric Utility | 1 |  | N | [16 empty] | 12 | 1999 | N
1512 | City of Belleville - (KS) | 1263 | Belleville | KS | Republic | 3 | IC | RE | 0.3 | 0.3 | 0.3 |  | 88 | 1946 | NG BLQ: DFO; NG NG: NG; N Y: Y; Y N: Y |  | S |  | N | Electric Utility | 1 |  | N | [16 empty] | 12 | 2001 | N
1615 | Town of Berlin - (MD) | 6565 | Berlin | MD | Worcester | 6A | IC | IP | 5 | 5 | 5 |  |  |  | NG BLQ: DFO; N Y: N; Y N: Y |  | S |  | N | Electric Utility | 1 |  | N | [18 empty] | N
1615 | Town of Berlin - (MD) | 6565 | Berlin | MD | Worcester | 7A | IC | IP | 7.5 | 7.5 | 7.5 |  |  |  | NG BLQ: DFO |  | S |  | N | Electric Utility | 1
1647 | City of Bethany | 2114 | Bethany | MO | Harrison | 2 | IC | RE | 0.8 | 0.8 | 0.8 |  | 8 | 1948 | NG BLQ: DFO; N Y: N; Y N: Y |  | S |  | N | Electric Utility | 1 |  | N | [16 empty] | 1 | 2008 | N
1647 | City of Bethany | 2114 | Bethany | MO | Harrison | 8 | IC | RE | 1.6 | 1 | 1 |  | 7 | 1993 | NG BLQ: DFO; N Y: N; Y N: Y |  | S |  | N | Electric Utility | 1 |  | N | [16 empty] | 3 | 2006 | N
1857 | Block Island Power Co | 6567 | Block Island | RI | Washington | 11 | IC | RE | 1 | 0.8 | 0.8 |  | 99 | 1972 | NG BLQ: DFO; N Y: N; Y N: N |  | S |  | N | Electric Utility | 1 |  | N | [16 empty] | 1 | 2005
1857 | Block Island Power Co | 6567 | Block Island | RI | Washington | 19 | IC | RE | 1.1 | 1 | 1 |  | 8 | 1993 | NG BLQ: DFO; N Y: N; Y N: N |  | S |  | N | Electric Utility | 1 |  | N | [16 empty] | 6 | 2012 | N
1857 | Block Island Power Co | 6567 | Block Island | RI | Washington | 21 | IC | RE | 1.6 | 1.5 | 1.5 |  | 5 | 1997 | NG BLQ: DFO; N Y: N; Y N: N |  | S |  | N | Electric Utility | 1 |  | N | [16 empty] | 1 | 2002
1871 | City of Blooming Prairie - (MN) | 1966 | Blooming Prairie | MN | Steele | 3 | IC | RE | 1.4 | 1 | 1 |  | 5 | 1957 | NG BLQ: DFO; N Y: N; Y N: Y |  | S |  | N | Electric Utility | 1 |  | N | [16 empty] | 12 | 2005 | N
1994 | Boulder City of | 466 | Boulder Canyon Hydro | CO | Boulder | 1 | HY | RE | 10 | 5 | 5 |  | 6 | 1911 | NG BLQ: WAT; N Y: N; Y N: Y |  | S |  | N | IPP Non-CHP | 2 |  | N | [16 empty] | 9 | 2012 | N
1994 | Boulder City of | 466 | Boulder Canyon Hydro | CO | Boulder | 2 | HY | RE | 10 | 5 | 10 |  | 0 | 1911 | NG BLQ: WAT |  | S |  | N | IPP Non-CHP | 2 |  | N | [16 empty] | 3 | 2001
2010 | City of Bountiful | 3665 | Bountiful City | UT | Davis | 2 | IC | RE | 1.2 | 1.2 | 1.2 |  | 9 | 1959 | NG BLQ: NG; NG NG: DFO; N Y: Y; Y N: Y | N | S |  | N | Electric Utility | 1 |  | N | [16 empty] | 3 | 2011 | N
2010 | City of Bountiful | 3665 | Bountiful City | UT | Davis | 3 | IC | RE | 1.2 | 1.2 | 1.2 |  | 9 | 1959 | NG BLQ: NG; NG NG: DFO; N Y: Y; Y N: Y | N | S |  | N | Electric Utility | 1 |  | N | [16 empty] | 3 | 2011 | N
2010 | City of Bountiful | 3665 | Bountiful City | UT | Davis | 4 | IC | RE | 1 | 1 | 1 |  | 8 | 1955 | NG BLQ: NG; NG NG: DFO; N Y: Y; Y N: Y | N | S |  | N | Electric Utility | 1 |  | N | [16 empty] | 3 | 2011 | N
2010 | City of Bountiful | 3665 | Bountiful City | UT | Davis | 5 | IC | RE | 1 | 1 | 1 |  | 1 | 1957 | NG BLQ: NG; NG NG: DFO; N Y: Y; Y N: Y | N | S |  | N | Electric Utility | 1 |  | N | [16 empty] | 3 | 2011 | N
2010 | City of Bountiful | 3665 | Bountiful City | UT | Davis | 6 | IC | RE | 2.5 | 2.5 | 2.5 |  | 1 | 1962 | NG BLQ: NG; NG NG: DFO; N Y: Y; Y N: Y | N | S |  | N | Electric Utility | 1 |  | N | [16 empty] | 3 | 2011 | N
2010 | City of Bountiful | 3665 | Bountiful City | UT | Davis | 7 | IC | RE | 0.1 | 0.1 | 0.1 |  | 8 | 1936 | NG BLQ: DFO; N Y: N; Y N: N | N | S |  | N | Electric Utility | 1 |  | N | [16 empty] | 3 | 2011 | N
2010 | City of Bountiful | 4264 | Joes Valley Dam | UT | Emery | NA1 | HY | IP | 1.2 | 0.7 | 1.1 |  |  |  | NG BLQ: WAT |  | S |  | N | Electric Utility | 1 |  | N | [18 empty] | N
2010 | City of Bountiful | 4264 | Joes Valley Dam | UT | Emery | NA2 | HY | IP | 1.2 | 0.7 | 1.1 |  |  |  | NG BLQ: WAT |  | S |  | N | Electric Utility | 1 |  | N | [18 empty] | N
2010 | City of Bountiful | 4264 | Joes Valley Dam | UT | Emery | NA3 | HY | IP | 1 | 1 | 0.9 |  |  |  | NG BLQ: WAT |  | S |  | N | Electric Utility | 1 |  | N | [18 empty] | N
2053 | Bowater Newport Coosa Pines Op | 54216 | U S Alliance Coosa Pines | AL | Talladega | AOW1 | ST | RE | 5 | 4.7 | 4.7 |  | 1 | 1942 | NG BLQ: BIT; N Y: N; Y N: N |  | S |  | Y | Industrial CHP | 7 | T | N | [16 empty] | 11 | 2008 | N | Y | [5 empty] | DFO
2053 | Bowater Newport Coosa Pines Op | 54216 | U S Alliance Coosa Pines | AL | Talladega | AOW2 | ST | RE | 5 | 4.7 | 4.7 |  | 1 | 1942 | NG BLQ: BIT; N Y: N; Y N: N |  | S |  | Y | Industrial CHP | 7 | T | N | [16 empty] | 11 | 2008 | N | Y | [5 empty] | DFO
2053 | Bowater Newport Coosa Pines Op | 54216 | U S Alliance Coosa Pines | AL | Talladega | AOW3 | ST | RE | 5 | 4.7 | 4.7 |  | 1 | 1942 | NG BLQ: BIT; N Y: N; Y N: N |  | S |  | Y | Industrial CHP | 7 |  | N | [16 empty] | 1 | 2003 | N
2053 | Bowater Newport Coosa Pines Op | 54216 | U S Alliance Coosa Pines | AL | Talladega | AOW4 | ST | RE | 5 | 4.7 | 4.7 |  | 1 | 1942 | NG BLQ: BIT; N Y: N; Y N: N |  | S |  | Y | Industrial CHP | 7 | T | N | [16 empty] | 11 | 2008 | N | Y | [5 empty] | DFO
2053 | Bowater Newport Coosa Pines Op | 54216 | U S Alliance Coosa Pines | AL | Talladega | AOW5 | ST | RE | 5 | 4.7 | 4.7 |  | 1 | 1942 | NG BLQ: BIT; N Y: N; Y N: N |  | S |  | Y | Industrial CHP | 7 | T | N | [16 empty] | 11 | 2008 | N | Y | [5 empty] | DFO
2144 | Town of Braintree - (MA) | 1660 | Potter Station 2 | MA | Norfolk | IC2 | IC | RE | 2.7 | 2.3 | 2.3 |  | 7 | 1963 | NG BLQ: DFO; N Y: N; Y N: N |  | S |  | N | Electric Utility | 1 |  | N | N | [15 empty] | 1 | 2007 | N
2171 | Brazos Valley Energy | 55357 | Brazos Valley Generating Facility | TX | Fort Bend | CTG3 | CT | IP | 200 | 166 | 182 | [12 empty] | S |  | N | IPP Non-CHP | 2 |  | N | bar: NG BLQ to Y N
2171 | Brazos Valley Energy | 55357 | Brazos Valley Generating Facility | TX | Fort Bend | CTG4 | CT | IP | 200 | 166 | 182 | [12 empty] | S |  | N | IPP Non-CHP | 2 |  | N | [18 empty] | N | bar: NG BLQ to Y N
2172 | Brazos Electric Power Coop Inc | 3627 | North Texas | TX | Parker | 3 | ST | RE | 38 | 38 | 38 |  | 7 | 1963 | NG BLQ: NG; NG NG: DFO; N Y: Y; Y N: Y |  | S |  | N | Electric Utility | 1 |  | N | [16 empty] | 1 | 2009 | [7 empty] | NG
2188 | City of Breese - (IL) | 934 | Breese | IL | Clinton | ST2 | ST | RE | 2 | 2 | 2 |  | 8 | 1960 | NG BLQ: DFO |  | S |  | N | Electric Utility | 1 |  | N | [16 empty] | 1 | 2003
2287 | City of Brooklyn - (IA) | 1128 | Brooklyn | IA | Poweshiek | 1 | IC | RE | 0.2 | 0.2 | 0.2 |  | 12 | 1940 | NG BLQ: DFO; N Y: N; Y N: Y |  | S |  | N | Electric Utility | 1 |  | N | [16 empty] | 9 | 2011 | N
2287 | City of Brooklyn - (IA) | 1128 | Brooklyn | IA | Poweshiek | 2 | IC | RE | 0.2 | 0.2 | 0.2 |  | 12 | 1940 | NG BLQ: DFO; N Y: N; Y N: Y |  | S |  | N | Electric Utility | 1 |  | N | [16 empty] | 9 | 2011 | N
2287 | City of Brooklyn - (IA) | 1128 | Brooklyn | IA | Poweshiek | 3 | IC | RE | 0.3 | 0.2 | 0.2 |  | 10 | 1947 | NG BLQ: DFO; N Y: N; Y N: Y |  | S |  | N | Electric Utility | 1 |  | N | [16 empty] | 9 | 2011 | N
2287 | City of Brooklyn - (IA) | 1128 | Brooklyn | IA | Poweshiek | 4 | IC | RE | 0.5 | 0.5 | 0.5 |  | 6 | 1955 | NG BLQ: NG; NG NG: DFO; N Y: Y; Y N: Y |  | S |  | N | Electric Utility | 1 |  | N | [16 empty] | 5 | 2010 | N
2287 | City of Brooklyn - (IA) | 1128 | Brooklyn | IA | Poweshiek | 5 | IC | RE | 1.1 | 1 | 1.1 |  | 8 | 1964 | NG BLQ: NG; NG NG: DFO; N Y: Y; Y N: Y |  | S |  | N | Electric Utility | 1 |  | N | [16 empty] | 9 | 2011 | N
2338 | Calpine Central LP | 55465 | Amelia Energy Center | TX | Jefferson | CTG1 | CT | IP | 180 | 180 | 180 | [12 empty] | S |  | N | IPP Non-CHP | 2 |  | N | [18 empty] | N | bar: NG BLQ to Y N
2338 | Calpine Central LP | 55465 | Amelia Energy Center | TX | Jefferson | CTG2 | CT | IP | 180 | 180 | 180 | [12 empty] | S |  | N | IPP Non-CHP | 2 |  | N | [18 empty] | N | bar: NG BLQ to Y N
2338 | Calpine Central LP | 55465 | Amelia Energy Center | TX | Jefferson | CTG3 | CT | IP | 180 | 180 | 180 | [12 empty] | S |  | N | IPP Non-CHP | 2 |  | N | [18 empty] | N | bar: NG BLQ to Y N
2338 | Calpine Central LP | 55465 | Amelia Energy Center | TX | Jefferson | STG1 | CA | IP | 360 | 360 | 360 | [12 empty] | S |  | N | IPP Non-CHP | 2 |  | N | [18 empty] | N | bar: NG BLQ to Y N
2338 | Calpine Central LP | 55834 | Sherry Energy Center | WI | Wood | CT01 | GT | IP | 176 | 176 | 176 |  |  |  | NG BLQ: NG; NG NG: DFO |  | S |  | N | IPP Non-CHP | 2 |  | N | [18 empty] | N
2338 | Calpine Central LP | 55834 | Sherry Energy Center | WI | Wood | CT02 | GT | IP | 176 | 176 | 176 |  |  |  | NG BLQ: NG; NG NG: DFO |  | S |  | N | IPP Non-CHP | 2 |  | N | [18 empty] | N
2338 | Calpine Central LP | 55834 | Sherry Energy Center | WI | Wood | CT03 | GT | IP | 176 | 176 | 176 |  |  |  | NG BLQ: NG; NG NG: DFO |  | S |  | N | IPP Non-CHP | 2 |  | N | [18 empty] | N
2338 | Calpine Central LP | 55834 | Sherry Energy Center | WI | Wood | CT04 | GT | IP | 176 | 176 | 176 |  |  |  | NG BLQ: NG; NG NG: DFO |  | S |  | N | IPP Non-CHP | 2 |  | N | [18 empty] | N
2338 | Calpine Central LP | 55834 | Sherry Energy Center | WI | Wood | CTG1 | CT | IP | 176 | 176 | 176 |  |  |  | NG BLQ: NG; NG NG: DFO |  | S |  | N | IPP Non-CHP | 2 |  | N | [18 empty] | N
2338 | Calpine Central LP | 55834 | Sherry Energy Center | WI | Wood | CTG2 | CT | IP | 176 | 176 | 176 |  |  |  | NG BLQ: NG; NG NG: DFO |  | S |  | N | IPP Non-CHP | 2 |  | N | [18 empty] | N
2338 | Calpine Central LP | 55834 | Sherry Energy Center | WI | Wood | STG1 | CA | IP | 180 | 180 | 180 |  |  |  | NG BLQ: NG; NG NG: DFO |  | S |  | N | IPP Non-CHP | 2 |  | N | [18 empty] | N
2439 | City of Bryan - (OH) | 7657 | Auglaize Hydro | OH | Defiance | 3 | HY | RE | 1.4 | 1.3 | 1.3 |  | 9 | 1992 | NG BLQ: WAT; N Y: N; Y N: Y |  | S | 0 | N | Electric Utility | 1 |  | N | [16 empty] | 2 | 2003
2507 | City of Burbank Water and Power | 375 | Magnolia | CA | Los Angeles | M2 | CA | RE | 10 | 10 | 10 |  | 11 | 1984 | [9 empty] | S |  | N | Electric Utility | 1 |  | N | [16 empty] | 9 | 2002 | bar: NG BLQ to Y N
2507 | City of Burbank Water and Power | 375 | Magnolia | CA | Los Angeles | M3 | ST | RE | 20 | 20 | 20 |  | 11 | 1949 | [9 empty] | S |  | N | Electric Utility | 1 |  | N | [16 empty] | 2 | 2002 | bar: NG BLQ to Y N
2507 | City of Burbank Water and Power | 375 | Magnolia | CA | Los Angeles | M4 | ST | RE | 34.5 | 30 | 30 |  | 9 | 1953 | [9 empty] | S |  | N | Electric Utility | 1 |  | N | [16 empty] | 2 | 2002 | bar: NG BLQ to Y N
2507 | City of Burbank Water and Power | 375 | Magnolia | CA | Los Angeles | M5 | GT | RE | 23.1 | 21.7 | 21.7 |  | 8 | 1969 | [9 empty] | S |  | N | Electric Utility | 1 |  | N | [16 empty] | 12 | 2003 | bar: NG BLQ to Y N
2507 | City of Burbank Water and Power | 6013 | Olive | CA | Los Angeles | O3 | GT | RE | 24.4 | 23.5 | 23.5 |  | 7 | 1972 | [9 empty] | S |  | N | Electric Utility | 1 |  | N | [16 empty] | 12 | 2003 | bar: NG BLQ to Y N
2507 | City of Burbank Water and Power | 6013 | Olive | CA | Los Angeles | O4 | GT | RE | 37.8 | 32 | 32 |  | 9 | 1978 | [9 empty] | S |  | N | Electric Utility | 1 |  | N | [16 empty] | 12 | 2003 | bar: NG BLQ to Y N
2518 | U S Bureau of Reclamation | 6397 | Boise R Diversion | ID | ADA | 1 | HY | RE | 0.5 | 0.5 | 0.5 |  | 5 | 1912 | NG BLQ: WAT; N Y: N; Y N: Y |  | S |  | N | Electric Utility | 1 |  | N | [16 empty] | 6 | 2004 | N
2518 | U S Bureau of Reclamation | 6397 | Boise R Diversion | ID | ADA | 2 | HY | RE | 0.5 | 0.5 | 0.5 |  | 5 | 1912 | NG BLQ: WAT; N Y: N; Y N: Y |  | S |  | N | Electric Utility | 1 |  | N | [16 empty] | 6 | 2004
2518 | U S Bureau of Reclamation | 6397 | Boise R Diversion | ID | ADA | 3 | HY | RE | 0.5 | 0.5 | 0.5 |  | 5 | 1912 | NG BLQ: WAT; N Y: N; Y N: Y |  | S |  | N | Electric Utility | 1 |  | N | [16 empty] | 6 | 2004 | N
2518 | U S Bureau of Reclamation | 54050 | Glines Hydroelectric Project | WA | Clallam | GEN1 | HY | RE | 16.3 | 6 | 16.3 |  | 1 | 1927 | NG BLQ: WAT; N Y: N; Y N: Y | Y | S |  | N | Electric Utility | 1 |  | N | [16 empty] | 6 | 2011
2518 | U S Bureau of Reclamation | 54051 | Elwha Hydroelectric Project | WA | Clallam | GEN1 | HY | RE | 3 | 3 | 3 |  | 1 | 1914 | NG BLQ: WAT; N Y: N; Y N: Y | Y | S | 0 | N | Electric Utility | 1 |  | N | [16 empty] | 6 | 2011 | N
2518 | U S Bureau of Reclamation | 54051 | Elwha Hydroelectric Project | WA | Clallam | GEN2 | HY | RE | 3 | 3 | 3 |  | 1 | 1914 | NG BLQ: WAT; N Y: N; Y N: Y | Y | S | 0 | N | Electric Utility | 1 |  | N | [16 empty] | 6 | 2011 | N
2518 | U S Bureau of Reclamation | 54051 | Elwha Hydroelectric Project | WA | Clallam | GEN3 | HY | RE | 3.3 | 3.2 | 3.2 |  | 1 | 1922 | NG BLQ: WAT; N Y: N; Y N: Y | Y | S | 0 | N | Electric Utility | 1 |  | N | [16 empty] | 6 | 2011 | N
2518 | U S Bureau of Reclamation | 54051 | Elwha Hydroelectric Project | WA | Clallam | GEN4 | HY | RE | 3.3 | 3.3 | 3.3 |  | 1 | 1922 | NG BLQ: WAT; N Y: N; Y N: Y | Y | S | 0 | N | Electric Utility | 1 |  | N | [16 empty] | 6 | 2011 | N
2547 | City of Burlingame - (KS) | 1265 | Burlingame | KS | Osage | 2 | IC | RE | 0.5 | 0.4 | 0.4 |  | 88 | 1951 | NG BLQ: DFO; N Y: N; Y N: N |  | S |  | N | Electric Utility | 1 |  | N | [16 empty] | 3 | 2002 | N
2551 | City of Burlington - (KS) | 1266 | Burlington | KS | Coffey | 1 | IC | RE | 0.3 | 0.2 | 0.2 |  | 99 | 1935 | NG BLQ: DFO; N Y: N |  | S |  | N | Electric Utility | 1 |  | N | [16 empty] | 11 | 2002
2551 | City of Burlington - (KS) | 1266 | Burlington | KS | Coffey | 3 | IC | RE | 0.8 | 0.8 | 0.8 |  | 99 | 1954 | NG BLQ: NG; NG NG: DFO |  | S |  | N | Electric Utility | 1 |  | N | [16 empty] | 3 | 2003
2551 | City of Burlington - (KS) | 1266 | Burlington | KS | Coffey | 4 | IC | RE | 0.3 | 0.2 | 0.2 |  | 99 | 1946 | NG BLQ: DFO; N Y: N |  | S |  | N | Electric Utility | 1 |  | N | [16 empty] | 3 | 2003
2719 | CalWind Resources Inc | 10191 | Tehachapi Wind Resource I | CA | Kern | PLAN | WT | IP | 0.6 | 0.6 | 0.6 |  |  |  | NG BLQ: WND; N Y: N; Y N: Y |  | S | 1 | N | IPP Non-CHP | 2 |  | N | [18 empty] | N
2769 | Cargill Inc | 54965 | Cargill Salt | MI | St Clair | DCT | ST | RE | 1.2 | 1.2 | 1.2 |  | 1 | 1935 | NG BLQ: BIT |  | S |  | N | Industrial CHP | 7 |  | N | [16 empty] | 1 | 2002
2769 | Cargill Inc | 54965 | Cargill Salt | MI | St Clair | DCTG | ST | RE | 0.7 | 0.7 | 0.7 |  | 1 | 1935 | NG BLQ: BIT |  | S |  | N | Industrial CHP | 7 |  | N | [16 empty] | 6 | 2001
2799 | Calpine Corp - Metcalf Energy Center | 55642 | Moapa Paiute Energy Center | NV | Clark | CTG1 | CT | IP | 212 | 185 | 192 | [12 empty] | S |  | N | IPP Non-CHP | 2 |  | N | [18 empty] | N | bar: NG BLQ to Y N
2799 | Calpine Corp - Metcalf Energy Center | 55642 | Moapa Paiute Energy Center | NV | Clark | CTG2 | CT | IP | 212 | 185 | 192 | [12 empty] | S |  | N | IPP Non-CHP | 2 |  | N | [18 empty] | N | bar: NG BLQ to Y N
2799 | Calpine Corp - Metcalf Energy Center | 55642 | Moapa Paiute Energy Center | NV | Clark | CTG3 | CT | IP | 212 | 185 | 192 | [12 empty] | S |  | N | IPP Non-CHP | 2 |  | N | [18 empty] | N | bar: NG BLQ to Y N
2799 | Calpine Corp - Metcalf Energy Center | 55642 | Moapa Paiute Energy Center | NV | Clark | STG1 | CA | IP | 574 | 492 | 504 | [12 empty] | S |  | N | IPP Non-CHP | 2 |  | Y | [18 empty] | N | bar: NG BLQ to Y N
2844 | Department of the Navy | 50963 | Naval Hospital Medical Center | CA | SAN DIEGO | 1TG | GT | RE | 0.8 | 0.7 | 0.8 |  | 9 | 1986 | NG BLQ: NG; NG NG: DFO |  | S |  | Y | Commercial CHP | 5 |  | N | [16 empty] | 3 | 2003
2844 | Department of the Navy | 50963 | Naval Hospital Medical Center | CA | SAN DIEGO | 2TG | GT | RE | 0.8 | 0.7 | 0.8 |  | 9 | 1986 | NG BLQ: NG; NG NG: DFO |  | S |  | Y | Commercial CHP | 5 |  | N | [16 empty] | 4 | 2003
2844 | Department of the Navy | 50963 | Naval Hospital Medical Center | CA | SAN DIEGO | 3TG | GT | RE | 0.8 | 0.7 | 0.8 |  | 9 | 1986 | NG BLQ: NG; NG NG: DFO |  | S |  | Y | Commercial CHP | 5 |  | N | [16 empty] | 4 | 2003
2848 | California Institute-Technolgy | 10262 | California Institute of Technology | CA | Los Angeles | GEN1 | CA | RE | 1 | 1 | 1 |  | 2 | 1982 | [9 empty] | S |  | Y | Commercial CHP | 5 |  | N | [16 empty] | 11 | 2002 | bar: NG BLQ to Y N
2848 | California Institute-Technolgy | 10262 | California Institute of Technology | CA | Los Angeles | GEN2 | CT | RE | 4.3 | 4.3 | 4.3 |  | 5 | 1989 | [9 empty] | S |  | Y | Commercial CHP | 5 |  | N | [16 empty] | 11 | 2002 | bar: NG BLQ to Y N
2848 | California Institute-Technolgy | 10262 | California Institute of Technology | CA | Los Angeles | GEN3 | CT | IP | 2.5 | 2.5 | 2.5 | [12 empty] | S |  | Y | Commercial CHP | 5 |  | N | [18 empty] | N | bar: NG BLQ to Y N
2848 | California Institute-Technolgy | 10262 | California Institute of Technology | CA | Los Angeles | GEN4 | CA | IP | 2.5 | 2.5 | 2.5 | [12 empty] | S |  | Y | Commercial CHP | 5 |  | N | [18 empty] | N | bar: NG BLQ to Y N
2848 | California Institute-Technolgy | 10262 | California Institute of Technology | CA | Los Angeles | GEN5 | CT | IP | 1 | 1 | 1 | [12 empty] | S |  | Y | Commercial CHP | 5 |  | N | [18 empty] | N | bar: NG BLQ to Y N
2888 | City of Cambridge - (NE) | 2223 | Cambridge | NE | Furnas | 1 | IC | RE | 0.7 | 0.7 | 0.7 |  | 7 | 1957 | NG BLQ: DFO; N Y: N; Y N: N | Y | S |  | N | Electric Utility | 1 |  | N | [16 empty] | 3 | 2005
2888 | City of Cambridge - (NE) | 2223 | Cambridge | NE | Furnas | 2 | IC | RE | 0.9 | 0.8 | 0.8 |  | 12 | 1963 | NG BLQ: DFO; N Y: N; Y N: N | Y | S |  | N | Electric Utility | 1 |  | N | [16 empty] | 3 | 2005
2888 | City of Cambridge - (NE) | 2223 | Cambridge | NE | Furnas | 3 | IC | RE | 1.3 | 1.2 | 1.2 |  | 8 | 1971 | NG BLQ: DFO; N Y: N; Y N: N | Y | S |  | N | Electric Utility | 1 |  | N | [16 empty] | 3 | 2005
3046 | Progress Energy Carolinas Inc | 2708 | Cape Fear | NC | Chatham | 2B | CT | RE | 18 | 11 | 14 |  | 6 | 1969 | NG BLQ: DFO; N Y: N; Y N: Y | Y | S |  | N | Electric Utility | 1 |  | N | [16 empty] | 10 | 2012 | N
3046 | Progress Energy Carolinas Inc | 2708 | Cape Fear | NC | Chatham | 5 | ST | RE | 140.6 | 144 | 148 |  | 12 | 1956 | NG BLQ: BIT; N Y: N; Y N: Y | Y | S |  | N | Electric Utility | 1 |  | N | [16 empty] | 10 | 2012 | N | Y | [5 empty] | DFO
3046 | Progress Energy Carolinas Inc | 2708 | Cape Fear | NC | Chatham | 6 | ST | RE | 187.9 | 172 | 175 |  | 7 | 1958 | NG BLQ: BIT; N Y: N; Y N: Y | Y | S |  | N | Electric Utility | 1 |  | N | [16 empty] | 10 | 2012 | N | Y | [5 empty] | DFO
3046 | Progress Energy Carolinas Inc | 2709 | HF Lee Plant | NC | Wayne | 1 | ST | RE | 75 | 74 | 80 |  | 6 | 1952 | NG BLQ: BIT; N Y: N; Y N: Y | Y | S |  | N | Electric Utility | 1 |  | N | [16 empty] | 9 | 2012 | N | Y | [5 empty] | DFO
3046 | Progress Energy Carolinas Inc | 2709 | HF Lee Plant | NC | Wayne | 2 | ST | RE | 75 | 68 | 80 |  | 5 | 1951 | NG BLQ: BIT; N Y: N; Y N: Y | Y | S |  | N | Electric Utility | 1 |  | N | [16 empty] | 9 | 2012 | N | Y | [5 empty] | DFO
3046 | Progress Energy Carolinas Inc | 2709 | HF Lee Plant | NC | Wayne | 3 | ST | RE | 252.4 | 240 | 252 |  | 8 | 1962 | NG BLQ: BIT; N Y: N; Y N: Y | Y | S |  | N | Electric Utility | 1 |  | N | [16 empty] | 9 | 2012 | N | Y | [5 empty] | DFO
3046 | Progress Energy Carolinas Inc | 2709 | HF Lee Plant | NC | Wayne | GT1 | GT | RE | 16.3 | 12 | 15 |  | 3 | 1968 | NG BLQ: DFO; N Y: N; Y N: Y | Y | S |  | N | Electric Utility | 1 |  | N | [16 empty] | 10 | 2012
3046 | Progress Energy Carolinas Inc | 2709 | HF Lee Plant | NC | Wayne | GT2 | GT | RE | 29.9 | 21 | 27 |  | 5 | 1971 | NG BLQ: DFO; N Y: N; Y N: Y | Y | S |  | N | Electric Utility | 1 |  | N | [16 empty] | 10 | 2012
3046 | Progress Energy Carolinas Inc | 2709 | HF Lee Plant | NC | Wayne | GT3 | GT | RE | 29.9 | 21 | 27 |  | 8 | 1971 | NG BLQ: DFO; N Y: N; Y N: Y | Y | S |  | N | Electric Utility | 1 |  | N | [16 empty] | 10 | 2012
3046 | Progress Energy Carolinas Inc | 2709 | HF Lee Plant | NC | Wayne | GT4 | GT | RE | 29.9 | 21 | 27 |  | 8 | 1971 | NG BLQ: DFO; N Y: N; Y N: Y | Y | S |  | N | Electric Utility | 1 |  | N | [16 empty] | 10 | 2012
3046 | Progress Energy Carolinas Inc | 2711 | Morehead | NC | Carteret | GT1 | GT | RE | 16.3 | 12 | 15 |  | 1 | 1968 | NG BLQ: DFO; N Y: N; Y N: Y | Y | S |  | N | Electric Utility | 1 |  | N | [16 empty] | 10 | 2012 | N
3046 | Progress Energy Carolinas Inc | 2712 | Roxboro | NC | Person | GT1 | GT | RE | 16.3 | 12 | 18 |  | 2 | 1968 | NG BLQ: DFO; N Y: N; Y N: N |  | S |  | N | Electric Utility | 1 |  | N | [16 empty] | 12 | 2007
3046 | Progress Energy Carolinas Inc | 2716 | W H Weatherspoon | NC | Robeson | 1 | ST | RE | 46 | 48 | 49 |  | 9 | 1949 | NG BLQ: BIT; N Y: N; Y N: Y | Y | S |  | N | Electric Utility | 1 |  | N | [16 empty] | 9 | 2011 | N | Y | [5 empty] | DFO
3046 | Progress Energy Carolinas Inc | 2716 | W H Weatherspoon | NC | Robeson | 2 | ST | RE | 46 | 48 | 49 |  | 6 | 1950 | NG BLQ: BIT; N Y: N; Y N: Y | Y | S |  | N | Electric Utility | 1 |  | N | [16 empty] | 9 | 2011 | N | Y | [5 empty] | DFO
3046 | Progress Energy Carolinas Inc | 2716 | W H Weatherspoon | NC | Robeson | 3 | ST | RE | 73.5 | 74 | 79 |  | 8 | 1952 | NG BLQ: BIT; N Y: N; Y N: Y | Y | S |  | N | Electric Utility | 1 |  | N | [16 empty] | 9 | 2011 | N | Y | [5 empty] | DFO
3046 | Progress Energy Carolinas Inc | 3251 | H B Robinson | SC | Darlington | 1 | ST | RE | 206.6 | 177 | 179 |  | 5 | 1960 | NG BLQ: BIT; N Y: N; Y N: Y | Y | S |  | N | Electric Utility | 1 |  | N | [16 empty] | 10 | 2012 | N | Y | [5 empty] | DFO
3046 | Progress Energy Carolinas Inc | 7539 | NA 1 | NC | NOT IN FILE | 10 | CA | IP | 160 | 160 | 160 | [12 empty] | S |  | N | Electric Utility | 1 |  | N | [18 empty] | N | bar: NG BLQ to Y N
3046 | Progress Energy Carolinas Inc | 7539 | NA 1 | NC | NOT IN FILE | 11 | CT | IP | 195 | 167 | 145 |  |  |  | NG BLQ: NG; NG NG: DFO; N Y: Y |  | S |  | N | Electric Utility | 1 |  | N | [18 empty] | N
3046 | Progress Energy Carolinas Inc | 7539 | NA 1 | NC | NOT IN FILE | 12 | CC | IP | 195 | 183 | 132 |  |  |  | NG BLQ: NG; NG NG: DFO; N Y: Y |  | S |  | N | Electric Utility | 1 |  | N | [18 empty] | N
3046 | Progress Energy Carolinas Inc | 7539 | NA 1 | NC | NOT IN FILE | 4 | CT | IP | 195 | 167 | 145 | [12 empty] | S |  | N | Electric Utility | 1 |  | N | [18 empty] | N | bar: NG BLQ to Y N
3046 | Progress Energy Carolinas Inc | 7539 | NA 1 | NC | NOT IN FILE | 5 | CA | IP | 160 | 162 | 182 | [12 empty] | S |  | N | Electric Utility | 1 |  | N | [18 empty] | N | bar: NG BLQ to Y N
3046 | Progress Energy Carolinas Inc | 7539 | NA 1 | NC | NOT IN FILE | 6 | CT | IP | 195 | 167 | 145 |  |  |  | NG BLQ: NG; NG NG: DFO; N Y: Y |  | S |  | N | Electric Utility | 1 |  | N | [18 empty] | N
3046 | Progress Energy Carolinas Inc | 7539 | NA 1 | NC | NOT IN FILE | 7 | CC | IP | 612 | 483 | 432 | [12 empty] | S |  | N | Electric Utility | 1 |  | N | [18 empty] | N | bar: NG BLQ to Y N
3046 | Progress Energy Carolinas Inc | 7539 | NA 1 | NC | NOT IN FILE | 9 | CT | IP | 195.3 | 155 | 180 |  |  |  | NG BLQ: NG; NG NG: DFO; N Y: Y |  | S |  | N | Electric Utility | 1 |  | N | [18 empty] | N
3046 | Progress Energy Carolinas Inc | 7539 | NA 1 | NC | NOT IN FILE | CCE1 | CC | IP | 557 | 474 | 557 |  |  |  | NG BLQ: NG; NG NG: DFO; N Y: Y |  | S |  | N | Electric Utility | 1 | [20 empty] | N
3046 | Progress Energy Carolinas Inc | 7539 | NA 1 | NC | NOT IN FILE | CCW1 | CC | IP | 278 | 237 | 278 |  |  |  | NG BLQ: NG; NG NG: DFO; N Y: Y |  | S |  | N | Electric Utility | 1 |  | N | [18 empty] | N
3046 | Progress Energy Carolinas Inc | 7539 | NA 1 | NC | NOT IN FILE | CT1 | GT | IP | 195 | 153 | 195 |  |  |  | NG BLQ: NG; NG NG: DFO; N Y: Y |  | S |  | N | Electric Utility | 1
3046 | Progress Energy Carolinas Inc | 7539 | NA 1 | NC | NOT IN FILE | CT2 | GT | IP | 195 | 153 | 195 |  |  |  | NG BLQ: NG; NG NG: DFO; N Y: Y |  | S |  | N | Electric Utility | 1 |  | N | [18 empty] | N
3046 | Progress Energy Carolinas Inc | 7727 | Future Gen Plant | NC |  | 1 | CC | IP | 211.8 | 162 | 180 | [12 empty] | S |  | N | Electric Utility | 1 |  | N | [18 empty] | N | bar: NG BLQ to Y N
3046 | Progress Energy Carolinas Inc | 7728 | Future Gen Plant | NC |  | 1 | CC | IP | 612 | 480 | 552 | [12 empty] | S |  | N | Electric Utility | 1 |  | N | [18 empty] | N | bar: NG BLQ to Y N
3046 | Progress Energy Carolinas Inc | 56849 | Woodfin | NC | Buncombe | 1 | GT | IP | 45.5 | 40 | 45.5 |  |  |  | NG BLQ: NG; NG NG: DFO; N Y: Y; Y N: Y |  | S |  | N | Electric Utility | 1 | [20 empty] | N
3082 | Carrollton Board of Public Wks | 2120 | Carrollton | MO | Carroll | 1 | IC | RE | 0.3 | 0.3 | 0.3 |  | 88 | 1941 | NG BLQ: DFO; N Y: N; Y N: N |  | S |  | N | Electric Utility | 1 |  | N | [16 empty] | 8 | 1950
3082 | Carrollton Board of Public Wks | 2120 | Carrollton | MO | Carroll | 2 | IC | RE | 0.3 | 0.3 | 0.3 |  | 88 | 1941 | NG BLQ: DFO; N Y: N |  | S |  | N | Electric Utility | 1 |  | N | [16 empty] | 8 | 1950
3082 | Carrollton Board of Public Wks | 2120 | Carrollton | MO | Carroll | 4 | IC | RE | 0.8 | 0.7 | 0.7 |  | 88 | 1963 | NG BLQ: NG; NG NG: DFO; N Y: Y; Y N: Y |  | S |  | N | Electric Utility | 1 |  | N | [16 empty] | 7 | 2005 | N
3082 | Carrollton Board of Public Wks | 2120 | Carrollton | MO | Carroll | 5 | IC | RE | 0.9 | 0.8 | 0.8 |  | 88 | 1951 | NG BLQ: NG; NG NG: DFO; N Y: Y; Y N: Y |  | S |  | N | Electric Utility | 1 |  | N | [16 empty] | 7 | 2005
3082 | Carrollton Board of Public Wks | 2120 | Carrollton | MO | Carroll | 6 | IC | RE | 1.1 | 1 | 1.1 |  | 88 | 1956 | NG BLQ: NG; NG NG: DFO; N Y: Y; Y N: Y |  | S |  | N | Electric Utility | 1 |  | N | [16 empty] | 8 | 2005 | N
3102 | Mosaic Company | 10205 | Mosaic Co Greenbay | FL | Polk | GEN1 | ST | RE | 38.2 | 37.2 | 37.2 |  | 11 | 1990 | NG BLQ: OTH; N Y: N; Y N: Y |  | S |  | Y | Industrial CHP | 7 |  | N | [16 empty] | 5 | 2006
3102 | Mosaic Company | 50510 | Mosaic Co Mulberry Facility | FL | Polk | CGN1 | ST | RE | 21 | 19.5 | 19.5 |  | 5 | 1985 | NG BLQ: OTH; N Y: N; Y N: Y |  | S |  | Y | Industrial CHP | 7 | B | N | [16 empty] | 12 | 2008 | N | [6 empty] | OTH
3103 | Cargill Inc | 10729 | Cargill Corn Wet Milling Plant | TN | Shelby | GEN2 | GT | RE | 4.8 | 4.3 | 4.3 |  | 1 | 1991 | NG BLQ: NG; N Y: N; Y N: Y | N | S |  | Y | Industrial CHP | 7 | T | N | [16 empty] | 4 | 2010 | N
3156 | Village of Cashton | 4107 | Cashton | WI | Monroe | 4 | IC | RE | 0.3 | 0.3 | 0.3 |  | 0 | 1962 | NG BLQ: DFO; N Y: N; Y N: Y | Y | S |  | N | Electric Utility | 1 |  | N | [16 empty] | 2 | 2001
3179 | Caterpillar Inc | 50935 | Caterpillar | IN | Tippecanoe | 0101 | IC | RE | 2 | 1.8 | 2 |  | 6 | 2001 | NG BLQ: DFO; N Y: N; Y N: Y |  | S |  | N | Industrial Non-CHP | 6 |  | N | [16 empty] | 9 | 2001 | N
3179 | Caterpillar Inc | 50935 | Caterpillar | IN | Tippecanoe | 0102 | IC | RE | 2 | 1.8 | 2 |  | 6 | 2001 | NG BLQ: DFO; N Y: N |  | S |  | N | Industrial Non-CHP | 6 |  | N | [16 empty] | 9 | 2001 | N
3179 | Caterpillar Inc | 50935 | Caterpillar | IN | Tippecanoe | 0103 | IC | RE | 2 | 1.8 | 2 |  | 6 | 2001 | NG BLQ: DFO; N Y: N |  | S |  | N | Industrial Non-CHP | 6 |  | N | [16 empty] | 9 | 2001 | N
3179 | Caterpillar Inc | 50935 | Caterpillar | IN | Tippecanoe | 0104 | IC | RE | 2 | 1.8 | 2 |  | 6 | 2001 | NG BLQ: DFO; N Y: N |  | S |  | N | Industrial Non-CHP | 6 |  | N | [16 empty] | 9 | 2001 | N
3179 | Caterpillar Inc | 50935 | Caterpillar | IN | Tippecanoe | 0105 | IC | RE | 2 | 1.8 | 2 |  | 6 | 2001 | NG BLQ: DFO; N Y: N |  | S |  | N | Industrial Non-CHP | 6 |  | N | [16 empty] | 9 | 2001 | N
3179 | Caterpillar Inc | 50935 | Caterpillar | IN | Tippecanoe | 0106 | IC | RE | 2 | 1.8 | 2 |  | 6 | 2001 | NG BLQ: DFO; N Y: N |  | S |  | N | Industrial Non-CHP | 6 |  | N | [16 empty] | 9 | 2001 | N
3179 | Caterpillar Inc | 50935 | Caterpillar | IN | Tippecanoe | 0107 | IC | RE | 2 | 1.8 | 2 |  | 6 | 2001 | NG BLQ: DFO; N Y: N |  | S |  | N | Industrial Non-CHP | 6 |  | N | [16 empty] | 9 | 2001 | N
3179 | Caterpillar Inc | 50935 | Caterpillar | IN | Tippecanoe | 0108 | IC | RE | 2 | 1.8 | 2 |  | 6 | 2001 | NG BLQ: DFO; N Y: N |  | S |  | N | Industrial Non-CHP | 6 |  | N | [16 empty] | 9 | 2001 | N
3252 | Central Illinois Light Co | 7384 | Indian Trails Cogen 1 | IL | Tazewell | 1 | ST | RE | 21 | 10 | 10 |  | 6 | 1995 | NG BLQ: NG; N Y: N; Y N: Y |  | S |  | Y | Industrial CHP | 7 | B | N | [16 empty] | 1 | 2010 | [7 empty] | NG
3252 | Central Illinois Light Co | 7895 | Hallock | IL | Peoria | 1 | IC | RE | 1.6 | 1.6 | 1.6 |  | 6 | 2000 | NG BLQ: DFO; N Y: N; Y N: Y |  | S |  | N | Electric Utility | 1 |  | N | [16 empty] | 12 | 2006
3252 | Central Illinois Light Co | 7895 | Hallock | IL | Peoria | 2 | IC | RE | 1.6 | 1.6 | 1.6 |  | 6 | 2000 | NG BLQ: DFO; N Y: N; Y N: Y |  | S |  | N | Electric Utility | 1 |  | N | [16 empty] | 12 | 2006
3252 | Central Illinois Light Co | 7895 | Hallock | IL | Peoria | 3 | IC | RE | 1.6 | 1.6 | 1.6 |  | 6 | 2000 | NG BLQ: DFO; N Y: N; Y N: Y |  | S |  | N | Electric Utility | 1 |  | N | [16 empty] | 12 | 2006
3252 | Central Illinois Light Co | 7895 | Hallock | IL | Peoria | 4 | IC | RE | 1.6 | 1.6 | 1.6 |  | 6 | 2000 | NG BLQ: DFO; N Y: N; Y N: Y |  | S |  | N | Electric Utility | 1 |  | N | [16 empty] | 12 | 2006
3252 | Central Illinois Light Co | 7895 | Hallock | IL | Peoria | 5 | IC | RE | 1.6 | 1.6 | 1.6 |  | 6 | 2000 | NG BLQ: DFO; N Y: N; Y N: Y |  | S |  | N | Electric Utility | 1 |  | N | [16 empty] | 12 | 2006
3252 | Central Illinois Light Co | 7895 | Hallock | IL | Peoria | 6 | IC | RE | 1.6 | 1.6 | 1.6 |  | 6 | 2000 | NG BLQ: DFO; N Y: N; Y N: Y |  | S |  | N | Electric Utility | 1 |  | N | [16 empty] | 12 | 2006
3252 | Central Illinois Light Co | 7895 | Hallock | IL | Peoria | 7 | IC | RE | 1.6 | 1.6 | 1.6 |  | 6 | 2000 | NG BLQ: DFO; N Y: N; Y N: Y |  | S |  | N | Electric Utility | 1 |  | N | [16 empty] | 12 | 2006
3252 | Central Illinois Light Co | 7895 | Hallock | IL | Peoria | 8 | IC | RE | 1.6 | 1.6 | 1.6 |  | 6 | 2000 | NG BLQ: DFO; N Y: N; Y N: Y |  | S |  | N | Electric Utility | 1 |  | N | [16 empty] | 12 | 2006
3252 | Central Illinois Light Co | 7896 | Kickapoo | IL | Logan | 1 | IC | RE | 1.6 | 1.6 | 1.6 |  | 6 | 2000 | NG BLQ: DFO; N Y: N; Y N: Y |  | S |  | N | Electric Utility | 1 |  | N | [16 empty] | 9 | 2005
3252 | Central Illinois Light Co | 7896 | Kickapoo | IL | Logan | 2 | IC | RE | 1.6 | 1.6 | 1.6 |  | 6 | 2000 | NG BLQ: DFO; N Y: N; Y N: Y |  | S |  | N | Electric Utility | 1 |  | N | [16 empty] | 9 | 2005
3252 | Central Illinois Light Co | 7896 | Kickapoo | IL | Logan | 3 | IC | RE | 1.6 | 1.6 | 1.6 |  | 6 | 2000 | NG BLQ: DFO; N Y: N; Y N: Y |  | S |  | N | Electric Utility | 1 |  | N | [16 empty] | 9 | 2005
3252 | Central Illinois Light Co | 7896 | Kickapoo | IL | Logan | 4 | IC | RE | 1.6 | 1.6 | 1.6 |  | 6 | 2000 | NG BLQ: DFO; N Y: N; Y N: Y |  | S |  | N | Electric Utility | 1 |  | N | [16 empty] | 9 | 2005
3252 | Central Illinois Light Co | 7896 | Kickapoo | IL | Logan | 5 | IC | RE | 1.6 | 1.6 | 1.6 |  | 6 | 2000 | NG BLQ: DFO; N Y: N; Y N: Y |  | S |  | N | Electric Utility | 1 |  | N | [16 empty] | 9 | 2005
3252 | Central Illinois Light Co | 7896 | Kickapoo | IL | Logan | 6 | IC | RE | 1.6 | 1.6 | 1.6 |  | 6 | 2000 | NG BLQ: DFO; N Y: N; Y N: Y |  | S |  | N | Electric Utility | 1 |  | N | [16 empty] | 9 | 2005
3252 | Central Illinois Light Co | 7896 | Kickapoo | IL | Logan | 7 | IC | RE | 1.6 | 1.6 | 1.6 |  | 6 | 2000 | NG BLQ: DFO; N Y: N; Y N: Y |  | S |  | N | Electric Utility | 1 |  | N | [16 empty] | 9 | 2005
3252 | Central Illinois Light Co | 7896 | Kickapoo | IL | Logan | 8 | IC | RE | 1.6 | 1.6 | 1.6 |  | 6 | 2000 | NG BLQ: DFO; N Y: N; Y N: Y |  | S |  | N | Electric Utility | 1 |  | N | [16 empty] | 9 | 2005
3258 | Central Iowa Power Cooperative | 1206 | Summit Lake | IA | UNION | IC1 | IC | RE | 1 | 1.1 | 1.1 |  | 11 | 1948 | NG BLQ: DFO; N Y: N; Y N: Y |  | S |  | N | Electric Utility | 1 |  | N | [16 empty] | 1 | 2007 | N
3258 | Central Iowa Power Cooperative | 1206 | Summit Lake | IA | UNION | IC2 | IC | RE | 1 | 1.1 | 1.1 |  | 11 | 1948 | NG BLQ: DFO; N Y: N; Y N: N |  | S |  | N | Electric Utility | 1 |  | N | [16 empty] | 1 | 2007 | N
3258 | Central Iowa Power Cooperative | 1206 | Summit Lake | IA | UNION | IC4 | IC | RE | 1 | 1 | 1 |  | 11 | 1948 | NG BLQ: DFO; N Y: N; Y N: N |  | S |  | N | Electric Utility | 1 |  | N | [16 empty] | 1 | 2007 | N
3258 | Central Iowa Power Cooperative | 1206 | Summit Lake | IA | UNION | IC5 | IC | RE | 1 | 1 | 1 |  | 11 | 1948 | NG BLQ: DFO; N Y: N; Y N: N |  | S |  | N | Electric Utility | 1 |  | N | [16 empty] | 1 | 2007 | N
3265 | Cleco Power LLC | 1400 | Teche | LA | St Mary | 2 | ST | RE | 54.4 | 33 | 33 |  | 5 | 1956 | NG BLQ: NG; N Y: N; Y N: Y |  | S |  | N | Electric Utility | 1 |  | N | [16 empty] | 12 | 2011 | N | [6 empty] | NG
3292 | Central Vermont Pub Serv Corp | 3726 | St Albans | VT | Franklin | IC1 | IC | RE | 1.3 | 1.1 | 1.2 |  | 2 | 1950 | NG BLQ: DFO; N Y: N; Y N: Y |  | S |  | N | Electric Utility | 1 |  | N | [16 empty] | 12 | 2007
3292 | Central Vermont Pub Serv Corp | 3726 | St Albans | VT | Franklin | IC2 | IC | RE | 1.3 | 1.1 | 1.2 |  | 2 | 1950 | NG BLQ: DFO; N Y: N; Y N: Y |  | S |  | N | Electric Utility | 1 |  | N | [16 empty] | 12 | 2007
3355 | City of Chanute | 1267 | Chanute 1 | KS | Neosho | 4 | ST | RE | 4 | 4 | 4.2 |  | 8 | 1949 | [9 empty] | S |  | N | Electric Utility | 1 |  | N | [16 empty] | 12 | 2004 | N | bar: NG BLQ to Y N
3355 | City of Chanute | 1267 | Chanute 1 | KS | Neosho | 5 | IC | RE | 1.7 | 1.5 | 1.7 |  | 8 | 1955 | NG BLQ: NG; NG NG: DFO; N Y: N; Y N: N |  | S |  | N | Electric Utility | 1 |  | N | [16 empty] | 12 | 2004 | N
3355 | City of Chanute | 1267 | Chanute 1 | KS | Neosho | 6 | ST | RE | 10 | 9.8 | 10 |  | 8 | 1957 | [9 empty] | S |  | N | Electric Utility | 1 |  | N | [16 empty] | 12 | 2004 | N | bar: NG BLQ to Y N
3413 | PUD No 1 of Chelan County | 8021 | Diesel Generator Farm | WA | Chelan | E-1 | IC | RE | 1.8 | 1.8 | 1.8 |  | 3 | 2001 | NG BLQ: DFO |  | S |  | N | Electric Utility | 1 |  | N | [16 empty] | 8 | 2001
3413 | PUD No 1 of Chelan County | 8021 | Diesel Generator Farm | WA | Chelan | E-10 | IC | RE | 1.8 | 1.8 | 1.8 |  | 3 | 2001 | NG BLQ: DFO |  | S |  | N | Electric Utility | 1 |  | N | [16 empty] | 8 | 2001
3413 | PUD No 1 of Chelan County | 8021 | Diesel Generator Farm | WA | Chelan | E-11 | IC | RE | 1.8 | 1.8 | 1.8 |  | 3 | 2001 | NG BLQ: DFO |  | S |  | N | Electric Utility | 1 |  | N | [16 empty] | 8 | 2001
3413 | PUD No 1 of Chelan County | 8021 | Diesel Generator Farm | WA | Chelan | E-12 | IC | RE | 1.8 | 1.8 | 1.8 |  | 3 | 2001 | NG BLQ: DFO |  | S |  | N | Electric Utility | 1 |  | N | [16 empty] | 8 | 2001
3413 | PUD No 1 of Chelan County | 8021 | Diesel Generator Farm | WA | Chelan | E-13 | IC | RE | 1.8 | 1.8 | 1.8 |  | 3 | 2001 | NG BLQ: DFO |  | S |  | N | Electric Utility | 1 |  | N | [16 empty] | 8 | 2001
3413 | PUD No 1 of Chelan County | 8021 | Diesel Generator Farm | WA | Chelan | E-14 | IC | RE | 1.8 | 1.8 | 1.8 |  | 3 | 2001 | NG BLQ: DFO |  | S |  | N | Electric Utility | 1 |  | N | [16 empty] | 8 | 2001
3413 | PUD No 1 of Chelan County | 8021 | Diesel Generator Farm | WA | Chelan | E-15 | IC | RE | 1.8 | 1.8 | 1.8 |  | 3 | 2001 | NG BLQ: DFO |  | S |  | N | Electric Utility | 1 |  | N | [16 empty] | 8 | 2001
3413 | PUD No 1 of Chelan County | 8021 | Diesel Generator Farm | WA | Chelan | E-16 | IC | RE | 1.8 | 1.8 | 1.8 |  | 3 | 2001 | NG BLQ: DFO |  | S |  | N | Electric Utility | 1 |  | N | [16 empty] | 8 | 2001
3413 | PUD No 1 of Chelan County | 8021 | Diesel Generator Farm | WA | Chelan | E-17 | IC | RE | 1.8 | 1.8 | 1.8 |  | 3 | 2001 | NG BLQ: DFO |  | S |  | N | Electric Utility | 1 |  | N | [16 empty] | 8 | 2001
3413 | PUD No 1 of Chelan County | 8021 | Diesel Generator Farm | WA | Chelan | E-18 | IC | RE | 1.8 | 1.8 | 1.8 |  | 3 | 2001 | NG BLQ: DFO |  | S |  | N | Electric Utility | 1 |  | N | [16 empty] | 8 | 2001
3413 | PUD No 1 of Chelan County | 8021 | Diesel Generator Farm | WA | Chelan | E-19 | IC | RE | 1.8 | 1.8 | 1.8 |  | 3 | 2001 | NG BLQ: DFO |  | S |  | N | Electric Utility | 1 |  | N | [16 empty] | 8 | 2001
3413 | PUD No 1 of Chelan County | 8021 | Diesel Generator Farm | WA | Chelan | E-2 | IC | RE | 1.8 | 1.8 | 1.8 |  | 3 | 2001 | NG BLQ: DFO |  | S |  | N | Electric Utility | 1 |  | N | [16 empty] | 8 | 2001
3413 | PUD No 1 of Chelan County | 8021 | Diesel Generator Farm | WA | Chelan | E-20 | IC | RE | 1.8 | 1.8 | 1.8 |  | 3 | 2001 | NG BLQ: DFO |  | S |  | N | Electric Utility | 1 |  | N | [16 empty] | 8 | 2001
3413 | PUD No 1 of Chelan County | 8021 | Diesel Generator Farm | WA | Chelan | E-21 | IC | RE | 1.8 | 1.8 | 1.8 |  | 3 | 2001 | NG BLQ: DFO |  | S |  | N | Electric Utility | 1 |  | N | [16 empty] | 8 | 2001
3413 | PUD No 1 of Chelan County | 8021 | Diesel Generator Farm | WA | Chelan | E-22 | IC | RE | 2 | 2 | 2 |  | 3 | 2001 | NG BLQ: DFO |  | S |  | N | Electric Utility | 1 |  | N | [16 empty] | 8 | 2001
3413 | PUD No 1 of Chelan County | 8021 | Diesel Generator Farm | WA | Chelan | E-23 | IC | RE | 2 | 2 | 2 |  | 3 | 2001 | NG BLQ: DFO |  | S |  | N | Electric Utility | 1 |  | N | [16 empty] | 8 | 2001
3413 | PUD No 1 of Chelan County | 8021 | Diesel Generator Farm | WA | Chelan | E-24 | IC | RE | 2 | 2 | 2 |  | 3 | 2001 | NG BLQ: DFO |  | S |  | N | Electric Utility | 1 |  | N | [16 empty] | 8 | 2001
3413 | PUD No 1 of Chelan County | 8021 | Diesel Generator Farm | WA | Chelan | E-25 | IC | RE | 2 | 2 | 2 |  | 3 | 2001 | NG BLQ: DFO |  | S |  | N | Electric Utility | 1 |  | N | [16 empty] | 8 | 2001
3413 | PUD No 1 of Chelan County | 8021 | Diesel Generator Farm | WA | Chelan | E-26 | IC | RE | 2 | 2 | 2 |  | 3 | 2001 | NG BLQ: DFO |  | S |  | N | Electric Utility | 1 |  | N | [16 empty] | 8 | 2001
3413 | PUD No 1 of Chelan County | 8021 | Diesel Generator Farm | WA | Chelan | E-3 | IC | RE | 1.8 | 1.8 | 1.8 |  | 3 | 2001 | NG BLQ: DFO |  | S |  | N | Electric Utility | 1 |  | N | [16 empty] | 8 | 2001
3413 | PUD No 1 of Chelan County | 8021 | Diesel Generator Farm | WA | Chelan | E-4 | IC | RE | 1.8 | 1.8 | 1.8 |  | 3 | 2001 | NG BLQ: DFO |  | S |  | N | Electric Utility | 1 |  | N | [16 empty] | 8 | 2001
3413 | PUD No 1 of Chelan County | 8021 | Diesel Generator Farm | WA | Chelan | E-5 | IC | RE | 1.8 | 1.8 | 1.8 |  | 3 | 2001 | NG BLQ: DFO |  | S |  | N | Electric Utility | 1 |  | N | [16 empty] | 8 | 2001
3413 | PUD No 1 of Chelan County | 8021 | Diesel Generator Farm | WA | Chelan | E-6 | IC | RE | 1.8 | 1.8 | 1.8 |  | 3 | 2001 | NG BLQ: DFO |  | S |  | N | Electric Utility | 1 |  | N | [16 empty] | 8 | 2001
3413 | PUD No 1 of Chelan County | 8021 | Diesel Generator Farm | WA | Chelan | E-7 | IC | RE | 1.8 | 1.8 | 1.8 |  | 3 | 2001 | NG BLQ: DFO |  | S |  | N | Electric Utility | 1 |  | N | [16 empty] | 8 | 2001
3413 | PUD No 1 of Chelan County | 8021 | Diesel Generator Farm | WA | Chelan | E-8 | IC | RE | 1.8 | 1.8 | 1.8 |  | 3 | 2001 | NG BLQ: DFO |  | S |  | N | Electric Utility | 1 |  | N | [16 empty] | 8 | 2001
3413 | PUD No 1 of Chelan County | 8021 | Diesel Generator Farm | WA | Chelan | E-9 | IC | RE | 1.8 | 1.8 | 1.8 |  | 3 | 2001 | NG BLQ: DFO |  | S |  | N | Electric Utility | 1 |  | N | [16 empty] | 8 | 2001
3432 | Ticona Polymers Inc | 10243 | Ticona Polymers Inc | TX | Nueces | GEN1 | OT | RE | 1.4 | 1.4 | 1.4 |  | 1 | 1982 | [9 empty] | S |  | N | Industrial CHP | 7 |  | N | [16 empty] | 12 | 2002 | bar: NG BLQ to Y N
3432 | Ticona Polymers Inc | 10243 | Ticona Polymers Inc | TX | Nueces | GEN2 | OT | RE | 1.4 | 1.4 | 1.4 |  | 1 | 1982 | [9 empty] | S |  | N | Industrial CHP | 7 |  | N | [16 empty] | 12 | 2002 | bar: NG BLQ to Y N
3432 | Ticona Polymers Inc | 10243 | Ticona Polymers Inc | TX | Nueces | GEN3 | OT | RE | 1.6 | 1.6 | 1.6 |  | 1 | 1982 | [9 empty] | S |  | N | Industrial CHP | 7 |  | N | [16 empty] | 12 | 2002 | bar: NG BLQ to Y N
3432 | Ticona Polymers Inc | 10243 | Ticona Polymers Inc | TX | Nueces | GEN4 | CA | RE | 8.2 | 5.7 | 7.4 |  | 1 | 1982 | [9 empty] | S |  | N | Industrial CHP | 7 |  | N | [16 empty] | 12 | 2002 | bar: NG BLQ to Y N
3468 | Chemical Lime Co | 54245 | Nelson Plant Generators | AZ | Yavapai | EXI1 | IC | RE | 1.1 | 1.1 | 1.1 |  | 7 | 1990 | NG BLQ: DFO; N Y: N; Y N: N |  | S |  | N | Industrial Non-CHP | 6 |  | N | [16 empty] | 9 | 2011 | N
3468 | Chemical Lime Co | 54245 | Nelson Plant Generators | AZ | Yavapai | EXI2 | IC | RE | 1.1 | 1.1 | 1.1 |  | 7 | 1990 | NG BLQ: DFO; N Y: N; Y N: N |  | S |  | N | Industrial Non-CHP | 6 |  | N | [16 empty] | 11 | 2010 | N
3473 | Metro Wtr Recl Dist Grtr Chi | 10903 | Lockport Powerhouse | IL | Will | GEN1 | HY | RE | 8 | 6 | 6 |  | 1 | 1908 | NG BLQ: WAT; N Y: N; Y N: Y |  | S | 0 | N | IPP Non-CHP | 2 |  | N | [16 empty] | 1 | 1950
3473 | Metro Wtr Recl Dist Grtr Chi | 10903 | Lockport Powerhouse | IL | Will | GEN2 | HY | RE | 8 | 6 | 6 |  | 1 | 1935 | NG BLQ: WAT; N Y: N; Y N: Y |  | S | 0 | N | IPP Non-CHP | 2 |  | N | [16 empty] | 1 | 1950
3476 | DTE San Diego COGEN Inc. | 10175 | Childrens Hospital | CA | San Diego | 1631 | IC | RE | 0.6 | 0.6 | 0.6 |  | 2 | 1993 | NG BLQ: NG; NG NG: PG; N Y: Y; Y N: Y | N | S |  | N | Commercial CHP | 5 |  | N | [16 empty] | 11 | 2003 | N
3476 | DTE San Diego COGEN Inc. | 10175 | Childrens Hospital | CA | San Diego | 1698 | IC | RE | 0.3 | 0.3 | 0.3 |  | 6 | 1983 | NG BLQ: NG; NG NG: PG; N Y: Y; Y N: Y | N | S |  | N | Commercial CHP | 5 |  | N | [16 empty] | 7 | 2004 | N
3476 | DTE San Diego COGEN Inc. | 10175 | Childrens Hospital | CA | San Diego | 1699 | IC | RE | 0.3 | 0.3 | 0.3 |  | 6 | 1983 | NG BLQ: NG; NG NG: PG; N Y: Y; Y N: Y | N | S |  | N | Commercial CHP | 5 |  | N | [16 empty] | 9 | 2003 | N
3476 | DTE San Diego COGEN Inc. | 10175 | Childrens Hospital | CA | San Diego | 1710 | IC | RE | 0.3 | 0.3 | 0.3 |  | 6 | 1983 | NG BLQ: NG; NG NG: PG; N Y: Y; Y N: Y | N | S |  | N | Commercial CHP | 5 |  | N | [16 empty] | 7 | 2004 | N
3486 | Chillicothe Municipal Utils | 2122 | Chillicothe | MO | Livingston | 4A | ST | RE | 2.5 | 2.5 | 2.5 |  | 6 | 1938 | NG BLQ: BIT; N Y: N; Y N: Y |  | S |  | N | Electric Utility | 1 |  | N | [16 empty] | 3 | 2004 | N
3486 | Chillicothe Municipal Utils | 2122 | Chillicothe | MO | Livingston | 5 | ST | RE | 5 | 5 | 5 |  | 8 | 1948 | NG BLQ: BIT; N Y: N; Y N: Y |  | S |  | N | Electric Utility | 1 |  | N | [16 empty] | 3 | 2004 | N
3486 | Chillicothe Municipal Utils | 2122 | Chillicothe | MO | Livingston | 6 | ST | RE | 6 | 6 | 6 |  | 9 | 1958 | NG BLQ: BIT; N Y: N; Y N: Y |  | S |  | N | Electric Utility | 1 |  | N | [16 empty] | 3 | 2004 | N
3542 | Duke Energy Ohio Inc | 2830 | Walter C Beckjord | OH | Clermont | 1 | ST | RE | 115 | 94 | 94 |  | 6 | 1952 | NG BLQ: BIT; N Y: N; Y N: Y |  | S |  | N | Electric Utility | 1 |  | N | [16 empty] | 5 | 2012 | N | Y | [5 empty] | DFO
3542 | Duke Energy Ohio Inc | 2832 | Miami Fort | OH | Hamilton | 5 | ST | RE | 100 | 80 | 80 |  | 12 | 1949 | NG BLQ: BIT; N Y: N; Y N: Y |  | S |  | N | Electric Utility | 1 |  | N | [16 empty] | 1 | 2008 |  | Y | [5 empty] | DFO
3670 | Phelps Dodge Corp-Chino Mines | 54667 | Chino Mines | NM | Grant | 4 | ST | RE | 7.5 | 7 | 7.1 |  | 6 | 1930 | [8 empty] | N | S |  | N | Industrial Non-CHP | 6 |  | N | [16 empty] | 12 | 2004 | N | bar: NG BLQ to Y N
3670 | Phelps Dodge Corp-Chino Mines | 54667 | Chino Mines | NM | Grant | 5 | ST | RE | 10 | 9.3 | 9.4 |  | 6 | 1950 | [8 empty] | N | S |  | N | Industrial Non-CHP | 6 |  | N | [16 empty] | 12 | 2005 | N | bar: NG BLQ to Y N
3670 | Phelps Dodge Corp-Chino Mines | 54667 | Chino Mines | NM | Grant | 8 | ST | RE | 30 | 27.9 | 28.2 |  | 5 | 1973 | [8 empty] | N | N |  | N | Industrial Non-CHP | 6 |  | N | [16 empty] | 12 | 2005 | N | bar: NG BLQ to Y N
3692 | Clark University | 10408 | Clark University | MA | Wocester | GEN1 | IC | RE | 1.8 | 1.8 | 1.8 |  | 6 | 1981 | NG BLQ: NG; NG NG: DFO; N Y: N; Y N: Y | Y | S |  | Y | Commercial CHP | 5 | T | N | [16 empty] | 5 | 2012 | N
3702 | Clarksdale Public Utilities | 2060 | Third Street | MS | Coahoma | 4 | ST | RE | 4 | 4 | 4 |  | 10 | 1951 | NG BLQ: NG; N Y: N; Y N: Y |  | S |  | N | Electric Utility | 1 |  | N | [16 empty] | 7 | 2007 | N
3702 | Clarksdale Public Utilities | 2060 | Third Street | MS | Coahoma | 5 | ST | RE | 9 | 8 | 8 |  | 10 | 1946 | NG BLQ: NG; N Y: N; Y N: Y |  | S |  | N | Electric Utility | 1 |  | N | [16 empty] | 7 | 2007 | N
3710 | City of Clay Center | 1270 | Clay Center | KS | Clay | 4 | ST | RE | 1.5 | 1.5 | 1.5 |  | 88 | 1942 | NG BLQ: NG; NG NG: DFO; N Y: Y; Y N: Y | Y | S |  | N | Electric Utility | 1 |  | N | [16 empty] | 1 | 2005 | N
3762 | City of Cleveland - (OH) | 2908 | Lake Road | OH | Cuyahoga | 10 | ST | RE | 25 | 25 | 25 |  | 1 | 1953 | NG BLQ: BIT; N Y: N; Y N: N | N | S |  | N | Electric Utility | 1 |  | N | [16 empty] | 1 | 1994 |  | Y
3762 | City of Cleveland - (OH) | 2908 | Lake Road | OH | Cuyahoga | 11 | ST | RE | 85 | 85 | 85 |  | 1 | 1967 | NG BLQ: BIT; N Y: N; Y N: N | N | S |  | N | Electric Utility | 1 |  | N | [16 empty] | 1 | 1994 |  | Y
3762 | City of Cleveland - (OH) | 2908 | Lake Road | OH | Cuyahoga | 8 | ST | RE | 25 | 25 | 25 |  | 1 | 1941 | NG BLQ: BIT; N Y: N; Y N: N | N | S |  | N | Electric Utility | 1 |  | N | [16 empty] | 1 | 1994 |  | Y
3762 | City of Cleveland - (OH) | 2908 | Lake Road | OH | Cuyahoga | 9 | ST | RE | 25 | 25 | 25 |  | 1 | 1953 | NG BLQ: BIT; N Y: N; Y N: N | N | S |  | N | Electric Utility | 1 |  | N | [16 empty] | 1 | 1994 |  | Y
3813 | Village of Clinton - (MI) | 1818 | Clinton | MI | LENAWEE | 3 | IC | RE | 0.4 | 0.4 | 0.4 |  | 99 | 1955 | NG BLQ: DFO; NG NG: NG; N Y: N; Y N: N | Y | S |  | N | Electric Utility | 1 |  | N | N | [15 empty] | 8 | 2008 | N
3813 | Village of Clinton - (MI) | 1818 | Clinton | MI | LENAWEE | 4 | IC | RE | 0.4 | 0.4 | 0.4 |  | 99 | 1955 | NG BLQ: DFO; NG NG: NG; N Y: N; Y N: N | Y | S |  | N | Electric Utility | 1 |  | N | N | [15 empty] | 8 | 2008 | N
3813 | Village of Clinton - (MI) | 1818 | Clinton | MI | LENAWEE | 5 | IC | RE | 0.4 | 0.4 | 0.4 |  | 99 | 1955 | NG BLQ: DFO; NG NG: NG; N Y: N; Y N: N | Y | S |  | N | Electric Utility | 1 |  | N | N | [15 empty] | 8 | 2008 | N
3828 | Cloverland Electric Co-op | 1868 | Dafter | MI | Chippewa | 2 | IC | RE | 1 | 0.9 | 0.9 |  | 11 | 1955 | NG BLQ: DFO; N Y: N; Y N: Y |  | S |  | N | Electric Utility | 1 |  | N | [16 empty] | 2 | 1995 | N
3900 | City of Coggon | 1132 | Coggon | IA | Linn | 3 | IC | RE | 0.2 | 0.2 | 0.2 |  | 1 | 1945 | NG BLQ: DFO; Y N: Y |  | S |  | N | Electric Utility | 1 |  | N | [16 empty] | 1 | 2003
3915 | Coldwater Board of Public Util | 1819 | Coldwater | MI | Branch | 1 | IC | RE | 0.7 | 0.7 | 0.7 |  | 8 | 1948 | NG BLQ: DFO |  | S |  | N | Electric Utility | 1 |  | N | [16 empty] | 12 | 2002
3915 | Coldwater Board of Public Util | 1819 | Coldwater | MI | Branch | 3 | IC | RE | 3.5 | 3.5 | 3.5 |  | 9 | 1969 | NG BLQ: NG; NG NG: DFO; N Y: Y; Y N: Y |  | S |  | N | Electric Utility | 1 |  | N | [16 empty] | 9 | 2012
4065 | City of Columbus - (OH) | 312 | Refuse & Coal | OH | Franklin | 1 | ST | RE | 30 | 30 | 30 |  | 7 | 1983 | NG BLQ: MSW |  | S |  | N | Electric Utility | 1 |  | N | [16 empty] | 12 | 1995
4065 | City of Columbus - (OH) | 312 | Refuse & Coal | OH | Franklin | 2 | ST | RE | 30 | 30 | 30 |  | 7 | 1983 | NG BLQ: MSW |  | S |  | N | Electric Utility | 1 |  | N | [16 empty] | 12 | 1995
4065 | City of Columbus - (OH) | 312 | Refuse & Coal | OH | Franklin | 3 | ST | RE | 30 | 30 | 30 |  | 7 | 1983 | NG BLQ: MSW |  | S |  | N | Electric Utility | 1 |  | N | [16 empty] | 12 | 1995
4180 | Connecticut Mun Elec Engy Coop | 6635 | A L Pierce | CT | New Haven | 1 | ST | RE | 7.5 | 7.5 | 7.5 |  | 8 | 1953 | NG BLQ: DFO |  | U |  | N | Electric Utility | 1 | [18 empty] | 12 | 1998
4180 | Connecticut Mun Elec Engy Coop | 6635 | A L Pierce | CT | New Haven | 2 | ST | RE | 7.5 | 7.3 | 7.5 |  | 8 | 1953 | NG BLQ: DFO |  | U |  | N | Electric Utility | 1 | [18 empty] | 7 | 2000
4180 | Connecticut Mun Elec Engy Coop | 6635 | A L Pierce | CT | New Haven | 3 | ST | RE | 7.5 | 7.3 | 7.5 |  | 8 | 1953 | NG BLQ: DFO |  | U |  | N | Electric Utility | 1 | [18 empty] | 7 | 2000
4180 | Connecticut Mun Elec Engy Coop | 56256 | John Street 1, 3, 4 & 5 | CT | New Haven | JS 1 | IC | RE | 1.8 | 2 | 2 |  | 1 | 2005 | NG BLQ: DFO; N Y: N; Y N: N |  | W |  | N | Electric Utility | 1 |  |  | N | [15 empty] | 2 | 2011 | N
4202 | Phillips 66-Ponca City Refinery | 52188 | Ponca City Refinery | OK | Kay | G1 | ST | RE | 4 | 3 | 3 |  | 9 | 1947 | NG BLQ: OG; NG NG: NG; N Y: N; Y N: N | N | S |  | Y | Industrial CHP | 7 | T | N | [16 empty] | 8 | 2010 | N | [6 empty] | NG
4202 | Phillips 66-Ponca City Refinery | 52188 | Ponca City Refinery | OK | Kay | G2 | ST | RE | 4 | 3 | 3 |  | 9 | 1947 | NG BLQ: OG; NG NG: NG; N Y: N; Y N: N | N | S |  | Y | Industrial CHP | 7 | T | N | [16 empty] | 8 | 2010 | N | [6 empty] | NG
4202 | Phillips 66-Ponca City Refinery | 52188 | Ponca City Refinery | OK | Kay | G3 | ST | RE | 10 | 9 | 9 |  | 1 | 1954 | NG BLQ: NG; NG NG: OG; N Y: N; Y N: N | N | S |  | Y | Industrial CHP | 7 | T | N | [16 empty] | 1 | 2007 | N
4226 | Consolidated Edison Co-NY Inc | 2496 | Hudson Avenue | NY | Kings | 10 | ST | RE | 60 | 64.3 | 65 |  | 11 | 1951 | NG BLQ: RFO; NG NG: NG; N Y: Y; Y N: Y | N | S |  | N | Electric Utility | 1 |  | N | [16 empty] | 10 | 2004 | N
4226 | Consolidated Edison Co-NY Inc | 2502 | Waterside | NY | New York | 6 | ST | RE | 74.8 | 69 | 68 |  | 7 | 1941 | NG BLQ: RFO; NG NG: NG; N Y: Y; Y N: Y | Y | S |  | Y | Electric Utility | 1 |  | N | [16 empty] | 4 | 2005 | N
4226 | Consolidated Edison Co-NY Inc | 2502 | Waterside | NY | New York | 8 | ST | RE | 62.5 | 49.8 | 49.6 |  | 6 | 1949 | NG BLQ: RFO; NG NG: NG; N Y: Y; Y N: Y | Y | S |  | Y | Electric Utility | 1 |  | N | [16 empty] | 4 | 2005 | N
4226 | Consolidated Edison Co-NY Inc | 2502 | Waterside | NY | New York | 9 | ST | RE | 62.5 | 48.4 | 49.4 |  | 10 | 1949 | NG BLQ: RFO; NG NG: NG; N Y: Y; Y N: Y | Y | S |  | Y | Electric Utility | 1 |  | N | [16 empty] | 4 | 2005 | N
4247 | Consolidated Water Power Co | 3971 | Biron | WI | Wood | 8 | HY | RE | 0.4 | 0.4 | 0.4 |  | 1 | 1896 | NG BLQ: WAT; N Y: N; Y N: N |  | S |  | N | Electric Utility | 1 |  | N | [16 empty] | 1 | 1999
4254 | Consumers Energy Co | 1706 | Gaylord | MI | Otsego | 5 | GT | RE | 16 | 14 | 17 |  | 4 | 1968 | [9 empty] | S |  | N | Electric Utility | 1 |  | N | [16 empty] | 10 | 2010 | bar: NG BLQ to Y N
4329 | Copper Valley Elec Assn, Inc | 6305 | Glennallen | AK | Valdez-Cordova | 1 | IC | RE | 0.3 | 0.3 | 0.3 |  | 88 | 1959 | NG BLQ: DFO; N Y: N; Y N: N |  | S |  | N | Electric Utility | 1 |  | N | N | [15 empty] | 7 | 2008
4329 | Copper Valley Elec Assn, Inc | 6305 | Glennallen | AK | Valdez-Cordova | 2 | IC | RE | 0.3 | 0.3 | 0.3 |  | 88 | 1959 | NG BLQ: DFO; N Y: N; Y N: N |  | S |  | N | Electric Utility | 1 |  | N | N | [15 empty] | 7 | 2008
4362 | Corn Belt Energy Corporation | 8003 | Prairie Energy | IL | Logan | 1 | ST | IP | 91 | 82 | 82 |  |  |  | NG BLQ: BIT; N Y: N; Y N: N |  | S |  | N | Electric Utility | 1 |  | N | [18 empty] | N | Y
4375 | City of Corning - (IA) | 1134 | Corning | IA | ADAMS | 1 | IC | RE | 0.6 | 0.6 | 0.6 |  | 7 | 1945 | NG BLQ: DFO; N Y: N; Y N: Y | Y | S |  | N | Electric Utility | 1 |  | N | [16 empty] | 3 | 2006 | N
4375 | City of Corning - (IA) | 1134 | Corning | IA | ADAMS | 2 | IC | RE | 0.9 | 0.9 | 0.9 |  | 7 | 1950 | NG BLQ: DFO; N Y: N; Y N: Y | Y | S |  | N | Electric Utility | 1 |  | N | [16 empty] | 3 | 2006 | N
4375 | City of Corning - (IA) | 1134 | Corning | IA | ADAMS | 3 | IC | RE | 1.3 | 1.3 | 1.3 |  | 7 | 1955 | NG BLQ: DFO; N Y: N; Y N: Y | Y | S |  | N | Electric Utility | 1 |  | N | [16 empty] | 3 | 2006 | N
4375 | City of Corning - (IA) | 1134 | Corning | IA | ADAMS | 4 | IC | RE | 0.4 | 0.4 | 0.4 |  | 7 | 1938 | NG BLQ: DFO; N Y: N; Y N: Y | Y | S |  | N | Electric Utility | 1 |  | N | [16 empty] | 3 | 2006 | N
4468 | Crestwood Corp | 54985 | Crestwood Dothan | AL | Houston | P83 | ST | RE | 5 | 4.2 | 4 |  | 4 | 1986 | [8 empty] | N | S |  | N | IPP Non-CHP | 2 |  | N | [16 empty] | 1 | 2003 | N | bar: NG BLQ to Y N
4558 | Cutrale Citrus Juices USA Inc | 10020 | Cutrale Citrus Juices USA I | FL | LAKE | GEN1 | GT | RE | 3.5 | 3.1 | 3.8 |  | 12 | 1987 | [8 empty] | Y |  |  | Y | Industrial CHP | 7 | T | N | N | [15 empty] | 12 | 2010 | N | bar: NG BLQ to Y N
4558 | Cutrale Citrus Juices USA Inc | 10188 | Cutrale Citrus Juices USA II | FL | POLK | GEN1 | CT | RE | 3.5 | 3 | 3.7 |  | 12 | 1987 | [9 empty] | S |  | Y | Industrial CHP | 7 | T | N | N | [15 empty] | 12 | 2010 | N | bar: NG BLQ to Y N
4558 | Cutrale Citrus Juices USA Inc | 10188 | Cutrale Citrus Juices USA II | FL | POLK | GEN2 | CT | RE | 3.5 | 3 | 3.7 |  | 12 | 1987 | [9 empty] | S |  | Y | Industrial CHP | 7 | T | N | N | [15 empty] | 12 | 2010 | N | bar: NG BLQ to Y N
4579 | Coram Energy, LLC | 54297 | Coram Energy LLC | CA | Kern | SX15 | WT | RE | 1 | 1 | 1 |  | 12 | 1984 | NG BLQ: WND; N Y: N; Y N: Y |  | S | 27 | N | IPP Non-CHP | 2 |  | N | [16 empty] | 12 | 2004 | N
4579 | Coram Energy, LLC | 54298 | Coram Energy LLC (ECT) | CA | Kern | SX1S | WT | RE | 3.3 | 3.3 | 3.3 |  | 12 | 1985 | NG BLQ: WND; N Y: N; Y N: Y |  | W | 100 | N | IPP Non-CHP | 2 |  | N | [16 empty] | 12 | 2005 | N
4579 | Coram Energy, LLC | 54299 | Coram Energy LLC | CA | Kern | SX15 | WT | RE | 1.4 | 1.4 | 1.4 |  | 12 | 1985 | NG BLQ: WND; N Y: N; Y N: Y |  | W | 47 | N | IPP Non-CHP | 2 |  | N | [16 empty] | 12 | 2005 | N
4716 | Dairyland Power Coop | 4140 | Alma | WI | Buffalo | 1 | ST | RE | 15 | 18.9 | 20.6 |  | 9 | 1947 | NG BLQ: BIT; NG NG: SUB; N Y: N; Y N: Y |  | S |  | N | Electric Utility | 1 |  | N | [16 empty] | 3 | 2012 | N | Y |  | Y |  |  |  | DFO
4716 | Dairyland Power Coop | 4140 | Alma | WI | Buffalo | 2 | ST | RE | 15 | 18 | 19.7 |  | 10 | 1947 | NG BLQ: BIT; NG NG: SUB; N Y: N; Y N: Y |  | S |  | N | Electric Utility | 1 |  | N | [16 empty] | 3 | 2012 | N | Y |  | Y |  |  |  | DFO
4716 | Dairyland Power Coop | 4140 | Alma | WI | Buffalo | 3 | ST | RE | 15 | 18.9 | 20.6 |  | 7 | 1951 | NG BLQ: BIT; NG NG: SUB; N Y: N; Y N: Y |  | S |  | N | Electric Utility | 1 |  | N | [16 empty] | 3 | 2012 | N | Y |  | Y |  |  |  | DFO
4716 | Dairyland Power Coop | 56149 | Seven Mile Creek LFG | WI | Eau Claire | 5 | IC | IP | 0.8 | 0.7 | 0.7 |  |  |  | NG BLQ: LFG; N Y: N; Y N: Y |  | S |  | N | Electric Utility | 1 | [20 empty] | N
4716 | Dairyland Power Coop | 56366 | Lake Area Landfill Gas Recovery | WI | WASHBURN | 1 | IC | IP | 1 | 1 | 1 |  |  |  | NG BLQ: LFG; N Y: N; Y N: Y |  | S |  | N | Electric Utility | 1
4716 | Dairyland Power Coop | 56366 | Lake Area Landfill Gas Recovery | WI | WASHBURN | 2 | IC | IP | 1 | 1 | 1 |  |  |  | NG BLQ: LFG; N Y: N; Y N: Y |  | S |  | N | Electric Utility | 1
4716 | Dairyland Power Coop | 56366 | Lake Area Landfill Gas Recovery | WI | WASHBURN | 3 | IC | IP | 1 | 1 | 1 |  |  |  | NG BLQ: LFG; N Y: N; Y N: Y |  | S |  | N | Electric Utility | 1
4716 | Dairyland Power Coop | 56366 | Lake Area Landfill Gas Recovery | WI | WASHBURN | 4 | IC | IP | 0.8 | 0.7 | 0.7 |  |  |  | NG BLQ: LFG; N Y: N; Y N: Y |  | S |  | N | Electric Utility | 1
4919 | City of Dayton - (IA) | 1135 | Dayton | IA | WEBSTER | 1 | IC | RE | 0.6 | 0.6 | 0.6 |  | 5 | 1959 | NG BLQ: DFO; NG NG: NG |  | S |  | N | Electric Utility | 1 |  | N | [16 empty] | 7 | 2001
4919 | City of Dayton - (IA) | 1135 | Dayton | IA | WEBSTER | 4 | IC | RE | 0.1 | 0.1 | 0.1 |  | 7 | 1939 | NG BLQ: DFO |  | S |  | N | Electric Utility | 1 |  | N | [16 empty] | 6 | 2002
4959 | Aniak Light & Power Co Inc | 7182 | Aniak | AK | Bethel | 3 | IC | RE | 0.3 | 0.2 | 0.2 |  | 7 | 1980 | NG BLQ: DFO; N Y: N; Y N: N | N | S |  | N | Electric Utility | 1 |  | N | [16 empty] | 8 | 2005 | N
4959 | Aniak Light & Power Co Inc | 7182 | Aniak | AK | Bethel | 4 | IC | RE | 0.3 | 0.2 | 0.2 |  | 7 | 1980 | NG BLQ: DFO; N Y: N; Y N: N | N | S |  | N | Electric Utility | 1 |  | N | [16 empty] | 8 | 2005 | N
4959 | Aniak Light & Power Co Inc | 7182 | Aniak | AK | Bethel | 5 | IC | RE | 0.3 | 0.3 | 0.3 |  | 5 | 1991 | NG BLQ: DFO; Y N: N |  | S |  | N | Electric Utility | 1 |  | N | [16 empty] | 4 | 1994
5107 | City of Detroit | 1822 | Mistersky | MI | Wayne | 5 | ST | RE | 44 | 44 | 44 |  | 8 | 1950 | NG BLQ: NG; N Y: N; Y N: Y |  | S |  | Y | Electric Utility | 1 | B | N | N | [15 empty] | 4 | 2010
5109 | The DTE Electric Company | 1732 | Marysville | MI | St Clair | 6 | ST | RE | 50 | 33 | 33 |  | 10 | 1930 | NG BLQ: BIT; N Y: N; Y N: N | N | S |  | N | Electric Utility | 1 |  | N | [16 empty] | 5 | 1995 |  | Y
5109 | The DTE Electric Company | 1732 | Marysville | MI | St Clair | 7 | ST | RE | 75 | 83 | 83 |  | 4 | 1943 | NG BLQ: BIT; N Y: N; Y N: Y | Y | S |  | N | Electric Utility | 1 |  | N | [16 empty] | 12 | 2011 | N | Y |  | Y | N |  |  | NG
5109 | The DTE Electric Company | 1732 | Marysville | MI | St Clair | 8 | ST | RE | 75 | 83 | 83 |  | 2 | 1947 | NG BLQ: BIT; N Y: N; Y N: Y | Y | S |  | N | Electric Utility | 1 |  | N | [16 empty] | 12 | 2011 | N | Y |  | Y | N |  |  | NG
5109 | The DTE Electric Company | 1743 | St Clair | MI | St Clair | 5 | ST | RE | 357.7 | 250 | 250 |  | 4 | 1959 | NG BLQ: RFO; N Y: N; Y N: Y | Y | S |  | N | Electric Utility | 1 |  | N | [16 empty] | 1 | 1980 | N
5277 | American Sugar Refining, Inc. | 54795 | Domino Sugar Baltimore | MD | Baltimore City | GEN3 | ST | RE | 2.5 | 2.5 | 2.5 |  | 6 | 1959 | NG BLQ: NG; NG NG: RFO |  | S |  | Y | Industrial CHP | 7 |  | N | [16 empty] | 9 | 2000
5302 | DPL Energy LLC | 55227 | Hardinsburg Electric Generating Station | KY | Dreckerridge | GT1 | GT | IP | 59 | 45 | 59 |  |  |  | NG BLQ: NG; NG NG: DFO; N Y: N |  | S |  | N | IPP Non-CHP | 2 |  | N | [18 empty] | N
5302 | DPL Energy LLC | 55227 | Hardinsburg Electric Generating Station | KY | Dreckerridge | GT2 | GT | IP | 59 | 45 | 59 |  |  |  | NG BLQ: NG; NG NG: DFO; N Y: N |  | S |  | N | IPP Non-CHP | 2 |  | N | [18 empty] | N
5302 | DPL Energy LLC | 55227 | Hardinsburg Electric Generating Station | KY | Dreckerridge | GT3 | GT | IP | 59 | 45 | 59 |  |  |  | NG BLQ: NG; NG NG: DFO; N Y: N |  | S |  | N | IPP Non-CHP | 2 |  | N | [18 empty] | N
5302 | DPL Energy LLC | 55227 | Hardinsburg Electric Generating Station | KY | Dreckerridge | GT4 | GT | IP | 59 | 45 | 59 |  |  |  | NG BLQ: NG; NG NG: DFO; N Y: N |  | S |  | N | IPP Non-CHP | 2 |  | N | [18 empty] | N
5302 | DPL Energy LLC | 55227 | Hardinsburg Electric Generating Station | KY | Dreckerridge | GT5 | GT | IP | 59 | 45 | 59 |  |  |  | NG BLQ: NG; NG NG: DFO; N Y: N |  | S |  | N | IPP Non-CHP | 2 |  | N | [18 empty] | N
5302 | DPL Energy LLC | 55227 | Hardinsburg Electric Generating Station | KY | Dreckerridge | GT6 | GT | IP | 59 | 45 | 59 |  |  |  | NG BLQ: NG; NG NG: DFO; N Y: N |  | S |  | N | IPP Non-CHP | 2 |  | N | [18 empty] | N
5302 | DPL Energy LLC | 55227 | Hardinsburg Electric Generating Station | KY | Dreckerridge | GT7 | GT | IP | 59 | 45 | 59 |  |  |  | NG BLQ: NG; NG NG: DFO; N Y: N |  | S |  | N | IPP Non-CHP | 2 |  | N | [18 empty] | N
5302 | DPL Energy LLC | 55227 | Hardinsburg Electric Generating Station | KY | Dreckerridge | GT8 | GT | IP | 59 | 45 | 59 |  |  |  | NG BLQ: NG; NG NG: DFO; N Y: N |  | S |  | N | IPP Non-CHP | 2 |  | N | [18 empty] | N
5302 | DPL Energy LLC | 55229 | Montpelier Electric Generating Station | IN | Wells | GT5 | GT | IP | 59 | 45 | 59 |  |  |  | NG BLQ: NG; NG NG: DFO; N Y: N |  | S |  | N | IPP Non-CHP | 2 |  | N | [18 empty] | N
5302 | DPL Energy LLC | 55229 | Montpelier Electric Generating Station | IN | Wells | GT6 | GT | IP | 59 | 45 | 59 |  |  |  | NG BLQ: NG; NG NG: DFO; N Y: N |  | S |  | N | IPP Non-CHP | 2 |  | N | [18 empty] | N
5302 | DPL Energy LLC | 55229 | Montpelier Electric Generating Station | IN | Wells | GT7 | GT | IP | 59 | 45 | 59 |  |  |  | NG BLQ: NG; NG NG: DFO; N Y: N |  | S |  | N | IPP Non-CHP | 2 |  | N | [18 empty] | N
5302 | DPL Energy LLC | 55229 | Montpelier Electric Generating Station | IN | Wells | GT8 | GT | IP | 59 | 45 | 59 |  |  |  | NG BLQ: NG; NG NG: DFO; N Y: N |  | S |  | N | IPP Non-CHP | 2 |  | N | [18 empty] | N
5302 | DPL Energy LLC | 55384 | Harrod Electric Generating Station | OH | Allen | GT1 | GT | IP | 94 | 76 | 94 |  |  |  | NG BLQ: NG; NG NG: DFO; N Y: N |  | S |  | N | IPP Non-CHP | 2 |  | N | [18 empty] | N
5302 | DPL Energy LLC | 55384 | Harrod Electric Generating Station | OH | Allen | GT2 | GT | IP | 94 | 76 | 94 |  |  |  | NG BLQ: NG; NG NG: DFO; N Y: N |  | S |  | N | IPP Non-CHP | 2 |  | N | [18 empty] | N
5302 | DPL Energy LLC | 55384 | Harrod Electric Generating Station | OH | Allen | GT3 | GT | IP | 94 | 76 | 94 |  |  |  | NG BLQ: NG; NG NG: DFO; N Y: N |  | S |  | N | IPP Non-CHP | 2 |  | N | [18 empty] | N
5302 | DPL Energy LLC | 55384 | Harrod Electric Generating Station | OH | Allen | GT4 | GT | IP | 94 | 76 | 94 |  |  |  | NG BLQ: NG; NG NG: DFO; N Y: N |  | S |  | N | IPP Non-CHP | 2 |  | N | [18 empty] | N
5302 | DPL Energy LLC | 55384 | Harrod Electric Generating Station | OH | Allen | GT5 | GT | IP | 94 | 76 | 94 |  |  |  | NG BLQ: NG; NG NG: DFO; N Y: N |  | S |  | N | IPP Non-CHP | 2 |  | N | [18 empty] | N
5302 | DPL Energy LLC | 55384 | Harrod Electric Generating Station | OH | Allen | GT6 | GT | IP | 94 | 76 | 94 |  |  |  | NG BLQ: NG; NG NG: DFO; N Y: N |  | S |  | N | IPP Non-CHP | 2 |  | N | [18 empty] | N
5302 | DPL Energy LLC | 55385 | Fairmount Electric Generating | IN | Grant | GT1 | GT | IP | 58.9 | 58.9 | 58.9 |  |  |  | NG BLQ: NG; NG NG: DFO; N Y: N |  | S |  | N | IPP Non-CHP | 2 |  | N | [18 empty] | N
5302 | DPL Energy LLC | 55385 | Fairmount Electric Generating | IN | Grant | GT2 | GT | IP | 58.9 | 58.9 | 58.9 |  |  |  | NG BLQ: NG; NG NG: DFO; N Y: N |  | S |  | N | IPP Non-CHP | 2 |  | N | [18 empty] | N
5302 | DPL Energy LLC | 55385 | Fairmount Electric Generating | IN | Grant | GT3 | GT | IP | 58.9 | 58.9 | 58.9 |  |  |  | NG BLQ: NG; NG NG: DFO; N Y: N |  | S |  | N | IPP Non-CHP | 2 |  | N | [18 empty] | N
5302 | DPL Energy LLC | 55385 | Fairmount Electric Generating | IN | Grant | GT4 | GT | IP | 58.9 | 58.9 | 58.9 |  |  |  | NG BLQ: NG; NG NG: DFO; N Y: N |  | S |  | N | IPP Non-CHP | 2 |  | N | [18 empty] | N
5302 | DPL Energy LLC | 55385 | Fairmount Electric Generating | IN | Grant | GT5 | GT | IP | 58.9 | 58.9 | 58.9 |  |  |  | NG BLQ: NG; NG NG: DFO; N Y: N |  | S |  | N | IPP Non-CHP | 2 |  | N | [18 empty] | N
5302 | DPL Energy LLC | 55385 | Fairmount Electric Generating | IN | Grant | GT6 | GT | IP | 58.9 | 58.9 | 58.9 |  |  |  | NG BLQ: NG; NG NG: DFO; N Y: N |  | S |  | N | IPP Non-CHP | 2 |  | N | [18 empty] | N
5302 | DPL Energy LLC | 55385 | Fairmount Electric Generating | IN | Grant | GT7 | GT | IP | 58.9 | 58.9 | 58.9 |  |  |  | NG BLQ: NG; NG NG: DFO; N Y: N |  | S |  | N | IPP Non-CHP | 2 |  | N | [18 empty] | N
5302 | DPL Energy LLC | 55385 | Fairmount Electric Generating | IN | Grant | GT8 | GT | IP | 58.9 | 58.9 | 58.9 |  |  |  | NG BLQ: NG; NG NG: DFO; N Y: N |  | S |  | N | IPP Non-CHP | 2 |  | N | [18 empty] | N
5336 | City of Dover - (OH) | 2914 | Dover | OH | Tuscarawas | 2 | ST | RE | 4 | 4 | 4 |  | 1 | 1944 | NG BLQ: BIT; N Y: N; Y N: Y | Y | S |  | N | Electric Utility | 1 |  | N | [16 empty] | 6 | 2007 | N |  |  | N
5338 | Dow Chemical Co | 52120 | Dow Chemical Texas Operation | TX | Brazoria | G-31 | CA | RE | 50 | 50 | 50 |  | 11 | 1952 | NG BLQ: NG; N Y: N; Y N: Y |  | S |  | Y | Industrial CHP | 7 |  | N | [16 empty] | 1 | 2003
5338 | Dow Chemical Co | 52120 | Dow Chemical Texas Operation | TX | Brazoria | G-32 | CA | RE | 50 | 50 | 50 |  | 12 | 1952 | NG BLQ: NG; N Y: N; Y N: Y |  | S |  | Y | Industrial CHP | 7 |  | N | [16 empty] | 1 | 1995
5338 | Dow Chemical Co | 52120 | Dow Chemical Texas Operation | TX | Brazoria | G-33 | CA | RE | 49 | 49 | 47 |  | 12 | 1953 | NG BLQ: NG; N Y: N; Y N: Y |  | S |  | Y | Industrial CHP | 7 |  | N | [16 empty] | 1 | 2007
5338 | Dow Chemical Co | 52120 | Dow Chemical Texas Operation | TX | Brazoria | G-35 | CT | RE | 119 | 95.6 | 106.5 |  | 2 | 1983 | NG BLQ: NG; N Y: N; Y N: Y |  | S |  | Y | Industrial CHP | 7 | T | N | [16 empty] | 11 | 2009 | N
5338 | Dow Chemical Co | 52120 | Dow Chemical Texas Operation | TX | Brazoria | G-36 | CT | RE | 119 | 99 | 111 |  | 2 | 1983 | NG BLQ: NG; N Y: N; Y N: Y |  | S |  | Y | Industrial CHP | 7 | T | N | [16 empty] | 10 | 2009 | N
5338 | Dow Chemical Co | 52120 | Dow Chemical Texas Operation | TX | Brazoria | G-41 | CA | RE | 50 | 50 | 50 |  | 5 | 1958 | NG BLQ: NG; N Y: N; Y N: Y |  | S |  | Y | Industrial CHP | 7 |  | N | [16 empty] | 6 | 2000
5338 | Dow Chemical Co | 52120 | Dow Chemical Texas Operation | TX | Brazoria | G-42 | CA | RE | 50 | 46 | 44 |  | 3 | 1959 | NG BLQ: NG; N Y: N; Y N: Y |  | S |  | Y | Industrial CHP | 7 |  | N | [16 empty] | 2 | 2003
5338 | Dow Chemical Co | 52120 | Dow Chemical Texas Operation | TX | Brazoria | G-45 | CT | RE | 119 | 92 | 107 |  | 10 | 1983 | NG BLQ: NG; N Y: N; Y N: Y |  | S |  | Y | Industrial CHP | 7 |  | N | [16 empty] | 11 | 2003
5338 | Dow Chemical Co | 52120 | Dow Chemical Texas Operation | TX | Brazoria | G-62 | CT | RE | 94.5 | 68.3 | 76.1 |  | 9 | 1982 | NG BLQ: NG; N Y: N; Y N: Y |  | S |  | Y | Industrial CHP | 7 | T | N | [16 empty] | 8 | 2011 | N
5338 | Dow Chemical Co | 56152 | Freeport Energy Center | TX | Brazoria | CTG2 | CT | IP | 180 | 180 | 180 | [12 empty] | W |  | N | Industrial CHP | 7 |  | N | [18 empty] | N | bar: NG BLQ to Y N
5347 | Dow Chemical Co | 52005 | Plaquemine Operations | LA | Adjuntas | GEN1 | CS | RE | 53 | 49 | 51 |  | 12 | 1969 | [9 empty] | S |  | Y | Industrial CHP | 7 |  | N | [16 empty] | 11 | 2002 | bar: NG BLQ to Y N
5347 | Dow Chemical Co | 52005 | Plaquemine Operations | LA | Adjuntas | GEN2 | CS | RE | 53 | 49 | 51 |  | 12 | 1969 | [9 empty] | S |  | Y | Industrial CHP | 7 |  | N | [16 empty] | 11 | 2002 | bar: NG BLQ to Y N
5347 | Dow Chemical Co | 52006 | LaO Energy Systems | LA | Iberville | GEN8 | CT | RE | 125 | 95 | 114 |  | 5 | 1983 | NG BLQ: NG; NG NG: OG; N Y: Y; Y N: Y |  | S |  | Y | Industrial CHP | 7 | T | N | [16 empty] | 6 | 2011 | N
5416 | Duke Energy Carolinas, LLC | 2720 | Buck | NC | Rowan | 3 | ST | RE | 80 | 75 | 76 |  | 7 | 1941 | NG BLQ: BIT; N Y: N; Y N: Y |  | S |  | N | Electric Utility | 1 |  | N | [13 empty] | N |  |  | 5 | 2011 | N | Y | [5 empty] | DFO
5416 | Duke Energy Carolinas, LLC | 2720 | Buck | NC | Rowan | 4 | ST | RE | 40 | 38 | 39 |  | 9 | 1942 | NG BLQ: BIT; N Y: N; Y N: Y |  | S |  | N | Electric Utility | 1 |  | N | [13 empty] | N |  |  | 5 | 2011 | N | Y | [5 empty] | DFO
5416 | Duke Energy Carolinas, LLC | 2720 | Buck | NC | Rowan | 7 | GT | RE | 34.8 | 25 | 30 |  | 7 | 1970 | NG BLQ: NG; NG NG: DFO; N Y: Y; Y N: Y |  | S |  | N | Electric Utility | 1 |  | N | [16 empty] | 10 | 2012 | N | N
5416 | Duke Energy Carolinas, LLC | 2720 | Buck | NC | Rowan | 8 | GT | RE | 34.8 | 25 | 30 |  | 7 | 1970 | NG BLQ: NG; NG NG: DFO; N Y: Y; Y N: Y |  | S |  | N | Electric Utility | 1 |  | N | [16 empty] | 10 | 2012 | N
5416 | Duke Energy Carolinas, LLC | 2720 | Buck | NC | Rowan | 9 | GT | RE | 34.8 | 12 | 15 |  | 7 | 1970 | NG BLQ: NG; NG NG: DFO; N Y: Y; Y N: Y |  | S |  | N | Electric Utility | 1 |  | N | [16 empty] | 10 | 2012 | N
5416 | Duke Energy Carolinas, LLC | 2721 | Cliffside | NC | Cleveland | 1 | ST | RE | 40 | 38 | 39 |  | 7 | 1940 | NG BLQ: BIT; N Y: N; Y N: Y |  | S |  | N | Electric Utility | 1 |  | N | [13 empty] | N |  |  | 10 | 2011 | N | Y | [5 empty] | DFO
5416 | Duke Energy Carolinas, LLC | 2721 | Cliffside | NC | Cleveland | 2 | ST | RE | 40 | 38 | 39 |  | 8 | 1940 | NG BLQ: BIT; N Y: N; Y N: Y |  | S |  | N | Electric Utility | 1 |  | N | [13 empty] | N |  |  | 10 | 2011 | N | Y | [5 empty] | DFO
5416 | Duke Energy Carolinas, LLC | 2721 | Cliffside | NC | Cleveland | 3 | ST | RE | 65 | 61 | 62 |  | 5 | 1948 | NG BLQ: BIT; N Y: N; Y N: Y |  | S |  | N | Electric Utility | 1 |  | N | [13 empty] | N |  |  | 10 | 2011 | N | Y | [5 empty] | DFO
5416 | Duke Energy Carolinas, LLC | 2721 | Cliffside | NC | Cleveland | 4 | ST | RE | 65 | 61 | 62 |  | 10 | 1948 | NG BLQ: BIT; N Y: N; Y N: Y |  | S |  | N | Electric Utility | 1 |  | N | [13 empty] | N |  |  | 10 | 2011 | N | Y | [5 empty] | DFO
5416 | Duke Energy Carolinas, LLC | 2721 | Cliffside | NC | Cleveland | 7 | ST | IP | 800 | 800 | 800 |  |  |  | NG BLQ: BIT; N Y: N; Y N: Y |  | S |  | N | Electric Utility | 1 | [20 empty] | N
5416 | Duke Energy Carolinas, LLC | 2723 | Dan River | NC | Rockingham | 1 | ST | RE | 70 | 67 | 69 |  | 12 | 1949 | NG BLQ: BIT; N Y: N; Y N: Y |  | S |  | N | Electric Utility | 1 |  | N | [16 empty] | 4 | 2012 | N | Y | [5 empty] | DFO
5416 | Duke Energy Carolinas, LLC | 2723 | Dan River | NC | Rockingham | 2 | ST | RE | 70 | 67 | 69 |  | 3 | 1950 | NG BLQ: BIT; N Y: N; Y N: Y |  | S |  | N | Electric Utility | 1 |  | N | [16 empty] | 4 | 2012 | N | Y | [5 empty] | DFO
5416 | Duke Energy Carolinas, LLC | 2723 | Dan River | NC | Rockingham | 3 | ST | RE | 150 | 142 | 145 |  | 8 | 1955 | NG BLQ: BIT; N Y: N; Y N: Y |  | S |  | N | Electric Utility | 1 |  | N | [16 empty] | 4 | 2012 | N | Y | [5 empty] | DFO
5416 | Duke Energy Carolinas, LLC | 2723 | Dan River | NC | Rockingham | 4 | GT | RE | 35.2 | 24 | 31 |  | 5 | 1968 | NG BLQ: NG; NG NG: DFO; N Y: Y; Y N: Y |  | S |  | N | Electric Utility | 1 |  | N | [16 empty] | 10 | 2012 | N
5416 | Duke Energy Carolinas, LLC | 2723 | Dan River | NC | Rockingham | 5 | GT | RE | 35.2 | 24 | 31 |  | 5 | 1968 | NG BLQ: NG; NG NG: DFO; N Y: Y; Y N: Y |  | S |  | N | Electric Utility | 1 |  | N | [16 empty] | 10 | 2012 | N
5416 | Duke Energy Carolinas, LLC | 2723 | Dan River | NC | Rockingham | 6 | GT | RE | 27.4 | 24 | 31 |  | 7 | 1969 | NG BLQ: NG; NG NG: DFO; N Y: Y; Y N: Y |  | S |  | N | Electric Utility | 1 |  | N | [16 empty] | 10 | 2012 | N
5416 | Duke Energy Carolinas, LLC | 2732 | Riverbend | NC | Gaston | 10 | GT | RE | 33.8 | 22 | 30 |  | 7 | 1969 | NG BLQ: NG; NG NG: DFO; N Y: Y; Y N: Y |  | S |  | N | Electric Utility | 1 |  | N | [16 empty] | 10 | 2012 | N
5416 | Duke Energy Carolinas, LLC | 2732 | Riverbend | NC | Gaston | 11 | GT | RE | 33.8 | 20 | 30 |  | 7 | 1969 | NG BLQ: NG; NG NG: DFO; N Y: Y; Y N: Y |  | S |  | N | Electric Utility | 1 |  | N | [16 empty] | 10 | 2012 | N
5416 | Duke Energy Carolinas, LLC | 2732 | Riverbend | NC | Gaston | 8 | GT | RE | 33.8 | 20 | 20 |  | 7 | 1969 | NG BLQ: NG; NG NG: DFO; N Y: Y; Y N: Y |  | S |  | N | Electric Utility | 1 |  | N | [16 empty] | 10 | 2012 | N
5416 | Duke Energy Carolinas, LLC | 2732 | Riverbend | NC | Gaston | 9 | GT | RE | 33.8 | 22 | 30 |  | 7 | 1969 | NG BLQ: NG; NG NG: DFO; N Y: Y; Y N: Y |  | S |  | N | Electric Utility | 1 |  | N | [16 empty] | 10 | 2012 | N
5416 | Duke Energy Carolinas, LLC | 3264 | W S Lee | SC | Anderson | 4 | GT | RE | 35.1 | 30 | 30 |  | 4 | 1978 | NG BLQ: NG; NG NG: DFO; N Y: Y; Y N: Y |  | S |  | N | Electric Utility | 1 |  | N | [16 empty] | 1 | 2007 | N
5416 | Duke Energy Carolinas, LLC | 3264 | W S Lee | SC | Anderson | 5 | GT | RE | 35.1 | 30 | 30 |  | 2 | 1968 | NG BLQ: NG; NG NG: DFO; N Y: Y; Y N: Y |  | S |  | N | Electric Utility | 1 |  | N | [16 empty] | 1 | 2007 | N
5416 | Duke Energy Carolinas, LLC | 3264 | W S Lee | SC | Anderson | 6 | GT | RE | 35.1 | 30 | 30 |  | 4 | 1968 | NG BLQ: NG; NG NG: DFO; N Y: Y; Y N: Y |  | S |  | N | Electric Utility | 1 |  | N | [16 empty] | 1 | 2007 | N
5416 | Duke Energy Carolinas, LLC | 58212 | Buzzard Roost GT | SC | Greenwood | 10 | GT | RE | 17.8 | 16 | 16 |  | 6 | 1971 | NG BLQ: NG; NG NG: DFO; N Y: Y; Y N: Y |  | W |  | N | Electric Utility | 1 |  | N | [16 empty] | 10 | 2012 | N
5416 | Duke Energy Carolinas, LLC | 58212 | Buzzard Roost GT | SC | Greenwood | 11 | GT | RE | 17.8 | 16 | 16 |  | 6 | 1971 | NG BLQ: NG; NG NG: DFO; N Y: Y; Y N: Y |  | W |  | N | Electric Utility | 1 |  | N | [16 empty] | 10 | 2012 | N
5416 | Duke Energy Carolinas, LLC | 58212 | Buzzard Roost GT | SC | Greenwood | 12 | GT | RE | 17.8 | 16 | 16 |  | 6 | 1971 | NG BLQ: NG; NG NG: DFO; N Y: Y; Y N: Y |  | W |  | N | Electric Utility | 1 |  | N | [16 empty] | 10 | 2012 | N
5416 | Duke Energy Carolinas, LLC | 58212 | Buzzard Roost GT | SC | Greenwood | 13 | GT | RE | 17.8 | 16 | 16 |  | 6 | 1971 | NG BLQ: NG; NG NG: DFO; N Y: Y; Y N: Y |  | W |  | N | Electric Utility | 1 |  | N | [16 empty] | 10 | 2012 | N
5416 | Duke Energy Carolinas, LLC | 58212 | Buzzard Roost GT | SC | Greenwood | 14 | GT | RE | 17.8 | 16 | 16 |  | 6 | 1971 | NG BLQ: NG; NG NG: DFO; N Y: Y; Y N: Y |  | W |  | N | Electric Utility | 1 |  | N | [16 empty] | 10 | 2012 | N
5416 | Duke Energy Carolinas, LLC | 58212 | Buzzard Roost GT | SC | Greenwood | 15 | GT | RE | 17.8 | 16 | 16 |  | 7 | 1971 | NG BLQ: NG; NG NG: DFO; N Y: Y; Y N: Y |  | W |  | N | Electric Utility | 1 |  | N | [16 empty] | 10 | 2012 | N
5416 | Duke Energy Carolinas, LLC | 58212 | Buzzard Roost GT | SC | Greenwood | 6 | GT | RE | 22.7 | 20 | 20 |  | 4 | 1971 | NG BLQ: NG; NG NG: DFO; N Y: Y; Y N: Y |  | W |  | N | Electric Utility | 1 |  | N | [16 empty] | 10 | 2012 | N
5416 | Duke Energy Carolinas, LLC | 58212 | Buzzard Roost GT | SC | Greenwood | 7 | GT | RE | 22.7 | 20 | 20 |  | 5 | 1971 | NG BLQ: NG; NG NG: DFO; N Y: Y; Y N: Y |  | W |  | N | Electric Utility | 1 |  | N | [16 empty] | 10 | 2012 | N
5416 | Duke Energy Carolinas, LLC | 58212 | Buzzard Roost GT | SC | Greenwood | 8 | GT | RE | 22.7 | 20 | 20 |  | 8 | 1971 | NG BLQ: NG; NG NG: DFO; N Y: Y; Y N: Y |  | W |  | N | Electric Utility | 1 |  | N | [16 empty] | 10 | 2012 | N
5416 | Duke Energy Carolinas, LLC | 58212 | Buzzard Roost GT | SC | Greenwood | 9 | GT | RE | 22.7 | 20 | 20 |  | 9 | 1971 | NG BLQ: NG; NG NG: DFO; N Y: Y; Y N: Y |  | W |  | N | Electric Utility | 1 |  | N | [16 empty] | 10 | 2012 | N
5517 | Dynegy Midwest Generation Inc | 891 | Havana | IL | Mason | 1 | ST | RE | 46 | 45.6 | 44.8 |  | 9 | 1947 | NG BLQ: RFO; N Y: N; Y N: Y | N | S |  | N | IPP Non-CHP | 2 |  | N | [16 empty] | 1 | 2012 | N | [6 empty] | DFO
5517 | Dynegy Midwest Generation Inc | 891 | Havana | IL | Mason | 2 | ST | RE | 46 | 45.6 | 44.8 |  | 7 | 1947 | NG BLQ: RFO; N Y: N; Y N: Y | N | S |  | N | IPP Non-CHP | 2 |  | N | [16 empty] | 1 | 2012 | N | [6 empty] | DFO
5517 | Dynegy Midwest Generation Inc | 891 | Havana | IL | Mason | 3 | ST | RE | 46 | 45.6 | 44.8 |  | 11 | 1948 | NG BLQ: RFO; N Y: N; Y N: Y | N | S |  | N | IPP Non-CHP | 2 |  | N | [16 empty] | 1 | 2012 | N | [6 empty] | DFO
5517 | Dynegy Midwest Generation Inc | 891 | Havana | IL | Mason | 4 | ST | RE | 46 | 45.6 | 44.8 |  | 3 | 1950 | NG BLQ: RFO; N Y: N; Y N: Y | N | S |  | N | IPP Non-CHP | 2 |  | N | [16 empty] | 1 | 2012 | N | [6 empty] | DFO
5517 | Dynegy Midwest Generation Inc | 891 | Havana | IL | Mason | 5 | ST | RE | 46 | 45.6 | 44.8 |  | 6 | 1950 | NG BLQ: RFO; N Y: N; Y N: Y | N | S |  | N | IPP Non-CHP | 2 |  | N | [16 empty] | 1 | 2012 | N | [6 empty] | DFO
5517 | Dynegy Midwest Generation Inc | 897 | Vermilion | IL | Vermilion | 2 | ST | RE | 108.8 | 99 | 99 |  | 11 | 1956 | SUB | NG | BIT |  |  |  | Y | Y |  | S |  | N | IPP Non-CHP | 2 |  | N | [16 empty] | 11 | 2011 | N |  |  | Y | N |  |  | NG
5517 | Dynegy Midwest Generation Inc | 897 | Vermilion | IL | Vermilion | 3 | GT | RE | 15 | 10 | 12 |  | 8 | 1967 | NG BLQ: DFO; NG NG: NG; N Y: N; Y N: Y |  | S |  | N | IPP Non-CHP | 2 |  | N | [16 empty] | 11 | 2011 | N
5517 | Dynegy Midwest Generation Inc | 897 | Vermilion | IL | Vermilion | ST1 | ST | RE | 73.5 | 62 | 63 |  | 5 | 1955 | SUB | NG | BIT |  |  |  | Y | Y |  | S |  | N | IPP Non-CHP | 2 |  | N | [16 empty] | 11 | 2011 | N |  |  | Y |  |  |  | NG
5517 | Dynegy Midwest Generation Inc | 898 | Wood River | IL | Madison | 1 | ST | RE | 50 | 38.7 | 39.7 |  | 11 | 1949 | NG BLQ: NG; N Y: N; Y N: Y | Y | S |  | N | IPP Non-CHP | 2 |  | N | [16 empty] | 10 | 2011 | N | [6 empty] | NG
5517 | Dynegy Midwest Generation Inc | 898 | Wood River | IL | Madison | 2 | ST | RE | 50 | 38.7 | 39.7 |  | 11 | 1949 | NG BLQ: NG; N Y: N; Y N: Y | Y | S |  | N | IPP Non-CHP | 2 |  | N | [16 empty] | 10 | 2011 | N | [6 empty] | NG
5517 | Dynegy Midwest Generation Inc | 898 | Wood River | IL | Madison | 3 | ST | RE | 50 | 38.7 | 39.7 |  | 10 | 1950 | NG BLQ: NG; N Y: N; Y N: Y | Y | S |  | N | IPP Non-CHP | 2 |  | N | [16 empty] | 10 | 2011 | N | [6 empty] | NG
5529 | City of Durant - (IA) | 6220 | Durant | IA | Cedar | 4 | IC | RE | 0.5 | 0.5 | 0.5 |  | 88 | 1954 | NG BLQ: DFO; N Y: N; Y N: Y | Y | S |  | N | Electric Utility | 1 |  | N | [16 empty] | 12 | 2009
5529 | City of Durant - (IA) | 6220 | Durant | IA | Cedar | 5 | IC | RE | 0.5 | 0.5 | 0.5 |  | 88 | 1958 | NG BLQ: DFO; N Y: N; Y N: Y | Y | S |  | N | Electric Utility | 1 |  | N | [16 empty] | 12 | 2009
5543 | E I DuPont De Nemours & Co | 10788 | Belle West Virginia Plant | WV | Kanawha | GEN1 | ST | RE | 13.5 | 2 | 7 |  | 1 | 1982 | NG BLQ: NG; N Y: N; Y N: Y | Y | S |  | Y | Industrial CHP | 7 | T | N | [16 empty] | 9 | 2005 | N
5543 | E I DuPont De Nemours & Co | 10789 | Sabine River Works | TX | Orange | GEN2 | CA | RE | 3.1 | 2.5 | 2.5 |  | 1 | 1948 | NG BLQ: NG; N Y: N; Y N: Y |  | S |  | Y | Industrial CHP | 7 |  | N | [16 empty] | 1 | 1996 | N
5543 | E I DuPont De Nemours & Co | 10789 | Sabine River Works | TX | Orange | GEN4 | CA | RE | 6.2 | 5 | 5 |  | 1 | 1948 | NG BLQ: NG; N Y: N; Y N: Y |  | S |  | Y | Industrial CHP | 7 | T | N | [16 empty] | 9 | 2008 | N
5543 | E I DuPont De Nemours & Co | 10792 | Unifi Kinston LLC | NC | Lenoir | GEN1 | ST | RE | 7.5 | 8 | 8 |  | 12 | 1952 | NG BLQ: BIT; N Y: N; Y N: N |  | S |  | Y | Industrial CHP | 7 | T | N | [16 empty] | 7 | 2008 | N |  |  | Y
5543 | E I DuPont De Nemours & Co | 10792 | Unifi Kinston LLC | NC | Lenoir | GEN2 | ST | RE | 7.5 | 8 | 8 |  | 12 | 1952 | NG BLQ: BIT; N Y: N; Y N: N |  | S |  | Y | Industrial CHP | 7 | T | N | [16 empty] | 7 | 2008 | N |  |  | Y
5543 | E I DuPont De Nemours & Co | 10797 | Old Hickory Plant | TN | Davison | G10 | ST | RE | 3 | 2.8 | 3 |  | 1 | 1933 | [9 empty] | S |  | Y | Industrial CHP | 7 | T | N | [16 empty] | 1 | 2002 | N | bar: NG BLQ to Y N
5543 | E I DuPont De Nemours & Co | 10797 | Old Hickory Plant | TN | Davison | IG | ST | RE | 1 | 1 | 1 |  | 1 | 1993 | NG BLQ: NG; NG NG: DFO; N Y: Y; Y N: N |  | S |  | Y | Industrial CHP | 7 | T | N | [16 empty] | 10 | 2010 | N | N |  | N |  |  |  | NG
5580 | East Kentucky Power Coop, Inc | 54 | J K Smith | KY | Clark | GT11 | GT | IP | 98 | 74 | 98 |  |  |  | NG BLQ: NG; N Y: N; Y N: Y |  | S |  | N | Electric Utility | 1 |  | N
5580 | East Kentucky Power Coop, Inc | 54 | J K Smith | KY | Clark | GT12 | GT | IP | 98 | 74 | 98 |  |  |  | NG BLQ: NG; N Y: N; Y N: Y |  | S |  | N | Electric Utility | 1 |  | N
5580 | East Kentucky Power Coop, Inc | 54 | J K Smith | KY | Clark | GT8 | GT | IP | 83 | 74 | 98 |  |  |  | NG BLQ: NG; N Y: N; Y N: Y |  | S |  | N | Electric Utility | 1 |  | N
5580 | East Kentucky Power Coop, Inc | 54 | J K Smith | KY | Clark | ST1 | ST | IP | 329.4 | 278 | 278 |  |  |  | NG BLQ: BIT; N Y: N; Y N: Y |  | S |  | N | Electric Utility | 1 |  | N | [18 empty] | N |  | Y | Y
5624 | RED-Rochester, LLC | 10025 | RED-Rochester, LLC | NY | Monroe | 11TG | ST | RE | 6.3 | 6.3 | 6.3 |  | 11 | 1937 | NG BLQ: BIT; N Y: N; Y N: Y |  | S |  | Y | Industrial CHP | 7 | B | N | N | [15 empty] | 3 | 2007 | N | [5 empty] | Y
5624 | RED-Rochester, LLC | 10025 | RED-Rochester, LLC | NY | Monroe | 12TG | ST | RE | 6.3 | 6.3 | 6.3 |  | 7 | 1941 | NG BLQ: BIT; N Y: N; Y N: N |  | W |  | Y | Industrial CHP | 7 |  | N | [16 empty] | 12 | 2000 | N
5624 | RED-Rochester, LLC | 10025 | RED-Rochester, LLC | NY | Monroe | 13TG | ST | RE | 10.4 | 10.4 | 10.4 |  | 5 | 1948 | NG BLQ: BIT; N Y: N; Y N: Y |  | S |  | Y | Industrial CHP | 7 | B | N | N | [15 empty] | 3 | 2007 | N | [5 empty] | Y
5624 | RED-Rochester, LLC | 10025 | RED-Rochester, LLC | NY | Monroe | 14TG | ST | RE | 10.4 | 10.4 | 10.4 |  | 7 | 1948 | NG BLQ: BIT; N Y: N; Y N: Y |  | S |  | Y | Industrial CHP | 7 | B | N | N | [15 empty] | 3 | 2007 | N | [5 empty] | Y
5624 | RED-Rochester, LLC | 10025 | RED-Rochester, LLC | NY | Monroe | 15TG | ST | RE | 17.5 | 17.5 | 17.5 |  | 10 | 1956 | NG BLQ: BIT; NG NG: RFO; N Y: Y; Y N: Y |  | S |  | Y | Industrial CHP | 7 | B | N | N | [15 empty] | 3 | 2007 | N | [5 empty] | Y
5624 | RED-Rochester, LLC | 10025 | RED-Rochester, LLC | NY | Monroe | 16TG | ST | RE | 25.6 | 25.6 | 25.6 |  | 10 | 1972 | NG BLQ: RFO; N Y: N; Y N: Y |  | S |  | Y | Industrial CHP | 7 | B | N | N | [15 empty] | 3 | 2007 | N | [5 empty] | N
5701 | El Paso Electric Co | 7732 | Turbine | TX | El Paso | 1 | GT | IP | 121 | 121 | 121 |  |  |  | NG BLQ: NG; NG NG: DFO |  | S |  | N | Electric Utility | 1 |  | N | [18 empty] | N
5901 | Encina Joint Powers Authority | 10026 | Encina Water Pollution Control | CA | SAN DIEGO | EG1 | IC | RE | 0.5 | 0.5 | 0.5 |  | 1 | 1984 | [9 empty] | S |  | Y | Commercial CHP | 5 | T | N | [16 empty] | 2 | 2008 | N | bar: NG BLQ to Y N
5901 | Encina Joint Powers Authority | 10026 | Encina Water Pollution Control | CA | SAN DIEGO | EG2 | IC | RE | 0.5 | 0.5 | 0.5 |  | 1 | 1984 | [9 empty] | S |  | Y | Commercial CHP | 5 | T | N | [16 empty] | 5 | 2008 | N | bar: NG BLQ to Y N
5901 | Encina Joint Powers Authority | 10026 | Encina Water Pollution Control | CA | SAN DIEGO | EG3 | IC | RE | 0.5 | 0.5 | 0.5 |  | 1 | 1984 | NG BLQ: OBG; NG NG: NG; N Y: Y; Y N: N |  | S |  | Y | Commercial CHP | 5 | T | N | [16 empty] | 5 | 2008 | N
5914 | Erie Boulevard Hydropower LP | 2576 | Higley | NY | St Lawrence | 1 | HY | RE | 2 | 2 | 2 |  | 1 | 1913 | NG BLQ: WAT; N Y: N; Y N: Y |  | W |  | N | IPP Non-CHP | 2 |  | N | [16 empty] | 9 | 2003
5914 | Erie Boulevard Hydropower LP | 2576 | Higley | NY | St Lawrence | 2 | HY | RE | 2 | 2 | 2 |  | 1 | 1913 | NG BLQ: WAT; N Y: N; Y N: Y |  | W |  | N | IPP Non-CHP | 2 |  | N | [16 empty] | 9 | 2003
5914 | Erie Boulevard Hydropower LP | 2576 | Higley | NY | St Lawrence | 3 | HY | RE | 2 | 2 | 2 |  | 1 | 1937 | NG BLQ: WAT; N Y: N; Y N: Y |  | W |  | N | IPP Non-CHP | 2 |  | N | [16 empty] | 9 | 2003
5914 | Erie Boulevard Hydropower LP | 2596 | Oswego Falls West | NY | Oswego | 3 | HY | RE | 1 | 1 | 0.9 |  | 1 | 1914 | NG BLQ: WAT; N Y: N; Y N: Y |  | S |  | N | IPP Non-CHP | 2 |  | N | [16 empty] | 9 | 2005
5957 | City of Erie (KS) | 1276 | Erie | KS | Neosho | 1 | IC | RE | 0.7 | 0.6 | 0.6 |  | 11 | 1953 | NG BLQ: DFO; Y N: N |  | S |  | N | Electric Utility | 1 |  | N | [16 empty] | 2 | 1996
5957 | City of Erie (KS) | 1276 | Erie | KS | Neosho | 2 | IC | RE | 0.7 | 0.6 | 0.6 |  | 11 | 1958 | NG BLQ: DFO; N Y: N; Y N: N |  | S |  | N | Electric Utility | 1 |  | N | [16 empty] | 11 | 2000
5957 | City of Erie (KS) | 1276 | Erie | KS | Neosho | 4 | IC | RE | 1 | 0.9 | 0.9 |  | 4 | 1964 | NG BLQ: DFO; N Y: N; Y N: Y |  | S |  | N | Electric Utility | 1 |  | N | [16 empty] | 10 | 2004
5957 | City of Erie (KS) | 1276 | Erie | KS | Neosho | 5 | IC | RE | 1.5 | 1.4 | 1.4 |  | 3 | 1992 | NG BLQ: DFO; N Y: N; Y N: Y |  | S |  | N | Electric Utility | 1 |  | N | [16 empty] | 4 | 2006
6035 | Exelon Power | 1585 | Exelon Edgar LLC | MA | Sulfolk | GT1 | GT | RE | 14.2 | 9.2 | 13.6 |  | 6 | 1969 | NG BLQ: DFO |  | S |  | N | IPP Non-CHP | 2 |  | N | [16 empty] | 9 | 2001
6035 | Exelon Power | 1585 | Exelon Edgar LLC | MA | Sulfolk | GT2 | GT | RE | 14.2 | 12 | 14 |  | 6 | 1969 | NG BLQ: DFO |  | S |  | N | IPP Non-CHP | 2 |  | N | [16 empty] | 9 | 2001
6035 | Exelon Power | 1589 | New Boston Generating Station | MA | Suffolk | 1 | ST | RE | 359 | 350 | 354.9 |  | 8 | 1965 | NG BLQ: NG; N Y: N; Y N: Y |  | S |  | N | IPP Non-CHP | 2 | [18 empty] | 9 | 2007
6035 | Exelon Power | 1589 | New Boston Generating Station | MA | Suffolk | 2 | ST | RE | 358.7 | 352 | 351 |  | 7 | 1967 | NG BLQ: NG; N Y: N; Y N: Y |  | S |  | N | IPP Non-CHP | 2 | [18 empty] | 11 | 2002
6035 | Exelon Power | 3159 | Cromby Generating Station | PA | Chester | 1 | ST | RE | 187.5 | 144 | 147 |  | 7 | 1954 | NG BLQ: BIT; NG NG: RFO; N Y: N; Y N: Y |  | S |  | N | IPP Non-CHP | 2 |  | N | [16 empty] | 5 | 2011 | N | Y | [5 empty] | DFO
6035 | Exelon Power | 3159 | Cromby Generating Station | PA | Chester | 2 | ST | RE | 230 | 201 | 211 |  | 9 | 1955 | NG BLQ: RFO; NG NG: NG; N Y: Y; Y N: Y |  | S |  | N | IPP Non-CHP | 2 |  | N | [16 empty] | 12 | 2011 | [7 empty] | NG
6035 | Exelon Power | 3159 | Cromby Generating Station | PA | Chester | ICI | IC | RE | 2.7 | 2.7 | 2.7 |  | 5 | 1967 | NG BLQ: DFO; N Y: N; Y N: Y |  | S |  | N | IPP Non-CHP | 2 |  | N | [16 empty] | 12 | 2011
6035 | Exelon Power | 3160 | Delaware Generating Station | PA | Philadelphia | 1 | IC | RE | 2.7 | 2.7 | 2.7 |  | 5 | 1967 | NG BLQ: DFO; N Y: N; Y N: Y |  | S |  | N | IPP Non-CHP | 2 |  | N | N | [15 empty] | 11 | 2006 | N
6035 | Exelon Power | 3160 | Delaware Generating Station | PA | Philadelphia | 7 | ST | RE | 156.2 | 126 | 128 |  | 8 | 1953 | NG BLQ: RFO; NG NG: DFO; N Y: N; Y N: N |  | S |  | N | IPP Non-CHP | 2 |  | N | [16 empty] | 2 | 2004 | N
6035 | Exelon Power | 3160 | Delaware Generating Station | PA | Philadelphia | 8 | ST | RE | 156.2 | 124 | 128 |  | 4 | 1953 | NG BLQ: RFO; NG NG: DFO; N Y: N; Y N: N |  | S |  | N | IPP Non-CHP | 2 |  | N | [16 empty] | 2 | 2004 | N
6035 | Exelon Power | 3161 | Eddystone Generating Station | PA | Delaware | 1 | ST | RE | 353.6 | 279 | 288 |  | 2 | 1960 | BIT | RFO | DFO | NG |  |  | N | Y |  | S |  | N | IPP Non-CHP | 2 |  | N | [16 empty] | 5 | 2011 | N | Y |  |  | Y |  |  | DFO
6035 | Exelon Power | 3161 | Eddystone Generating Station | PA | Delaware | 2 | ST | RE | 353.6 | 309 | 311 |  | 10 | 1960 | BIT | RFO | DFO | NG |  |  | N | Y |  | S |  | N | IPP Non-CHP | 2 |  | N | [16 empty] | 5 | 2012 | N | Y |  |  | Y |  |  | DFO
6035 | Exelon Power | 3169 | Schuylkill Generating Station | PA | Philadelphia | 1 | ST | RE | 190.4 | 166 | 175 |  | 7 | 1958 | NG BLQ: RFO; NG NG: DFO; N Y: N; Y N: Y |  | S |  | N | IPP Non-CHP | 2 |  | N | [16 empty] | 12 | 2012 | N
6035 | Exelon Power | 3169 | Schuylkill Generating Station | PA | Philadelphia | IC1 | IC | RE | 2.7 | 2.7 | 2.7 |  | 7 | 1967 | NG BLQ: DFO; N Y: N; Y N: Y |  | S |  | N | IPP Non-CHP | 2 |  | N | [16 empty] | 12 | 2012
6035 | Exelon Power | 3453 | Mountain Creek | TX | Dallas | 2 | ST | RE | 31.2 | 24 | 24 |  | 12 | 1945 | NG BLQ: NG; NG NG: RFO; N Y: N; Y N: Y |  | S |  | N | IPP Non-CHP | 2 |  | N | N | [15 empty] | 3 | 2009
6035 | Exelon Power | 3453 | Mountain Creek | TX | Dallas | 3 | ST | RE | 74.9 | 70 | 72 |  | 5 | 1949 | NG BLQ: NG; NG NG: RFO; N Y: N; Y N: Y |  | S |  | N | IPP Non-CHP | 2 |  | N | N | [15 empty] | 3 | 2009
6035 | Exelon Power | 3491 | Handley | TX | Tarrant | 1 | ST | RE | 43.7 | 42 | 43 |  | 4 | 1948 | NG BLQ: NG; N Y: N; Y N: Y |  | S |  | N | IPP Non-CHP | 2 |  | N | N | [15 empty] | 12 | 2009 | N
6035 | Exelon Power | 3491 | Handley | TX | Tarrant | 2 | ST | RE | 74.8 | 75 | 76 |  | 12 | 1950 | NG BLQ: NG; N Y: N; Y N: Y |  | S |  | N | IPP Non-CHP | 2 |  | N | N | [15 empty] | 12 | 2009 | N
6090 | ExxonMobil Oil Corp | 50625 | ExxonMobil Beaumont Refinery | TX | Jefferson | TG7 | ST | RE | 10 | 9.5 | 9.5 |  | 2 | 1957 | NG BLQ: OG; NG NG: NG; N Y: Y; Y N: Y | Y | S |  | Y | Industrial CHP | 7 |  | N | [16 empty] | 8 | 2005 | N
6090 | ExxonMobil Oil Corp | 50625 | ExxonMobil Beaumont Refinery | TX | Jefferson | TG9 | ST | RE | 10 | 9.5 | 9.5 |  | 6 | 1959 | NG BLQ: OG; NG NG: NG; N Y: Y; Y N: Y |  | S |  | Y | Industrial CHP | 7 |  | N | [16 empty] | 8 | 2005 | N
6091 | Exxon Mobil Refining and Supply Co. | 10436 | ExxonMobil Baytown Refinery | TX | HARRIS | GT35 | GT | RE | 14.5 | 12.3 | 14.2 |  | 1 | 1970 | NG BLQ: NG; N Y: N; Y N: Y |  | S |  | Y | Industrial CHP | 7 |  | N | [16 empty] | 5 | 2005
6091 | Exxon Mobil Refining and Supply Co. | 10436 | ExxonMobil Baytown Refinery | TX | HARRIS | GT36 | GT | RE | 15.2 | 12.9 | 14.9 |  | 1 | 1972 | NG BLQ: NG; N Y: N; Y N: Y |  | S |  | Y | Industrial CHP | 7 |  | N | [16 empty] | 5 | 2005
6091 | Exxon Mobil Refining and Supply Co. | 10436 | ExxonMobil Baytown Refinery | TX | HARRIS | GT37 | GT | RE | 17.2 | 14.6 | 16.9 |  | 1 | 1976 | NG BLQ: NG; N Y: N; Y N: Y |  | S |  | Y | Industrial CHP | 7 |  | N | [16 empty] | 5 | 2005
6091 | Exxon Mobil Refining and Supply Co. | 10436 | ExxonMobil Baytown Refinery | TX | HARRIS | ST33 | ST | RE | 7.5 | 7 | 7.1 |  | 1 | 1950 | NG BLQ: NG; N Y: N; Y N: Y |  | S |  | Y | Industrial CHP | 7 |  | N | [16 empty] | 6 | 2003
6138 | City of Fairfax - (MN) | 1972 | Fairfax | MN | Renville | 1 | IC | RE | 0.9 | 0.9 | 0.9 |  | 7 | 1948 | NG BLQ: DFO; N Y: N; Y N: N | N | S |  | N | Electric Utility | 1 |  | N | [16 empty] | 1 | 2004 | N
6138 | City of Fairfax - (MN) | 1972 | Fairfax | MN | Renville | 4 | IC | RE | 0.6 | 0.6 | 0.6 |  | 1 | 1940 | NG BLQ: DFO; N Y: N; Y N: N | N | S |  | N | Electric Utility | 1 |  | N | [16 empty] | 1 | 2004 | N
6152 | City of Fairview | 2978 | Fairview | OK | Major | 1 | IC | RE | 0.1 | 0.1 | 0.1 |  | 8 | 1924 | NG BLQ: DFO; N Y: N; Y N: N |  | S |  | N | Electric Utility | 1 |  | N | [16 empty] | 1 | 2000 | N
6152 | City of Fairview | 2978 | Fairview | OK | Major | 2 | IC | RE | 0.5 | 0.4 | 0.4 |  | 8 | 1926 | NG BLQ: DFO; N Y: N; Y N: N |  | S |  | N | Electric Utility | 1 |  | N | [16 empty] | 1 | 2000 | N
6152 | City of Fairview | 2978 | Fairview | OK | Major | 4 | IC | RE | 0.8 | 0.8 | 0.8 |  | 8 | 1948 | NG BLQ: DFO; N Y: N; Y N: Y |  | S |  | N | Electric Utility | 1 |  | N | [16 empty] | 1 | 2012 | N
6152 | City of Fairview | 2978 | Fairview | OK | Major | 5 | IC | RE | 1 | 1 | 1 |  | 8 | 1954 | NG BLQ: DFO; N Y: N; Y N: Y |  | S |  | N | Electric Utility | 1 |  | N | [16 empty] | 1 | 2012 | N
6204 | City of Farmington - (NM) | 2465 | Animas | NM | San Juan | 3 | ST | RE | 9 | 9 | 9 |  | 9 | 1958 | NG BLQ: NG; N Y: N; Y N: Y |  | S |  | N | Electric Utility | 1 |  | N | [16 empty] | 11 | 2012 | N
6204 | City of Farmington - (NM) | 2465 | Animas | NM | San Juan | ST4 | ST | RE | 16.5 | 16 | 16 |  | 4 | 1960 | NG BLQ: NG; N Y: N; Y N: Y |  | S |  | N | Electric Utility | 1 |  | N | [16 empty] | 11 | 2012 | N
6443 | Florida Keys El Coop Assn, Inc | 696 | Marathon Generating Plant | FL | MONROE | 5 | IC | RE | 3 | 3 | 3 |  | 1 | 1959 | NG BLQ: DFO; N Y: N; Y N: Y |  | S |  | N | Electric Utility | 1 |  |  | N | [15 empty] | 1 | 2007 | N
6452 | Florida Power & Light Co | 609 | Cape Canaveral | FL | Brevard | 1 | ST | RE | 402 | 396 | 398 |  | 4 | 1965 | NG BLQ: RFO; NG NG: NG; N Y: Y; Y N: Y | Y | S |  | N | Electric Utility | 1 |  | N | [16 empty] | 6 | 2010 | N | [6 empty] | NG
6452 | Florida Power & Light Co | 609 | Cape Canaveral | FL | Brevard | 2 | ST | RE | 402 | 396 | 398 |  | 5 | 1969 | NG BLQ: RFO; NG NG: NG; N Y: Y; Y N: Y | Y | S |  | N | Electric Utility | 1 |  | N | [16 empty] | 6 | 2010 | N | [6 empty] | NG
6452 | Florida Power & Light Co | 610 | Cutler | FL | Miami-Dade | 5 | ST | RE | 74.5 | 68 | 69 |  | 11 | 1954 | NG BLQ: NG; N Y: N; Y N: Y |  | S |  | N | Electric Utility | 1 |  | N | [16 empty] | 11 | 2012 | N | [6 empty] | NG
6452 | Florida Power & Light Co | 610 | Cutler | FL | Miami-Dade | 6 | ST | RE | 162 | 137 | 138 |  | 7 | 1955 | NG BLQ: NG; N Y: N; Y N: Y |  | S |  | N | Electric Utility | 1 |  | N | [16 empty] | 11 | 2012 | N | [6 empty] | NG
6452 | Florida Power & Light Co | 617 | Port Everglades | FL | Broward | ST1 | ST | RE | 248 | 213 | 214 |  | 6 | 1960 | NG BLQ: RFO; NG NG: NG; N Y: Y; Y N: Y |  | S |  | N | Electric Utility | 1 |  | N | [16 empty] | 11 | 2012 | N | [6 empty] | NG
6452 | Florida Power & Light Co | 617 | Port Everglades | FL | Broward | ST2 | ST | RE | 248 | 213 | 214 |  | 4 | 1961 | NG BLQ: RFO; NG NG: NG; N Y: Y; Y N: Y |  | S |  | N | Electric Utility | 1 |  | N | [16 empty] | 11 | 2012 | N | [6 empty] | NG
6452 | Florida Power & Light Co | 619 | Riviera | FL | Palm Beach | 3 | ST | RE | 310.4 | 277 | 280 |  | 6 | 1962 | NG BLQ: RFO; NG NG: NG; N Y: Y; Y N: Y | Y | S |  | N | Electric Utility | 1 |  | N | [16 empty] | 2 | 2011 | N | [6 empty] | NG
6452 | Florida Power & Light Co | 619 | Riviera | FL | Palm Beach | 4 | ST | RE | 310.4 | 288 | 291 |  | 3 | 1963 | NG BLQ: RFO; NG NG: NG; N Y: Y; Y N: Y | Y | S |  | N | Electric Utility | 1 |  | N | [16 empty] | 2 | 2011 | N | [6 empty] | NG
6452 | Florida Power & Light Co | 620 | Sanford | FL | Volusia | 3 | ST | RE | 156.2 | 138 | 140 |  | 5 | 1959 | NG BLQ: RFO; NG NG: NG; N Y: Y; Y N: Y |  | S |  | N | Electric Utility | 1 |  | N | [16 empty] | 11 | 2012 | N | [6 empty] | NG
6452 | Florida Power & Light Co | 6043 | Martin | FL | Martin | 5CC | CC | IP | 448 | 419 | 448 |  |  |  | NG BLQ: NG; NG NG: DFO; Y N: Y | Y | S |  | N | Electric Utility | 1 |  | N | [18 empty] | N
6452 | Florida Power & Light Co | 6043 | Martin | FL | Martin | 5CW | CA | IP | 429 | 394 | 429 | [12 empty] | S |  | N | Electric Utility | 1 |  | N | [18 empty] | N | bar: NG BLQ to Y N
6452 | Florida Power & Light Co | 6043 | Martin | FL | Martin | 6CC | CC | IP | 448 | 419 | 448 |  |  |  | NG BLQ: NG; NG NG: DFO |  | S |  | N | Electric Utility | 1 |  | N | [18 empty] | N
6452 | Florida Power & Light Co | 6043 | Martin | FL | Martin | 6CW | CA | IP | 429 | 394 | 429 | [12 empty] | S |  | N | Electric Utility | 1 |  | N | [18 empty] | N | bar: NG BLQ to Y N
6452 | Florida Power & Light Co | 7744 | Unsited | FL |  | 1 | CC | IP | 448 | 448 | 448 |  |  |  | NG BLQ: NG; NG NG: DFO |  | S |  | N | Electric Utility | 1 |  | N | [18 empty] | N
6452 | Florida Power & Light Co | 7744 | Unsited | FL |  | 2 | CC | IP | 448 | 448 | 448 |  |  |  | NG BLQ: NG; NG NG: DFO |  | S |  | N | Electric Utility | 1 |  | N | [18 empty] | N
6452 | Florida Power & Light Co | 7893 | Midway | FL | Taylor | 1 | CC | IP | 429 | 324 | 362 |  |  |  | NG BLQ: NG; NG NG: DFO |  | S |  | N | Electric Utility | 1 |  | N | [18 empty] | N
6452 | Florida Power & Light Co | 7893 | Midway | FL | Taylor | 2 | CC | IP | 429 | 324 | 362 | [12 empty] | S |  | N | Electric Utility | 1 |  | N | [18 empty] | N | bar: NG BLQ to Y N
6452 | Florida Power & Light Co | 7893 | Midway | FL | Taylor | 3 | CC | IP | 429 | 394 | 429 | [12 empty] | S |  | N | Electric Utility | 1 |  | N | [18 empty] | N | bar: NG BLQ to Y N
6455 | Duke Energy Florida, Inc | 634 | P L Bartow | FL | Pinellas | ST1 | ST | RE | 127.5 | 122 | 122 |  | 9 | 1958 | NG BLQ: RFO; N Y: N; Y N: Y |  | S |  | N | Electric Utility | 1 | [18 empty] | 6 | 2009 | N | [6 empty] | PG
6455 | Duke Energy Florida, Inc | 634 | P L Bartow | FL | Pinellas | ST2 | ST | RE | 127.5 | 103 | 107 |  | 8 | 1961 | NG BLQ: RFO; N Y: N; Y N: Y |  | S |  | N | Electric Utility | 1 | [18 empty] | 6 | 2009 | N | [6 empty] | PG
6455 | Duke Energy Florida, Inc | 634 | P L Bartow | FL | Pinellas | ST3 | ST | RE | 239.3 | 201 | 211 |  | 7 | 1963 | NG BLQ: RFO; NG NG: NG; N Y: Y; Y N: Y |  | S |  | N | Electric Utility | 1 | [18 empty] | 6 | 2009 | N | [6 empty] | DFO
6455 | Duke Energy Florida, Inc | 7302 | Hines Energy Complex | FL | Polk | 5 | CC | IP | 517 | 461 | 517 | [12 empty] | S |  | N | Electric Utility | 1 |  | N | [18 empty] | N | bar: NG BLQ to Y N
6455 | Duke Energy Florida, Inc | 7302 | Hines Energy Complex | FL | Polk | 6 | CC | IP | 517 | 461 | 517 | [12 empty] | S |  | N | Electric Utility | 1 |  | N | [18 empty] | N | bar: NG BLQ to Y N
6526 | FirstEnergy Generation Corp | 2835 | FirstEnergy Ashtabula | OH | Ashtabula | 6 | ST | RE | 46 | 44 | 44 |  | 12 | 1972 | NG BLQ: BIT |  | W |  | N | IPP Non-CHP | 2 |  | N | [16 empty] | 12 | 2002
6526 | FirstEnergy Generation Corp | 2835 | FirstEnergy Ashtabula | OH | Ashtabula | 7 | ST | RE | 46 | 44 | 44 |  | 12 | 1972 | NG BLQ: BIT |  | W |  | N | IPP Non-CHP | 2 |  | N | [16 empty] | 12 | 2002
6526 | FirstEnergy Generation Corp | 2835 | FirstEnergy Ashtabula | OH | Ashtabula | 8 | ST | RE | 46 | 44 | 44 |  | 12 | 1953 | NG BLQ: BIT |  | W |  | N | IPP Non-CHP | 2 |  | N | [16 empty] | 12 | 2002
6526 | FirstEnergy Generation Corp | 2835 | FirstEnergy Ashtabula | OH | Ashtabula | 9 | ST | RE | 46 | 44 | 44 |  | 7 | 1953 | NG BLQ: BIT |  | W |  | N | IPP Non-CHP | 2 |  | N | [16 empty] | 12 | 2002
6526 | FirstEnergy Generation Corp | 2837 | FirstEnergy Eastlake | OH | Lake | 4 | ST | RE | 208 | 240 | 240 |  | 3 | 1956 | NG BLQ: SUB; NG NG: BIT; N Y: N; Y N: Y |  | S |  | N | IPP Non-CHP | 2 |  | N | [16 empty] | 9 | 2012 | N | Y |  | Y |  |  |  | DFO
6526 | FirstEnergy Generation Corp | 2837 | FirstEnergy Eastlake | OH | Lake | 5 | ST | RE | 680 | 597 | 597 |  | 9 | 1972 | NG BLQ: BIT; NG NG: SUB; N Y: N; Y N: Y |  | S |  | N | IPP Non-CHP | 2 |  | N | [16 empty] | 9 | 2012 | N | Y |  |  | Y |  |  | DFO
6526 | FirstEnergy Generation Corp | 2857 | FirstEnergy Edgewater | OH | LORAIN | 4 | ST | RE | 113.6 | 100 | 100 |  | 6 | 1957 | NG BLQ: NG; NG NG: DFO; Y N: N |  | W |  | N | IPP Non-CHP | 2 |  | N | [16 empty] | 10 | 2002 | N
6526 | FirstEnergy Generation Corp | 2857 | FirstEnergy Edgewater | OH | LORAIN | CTA | GT | RE | 28.8 | 19 | 24 |  | 5 | 1973 | NG BLQ: DFO; N Y: N; Y N: Y |  | S |  | N | IPP Non-CHP | 2 |  | N | [16 empty] | 8 | 2010 | N
6526 | FirstEnergy Generation Corp | 2857 | FirstEnergy Edgewater | OH | LORAIN | CTB | GT | RE | 28.8 | 19 | 24 |  | 5 | 1973 | NG BLQ: DFO; N Y: N; Y N: Y |  | S |  | N | IPP Non-CHP | 2 |  | N | [16 empty] | 8 | 2010 | N
6526 | FirstEnergy Generation Corp | 2864 | FirstEnergy R E Burger | OH | Belmont | 1 | ST | RE | 62.5 | 56 | 56 |  | 1 | 1944 | NG BLQ: BIT; NG NG: SUB; N Y: N; Y N: Y | Y | W |  | N | IPP Non-CHP | 2 |  | N | [16 empty] | 12 | 1995 | N
6526 | FirstEnergy Generation Corp | 2864 | FirstEnergy R E Burger | OH | Belmont | 2 | ST | RE | 62.5 | 56 | 56 |  | 1 | 1947 | NG BLQ: BIT; NG NG: SUB; N Y: N; Y N: Y | Y | W |  | N | IPP Non-CHP | 2 |  | N | [16 empty] | 12 | 1995 | N
6526 | FirstEnergy Generation Corp | 2864 | FirstEnergy R E Burger | OH | Belmont | 3 | ST | RE | 103.4 | 94 | 94 |  | 3 | 1950 | NG BLQ: BIT; N Y: N; Y N: Y |  | S |  | N | IPP Non-CHP | 2 |  | N | [16 empty] | 9 | 2012 | N | Y |  | Y |  |  |  | DFO
6526 | FirstEnergy Generation Corp | 2864 | FirstEnergy R E Burger | OH | Belmont | 4 | ST | RE | 156.2 | 156 | 156 |  | 3 | 1955 | NG BLQ: BIT; NG NG: SUB; N Y: N; Y N: Y |  | S |  | N | IPP Non-CHP | 2 |  | N | N | [15 empty] | 12 | 2010 | N | Y |  | Y |  |  |  | DFO
6526 | FirstEnergy Generation Corp | 2864 | FirstEnergy R E Burger | OH | Belmont | 5 | ST | RE | 156.2 | 156 | 156 |  | 6 | 1955 | NG BLQ: BIT; NG NG: SUB; N Y: N; Y N: Y |  | S |  | N | IPP Non-CHP | 2 |  | N | N | [15 empty] | 12 | 2010 | N | Y |  | Y |  |  |  | DFO
6526 | FirstEnergy Generation Corp | 2867 | FirstEnergy Toronto | OH | JEFFERSON | 5 | ST | RE | 35 | 42 | 42 |  | 10 | 1940 | NG BLQ: BIT; NG NG: MSW; Y N: N |  | W |  | N | IPP Non-CHP | 2 |  | N | [16 empty] | 12 | 2003
6526 | FirstEnergy Generation Corp | 2867 | FirstEnergy Toronto | OH | JEFFERSON | 6 | ST | RE | 69 | 65 | 65 |  | 10 | 1949 | NG BLQ: BIT; Y N: N |  | W |  | N | IPP Non-CHP | 2 |  | N | [16 empty] | 12 | 2003
6526 | FirstEnergy Generation Corp | 2867 | FirstEnergy Toronto | OH | JEFFERSON | 7 | ST | RE | 69 | 65 | 65 |  | 11 | 1949 | NG BLQ: BIT; Y N: N |  | W |  | N | IPP Non-CHP | 2 |  | N | [16 empty] | 12 | 2003
6526 | FirstEnergy Generation Corp | 2877 | FirstEnergy Acme | OH | Lucas | 2 | ST | RE | 72 | 72 | 72 |  | 6 | 1951 | NG BLQ: BIT; Y N: N |  | W |  | N | IPP Non-CHP | 2 |  | N | [16 empty] | 12 | 1994
6526 | FirstEnergy Generation Corp | 2878 | FirstEnergy Bay Shore | OH | Lucas | 2 | ST | RE | 140.6 | 138 | 138 |  | 2 | 1959 | NG BLQ: SUB; NG NG: BIT; N Y: N; Y N: Y |  | S |  | N | IPP Non-CHP | 2 |  | N | [16 empty] | 9 | 2012 | N | Y |  | Y |  |  |  | DFO
6526 | FirstEnergy Generation Corp | 2878 | FirstEnergy Bay Shore | OH | Lucas | 3 | ST | RE | 140.6 | 142 | 142 |  | 5 | 1963 | NG BLQ: SUB; NG NG: BIT; N Y: N; Y N: Y |  | S |  | N | IPP Non-CHP | 2 |  | N | [16 empty] | 9 | 2012 | N | Y |  | Y |  |  |  | DFO
6526 | FirstEnergy Generation Corp | 2878 | FirstEnergy Bay Shore | OH | Lucas | 4 | ST | RE | 217.6 | 215 | 215 |  | 6 | 1968 | NG BLQ: SUB; NG NG: BIT; N Y: N; Y N: Y |  | S |  | N | IPP Non-CHP | 2 |  | N | [16 empty] | 9 | 2012 | N | Y |  | Y |  |  |  | DFO
6529 | Exxon Mobil Production Co | 50728 | ExxonMobil Garden City Gas Plant | LA | St Mary | 1 | ST | RE | 0.6 | 0.6 | 0.6 |  | 11 | 1997 | [9 empty] | S |  | Y | Industrial CHP | 7 |  | N | [16 empty] | 11 | 2002 | bar: NG BLQ to Y N
6529 | Exxon Mobil Production Co | 50728 | ExxonMobil Garden City Gas Plant | LA | St Mary | 2 | ST | RE | 0.6 | 0.6 | 0.6 |  | 1 | 1964 | [9 empty] | S |  | Y | Industrial CHP | 7 |  | N | [16 empty] | 11 | 2002 | bar: NG BLQ to Y N
6529 | Exxon Mobil Production Co | 50728 | ExxonMobil Garden City Gas Plant | LA | St Mary | 3 | ST | RE | 0.6 | 0.6 | 0.6 |  | 1 | 1964 | [9 empty] | S |  | Y | Industrial CHP | 7 |  | N | [16 empty] | 11 | 2002 | bar: NG BLQ to Y N
6529 | Exxon Mobil Production Co | 50728 | ExxonMobil Garden City Gas Plant | LA | St Mary | 4 | GT | RE | 0.8 | 0.7 | 0.8 |  | 6 | 1968 | [8 empty] | N | S |  | Y | Industrial CHP | 7 |  | N | [16 empty] | 11 | 2002 | bar: NG BLQ to Y N
6529 | Exxon Mobil Production Co | 50728 | ExxonMobil Garden City Gas Plant | LA | St Mary | 5 | IC | RE | 0.1 | 0.1 | 0.1 |  | 6 | 1968 | [8 empty] | N | S |  | Y | Industrial CHP | 7 |  | N | [16 empty] | 11 | 2002 | bar: NG BLQ to Y N
6529 | Exxon Mobil Production Co | 54962 | ExxonMobil Hawkins Gas Plant | TX | Wood | UN73 | IC | RE | 3 | 2.9 | 3 |  | 1 | 1973 | [8 empty] | N | S |  | N | Industrial Non-CHP | 6 |  | N | [16 empty] | 6 | 2007 | bar: NG BLQ to Y N
6529 | Exxon Mobil Production Co | 54962 | ExxonMobil Hawkins Gas Plant | TX | Wood | UN74 | IC | RE | 3.4 | 3.3 | 3.4 |  | 9 | 1987 | [9 empty] | S |  | N | Industrial Non-CHP | 6 |  | N | [16 empty] | 6 | 2007 | bar: NG BLQ to Y N
6529 | Exxon Mobil Production Co | 54962 | ExxonMobil Hawkins Gas Plant | TX | Wood | UN75 | IC | RE | 2.5 | 2.4 | 2.5 |  | 9 | 1987 | [8 empty] | N | S |  | N | Industrial Non-CHP | 6 |  | N | [16 empty] | 6 | 2007 | bar: NG BLQ to Y N
6529 | Exxon Mobil Production Co | 54962 | ExxonMobil Hawkins Gas Plant | TX | Wood | UN76 | IC | RE | 0.1 | 0.1 | 0.1 |  | 1 | 1955 | [9 empty] | S |  | N | Industrial Non-CHP | 6 |  | N | [16 empty] | 6 | 2007 | bar: NG BLQ to Y N
6529 | Exxon Mobil Production Co | 54962 | ExxonMobil Hawkins Gas Plant | TX | Wood | UN77 | IC | RE | 0.5 | 0.5 | 0.5 |  | 1 | 1968 | [9 empty] | S |  | N | Industrial Non-CHP | 6 |  | N | [16 empty] | 6 | 2007 | N | bar: NG BLQ to Y N
6529 | Exxon Mobil Production Co | 54962 | ExxonMobil Hawkins Gas Plant | TX | Wood | UN78 | IC | RE | 0.5 | 0.5 | 0.5 |  | 1 | 1968 | [9 empty] | S |  | N | Industrial Non-CHP | 6 |  | N | [16 empty] | 6 | 2007 | N | bar: NG BLQ to Y N
6529 | Exxon Mobil Production Co | 54962 | ExxonMobil Hawkins Gas Plant | TX | Wood | UN79 | IC | RE | 0.5 | 0.5 | 0.5 |  | 1 | 1968 | [9 empty] | S |  | N | Industrial Non-CHP | 6 |  | N | [16 empty] | 6 | 2007 | N | bar: NG BLQ to Y N
6538 | Ford Motor Co | 10235 | Ford Motor Co Rawsonville Plant | MI | Washtenaw | GEN1 | GT | RE | 4.5 | 4.5 | 4.5 |  | 12 | 1985 | [8 empty] | Y | S |  | Y | Industrial CHP | 7 | T | [17 empty] | 2 | 2012 | N | bar: NG BLQ to Y N
6564 | Formosa Plastics Corp | 54518 | Formosa Plastics | LA | East Baton Rouge | GT1 | GT | RE | 38.2 | 33 | 37 |  | 3 | 1985 | NG BLQ: NG; N Y: N; Y N: Y | N | S |  | Y | Industrial CHP | 7 | T |  | N | [15 empty] | 1 | 2010 | N
6616 | Fort Pierce Utilities Authority | 658 | Henry D King | FL | St Lucie | 5 | CA | RE | 8.3 | 8 | 8 |  | 1 | 1953 | NG BLQ: NG; NG NG: DFO; N Y: N; Y N: Y | Y | S |  | N | Electric Utility | 1 |  | N | [16 empty] | 5 | 2008 | N
6616 | Fort Pierce Utilities Authority | 658 | Henry D King | FL | St Lucie | 6 | ST | RE | 16.5 | 17 | 17 |  | 12 | 1958 | NG BLQ: NG; NG NG: RFO; N Y: N; Y N: Y | Y | S |  | N | Electric Utility | 1 |  | N | [16 empty] | 5 | 2008 | N
6616 | Fort Pierce Utilities Authority | 658 | Henry D King | FL | St Lucie | 7 | ST | RE | 33 | 32 | 32 |  | 1 | 1964 | NG BLQ: NG; NG NG: DFO; N Y: Y; Y N: Y | Y | S |  | N | Electric Utility | 1 |  | N | [16 empty] | 5 | 2008 | N
6616 | Fort Pierce Utilities Authority | 658 | Henry D King | FL | St Lucie | 8 | ST | RE | 56.1 | 50 | 50 |  | 5 | 1976 | NG BLQ: NG; NG NG: DFO; N Y: Y; Y N: Y |  | S |  | N | Electric Utility | 1 |  | N | [16 empty] | 5 | 2008 | N
6616 | Fort Pierce Utilities Authority | 658 | Henry D King | FL | St Lucie | 9 | CT | RE | 22.5 | 22.4 | 22.4 |  | 5 | 1990 | NG BLQ: NG; NG NG: DFO; N Y: Y; Y N: Y |  | S |  | N | Electric Utility | 1 |  | N | [16 empty] | 5 | 2008 | N
6616 | Fort Pierce Utilities Authority | 658 | Henry D King | FL | St Lucie | D1 | IC | RE | 2.7 | 3 | 3 |  | 4 | 1970 | NG BLQ: DFO; N Y: N; Y N: Y |  | S |  | N | Electric Utility | 1 |  | N | [16 empty] | 5 | 2008 | N
6616 | Fort Pierce Utilities Authority | 658 | Henry D King | FL | St Lucie | D2 | IC | RE | 2.7 | 3 | 3 |  | 4 | 1970 | NG BLQ: DFO; N Y: N; Y N: Y |  | S |  | N | Electric Utility | 1 |  | N | [16 empty] | 5 | 2008 | N
6775 | Village of Freeport | 2679 | Plant No 2 | NY | Nassau | 1 | IC | RE | 9.6 | 8 | 9 |  | 3 | 1969 | NG BLQ: DFO; N Y: N; Y N: N |  | S |  | N | Electric Utility | 1 |  | N | [16 empty] | 2 | 2004
6775 | Village of Freeport | 2679 | Plant No 2 | NY | Nassau | 2 | IC | RE | 9.6 | 8 | 9 |  | 4 | 1969 | NG BLQ: DFO; N Y: N; Y N: N |  | S |  | N | Electric Utility | 1 |  | N | [16 empty] | 2 | 2004
6831 | Ft Worth City of | 54520 | Village Creek Wastewater Treatment Plant | TX | Tarrant | 3 | IC | RE | 1.1 | 1.1 | 1.1 |  | 9 | 1978 | OBG | NG | DFO |  |  |  | N | N |  | S |  | N | Commercial Non-CHP | 4 |  | N | [16 empty] | 10 | 2003 | N
6909 | Gainesville Regional Utilities | 664 | John R Kelly | FL | Alachua | 6 | ST | RE | 18.7 | 14 | 15 |  | 3 | 1958 | NG BLQ: NG; NG NG: RFO; Y N: N |  | W |  | N | Electric Utility | 1 |  | N | [16 empty] | 1 | 2001
6909 | Gainesville Regional Utilities | 7963 | South West Landfill | FL | Alachua | 1 | IC | RE | 0.8 | 0.7 | 0.7 |  | 11 | 2003 | NG BLQ: LFG; N Y: N; Y N: Y |  | S |  | N | Electric Utility | 1 |  | N | [13 empty] | N |  |  | 10 | 2008 | N
6909 | Gainesville Regional Utilities | 7963 | South West Landfill | FL | Alachua | 2 | IC | RE | 0.8 | 0.7 | 0.7 |  | 11 | 2003 | NG BLQ: LFG; N Y: N; Y N: Y |  | S |  | N | Electric Utility | 1 |  | N | [16 empty] | 10 | 2008 | N
6909 | Gainesville Regional Utilities | 7963 | South West Landfill | FL | Alachua | 3 | IC | RE | 0.8 | 0.7 | 0.7 |  | 11 | 2003 | NG BLQ: LFG; N Y: N; Y N: Y |  | S |  | N | Electric Utility | 1 |  | N | [16 empty] | 10 | 2008 | N
6915 | Galena Electric Utility | 7437 | Galena Electric Utility | AK | Yukon-Koyukuk | 3 | IC | RE | 0.8 | 0.7 | 0.7 |  | 1 | 1990 | NG BLQ: DFO; N Y: N; Y N: Y |  | S |  | Y | Electric Utility | 1 | T | N | [16 empty] | 1 | 2009 | N
6915 | Galena Electric Utility | 7437 | Galena Electric Utility | AK | Yukon-Koyukuk | 4 | IC | RE | 0.8 | 0.7 | 0.7 |  | 1 | 1990 | NG BLQ: DFO; N Y: N; Y N: Y |  | S |  | Y | Electric Utility | 1 | T | N | [16 empty] | 3 | 2003 | N
6915 | Galena Electric Utility | 7437 | Galena Electric Utility | AK | Yukon-Koyukuk | 5 | IC | RE | 0.8 | 0.7 | 0.7 |  | 1 | 1990 | NG BLQ: DFO; N Y: N; Y N: Y |  | S |  | Y | Electric Utility | 1 | T | N | [16 empty] | 6 | 2008 | N
6915 | Galena Electric Utility | 7437 | Galena Electric Utility | AK | Yukon-Koyukuk | 6A | IC | RE | 0.4 | 0.4 | 0.4 |  | 8 | 1997 | NG BLQ: DFO; N Y: N; Y N: Y |  | S |  | Y | Electric Utility | 1 | T | N | [16 empty] | 10 | 2008 | N
6924 | City of Gallatin - (MO) | 8017 | Gallatin #2 | MO | Daviess | 7 | IC | RE | 1.8 | 1.6 | 1.8 |  | 7 | 2001 | NG BLQ: DFO; N Y: N; Y N: Y |  | W |  | N | Electric Utility | 1 |  | N | [16 empty] | 8 | 2003
6924 | City of Gallatin - (MO) | 8017 | Gallatin #2 | MO | Daviess | 8 | IC | RE | 1.8 | 1.6 | 1.8 |  | 7 | 2001 | NG BLQ: DFO; N Y: N; Y N: Y |  | W |  | N | Electric Utility | 1 |  | N | [16 empty] | 9 | 2003
6958 | City of Garland - (TX) | 3574 | C E Newman | TX | Dallas | 1 | ST | RE | 7.5 | 8 | 8 |  | 2 | 1957 | NG BLQ: NG; N Y: N; Y N: Y |  | S |  | N | Electric Utility | 1 |  | N | [16 empty] | 5 | 2005
6958 | City of Garland - (TX) | 3574 | C E Newman | TX | Dallas | 2 | ST | RE | 7.5 | 8 | 8 |  | 4 | 1957 | NG BLQ: NG; N Y: N; Y N: Y |  | S |  | N | Electric Utility | 1 |  | N | [16 empty] | 5 | 2005
6958 | City of Garland - (TX) | 3574 | C E Newman | TX | Dallas | 3 | ST | RE | 18.7 | 17 | 17 |  | 5 | 1960 | NG BLQ: NG; NG NG: DFO; N Y: Y; Y N: Y |  | S |  | N | Electric Utility | 1 |  | N | [16 empty] | 5 | 2005
6958 | City of Garland - (TX) | 3574 | C E Newman | TX | Dallas | 4 | ST | RE | 18.7 | 18 | 18 |  | 6 | 1961 | NG BLQ: NG; NG NG: DFO; N Y: Y; Y N: Y |  | S |  | N | Electric Utility | 1 |  | N | [16 empty] | 5 | 2005
6958 | City of Garland - (TX) | 3574 | C E Newman | TX | Dallas | 5 | ST | RE | 44 | 37 | 37 |  | 8 | 1963 | NG BLQ: NG; N Y: N; Y N: Y | Y | S |  | N | Electric Utility | 1 |  | N | [13 empty] | N |  |  | 2 | 2011
6958 | City of Garland - (TX) | 4266 | Spencer | TX | Denton | 1 | ST | RE | 12.6 | 12 | 12 |  | 6 | 1955 | NG BLQ: NG; NG NG: DFO; N Y: Y; Y N: Y | N | S |  | N | Electric Utility | 1 |  | N | [16 empty] | 12 | 2005
6958 | City of Garland - (TX) | 4266 | Spencer | TX | Denton | 2 | ST | RE | 12.6 | 12 | 12 |  | 7 | 1955 | NG BLQ: NG; NG NG: DFO; N Y: Y; Y N: Y | N | S |  | N | Electric Utility | 1 |  | N | [16 empty] | 12 | 2005
6958 | City of Garland - (TX) | 4266 | Spencer | TX | Denton | 3 | ST | RE | 22 | 22 | 22 |  | 5 | 1962 | NG BLQ: NG; NG NG: DFO; N Y: Y; Y N: Y |  | S |  | N | Electric Utility | 1 |  | N | [16 empty] | 5 | 2005
7011 | Gas Recovery Services-IL Inc | 55591 | Rockford Electric | IL | Ogle | 1 | IC | RE | 1 | 0.9 | 0.9 |  | 1 | 1996 | NG BLQ: LFG; N Y: N; Y N: Y |  | S |  | N | IPP Non-CHP | 2 |  | N | [16 empty] | 7 | 2009
7011 | Gas Recovery Services-IL Inc | 55591 | Rockford Electric | IL | Ogle | 2 | IC | RE | 1 | 0.9 | 0.9 |  | 1 | 1996 | NG BLQ: LFG; N Y: N; Y N: Y |  | S |  | N | IPP Non-CHP | 2 |  | N | [16 empty] | 7 | 2009 |  |  | Y
7011 | Gas Recovery Services-IL Inc | 55592 | Mallard Lake Electric | IL | Du Page | 3 | CT | RE | 5 | 3.8 | 4.2 |  | 10 | 1997 | NG BLQ: LFG; NG NG: DFO; N Y: N; Y N: Y |  | S |  | N | IPP Non-CHP | 2 |  | N | [16 empty] | 10 | 2009
7011 | Gas Recovery Services-IL Inc | 55593 | Quad Cities | IL | Rock Island | 1 | IC | RE | 1 | 0.9 | 0.9 |  | 9 | 1998 | NG BLQ: LFG; N Y: N; Y N: Y |  | S |  | N | IPP Non-CHP | 2 |  | N | [16 empty] | 9 | 2008 | N
7011 | Gas Recovery Services-IL Inc | 55593 | Quad Cities | IL | Rock Island | 2 | IC | RE | 1 | 1 | 1 |  | 6 | 2002 | NG BLQ: LFG; N Y: N; Y N: Y |  | S |  | N | IPP Non-CHP | 2 |  | N | [16 empty] | 9 | 2008 | N
7011 | Gas Recovery Services-IL Inc | 55594 | South Barrington Electric | IL | Du Page | 1 | IC | RE | 0.8 | 0.8 | 0.8 |  | 6 | 1997 | NG BLQ: LFG; N Y: N; Y N: Y |  | S |  | N | IPP Non-CHP | 2 |  | N | [16 empty] | 1 | 2012
7011 | Gas Recovery Services-IL Inc | 55594 | South Barrington Electric | IL | Du Page | 2 | IC | RE | 0.8 | 0.8 | 0.8 |  | 6 | 1997 | NG BLQ: LFG; N Y: N; Y N: Y |  | S |  | N | IPP Non-CHP | 2 |  | N | [16 empty] | 1 | 2012
7019 | Gay & Robinson Inc | 50333 | Gay Robinson | HI | KAUAI | DSL1 | IC | RE | 0.4 | 0.4 | 0.4 |  | 11 | 1972 | NG BLQ: DFO; N Y: N; Y N: Y | Y | S |  | N | Industrial CHP | 7 |  | N | [16 empty] | 8 | 2009
7019 | Gay & Robinson Inc | 50333 | Gay Robinson | HI | KAUAI | DSL4 | IC | RE | 0.4 | 0.4 | 0.4 |  | 11 | 1972 | NG BLQ: DFO; N Y: N; Y N: Y | Y | S |  | N | Industrial CHP | 7 |  | N | [16 empty] | 8 | 2009
7096 | City of Geneva- (IL) | 56462 | Geneva Generation Facility | IL | Kane | GEN6 | IC | RE | 2 | 1.4 | 1.6 |  | 12 | 2005 | NG BLQ: DFO; N Y: N; Y N: Y |  | S |  | N | Electric Utility | 1 | [18 empty] | 11 | 2011 | N
7140 | Georgia Power Co | 699 | Arkwright | GA | Bibb | 3 | ST | RE | 40.2 | 42 | 42 |  | 12 | 1943 | NG BLQ: BIT; NG NG: NG |  | S |  | N | Electric Utility | 1 |  | N | [16 empty] | 12 | 2002
7140 | Georgia Power Co | 699 | Arkwright | GA | Bibb | 4 | ST | RE | 49 | 44 | 44 |  | 11 | 1948 | NG BLQ: BIT; NG NG: NG |  | S |  | N | Electric Utility | 1 |  | N | [16 empty] | 7 | 2002
7140 | Georgia Power Co | 699 | Arkwright | GA | Bibb | 5A | GT | RE | 16.3 | 13 | 15.5 |  | 8 | 1969 | NG BLQ: DFO; NG NG: NG |  | S |  | N | Electric Utility | 1 |  | N | [16 empty] | 12 | 2002
7140 | Georgia Power Co | 699 | Arkwright | GA | Bibb | 5B | GT | RE | 16.3 | 13 | 15.5 |  | 9 | 1969 | NG BLQ: DFO; NG NG: NG |  | S |  | N | Electric Utility | 1 |  | N | [16 empty] | 12 | 2002
7140 | Georgia Power Co | 699 | Arkwright | GA | Bibb | ST1 | ST | RE | 46 | 41 | 41 |  | 6 | 1941 | [9 empty] | S |  | N | Electric Utility | 1 |  | N | [16 empty] | 12 | 2002 | bar: NG BLQ to Y N
7140 | Georgia Power Co | 699 | Arkwright | GA | Bibb | ST2 | ST | RE | 46 | 41 | 41 |  | 5 | 1942 | [9 empty] | S |  | N | Electric Utility | 1 |  | N | [16 empty] | 12 | 2002 | bar: NG BLQ to Y N
7140 | Georgia Power Co | 700 | Atkinson | GA | Cobb | 3 | ST | RE | 63 | 65 | 65 |  | 10 | 1945 | NG BLQ: NG; NG NG: DFO |  | S |  | N | Electric Utility | 1 |  | N | [16 empty] | 7 | 2002
7140 | Georgia Power Co | 700 | Atkinson | GA | Cobb | 4 | ST | RE | 75 | 62 | 62 |  | 10 | 1945 | NG BLQ: NG; NG NG: DFO |  | S |  | N | Electric Utility | 1 |  | N | [16 empty] | 7 | 2002
7140 | Georgia Power Co | 700 | Atkinson | GA | Cobb | 5A | GT | RE | 41.8 | 32 | 39.6 |  | 7 | 1970 | NG BLQ: DFO; NG NG: NG |  | S |  | N | Electric Utility | 1 |  | N | [16 empty] | 12 | 2003
7140 | Georgia Power Co | 700 | Atkinson | GA | Cobb | 5B | GT | RE | 41.8 | 32 | 39.6 |  | 7 | 1970 | NG BLQ: DFO; NG NG: NG |  | S |  | N | Electric Utility | 1 |  | N | [16 empty] | 12 | 2003
7140 | Georgia Power Co | 700 | Atkinson | GA | Cobb | ST2 | ST | RE | 60 | 55 | 55 |  | 9 | 1941 | NG BLQ: NG; NG NG: DFO |  | S |  | N | Electric Utility | 1 |  | N | [16 empty] | 7 | 2002
7140 | Georgia Power Co | 701 | Barnett Shoals | GA | Oconee | 1 | HY | RE | 0.7 | 0.2 | 0.2 |  | 12 | 1910 | NG BLQ: WAT; N Y: N; Y N: Y |  | S | 0 | N | Electric Utility | 1 |  | N | [16 empty] | 5 | 2010 | N
7140 | Georgia Power Co | 701 | Barnett Shoals | GA | Oconee | 2 | HY | RE | 0.7 | 0.2 | 0.2 |  | 12 | 1910 | NG BLQ: WAT; N Y: N; Y N: Y |  | S | 0 | N | Electric Utility | 1 |  | N | [16 empty] | 5 | 2010 | N
7140 | Georgia Power Co | 701 | Barnett Shoals | GA | Oconee | 3 | HY | RE | 0.7 | 0.2 | 0.2 |  | 12 | 1910 | NG BLQ: WAT; N Y: N; Y N: Y |  | S | 0 | N | Electric Utility | 1 |  | N | [16 empty] | 5 | 2010 | N
7140 | Georgia Power Co | 701 | Barnett Shoals | GA | Oconee | 4 | HY | RE | 0.7 | 0.2 | 0.2 |  | 12 | 1910 | NG BLQ: WAT; N Y: N; Y N: Y |  | S | 0 | N | Electric Utility | 1 |  | N | [16 empty] | 5 | 2010 | N
7140 | Georgia Power Co | 707 | Goat Rock | AL | Lee | 1 | HY | RE | 3 | 3.1 | 3.1 |  | 12 | 1912 | NG BLQ: WAT; N Y: N | N | S | 0 | N | Electric Utility | 1 |  | N | [16 empty] | 9 | 2001
7140 | Georgia Power Co | 707 | Goat Rock | AL | Lee | 2 | HY | RE | 3 | 3.1 | 3.1 |  | 12 | 1912 | NG BLQ: WAT; N Y: N |  | S | 0 | N | Electric Utility | 1 |  | N | [16 empty] | 9 | 2001
7140 | Georgia Power Co | 710 | Jack McDonough | GA | Cobb | 1 | ST | RE | 299.2 | 251 | 251 |  | 8 | 1963 | BIT | NG | DFO |  |  |  | Y | Y |  | S |  | N | Electric Utility | 1 |  | N | [13 empty] | N |  |  | 2 | 2012 | N | Y |  | Y |  |  |  | NG | DFO
7140 | Georgia Power Co | 710 | Jack McDonough | GA | Cobb | 2 | ST | RE | 299.2 | 251 | 251 |  | 6 | 1964 | BIT | NG | DFO | NG |  |  | Y | Y |  | S |  | N | Electric Utility | 1 |  | N | [13 empty] | N |  |  | 9 | 2011 | N | Y |  | Y |  |  |  | NG | DFO
7140 | Georgia Power Co | 727 | Mitchell | GA | Dougherty | 1 | ST | RE | 27.5 | 20 | 20 |  | 11 | 1948 | NG BLQ: BIT; NG NG: DFO; N Y: N; Y N: N |  | S |  | N | Electric Utility | 1 |  | N | [16 empty] | 7 | 2002 | N
7140 | Georgia Power Co | 727 | Mitchell | GA | Dougherty | 2 | ST | RE | 27.5 | 20 | 20 |  | 11 | 1948 | NG BLQ: BIT; NG NG: DFO; N Y: N; Y N: N |  | S |  | N | Electric Utility | 1 |  | N | [16 empty] | 12 | 2002 | N
7140 | Georgia Power Co | 727 | Mitchell | GA | Dougherty | 4C | GT | RE | 41.8 | 31 | 40 |  | 5 | 1971 | NG BLQ: DFO; Y N: Y |  | S |  | N | Electric Utility | 1 |  | N | [16 empty] | 3 | 2012 | N
7140 | Georgia Power Co | 734 | Riverside | GA | Chatham | 4 | ST | RE | 15 | 20 | 20 |  | 3 | 1926 | NG BLQ: NG; N Y: N; Y N: Y |  | S |  | N | Electric Utility | 1 |  | N | [16 empty] | 9 | 2004 | N
7140 | Georgia Power Co | 734 | Riverside | GA | Chatham | 5 | ST | RE | 7.5 | 9 | 9 |  | 4 | 1936 | NG BLQ: NG; N Y: N; Y N: Y |  | S |  | N | Electric Utility | 1 |  | N | [16 empty] | 9 | 2004 | N
7140 | Georgia Power Co | 734 | Riverside | GA | Chatham | 6 | ST | RE | 24.7 | 19 | 19 |  | 5 | 1949 | NG BLQ: NG; N Y: N; Y N: Y |  | S |  | N | Electric Utility | 1 |  | N | [16 empty] | 5 | 2005 | N
7140 | Georgia Power Co | 734 | Riverside | GA | Chatham | 7 | ST | RE | 21.2 | 20 | 20 |  | 7 | 1954 | NG BLQ: NG; N Y: N; Y N: Y |  | S |  | N | Electric Utility | 1 |  | N | [16 empty] | 5 | 2005 | N
7140 | Georgia Power Co | 734 | Riverside | GA | Chatham | 8 | ST | RE | 37.5 | 39 | 39 |  | 6 | 1956 | NG BLQ: NG; N Y: N; Y N: Y |  | S |  | N | Electric Utility | 1 |  | N | [16 empty] | 2 | 2005
7140 | Georgia Power Co | 7711 | GPC3 | GA |  | 1 | CC | IP | 660 | 660 | 660 | [12 empty] | S |  | N | Electric Utility | 1 |  | N | [18 empty] | N | bar: NG BLQ to Y N
7140 | Georgia Power Co | 7712 | GPC4 | GA |  | 1 | GT | IP | 570 | 570 | 570 | [12 empty] | S |  | N | Electric Utility | 1 |  | N | [18 empty] | N | bar: NG BLQ to Y N
7140 | Georgia Power Co | 7713 | GPC5 | GA |  | 1 | GT | IP | 930 | 930 | 930 | [12 empty] | S |  | N | Electric Utility | 1 |  | N | [18 empty] | N | bar: NG BLQ to Y N
7140 | Georgia Power Co | 7714 | GPC6 | GA |  | 1 | CC | IP | 570 | 570 | 570 | [12 empty] | S |  | N | Electric Utility | 1 |  | N | [18 empty] | N | bar: NG BLQ to Y N
7209 | The Gillette Company | 54225 | Gillette SBMC | MA | Suffolk | TG1 | ST | IP | 7.1 | 6.3 | 7.1 |  |  |  | NG BLQ: NG; NG NG: RFO; N Y: Y; Y N: N |  | S |  | Y | Industrial CHP | 7 |  | N | [18 empty] | N
7294 | City of Glendale | 377 | Grayson | CA | Los Angeles | 6 | GT | RE | 22 | 15 | 18 |  | 4 | 1972 | NG BLQ: NG; NG NG: DFO; N Y: N; Y N: Y |  | S |  | N | Electric Utility | 1 |  | N | [16 empty] | 3 | 2004 | N
7294 | City of Glendale | 377 | Grayson | CA | Los Angeles | 7 | GT | RE | 31 | 20 | 23 |  | 2 | 1974 | NG BLQ: NG; NG NG: DFO |  | S |  | N | Electric Utility | 1 |  | N | [16 empty] | 11 | 2002
7353 | Golden Valley Elec Assn Inc | 7785 | Healy Clean Coal Plant | AK | Denali Borough | 2 | ST | IP | 50 | 50 | 50 |  |  |  | NG BLQ: SUB; N Y: N; Y N: Y |  | W |  | N | Electric Utility | 1 |  | N | [18 empty] | N
7477 | Granger Electric Co | 10532 | Granger Electric Generating Station #2 | MI | Clinton | 2-2 | IC | RE | 0.8 | 0.8 | 0.8 |  | 4 | 1991 | NG BLQ: LFG; N Y: N; Y N: N |  | S |  | N | IPP Non-CHP | 2 |  | N | N | [15 empty] | 3 | 2006 | N
7486 | City of Grand Junction - (IA) | 1143 | Grand Junction | IA | Greene | 1 | IC | RE | 0.5 | 0.4 | 0.4 |  | 7 | 1952 | NG BLQ: DFO; NG NG: NG; N Y: N |  | S |  | N | Electric Utility | 1 |  | N | [16 empty] | 12 | 1994
7487 | City of Grand Marais - (MN) | 1976 | Grand Marais | MN | COOK | 2 | IC | RE | 0.6 | 0.6 | 0.6 |  | 4 | 1956 | NG BLQ: DFO; Y N: N |  | S |  | N | Electric Utility | 1 |  | N | [16 empty] | 12 | 2003
7487 | City of Grand Marais - (MN) | 1976 | Grand Marais | MN | COOK | 4 | IC | RE | 0.1 | 0.1 | 0.1 |  | 10 | 1940 | NG BLQ: DFO; Y N: N |  | S |  | N | Electric Utility | 1 |  | N | [16 empty] | 12 | 2003
7487 | City of Grand Marais - (MN) | 1976 | Grand Marais | MN | COOK | 5 | IC | RE | 1.1 | 1.1 | 1.1 |  | 7 | 1962 | NG BLQ: DFO; Y N: N |  | S |  | N | Electric Utility | 1 |  | N | [16 empty] | 12 | 2003
7487 | City of Grand Marais - (MN) | 1976 | Grand Marais | MN | COOK | 6 | IC | RE | 1.2 | 1.2 | 1.2 |  | 12 | 1969 | NG BLQ: DFO; Y N: N |  | S |  | N | Electric Utility | 1 |  | N | [16 empty] | 12 | 2003
7601 | Green Mountain Power Corp | 3737 | Essex Junction 19 | VT | Chittenden | IC5 | IC | RE | 1 | 1 | 1 |  | 10 | 1947 | NG BLQ: DFO; N Y: N; Y N: Y |  | S |  | N | Electric Utility | 1 |  | N | [16 empty] | 5 | 2007 | N
7601 | Green Mountain Power Corp | 3737 | Essex Junction 19 | VT | Chittenden | IC6 | IC | RE | 1 | 1 | 1 |  | 10 | 1947 | NG BLQ: DFO; N Y: N; Y N: Y |  | S |  | N | Electric Utility | 1 |  | N | [16 empty] | 5 | 2007 | N
7601 | Green Mountain Power Corp | 3737 | Essex Junction 19 | VT | Chittenden | IC7 | IC | RE | 1 | 1 | 1 |  | 10 | 1947 | NG BLQ: DFO; N Y: N |  | S |  | N | Electric Utility | 1 | [18 empty] | 5 | 2007
7601 | Green Mountain Power Corp | 3737 | Essex Junction 19 | VT | Chittenden | IC8 | IC | RE | 1 | 1 | 1 |  | 10 | 1947 | NG BLQ: DFO; N Y: N; Y N: Y |  | S |  | N | Electric Utility | 1 |  | N | [16 empty] | 5 | 2007 | N
7801 | Gulf Power Co | 641 | Crist | FL | Escambia | 1 | ST | RE | 28.1 | 24 | 24 |  | 1 | 1945 | [9 empty] | S |  | N | Electric Utility | 1 |  | N | [16 empty] | 3 | 2003 | N | bar: NG BLQ to Y N
7801 | Gulf Power Co | 641 | Crist | FL | Escambia | 2 | ST | RE | 28.1 | 24 | 24 |  | 6 | 1949 | [9 empty] | S |  | N | Electric Utility | 1 |  | N | [16 empty] | 5 | 2006 | N | bar: NG BLQ to Y N
7801 | Gulf Power Co | 641 | Crist | FL | Escambia | 3 | ST | RE | 37.5 | 35 | 35 |  | 9 | 1952 | [9 empty] | S |  | N | Electric Utility | 1 |  | N | [16 empty] | 5 | 2006 | N | bar: NG BLQ to Y N
7833 | Gwitchyaa Zhee Utility Co | 7174 | Gwitchyaa Zhee | AK | NOT IN FILE | 5 | IC | RE | 0.5 | 0.4 | 0.5 |  | 12 | 2000 | NG BLQ: DFO; N Y: N; Y N: N |  | S |  | N | Electric Utility | 1 |  | N | [16 empty] | 11 | 2009 | N
7840 | GWF Power Systems, L.P. | 10367 | East Third Street Power Plant | CA | Contra Costa | GEN1 | ST | RE | 20.5 | 18.7 | 18.6 |  | 12 | 1990 | NG BLQ: PC; N Y: N; Y N: Y |  | S |  | N | IPP Non-CHP | 2 |  | N | [16 empty] | 3 | 2012 | N |  | Y | Y |  |  |  | DFO | NG
7840 | GWF Power Systems, L.P. | 10368 | Loveridge Road Power Plant | CA | Contra Costa | GEN1 | ST | RE | 20.5 | 18 | 18.2 |  | 12 | 1989 | NG BLQ: PC; N Y: N; Y N: Y |  | S |  | N | IPP Non-CHP | 2 |  | N | [16 empty] | 3 | 2012 | N |  | Y | Y |  |  |  | DFO | NG
7840 | GWF Power Systems, L.P. | 10369 | Wilbur West Power Plant | CA | Contra Costa | GEN1 | ST | RE | 20.5 | 18.2 | 18 |  | 8 | 1990 | NG BLQ: PC; N Y: N; Y N: Y |  | S |  | N | IPP Non-CHP | 2 |  | N | [16 empty] | 3 | 2012 | N |  | Y | Y |  |  |  | DFO | NG
7840 | GWF Power Systems, L.P. | 10370 | Wilbur East Power Plant | CA | Contra Costa | GEN1 | ST | RE | 20.5 | 18.1 | 18.4 |  | 10 | 1989 | NG BLQ: PC; N Y: N; Y N: Y |  | S |  | N | IPP Non-CHP | 2 |  | N | [16 empty] | 3 | 2012 | N |  | Y | Y |  |  |  | DFO | NG
7840 | GWF Power Systems, L.P. | 10371 | Nichols Road Power Plant | CA | Contra Costa | GEN1 | ST | RE | 20.5 | 17.8 | 18.1 |  | 3 | 1990 | NG BLQ: PC; N Y: N; Y N: Y |  | S |  | N | IPP Non-CHP | 2 |  | N | [16 empty] | 3 | 2012 | N |  | Y | Y |  |  |  | DFO | NG
7969 | City of Halstad - (MN) | 8105 | Halstad | MN | Norman | 1 | IC | RE | 0.6 | 0.6 | 0.6 |  | 1 | 1955 | NG BLQ: DFO; N Y: N; Y N: Y | Y | S |  | N | Electric Utility | 1 |  | N | [16 empty] | 4 | 2005 | N
7969 | City of Halstad - (MN) | 8105 | Halstad | MN | Norman | 2 | IC | RE | 0.3 | 0.3 | 0.3 |  | 1 | 1940 | NG BLQ: DFO; N Y: N; Y N: Y | Y | S |  | N | Electric Utility | 1 |  | N | [16 empty] | 4 | 2005 | N
7969 | City of Halstad - (MN) | 8105 | Halstad | MN | Norman | 3 | IC | RE | 0.2 | 0.1 | 0.2 |  | 1 | 1947 | NG BLQ: DFO; N Y: N; Y N: Y | Y | S |  | N | Electric Utility | 1 |  | N | [16 empty] | 4 | 2005 | N
7977 | City of Hamilton - (OH) | 2917 | Hamilton | OH | Butler | GT1 | GT | RE | 11.2 | 8 | 10 |  | 7 | 1964 | [9 empty] | W |  | N | Electric Utility | 1 |  | N | [16 empty] | 8 | 2011 | bar: NG BLQ to Y N
8032 | Hanford L.P. | 10373 | Hanford | CA | Kings | GEN1 | ST | RE | 27 | 25.3 | 26.7 |  | 9 | 1990 | NG BLQ: PC; N Y: N; Y N: Y |  | S |  | N | IPP Non-CHP | 2 |  | N | [16 empty] | 3 | 2012 | N |  | Y | Y |  |  |  | DFO | NG
8181 | Harrisburg Authority | 10118 | Harrisburg Facility | PA | Dauphin | GEN1 | ST | RE | 8.2 | 6.7 | 6.5 |  | 10 | 1986 | NG BLQ: MSW; Y N: Y |  | S |  | N | IPP CHP | 3 |  | N | N | [15 empty] | 4 | 2003
8205 | City of Hart Hydro - (MI) | 1827 | Hart | MI | OCEANA | 2 | IC | RE | 0.6 | 0.6 | 0.6 |  | 1 | 1938 | NG BLQ: DFO; N Y: Y; Y N: N |  | S |  | N | Electric Utility | 1 |  | N | [16 empty] | 12 | 1997
8286 | Hawaiian Commercial and Sugar Company | 10604 | Hawaiian Comm & Sugar Puunene Mill | HI | Maui | PAI2 | ST | RE | 4 | 4 | 4 |  | 9 | 1960 | NG BLQ: AB; NG NG: RFO; NG RFO: DFO; NG DFO: WO |  | S |  | Y | Industrial CHP | 7 | T | N | [16 empty] | 9 | 2002
8286 | Hawaiian Commercial and Sugar Company | 10604 | Hawaiian Comm & Sugar Puunene Mill | HI | Maui | PAI3 | ST | RE | 12 | 12 | 12 |  | 9 | 1992 | NG BLQ: AB; NG NG: RFO; NG RFO: DFO; NG DFO: WO |  | S |  | Y | Industrial CHP | 7 |  | N | [16 empty] | 9 | 2002
8287 | Hawaii Electric Light Co Inc | 768 | Waimea | HI | Hawaii | 10 | IC | RE | 1 | 1 | 1 |  | 10 | 1954 | NG BLQ: DFO; N Y: N; Y N: N |  | S |  | N | Electric Utility | 1 |  | N | [16 empty] | 1 | 2001 | N
8287 | Hawaii Electric Light Co Inc | 768 | Waimea | HI | Hawaii | 8 | IC | RE | 1 | 1 | 1 |  | 10 | 1954 | NG BLQ: DFO; N Y: N |  | S |  | N | Electric Utility | 1 |  | N | [16 empty] | 1 | 2001 | N
8287 | Hawaii Electric Light Co Inc | 768 | Waimea | HI | Hawaii | 9 | IC | RE | 1 | 1 | 1 |  | 10 | 1954 | NG BLQ: DFO; N Y: N |  | S |  | N | Electric Utility | 1 |  | N | [16 empty] | 1 | 2001 | N
8287 | Hawaii Electric Light Co Inc | 771 | Puueo | HI | HAWAII | 2 | HY | RE | 1.5 | 1.7 | 1.7 |  | 9 | 1941 | NG BLQ: WAT; N Y: N; Y N: N |  | S |  | N | Electric Utility | 1 |  | N | [16 empty] | 12 | 2002
8287 | Hawaii Electric Light Co Inc | 6478 | Shipman | HI | Hawaii | 1 | ST | RE | 3.5 | 3.4 | 3.4 |  | 12 | 1943 | NG BLQ: RFO; N Y: N; Y N: N |  | S |  | N | Electric Utility | 1 |  | N | N | [15 empty] | 1 | 2001
8287 | Hawaii Electric Light Co Inc | 7769 | Lalamilo Windfarm | HI | Hawaii | 1-81 | WT | RE | 1.6 | 1.6 | 1.6 |  | 7 | 1985 | NG BLQ: WND; N Y: N; Y N: N |  | W | 81 | N | Electric Utility | 1 |  | N | [13 empty] | N |  |  | 12 | 2010
8287 | Hawaii Electric Light Co Inc | 7769 | Lalamilo Windfarm | HI | Hawaii | 8211 | WT | RE | 0.6 | 0.6 | 0.6 |  | 7 | 1985 | NG BLQ: WND; N Y: N; Y N: N |  | W | 39 | N | Electric Utility | 1 |  | N | [13 empty] | N |  |  | 12 | 2010
8287 | Hawaii Electric Light Co Inc | 8083 | Keahole | HI | Hawaii | 18 | IC | RE | 2.5 | 2.5 | 2.5 |  | 10 | 1974 | NG BLQ: DFO; N Y: N; Y N: N |  | S |  | N | Electric Utility | 1 |  | N | [16 empty] | 2 | 2004 | N
8287 | Hawaii Electric Light Co Inc | 8083 | Keahole | HI | Hawaii | 19 | IC | RE | 2.5 | 2.5 | 2.5 |  | 10 | 1974 | NG BLQ: DFO; N Y: N; Y N: N |  | S |  | N | Electric Utility | 1 |  | N | [16 empty] | 2 | 2004 | N
8287 | Hawaii Electric Light Co Inc | 8083 | Keahole | HI | Hawaii | 20 | IC | RE | 2.5 | 2.5 | 2.5 |  | 11 | 1984 | NG BLQ: DFO; N Y: N; Y N: N |  | S |  | N | Electric Utility | 1 |  | N | [16 empty] | 5 | 2004 | N
8366 | Heber Light & Power Company | 7111 | Heber City | UT | Wasatch | NA1 | IC | RE | 0.6 | 0.6 | 0.6 |  | 12 | 1987 | [9 empty] | S |  | N | Electric Utility | 1 |  | N | [16 empty] | 7 | 2003 | bar: NG BLQ to Y N
8366 | Heber Light & Power Company | 7111 | Heber City | UT | Wasatch | NA2 | IC | RE | 0.6 | 0.6 | 0.6 |  | 12 | 1987 | [9 empty] | S |  | N | Electric Utility | 1 |  | N | [16 empty] | 6 | 2003 | bar: NG BLQ to Y N
8366 | Heber Light & Power Company | 7111 | Heber City | UT | Wasatch | NA3 | IC | RE | 0.6 | 0.6 | 0.6 |  | 12 | 1987 | [9 empty] | S |  | N | Electric Utility | 1 |  | N | [16 empty] | 7 | 2012 | N | bar: NG BLQ to Y N
8366 | Heber Light & Power Company | 7111 | Heber City | UT | Wasatch | NA4 | IC | RE | 0.6 | 0.6 | 0.6 |  | 12 | 1987 | [9 empty] | S |  | N | Electric Utility | 1 |  | N | [16 empty] | 6 | 2003 | bar: NG BLQ to Y N
8366 | Heber Light & Power Company | 7111 | Heber City | UT | Wasatch | NA7 | IC | RE | 1.5 | 1.5 | 1.5 |  | 4 | 1996 | NG BLQ: DFO; N Y: N; Y N: Y |  | S |  | N | Electric Utility | 1 |  | N | [16 empty] | 8 | 2005 | N
8366 | Heber Light & Power Company | 7111 | Heber City | UT | Wasatch | NA8 | IC | RE | 1.6 | 1.5 | 1.5 |  | 12 | 1991 | NG BLQ: DFO; N Y: N; Y N: Y |  | S |  | N | Electric Utility | 1 |  | N | [16 empty] | 8 | 2005 | N
8490 | City of Herington - (KS) | 1283 | Herington | KS | Dickinson | 4 | IC | RE | 0.1 | 0.1 | 0.1 |  | 10 | 1947 | NG BLQ: DFO; Y N: N |  | S |  | N | Electric Utility | 1 |  | N | [16 empty] | 1 | 2001 | N
8693 | Aventis Pharmaceuticals Inc | 10122 | Aventis Pharmaceuticals | NJ | Somerset | 01 | GT | RE | 3.7 | 3.5 | 3.5 |  | 9 | 1993 | NG BLQ: NG; NG NG: DFO; Y N: N | N | S |  | Y | Industrial CHP | 7 |  | N | [16 empty] | 11 | 2002 | N
8701 | Hoffman LaRoche Inc | 10123 | Hoffmann LaRoche | NJ | Essex | TG1 | GT | RE | 4 | 3 | 4 |  | 1 | 1987 | NG BLQ: NG; NG NG: KER |  | S |  | Y | Industrial CHP | 7 |  | N | [16 empty] | 12 | 2003
8701 | Hoffman LaRoche Inc | 10123 | Hoffmann LaRoche | NJ | Essex | TG2 | GT | RE | 4 | 3 | 3 |  | 1 | 1987 | NG BLQ: NG; NG NG: KER |  | S |  | Y | Industrial CHP | 7 |  | N | [16 empty] | 12 | 2003
8701 | Hoffman LaRoche Inc | 10123 | Hoffmann LaRoche | NJ | Essex | TG3 | GT | RE | 4 | 3 | 3 |  | 1 | 1987 | NG BLQ: NG; NG NG: KER |  | S |  | Y | Industrial CHP | 7 |  | N | [16 empty] | 12 | 2003
8751 | Town of Holly - (CO) | 502 | Holly | CO | Prowers | 1 | IC | RE | 0.2 | 0.2 | 0.2 |  | 88 | 1950 | [9 empty] | S |  | N | Electric Utility | 1 |  | N | [16 empty] | 12 | 2002 | bar: NG BLQ to Y N
8751 | Town of Holly - (CO) | 502 | Holly | CO | Prowers | 2 | IC | RE | 0.2 | 0.2 | 0.2 |  | 88 | 1950 | [9 empty] | S |  | N | Electric Utility | 1 |  | N | [16 empty] | 12 | 2002 | bar: NG BLQ to Y N
8751 | Town of Holly - (CO) | 502 | Holly | CO | Prowers | ARPA | IC | RE | 2.2 | 2 | 2.2 |  | 9 | 2002 | NG BLQ: DFO; N Y: N; Y N: N | N | W |  | N | Electric Utility | 1 |  | N | [16 empty] | 10 | 2006 | N
8776 | City of Holyoke Gas and Electric Dept. | 1605 | Hadley Falls | MA | Hampden | 3 | HY | IP | 3.5 | 3.4 | 3.4 |  |  |  | NG BLQ: WAT; N Y: N; Y N: Y |  | S |  | N | Electric Utility | 1 |  | N | [18 empty] | N
8776 | City of Holyoke Gas and Electric Dept. | 1607 | Riverside | MA | Hampden | 6 | HY | IP | 1.1 | 0.9 | 0.9 |  |  |  | NG BLQ: WAT; N Y: N; Y N: Y |  | S |  | N | Electric Utility | 1
8776 | City of Holyoke Gas and Electric Dept. | 9864 | Cabot Holyoke | MA | Hampden | 9 | ST | RE | 6 | 5.7 | 5.7 |  | 88 | 1941 | NG | RFO | DFO |  |  |  | Y | Y | Y | S |  | N | Electric Utility | 1 |  | N | [16 empty] | 12 | 2009 | N | [6 empty] | NG
8776 | City of Holyoke Gas and Electric Dept. | 54981 | Harris Energy Realty | MA | Hampden | C-AB | HY | RE | 0.3 | 0.3 | 0.3 |  | 1 | 1982 | NG BLQ: WAT; N Y: N; Y N: Y | Y | S |  | N | Electric Utility | 1 |  | N | [16 empty] | 11 | 2012
8776 | City of Holyoke Gas and Electric Dept. | 54981 | Harris Energy Realty | MA | Hampden | C-C | HY | RE | 0.3 | 0.3 | 0.3 |  | 1 | 1982 | NG BLQ: WAT; N Y: N; Y N: Y | Y | S |  | N | Electric Utility | 1 |  | N | [16 empty] | 11 | 2012
8776 | City of Holyoke Gas and Electric Dept. | 54981 | Harris Energy Realty | MA | Hampden | GILA | HY | RE | 0.5 | 0.5 | 0.5 |  | 1 | 1982 | NG BLQ: WAT; N Y: N; Y N: Y | Y | S |  | N | Electric Utility | 1 |  | N | [16 empty] | 11 | 2012
8795 | City of Homestead - (FL) | 665 | G W Ivey | FL | Dade | 22 | IC | IP | 0.4 | 0.4 | 0.4 |  |  |  | NG BLQ: NG; NG NG: DFO; Y N: N |  | S |  | N | Electric Utility | 1 |  | N | [18 empty] | N
8847 | City of Hopkinton | 8108 | Hopkinton | IA | Delaware | IC2 | IC | RE | 1.7 | 1.7 | 1.7 |  | 6 | 1994 | NG BLQ: DFO; N Y: N; Y N: Y | Y | S |  | N | Electric Utility | 1 |  | N | [13 empty] | Y |  |  | 5 | 2011 | N
8847 | City of Hopkinton | 8108 | Hopkinton | IA | Delaware | IC3 | IC | RE | 1.2 | 1.2 | 1.2 |  | 9 | 1983 | NG BLQ: DFO; N Y: N; Y N: Y | Y | S |  | N | Electric Utility | 1 |  | N | [13 empty] | Y |  |  | 4 | 2011 | N
8884 | Terrebonne Parish Consol Gov't | 1439 | Houma | LA | Terrebonne | 10 | IC | RE | 4.5 | 3.7 | 3.7 |  | 8 | 1958 | NG BLQ: NG; NG NG: DFO; N Y: Y; Y N: N |  | S |  | N | Electric Utility | 1 |  | N | [13 empty] | N |  |  | 12 | 2010 | N
8884 | Terrebonne Parish Consol Gov't | 1439 | Houma | LA | Terrebonne | 11 | IC | RE | 4.5 | 3.7 | 3.7 |  | 0 | 1958 | NG BLQ: NG; NG NG: DFO; N Y: Y; Y N: N |  | S |  | N | Electric Utility | 1 |  | N | [13 empty] | N |  |  | 12 | 2010 | N
8884 | Terrebonne Parish Consol Gov't | 1439 | Houma | LA | Terrebonne | 12 | IC | RE | 4.5 | 3.3 | 3.3 |  | 8 | 1958 | NG BLQ: NG; NG NG: DFO; N Y: Y; Y N: N |  | S |  | N | Electric Utility | 1 |  | N | [13 empty] | N |  |  | 12 | 2010 | N
8884 | Terrebonne Parish Consol Gov't | 1439 | Houma | LA | Terrebonne | 6 | IC | RE | 1.4 | 1 | 1 |  | 8 | 1948 | NG BLQ: NG; NG NG: DFO; N Y: N; Y N: N |  | S |  | N | Electric Utility | 1 |  | N | [13 empty] | N |  |  | 12 | 2010 | N
8884 | Terrebonne Parish Consol Gov't | 1439 | Houma | LA | Terrebonne | 7 | IC | RE | 1.4 | 1 | 1 |  | 8 | 1948 | NG BLQ: NG; NG NG: DFO; N Y: N; Y N: N |  | S |  | N | Electric Utility | 1 |  | N | [13 empty] | N |  |  | 12 | 2010 | N
8884 | Terrebonne Parish Consol Gov't | 1439 | Houma | LA | Terrebonne | 8 | IC | RE | 1.4 | 1 | 1 |  | 8 | 1948 | NG BLQ: NG; NG NG: DFO; N Y: N; Y N: N |  | S |  | N | Electric Utility | 1 |  | N | [13 empty] | N |  |  | 12 | 2010 | N
8884 | Terrebonne Parish Consol Gov't | 1439 | Houma | LA | Terrebonne | 9 | IC | RE | 2.7 | 2.5 | 2.5 |  | 0 | 1953 | NG BLQ: NG; NG NG: DFO; N Y: Y; Y N: N |  | S |  | N | Electric Utility | 1 |  | N | [13 empty] | N |  |  | 12 | 2010 | N
8973 | Town of Hudson | 9038 | Cherry Street | MA | MIDDLESEX | 9 | IC | RE | 3 | 2.3 | 2.3 |  | 4 | 1960 | NG BLQ: DFO; NG NG: NG; Y N: N |  | S |  | N | Electric Utility | 1 |  | N | [16 empty] | 12 | 2003
9011 | City of Hugoton - (KS) | 1289 | Hugoton 1 | KS | Stevens | 1 | IC | RE | 0.8 | 0.6 | 0.6 |  | 1 | 1949 | NG BLQ: DFO; NG NG: NG; N Y: N; Y N: N |  | S |  | N | Electric Utility | 1 |  | N | [16 empty] | 9 | 2004
9011 | City of Hugoton - (KS) | 1289 | Hugoton 1 | KS | Stevens | 6 | IC | RE | 1.4 | 1.2 | 1.2 |  | 1 | 1959 | NG BLQ: DFO; NG NG: NG; N Y: Y; Y N: Y |  | S |  | N | Electric Utility | 1 |  | N | [13 empty] | N |  |  | 1 | 2011
9130 | Hutchinson Utilities Comm | 1980 | Hutchinson Plant #1 | MN | McLeod | 5 | IC | RE | 2.1 | 1.7 | 1.7 |  | 1 | 1941 | NG BLQ: DFO; N Y: N; Y N: Y |  | S |  | N | Electric Utility | 1 |  | N | [13 empty] | N |  |  | 2 | 2011 | N
9130 | Hutchinson Utilities Comm | 1980 | Hutchinson Plant #1 | MN | McLeod | 6 | IC | RE | 2.1 | 1.7 | 1.7 |  | 1 | 1947 | NG BLQ: DFO; N Y: N; Y N: Y |  | S |  | N | Electric Utility | 1 |  | N | [13 empty] | N |  |  | 2 | 2011 | N
9130 | Hutchinson Utilities Comm | 1980 | Hutchinson Plant #1 | MN | McLeod | 7 | IC | RE | 5 | 4.5 | 4.5 |  | 1 | 1964 | NG BLQ: NG; NG NG: DFO; N Y: Y; Y N: Y |  | S |  | N | Electric Utility | 1 |  | N | [13 empty] | N |  |  | 2 | 2011 | N
9130 | Hutchinson Utilities Comm | 6358 | Hutchinson Plant #2 | MN | McLeod | 1 | GT | RE | 25 | 22 | 24.3 |  | 3 | 1977 | NG BLQ: NG; N Y: N; Y N: Y |  | S |  | N | Electric Utility | 1 |  | N | [16 empty] | 1 | 1999 | N
9188 | I-N-N Electric Coop, Inc | 7183 | Newhalen | AK | Lake & Peninsula Bor | 1 | IC | RE | 0.3 | 0.3 | 0.3 |  | 1 | 1983 | NG BLQ: DFO; N Y: N; Y N: Y |  | S |  | N | Electric Utility | 1 |  | N | [16 empty] | 9 | 2012
9188 | I-N-N Electric Coop, Inc | 7183 | Newhalen | AK | Lake & Peninsula Bor | 2 | IC | RE | 0.3 | 0.3 | 0.3 |  | 1 | 1983 | NG BLQ: DFO; N Y: N; Y N: Y |  | S |  | N | Electric Utility | 1 |  | N | [16 empty] | 9 | 2012
9188 | I-N-N Electric Coop, Inc | 7183 | Newhalen | AK | Lake & Peninsula Bor | 3 | IC | RE | 0.3 | 0.3 | 0.3 |  | 1 | 1983 | NG BLQ: DFO; N Y: N; Y N: Y |  | S |  | N | Electric Utility | 1 |  | N | [16 empty] | 9 | 2012
9188 | I-N-N Electric Coop, Inc | 7183 | Newhalen | AK | Lake & Peninsula Bor | 4 | IC | RE | 0.6 | 0.6 | 0.6 |  | 1 | 1989 | NG BLQ: DFO; N Y: N; Y N: Y |  | S |  | N | Electric Utility | 1 |  | N | [16 empty] | 9 | 2012
9191 | Idaho Power Co | 55733 | Bennett Mountain | ID | Elmore | FT01 | GT | IP | 170 | 142 | 190 | [12 empty] | S |  | N | Electric Utility | 1 |  | N | [18 empty] | N | bar: NG BLQ to Y N
9191 | Idaho Power Co | 55733 | Bennett Mountain | ID | Elmore | FT03 | GT | IP | 50 | 50 | 50 | [12 empty] | S |  | N | Electric Utility | 1 |  | N | [18 empty] | N | bar: NG BLQ to Y N
9205 | Illinois Electricial Gen Partn | 55761 | Devonshire Power Partners LLC | IL | Cook | DO1 | IC | RE | 1.1 | 1 | 1 |  | 12 | 1997 | NG BLQ: LFG; N Y: N; Y N: N |  | S |  | N | IPP Non-CHP | 2 |  | N | [16 empty] | 12 | 2008 | N
9205 | Illinois Electricial Gen Partn | 55761 | Devonshire Power Partners LLC | IL | Cook | DO2 | IC | RE | 1.1 | 1 | 1 |  | 12 | 1997 | NG BLQ: LFG; N Y: N; Y N: N |  | S |  | N | IPP Non-CHP | 2 |  | N | [16 empty] | 12 | 2008 | N
9205 | Illinois Electricial Gen Partn | 55761 | Devonshire Power Partners LLC | IL | Cook | DO3 | IC | RE | 1.1 | 1 | 1 |  | 12 | 1997 | NG BLQ: LFG; N Y: N; Y N: N |  | S |  | N | IPP Non-CHP | 2 |  | N | [16 empty] | 9 | 2009 | N
9205 | Illinois Electricial Gen Partn | 55761 | Devonshire Power Partners LLC | IL | Cook | DO4 | IC | RE | 1.1 | 1 | 1 |  | 12 | 1997 | NG BLQ: LFG; N Y: N; Y N: N |  | S |  | N | IPP Non-CHP | 2 |  | N | [16 empty] | 9 | 2009 | N
9205 | Illinois Electricial Gen Partn | 55761 | Devonshire Power Partners LLC | IL | Cook | DO5 | IC | RE | 1.1 | 1 | 1 |  | 12 | 1997 | NG BLQ: LFG; N Y: N; Y N: N |  | S |  | N | IPP Non-CHP | 2 |  | N | [16 empty] | 9 | 2009 | N
9205 | Illinois Electricial Gen Partn | 55762 | Brickyard Energy Partners LLC | IL | Vermilion | BR5 | IC | IP | 1.1 | 0.9 | 0.9 |  |  |  | NG BLQ: LFG; N Y: N; Y N: Y |  | S |  | N | IPP Non-CHP | 2 | [20 empty] | N
9205 | Illinois Electricial Gen Partn | 55767 | Riveside Resource Recovery LLC | IL | Will | RO1 | IC | RE | 1.1 | 0.9 | 0.9 |  | 2 | 1997 | NG BLQ: LFG; N Y: N; Y N: N |  | S |  | N | IPP Non-CHP | 2 |  | N | [16 empty] | 12 | 2012 | N
9205 | Illinois Electricial Gen Partn | 55768 | Avon Energy Partners LLC | IL | Cook | CH1 | IC | RE | 1.1 | 0.9 | 0.9 |  | 2 | 1997 | NG BLQ: LFG; N Y: N; Y N: N |  | S |  | N | IPP Non-CHP | 2 |  | N | [16 empty] | 7 | 2008 | N
9205 | Illinois Electricial Gen Partn | 55768 | Avon Energy Partners LLC | IL | Cook | CH2 | IC | RE | 1.1 | 0.9 | 0.9 |  | 2 | 1997 | NG BLQ: LFG; N Y: N; Y N: N |  | S |  | N | IPP Non-CHP | 2 |  | N | [16 empty] | 8 | 2008 | N
9205 | Illinois Electricial Gen Partn | 55768 | Avon Energy Partners LLC | IL | Cook | CH3 | IC | RE | 1.1 | 0.9 | 0.9 |  | 2 | 1997 | NG BLQ: LFG; N Y: N; Y N: N |  | S |  | N | IPP Non-CHP | 2 |  | N | [16 empty] | 2 | 2003 | N
9205 | Illinois Electricial Gen Partn | 55773 | Countyside Genco LLC | IL | Lake | CS1 | IC | RE | 1.4 | 1.3 | 1.3 |  | 1 | 2000 | NG BLQ: LFG; N Y: N; Y N: Y |  | W |  | N | IPP Non-CHP | 2 |  | N | [16 empty] | 1 | 2012 | N
9205 | Illinois Electricial Gen Partn | 55773 | Countyside Genco LLC | IL | Lake | CS2 | IC | RE | 1.4 | 1.3 | 1.3 |  | 1 | 2000 | NG BLQ: LFG; N Y: N; Y N: Y |  | W |  | N | IPP Non-CHP | 2 |  | N | [16 empty] | 1 | 2012 | N
9205 | Illinois Electricial Gen Partn | 55773 | Countyside Genco LLC | IL | Lake | CS3 | IC | RE | 1.4 | 1.3 | 1.3 |  | 1 | 2000 | NG BLQ: LFG; N Y: N; Y N: Y |  | W |  | N | IPP Non-CHP | 2 |  | N | [16 empty] | 1 | 2012 | N
9205 | Illinois Electricial Gen Partn | 55773 | Countyside Genco LLC | IL | Lake | CS4 | IC | RE | 1.4 | 1.3 | 1.3 |  | 1 | 2000 | NG BLQ: LFG; N Y: N; Y N: Y |  | W |  | N | IPP Non-CHP | 2 |  | N | [16 empty] | 1 | 2012 | N
9205 | Illinois Electricial Gen Partn | 55773 | Countyside Genco LLC | IL | Lake | CS5 | IC | RE | 1.4 | 1.3 | 1.3 |  | 1 | 2000 | NG BLQ: LFG; N Y: N; Y N: Y |  | W |  | N | IPP Non-CHP | 2 |  | N | [16 empty] | 1 | 2012 | N
9205 | Illinois Electricial Gen Partn | 55773 | Countyside Genco LLC | IL | Lake | CS6 | IC | RE | 1.4 | 1.3 | 1.3 |  | 1 | 2000 | NG BLQ: LFG; N Y: N; Y N: Y |  | W |  | N | IPP Non-CHP | 2 |  | N | [16 empty] | 1 | 2012 | N
9205 | Illinois Electricial Gen Partn | 55774 | Morris Genco LLC | IL | Grundy | MO1 | IC | RE | 1.4 | 1.3 | 1.3 |  | 2 | 2001 | NG BLQ: LFG; N Y: N; Y N: Y |  | W |  | N | IPP Non-CHP | 2 |  | N | [16 empty] | 9 | 2011 | N
9205 | Illinois Electricial Gen Partn | 55774 | Morris Genco LLC | IL | Grundy | MO2 | IC | RE | 1.4 | 1.3 | 1.3 |  | 2 | 2001 | NG BLQ: LFG; N Y: N; Y N: Y |  | W |  | N | IPP Non-CHP | 2 |  | N | [16 empty] | 9 | 2011 | N
9205 | Illinois Electricial Gen Partn | 55774 | Morris Genco LLC | IL | Grundy | MO3 | IC | RE | 1.4 | 1.3 | 1.3 |  | 2 | 2001 | NG BLQ: LFG; N Y: N; Y N: Y |  | W |  | N | IPP Non-CHP | 2 |  | N | [16 empty] | 9 | 2011 | N
9216 | Imperial Irrigation District | 383 | Brawley | CA | Imperial | GT1 | GT | RE | 11.5 | 9 | 11 |  | 7 | 1962 | NG BLQ: DFO; N Y: N; Y N: Y | Y | S |  | N | Electric Utility | 1 |  | N | [16 empty] | 12 | 2009 | N
9216 | Imperial Irrigation District | 383 | Brawley | CA | Imperial | GT2 | GT | RE | 11.5 | 9 | 11 |  | 8 | 1962 | NG BLQ: DFO; N Y: N; Y N: Y | Y | S |  | N | Electric Utility | 1 |  | N | [16 empty] | 12 | 2009 | N
9216 | Imperial Irrigation District | 389 | El Centro | CA | Imperial | 3 | ST | RE | 50 | 42 | 42 |  | 11 | 1957 | NG BLQ: NG; NG NG: RFO; N Y: N; Y N: Y |  | S |  | N | Electric Utility | 1 |  | N | N | [15 empty] | 9 | 2010 | N
9230 | City of Independence - (IA) | 1149 | Independence | IA | Buchanan | 2 | IC | RE | 1 | 0.8 | 0.8 |  | 8 | 1949 | NG BLQ: DFO; N Y: N; Y N: N |  | S |  | N | Electric Utility | 1 |  | N | [16 empty] | 4 | 2007 | N
9275 | Indianola Municipal Utilities | 1150 | Indianola | IA | Warren | 3 | IC | RE | 1.1 | 1 | 1 |  | 1 | 1953 | NG BLQ: DFO; NG NG: NG; N Y: Y; Y N: N |  | S |  | N | Electric Utility | 1 |  | N | [16 empty] | 2 | 2006 | N
9417 | Interstate Power and Light Co | 1046 | Dubuque | IA | Dubuque | ST2 | ST | RE | 15 | 11.8 | 13.2 |  | 1 | 1929 | SUB | NG | DFO |  |  |  | Y | N |  | S |  | N | Electric Utility | 1 |  | N | [16 empty] | 11 | 2010 | N | Y |  | Y |  |  |  | NG
9417 | Interstate Power and Light Co | 1047 | Lansing | IA | Allamakee | 1 | ST | RE | 15 | 14.1 | 14.1 |  | 1 | 1948 | NG BLQ: SUB; NG NG: BIT; N Y: N; Y N: N |  | S |  | N | Electric Utility | 1 |  | N | N | [15 empty] | 2 | 2006 | N | Y |  | Y
9417 | Interstate Power and Light Co | 1047 | Lansing | IA | Allamakee | 2 | ST | RE | 11.5 | 11 | 11.2 |  | 1 | 1949 | NG BLQ: SUB; NG NG: BIT; N Y: Y; Y N: N |  | S |  | N | Electric Utility | 1 |  | N | N | [15 empty] | 11 | 2010 | N | Y |  | Y |  |  |  | DFO
9417 | Interstate Power and Light Co | 1048 | Milton L Kapp | IA | Clinton | 1 | ST | RE | 18.8 | 8.8 | 8.8 |  | 1 | 1947 | [9 empty] | S |  | N | Electric Utility | 1 |  | N | N | [15 empty] | 11 | 2010 | N | N |  | N |  |  |  | NG | bar: NG BLQ to Y N
9417 | Interstate Power and Light Co | 1052 | Ames Diesel Generating Station | IA | Story | 1 | IC | RE | 1 | 1 | 1 |  | 1 | 1960 | NG BLQ: DFO; N Y: N; Y N: N | Y | S |  | N | Electric Utility | 1 |  | N | [16 empty] | 7 | 2008 | N
9417 | Interstate Power and Light Co | 1052 | Ames Diesel Generating Station | IA | Story | 2 | IC | RE | 1 | 1 | 1 |  | 1 | 1960 | NG BLQ: DFO; N Y: N; Y N: N | Y | S |  | N | Electric Utility | 1 |  | N | [16 empty] | 7 | 2008 | N
9417 | Interstate Power and Light Co | 1058 | Sixth Street | IA | Linn | 1 | ST | RE | 10 | 9.4 | 9.4 |  | 5 | 1921 | NG BLQ: BIT; N Y: N; Y N: N |  | S |  | N | Electric Utility | 1 |  | N | [16 empty] | 11 | 2010 | N | Y |  | Y
9417 | Interstate Power and Light Co | 1058 | Sixth Street | IA | Linn | 2 | ST | RE | 6 | 2.8 | 3.9 |  | 11 | 1930 | SUB | BIT | NG |  |  |  | Y | N | Y | S |  | Y | Electric Utility | 1 | T | N | [16 empty] | 11 | 2010 | N | Y |  | Y
9417 | Interstate Power and Light Co | 1058 | Sixth Street | IA | Linn | 4 | ST | RE | 15 | 12.6 | 12.5 |  | 6 | 1942 | NG BLQ: SUB; NG NG: NG; N Y: Y; Y N: N | Y | S |  | Y | Electric Utility | 1 | T | N | [16 empty] | 11 | 2010 | N | Y |  | Y
9417 | Interstate Power and Light Co | 1058 | Sixth Street | IA | Linn | 6 | ST | RE | 10 | 8 | 3 |  | 1 | 1925 | NG BLQ: BIT; N Y: N; Y N: N |  | S |  | N | Electric Utility | 1 |  | N | [16 empty] | 11 | 2010 | N | Y |  | Y
9417 | Interstate Power and Light Co | 1058 | Sixth Street | IA | Linn | 7 | ST | RE | 15 | 14.7 | 7.8 |  | 3 | 1945 | NG BLQ: SUB; NG NG: NG; N Y: Y; Y N: N |  | S |  | Y | Electric Utility | 1 | T | N | [16 empty] | 11 | 2010 | N | Y |  | Y
9417 | Interstate Power and Light Co | 1058 | Sixth Street | IA | Linn | 8 | ST | RE | 28.7 | 29.2 | 26.8 |  | 10 | 1950 | NG BLQ: SUB; NG NG: NG; N Y: Y; Y N: N |  | S |  | Y | Electric Utility | 1 | T | N | [16 empty] | 11 | 2010 | N | Y |  | Y
9417 | Interstate Power and Light Co | 1073 | Prairie Creek | IA | Linn | 2 | ST | RE | 23 | 18.4 | 20.7 |  | 5 | 1951 | NG BLQ: SUB; NG NG: NG; N Y: Y; Y N: N |  | S |  | Y | Electric Utility | 1 | T | N | N | [15 empty] | 11 | 2010 | N |  |  | Y
9417 | Interstate Power and Light Co | 1077 | Sutherland | IA | Marshall | 2 | ST | RE | 37.5 | 29.5 | 29.7 |  | 5 | 1955 | SUB | NG | PC |  |  |  | Y | N |  | S |  | N | Electric Utility | 1 |  | N | N | [15 empty] | 11 | 2010 | N | Y |  | Y
9417 | Interstate Power and Light Co | 1888 | Fox Lake | MN | Martin | 2 | ST | RE | 11.5 | 11.6 | 10.8 |  | 1 | 1951 | NG BLQ: NG; NG NG: RFO; N Y: Y; Y N: N |  | S |  | N | Electric Utility | 1 |  | N | [16 empty] | 11 | 2010 | N | [6 empty] | DFO
9417 | Interstate Power and Light Co | 1888 | Fox Lake | MN | Martin | 4 | GT | RE | 28.8 | 18.8 | 22.6 |  | 5 | 1974 | NG BLQ: DFO; N Y: N; Y N: N |  | S |  | N | Electric Utility | 1 |  | N | [16 empty] | 11 | 2010 | N
9417 | Interstate Power and Light Co | 7706 | Agency GT | IA | DES MOINES | 1 | GT | RE | 19.7 | 15.8 | 18.7 |  | 1 | 1992 | NG BLQ: NG; NG NG: DFO; N Y: Y; Y N: N |  | S |  | N | Electric Utility | 1 |  | N | [16 empty] | 11 | 2010 | N
9417 | Interstate Power and Light Co | 7706 | Agency GT | IA | DES MOINES | 2 | GT | RE | 19.7 | 15.5 | 18.4 |  | 1 | 1990 | NG BLQ: NG; NG NG: DFO; N Y: Y; Y N: N |  | S |  | N | Electric Utility | 1 |  | N | [16 empty] | 11 | 2010 | N
9417 | Interstate Power and Light Co | 7706 | Agency GT | IA | DES MOINES | 3 | GT | RE | 19.7 | 12.2 | 14.5 |  | 1 | 1990 | NG BLQ: NG; NG NG: DFO; N Y: Y; Y N: N |  | S |  | N | Electric Utility | 1 |  | N | [16 empty] | 11 | 2010 | N
9417 | Interstate Power and Light Co | 7706 | Agency GT | IA | DES MOINES | 4 | GT | RE | 19.7 | 16.6 | 19.6 |  | 1 | 1990 | NG BLQ: NG; NG NG: DFO; N Y: Y; Y N: N |  | S |  | N | Electric Utility | 1 |  | N | [16 empty] | 11 | 2010
9417 | Interstate Power and Light Co | 8025 | Montgomery | MN | Le Sueur | 1 | GT | RE | 28.8 |  |  |  | 3 | 1974 | NG BLQ: DFO; N Y: N; Y N: Y |  | S |  | N | Electric Utility | 1 |  | N | [16 empty] | 12 | 2012 | N
9418 | City of Iola - (KS) | 1291 | Iola | KS | Allen | 4 | ST | RE | 3.5 | 4.3 | 4.3 |  | 88 | 1949 | NG BLQ: NG; NG NG: RFO; N Y: N; Y N: Y | N | S |  | N | Electric Utility | 1 |  | N | N | [15 empty] | 10 | 2010 | N
9418 | City of Iola - (KS) | 1291 | Iola | KS | Allen | 5 | ST | RE | 5 | 5.3 | 5.3 |  | 88 | 1957 | NG BLQ: NG; NG NG: RFO; N Y: N; Y N: Y | N | S |  | N | Electric Utility | 1 |  | N | N | [15 empty] | 10 | 2010 | N
9434 | Iowa State University | 54201 | Iowa State University | IA | Story | 1 | ST | RE | 3 | 3 | 3 |  | 6 | 1949 | NG BLQ: BIT; NG NG: NG; N Y: N; Y N: Y |  | S |  | Y | Commercial CHP | 5 |  | N | [16 empty] | 6 | 2004
9603 | City of Jackson - (MO) | 2137 | Jackson | MO | Cape Girardeau | 1 | IC | RE | 1 | 0.9 | 0.9 |  | 6 | 1954 | NG BLQ: DFO; NG NG: NG; N Y: N; Y N: Y |  | S |  | N | Electric Utility | 1 |  | N | [16 empty] | 1 | 2006
9603 | City of Jackson - (MO) | 2137 | Jackson | MO | Cape Girardeau | 2 | IC | RE | 1 | 0.9 | 0.9 |  | 6 | 1954 | NG BLQ: DFO; NG NG: NG; N Y: N; Y N: Y |  | S |  | N | Electric Utility | 1 |  | N | [16 empty] | 1 | 2006
9617 | JEA | 666 | J D Kennedy | FL | Duval | GT3 | GT | RE | 56.2 | 54 | 62.7 |  | 8 | 1973 | NG BLQ: DFO; N Y: N; Y N: Y |  | S |  | N | Electric Utility | 1 |  | N | [16 empty] | 4 | 2009 | N
9617 | JEA | 666 | J D Kennedy | FL | Duval | GT4 | GT | RE | 56.2 | 54 | 62.7 |  | 7 | 1973 | NG BLQ: DFO; N Y: N; Y N: Y |  | S |  | N | Electric Utility | 1 |  | N | [16 empty] | 4 | 2008 | N
9617 | JEA | 666 | J D Kennedy | FL | Duval | GT5 | GT | RE | 56.2 | 54 | 62.7 |  | 11 | 1973 | NG BLQ: DFO; N Y: N; Y N: Y |  | S |  | N | Electric Utility | 1 |  | N | [16 empty] | 4 | 2008 | N
9617 | JEA | 668 | Southside Generating Station | FL | Duval | 4 | ST | RE | 75 | 67 | 67 |  | 11 | 1958 | NG BLQ: RFO; NG NG: NG; Y N: N |  | S |  | N | Electric Utility | 1 |  | N | [16 empty] | 10 | 2001
9617 | JEA | 668 | Southside Generating Station | FL | Duval | 5 | ST | RE | 156.6 | 142 | 142 |  | 9 | 1964 | NG BLQ: RFO; NG NG: NG; Y N: N |  | S |  | N | Electric Utility | 1 |  | N | [16 empty] | 10 | 2001
9617 | JEA | 56799 | Greenland Energy Center | FL | Duval | 3 | CA | IP | 230 | 166.6 | 176.8 |  |  |  | NG BLQ: NG; N Y: N; Y N: Y |  | S |  | N | Electric Utility | 1 |  | Y
9686 | RockTenn-Jackson Fenandina | 10202 | Fernandina Beach Mill | FL | Nassau | GEN4 | ST | RE | 9.3 | 7 | 7 |  | 3 | 1963 | BIT | RFO | WDS | BLQ |  |  | N | N |  | S |  | Y | Industrial CHP | 7 |  | N | [16 empty] | 12 | 2003 | N
9686 | RockTenn-Jackson Fenandina | 54430 | Jackson Mill | FL | Duval | GEN1 | ST | RE | 43.5 | 40.5 | 40.9 |  | 3 | 1983 | [9 empty] | S |  | N | Industrial Non-CHP | 6 |  | N | [16 empty] | 12 | 1998 | bar: NG BLQ to Y N
9732 | City of Jetmore | 1292 | Jetmore | KS | HODGEMAN | 3 | IC | RE | 0.2 | 0.2 | 0.2 |  | 1 | 1946 | NG BLQ: DFO; N Y: N; Y N: Y | N | S |  | N | Electric Utility | 1 |  | N | [16 empty] | 1 | 2010
9732 | City of Jetmore | 1292 | Jetmore | KS | HODGEMAN | 4 | IC | RE | 0.8 | 0.8 | 0.8 |  | 1 | 1964 | NG BLQ: DFO; N Y: N; Y N: Y | N | S |  | N | Electric Utility | 1 |  | N | [16 empty] | 1 | 2010
9765 | John Deere Dubuque Works | 54414 | John Deere Dubuque Works | IA | Dubuque | GEN2 | ST | RE | 3.5 | 3.5 | 3.5 |  | 6 | 1949 | NG BLQ: BIT; NG NG: NG; N Y: Y; Y N: Y |  | S |  | Y | Industrial CHP | 7 | T | N | N | [15 empty] | 11 | 2010 | N | Y | [5 empty] | DFO
9765 | John Deere Dubuque Works | 54414 | John Deere Dubuque Works | IA | Dubuque | GEN3 | ST | RE | 3 | 1.5 | 1.5 |  | 11 | 1989 | NG BLQ: BIT; NG NG: NG; N Y: Y; Y N: Y |  | S |  | Y | Industrial CHP | 7 | T | N | N | [15 empty] | 10 | 2009 | N | Y | [5 empty] | DFO
9765 | John Deere Dubuque Works | 54414 | John Deere Dubuque Works | IA | Dubuque | GEN4 | ST | RE | 7.5 | 7.5 | 7.5 |  | 2 | 1964 | NG BLQ: BIT; NG NG: NG; N Y: Y; Y N: Y |  | S |  | Y | Industrial CHP | 7 | T | N | N | [15 empty] | 11 | 2010 | N | Y | [5 empty] | DFO
9996 | City of Kansas City - (KS) | 6064 | Nearman Creek | KS | Wyandotte | 2 | ST | IP | 261 | 235 | 235 |  |  |  | NG BLQ: SUB; Y N: N |  | S |  | N | Electric Utility | 1 |  | N | [18 empty] | N | Y |  | Y
9996 | City of Kansas City - (KS) | 6064 | Nearman Creek | KS | Wyandotte | CT5 | GT | IP | 55 | 45 | 45 |  |  |  | NG BLQ: NG; NG NG: DFO; N Y: Y; Y N: N |  | S |  | N | Electric Utility | 1 |  |  | N | [17 empty] | N
10000 | Kansas City Power & Light Co | 2078 | Grand Avenue | MO | Jackson | 7 | ST | RE | 43 | 33 | 33 |  | 11 | 1929 | [9 empty] | S |  | N | Electric Utility | 1 |  | N | [16 empty] | 12 | 2003 | bar: NG BLQ to Y N
10000 | Kansas City Power & Light Co | 2078 | Grand Avenue | MO | Jackson | 9 | ST | RE | 40.2 | 32 | 32 |  | 2 | 1948 | [9 empty] | S |  | N | Electric Utility | 1 |  | N | [16 empty] | 12 | 2003 | bar: NG BLQ to Y N
10000 | Kansas City Power & Light Co | 7928 | Osawatomie | KS | Miami | 2 | GT | IP | 91.3 | 69.6 | 100.5 |  |  |  | NG BLQ: NG; NG NG: DFO |  | S |  | N | Electric Utility | 1 |  | N | [18 empty] | N
10000 | Kansas City Power & Light Co | 7928 | Osawatomie | KS | Miami | 3 | GT | IP | 91.3 | 69.6 | 100.5 |  |  |  | NG BLQ: NG; NG NG: DFO |  | S |  | N | Electric Utility | 1 |  | N | [18 empty] | N
10000 | Kansas City Power & Light Co | 7928 | Osawatomie | KS | Miami | 4 | GT | IP | 91.3 | 69.6 | 100.5 |  |  |  | NG BLQ: NG; NG NG: DFO |  | S |  | N | Electric Utility | 1 |  | N | [18 empty] | N
10000 | Kansas City Power & Light Co | 7928 | Osawatomie | KS | Miami | 5 | GT | IP | 91.3 | 69.6 | 100.5 |  |  |  | NG BLQ: NG; NG NG: DFO |  | S |  | N | Electric Utility | 1 |  | N | [18 empty] | N
10000 | Kansas City Power & Light Co | 7928 | Osawatomie | KS | Miami | 6 | GT | IP | 91.3 | 69.6 | 100.5 |  |  |  | NG BLQ: NG; NG NG: DFO |  | S |  | N | Electric Utility | 1 |  | N | [18 empty] | N
10000 | Kansas City Power & Light Co | 7928 | Osawatomie | KS | Miami | 7 | GT | IP | 91.3 | 69.6 | 100.5 |  |  |  | NG BLQ: NG; NG NG: DFO |  | S |  | N | Electric Utility | 1 |  | N | [18 empty] | N
10000 | Kansas City Power & Light Co | 7928 | Osawatomie | KS | Miami | 8 | GT | IP | 91.3 | 69.6 | 100.5 |  |  |  | NG BLQ: NG; NG NG: DFO |  | S |  | N | Electric Utility | 1 |  | N | [18 empty] | N
10005 | Kansas Gas & Electric Co | 1243 | Neosho | KS | Labette | 3 | ST | RE | 69 | 62 | 62 |  | 11 | 1954 | NG BLQ: NG; NG NG: RFO; N Y: N; Y N: N |  | S |  | N | Electric Utility | 1 |  | N | [16 empty] | 6 | 2012 | N
10056 | City of Kaukauna | 4120 | New Badger | WI | Outagamie | 1 | HY | RE | 1.8 | 1.8 | 1.8 |  | 1 | 1928 | NG BLQ: WAT; N Y: N; Y N: Y |  | S | 0 | N | Electric Utility | 1 |  | N | [16 empty] | 5 | 2012
10056 | City of Kaukauna | 4120 | New Badger | WI | Outagamie | 2 | HY | RE | 1.8 | 1.8 | 1.8 |  | 1 | 1928 | NG BLQ: WAT; N Y: N; Y N: Y |  | S | 0 | N | Electric Utility | 1 |  | N | [16 empty] | 5 | 2012
10056 | City of Kaukauna | 4121 | Old Badger | WI | Outagamie | 3 | HY | RE | 1 | 1 | 1 |  | 1 | 1907 | NG BLQ: WAT; N Y: N; Y N: Y |  | S | 0 | N | Electric Utility | 1 |  | N | [16 empty] | 5 | 2012
10056 | City of Kaukauna | 4121 | Old Badger | WI | Outagamie | 4 | HY | RE | 1 | 1 | 1 |  | 1 | 1907 | NG BLQ: WAT; N Y: N; Y N: Y |  | S | 0 | N | Electric Utility | 1 |  | N | [16 empty] | 5 | 2012
10056 | City of Kaukauna | 54885 | Kimberly Mill | WI | Outagamie | 1H | HY | RE | 0.7 | 0.7 | 0.7 |  | 1 | 1926 | NG BLQ: WAT; N Y: N; Y N: N |  | S | 0 | N | Industrial CHP | 7 |  | N | [16 empty] | 10 | 2008 | N
10056 | City of Kaukauna | 54885 | Kimberly Mill | WI | Outagamie | 2H | HY | RE | 0.7 | 0.7 | 0.7 |  | 1 | 1927 | NG BLQ: WAT; N Y: N; Y N: N |  | S | 0 | N | Industrial CHP | 7 |  | N | [16 empty] | 10 | 2008 | N
10056 | City of Kaukauna | 54885 | Kimberly Mill | WI | Outagamie | 3H | HY | RE | 0.7 | 0.7 | 0.7 |  | 1 | 1927 | NG BLQ: WAT; N Y: N; Y N: N |  | S | 0 | N | Industrial CHP | 7 |  | N | [16 empty] | 10 | 2008 | N
10056 | City of Kaukauna | 54885 | Kimberly Mill | WI | Outagamie | 3TB | ST | RE | 15.9 | 15.9 | 15.9 |  | 1 | 1980 | NG BLQ: NG; NG NG: BIT; N Y: N; Y N: N |  | S |  | Y | Industrial CHP | 7 | T | N | [16 empty] | 1 | 2009 | N
10056 | City of Kaukauna | 54885 | Kimberly Mill | WI | Outagamie | 4TB | ST | RE | 19.3 | 19.3 | 19.3 |  | 1 | 1968 | NG BLQ: NG; NG NG: BIT; N Y: N; Y N: N |  | S |  | Y | Industrial CHP | 7 | T | N | [16 empty] | 1 | 2009 | N |  |  | Y
10077 | Kaweah Delta Hospital | 10042 | Kaweah Delta District Hospital | CA | Tulare | KDH1 | IC | RE | 0.5 | 0.5 | 0.5 |  | 8 | 1984 | NG BLQ: NG; N Y: N; Y N: Y |  | S |  | Y | Commercial CHP | 5 |  | N | [16 empty] | 11 | 2006
10077 | Kaweah Delta Hospital | 10042 | Kaweah Delta District Hospital | CA | Tulare | KDH2 | IC | RE | 0.5 | 0.5 | 0.5 |  | 8 | 1984 | NG BLQ: NG; N Y: N; Y N: Y |  | S |  | Y | Commercial CHP | 5 |  | N | [16 empty] | 12 | 2006
10077 | Kaweah Delta Hospital | 10042 | Kaweah Delta District Hospital | CA | Tulare | KDH3 | IC | RE | 0.7 | 0.7 | 0.7 |  | 10 | 2001 | NG BLQ: NG; N Y: N; Y N: Y |  | S |  | Y | Commercial CHP | 5 |  | N | [16 empty] | 5 | 2006
10171 | Kentucky Utilities Co | 1357 | Green River | KY | Muhlenberg | 1 | ST | RE | 37.5 | 22 | 22 |  | 1 | 1950 | NG BLQ: BIT; NG NG: DFO; N Y: N; Y N: N |  | S |  | N | Electric Utility | 1 |  | N | [16 empty] | 12 | 2003 | N
10171 | Kentucky Utilities Co | 1357 | Green River | KY | Muhlenberg | 2 | ST | RE | 37.5 | 22 | 22 |  | 3 | 1950 | NG BLQ: BIT; NG NG: DFO; N Y: N; Y N: N |  | S |  | N | Electric Utility | 1 |  | N | [16 empty] | 12 | 2003 | N
10171 | Kentucky Utilities Co | 1360 | Pineville | KY | Bell | 3 | ST | RE | 37.5 | 32 | 33 |  | 7 | 1951 | NG BLQ: BIT; Y N: N |  | S |  | N | Electric Utility | 1 |  | N | [16 empty] | 1 | 2002
10171 | Kentucky Utilities Co | 1361 | Tyrone | KY | Woodford | 1 | ST | RE | 31.2 | 27 | 30 |  | 10 | 1947 | NG BLQ: DFO; N Y: N; Y N: Y |  | S |  | N | Electric Utility | 1 |  | N | [16 empty] | 2 | 2007 | N |  |  | Y |  |  |  | DFO
10171 | Kentucky Utilities Co | 1361 | Tyrone | KY | Woodford | 2 | ST | RE | 31.2 | 31 | 33 |  | 6 | 1948 | NG BLQ: DFO; N Y: N; Y N: Y |  | S |  | N | Electric Utility | 1 |  | N | [16 empty] | 2 | 2007 | N |  |  | Y |  |  |  | DFO
10273 | Kimberly-Clark Corp | 7627 | Everett Cogen | WA | Snohomish | 1 | ST | RE | 42 | 36 | 26 |  | 1 | 1996 | WDS | NG | DFO |  |  |  | Y | Y |  | S |  | Y | Electric Utility | 1 | T | N | [16 empty] | 10 | 2011 | N
10321 | City of Kingman - (KS) | 1296 | Kingman Municipal Power and Light Plant | KS | KINGMAN | 1 | IC | RE | 1.4 | 1.2 | 1.2 |  | 9 | 1955 | NG BLQ: NG; NG NG: DFO; N Y: N; Y N: N |  | S |  | N | Electric Utility | 1 |  | N | [16 empty] | 6 | 2008 | N
10321 | City of Kingman - (KS) | 1296 | Kingman Municipal Power and Light Plant | KS | KINGMAN | 5 | IC | RE | 1 | 0.8 | 0.9 |  | 5 | 1953 | NG BLQ: NG; NG NG: DFO; N Y: Y; Y N: N |  | S |  | N | Electric Utility | 1 |  | N | [16 empty] | 6 | 2008 | N
10349 | KIAC Partners | 54114 | Kennedy International Airport Cogen | NY | Queens | CT-3 | GT | IP | 50 | 47 | 49 |  |  |  | NG BLQ: NG; N Y: N; Y N: Y |  | W |  | N | IPP CHP | 3 |  | N | [18 empty] | N
10376 | Kissimmee Utility Authority | 672 | Hansel | FL | Osceola | 14 | IC | RE | 2 | 2 | 2 |  | 2 | 1972 | NG BLQ: NG; NG NG: DFO; N Y: Y; Y N: Y |  | S |  | N | Electric Utility | 1 |  | N | [16 empty] | 10 | 2005
10376 | Kissimmee Utility Authority | 672 | Hansel | FL | Osceola | 15 | IC | RE | 2 | 2 | 2 |  | 2 | 1972 | NG BLQ: NG; NG NG: DFO; N Y: Y; Y N: Y |  | S |  | N | Electric Utility | 1 |  | N | [16 empty] | 10 | 2005
10376 | Kissimmee Utility Authority | 672 | Hansel | FL | Osceola | 16 | IC | RE | 2 | 2 | 2 |  | 2 | 1972 | NG BLQ: NG; NG NG: DFO; N Y: Y; Y N: Y |  | S |  | N | Electric Utility | 1 |  | N | [16 empty] | 10 | 2005
10376 | Kissimmee Utility Authority | 672 | Hansel | FL | Osceola | 17 | IC | RE | 2 | 2 | 2 |  | 2 | 1972 | NG BLQ: NG; NG NG: DFO; N Y: Y; Y N: Y |  | S |  | N | Electric Utility | 1 |  | N | [16 empty] | 10 | 2005
10376 | Kissimmee Utility Authority | 672 | Hansel | FL | Osceola | 18 | IC | RE | 2 | 2 | 2 |  | 2 | 1972 | NG BLQ: NG; NG NG: DFO; N Y: Y; Y N: Y |  | S |  | N | Electric Utility | 1 |  | N | [16 empty] | 10 | 2005
10376 | Kissimmee Utility Authority | 672 | Hansel | FL | Osceola | 19 | IC | RE | 2.5 | 2 | 2 |  | 2 | 1983 | NG BLQ: DFO; N Y: N; Y N: Y |  | S |  | N | Electric Utility | 1 |  | N | [16 empty] | 10 | 2005
10376 | Kissimmee Utility Authority | 672 | Hansel | FL | Osceola | 20 | IC | RE | 2.5 | 2 | 3 |  | 2 | 1983 | NG BLQ: DFO; N Y: N; Y N: Y |  | S |  | N | Electric Utility | 1 |  | N | [16 empty] | 10 | 2005
10376 | Kissimmee Utility Authority | 672 | Hansel | FL | Osceola | 21 | CT | RE | 35 | 30 | 38 |  | 2 | 1983 | NG BLQ: NG; NG NG: DFO; N Y: Y; Y N: Y |  | S |  | N | Electric Utility | 1 |  | N | [16 empty] | 10 | 2012 | N
10376 | Kissimmee Utility Authority | 672 | Hansel | FL | Osceola | 22 | CA | RE | 10 | 8 | 6 |  | 11 | 1983 | NG BLQ: NG; NG NG: DFO; N Y: N; Y N: Y |  | S |  | N | Electric Utility | 1 |  | N | [16 empty] | 10 | 2012 | N
10376 | Kissimmee Utility Authority | 672 | Hansel | FL | Osceola | 23 | CA | RE | 10 | 8 | 6 |  | 11 | 1983 | NG BLQ: NG; NG NG: DFO; N Y: N; Y N: Y |  | S |  | N | Electric Utility | 1 |  | N | [16 empty] | 10 | 2012 | N
10376 | Kissimmee Utility Authority | 672 | Hansel | FL | Osceola | 8 | IC | RE | 3 | 2 | 2 |  | 2 | 1959 | NG BLQ: NG; NG NG: DFO; N Y: Y; Y N: Y |  | S |  | N | Electric Utility | 1 |  | N | [16 empty] | 10 | 2005
10384 | Klein Tools Inc | 10498 | Klein Tools Chicago | IL | Cook | 17 | IC | RE | 1.5 | 1.5 | 1.5 |  | 12 | 1986 | NG BLQ: DFO; N Y: N; Y N: N | N | S |  | N | Industrial Non-CHP | 6 |  | N | [16 empty] | 12 | 2012 | N
10384 | Klein Tools Inc | 10499 | Klein Tools Moran | KS | Allen | 696 | IC | RE | 1.5 | 1.5 | 1.5 |  | 12 | 1985 | NG BLQ: DFO; N Y: N |  | S |  | N | Industrial Non-CHP | 6 |  | N | [16 empty] | 12 | 2003
10384 | Klein Tools Inc | 10499 | Klein Tools Moran | KS | Allen | 697 | IC | RE | 1.5 | 1.5 | 1.5 |  | 2 | 1986 | NG BLQ: DFO |  | S |  | N | Industrial Non-CHP | 6 |  | N | [16 empty] | 12 | 2003
10393 | PUD No 1 of Klickitat County | 7832 | Roosevelt Biogas 1 | WA | Klickitat | 6 | IC | IP | 2.1 | 2.1 | 2.1 |  |  |  | NG BLQ: LFG |  | S |  | N | Electric Utility | 1 |  | N | [18 empty] | N
10402 | KMS Crossroads Inc | 50693 | KMS Crossroads | NJ | Bergen | DG-1 | IC | RE | 1.1 | 0.1 | 0.1 |  | 1 | 1988 | NG BLQ: NG; NG NG: DFO; N Y: N; Y N: Y |  | S |  | Y | IPP CHP | 3 | T | N | [16 empty] | 12 | 2011 | N
10402 | KMS Crossroads Inc | 50693 | KMS Crossroads | NJ | Bergen | DG-3 | IC | RE | 1.1 | 0.1 | 0.1 |  | 1 | 1988 | NG BLQ: NG; NG NG: DFO; N Y: N; Y N: Y |  | S |  | Y | IPP CHP | 3 | T | N | [16 empty] | 12 | 2011 | N
10402 | KMS Crossroads Inc | 50693 | KMS Crossroads | NJ | Bergen | TG-4 | GT | RE | 7 | 0.1 | 0.1 |  | 6 | 1996 | NG BLQ: NG; N Y: N; Y N: Y |  | S |  | Y | IPP CHP | 3 | T | N | [16 empty] | 12 | 2011 | N
10433 | Kodiak Electric Assn Inc | 6281 | Kodiak | AK | Kodiak Island | 2 | IC | RE | 5.2 | 5.2 | 5.2 |  | 88 | 1976 | NG BLQ: DFO; N Y: N | N | S |  | N | Electric Utility | 1 |  | N | [16 empty] | 7 | 2003 | N
10433 | Kodiak Electric Assn Inc | 6281 | Kodiak | AK | Kodiak Island | 3 | IC | RE | 5.2 | 5.2 | 5.2 |  | 88 | 1976 | NG BLQ: DFO; N Y: N | N | S |  | N | Electric Utility | 1 |  | N | [16 empty] | 4 | 2004 | N
10433 | Kodiak Electric Assn Inc | 6281 | Kodiak | AK | Kodiak Island | 6 | IC | RE | 2 | 2 | 2 |  | 2 | 1968 | NG BLQ: DFO; N Y: N; Y N: N | N | S |  | N | Electric Utility | 1 |  | N | [16 empty] | 4 | 2004 | N
10433 | Kodiak Electric Assn Inc | 6281 | Kodiak | AK | Kodiak Island | 7 | IC | RE | 2 | 2 | 2 |  | 2 | 1968 | NG BLQ: DFO; N Y: N; Y N: N | N | S |  | N | Electric Utility | 1 |  | N | [16 empty] | 4 | 2002 | N
10433 | Kodiak Electric Assn Inc | 6281 | Kodiak | AK | Kodiak Island | 8 | IC | RE | 2.6 | 2 | 2 |  | 88 | 1968 | NG BLQ: DFO; N Y: N; Y N: Y | Y | S |  | N | Electric Utility | 1 |  | N | [16 empty] | 4 | 2002 | N
10433 | Kodiak Electric Assn Inc | 6281 | Kodiak | AK | Kodiak Island | 9 | IC | RE | 2 | 2 | 2 |  | 88 | 1968 | NG BLQ: DFO; N Y: N; Y N: Y | Y | S |  | N | Electric Utility | 1 |  | N | [16 empty] | 4 | 2002 | N
10451 | Kotzebue Electric Assn Inc | 6304 | Kotzebue | AK | NORTHWEST ARCTIC | 12 | IC | RE | 1 | 1 | 1 |  | 7 | 1994 | NG BLQ: DFO; N Y: N; Y N: N |  | S |  | N | Electric Utility | 1 |  | N | [16 empty] | 7 | 2012 | N
10451 | Kotzebue Electric Assn Inc | 6304 | Kotzebue | AK | NORTHWEST ARCTIC | 9 | IC | RE | 2.1 | 2.1 | 2.1 |  | 12 | 1983 | NG BLQ: DFO; N Y: N; Y N: N |  | S |  | N | Electric Utility | 1 |  | N | [16 empty] | 10 | 2004 | N
10536 | City of La Junta - (CO) | 506 | La Junta | CO | Otero | 1 | IC | RE | 0.6 | 0.5 | 0.5 |  | 88 | 1939 | NG BLQ: DFO; N Y: N; Y N: N | N | S |  | N | Electric Utility | 1 |  | N | [16 empty] | 1 | 2003 | N
10536 | City of La Junta - (CO) | 506 | La Junta | CO | Otero | 5 | IC | RE | 1.2 | 1.1 | 1.1 |  | 88 | 1950 | NG BLQ: DFO; N Y: N; Y N: N | N | S |  | N | Electric Utility | 1 |  | N | [16 empty] | 1 | 2003
10538 | City of La Plata - (MO) | 2140 | La Plata | MO | Macon | 5 | IC | RE | 0.9 | 0.8 | 0.9 |  | 88 | 1960 | NG BLQ: DFO; N Y: N; Y N: N | Y | S |  | N | Electric Utility | 1 |  | N | [16 empty] | 12 | 2002 | N
10538 | City of La Plata - (MO) | 2140 | La Plata | MO | Macon | 6 | IC | RE | 1 | 0.9 | 0.9 |  | 4 | 1990 | NG BLQ: DFO; N Y: N; Y N: Y | Y | S |  | N | Electric Utility | 1 |  | N | [16 empty] | 2 | 2009 | N
10538 | City of La Plata - (MO) | 2140 | La Plata | MO | Macon | 7 | IC | RE | 1 | 0.9 | 0.9 |  | 4 | 1990 | NG BLQ: DFO; N Y: N; Y N: N |  | S |  | N | Electric Utility | 1 |  | N | [16 empty] | 2 | 2009 | N
10538 | City of La Plata - (MO) | 2140 | La Plata | MO | Macon | 8 | IC | RE | 1 | 0.9 | 0.9 |  | 12 | 1998 | NG BLQ: DFO; N Y: N; Y N: Y | Y | S |  | N | Electric Utility | 1 |  | N | [16 empty] | 3 | 2012 | N
10538 | City of La Plata - (MO) | 2140 | La Plata | MO | Macon | 9 | IC | RE | 1 | 0.9 | 0.9 |  | 12 | 1998 | NG BLQ: DFO; N Y: N; Y N: Y | Y | S |  | N | Electric Utility | 1 |  | N | [16 empty] | 3 | 2012 | N
10559 | City of La Crosse - (KS) | 1297 | La Crosse | KS | Rush | 3 | IC | RE | 0.6 | 0.6 | 0.6 |  | 9 | 1950 | NG BLQ: DFO; NG NG: NG |  | S |  | N | Electric Utility | 1 |  | N | [16 empty] | 12 | 1992
10608 | City of Lake Park - (IA) | 1153 | Lake Park | IA | Dickinson | 1 | IC | RE | 0.7 | 0.5 | 0.5 |  | 88 | 1950 | NG BLQ: DFO |  | S |  | N | Electric Utility | 1 |  | N | [16 empty] | 3 | 2002
10608 | City of Lake Park - (IA) | 1153 | Lake Park | IA | Dickinson | 2 | IC | RE | 1 | 0.8 | 0.8 |  | 88 | 1958 | NG BLQ: DFO |  | S |  | N | Electric Utility | 1 |  | N | [16 empty] | 3 | 2002
10620 | City of Lake Worth - (FL) | 673 | Tom G Smith | FL | Palm Beach | S1 | ST | RE | 7.5 | 7 | 8 |  | 1 | 1961 | NG BLQ: NG; NG NG: RFO; Y N: N |  | S |  | N | Electric Utility | 1 |  | N | [16 empty] | 7 | 2000
10620 | City of Lake Worth - (FL) | 673 | Tom G Smith | FL | Palm Beach | S2 | ST | RE | 7.5 | 7 | 8 |  | 11 | 1967 | NG BLQ: NG; NG NG: RFO; Y N: N |  | S |  | N | Electric Utility | 1 |  | N | [16 empty] | 8 | 1986
10620 | City of Lake Worth - (FL) | 673 | Tom G Smith | FL | Palm Beach | S4 | ST | RE | 32.5 | 32 | 33 |  | 8 | 1971 | NG BLQ: NG; NG NG: RFO; Y N: N |  | S |  | N | Electric Utility | 1 |  | N | [16 empty] | 12 | 1990
10622 | City of Lakefield - (MN) | 7415 | Lakefield Utilities | MN | Jackson | 1 | IC | RE | 0.1 | 0.2 | 0.2 |  | 3 | 1936 | NG BLQ: DFO |  | S |  | N | Electric Utility | 1 |  | N | [16 empty] | 12 | 2002
10622 | City of Lakefield - (MN) | 7415 | Lakefield Utilities | MN | Jackson | 2 | IC | RE | 0.3 | 0.3 | 0.3 |  | 3 | 1936 | NG BLQ: DFO |  | S |  | N | Electric Utility | 1 |  | N | [16 empty] | 12 | 2002
10622 | City of Lakefield - (MN) | 7415 | Lakefield Utilities | MN | Jackson | 3 | IC | RE | 0.6 | 0.5 | 0.5 |  | 3 | 1939 | NG BLQ: DFO |  | S |  | N | Electric Utility | 1 |  | N | [16 empty] | 12 | 2002
10622 | City of Lakefield - (MN) | 7415 | Lakefield Utilities | MN | Jackson | 4 | IC | RE | 1 | 0.8 | 0.8 |  | 2 | 1948 | NG BLQ: DFO |  | S |  | N | Electric Utility | 1 |  | N | [16 empty] | 12 | 2002
10623 | City of Lakeland - (FL) | 675 | Larsen Memorial | FL | Polk | 6 | ST | RE | 25 | 24 | 24 |  | 12 | 1959 | NG BLQ: NG; NG NG: RFO |  | S |  | N | Electric Utility | 1 |  | N | [16 empty] | 1 | 2003
10623 | City of Lakeland - (FL) | 676 | C D McIntosh Jr | FL | Polk | 4 | ST | IP | 288 | 288 | 288 |  |  |  | NG BLQ: PC; NG NG: BIT |  | S |  | N | Electric Utility | 1 |  | N | [18 empty] | N
10633 | City of Lamar - (CO) | 508 | Lamar Plant | CO | Prowers | 2 | ST | RE | 3 | 3 | 3 |  | 88 | 1939 | NG BLQ: NG; NG NG: DFO; N Y: N; Y N: Y |  | S |  | N | Electric Utility | 1 |  | N | [16 empty] | 7 | 1989 | N
10633 | City of Lamar - (CO) | 508 | Lamar Plant | CO | Prowers | 3 | ST | RE | 5 | 6 | 6 |  | 88 | 1952 | NG BLQ: NG; NG NG: DFO; N Y: N; Y N: Y |  | S |  | N | Electric Utility | 1 |  | N | [16 empty] | 7 | 1989 | N
10713 | City of Larned - (KS) | 1298 | Gas Turbine | KS | Pawnee | GT1 | GT | RE | 1.3 | 1 | 1 |  | 88 | 1955 | NG BLQ: NG; N Y: N; Y N: Y |  | S |  | N | Electric Utility | 1 |  | N | [16 empty] | 12 | 2010
10713 | City of Larned - (KS) | 1299 | Larned | KS | Pawnee | 1 | ST | RE | 1.5 | 1.5 | 1.5 |  | 88 | 1939 | NG BLQ: NG; NG NG: RFO; N Y: N; Y N: Y |  | S |  | N | Electric Utility | 1 |  | N | [16 empty] | 12 | 2010
10713 | City of Larned - (KS) | 1299 | Larned | KS | Pawnee | 2 | ST | RE | 3 | 3 | 3 |  | 88 | 1948 | NG BLQ: NG; NG NG: RFO; N Y: N; Y N: Y |  | S |  | N | Electric Utility | 1 |  | N | [16 empty] | 12 | 2010
10713 | City of Larned - (KS) | 1299 | Larned | KS | Pawnee | 3 | ST | RE | 8.3 | 9 | 9 |  | 12 | 1966 | NG BLQ: NG; N Y: N; Y N: Y |  | S |  | N | Electric Utility | 1 |  | N | [16 empty] | 12 | 2010
10830 | City of Lebanon - (OH) | 2921 | Lebanon | OH | Warren | 3 | IC | RE | 1.2 | 1.3 | 1.3 |  | 1 | 1949 | NG BLQ: DFO; N Y: N; Y N: N | Y | S |  | N | Electric Utility | 1 |  | N | [16 empty] | 12 | 2008 | N
10830 | City of Lebanon - (OH) | 2921 | Lebanon | OH | Warren | 4 | IC | RE | 1.2 | 1.3 | 1.3 |  | 1 | 1950 | NG BLQ: DFO; N Y: N; Y N: N | Y | S |  | N | Electric Utility | 1 |  | N | [16 empty] | 12 | 2008 | N
11068 | Little Co of Mary Hospital | 10400 | Little Company of Mary Hospital | IL | Cook | GEN1 | GT | RE | 3.8 | 3.2 | 3.8 |  | 7 | 1989 | NG BLQ: NG; N Y: N; Y N: Y |  | S |  | Y | Commercial CHP | 5 | B | N | N | [15 empty] | 7 | 2012 | N
11079 | Little Rock Wastewater Utility | 10050 | Fourche Creek Wastewater | AR | Pulaski | 1 | IC | RE | 0.5 | 0.5 | 0.5 |  | 7 | 1983 | NG BLQ: OBG; NG NG: NG; N Y: Y; Y N: Y | N | S |  | N | Commercial CHP | 5 |  | N | N | [15 empty] | 2 | 2010 | N
11079 | Little Rock Wastewater Utility | 10050 | Fourche Creek Wastewater | AR | Pulaski | 2 | IC | RE | 0.5 | 0.5 | 0.5 |  | 7 | 1983 | NG BLQ: OBG; NG NG: NG; N Y: Y; Y N: Y |  | S |  | N | Commercial CHP | 5 |  | N | [16 empty] | 4 | 2008 | N
11079 | Little Rock Wastewater Utility | 10050 | Fourche Creek Wastewater | AR | Pulaski | 3 | IC | RE | 0.5 | 0.5 | 0.5 |  | 7 | 1983 | NG BLQ: OBG; NG NG: NG; N Y: Y; Y N: Y | N | S |  | N | Commercial CHP | 5 |  | N | [16 empty] | 1 | 2011 | N
11089 | Live Oaks Company LLC | 55800 | Live Oaks Power Plant | GA | Glynn | CTG1 | CT | IP | 175 | 170 | 160 |  |  |  | NG BLQ: NG; N Y: N; Y N: Y |  | S |  | N | IPP Non-CHP | 2 |  | N | [18 empty] | N
11089 | Live Oaks Company LLC | 55800 | Live Oaks Power Plant | GA | Glynn | CTG2 | CT | IP | 175 | 170 | 160 |  |  |  | NG BLQ: NG; N Y: N; Y N: Y |  | S |  | N | IPP Non-CHP | 2 |  | N | [18 empty] | N
11089 | Live Oaks Company LLC | 55800 | Live Oaks Power Plant | GA | Glynn | STG | CA | IP | 250 | 245 | 230 |  |  |  | NG BLQ: NG; N Y: N; Y N: Y |  | S |  | N | IPP Non-CHP | 2 |  | Y | [18 empty] | N
11135 | City of Logan - (UT) | 3675 | Hydro III | UT | Cache | 1 | HY | RE | 0.7 | 0.7 | 0.6 |  | 1 | 1923 | NG BLQ: WAT; N Y: N; Y N: Y | Y | S |  | N | Electric Utility | 1 |  | N | [16 empty] | 1 | 1970 | N
11135 | City of Logan - (UT) | 3675 | Hydro III | UT | Cache | IC1 | IC | RE | 0.6 | 0.6 | 0.6 |  | 12 | 1927 | NG BLQ: DFO; N Y: N; Y N: Y |  | S |  | N | Electric Utility | 1 |  | N | [16 empty] | 12 | 2002
11135 | City of Logan - (UT) | 4251 | Logan City | UT | Cache | IC2 | IC | RE | 0.1 | 0.1 | 0.1 |  | 12 | 1927 | NG BLQ: DFO; N Y: N; Y N: N |  | S |  | N | Electric Utility | 1 |  | N | [16 empty] | 12 | 2002 | N
11135 | City of Logan - (UT) | 4251 | Logan City | UT | Cache | IC3 | IC | RE | 0.1 | 0.1 | 0.1 |  | 12 | 1927 | NG BLQ: DFO; N Y: N; Y N: N |  | S |  | N | Electric Utility | 1 |  | N | [16 empty] | 12 | 2002 | N
11135 | City of Logan - (UT) | 4251 | Logan City | UT | Cache | IC4 | IC | RE | 1.2 | 0.1 | 0.1 |  | 12 | 1935 | NG BLQ: DFO; N Y: N; Y N: N |  | S |  | N | Electric Utility | 1 |  | N | [16 empty] | 12 | 2002 | N
11135 | City of Logan - (UT) | 4251 | Logan City | UT | Cache | IC5A | IC | RE | 1 | 1.1 | 1.1 |  | 7 | 1990 | NG BLQ: DFO; N Y: N; Y N: N |  | S |  | N | Electric Utility | 1 |  | N | [16 empty] | 12 | 2002 | N
11135 | City of Logan - (UT) | 4251 | Logan City | UT | Cache | IC5B | IC | RE | 1 | 1.1 | 1.1 |  | 8 | 1990 | NG BLQ: DFO; N Y: N; Y N: N |  | S |  | N | Electric Utility | 1 |  | N | [16 empty] | 12 | 2002 | N
11135 | City of Logan - (UT) | 4251 | Logan City | UT | Cache | IC6 | IC | RE | 2.2 | 2.2 | 2.2 |  | 12 | 1947 | NG BLQ: DFO; N Y: N; Y N: N |  | S |  | N | Electric Utility | 1 |  | N | [16 empty] | 12 | 2002 | N
11169 | Longview Fibre Co | 54562 | Longview Fibre | WA | Cowlitz | 2 | ST | RE | 2.5 | 2.5 | 2.5 |  | 1 | 1936 | BLQ | NG | WDS | WO | OBL |  | Y | Y |  | S |  | Y | Industrial CHP | 7 |  | N | [16 empty] | 4 | 2007 | N
11169 | Longview Fibre Co | 54562 | Longview Fibre | WA | Cowlitz | 3 | ST | RE | 3.5 | 3.5 | 3.5 |  | 1 | 1941 | BLQ | NG | WDS | WO | OBL |  | Y | Y |  | S |  | Y | Industrial CHP | 7 |  | N | [16 empty] | 4 | 2007 | N
11169 | Longview Fibre Co | 54562 | Longview Fibre | WA | Cowlitz | 5 | ST | RE | 6 | 5.7 | 5.7 |  | 1 | 1950 | BLQ | NG | WDS | WO | OBS |  | Y | Y |  | S |  | Y | Industrial CHP | 7 |  | N | [16 empty] | 4 | 2007 | N
11208 | Los Angeles Department of Water & Power | 399 | Harbor | CA | Los Angeles | GT6 | GT | RE | 23.5 | 19 | 19 |  | 7 | 1972 | NG BLQ: NG; NG NG: DFO; N Y: N; Y N: Y |  | S |  | N | Electric Utility | 1 |  | N | [16 empty] | 10 | 2002
11208 | Los Angeles Department of Water & Power | 399 | Harbor | CA | Los Angeles | GT7 | GT | RE | 23.5 | 19 | 19 |  | 6 | 1972 | NG BLQ: NG; NG NG: DFO; N Y: N; Y N: Y |  | S |  | N | Electric Utility | 1 |  | N | [16 empty] | 10 | 2002
11208 | Los Angeles Department of Water & Power | 400 | Haynes | CA | Los Angeles | 3 | ST | RE | 230 | 222 | 222 |  | 7 | 1964 | NG BLQ: NG; NG NG: RFO; N Y: N; Y N: Y |  | S |  | N | Electric Utility | 1 |  | N | [16 empty] | 9 | 2004
11208 | Los Angeles Department of Water & Power | 400 | Haynes | CA | Los Angeles | 4 | ST | RE | 230 | 222 | 222 |  | 2 | 1965 | NG BLQ: NG; NG NG: RFO; N Y: N; Y N: Y |  | S |  | N | Electric Utility | 1 |  | N | [16 empty] | 12 | 2003
11208 | Los Angeles Department of Water & Power | 408 | Valley | CA | Los Angeles | 1 | ST | RE | 100 | 95 | 95 |  | 9 | 1954 | NG BLQ: NG; NG NG: RFO; Y N: Y |  | S |  | N | Electric Utility | 1 |  | N | [16 empty] | 12 | 1992
11208 | Los Angeles Department of Water & Power | 408 | Valley | CA | Los Angeles | 2 | ST | RE | 100 | 99 | 99 |  | 12 | 1954 | NG BLQ: NG; NG NG: RFO; Y N: Y |  | S |  | N | Electric Utility | 1 |  | N | [16 empty] | 12 | 1992
11208 | Los Angeles Department of Water & Power | 408 | Valley | CA | Los Angeles | 3 | ST | RE | 172.8 | 163 | 163 |  | 11 | 1955 | NG BLQ: NG; NG NG: RFO; Y N: Y |  | S |  | N | Electric Utility | 1 |  | N | [16 empty] | 12 | 2003
11208 | Los Angeles Department of Water & Power | 408 | Valley | CA | Los Angeles | 4 | ST | RE | 172.8 | 160 | 160 |  | 5 | 1956 | NG BLQ: NG; NG NG: RFO; Y N: Y |  | S |  | N | Electric Utility | 1 |  | N | [16 empty] | 12 | 2003
11208 | Los Angeles Department of Water & Power | 57312 | LATTC South Campus Solar | CA | Los Angeles | 1 | PV | IP | 1.1 | 1.1 | 1.1 |  |  |  | NG BLQ: SUN; N Y: N; Y N: Y |  | S |  | N | Electric Utility | 1
11217 | Los Angeles County Sanitation | 10091 | Total Energy Facilities | CA | Los Angeles | GEN2 | CT | RE | 9.9 | 8 | 9 |  | 1 | 1986 | NG BLQ: OBG; NG NG: NG; N Y: Y; Y N: Y |  | S |  | N | Commercial CHP | 5 |  | N | [16 empty] | 12 | 2002 | N
11217 | Los Angeles County Sanitation | 10091 | Total Energy Facilities | CA | Los Angeles | GEN3 | CT | RE | 9.9 | 8 | 9 |  | 1 | 1986 | NG BLQ: OBG; NG NG: NG; N Y: Y; Y N: Y |  | S |  | N | Commercial CHP | 5 |  | N | [16 empty] | 10 | 2000 | N
11217 | Los Angeles County Sanitation | 10473 | Palos Verdes Gas to Energy | CA | Los Angeles | GEN1 | ST | RE | 13 | 2.5 | 2.5 |  | 5 | 1988 | NG BLQ: LFG; NG NG: NG; N Y: Y; Y N: Y |  | J |  | N | Commercial Non-CHP | 4 |  | N | [16 empty] | 10 | 2011 | N | [6 empty] | NG
11233 | Louisiana Tech University | 54240 | Louisiana Tech University Power Plant | LA | LINCOLN | TG1 | ST | RE | 2.5 | 2.5 | 2.5 |  | 1 | 1963 | NG BLQ: NG; N Y: N; Y N: Y | N | S |  | Y | Commercial CHP | 5 |  | N | [16 empty] | 12 | 2002 | N
11233 | Louisiana Tech University | 54240 | Louisiana Tech University Power Plant | LA | LINCOLN | TG2 | ST | RE | 5 | 4.6 | 4.8 |  | 4 | 1983 | NG BLQ: NG; N Y: N; Y N: Y | N | S |  | Y | Commercial CHP | 5 | T | N | [16 empty] | 2 | 2008 | N
11241 | Entergy Louisiana Inc | 1403 | Nine Mile Point | LA | Jefferson | 1 | ST | RE | 69 | 50 | 50 |  | 5 | 1951 | NG BLQ: NG; NG NG: RFO; N Y: N; Y N: Y |  | S |  | N | Electric Utility | 1 |  | N | [16 empty] | 9 | 2011 | N
11241 | Entergy Louisiana Inc | 1403 | Nine Mile Point | LA | Jefferson | 2 | ST | RE | 112.5 | 107 | 107 |  | 7 | 1953 | NG BLQ: NG; NG NG: DFO; N Y: Y; Y N: Y |  | S |  | N | Electric Utility | 1 |  | N | [16 empty] | 9 | 2011 | N
11241 | Entergy Louisiana Inc | 1404 | Sterlington | LA | Ouachita | 6 | ST | RE | 247.7 | 212 | 223 |  | 6 | 1958 | NG BLQ: NG; NG NG: DFO; N Y: N; Y N: Y | Y | S |  | N | Electric Utility | 1 |  | N | [16 empty] | 8 | 2012 | N
11241 | Entergy Louisiana Inc | 1448 | Monroe | LA | Ouachita | 10 | ST | RE | 25 | 22 | 23 |  | 1 | 1961 | NG BLQ: NG; NG NG: DFO; N Y: N; Y N: Y | Y | S |  | N | Electric Utility | 1 |  | N | [16 empty] | 10 | 2011 | N
11241 | Entergy Louisiana Inc | 1448 | Monroe | LA | Ouachita | 11 | ST | RE | 37.5 | 33 | 41 |  | 1 | 1965 | NG BLQ: NG; NG NG: DFO; N Y: N; Y N: Y | Y | S |  | N | Electric Utility | 1 |  | N | [16 empty] | 10 | 2011 | N
11241 | Entergy Louisiana Inc | 1448 | Monroe | LA | Ouachita | 12 | ST | RE | 75 | 71 | 74 |  | 1 | 1968 | NG BLQ: NG; NG NG: DFO; N Y: N; Y N: Y | Y | S |  | N | Electric Utility | 1 |  | N | [16 empty] | 10 | 2011 | N
11241 | Entergy Louisiana Inc | 6706 | Thibodaux | LA | Lafourche | 9 | ST | RE | 21 | 19 | 19 |  | 0 | 1968 | NG BLQ: NG; NG NG: RFO; N Y: N; Y N: N |  | S |  | N | Electric Utility | 1 |  | N | [16 empty] | 1 | 2002
11249 | Louisville Gas & Electric Co | 1367 | Waterside | KY | Jefferson | 7 | GT | RE | 20 | 11 | 13 |  | 6 | 1964 | NG BLQ: NG; N Y: N; Y N: Y |  | S |  | N | Electric Utility | 1 |  | N | [16 empty] | 8 | 2006 | N
11249 | Louisville Gas & Electric Co | 1367 | Waterside | KY | Jefferson | 8 | GT | RE | 25 | 11 | 13 |  | 2 | 1964 | NG BLQ: NG; N Y: N; Y N: Y |  | S |  | N | Electric Utility | 1 |  | N | [16 empty] | 8 | 2006 | N
11249 | Louisville Gas & Electric Co | 7894 | Unknown | KY |  | 1 | GT | IP | 181 | 148 | 181 | [12 empty] | S |  | N | Electric Utility | 1 |  | N | [18 empty] | N | bar: NG BLQ to Y N
11249 | Louisville Gas & Electric Co | 7894 | Unknown | KY |  | 2 | GT | IP | 181 | 148 | 181 | [12 empty] | S |  | N | Electric Utility | 1 |  | N | [18 empty] | N | bar: NG BLQ to Y N
11249 | Louisville Gas & Electric Co | 7894 | Unknown | KY |  | 3 | GT | IP | 181 | 148 | 181 | [12 empty] | S |  | N | Electric Utility | 1 |  | N | [18 empty] | N | bar: NG BLQ to Y N
11249 | Louisville Gas & Electric Co | 7894 | Unknown | KY |  | 4 | GT | IP | 185 | 160 | 185 | [12 empty] | S |  | N | Electric Utility | 1 |  | N | [18 empty] | N | bar: NG BLQ to Y N
11249 | Louisville Gas & Electric Co | 7894 | Unknown | KY |  | 5 | GT | IP | 185 | 160 | 185 | [12 empty] | S |  | N | Electric Utility | 1 |  | N | [18 empty] | N | bar: NG BLQ to Y N
11249 | Louisville Gas & Electric Co | 7894 | Unknown | KY |  | 6 | GT | IP | 185 | 150 | 185 |  |  |  | NG BLQ: NG; NG NG: DFO |  | S |  | N | Electric Utility | 1 |  | N | [18 empty] | N
11249 | Louisville Gas & Electric Co | 7894 | Unknown | KY |  | 7 | GT | IP | 185 | 150 | 185 |  |  |  | NG BLQ: NG; NG NG: DFO |  | S |  | N | Electric Utility | 1 |  | N | [18 empty] | N
11249 | Louisville Gas & Electric Co | 7894 | Unknown | KY |  | 8 | GT | IP | 185 | 160 | 185 |  |  |  | NG BLQ: NG; NG NG: DFO |  | S |  | N | Electric Utility | 1 |  | N | [18 empty] | N
11252 | Louisiana Generating LLC | 6055 | Big Cajun 2 | LA | Pointe Coupee | BC24 | ST | IP | 730 | 705 | 705 |  |  |  | NG BLQ: SUB; NG NG: DFO; N Y: N; Y N: Y |  | S |  | N | IPP Non-CHP | 2 |  | N | [18 empty] | N | Y |  |  | Y
11268 | City of Lowell - (MI) | 1837 | Lowell | MI | Kent | 5 | IC | RE | 1.1 | 1.1 | 1.1 |  | 1 | 1965 | NG BLQ: NG; NG NG: DFO; N Y: Y; Y N: Y |  | S |  | N | Electric Utility | 1 | [18 empty] | 11 | 2012 | N
11268 | City of Lowell - (MI) | 1837 | Lowell | MI | Kent | 6 | IC | RE | 1.1 | 1.1 | 1.1 |  | 1 | 1956 | NG BLQ: NG; NG NG: DFO; N Y: Y; Y N: Y |  | S |  | N | Electric Utility | 1 | [18 empty] | 11 | 2012 | N
11268 | City of Lowell - (MI) | 1837 | Lowell | MI | Kent | 7 | IC | RE | 1.4 | 1.4 | 1.4 |  | 1 | 1973 | NG BLQ: NG; NG NG: DFO; N Y: Y; Y N: Y |  | S |  | N | Electric Utility | 1 | [18 empty] | 11 | 2012 | N
11273 | Lower Valley Energy Inc | 6394 | Swift Creek | WY | LINCOLN | 1 | HY | RE | 0.4 | 0.4 | 0.4 |  | 88 | 1940 | NG BLQ: WAT |  | S |  | N | Electric Utility | 1 |  | N | [16 empty] | 1 | 1988
11273 | Lower Valley Energy Inc | 6394 | Swift Creek | WY | LINCOLN | 2 | HY | RE | 0.4 | 0.4 | 0.4 |  | 88 | 1940 | NG BLQ: WAT |  | S |  | N | Electric Utility | 1 |  | N | [16 empty] | 1 | 1988
11292 | City of Lubbock - (TX) | 3602 | Ty Cooke | TX | Lubbock | GT1 | GT | RE | 12.5 | 11 | 12.5 |  | 4 | 1964 | [9 empty] | S |  | N | Electric Utility | 1 |  | N | [16 empty] | 8 | 2012 | bar: NG BLQ to Y N
11332 | City of Luverne - (MN) | 1990 | Luverne | MN | ROCK | 3 | ST | RE | 3 | 3 | 3 |  | 88 | 1951 | NG BLQ: NG; NG NG: DFO; N Y: N |  | S |  | N | Electric Utility | 1 |  | N | [16 empty] | 1 | 2002
11332 | City of Luverne - (MN) | 1990 | Luverne | MN | ROCK | 4A | IC | RE | 0.3 | 0.3 | 0.3 |  | 88 | 1936 | NG BLQ: DFO; N Y: N |  | S |  | N | Electric Utility | 1 |  | N | [16 empty] | 1 | 2002
11332 | City of Luverne - (MN) | 1990 | Luverne | MN | ROCK | 4B | IC | RE | 0.6 | 0.6 | 0.6 |  | 3 | 1941 | NG BLQ: DFO; N Y: N; Y N: Y | Y | S |  | N | Electric Utility | 1 |  | N | [16 empty] | 9 | 2004
11372 | City of Lyons - (NE) | 2253 | Lyons | NE | Burt | 5 | IC | RE | 0.3 | 0.2 | 0.2 |  | 1 | 1930 | NG BLQ: DFO |  | S |  | N | Electric Utility | 1 |  | N | [16 empty] | 7 | 2001
11426 | Massachusetts Water Res Auth | 10826 | Winsor Dam Power Station | MA | Hampshire | WINS | HY | RE | 1.2 | 0.6 | 0.6 |  | 9 | 1950 | NG BLQ: WAT; N Y: N; Y N: N | N | S | 0 | N | IPP Non-CHP | 2 |  | N | [16 empty] | 12 | 1991 | N
11427 | Massachusetts Wtr RAuth-Deer I | 10823 | Deer Island Treatment Plant | MA | Suffolk | 6ENT | IC | RE | 6 | 6 | 6 |  | 12 | 1989 | NG BLQ: OBG; NG NG: DFO; N Y: Y; Y N: Y |  | S |  | N | Commercial CHP | 5 |  | N | [16 empty] | 3 | 2004
11427 | Massachusetts Wtr RAuth-Deer I | 10823 | Deer Island Treatment Plant | MA | Suffolk | 7ENT | IC | RE | 6 | 6 | 6 |  | 12 | 1989 | NG BLQ: OBG; NG NG: DFO; N Y: Y; Y N: Y |  | S |  | N | Commercial CHP | 5 |  | N | [16 empty] | 3 | 2004
11427 | Massachusetts Wtr RAuth-Deer I | 10823 | Deer Island Treatment Plant | MA | Suffolk | F101 | FC | RE | 0.2 | 0.2 | 0.2 |  | 8 | 1997 | NG BLQ: OBG; N Y: N |  | S |  | N | Commercial CHP | 5 |  | N | [16 empty] | 12 | 2001
11460 | City of Macon - (MO) | 2141 | Macon | MO | Macon | 1 | IC | RE | 5.2 | 4.8 | 4.8 |  | 8 | 1968 | NG BLQ: DFO; NG NG: NG; N Y: Y; Y N: Y | Y | S |  | N | Electric Utility | 1 | [18 empty] | 7 | 2012 | N
11479 | Madison Gas & Electric Co | 3992 | Blount Street | WI | Dane | 1 | ST | RE | 10 | 6.8 | 7.2 |  | 0 | 1925 | BIT | NG | DFO |  |  |  | Y | Y |  | S |  | N | Electric Utility | 1 |  | N | [16 empty] | 1 | 2006
11479 | Madison Gas & Electric Co | 3992 | Blount Street | WI | Dane | 3 | ST | RE | 34.5 | 30.1 | 30.1 |  | 9 | 1953 | BIT | NG | DFO |  |  |  | Y | Y |  | S |  | N | Electric Utility | 1 |  | N | [16 empty] | 12 | 2011 |  | Y
11479 | Madison Gas & Electric Co | 3992 | Blount Street | WI | Dane | 4 | ST | RE | 20 | 12 | 12 |  | 10 | 1938 | BIT | NG | DFO |  |  |  | Y | Y |  | S |  | N | Electric Utility | 1 |  | N | [16 empty] | 12 | 2011 |  | Y
11479 | Madison Gas & Electric Co | 3992 | Blount Street | WI | Dane | 5 | ST | RE | 23 | 22.9 | 22.9 |  | 11 | 1948 | BIT | NG | DFO |  |  |  | Y | Y |  | S |  | N | Electric Utility | 1 |  | N | [16 empty] | 12 | 2011 |  | Y
11481 | City of Madison - (NE) | 7469 | Madison Utilities | NE | Madison | FM4 | IC | RE | 0.6 | 0.5 | 0.5 |  | 3 | 1948 | NG BLQ: DFO; NG NG: NG; N Y: N; Y N: N |  | S |  | N | Electric Utility | 1 |  | N | [16 empty] | 8 | 2005
11517 | Maine Energy Recovery Co | 10338 | Maine Energy Recovery | ME | York | MERC | ST | RE | 22 | 18 | 18 |  | 6 | 1987 | NG BLQ: MSW; N Y: N; Y N: Y |  | J |  | N | IPP Non-CHP | 2 |  | N | [16 empty] | 12 | 2012 | N | [6 empty] | NG
11560 | City of Manassas - (VA) | 7440 | VMEA 1 Credit Gen | VA | Prince William | V9 | IC | RE | 1.6 | 1.5 | 1.5 |  | 5 | 1990 | NG BLQ: DFO; N Y: N; Y N: Y |  | J |  | N | Electric Utility | 1 |  | N | [16 empty] | 12 | 2007 | N
11560 | City of Manassas - (VA) | 7797 | Dominion/Lo Mar | VA | Prince William | DOM3 | IC | IP | 1.8 | 1.6 | 1.7 |  |  |  | NG BLQ: DFO; N Y: N |  | S |  | N | Electric Utility | 1 |  | N | [18 empty] | N
11560 | City of Manassas - (VA) | 7797 | Dominion/Lo Mar | VA | Prince William | DOM4 | IC | IP | 1.8 | 1.6 | 1.7 |  |  |  | NG BLQ: DFO; N Y: N |  | S |  | N | Electric Utility | 1 |  | N | [18 empty] | N
11560 | City of Manassas - (VA) | 7797 | Dominion/Lo Mar | VA | Prince William | LOM4 | IC | IP | 1.8 | 1.6 | 1.7 |  |  |  | NG BLQ: DFO; N Y: N |  | S |  | N | Electric Utility | 1 |  | N | [18 empty] | N
11566 | City of Mangum - (OK) | 2991 | Mangum | OK | GREER | 2 | IC | RE | 0.6 | 0.5 | 0.5 |  | 0 | 1939 | NG BLQ: NG; NG NG: DFO; N Y: N; Y N: Y |  | S |  | N | Electric Utility | 1 |  | N | [16 empty] | 12 | 2007 | N
11566 | City of Mangum - (OK) | 2991 | Mangum | OK | GREER | 3 | IC | RE | 0.4 | 0.2 | 0.2 |  | 0 | 1929 | NG BLQ: NG; NG NG: DFO; N Y: N; Y N: Y |  | S |  | N | Electric Utility | 1 |  | N | [16 empty] | 9 | 2007 | N
11571 | Manitowoc Public Utilities | 4125 | Manitowoc | WI | Manitowoc | 2 | ST | RE | 5 | 5 | 5 |  | 0 | 1935 | NG BLQ: BIT; NG NG: SUB; NG RFO: WDS; Y N: N |  | S |  | Y | Electric Utility | 1 |  | N | [16 empty] | 12 | 2003
11571 | Manitowoc Public Utilities | 4125 | Manitowoc | WI | Manitowoc | 3 | ST | RE | 10 | 10 | 10 |  | 0 | 1941 | NG BLQ: BIT; NG NG: SUB; NG RFO: WDS; Y N: N |  | S |  | N | Electric Utility | 1 |  | N | [16 empty] | 12 | 2003
11571 | Manitowoc Public Utilities | 4125 | Manitowoc | WI | Manitowoc | 4 | ST | RE | 10 | 9.5 | 9.5 |  | 5 | 1950 | PC | SUB | WDS | BIT | NG |  |  | Y |  | S |  | Y | Electric Utility | 1 | T | N | [16 empty] | 9 | 2011 | N |  | Y | Y |  |  |  | NG
11571 | Manitowoc Public Utilities | 4125 | Manitowoc | WI | Manitowoc | 8 | ST | IP | 60 | 60 | 60 |  |  |  | NG BLQ: PC; NG NG: BIT; NG RFO: WDS; Y N: N |  | S |  | N | Electric Utility | 1 |  | N | [18 empty] | N
11571 | Manitowoc Public Utilities | 4125 | Manitowoc | WI | Manitowoc | IC1 | IC | RE | 5.5 | 5 | 5 |  | 9 | 1985 | NG BLQ: NG; NG NG: DFO; N Y: Y; Y N: Y |  | S |  | N | Electric Utility | 1 |  | N | N | [12 empty] | N |  |  | 10 | 2009 | N |  |  | N
11611 | City of Maquoketa - (IA) | 1162 | Maquoketa 1 | IA | Jackson | 1 | IC | RE | 1.4 | 1 | 1 |  | 3 | 1947 | NG BLQ: NG; NG NG: DFO; Y N: N |  | S |  | N | Electric Utility | 1 |  | N | [16 empty] | 8 | 2002 | N
11611 | City of Maquoketa - (IA) | 1162 | Maquoketa 1 | IA | Jackson | 2 | IC | RE | 0.8 | 0.6 | 0.6 |  | 11 | 1938 | NG BLQ: DFO; N Y: N |  | S |  | N | Electric Utility | 1 |  | N | [16 empty] | 5 | 2002 | N
11624 | City of Marblehead - (MA) | 6585 | Commercial Street | MA | Essex | 2 | IC | RE | 1.1 | 1 | 1 |  | 11 | 1975 | NG BLQ: DFO; N Y: N; Y N: Y |  | S |  | N | Electric Utility | 1 |  | N | [13 empty] | Y |  |  | 6 | 2010 | N
11626 | City of Marceline | 7470 | Marceline | MO | Linn | 3 | IC | RE | 1.2 | 1.2 | 1.2 |  | 3 | 1959 | NG BLQ: DFO; NG NG: NG; N Y: Y; Y N: Y | Y | S |  | N | Electric Utility | 1 |  | N | [16 empty] | 12 | 2006 | N
11626 | City of Marceline | 7470 | Marceline | MO | Linn | 4 | IC | RE | 0.4 | 0.4 | 0.4 |  | 11 | 1995 | NG BLQ: DFO; NG NG: NG; N Y: Y; Y N: Y | Y | S |  | N | Electric Utility | 1 |  | N | [16 empty] | 12 | 2006 | N
11637 | Marathon Electric Mfg Corp | 50990 | Marathon Electric | WI | Marathon | P3-5 | IC | RE | 0.7 | 0.7 | 0.7 |  | 4 | 1997 | NG BLQ: DFO; N Y: N; Y N: Y | Y | S |  | N | Industrial Non-CHP | 6 |  | N | [16 empty] | 12 | 2009 | N
11731 | City of Marshall - (MN) | 8014 | Co Rd 33 | MN | Lyon | 7 | IC | IP | 2.5 | 2.5 | 2.5 |  |  |  | NG BLQ: DFO; NG NG: NG; N Y: N |  | S |  | N | Electric Utility | 1 |  | N | [18 empty] | N
11731 | City of Marshall - (MN) | 8014 | Co Rd 33 | MN | Lyon | 8 | IC | IP | 2.5 | 2.5 | 2.5 |  |  |  | NG BLQ: DFO; NG NG: NG; N Y: N |  | S |  | N | Electric Utility | 1 |  | N | [18 empty] | N
11736 | City of Marshall - (IL) | 949 | Marshall | IL | Clark | 1 | IC | RE | 0.9 | 0.8 | 0.8 |  | 99 | 1948 | NG BLQ: DFO; N Y: N; Y N: N |  | S |  | N | Electric Utility | 1 |  | N | [16 empty] | 2 | 2006 | N
11736 | City of Marshall - (IL) | 949 | Marshall | IL | Clark | 2 | IC | RE | 0.9 | 0.8 | 0.8 |  | 99 | 1948 | NG BLQ: DFO; N Y: N; Y N: N |  | S |  | N | Electric Utility | 1 |  | N | [16 empty] | 2 | 2006 | N
11736 | City of Marshall - (IL) | 949 | Marshall | IL | Clark | 3 | IC | RE | 1.2 | 1.1 | 1.1 |  | 99 | 1953 | NG BLQ: DFO; N Y: N; Y N: N |  | S |  | N | Electric Utility | 1 |  | N | [16 empty] | 2 | 2006 | N
11806 | Massachusetts Mun Wholes Electric Co | 6081 | Stony Brook | MA | Hampden | CT4 | CT | IP | 120 | 100 | 120 |  |  |  | NG BLQ: DFO |  | S |  | N | Electric Utility | 1 |  | N | [18 empty] | N
12119 | McGrath Light & Power Co | 6555 | McGrath | AK | Yukon-Koyukuk | 3 | IC | RE | 0.2 | 0.2 | 0.2 |  | 8 | 1979 | NG BLQ: DFO; N Y: N; Y N: N | N | S |  | N | Electric Utility | 1 |  | N | [16 empty] | 10 | 2010 | N
12119 | McGrath Light & Power Co | 6555 | McGrath | AK | Yukon-Koyukuk | 4 | IC | RE | 0.2 | 0.1 | 0.2 |  | 8 | 1979 | NG BLQ: DFO; N Y: N; Y N: N | N | S |  | N | Electric Utility | 1 |  | N | [16 empty] | 10 | 2010 | N
12119 | McGrath Light & Power Co | 6555 | McGrath | AK | Yukon-Koyukuk | 5 | IC | RE | 0.6 | 0.6 | 0.6 |  | 8 | 1979 | NG BLQ: DFO; N Y: N; Y N: N | N | S |  | N | Electric Utility | 1 |  | N | [16 empty] | 10 | 2010 | N
12199 | Montana-Dakota Utilities Co | 2791 | Williston | ND | Williams | 2 | GT | RE | 5 | 4.7 | 5.2 |  | 11 | 1953 | [9 empty] | S |  | N | Electric Utility | 1 |  | N | [16 empty] | 1 | 2012 | N | bar: NG BLQ to Y N
12199 | Montana-Dakota Utilities Co | 2791 | Williston | ND | Williams | 3 | GT | RE | 5 | 4.9 | 5.4 |  | 12 | 1953 | [9 empty] | S |  | N | Electric Utility | 1 |  | N | [16 empty] | 1 | 2012 | N | bar: NG BLQ to Y N
12208 | City of McPherson - (KS) | 1305 | McPherson 2 | KS | McPherson | 1 | ST | RE | 32 | 26.6 | 26.6 |  | 6 | 1963 | NG BLQ: NG; NG NG: RFO; N Y: Y; Y N: Y |  | S |  | N | Electric Utility | 1 |  | N | [16 empty] | 12 | 2006 | N
12298 | City of Menasha - (WI) | 4127 | Menasha | WI | WINNEBAGO | IC1 | IC | RE | 1 | 1 | 1 |  | 0 | 1949 | NG BLQ: DFO |  | S |  | N | IPP CHP | 3 |  | N | [16 empty] | 8 | 1997
12311 | Merck & Co Inc | 10224 | Merck Rahway Power Plant | NJ | UNION | GEN7 | ST | RE | 4 | 3.8 | 3.8 |  | 1 | 1968 | NG BLQ: DFO; NG NG: NG; N Y: Y; Y N: N | N | S |  | Y | Industrial CHP | 7 | T | N | [16 empty] | 11 | 2007
12384 | Midwest Generations EME LLC | 865 | Bloom | IL | Cook | 331 | GT | RE | 19 | 11.2 | 14.2 |  | 4 | 1971 | NG BLQ: DFO; Y N: Y |  | S |  | N | IPP Non-CHP | 2 |  | N | [16 empty] | 1 | 2003
12384 | Midwest Generations EME LLC | 865 | Bloom | IL | Cook | 332 | GT | RE | 19 | 13.5 | 16.8 |  | 4 | 1971 | NG BLQ: DFO; Y N: Y |  | S |  | N | IPP Non-CHP | 2 |  | N | [16 empty] | 1 | 2003
12384 | Midwest Generations EME LLC | 865 | Bloom | IL | Cook | 333 | GT | RE | 19 | 12.7 | 15.7 |  | 4 | 1971 | NG BLQ: DFO; Y N: Y |  | S |  | N | IPP Non-CHP | 2 |  | N | [16 empty] | 1 | 2003
12384 | Midwest Generations EME LLC | 865 | Bloom | IL | Cook | 334 | GT | RE | 19 | 11.4 | 16.9 |  | 4 | 1971 | NG BLQ: DFO; Y N: Y |  | S |  | N | IPP Non-CHP | 2 |  | N | [16 empty] | 1 | 2003
12384 | Midwest Generations EME LLC | 865 | Bloom | IL | Cook | 341 | GT | RE | 19 | 13.7 | 16.9 |  | 5 | 1971 | NG BLQ: DFO; Y N: Y |  | S |  | N | IPP Non-CHP | 2 |  | N | [16 empty] | 1 | 2003
12384 | Midwest Generations EME LLC | 865 | Bloom | IL | Cook | 342 | GT | RE | 19 | 13.7 | 14.1 |  | 5 | 1971 | NG BLQ: DFO; Y N: Y |  | S |  | N | IPP Non-CHP | 2 |  | N | [16 empty] | 1 | 2003
12384 | Midwest Generations EME LLC | 865 | Bloom | IL | Cook | 343 | GT | RE | 19 | 11.9 | 15 |  | 5 | 1971 | NG BLQ: DFO; Y N: Y |  | S |  | N | IPP Non-CHP | 2 |  | N | [16 empty] | 1 | 2003
12384 | Midwest Generations EME LLC | 865 | Bloom | IL | Cook | 344 | GT | RE | 19 | 12.3 | 15.2 |  | 5 | 1971 | NG BLQ: DFO; Y N: Y |  | S |  | N | IPP Non-CHP | 2 |  | N | [16 empty] | 1 | 2003
12384 | Midwest Generations EME LLC | 866 | Calumet | IL | Cook | 311 | GT | RE | 18.4 | 14.7 | 17.9 |  | 6 | 1969 | NG BLQ: NG; NG NG: DFO; N Y: N; Y N: Y |  | S |  | N | IPP Non-CHP | 2 |  | N | [16 empty] | 12 | 2004
12384 | Midwest Generations EME LLC | 866 | Calumet | IL | Cook | 312 | GT | RE | 18.4 | 14.1 | 17.4 |  | 6 | 1969 | NG BLQ: NG; NG NG: DFO; N Y: N; Y N: Y |  | S |  | N | IPP Non-CHP | 2 |  | N | [16 empty] | 12 | 2004
12384 | Midwest Generations EME LLC | 866 | Calumet | IL | Cook | 313 | GT | RE | 18.4 | 12.3 | 15.9 |  | 6 | 1969 | NG BLQ: NG; NG NG: DFO; N Y: N; Y N: Y |  | S |  | N | IPP Non-CHP | 2 |  | N | [16 empty] | 12 | 2004
12384 | Midwest Generations EME LLC | 866 | Calumet | IL | Cook | 314 | GT | RE | 18.4 | 14.8 | 18.4 |  | 6 | 1969 | NG BLQ: NG; NG NG: DFO; N Y: N; Y N: Y |  | S |  | N | IPP Non-CHP | 2 |  | N | [16 empty] | 12 | 2004
12384 | Midwest Generations EME LLC | 866 | Calumet | IL | Cook | 321 | GT | RE | 18.4 | 14.1 | 17.4 |  | 6 | 1996 | NG BLQ: NG; NG NG: DFO; N Y: N; Y N: Y |  | S |  | N | IPP Non-CHP | 2 |  | N | [16 empty] | 12 | 2004
12384 | Midwest Generations EME LLC | 866 | Calumet | IL | Cook | 322 | GT | RE | 18.4 | 14.2 | 18 |  | 6 | 1996 | NG BLQ: NG; NG NG: DFO; N Y: N; Y N: Y |  | S |  | N | IPP Non-CHP | 2 |  | N | [16 empty] | 12 | 2004
12384 | Midwest Generations EME LLC | 866 | Calumet | IL | Cook | 323 | GT | RE | 18.4 | 14.2 | 17.5 |  | 6 | 1969 | NG BLQ: NG; NG NG: DFO; N Y: N; Y N: Y |  | S |  | N | IPP Non-CHP | 2 |  | N | [16 empty] | 12 | 2004
12384 | Midwest Generations EME LLC | 866 | Calumet | IL | Cook | 324 | GT | RE | 18.4 | 14.2 | 17.5 |  | 6 | 1969 | NG BLQ: NG; NG NG: DFO; N Y: N; Y N: Y |  | S |  | N | IPP Non-CHP | 2 |  | N | [16 empty] | 12 | 2004
12384 | Midwest Generations EME LLC | 866 | Calumet | IL | Cook | 331 | GT | RE | 18.4 | 15.1 | 18.4 |  | 6 | 1969 | NG BLQ: NG; NG NG: DFO; N Y: N; Y N: Y |  | S |  | N | IPP Non-CHP | 2 |  | N | [16 empty] | 12 | 2004
12384 | Midwest Generations EME LLC | 866 | Calumet | IL | Cook | 332 | GT | RE | 18.4 | 13 | 17.3 |  | 6 | 1969 | NG BLQ: NG; NG NG: DFO; N Y: N; Y N: Y |  | S |  | N | IPP Non-CHP | 2 |  | N | [16 empty] | 12 | 2004
12384 | Midwest Generations EME LLC | 866 | Calumet | IL | Cook | 333 | GT | RE | 18.4 | 13.6 | 17.2 |  | 6 | 1969 | NG BLQ: NG; NG NG: DFO; N Y: N; Y N: Y |  | S |  | N | IPP Non-CHP | 2 |  | N | [16 empty] | 12 | 2004
12384 | Midwest Generations EME LLC | 866 | Calumet | IL | Cook | 341 | GT | RE | 19 | 13.7 | 17.9 |  | 6 | 1970 | NG BLQ: NG; NG NG: DFO; N Y: N; Y N: Y |  | S |  | N | IPP Non-CHP | 2 |  | N | [16 empty] | 12 | 2004
12384 | Midwest Generations EME LLC | 866 | Calumet | IL | Cook | 342 | GT | RE | 19 | 14 | 17.2 |  | 6 | 1970 | NG BLQ: NG; NG NG: DFO; N Y: N; Y N: Y |  | S |  | N | IPP Non-CHP | 2 |  | N | [16 empty] | 12 | 2004
12384 | Midwest Generations EME LLC | 866 | Calumet | IL | Cook | 343 | GT | RE | 19 | 13.6 | 16.8 |  | 6 | 1970 | NG BLQ: NG; NG NG: DFO; N Y: N; Y N: Y |  | S |  | N | IPP Non-CHP | 2 |  | N | [16 empty] | 12 | 2004
12384 | Midwest Generations EME LLC | 866 | Calumet | IL | Cook | 344 | GT | RE | 19 | 8.3 | 11.5 |  | 6 | 1970 | NG BLQ: NG; NG NG: DFO; N Y: N; Y N: Y |  | S |  | N | IPP Non-CHP | 2 |  | N | [16 empty] | 12 | 2004
12384 | Midwest Generations EME LLC | 867 | Crawford | IL | Cook | 311 | GT | RE | 17.3 | 17.3 | 13.9 |  | 7 | 1968 | NG BLQ: NG; N Y: N; Y N: Y |  | S |  | N | IPP Non-CHP | 2 |  | N | [16 empty] | 3 | 2005 | N
12384 | Midwest Generations EME LLC | 867 | Crawford | IL | Cook | 312 | GT | RE | 17.3 | 13.7 | 17 |  | 6 | 1968 | NG BLQ: NG; N Y: N; Y N: Y |  | S |  | N | IPP Non-CHP | 2 |  | N | [16 empty] | 3 | 2005 | N
12384 | Midwest Generations EME LLC | 867 | Crawford | IL | Cook | 313 | GT | RE | 17.3 | 14.4 | 17.9 |  | 7 | 1968 | NG BLQ: NG; N Y: N; Y N: Y |  | S |  | N | IPP Non-CHP | 2 |  | N | [16 empty] | 3 | 2005 | N
12384 | Midwest Generations EME LLC | 867 | Crawford | IL | Cook | 314 | GT | RE | 17.3 | 13.9 | 17.3 |  | 7 | 1968 | NG BLQ: NG; N Y: N; Y N: Y |  | S |  | N | IPP Non-CHP | 2 |  | N | [16 empty] | 3 | 2005
12384 | Midwest Generations EME LLC | 867 | Crawford | IL | Cook | 321 | GT | RE | 17.3 | 14.7 | 18.3 |  | 7 | 1968 | NG BLQ: NG; N Y: N; Y N: Y |  | S |  | N | IPP Non-CHP | 2 |  | N | [16 empty] | 3 | 2005
12384 | Midwest Generations EME LLC | 867 | Crawford | IL | Cook | 322 | GT | RE | 17.3 | 14.7 | 18.3 |  | 7 | 1968 | NG BLQ: NG; N Y: N; Y N: Y |  | S |  | N | IPP Non-CHP | 2 |  | N | [16 empty] | 3 | 2005
12384 | Midwest Generations EME LLC | 867 | Crawford | IL | Cook | 323 | GT | RE | 17.3 | 13.9 | 17.3 |  | 7 | 1968 | NG BLQ: NG; N Y: N; Y N: Y |  | S |  | N | IPP Non-CHP | 2 |  | N | [16 empty] | 3 | 2005 | N
12384 | Midwest Generations EME LLC | 867 | Crawford | IL | Cook | 324 | GT | RE | 17.3 | 14.2 | 17.7 |  | 6 | 1968 | NG BLQ: NG; N Y: N; Y N: Y |  | S |  | N | IPP Non-CHP | 2 |  | N | [16 empty] | 3 | 2005 | N
12384 | Midwest Generations EME LLC | 867 | Crawford | IL | Cook | 331 | GT | RE | 17.3 | 14.2 | 17.7 |  | 7 | 1968 | NG BLQ: NG; N Y: N; Y N: Y |  | S |  | N | IPP Non-CHP | 2 |  | N | [16 empty] | 3 | 2005 | N
12384 | Midwest Generations EME LLC | 867 | Crawford | IL | Cook | 332 | GT | RE | 17.3 | 13.8 | 17.1 |  | 7 | 1968 | NG BLQ: NG; N Y: N; Y N: Y |  | S |  | N | IPP Non-CHP | 2 |  | N | [16 empty] | 3 | 2005 | N
12384 | Midwest Generations EME LLC | 867 | Crawford | IL | Cook | 333 | GT | RE | 17.3 | 14.3 | 17.8 |  | 7 | 1968 | NG BLQ: NG; N Y: N; Y N: Y |  | S |  | N | IPP Non-CHP | 2 |  | N | [16 empty] | 3 | 2005 | N
12384 | Midwest Generations EME LLC | 867 | Crawford | IL | Cook | 334 | GT | RE | 17.3 | 13.7 | 17 |  | 6 | 1968 | NG BLQ: NG; N Y: N; Y N: Y |  | S |  | N | IPP Non-CHP | 2 |  | N | [16 empty] | 3 | 2005 | N
12384 | Midwest Generations EME LLC | 867 | Crawford | IL | Cook | 7 | ST | RE | 239.3 | 213 | 216 |  | 5 | 1958 | NG BLQ: SUB; N Y: N; Y N: Y |  | S |  | N | IPP Non-CHP | 2 |  | N | [16 empty] | 8 | 2012 | N | Y |  | Y
12384 | Midwest Generations EME LLC | 867 | Crawford | IL | Cook | 8 | ST | RE | 358.1 | 319 | 326 |  | 4 | 1961 | NG BLQ: SUB; N Y: N; Y N: Y |  | S |  | N | IPP Non-CHP | 2 |  | N | [16 empty] | 8 | 2012 | N | Y |  | Y
12384 | Midwest Generations EME LLC | 870 | Electric Junction | IL | Du Page | 311 | GT | RE | 19 | 14.6 | 17.7 |  | 6 | 1970 | NG BLQ: NG; N Y: N; Y N: Y |  | S |  | N | IPP Non-CHP | 2 |  | N | [16 empty] | 12 | 2004
12384 | Midwest Generations EME LLC | 870 | Electric Junction | IL | Du Page | 312 | GT | RE | 19 | 15 | 18.3 |  | 6 | 1970 | NG BLQ: NG; N Y: N; Y N: Y |  | S |  | N | IPP Non-CHP | 2 |  | N | [16 empty] | 12 | 2004
12384 | Midwest Generations EME LLC | 870 | Electric Junction | IL | Du Page | 313 | GT | RE | 19 | 15.1 | 18.3 |  | 6 | 1970 | NG BLQ: NG; N Y: N; Y N: Y |  | S |  | N | IPP Non-CHP | 2 |  | N | [16 empty] | 12 | 2004
12384 | Midwest Generations EME LLC | 870 | Electric Junction | IL | Du Page | 314 | GT | RE | 19 | 14.7 | 17.9 |  | 6 | 1970 | NG BLQ: NG; N Y: N; Y N: Y |  | S |  | N | IPP Non-CHP | 2 |  | N | [16 empty] | 12 | 2004
12384 | Midwest Generations EME LLC | 870 | Electric Junction | IL | Du Page | 321 | GT | RE | 19 | 14.9 | 18.8 |  | 6 | 1970 | NG BLQ: NG; N Y: N; Y N: Y |  | S |  | N | IPP Non-CHP | 2 |  | N | [16 empty] | 12 | 2004
12384 | Midwest Generations EME LLC | 870 | Electric Junction | IL | Du Page | 322 | GT | RE | 19 | 14.6 | 17.7 |  | 6 | 1970 | NG BLQ: NG; N Y: N; Y N: Y |  | S |  | N | IPP Non-CHP | 2 |  | N | [16 empty] | 12 | 2004
12384 | Midwest Generations EME LLC | 870 | Electric Junction | IL | Du Page | 323 | GT | RE | 19 | 14.4 | 17.5 |  | 6 | 1970 | NG BLQ: NG; N Y: N; Y N: Y |  | S |  | N | IPP Non-CHP | 2 |  | N | [16 empty] | 12 | 2004
12384 | Midwest Generations EME LLC | 870 | Electric Junction | IL | Du Page | 324 | GT | RE | 19 | 15.3 | 18.7 |  | 6 | 1970 | NG BLQ: NG; N Y: N; Y N: Y |  | S |  | N | IPP Non-CHP | 2 |  | N | [16 empty] | 12 | 2004
12384 | Midwest Generations EME LLC | 870 | Electric Junction | IL | Du Page | 331 | GT | RE | 19 | 14.7 | 17.9 |  | 8 | 1970 | NG BLQ: NG; N Y: N; Y N: Y |  | S |  | N | IPP Non-CHP | 2 |  | N | [16 empty] | 12 | 2004
12384 | Midwest Generations EME LLC | 870 | Electric Junction | IL | Du Page | 332 | GT | RE | 19 | 15.1 | 18.5 |  | 8 | 1970 | NG BLQ: NG; N Y: N; Y N: Y |  | S |  | N | IPP Non-CHP | 2 |  | N | [16 empty] | 12 | 2004
12384 | Midwest Generations EME LLC | 870 | Electric Junction | IL | Du Page | 333 | GT | RE | 19 | 14.7 | 17.8 |  | 6 | 1970 | NG BLQ: NG; N Y: N; Y N: Y |  | S |  | N | IPP Non-CHP | 2 |  | N | [16 empty] | 12 | 2004
12384 | Midwest Generations EME LLC | 870 | Electric Junction | IL | Du Page | 334 | GT | RE | 19 | 14.7 | 17.9 |  | 4 | 1971 | NG BLQ: NG; N Y: N; Y N: Y |  | S |  | N | IPP Non-CHP | 2 |  | N | [16 empty] | 12 | 2004
12384 | Midwest Generations EME LLC | 870 | Electric Junction | IL | Du Page | 341 | GT | RE | 19 | 9.5 | 12.8 |  | 4 | 1971 | NG BLQ: NG; NG NG: DFO; N Y: N; Y N: Y |  | S |  | N | IPP Non-CHP | 2 |  | N | [16 empty] | 12 | 2004
12384 | Midwest Generations EME LLC | 870 | Electric Junction | IL | Du Page | 342 | GT | RE | 19 | 9.8 | 12.8 |  | 4 | 1971 | NG BLQ: NG; NG NG: DFO; N Y: N; Y N: Y |  | S |  | N | IPP Non-CHP | 2 |  | N | [16 empty] | 12 | 2004
12384 | Midwest Generations EME LLC | 870 | Electric Junction | IL | Du Page | 343 | GT | RE | 19 | 10.4 | 13.2 |  | 4 | 1971 | NG BLQ: NG; NG NG: DFO; N Y: N; Y N: Y |  | S |  | N | IPP Non-CHP | 2 |  | N | [16 empty] | 12 | 2004
12384 | Midwest Generations EME LLC | 870 | Electric Junction | IL | Du Page | 344 | GT | RE | 19 | 9.9 | 12.8 |  | 4 | 1971 | NG BLQ: NG; NG NG: DFO; N Y: N; Y N: Y |  | S |  | N | IPP Non-CHP | 2 |  | N | [16 empty] | 12 | 2004
12384 | Midwest Generations EME LLC | 874 | Joliet 9 | IL | Will | 311 | GT | RE | 18.4 | 15.8 | 19.3 |  | 5 | 1969 | NG BLQ: NG; N Y: N; Y N: Y |  | S |  | N | IPP Non-CHP | 2 |  | N | [16 empty] | 12 | 2004
12384 | Midwest Generations EME LLC | 874 | Joliet 9 | IL | Will | 312 | GT | RE | 18.4 | 14.5 | 17.7 |  | 5 | 1969 | NG BLQ: NG; N Y: N; Y N: Y |  | S |  | N | IPP Non-CHP | 2 |  | N | [16 empty] | 12 | 2004
12384 | Midwest Generations EME LLC | 874 | Joliet 9 | IL | Will | 313 | GT | RE | 18.4 | 14.6 | 17.8 |  | 5 | 1969 | NG BLQ: NG; N Y: N; Y N: Y |  | S |  | N | IPP Non-CHP | 2 |  | N | [16 empty] | 12 | 2004
12384 | Midwest Generations EME LLC | 874 | Joliet 9 | IL | Will | 314 | GT | RE | 18.4 | 14 | 17.2 |  | 5 | 1969 | NG BLQ: NG; N Y: N; Y N: Y |  | S |  | N | IPP Non-CHP | 2 |  | N | [16 empty] | 12 | 2004
12384 | Midwest Generations EME LLC | 874 | Joliet 9 | IL | Will | 321 | GT | RE | 18.4 | 14.1 | 17.3 |  | 5 | 1969 | NG BLQ: NG; N Y: N; Y N: Y |  | S |  | N | IPP Non-CHP | 2 |  | N | [16 empty] | 12 | 2004
12384 | Midwest Generations EME LLC | 874 | Joliet 9 | IL | Will | 322 | GT | RE | 18.4 | 14.1 | 17.3 |  | 5 | 1969 | NG BLQ: NG; N Y: N; Y N: Y |  | S |  | N | IPP Non-CHP | 2 |  | N | [16 empty] | 12 | 2004
12384 | Midwest Generations EME LLC | 874 | Joliet 9 | IL | Will | 323 | GT | RE | 18.4 | 14.1 | 17.3 |  | 5 | 1969 | NG BLQ: NG; N Y: N; Y N: Y |  | S |  | N | IPP Non-CHP | 2 |  | N | [16 empty] | 12 | 2004
12384 | Midwest Generations EME LLC | 874 | Joliet 9 | IL | Will | 324 | GT | RE | 18.4 | 13.9 | 17.8 |  | 5 | 1969 | NG BLQ: NG; N Y: N; Y N: Y |  | S |  | N | IPP Non-CHP | 2 |  | N | [16 empty] | 12 | 2004
12384 | Midwest Generations EME LLC | 877 | Lombard | IL | Du Page | 311 | GT | RE | 22.1 | 16.2 | 21.2 |  | 6 | 1969 | NG BLQ: KER; N Y: N; Y N: Y |  | S |  | N | IPP Non-CHP | 2 |  | N | [16 empty] | 12 | 2004
12384 | Midwest Generations EME LLC | 877 | Lombard | IL | Du Page | 312 | GT | RE | 22.1 | 18.4 | 23 |  | 6 | 1969 | NG BLQ: NG; N Y: N; Y N: Y |  | S |  | N | IPP Non-CHP | 2 |  | N | [16 empty] | 12 | 2004
12384 | Midwest Generations EME LLC | 877 | Lombard | IL | Du Page | 321 | GT | RE | 22.1 | 15.5 | 20.2 |  | 6 | 1969 | NG BLQ: KER; N Y: N; Y N: Y |  | S |  | N | IPP Non-CHP | 2 |  | N | [16 empty] | 12 | 2004
12384 | Midwest Generations EME LLC | 877 | Lombard | IL | Du Page | 322 | GT | RE | 22.1 | 18.8 | 21.7 |  | 6 | 1969 | NG BLQ: KER; N Y: N; Y N: Y |  | S |  | N | IPP Non-CHP | 2 |  | N | [16 empty] | 12 | 2004
12384 | Midwest Generations EME LLC | 877 | Lombard | IL | Du Page | 331 | GT | RE | 22.1 | 16.2 | 21.2 |  | 6 | 1969 | NG BLQ: KER; N Y: N; Y N: Y |  | S |  | N | IPP Non-CHP | 2 |  | N | [16 empty] | 12 | 2004
12384 | Midwest Generations EME LLC | 877 | Lombard | IL | Du Page | 332 | GT | RE | 22.1 | 18.3 | 22.9 |  | 6 | 1969 | NG BLQ: NG; N Y: N; Y N: Y |  | S |  | N | IPP Non-CHP | 2 |  | N | [16 empty] | 12 | 2004
12384 | Midwest Generations EME LLC | 882 | Sabrooke | IL | Winnebago | 311 | GT | RE | 18.4 | 12.8 | 16.1 |  | 5 | 1969 | NG BLQ: DFO; NG NG: NG; N Y: N; Y N: Y |  | S |  | N | IPP Non-CHP | 2 |  | N | [16 empty] | 12 | 2004
12384 | Midwest Generations EME LLC | 882 | Sabrooke | IL | Winnebago | 312 | GT | RE | 18.4 | 12.4 | 15.6 |  | 5 | 1969 | NG BLQ: DFO; NG NG: NG; N Y: N; Y N: Y |  | S |  | N | IPP Non-CHP | 2 |  | N | [16 empty] | 12 | 2004
12384 | Midwest Generations EME LLC | 882 | Sabrooke | IL | Winnebago | 321 | GT | RE | 18.4 | 11.4 | 15.2 |  | 5 | 1969 | NG BLQ: DFO; NG NG: NG; N Y: N; Y N: Y |  | S |  | N | IPP Non-CHP | 2 |  | N | [16 empty] | 12 | 2004
12384 | Midwest Generations EME LLC | 882 | Sabrooke | IL | Winnebago | 322 | GT | RE | 18.4 | 13.5 | 16.9 |  | 5 | 1969 | NG BLQ: DFO; NG NG: NG; N Y: N; Y N: Y |  | S |  | N | IPP Non-CHP | 2 |  | N | [16 empty] | 12 | 2004
12384 | Midwest Generations EME LLC | 882 | Sabrooke | IL | Winnebago | 331 | GT | RE | 19 | 11 | 13.8 |  | 5 | 1970 | NG BLQ: DFO; NG NG: NG; N Y: N; Y N: Y |  | S |  | N | IPP Non-CHP | 2 |  | N | [16 empty] | 12 | 2004
12384 | Midwest Generations EME LLC | 882 | Sabrooke | IL | Winnebago | 332 | GT | RE | 19 | 12.8 | 16.4 |  | 5 | 1970 | NG BLQ: DFO; NG NG: NG; N Y: N; Y N: Y |  | S |  | N | IPP Non-CHP | 2 |  | N | [16 empty] | 12 | 2004
12384 | Midwest Generations EME LLC | 882 | Sabrooke | IL | Winnebago | 341 | GT | RE | 19 | 12.5 | 14 |  | 5 | 1970 | NG BLQ: DFO; NG NG: NG; N Y: N; Y N: Y |  | S |  | N | IPP Non-CHP | 2 |  | N | [16 empty] | 12 | 2004
12384 | Midwest Generations EME LLC | 882 | Sabrooke | IL | Winnebago | 342 | GT | RE | 19 | 13.1 | 16.6 |  | 5 | 1970 | NG BLQ: DFO; NG NG: NG; N Y: N; Y N: Y |  | S |  | N | IPP Non-CHP | 2 |  | N | [16 empty] | 12 | 2004
12384 | Midwest Generations EME LLC | 883 | Waukegan | IL | Lake | 6 | ST | RE | 121 | 100 | 100 |  | 1 | 1952 | NG BLQ: SUB; NG NG: NG; N Y: N; Y N: Y |  | S |  | N | IPP Non-CHP | 2 |  | N | [16 empty] | 12 | 2007 | N
12384 | Midwest Generations EME LLC | 884 | Will County | IL | Will | 1 | ST | RE | 187.5 | 151 | 156 |  | 7 | 1955 | NG BLQ: SUB; NG NG: DFO; N Y: N; Y N: Y |  | S |  | N | IPP Non-CHP | 2 |  | N | [16 empty] | 12 | 2010 | N | Y |  | Y
12384 | Midwest Generations EME LLC | 884 | Will County | IL | Will | 2 | ST | RE | 183.7 | 148 | 154 |  | 3 | 1955 | NG BLQ: SUB; NG NG: DFO; N Y: N; Y N: Y |  | S |  | N | IPP Non-CHP | 2 |  | N | [16 empty] | 12 | 2010 | N | Y |  | Y
12384 | Midwest Generations EME LLC | 886 | Fisk Street | IL | Cook | 19 | ST | RE | 374 | 326 | 326 |  | 7 | 1968 | NG BLQ: SUB; NG NG: NG; N Y: N; Y N: Y |  | S |  | N | IPP Non-CHP | 2 |  | N | [16 empty] | 8 | 2012 | N | Y |  | Y
12384 | Midwest Generations EME LLC | 6025 | Collins | IL | Grundy | 1 | ST | RE | 544.9 | 554 | 554 |  | 5 | 1978 | NG BLQ: NG; NG NG: RFO; N Y: N; Y N: Y |  | S |  | N | IPP Non-CHP | 2 |  | N | [16 empty] | 10 | 2004
12384 | Midwest Generations EME LLC | 6025 | Collins | IL | Grundy | 2 | ST | RE | 544.9 | 554 | 554 |  | 10 | 1977 | NG BLQ: NG; NG NG: RFO; N Y: N; Y N: Y |  | S |  | N | IPP Non-CHP | 2 |  | N | [16 empty] | 10 | 2004
12384 | Midwest Generations EME LLC | 6025 | Collins | IL | Grundy | 3 | ST | RE | 518.9 | 530 | 530 |  | 5 | 1977 | NG BLQ: NG; NG NG: RFO; N Y: N; Y N: Y |  | S |  | N | IPP Non-CHP | 2 |  | N | [16 empty] | 10 | 2004
12384 | Midwest Generations EME LLC | 6025 | Collins | IL | Grundy | 4 | ST | RE | 520.7 | 530 | 530 |  | 12 | 1978 | NG BLQ: NG; NG NG: RFO; N Y: N; Y N: Y |  | S |  | N | IPP Non-CHP | 2 |  | N | [16 empty] | 10 | 2004
12384 | Midwest Generations EME LLC | 6025 | Collins | IL | Grundy | 5 | ST | RE | 520.7 | 503 | 530 |  | 6 | 1979 | NG BLQ: NG; NG NG: RFO; N Y: N; Y N: Y |  | S |  | N | IPP Non-CHP | 2 |  | N | [16 empty] | 10 | 2004
12397 | Metropolitan Water District of S CA | 7942 | Diamond Valley Lake | CA | Riverside | 1 | HY | RE | 3.3 |  |  | G281 | 5 | 2001 | NG BLQ: WAT; N Y: N; Y N: Y |  | S |  | N | Electric Utility | 1 |  | N | [16 empty] | 10 | 2009
12397 | Metropolitan Water District of S CA | 7942 | Diamond Valley Lake | CA | Riverside | 5 | HY | RE | 3.3 |  |  | G281 | 12 | 2001 | NG BLQ: WAT; N Y: N; Y N: Y |  | S |  | N | Electric Utility | 1 |  | N | N | [15 empty] | 10 | 2009
12397 | Metropolitan Water District of S CA | 7942 | Diamond Valley Lake | CA | Riverside | 9 | HY | RE | 3.3 |  |  | G281 | 12 | 2001 | NG BLQ: WAT; N Y: N; Y N: Y |  | S |  | N | Electric Utility | 1 |  | N | [16 empty] | 10 | 2009
12411 | Miami Dade Water & Sewer Dept | 54623 | Central District Wastewater Treat Plant | FL | Dade | 3 | IC | RE | 1.2 | 1.2 | 1.2 |  | 10 | 1989 | NG BLQ: OBG; N Y: N; Y N: N | Y | S |  | Y | Commercial CHP | 5 | T | N | [16 empty] | 5 | 2012 | N
12411 | Miami Dade Water & Sewer Dept | 54623 | Central District Wastewater Treat Plant | FL | Dade | 4 | IC | RE | 1.2 | 1.2 | 1.2 |  | 10 | 1989 | NG BLQ: OBG; N Y: N; Y N: N | Y | S |  | Y | Commercial CHP | 5 | T | N | [16 empty] | 5 | 2012 | N
12490 | Middletown Power LLC | 562 | Middletown | CT | Middlesex | 1 | ST | RE | 69 | 66.3 | 70 |  | 8 | 1954 | NG BLQ: RFO; N Y: N; Y N: Y | N | S |  | N | IPP Non-CHP | 2 |  | N | [16 empty] | 10 | 1998 | N
12524 | Midwest Energy Inc | 1275 | Ellis | KS | Ellis | 1 | IC | RE | 1 | 1 | 1 |  | 7 | 1960 | NG BLQ: NG; NG NG: DFO; N Y: N; Y N: Y | Y | S |  | N | Electric Utility | 1 |  | N | [16 empty] | 12 | 2007 | N
12524 | Midwest Energy Inc | 1275 | Ellis | KS | Ellis | 2 | IC | RE | 2 | 2 | 2 |  | 7 | 1965 | NG BLQ: NG; NG NG: DFO; N Y: N; Y N: Y | Y | S |  | N | Electric Utility | 1 |  | N | [16 empty] | 12 | 2007 | N
12524 | Midwest Energy Inc | 1275 | Ellis | KS | Ellis | 3 | IC | RE | 0.5 | 0.5 | 0.5 |  | 6 | 1947 | NG BLQ: NG; NG NG: DFO; N Y: N; Y N: Y | Y | S |  | N | Electric Utility | 1 |  | N | [16 empty] | 12 | 2007 | N
12524 | Midwest Energy Inc | 1275 | Ellis | KS | Ellis | 4 | IC | RE | 0.5 | 0.5 | 0.5 |  | 7 | 1954 | NG BLQ: NG; NG NG: DFO; N Y: N; Y N: Y | Y | S |  | N | Electric Utility | 1 |  | N | [16 empty] | 12 | 2007 | N
12524 | Midwest Energy Inc | 1275 | Ellis | KS | Ellis | 5 | IC | RE | 1.5 | 1 | 1 |  | 5 | 1973 | NG BLQ: NG; NG NG: DFO; N Y: N; Y N: Y | Y | S |  | N | Electric Utility | 1 |  | N | [16 empty] | 12 | 2007 | N
12524 | Midwest Energy Inc | 1334 | Great Bend | KS | Barton | 6 | IC | RE | 3 | 3 | 3 |  | 1 | 1954 | NG BLQ: NG; NG NG: DFO; Y N: Y |  | S |  | N | Electric Utility | 1 |  | N | [16 empty] | 12 | 2012 | N
12541 | City of Milford - (IA) | 1164 | Milford | IA | DICKINSON | 3 | IC | RE | 0.3 | 0.3 | 0.3 |  | 1 | 1938 | NG BLQ: DFO; Y N: Y | N | S |  | N | Electric Utility | 1 |  | N | [16 empty] | 12 | 2003
12588 | NRG Potomac River LLC | 3788 | Potomac River | VA | Alexandria | 1 | ST | RE | 92 | 88 | 88 |  | 9 | 1949 | NG BLQ: BIT; NG NG: DFO; N Y: N; Y N: Y |  | S |  | N | IPP Non-CHP | 2 |  | N | Y | [15 empty] | 10 | 2012 | N | Y |  | Y |  |  |  | DFO
12588 | NRG Potomac River LLC | 3788 | Potomac River | VA | Alexandria | 2 | ST | RE | 92 | 88 | 88 |  | 6 | 1950 | NG BLQ: BIT; NG NG: DFO; N Y: N; Y N: Y |  | S |  | N | IPP Non-CHP | 2 |  | N | Y | [15 empty] | 10 | 2012 | N | Y |  | Y |  |  |  | DFO
12588 | NRG Potomac River LLC | 3788 | Potomac River | VA | Alexandria | 3 | ST | RE | 110 | 102 | 102 |  | 6 | 1954 | NG BLQ: BIT; NG NG: DFO; N Y: N; Y N: Y |  | S |  | N | IPP Non-CHP | 2 |  | N | Y | [15 empty] | 10 | 2012 | N | Y |  | Y |  |  |  | DFO
12588 | NRG Potomac River LLC | 3788 | Potomac River | VA | Alexandria | 4 | ST | RE | 110 | 102 | 102 |  | 2 | 1956 | NG BLQ: BIT; NG NG: DFO; N Y: N; Y N: Y |  | S |  | N | IPP Non-CHP | 2 |  | N | Y | [15 empty] | 10 | 2012 | N | Y |  | Y |  |  |  | DFO
12588 | NRG Potomac River LLC | 3788 | Potomac River | VA | Alexandria | 5 | ST | RE | 110 | 102 | 102 |  | 5 | 1957 | NG BLQ: BIT; NG NG: DFO; N Y: N; Y N: Y |  | S |  | N | IPP Non-CHP | 2 |  | N | Y | [15 empty] | 10 | 2012 | N | Y |  | Y |  |  |  | DFO
12631 | NRG Delta LLC | 271 | Pittsburg Power | CA | Contra Costa | 1 | ST | RE | 213.4 | 150 | 150 |  | 9 | 1954 | [9 empty] | S |  | N | IPP Non-CHP | 2 |  | N | [16 empty] | 10 | 2003 | bar: NG BLQ to Y N
12631 | NRG Delta LLC | 271 | Pittsburg Power | CA | Contra Costa | 2 | ST | RE | 213.4 | 150 | 150 |  | 8 | 1954 | [9 empty] | S |  | N | IPP Non-CHP | 2 |  | N | [16 empty] | 10 | 2003 | bar: NG BLQ to Y N
12631 | NRG Delta LLC | 271 | Pittsburg Power | CA | Contra Costa | 3 | ST | RE | 213.4 | 150 | 150 |  | 12 | 1954 | [9 empty] | S |  | N | IPP Non-CHP | 2 |  | N | [16 empty] | 10 | 2003 | bar: NG BLQ to Y N
12631 | NRG Delta LLC | 271 | Pittsburg Power | CA | Contra Costa | 4 | ST | RE | 213.4 | 145 | 145 |  | 12 | 1954 | [9 empty] | S |  | N | IPP Non-CHP | 2 |  | N | [16 empty] | 10 | 2003 | bar: NG BLQ to Y N
12647 | Minnesota Power Inc | 1897 | M L Hibbard | MN | St Louis | 1 | ST | RE | 25 | 25 | 25 |  | 9 | 1931 | NG BLQ: RFO |  | S |  | Y | Electric Utility | 1 |  | N | [16 empty] | 12 | 2003
12647 | Minnesota Power Inc | 1897 | M L Hibbard | MN | St Louis | 2 | ST | RE | 25 | 25 | 25 |  | 8 | 1943 | NG BLQ: RFO |  | S |  | Y | Electric Utility | 1 |  | N | [16 empty] | 12 | 2003
12647 | Minnesota Power Inc | 8057 | Superior Generation Energy Center | WI | Douglas | GEN1 | GT | IP | 170 | 145 | 167 | [12 empty] | W |  | N | Electric Utility | 1 |  | N | [18 empty] | N | bar: NG BLQ to Y N
12658 | Minnkota Power Coop, Inc | 2821 | Grand Forks | ND | Grand Forks | 1 | IC | RE | 0.7 | 0.7 | 0.7 |  | 8 | 1941 | NG BLQ: DFO; N Y: N; Y N: Y |  | S |  | N | Electric Utility | 1 |  | N | [16 empty] | 12 | 2012 | N
12658 | Minnkota Power Coop, Inc | 2821 | Grand Forks | ND | Grand Forks | 10 | IC | RE | 1.1 | 1.1 | 1.1 |  | 8 | 1949 | NG BLQ: DFO; N Y: N; Y N: Y |  | S |  | N | Electric Utility | 1 |  | N | [16 empty] | 12 | 2012 | N
12658 | Minnkota Power Coop, Inc | 2821 | Grand Forks | ND | Grand Forks | 11 | IC | RE | 1.1 | 1.1 | 1.1 |  | 8 | 1949 | NG BLQ: DFO; N Y: N; Y N: Y |  | S |  | N | Electric Utility | 1 |  | N | [16 empty] | 12 | 2012 | N
12658 | Minnkota Power Coop, Inc | 2821 | Grand Forks | ND | Grand Forks | 2 | IC | RE | 0.7 | 0.7 | 0.7 |  | 8 | 1941 | NG BLQ: DFO; N Y: N; Y N: Y |  | S |  | N | Electric Utility | 1 |  | N | [16 empty] | 12 | 2012 | N
12658 | Minnkota Power Coop, Inc | 2821 | Grand Forks | ND | Grand Forks | 3 | IC | RE | 0.7 | 0.7 | 0.7 |  | 8 | 1941 | NG BLQ: DFO; N Y: N; Y N: Y |  | S |  | N | Electric Utility | 1 |  | N | [16 empty] | 12 | 2012 | N
12658 | Minnkota Power Coop, Inc | 2821 | Grand Forks | ND | Grand Forks | 4 | IC | RE | 1 | 1 | 1 |  | 8 | 1946 | NG BLQ: DFO; N Y: N; Y N: Y |  | S |  | N | Electric Utility | 1 |  | N | [16 empty] | 12 | 2012
12658 | Minnkota Power Coop, Inc | 2821 | Grand Forks | ND | Grand Forks | 5 | IC | RE | 1 | 1 | 1 |  | 8 | 1946 | NG BLQ: DFO; N Y: N; Y N: Y |  | S |  | N | Electric Utility | 1 |  | N | [16 empty] | 12 | 2012
12658 | Minnkota Power Coop, Inc | 2821 | Grand Forks | ND | Grand Forks | 6 | IC | RE | 1 | 1 | 1 |  | 8 | 1946 | NG BLQ: DFO; N Y: N; Y N: Y |  | S |  | N | Electric Utility | 1 |  | N | [16 empty] | 12 | 2012
12658 | Minnkota Power Coop, Inc | 2821 | Grand Forks | ND | Grand Forks | 7 | IC | RE | 1.1 | 1.1 | 1.1 |  | 8 | 1949 | NG BLQ: DFO; N Y: N; Y N: Y |  | S |  | N | Electric Utility | 1 |  | N | [16 empty] | 12 | 2012 | N
12658 | Minnkota Power Coop, Inc | 2821 | Grand Forks | ND | Grand Forks | 8 | IC | RE | 1.1 | 1.1 | 1.1 |  | 8 | 1949 | NG BLQ: DFO; N Y: N; Y N: Y |  | S |  | N | Electric Utility | 1 |  | N | [16 empty] | 12 | 2012 | N
12658 | Minnkota Power Coop, Inc | 2821 | Grand Forks | ND | Grand Forks | 9 | IC | RE | 1.1 | 1.1 | 1.1 |  | 8 | 1949 | NG BLQ: DFO; N Y: N; Y N: Y |  | S |  | N | Electric Utility | 1 |  | N | [16 empty] | 12 | 2012 | N
12658 | Minnkota Power Coop, Inc | 2822 | Harwood | ND | Cass | 1 | IC | RE | 1.6 | 1.6 | 1.6 |  | 10 | 1947 | NG BLQ: DFO; N Y: N; Y N: N |  | S |  | N | Electric Utility | 1 |  |  | N | [15 empty] | 9 | 2007 | N
12658 | Minnkota Power Coop, Inc | 2822 | Harwood | ND | Cass | 2 | IC | RE | 1.6 | 1.6 | 1.6 |  | 10 | 1947 | NG BLQ: DFO; N Y: N; Y N: Y |  | S |  | N | Electric Utility | 1 | [18 empty] | 12 | 2012 | N
12658 | Minnkota Power Coop, Inc | 2822 | Harwood | ND | Cass | 3 | IC | RE | 1.6 | 1.6 | 1.6 |  | 10 | 1947 | NG BLQ: DFO; N Y: N; Y N: Y |  | S |  | N | Electric Utility | 1 | [18 empty] | 12 | 2012 | N
12685 | Entergy Mississippi Inc | 2051 | Delta | MS | Bolivar | 1 | ST | RE | 112.5 | 90 | 93 |  | 12 | 1953 | NG BLQ: NG; NG NG: RFO; N Y: Y; Y N: Y | Y | S |  | N | Electric Utility | 1 |  | N | [16 empty] | 12 | 2012 | N
12685 | Entergy Mississippi Inc | 2051 | Delta | MS | Bolivar | 2 | ST | RE | 112.5 | 87 | 89 |  | 12 | 1953 | NG BLQ: NG; NG NG: RFO; N Y: Y; Y N: Y | Y | S |  | N | Electric Utility | 1 |  | N | [16 empty] | 12 | 2012 | N
12685 | Entergy Mississippi Inc | 2052 | Natchez | MS | Adams | 1 | ST | RE | 66 | 73 | 73 |  | 2 | 1951 | NG BLQ: NG; NG NG: RFO; N Y: N; Y N: Y |  | S |  | N | Electric Utility | 1 |  | N | [16 empty] | 6 | 2011 | N
12685 | Entergy Mississippi Inc | 2053 | Rex Brown | MS | Hinds | 1 | ST | RE | 34.5 | 15 | 15 |  | 7 | 1948 | NG BLQ: NG; NG NG: RFO; N Y: N; Y N: Y |  | S |  | N | Electric Utility | 1 |  | N | [16 empty] | 6 | 2011 | N
12686 | Mississippi Power Co | 2046 | Eaton | MS | Forrest | 1 | ST | RE | 25.9 | 24.5 | 24.5 |  | 3 | 1945 | NG BLQ: NG; N Y: N; Y N: Y |  | S |  | N | Electric Utility | 1 |  | N | [16 empty] | 12 | 2012 | N | [6 empty] | NG
12686 | Mississippi Power Co | 2046 | Eaton | MS | Forrest | 2 | ST | RE | 25.9 | 24.5 | 24.5 |  | 7 | 1947 | NG BLQ: NG; N Y: N; Y N: Y |  | S |  | N | Electric Utility | 1 |  | N | [16 empty] | 12 | 2012 | N | [6 empty] | NG
12686 | Mississippi Power Co | 2046 | Eaton | MS | Forrest | 3 | ST | RE | 25.9 | 24.6 | 24.6 |  | 8 | 1949 | NG BLQ: NG; N Y: N; Y N: Y |  | S |  | N | Electric Utility | 1 |  | N | [16 empty] | 12 | 2012 | N | [6 empty] | NG
12686 | Mississippi Power Co | 7875 | MPC1 | MS |  | 1 | GT | IP | 360 | 360 | 360 | [12 empty] | S |  | N | Electric Utility | 1 |  | N | [18 empty] | N | bar: NG BLQ to Y N
12792 | NRG New York LLC | 2625 | Bowline Point | NY | Rockland | BOW3 | CT | IP | 750 | 750 | 750 |  |  |  | NG BLQ: NG; NG NG: DFO |  | S |  | N | IPP Non-CHP | 2 |  | N | [18 empty] | N
12792 | NRG New York LLC | 2629 | Lovett | NY | Rockland | 3 | ST | RE | 69 | 69 | 67 |  | 3 | 1955 | NG BLQ: NG; NG NG: RFO; N Y: Y; Y N: Y | Y | S |  | N | IPP Non-CHP | 2 |  | N | [16 empty] | 5 | 2007 | N
12792 | NRG New York LLC | 2629 | Lovett | NY | Rockland | 4 | ST | RE | 179.5 | 172 | 165.3 |  | 4 | 1966 | BIT | NG | RFO |  |  |  | Y | Y |  | S |  | N | IPP Non-CHP | 2 |  | N | [16 empty] | 5 | 2007 | N
12792 | NRG New York LLC | 2629 | Lovett | NY | Rockland | 5 | ST | RE | 200.6 | 191 | 185.5 |  | 4 | 1969 | BIT | NG | RFO |  |  |  | Y | Y |  | S |  | N | IPP Non-CHP | 2 |  | N | [16 empty] | 4 | 2008 | N | Y
12796 | Monongahela Power Co | 3942 | FirstEnergy Albright | WV | Preston | 1 | ST | RE | 69 | 73 | 76 |  | 12 | 1952 | NG BLQ: BIT; NG NG: WDS; N Y: N; Y N: Y |  | S |  | N | Electric Utility | 1 |  | N | N | [12 empty] | N |  |  | 9 | 2012 | N | Y |  | Y |  |  |  | DFO
12796 | Monongahela Power Co | 3942 | FirstEnergy Albright | WV | Preston | 2 | ST | RE | 69 | 73 | 76 |  | 10 | 1952 | NG BLQ: BIT; NG NG: WDS; N Y: N; Y N: Y |  | S |  | N | Electric Utility | 1 |  | N | N | [12 empty] | N |  |  | 9 | 2012 | N | Y |  | Y |  |  |  | DFO
12796 | Monongahela Power Co | 3942 | FirstEnergy Albright | WV | Preston | 3 | ST | RE | 140.2 | 137 | 140 |  | 10 | 1954 | NG BLQ: BIT; NG NG: WDS; N Y: Y; Y N: Y |  | S |  | N | Electric Utility | 1 |  | N | N | [12 empty] | N |  |  | 9 | 2012 | N | Y |  | Y |  |  |  | DFO
12796 | Monongahela Power Co | 3945 | FirstEnergy Rivesville | WV | MARION | 5 | ST | RE | 35 | 37 | 39 |  | 6 | 1943 | NG BLQ: BIT; N Y: N; Y N: Y |  | S |  | N | Electric Utility | 1 |  | N | N | [15 empty] | 9 | 2012 | N | Y |  | Y |  |  |  | DFO
12796 | Monongahela Power Co | 3945 | FirstEnergy Rivesville | WV | MARION | 6 | ST | RE | 74.7 | 88 | 91 |  | 9 | 1951 | NG BLQ: BIT; N Y: N; Y N: Y |  | S |  | N | Electric Utility | 1 |  | N | N | [15 empty] | 9 | 2012 | N | Y |  | Y |  |  |  | DFO
12796 | Monongahela Power Co | 3946 | FirstEnergy Willow Island | WV | Pleasants | 1 | ST | RE | 50 | 54 | 55 |  | 2 | 1949 | NG BLQ: BIT; NG NG: SUB; N Y: N; Y N: Y |  | S |  | N | Electric Utility | 1 |  | N | N | [15 empty] | 9 | 2012 | N | Y |  | Y | N |  |  | NG
12796 | Monongahela Power Co | 3946 | FirstEnergy Willow Island | WV | Pleasants | 2 | ST | RE | 163.2 | 181 | 186 |  | 10 | 1960 | BIT | TDF | SUB |  |  |  | N | Y |  | S |  | N | Electric Utility | 1 |  | N | N | [15 empty] | 9 | 2012 | N | Y |  | Y | N |  |  | NG
12802 | City of Monroe City - (MO) | 2146 | Monroe | MO | MONROE | 1 | IC | RE | 0.7 | 0.7 | 0.7 |  | 8 | 1940 | NG BLQ: DFO; N Y: N; Y N: Y | Y | S |  | N | Electric Utility | 1 |  | N | [16 empty] | 12 | 2001 | N
12807 | Michigan South Central Pwr Agy | 4259 | Endicott Station | MI | HILLSDALE | 2 | IC | RE | 1.6 | 1.6 | 1.6 |  | 10 | 2006 | NG BLQ: DFO; N Y: N; Y N: Y | Y | S |  | N | Electric Utility | 1 | [18 empty] | 5 | 2012 | N
12807 | Michigan South Central Pwr Agy | 4259 | Endicott Station | MI | HILLSDALE | 3 | IC | RE | 1.6 | 1.6 | 1.6 |  | 10 | 2006 | NG BLQ: DFO; N Y: N; Y N: Y | Y | S |  | N | Electric Utility | 1 | [18 empty] | 5 | 2012 | N
12807 | Michigan South Central Pwr Agy | 7970 | State St Generating | MI | BRANCH | 1 | IC | RE | 1.8 | 1.8 | 1.8 |  | 4 | 2001 | NG BLQ: DFO; N Y: N; Y N: Y | Y | S |  | N | Electric Utility | 1 |  | N | [16 empty] | 5 | 2012 | N
12807 | Michigan South Central Pwr Agy | 7970 | State St Generating | MI | BRANCH | 2 | IC | RE | 1.8 | 1.8 | 1.8 |  | 4 | 2001 | NG BLQ: DFO; N Y: N; Y N: Y | Y | S |  | N | Electric Utility | 1 |  | N | [16 empty] | 5 | 2012 | N
12807 | Michigan South Central Pwr Agy | 7970 | State St Generating | MI | BRANCH | 3 | IC | RE | 1.8 | 1.8 | 1.8 |  | 4 | 2001 | NG BLQ: DFO; N Y: N; Y N: Y | Y | S |  | N | Electric Utility | 1 |  | N | [16 empty] | 5 | 2012 | N
12807 | Michigan South Central Pwr Agy | 7970 | State St Generating | MI | BRANCH | 4 | IC | RE | 1.8 | 1.8 | 1.8 |  | 4 | 2001 | NG BLQ: DFO; N Y: N; Y N: Y | Y | S |  | N | Electric Utility | 1 |  | N | [16 empty] | 5 | 2012 | N
12807 | Michigan South Central Pwr Agy | 7970 | State St Generating | MI | BRANCH | 5 | IC | RE | 1.8 | 1.8 | 1.8 |  | 4 | 2001 | NG BLQ: DFO; N Y: N; Y N: Y | Y | S |  | N | Electric Utility | 1 |  | N | [16 empty] | 5 | 2012 | N
12807 | Michigan South Central Pwr Agy | 7970 | State St Generating | MI | BRANCH | 6 | IC | RE | 1.8 | 1.8 | 1.8 |  | 4 | 2001 | NG BLQ: DFO; N Y: N; Y N: Y | Y | S |  | N | Electric Utility | 1 |  | N | [16 empty] | 5 | 2012 | N
12807 | Michigan South Central Pwr Agy | 7970 | State St Generating | MI | BRANCH | 7 | IC | RE | 1.8 | 1.8 | 1.8 |  | 4 | 2001 | NG BLQ: DFO; N Y: N; Y N: Y | Y | S |  | N | Electric Utility | 1 |  | N | [16 empty] | 5 | 2012 | N
12807 | Michigan South Central Pwr Agy | 7970 | State St Generating | MI | BRANCH | 8 | IC | RE | 1.8 | 1.8 | 1.8 |  | 4 | 2001 | NG BLQ: DFO; N Y: N; Y N: Y | Y | S |  | N | Electric Utility | 1 |  | N | [16 empty] | 5 | 2012 | N
12807 | Michigan South Central Pwr Agy | 7970 | State St Generating | MI | BRANCH | 9 | IC | RE | 1.8 | 1.8 | 1.8 |  | 4 | 2001 | NG BLQ: DFO; N Y: N; Y N: Y | Y | S |  | N | Electric Utility | 1 |  | N | [16 empty] | 5 | 2012 | N
12807 | Michigan South Central Pwr Agy | 56183 | Modular Power LLC | MI | Branch | 1 | IC | RE | 1.6 | 1.6 | 1.6 |  | 6 | 1999 | NG BLQ: DFO; N Y: N; Y N: Y | Y | S |  | N | Electric Utility | 1 |  | N | [16 empty] | 10 | 2006 | N
12807 | Michigan South Central Pwr Agy | 56183 | Modular Power LLC | MI | Branch | 2 | IC | RE | 1.8 | 1.8 | 1.8 |  | 6 | 1999 | NG BLQ: DFO; N Y: N; Y N: Y | Y | S |  | N | Electric Utility | 1 |  | N | [16 empty] | 10 | 2006 | N
12807 | Michigan South Central Pwr Agy | 56183 | Modular Power LLC | MI | Branch | 3 | IC | RE | 1.6 | 1.6 | 1.6 |  | 6 | 1999 | NG BLQ: DFO; N Y: N; Y N: Y | Y | S |  | N | Electric Utility | 1 |  | N | [16 empty] | 10 | 2006 | N
12807 | Michigan South Central Pwr Agy | 56183 | Modular Power LLC | MI | Branch | 4 | IC | RE | 1.6 | 1.6 | 1.6 |  | 6 | 1999 | NG BLQ: DFO; N Y: N; Y N: Y | Y | S |  | N | Electric Utility | 1 |  | N | [16 empty] | 10 | 2006 | N
12807 | Michigan South Central Pwr Agy | 56183 | Modular Power LLC | MI | Branch | 5 | IC | RE | 1.8 | 1.8 | 1.8 |  | 6 | 1999 | NG BLQ: DFO; N Y: N; Y N: Y | Y | S |  | N | Electric Utility | 1 |  | N | [16 empty] | 10 | 2006
12807 | Michigan South Central Pwr Agy | 56183 | Modular Power LLC | MI | Branch | 6 | IC | RE | 1.6 | 1.6 | 1.6 |  | 6 | 1999 | NG BLQ: DFO; N Y: N; Y N: Y | Y | S |  | N | Electric Utility | 1 |  | N | [16 empty] | 10 | 2006 | N
12807 | Michigan South Central Pwr Agy | 56183 | Modular Power LLC | MI | Branch | 7 | IC | RE | 1.6 | 1.6 | 1.6 |  | 6 | 1999 | NG BLQ: DFO; N Y: N; Y N: Y | Y | S |  | N | Electric Utility | 1 |  | N | [16 empty] | 10 | 2006 | N
12807 | Michigan South Central Pwr Agy | 56183 | Modular Power LLC | MI | Branch | 8 | IC | RE | 1.6 | 1.6 | 1.6 |  | 6 | 1999 | NG BLQ: DFO; N Y: N; Y N: Y | Y | S |  | N | Electric Utility | 1 |  | N | [16 empty] | 10 | 2006 | N
12807 | Michigan South Central Pwr Agy | 56183 | Modular Power LLC | MI | Branch | 9 | IC | RE | 1.6 | 1.6 | 1.6 |  | 6 | 1999 | NG BLQ: DFO; N Y: N; Y N: Y | Y | S |  | N | Electric Utility | 1 |  | N | [16 empty] | 10 | 2006 | N
12869 | Monterey Regional Waste Mgmt | 10748 | Marina Landfill Gas | CA | Monterey | G4 | IC | RE | 0.9 | 0.9 | 0.9 |  | 3 | 1997 | NG BLQ: LFG; N Y: N; Y N: Y |  | S |  | N | Commercial Non-CHP | 4 |  | N | [16 empty] | 10 | 2008 | N
12869 | Monterey Regional Waste Mgmt | 10748 | Marina Landfill Gas | CA | Monterey | LL1 | IC | RE | 0.8 | 0.7 | 0.7 |  | 4 | 1994 | NG BLQ: LFG; N Y: N; Y N: Y |  | S |  | N | Commercial Non-CHP | 4 |  | N | [16 empty] | 8 | 2006 | N
12894 | City of Moorhead - (MN) | 1995 | Moorhead | MN | Clay | 6 | GT | RE | 10 | 5.9 | 7.9 |  | 1 | 1961 | NG BLQ: DFO; N Y: N; Y N: N |  | S |  | N | Electric Utility | 1 |  | N | [16 empty] | 7 | 2011 | N
12981 | Motiva Enterprises LLC | 50973 | Motiva Enterprises Port Arthur Refinery | TX | Jefferson | GN26 | CS | RE | 18.8 | 9.7 | 11.7 |  | 6 | 1970 | NG BLQ: NG; N Y: N; Y N: Y |  | S |  | Y | Industrial CHP | 7 | T | N | N | [12 empty] | N |  |  | 2 | 2012 | N
12981 | Motiva Enterprises LLC | 50973 | Motiva Enterprises Port Arthur Refinery | TX | Jefferson | GN27 | CA | RE | 21.3 | 4.3 | 12 |  | 5 | 1984 | NG BLQ: NG; NG NG: OG; N Y: N; Y N: Y | Y | S |  | Y | Industrial CHP | 7 | T | N | N | [15 empty] | 2 | 2011 | N
13038 | City of Mt Pleasant - (IA) | 1166 | Mt Pleasant | IA | Henry | 5 | ST | RE | 7.5 | 7.5 | 7.5 |  | 10 | 1966 | NG BLQ: NG; NG NG: DFO; N Y: N; Y N: N | N | S |  | N | Electric Utility | 1 |  | N | [16 empty] | 6 | 2001
13038 | City of Mt Pleasant - (IA) | 1166 | Mt Pleasant | IA | Henry | D | IC | RE | 1 | 1 | 1 |  | 88 | 1966 | NG BLQ: DFO; N Y: N; Y N: N | N | S |  | N | Electric Utility | 1 |  | N | [16 empty] | 1 | 2002
13090 | Village of Mullen | 2280 | Mullen | NE | Hooker | 3 | IC | RE | 0.4 | 0.3 | 0.3 |  | 1 | 1958 | NG BLQ: DFO; N Y: N; Y N: Y |  | S |  | N | Electric Utility | 1 |  | N | [16 empty] | 1 | 2011 | N
13090 | Village of Mullen | 2280 | Mullen | NE | Hooker | 4 | IC | RE | 0.6 | 0.6 | 0.6 |  | 1 | 1966 | NG BLQ: DFO; N Y: N; Y N: Y |  | S |  | N | Electric Utility | 1 |  | N | [16 empty] | 1 | 2012 | N
13090 | Village of Mullen | 2280 | Mullen | NE | Hooker | 5 | IC | IP | 1.2 | 1.2 | 1 |  |  |  | NG BLQ: DFO; N Y: N; Y N: Y |  | S |  | N | Electric Utility | 1 |  | N
13100 | Municipal Electric Authority | 7879 | MEAG1 | GA |  | 1 | CT | IP | 170.9 | 162 | 162 |  |  |  | NG BLQ: NG; NG NG: DFO |  | S |  | N | Electric Utility | 1 |  | N | [18 empty] | N
13100 | Municipal Electric Authority | 7880 | MEAG2 | GA |  | 1 | CT | IP | 170.9 | 162 | 162 |  |  |  | NG BLQ: NG; NG NG: DFO |  | S |  | N | Electric Utility | 1 |  | N | [18 empty] | N
13100 | Municipal Electric Authority | 7881 | MEAG3 | GA |  | 1 | CT | IP | 170.9 | 162 | 162 |  |  |  | NG BLQ: NG; NG NG: DFO |  | S |  | N | Electric Utility | 1 |  | N | [18 empty] | N
13100 | Municipal Electric Authority | 7968 | W R Clayton Plant | GA | Walton | 1 | GT | IP | 180 | 155 | 180 |  |  |  | NG BLQ: NG; NG NG: DFO |  | S |  | N | Electric Utility | 1 |  | N | [18 empty] | N
13100 | Municipal Electric Authority | 7968 | W R Clayton Plant | GA | Walton | 2 | GT | IP | 180 | 155 | 180 |  |  |  | NG BLQ: NG; NG NG: DFO |  | S |  | N | Electric Utility | 1 |  | N | [18 empty] | N
13100 | Municipal Electric Authority | 7968 | W R Clayton Plant | GA | Walton | 3 | GT | IP | 153 | 155 | 180 |  |  |  | NG BLQ: NG; NG NG: DFO |  | S |  | N | Electric Utility | 1 |  | N | [18 empty] | N
13137 | City of Murray - (UT) | 3683 | Murray City | UT | Salt Lake | 3 | IC | RE | 2.2 | 2 | 2 |  | 88 | 1952 | NG BLQ: NG; NG NG: DFO |  | S |  | N | Electric Utility | 1 |  | N | [16 empty] | 1 | 2002
13137 | City of Murray - (UT) | 3683 | Murray City | UT | Salt Lake | 4 | IC | RE | 1 | 0.9 | 1 |  | 88 | 1948 | NG BLQ: NG; NG NG: DFO |  | S |  | N | Electric Utility | 1 |  | N | [16 empty] | 1 | 2002
13137 | City of Murray - (UT) | 3683 | Murray City | UT | Salt Lake | 5 | IC | RE | 1 | 0.9 | 1 |  | 88 | 1948 | NG BLQ: NG; NG NG: DFO |  | S |  | N | Electric Utility | 1 |  | N | [16 empty] | 1 | 2002
13137 | City of Murray - (UT) | 3683 | Murray City | UT | Salt Lake | 6 | IC | RE | 3 | 2.3 | 2.5 |  | 88 | 1958 | NG BLQ: NG; NG NG: DFO |  | S |  | N | Electric Utility | 1 |  | N | [16 empty] | 1 | 2002
13168 | NRG Huntley Operations Inc | 2549 | C R Huntley Generating Station | NY | Erie | 63 | ST | RE | 80 | 80 | 80 |  | 8 | 1942 | NG BLQ: BIT; NG NG: DFO; N Y: N; Y N: Y | Y | W |  | N | IPP Non-CHP | 2 |  | N | N | [15 empty] | 4 | 2006 | N
13168 | NRG Huntley Operations Inc | 2549 | C R Huntley Generating Station | NY | Erie | 64 | ST | RE | 100 | 100 | 100 |  | 10 | 1948 | NG BLQ: BIT; NG NG: DFO; N Y: N; Y N: Y | Y | S |  | N | IPP Non-CHP | 2 |  | N | N | [15 empty] | 4 | 2006 | N
13168 | NRG Huntley Operations Inc | 2549 | C R Huntley Generating Station | NY | Erie | 65 | ST | RE | 100 | 100 | 100 |  | 11 | 1953 | NG BLQ: BIT; Y N: Y | Y | S |  | N | IPP Non-CHP | 2 |  | N | N | [15 empty] | 6 | 2007 |  | Y
13168 | NRG Huntley Operations Inc | 2549 | C R Huntley Generating Station | NY | Erie | 66 | ST | RE | 100 | 100 | 100 |  | 1 | 1954 | NG BLQ: BIT; NG NG: DFO; N Y: N; Y N: Y | Y | S |  | N | IPP Non-CHP | 2 |  | N | N | [15 empty] | 6 | 2007 | N | Y
13193 | Naniwa Energy LLC | 55494 | Tri Center Naniwa Energy | NV | Storey | CT1 | GT | RE | 64 | 50 | 60 |  | 7 | 2001 | NG BLQ: NG; N Y: N; Y N: Y |  | S |  | N | IPP Non-CHP | 2 |  | N | [16 empty] | 3 | 2008
13193 | Naniwa Energy LLC | 55494 | Tri Center Naniwa Energy | NV | Storey | CT2 | GT | RE | 64 | 50 | 60 |  | 7 | 2001 | NG BLQ: NG; N Y: N; Y N: Y |  | S |  | N | IPP Non-CHP | 2 |  | N | [16 empty] | 3 | 2008
13201 | Naknek Electric Assn, Inc | 6301 | Naknek | AK | Bristol Bay | 5 | IC | RE | 0.4 | 0.4 | 0.4 |  | 12 | 1977 | NG BLQ: DFO; N Y: N; Y N: N |  | S |  | Y | Electric Utility | 1 |  | N | [16 empty] | 8 | 2004 | N
13201 | Naknek Electric Assn, Inc | 6301 | Naknek | AK | Bristol Bay | 6 | IC | RE | 0.4 | 0.4 | 0.4 |  | 12 | 1977 | NG BLQ: DFO; N Y: N; Y N: N |  | S |  | Y | Electric Utility | 1 |  | N | [16 empty] | 8 | 2004 | N
13201 | Naknek Electric Assn, Inc | 6301 | Naknek | AK | Bristol Bay | 7 | IC | RE | 0.4 | 0.4 | 0.4 |  | 12 | 1977 | NG BLQ: DFO; N Y: N; Y N: N |  | S |  | Y | Electric Utility | 1 |  | N | [16 empty] | 8 | 2004 | N
13206 | Nantucket Electric Co | 1615 | Nantucket | MA | Nantucket | 10 | IC | RE | 1.2 | 1 | 1 |  | 7 | 1987 | NG BLQ: DFO; N Y: N; Y N: Y |  | W |  | N | Electric Utility | 1 |  | N | [16 empty] | 6 | 2006
13206 | Nantucket Electric Co | 1615 | Nantucket | MA | Nantucket | 11 | IC | RE | 1.2 | 1 | 1 |  | 7 | 1987 | NG BLQ: DFO; N Y: N; Y N: Y | Y | W |  | N | Electric Utility | 1 |  | N | [16 empty] | 6 | 2006
13206 | Nantucket Electric Co | 1615 | Nantucket | MA | Nantucket | 14 | IC | RE | 2.5 | 2.5 | 2.5 |  | 4 | 1995 | NG BLQ: DFO; N Y: N; Y N: Y | Y | W |  | N | Electric Utility | 1 |  | N | [16 empty] | 8 | 2007
13206 | Nantucket Electric Co | 1615 | Nantucket | MA | Nantucket | 15 | IC | RE | 2.5 | 2.5 | 2.5 |  | 4 | 1995 | NG BLQ: DFO; N Y: N; Y N: Y | Y | W |  | N | Electric Utility | 1 |  | N | [16 empty] | 8 | 2007
13206 | Nantucket Electric Co | 1615 | Nantucket | MA | Nantucket | 16 | IC | RE | 2.5 | 2.5 | 2.5 |  | 2 | 1998 | NG BLQ: DFO; N Y: N; Y N: Y | Y | W |  | N | Electric Utility | 1 |  | N | [16 empty] | 8 | 2007
13206 | Nantucket Electric Co | 1615 | Nantucket | MA | Nantucket | 17 | IC | RE | 2.5 | 2.5 | 2.5 |  | 2 | 1998 | NG BLQ: DFO; N Y: N; Y N: Y | Y | W |  | N | Electric Utility | 1 |  | N | [16 empty] | 8 | 2007
13337 | Nebraska Public Power District | 6229 | Mobile | NE | York | 3 | IC | RE | 1 | 0.8 | 0.8 |  | 1 | 1980 | NG BLQ: DFO; N Y: N; Y N: Y |  | S |  | N | Electric Utility | 1 |  | N | [16 empty] | 12 | 2003 | N
13407 | Nevada Power Co | 2322 | Clark | NV | Clark | 1 | ST | RE | 50 | 42 | 42 |  | 12 | 1955 | NG BLQ: NG; NG NG: RFO; N Y: Y; Y N: Y |  | S |  | N | Electric Utility | 1 |  | N | [16 empty] | 9 | 2005
13407 | Nevada Power Co | 2322 | Clark | NV | Clark | 2 | ST | RE | 65 | 66 | 69 |  | 7 | 1957 | NG BLQ: NG; NG NG: RFO; N Y: Y; Y N: Y |  | S |  | N | Electric Utility | 1 |  | N | [16 empty] | 9 | 2005
13407 | Nevada Power Co | 2322 | Clark | NV | Clark | 3 | ST | RE | 75 | 73 | 81 |  | 7 | 1961 | NG BLQ: NG; NG NG: RFO; N Y: Y; Y N: Y |  | S |  | N | Electric Utility | 1 |  | N | [16 empty] | 9 | 2005
13407 | Nevada Power Co | 2326 | Sunrise | NV | Clark | 1 | ST | RE | 81.6 | 80 | 80 |  | 5 | 1964 | NG BLQ: NG; N Y: N; Y N: Y |  | S |  | N | Electric Utility | 1 |  | N | [16 empty] | 12 | 2011
13407 | Nevada Power Co | 2326 | Sunrise | NV | Clark | 2 | GT | RE | 85 | 69 | 76 |  | 10 | 1974 | NG BLQ: NG; N Y: N; Y N: Y |  | S |  | N | Electric Utility | 1 |  | N | [16 empty] | 12 | 2011
13407 | Nevada Power Co | 56642 | Ely Energy Center | NV | White Pine | 1 | ST | IP | 750 | 750 | 750 |  |  |  | NG BLQ: SUB; N Y: N; Y N: Y |  | S |  | N | Electric Utility | 1 | [20 empty] | N | Y
13407 | Nevada Power Co | 56642 | Ely Energy Center | NV | White Pine | 2 | ST | IP | 750 | 750 | 750 |  |  |  | NG BLQ: SUB; N Y: N; Y N: Y |  | S |  | N | Electric Utility | 1 | [20 empty] | N | Y
13466 | City of New Lisbon | 4130 | New Lisbon | WI | Juneau | 1 | IC | RE | 0.1 | 0.1 | 0.1 |  | 1 | 1930 | NG BLQ: DFO; Y N: Y |  | S |  | N | Electric Utility | 1 |  | N | [16 empty] | 12 | 2003
13466 | City of New Lisbon | 4130 | New Lisbon | WI | Juneau | 3 | IC | RE | 0.2 | 0.2 | 0.2 |  | 1 | 1936 | NG BLQ: DFO; Y N: Y |  | S |  | N | Electric Utility | 1 |  | N | [16 empty] | 12 | 2003
13466 | City of New Lisbon | 4130 | New Lisbon | WI | Juneau | 4 | IC | RE | 0.3 | 0.3 | 0.3 |  | 1 | 1948 | NG BLQ: DFO; Y N: Y |  | S |  | N | Electric Utility | 1 |  | N | [16 empty] | 12 | 2003
13478 | Entergy New Orleans Inc | 1407 | A B Paterson | LA | Orleans | 3 | ST | RE | 51.7 | 40 | 56 |  | 4 | 1950 | NG BLQ: NG; NG NG: RFO; N Y: N; Y N: Y |  | S |  | N | Electric Utility | 1 |  | N | [16 empty] | 9 | 2010 | N
13478 | Entergy New Orleans Inc | 1407 | A B Paterson | LA | Orleans | 4 | ST | RE | 81.2 | 72 | 72 |  | 12 | 1954 | NG BLQ: NG; NG NG: RFO; N Y: N; Y N: Y |  | S |  | N | Electric Utility | 1 |  | N | [16 empty] | 9 | 2010 | N
13478 | Entergy New Orleans Inc | 1407 | A B Paterson | LA | Orleans | 5 | GT | RE | 16 | 11 | 16 |  | 9 | 1967 | NG BLQ: DFO; N Y: N; Y N: Y |  | S |  | N | Electric Utility | 1 |  | N | [16 empty] | 9 | 2010 | N
13478 | Entergy New Orleans Inc | 1409 | Michoud | LA | Orleans | 1 | ST | RE | 115.2 | 65 | 65 |  | 5 | 1957 | NG BLQ: NG; NG NG: RFO; N Y: N; Y N: Y |  | S |  | N | Electric Utility | 1 |  | N | [16 empty] | 9 | 2011 | N
13480 | New Prague Utilities Comm | 1999 | New Prague | MN | Le Sueur | 1 | IC | RE | 1.4 | 1 | 1 |  | 8 | 1948 | NG BLQ: NG; NG NG: DFO; N Y: Y; Y N: Y |  | S |  | N | Electric Utility | 1 |  | N | N | [15 empty] | 1 | 2009 | N
13504 | New Hanover County | 50271 | New Hanover County WASTEC | NC | New Hanover | 1TG | ST | RE | 3.9 | 2.2 | 2.2 |  | 6 | 1984 | NG BLQ: MSW; NG NG: NG; N Y: N |  | S |  | N | IPP Non-CHP | 2 |  | N | [16 empty] | 12 | 2001
13504 | New Hanover County | 50271 | New Hanover County WASTEC | NC | New Hanover | 1TGA | ST | RE | 4.2 | 1.9 | 2.8 |  | 3 | 2002 | NG BLQ: MSW; N Y: N; Y N: Y |  | S |  | N | IPP Non-CHP | 2 |  | N | [16 empty] | 12 | 2010 | [7 empty] | NG
13504 | New Hanover County | 50271 | New Hanover County WASTEC | NC | New Hanover | 2BP | ST | RE | 0.1 | 0.1 | 0.1 |  | 6 | 1984 | NG BLQ: MSW; NG NG: NG; N Y: N |  | S |  | N | IPP Non-CHP | 2 |  | N | [16 empty] | 12 | 2002
13511 | New York State Elec & Gas Corp | 2533 | Keuka | NY | Steuben | 1 | HY | RE | 2 | 1.9 | 1.8 |  | 88 | 1928 | NG BLQ: WAT; N Y: N; Y N: Y | Y | S |  | N | Electric Utility | 1 |  | N | [16 empty] | 11 | 2006 | N
13582 | NRG Astoria Gas Turbine Operations Inc | 55243 | Astoria Gas Turbines | NY | Queens | 9 | GT | RE | 19.2 | 16.3 | 18.8 |  | 1 | 1970 | NG BLQ: KER; Y N: N |  | W |  | N | IPP Non-CHP | 2 |  | N | [16 empty] | 12 | 2002
13584 | NRG El Segundo Operations Inc | 330 | El Segundo Power | CA | Los Angeles | 1 | ST | RE | 156.2 | 145.3 | 146.8 |  | 5 | 1955 | NG BLQ: NG; NG NG: OG; N Y: N; Y N: N |  | W |  | N | IPP Non-CHP | 2 |  | N | [16 empty] | 12 | 2002
13584 | NRG El Segundo Operations Inc | 330 | El Segundo Power | CA | Los Angeles | 2 | ST | RE | 156.2 | 145.3 | 146.8 |  | 8 | 1956 | NG BLQ: NG; NG NG: OG; N Y: N; Y N: N |  | J |  | N | IPP Non-CHP | 2 |  | N | [16 empty] | 12 | 2002
13584 | NRG El Segundo Operations Inc | 341 | Long Beach Generation LLC | CA | Los Angeles | CT5 | CT | RE | 63 | 63 | 63 |  | 4 | 1977 | [9 empty] | J |  | N | IPP Non-CHP | 2 |  | N | [16 empty] | 12 | 2004 | bar: NG BLQ to Y N
13584 | NRG El Segundo Operations Inc | 341 | Long Beach Generation LLC | CA | Los Angeles | CT6 | CT | RE | 63 | 63 | 63 |  | 4 | 1977 | [9 empty] | J |  | N | IPP Non-CHP | 2 |  | N | [16 empty] | 12 | 2004 | bar: NG BLQ to Y N
13584 | NRG El Segundo Operations Inc | 341 | Long Beach Generation LLC | CA | Los Angeles | CT7 | CT | RE | 63 | 63 | 63 |  | 4 | 1977 | [9 empty] | J |  | N | IPP Non-CHP | 2 |  | N | [16 empty] | 12 | 2004 | N | bar: NG BLQ to Y N
13584 | NRG El Segundo Operations Inc | 341 | Long Beach Generation LLC | CA | Los Angeles | ST8 | CA | RE | 80 | 80 | 80 |  | 12 | 1976 | [9 empty] | J |  | N | IPP Non-CHP | 2 |  | N | [16 empty] | 12 | 2004 | N | bar: NG BLQ to Y N
13584 | NRG El Segundo Operations Inc | 341 | Long Beach Generation LLC | CA | Los Angeles | ST9 | CA | RE | 66.4 | 63 | 63 |  | 4 | 1977 | [8 empty] | N | J |  | N | IPP Non-CHP | 2 |  | N | [16 empty] | 12 | 2004 | N | bar: NG BLQ to Y N
13630 | North Carolina Mun Power Agny #1 | 56058 | High Point, Jackson Lake | NC | Guilford | 1 | IC | RE | 1.8 | 1.8 | 1.8 |  | 6 | 2002 | NG BLQ: DFO; N Y: N; Y N: N |  | S |  | N | Electric Utility | 1 |  | N | [16 empty] | 11 | 2007 | N
13630 | North Carolina Mun Power Agny #1 | 56060 | Gastonia Rankin Lake | NC | Gaston | 1 | IC | RE | 1.8 | 1.8 | 1.8 |  | 6 | 2002 | NG BLQ: DFO; N Y: N; Y N: N |  | S |  | N | Electric Utility | 1 |  | N | [16 empty] | 9 | 2012 | N
13630 | North Carolina Mun Power Agny #1 | 56061 | Gastonia Duke Street | NC | Gaston | 1 | IC | RE | 1.8 | 1.8 | 1.8 |  | 6 | 2002 | NG BLQ: DFO; N Y: N; Y N: N |  | S |  | N | Electric Utility | 1 |  | N | [16 empty] | 9 | 2012
13630 | North Carolina Mun Power Agny #1 | 56065 | Maiden Finger Street | NC | Catawba | 1 | IC | RE | 1.8 | 1.8 | 1.8 |  | 6 | 2002 | NG BLQ: DFO; N Y: N; Y N: N |  | S |  | N | Electric Utility | 1 |  | N | [16 empty] | 10 | 2012 | N
13630 | North Carolina Mun Power Agny #1 | 56066 | Lexington Hickory Street | NC | Davidson | 1 | IC | RE | 1.8 | 1.8 | 1.8 |  | 6 | 2002 | NG BLQ: DFO; N Y: N; Y N: N |  | S |  | N | Electric Utility | 1 |  | N | [16 empty] | 9 | 2012 | N
13642 | Nome Joint Utility Systems | 90 | Snake River | AK | Nome | 5 | IC | RE | 1.2 | 1.2 | 1.2 |  | 1 | 1974 | NG BLQ: DFO; N Y: N; Y N: N |  | S |  | N | Electric Utility | 1 | [18 empty] | 1 | 2001 | N
13642 | Nome Joint Utility Systems | 90 | Snake River | AK | Nome | 6 | IC | RE | 1 | 1 | 1 |  | 1 | 1972 | NG BLQ: DFO; N Y: N; Y N: Y | N | S |  | N | Electric Utility | 1 | [18 empty] | 1 | 2008 | N
13681 | North Branch Water & Light Comm | 2002 | North Branch | MN | Chisago | 1 | IC | RE | 0.9 | 0.8 | 0.8 |  | 10 | 1960 | NG BLQ: DFO; NG NG: NG; N Y: Y; Y N: Y |  | S |  | N | Electric Utility | 1 |  | N | N | [15 empty] | 12 | 2010 | N
13681 | North Branch Water & Light Comm | 2002 | North Branch | MN | Chisago | 2 | IC | RE | 1.4 | 1.2 | 1.2 |  | 1 | 1971 | NG BLQ: DFO; NG NG: NG; N Y: Y; Y N: Y |  | S |  | N | Electric Utility | 1 |  | N | N | [15 empty] | 12 | 2010 | N
13697 | North Central Power Co Inc | 3996 | Grimh | WI | Sawyer | 1 | HY | RE | 0.1 | 0.1 | 0.1 |  | 4 | 1928 | NG BLQ: WAT; N Y: N; Y N: N | Y | S |  | N | Electric Utility | 1 |  | N | [16 empty] | 12 | 2006 | N
13697 | North Central Power Co Inc | 3996 | Grimh | WI | Sawyer | 3 | HY | RE | 0.2 | 0.2 | 0.2 |  | 4 | 1965 | NG BLQ: WAT; N Y: N; Y N: N | Y | S |  | N | Electric Utility | 1 |  | N | [16 empty] | 12 | 2006 | N
13697 | North Central Power Co Inc | 3996 | Grimh | WI | Sawyer | IC1 | IC | RE | 0.8 | 0.6 | 0.6 |  | 12 | 1951 | NG BLQ: DFO; N Y: N; Y N: N | Y | S |  | N | Electric Utility | 1 |  | N | [16 empty] | 12 | 2006 | N
13756 | Northern Indiana Pub Serv Co | 996 | Dean H Mitchell | IN | Lake | 11 | ST | RE | 127.5 | 110 | 110 |  | 5 | 1970 | NG BLQ: SUB; NG NG: NG; N Y: Y; Y N: Y |  | S |  | N | Electric Utility | 1 |  |  | N | [12 empty] | N |  |  | 9 | 2010 | N | Y |  | Y |  |  |  | NG
13756 | Northern Indiana Pub Serv Co | 996 | Dean H Mitchell | IN | Lake | 4 | ST | RE | 138.1 | 125 | 125 |  | 12 | 1956 | NG BLQ: NG; NG NG: SUB; N Y: Y; Y N: Y |  | S |  | N | Electric Utility | 1 |  |  | N | [12 empty] | N |  |  | 9 | 2010 | N | Y |  | Y |  |  |  | NG
13756 | Northern Indiana Pub Serv Co | 996 | Dean H Mitchell | IN | Lake | 5 | ST | RE | 128 | 125 | 125 |  | 5 | 1959 | NG BLQ: SUB; NG NG: NG; N Y: Y; Y N: Y |  | S |  | N | Electric Utility | 1 |  |  | N | [12 empty] | N |  |  | 9 | 2010 | N | Y |  | Y |  |  |  | NG
13756 | Northern Indiana Pub Serv Co | 996 | Dean H Mitchell | IN | Lake | 6 | ST | RE | 128 | 125 | 125 |  | 9 | 1959 | NG BLQ: SUB; NG NG: NG; N Y: Y; Y N: Y |  | S |  | N | Electric Utility | 1 |  |  | N | [12 empty] | N |  |  | 9 | 2010 | N | Y |  | Y |  |  |  | NG
13756 | Northern Indiana Pub Serv Co | 997 | Michigan City | IN | La Porte | 2 | ST | RE | 70 | 60 | 60 |  | 11 | 1950 | NG BLQ: NG; N Y: N; Y N: Y |  | S |  | N | Electric Utility | 1 | [15 empty] | N |  |  | 9 | 2010 | N |  |  | N
13756 | Northern Indiana Pub Serv Co | 997 | Michigan City | IN | La Porte | 3 | ST | RE | 70 | 60 | 60 |  | 10 | 1951 | NG BLQ: NG; N Y: N; Y N: Y |  | S |  | N | Electric Utility | 1 | [15 empty] | N |  |  | 9 | 2010 | N |  |  | N
13756 | Northern Indiana Pub Serv Co | 55364 | Sugar Creek Power | IN | Vigo | CT21 | CT | IP | 159 | 159 | 159 | [12 empty] | S |  | N | Electric Utility | 1 | bar: NG BLQ to Y N
13756 | Northern Indiana Pub Serv Co | 55364 | Sugar Creek Power | IN | Vigo | CT22 | CT | IP | 154.3 | 154.3 | 154.3 | [12 empty] | S |  | N | Electric Utility | 1 | [20 empty] | N | bar: NG BLQ to Y N
13756 | Northern Indiana Pub Serv Co | 55364 | Sugar Creek Power | IN | Vigo | ST2 | CA | IP | 195.4 | 195.4 | 195.4 | [12 empty] | S |  | N | Electric Utility | 1 |  | Y | [18 empty] | N | bar: NG BLQ to Y N
13781 | Northern States Power Co - Minnesota | 1904 | Black Dog | MN | Dakota | 1 | ST | RE | 81 | 71.7 | 50 |  | 8 | 1952 | NG BLQ: SUB; NG NG: NG; N Y: N; Y N: N |  | S |  | N | Electric Utility | 1 | [18 empty] | 6 | 2002
13781 | Northern States Power Co - Minnesota | 1904 | Black Dog | MN | Dakota | 6 | CA | IP | 360 | 360 | 360 |  |  |  | NG BLQ: NG; NG NG: NG; N Y: N; Y N: Y |  | S |  | N | Electric Utility | 1 |  | Y | [18 empty] | N
13781 | Northern States Power Co - Minnesota | 1904 | Black Dog | MN | Dakota | 7 | CT | IP | 200 | 200 | 200 |  |  |  | NG BLQ: NG; N Y: N; Y N: Y |  | S |  | N | Electric Utility | 1 | [20 empty] | N
13781 | Northern States Power Co - Minnesota | 1904 | Black Dog | MN | Dakota | 8 | CT | IP | 200 | 200 | 200 |  |  |  | NG BLQ: NG; N Y: N; Y N: Y |  | S |  | N | Electric Utility | 1 | [20 empty] | N
13781 | Northern States Power Co - Minnesota | 1912 | High Bridge | MN | Ramsey | 5 | ST | RE | 113.6 | 99 | 99 |  | 8 | 1956 | NG BLQ: SUB; NG NG: NG; N Y: Y; Y N: Y |  | S |  | N | Electric Utility | 1 | [18 empty] | 12 | 2007 | N
13781 | Northern States Power Co - Minnesota | 1912 | High Bridge | MN | Ramsey | 6 | ST | RE | 163.2 | 172.1 | 172.1 |  | 4 | 1959 | NG BLQ: SUB; NG NG: NG; N Y: Y; Y N: Y |  | S |  | N | Electric Utility | 1 | [18 empty] | 12 | 2007 | N
13781 | Northern States Power Co - Minnesota | 1918 | Minnesota Valley | MN | Chippewa | 3 | ST | RE | 46 | 46.9 | 46.9 |  | 9 | 1953 | NG BLQ: NG; N Y: N; Y N: Y |  | S |  | N | Electric Utility | 1 |  | N | [16 empty] | 12 | 2006 | N
13781 | Northern States Power Co - Minnesota | 1927 | Riverside | MN | Hennepin | 8 | ST | RE | 238.8 | 227 | 227 |  | 4 | 1964 | NG BLQ: SUB; NG NG: PC; N Y: N; Y N: Y |  | S |  | N | Electric Utility | 1 | [18 empty] | 4 | 2009 | N | Y | [5 empty] | DFO
13781 | Northern States Power Co - Minnesota | 1932 | West Fairbault | MN | Rice | 1 | GT | RE | 16.2 | 17 | 13 |  | 9 | 1965 | NG BLQ: NG; N Y: N; Y N: Y |  | S |  | N | Electric Utility | 1 |  | N | [16 empty] | 9 | 1981
13781 | Northern States Power Co - Minnesota | 1932 | West Fairbault | MN | Rice | 2 | GT | RE | 16.2 | 15.9 | 19.9 |  | 5 | 1965 | NG BLQ: NG; N Y: N; Y N: Y |  | S |  | N | Electric Utility | 1 |  | N | [16 empty] | 12 | 2006 | N
13781 | Northern States Power Co - Minnesota | 1932 | West Fairbault | MN | Rice | 3 | GT | RE | 16.2 | 13.5 | 17.9 |  | 5 | 1965 | NG BLQ: NG; N Y: N; Y N: Y |  | S |  | N | Electric Utility | 1 |  | N | [16 empty] | 12 | 2006 | N
13781 | Northern States Power Co - Minnesota | 3334 | Pathfinder | SD | Minnehaha | 1 | ST | RE | 75 | 61 | 70.5 |  | 0 | 1962 | [9 empty] | S |  | N | Electric Utility | 1 |  | N | [16 empty] | 6 | 2001 | N | bar: NG BLQ to Y N
13781 | Northern States Power Co - Minnesota | 4002 | Dells | WI | Eau Claire | 6 | HY | RE | 0.5 | 0.7 | 0.7 |  | 0 | 1916 | NG BLQ: WAT; N Y: N; Y N: N |  | S |  | N | Electric Utility | 1 |  | N | [16 empty] | 12 | 2007 | N
13781 | Northern States Power Co - Minnesota | 4002 | Dells | WI | Eau Claire | 7 | HY | RE | 0.7 | 0.7 | 0.7 |  | 0 | 1907 | NG BLQ: WAT; N Y: N; Y N: N |  | S |  | N | Electric Utility | 1 |  | N | [16 empty] | 12 | 2007 | N
13781 | Northern States Power Co - Minnesota | 6231 | Apple River | WI | St Croix | 2 | HY | RE | 0.8 | 1 | 1 |  | 0 | 1901 | NG BLQ: WAT; N Y: N; Y N: Y |  | S |  | N | Electric Utility | 1 |  | N | [16 empty] | 12 | 2006 | N
13781 | Northern States Power Co - Minnesota | 7377 | United Health Care | MN | Hennepin | 1 | GT | RE | 1.8 | 1.8 | 1.8 |  | 7 | 1993 | NG BLQ: DFO; N Y: N; Y N: N | Y | W |  | N | Electric Utility | 1 |  | N | [13 empty] | N |  |  | 2 | 2008 | N
13781 | Northern States Power Co - Minnesota | 7377 | United Health Care | MN | Hennepin | 2 | GT | RE | 1.8 | 1.8 | 1.8 |  | 7 | 1993 | NG BLQ: DFO; N Y: N; Y N: N | Y | W |  | N | Electric Utility | 1 |  | N | [13 empty] | N |  |  | 2 | 2008 | N
13781 | Northern States Power Co - Minnesota | 57048 | Merricourt Wind Project | ND | LAMOURE | 1 | WT | IP | 150 | 150 | 150 |  |  |  | NG BLQ: WND; N Y: N; Y N: Y |  | S | 100 | N | Electric Utility | 1 | [20 empty] | N
13809 | NorthWestern Energy - (SD) | 3346 | Mobile Unit | SD | Beadle | 1 | IC | RE | 0.5 | 0.5 | 0.5 |  | 0 | 1955 | NG BLQ: DFO; N Y: N; Y N: Y | Y | S |  | N | Electric Utility | 1 | [18 empty] | 9 | 2008 | N
13809 | NorthWestern Energy - (SD) | 3348 | Webster | SD | Day | 1 | IC | RE | 0.7 | 0.8 | 0.8 |  | 0 | 1932 | NG BLQ: DFO; Y N: N |  | S |  | N | Electric Utility | 1 | [18 empty] | 3 | 2002 | N
13809 | NorthWestern Energy - (SD) | 3348 | Webster | SD | Day | 2 | IC | RE | 1.9 | 1.9 | 1.9 |  | 6 | 1950 | NG BLQ: DFO; Y N: Y |  | S |  | N | Electric Utility | 1 | [18 empty] | 4 | 2004 | N
13809 | NorthWestern Energy - (SD) | 7956 | Future CT | SD | Hyde | 1 | GT | IP | 28 | 24 | 28 |  |  |  | NG BLQ: NG; NG NG: DFO |  | S |  | N | Electric Utility | 1 | [20 empty] | N
13809 | NorthWestern Energy - (SD) | 7956 | Future CT | SD | Hyde | 2 | GT | IP | 28 | 24 | 28 |  |  |  | NG BLQ: NG; NG NG: DFO |  | S |  | N | Electric Utility | 1 | [20 empty] | N
13842 | Northwind Energy Inc | 10738 | Northwind Energy | CA | Contra Costa | GEN1 | WT | RE | 13 | 12.1 | 12.1 |  | 1 | 1986 | NG BLQ: WND; N Y: N; Y N: Y |  | S | 189 | N | IPP Non-CHP | 2 |  | N | [16 empty] | 12 | 2012
13870 | Nushagak Electric Coop, Inc | 109 | Dillingham | AK | Dillingham | 3 | IC | RE | 0.3 | 0.3 | 0.3 |  | 1 | 1961 | NG BLQ: DFO; N Y: N; Y N: N |  | S |  | N | Electric Utility | 1 |  |  | N | [15 empty] | 2 | 2009
13870 | Nushagak Electric Coop, Inc | 109 | Dillingham | AK | Dillingham | 4 | IC | RE | 0.5 | 0.5 | 0.5 |  | 9 | 1967 | NG BLQ: DFO; N Y: N; Y N: N |  | S |  | N | Electric Utility | 1 | [18 empty] | 5 | 2001
13870 | Nushagak Electric Coop, Inc | 109 | Dillingham | AK | Dillingham | 5 | IC | RE | 0.7 | 0.7 | 0.7 |  | 12 | 1973 | NG BLQ: DFO; N Y: N; Y N: N |  | S |  | N | Electric Utility | 1 | [18 empty] | 3 | 2007
13870 | Nushagak Electric Coop, Inc | 109 | Dillingham | AK | Dillingham | 6 | IC | RE | 1 | 1 | 1 |  | 12 | 1976 | NG BLQ: DFO; N Y: N; Y N: N |  | S |  | N | Electric Utility | 1 |  |  | N | [15 empty] | 10 | 2007
13870 | Nushagak Electric Coop, Inc | 109 | Dillingham | AK | Dillingham | 8 | IC | RE | 0.8 | 0.8 | 0.8 |  | 3 | 1985 | NG BLQ: DFO; N Y: N; Y N: N |  | S |  | N | Electric Utility | 1 | [18 empty] | 4 | 2006
13870 | Nushagak Electric Coop, Inc | 109 | Dillingham | AK | Dillingham | IC9 | IC | RE | 0.8 | 0.8 | 0.8 |  | 3 | 1985 | NG BLQ: DFO; N Y: N; Y N: N |  | S |  | N | Electric Utility | 1 | [18 empty] | 3 | 2006
13902 | NorthWestern Energy | 2190 | Milltown | MT | Missoula | 1 | HY | RE | 0.6 | 2.6 | 2.3 | A031 | 8 | 1908 | NG BLQ: WAT; N Y: N; Y N: N |  | S |  | N | Electric Utility | 1 |  | N | [16 empty] | 12 | 2007
13902 | NorthWestern Energy | 2190 | Milltown | MT | Missoula | 2 | HY | RE | 0.6 |  |  | A031 | 8 | 1908 | NG BLQ: WAT; N Y: N; Y N: N |  | S |  | N | Electric Utility | 1 |  | N | [16 empty] | 12 | 2007
13902 | NorthWestern Energy | 2190 | Milltown | MT | Missoula | 3 | HY | RE | 0.6 |  |  | A031 | 8 | 1908 | NG BLQ: WAT; N Y: N; Y N: N |  | S |  | N | Electric Utility | 1 |  | N | [16 empty] | 12 | 2007
13902 | NorthWestern Energy | 2190 | Milltown | MT | Missoula | 4 | HY | RE | 0.6 |  |  | A031 | 8 | 1909 | NG BLQ: WAT; N Y: N; Y N: N |  | S |  | N | Electric Utility | 1 |  | N | [16 empty] | 12 | 2007
13902 | NorthWestern Energy | 2190 | Milltown | MT | Missoula | 5 | HY | RE | 0.6 |  |  | A031 | 8 | 1927 | NG BLQ: WAT; N Y: N; Y N: N |  | S |  | N | Electric Utility | 1 |  | N | [16 empty] | 12 | 2007
13923 | NRG Oswego Harbor Power Operations Inc | 2594 | Oswego Harbor Power | NY | Oswego | 3 | ST | RE | 92 | 85.6 | 86.5 |  | 12 | 1948 | [9 empty] | S |  | N | IPP Non-CHP | 2 |  | N | [16 empty] | 12 | 2003 | N | bar: NG BLQ to Y N
13941 | City of Oakley | 1311 | Oakely | KS | LOGAN | 1 | IC | RE | 1.4 | 1.2 | 1.3 |  | 2 | 1961 | NG BLQ: NG; NG NG: DFO; N Y: Y; Y N: Y | Y | S |  | N | Electric Utility | 1 |  | N | N | [15 empty] | 4 | 2011 | N
13941 | City of Oakley | 1311 | Oakely | KS | LOGAN | 2 | IC | RE | 0.4 | 0.3 | 0.3 |  | 5 | 1948 | NG BLQ: DFO; N Y: N; Y N: Y | Y | S |  | N | Electric Utility | 1 |  | N | N | [15 empty] | 4 | 2011 | N
13941 | City of Oakley | 1311 | Oakely | KS | LOGAN | 3 | IC | RE | 0.5 | 0.5 | 0.5 |  | 5 | 1951 | NG BLQ: NG; NG NG: DFO; N Y: Y; Y N: Y | Y | S |  | N | Electric Utility | 1 |  | N | N | [15 empty] | 1 | 2009 | N
13941 | City of Oakley | 1311 | Oakely | KS | LOGAN | 4 | IC | RE | 0.9 | 0.8 | 0.8 |  | 4 | 1956 | NG BLQ: NG; NG NG: DFO; N Y: Y; Y N: Y | Y | S |  | N | Electric Utility | 1 |  | N | N | [15 empty] | 4 | 2011
13941 | City of Oakley | 1311 | Oakely | KS | LOGAN | 5 | IC | RE | 1.5 | 1.3 | 1.4 |  | 7 | 1965 | NG BLQ: NG; NG NG: DFO; N Y: Y; Y N: Y |  | S |  | N | Electric Utility | 1 |  | N | [16 empty] | 1 | 2009
13941 | City of Oakley | 1311 | Oakely | KS | LOGAN | 6 | IC | RE | 3.3 | 3.2 | 3.2 |  | 6 | 1973 | NG BLQ: NG; NG NG: DFO; N Y: Y; Y N: Y | Y | S |  | N | Electric Utility | 1 |  | N | [16 empty] | 4 | 2011
13943 | Ocean County Utilities Auth | 54569 | Bayville Central Facility | NJ | Ocean | SBG1 | IC | RE | 0.6 | 0.6 | 0.6 |  | 9 | 1988 | NG BLQ: DFO; N Y: N; Y N: N |  | S |  | N | Commercial CHP | 5 |  | N | [16 empty] | 12 | 2002 | N
13945 | Oakwood Hospital Med Center | 50260 | Oakwood Hospital & Medical Center | MI | Wayne | 300KW | IC | RE | 0.3 | 0.3 | 0.3 |  | 1 | 1972 | NG BLQ: DFO; N Y: N; Y N: N |  | S |  | N | Commercial CHP | 5 |  | N | [16 empty] | 8 | 2005 | N
13945 | Oakwood Hospital Med Center | 50260 | Oakwood Hospital & Medical Center | MI | Wayne | EG#1 | IC | RE | 0.5 | 0.5 | 0.5 |  | 4 | 1989 | NG BLQ: NG; N Y: N; Y N: Y |  | S |  | Y | Commercial CHP | 5 |  | N | [16 empty] | 10 | 2004 | N
13945 | Oakwood Hospital Med Center | 50260 | Oakwood Hospital & Medical Center | MI | Wayne | EG#2 | IC | RE | 0.5 | 0.5 | 0.5 |  | 4 | 1989 | NG BLQ: NG; N Y: N; Y N: Y |  | S |  | Y | Commercial CHP | 5 |  | N | [16 empty] | 10 | 2004 | N
13945 | Oakwood Hospital Med Center | 50260 | Oakwood Hospital & Medical Center | MI | Wayne | EG#3 | IC | RE | 0.5 | 0.5 | 0.5 |  | 4 | 1989 | NG BLQ: NG; N Y: N; Y N: Y |  | S |  | Y | Commercial CHP | 5 |  | N | [16 empty] | 10 | 2004 | N
13949 | City of Oberlin - (OH) | 2933 | Oberlin | OH | Lorain | 2 | IC | RE | 0.9 | 1 | 1 |  | 1 | 1951 | NG BLQ: DFO; N Y: N; Y N: N |  | S |  | N | Electric Utility | 1 |  | N | [16 empty] | 12 | 2000 | N
13949 | City of Oberlin - (OH) | 2933 | Oberlin | OH | Lorain | 3 | IC | RE | 0.6 | 0.6 | 0.6 |  | 1 | 1934 | NG BLQ: DFO |  | S |  | N | Electric Utility | 1 |  | N | [16 empty] | 12 | 2000
13960 | NRG Cabrillo Power Ops Inc | 300 | Division | CA | San Diego | DIGT | GT | RE | 16 | 13 | 14 |  | 11 | 1968 | NG BLQ: DFO; N Y: N; Y N: N | N | W |  | N | IPP Non-CHP | 2 | [18 empty] | 12 | 2003 | N
13960 | NRG Cabrillo Power Ops Inc | 306 | Naval Station | CA | San Diego | NSGT | GT | RE | 26 | 20 | 22 |  | 9 | 1976 | NG BLQ: NG; NG NG: DFO; N Y: N; Y N: N |  | W |  | N | IPP Non-CHP | 2 | [18 empty] | 11 | 2002 | N
13960 | NRG Cabrillo Power Ops Inc | 307 | North Island | CA | San Diego | NIG1 | GT | RE | 19 | 17 | 14 |  | 6 | 1972 | NG BLQ: DFO; N Y: N; Y N: N | N | W |  | N | IPP Non-CHP | 2 | [18 empty] | 11 | 2002 | N
13960 | NRG Cabrillo Power Ops Inc | 307 | North Island | CA | San Diego | NIG2 | GT | RE | 18 | 17 | 18 |  | 6 | 1972 | NG BLQ: NG; NG NG: DFO; N Y: N; Y N: N | N | W |  | N | IPP Non-CHP | 2 | [18 empty] | 11 | 2002 | N
13960 | NRG Cabrillo Power Ops Inc | 6707 | Naval Training Center | CA | San Diego | NTCG | GT | RE | 16 | 13 | 15 |  | 11 | 1968 | NG BLQ: NG; NG NG: DFO; N Y: N; Y N: N | N | W |  | N | IPP Non-CHP | 2 | [18 empty] | 11 | 2002 | N
13971 | City of Odessa - (MO) | 2148 | Odessa | MO | Lafayette | 2 | IC | RE | 0.2 | 0.2 | 0.2 |  | 6 | 1939 | NG BLQ: DFO; N Y: N; Y N: Y | Y | S |  | N | Electric Utility | 1 |  | N | [16 empty] | 3 | 2011 | N
13971 | City of Odessa - (MO) | 2148 | Odessa | MO | Lafayette | 5 | IC | RE | 1.2 | 1 | 1 |  | 6 | 1957 | NG BLQ: DFO; NG NG: NG; N Y: N; Y N: Y | Y | S |  | N | Electric Utility | 1 |  | N | [16 empty] | 1 | 2008 | N
13994 | Oglethorpe Power Corporation | 57209 | Rumble Road Energy Center | GA | Monroe | 3 | CA | IP | 220 | 200 | 200 |  |  |  | NG BLQ: NG; N Y: N; Y N: Y |  | S |  | N | Electric Utility | 1 |  | Y | [18 empty] | N
13994 | Oglethorpe Power Corporation | 57209 | Rumble Road Energy Center | GA | Monroe | 3A | CT | IP | 220 | 200 | 200 |  |  |  | NG BLQ: NG; N Y: N; Y N: Y |  | S |  | N | Electric Utility | 1 | [20 empty] | N
13994 | Oglethorpe Power Corporation | 57209 | Rumble Road Energy Center | GA | Monroe | 3B | CT | IP | 220 | 200 | 200 |  |  |  | NG BLQ: NG; N Y: N; Y N: Y |  | S |  | N | Electric Utility | 1 | [20 empty] | N
14006 | Ohio Power Co | 2840 | Conesville | OH | Coshocton | 1 | ST | RE | 148 | 115 | 125 |  | 2 | 1959 | NG BLQ: BIT; N Y: Y; Y N: Y |  | S |  | N | Electric Utility | 1 |  | N | [16 empty] | 12 | 2005 | N
14006 | Ohio Power Co | 2840 | Conesville | OH | Coshocton | 2 | ST | RE | 136 | 115 | 125 |  | 12 | 1957 | NG BLQ: BIT; N Y: Y; Y N: Y |  | S |  | N | Electric Utility | 1 |  | N | [16 empty] | 12 | 2005 | N
14006 | Ohio Power Co | 2840 | Conesville | OH | Coshocton | 3 | ST | RE | 161.5 | 165 | 165 |  | 10 | 1962 | NG BLQ: BIT; NG NG: NG; N Y: Y; Y N: Y |  | S |  | N | Electric Utility | 1 |  | N | [16 empty] | 12 | 2012 | N | Y |  | Y |  |  |  | DFO
14030 | Oklahoma State University | 54779 | Oklahoma State University | OK | Payne | GEN3 | ST | RE | 1.5 | 1.6 | 1.7 |  | 6 | 1950 | NG BLQ: NG; NG NG: DFO; N Y: Y; Y N: Y |  | S |  | Y | Commercial CHP | 5 | T | N | N | [15 empty] | 1 | 2010 | N | [6 empty] | NG | DFO
14063 | Oklahoma Gas & Electric Co | 2947 | Arbuckle | OK | Murray | 1 | ST | RE | 73 | 74 | 74 |  | 3 | 1953 | [9 empty] | S |  | N | Electric Utility | 1 |  | N | [16 empty] | 9 | 2002 | bar: NG BLQ to Y N
14063 | Oklahoma Gas & Electric Co | 2950 | Enid | OK | Garfield | 1 | GT | RE | 15 | 11.1 | 11.1 |  | 11 | 1965 | NG BLQ: NG; N Y: N; Y N: Y | Y | S |  | N | Electric Utility | 1 | [18 empty] | 12 | 2012 | N
14063 | Oklahoma Gas & Electric Co | 2950 | Enid | OK | Garfield | 2 | GT | RE | 15 | 10.5 | 10.5 |  | 11 | 1965 | NG BLQ: NG; N Y: N; Y N: Y | Y | S |  | N | Electric Utility | 1 | [18 empty] | 12 | 2012 | N
14063 | Oklahoma Gas & Electric Co | 2950 | Enid | OK | Garfield | 3 | GT | RE | 15 | 11.5 | 11.5 |  | 11 | 1965 | NG BLQ: NG; N Y: N; Y N: Y |  | S |  | N | Electric Utility | 1 | [18 empty] | 12 | 2012 | N
14063 | Oklahoma Gas & Electric Co | 2950 | Enid | OK | Garfield | 4 | GT | RE | 15 | 10.5 | 10.5 |  | 11 | 1965 | NG BLQ: NG; N Y: N; Y N: Y | Y | S |  | N | Electric Utility | 1 | [18 empty] | 12 | 2012 | N
14063 | Oklahoma Gas & Electric Co | 2952 | Muskogee | OK | Muskogee | 3 | ST | RE | 173 | 171 | 171 |  | 5 | 1956 | NG BLQ: NG; NG NG: RFO; N Y: N; Y N: Y | Y | S |  | N | Electric Utility | 1 |  |  | N | [15 empty] | 12 | 2010
14063 | Oklahoma Gas & Electric Co | 2958 | Woodward | OK | Woodward | GT1 | GT | RE | 11 | 9.5 | 9.5 |  | 6 | 1963 | NG BLQ: NG; N Y: N; Y N: Y | Y | S |  | N | Electric Utility | 1 | [18 empty] | 12 | 2012
14063 | Oklahoma Gas & Electric Co | 6095 | Sooner | OK | Noble | RR1 | ST | IP | 950 | 885 | 885 |  |  |  | NG BLQ: SUB; N Y: N; Y N: Y |  | J |  | N | Electric Utility | 1
14063 | Oklahoma Gas & Electric Co | 7185 | Conoco | OK | Kay | 1 | GT | RE | 33 | 31.5 | 31.5 |  | 6 | 1991 | NG BLQ: NG; N Y: N; Y N: Y |  | S |  | N | Electric Utility | 1 |  | N | [16 empty] | 6 | 2006 | N
14063 | Oklahoma Gas & Electric Co | 7185 | Conoco | OK | Kay | 2 | GT | RE | 33 | 28.3 | 28.3 |  | 6 | 1991 | NG BLQ: NG; N Y: N; Y N: Y |  | S |  | N | Electric Utility | 1 |  | N | [16 empty] | 6 | 2006 | N
14164 | City of Orangeburg - (SC) | 7480 | Rowesville Rd Plant | SC | Orangeburg | 3 | GT | IP | 4.8 | 4.2 | 4.8 | [12 empty] | S |  | N | Electric Utility | 1 |  | N | [18 empty] | N | bar: NG BLQ to Y N
14164 | City of Orangeburg - (SC) | 7480 | Rowesville Rd Plant | SC | Orangeburg | 4 | GT | IP | 4.8 | 4.2 | 4.8 | [12 empty] | S |  | N | Electric Utility | 1 |  | N | [18 empty] | N | bar: NG BLQ to Y N
14165 | NRG Power Midwest LP | 2836 | Avon Lake | OH | Lorain | 6 | ST | RE | 75 | 10 | 18 |  | 1 | 1949 | NG BLQ: NG; N Y: N; Y N: Y |  | S |  | N | IPP Non-CHP | 2 | [18 empty] | 1 | 2002 | N
14165 | NRG Power Midwest LP | 2861 | Niles | OH | Trumbull | 1 | ST | RE | 132.8 | 108 | 108 |  | 1 | 1954 | NG BLQ: BIT; N Y: N; Y N: Y |  | S |  | N | IPP Non-CHP | 2 |  |  | N | [15 empty] | 10 | 2012 | N | N |  | Y | N |  |  | DFO
14165 | NRG Power Midwest LP | 2861 | Niles | OH | Trumbull | 2 | ST | RE | 132.8 | 108 | 108 |  | 1 | 1954 | NG BLQ: BIT; N Y: N; Y N: Y |  | S |  | N | IPP Non-CHP | 2 |  |  | N | [15 empty] | 6 | 2012 | N | N |  | Y | N |  |  | DFO
14165 | NRG Power Midwest LP | 3099 | F R Phillips | PA | Allegheny | 1 | ST | RE | 69 | 58 | 58 |  | 1 | 1943 | NG BLQ: BIT |  | S |  | N | IPP Non-CHP | 2 | [18 empty] | 12 | 2002
14165 | NRG Power Midwest LP | 3099 | F R Phillips | PA | Allegheny | 2 | ST | RE | 81 | 59 | 59 |  | 11 | 1949 | NG BLQ: BIT |  | S |  | N | IPP Non-CHP | 2 | [18 empty] | 12 | 2002
14165 | NRG Power Midwest LP | 3099 | F R Phillips | PA | Allegheny | 3 | ST | RE | 81 | 59 | 59 |  | 9 | 1950 | NG BLQ: BIT |  | S |  | N | IPP Non-CHP | 2 | [18 empty] | 12 | 2002
14165 | NRG Power Midwest LP | 3099 | F R Phillips | PA | Allegheny | 4 | ST | RE | 179 | 134 | 134 |  | 2 | 1956 | NG BLQ: BIT |  | S |  | N | IPP Non-CHP | 2 | [18 empty] | 12 | 2002
14165 | NRG Power Midwest LP | 3138 | New Castle Plant | PA | Lawrence | 1 | ST | RE | 35 | 40 | 40 |  | 11 | 1939 | NG BLQ: BIT; N Y: N; Y N: Y |  | S |  | N | IPP Non-CHP | 2 | [18 empty] | 12 | 1993 | N
14165 | NRG Power Midwest LP | 3138 | New Castle Plant | PA | Lawrence | 2 | ST | RE | 35 | 40 | 40 |  | 11 | 1947 | NG BLQ: BIT; N Y: N; Y N: Y |  | S |  | N | IPP Non-CHP | 2 | [18 empty] | 12 | 1993 | N
14199 | City of Osage City - (KS) | 1313 | Osage City | KS | OSAGE | 9 | IC | RE | 0.8 | 0.7 | 0.7 |  | 6 | 2001 | NG BLQ: DFO; Y N: Y | Y | S |  | N | Electric Utility | 1 |  | N | [16 empty] | 1 | 2009 | N
14203 | City of Osawatomie - (KS) | 1314 | Osawatomie City of | KS | MIAMI | 3 | IC | RE | 0.4 | 0.3 | 0.3 |  | 88 | 1934 | NG BLQ: DFO |  | S |  | N | Electric Utility | 1 |  | N | [16 empty] | 4 | 1990
14216 | City of Osceola - (AR) | 172 | Osceola | AR | Mississippi | 10 | IC | RE | 1.6 | 1.6 | 1.6 |  | 5 | 1992 | NG BLQ: DFO; N Y: N; Y N: N | N | S |  | N | Electric Utility | 1 |  | N | [16 empty] | 7 | 2012 | N
14216 | City of Osceola - (AR) | 172 | Osceola | AR | Mississippi | 11 | IC | RE | 1.6 | 1.6 | 1.6 |  | 5 | 1993 | NG BLQ: DFO; N Y: N; Y N: N | N | S |  | N | Electric Utility | 1 |  | N | [16 empty] | 7 | 2012 | N
14216 | City of Osceola - (AR) | 172 | Osceola | AR | Mississippi | 12 | IC | RE | 1.6 | 1.6 | 1.6 |  | 5 | 1999 | NG BLQ: DFO; N Y: N; Y N: N | N | S |  | N | Electric Utility | 1 |  | N | [16 empty] | 7 | 2012 | N
14232 | Otter Tail Power Co | 1943 | Hoot Lake | MN | Otter Tail | 1 | ST | RE | 7.5 | 7.7 | 7.7 |  | 8 | 1948 | NG BLQ: SUB; N Y: N; Y N: Y |  | S |  | N | Electric Utility | 1 | [18 empty] | 12 | 2005 | N
14232 | Otter Tail Power Co | 3352 | Lake Preston | SD | Kingsbury | 1 | GT | RE | 24.1 | 21.2 | 28.8 |  | 0 | 1948 | NG BLQ: DFO; N Y: N; Y N: Y |  | S |  | N | Electric Utility | 1 | [18 empty] | 1 | 1978
14246 | City of Owatonna | 2003 | Owatonna | MN | Steele | 5 | ST | RE | 6 | 5 | 5 |  | 5 | 1957 | NG BLQ: NG; N Y: N; Y N: Y |  | S |  | N | Electric Utility | 1 |  | N | N | [15 empty] | 1 | 2009 | N
14246 | City of Owatonna | 2003 | Owatonna | MN | Steele | 6 | ST | RE | 20 | 20.6 | 20.6 |  | 7 | 1969 | NG BLQ: NG; N Y: N; Y N: Y |  | S |  | N | Electric Utility | 1 |  | N | [16 empty] | 10 | 2011 | N
14254 | Oxy Vinyls LP | 50471 | Deer Park Plant | TX | Harris | GEN1 | CA | RE | 10 | 8.6 | 9.4 |  | 4 | 1948 | NG BLQ: NG; N Y: N; Y N: Y |  | S |  | Y | Industrial CHP | 7 |  | N | [16 empty] | 2 | 2004
14254 | Oxy Vinyls LP | 50471 | Deer Park Plant | TX | Harris | GEN2 | CA | RE | 10 | 8.6 | 9.4 |  | 4 | 1948 | NG BLQ: NG; N Y: N; Y N: Y |  | S |  | Y | Industrial CHP | 7 |  | N | [16 empty] | 2 | 2004
14254 | Oxy Vinyls LP | 50471 | Deer Park Plant | TX | Harris | GEN3 | CA | RE | 10 | 8.6 | 9.4 |  | 4 | 1948 | NG BLQ: NG; N Y: N; Y N: Y |  | S |  | Y | Industrial CHP | 7 |  | N | [16 empty] | 2 | 2004
14254 | Oxy Vinyls LP | 50471 | Deer Park Plant | TX | Harris | GEN4 | CT | RE | 81 | 69.7 | 76.1 |  | 12 | 1985 | NG BLQ: NG; N Y: N; Y N: Y |  | S |  | Y | Industrial CHP | 7 |  | N | [16 empty] | 2 | 2004
14272 | City of Owensville - (MO) | 2149 | Owensville | MO | Gasconade | 3A | IC | RE | 1.8 | 1.8 | 1.8 |  | 5 | 1998 | NG BLQ: DFO; N Y: N; Y N: Y |  | S |  | N | Electric Utility | 1 |  | N | [16 empty] | 8 | 2011 | N
14272 | City of Owensville - (MO) | 2149 | Owensville | MO | Gasconade | 4A | IC | RE | 1.3 | 1.3 | 1.3 |  | 6 | 1989 | NG BLQ: DFO; N Y: N; Y N: Y |  | S |  | N | Electric Utility | 1 |  | N | [16 empty] | 8 | 2011 | N
14272 | City of Owensville - (MO) | 2149 | Owensville | MO | Gasconade | 4B | IC | RE | 1.8 | 1.8 | 1.8 |  | 9 | 1998 | NG BLQ: DFO; N Y: N; Y N: Y |  | S |  | N | Electric Utility | 1 |  | N | [16 empty] | 8 | 2011 | N
14272 | City of Owensville - (MO) | 2149 | Owensville | MO | Gasconade | 5 | IC | RE | 1.3 | 1.3 | 1.3 |  | 7 | 1966 | NG BLQ: DFO; N Y: N; Y N: Y |  | S |  | N | Electric Utility | 1 |  | N | [16 empty] | 8 | 2011 | N
14272 | City of Owensville - (MO) | 2149 | Owensville | MO | Gasconade | 6 | IC | RE | 1.8 | 1.8 | 1.8 |  | 10 | 1999 | NG BLQ: DFO; N Y: N; Y N: Y |  | S |  | N | Electric Utility | 1 |  | N | [16 empty] | 8 | 2011 | N
14272 | City of Owensville - (MO) | 2149 | Owensville | MO | Gasconade | 6A | IC | RE | 1.8 | 1.8 | 1.8 |  | 10 | 1999 | NG BLQ: DFO; N Y: N; Y N: Y |  | S |  | N | Electric Utility | 1 |  | N | [16 empty] | 8 | 2011 | N
14276 | City of Oxford - (KS) | 7432 | Oxford | KS | Sumner | 1 | IC | RE | 1.1 | 0.6 | 0.6 |  | 5 | 1986 | NG BLQ: DFO; N Y: N; Y N: N | Y | S |  | N | Electric Utility | 1 |  | N | [16 empty] | 12 | 2005 | N
14276 | City of Oxford - (KS) | 7432 | Oxford | KS | Sumner | 2 | IC | RE | 1.1 | 0.6 | 0.6 |  | 5 | 1986 | NG BLQ: DFO; N Y: N; Y N: N | Y | S |  | N | Electric Utility | 1 |  | N | [16 empty] | 12 | 2005 | N
14276 | City of Oxford - (KS) | 7432 | Oxford | KS | Sumner | 3 | IC | RE | 1.1 | 0.6 | 0.6 |  | 5 | 1986 | NG BLQ: DFO; N Y: N; Y N: N | Y | S |  | N | Electric Utility | 1 |  | N | [16 empty] | 12 | 2005 | N
14294 | PSEG Power New York Inc | 2539 | Bethlehem Energy Center | NY | Albany | 1 | ST | RE | 100 | 90 | 95 |  | 10 | 1952 | NG BLQ: NG; NG NG: RFO; N Y: Y; Y N: Y |  | S |  | N | IPP Non-CHP | 2 | [18 empty] | 12 | 2005 | N
14294 | PSEG Power New York Inc | 2539 | Bethlehem Energy Center | NY | Albany | 2 | ST | RE | 100 | 90 | 94 |  | 11 | 1952 | NG BLQ: NG; NG NG: RFO; N Y: Y; Y N: Y |  | S |  | N | IPP Non-CHP | 2 | [18 empty] | 12 | 2005 | N
14294 | PSEG Power New York Inc | 2539 | Bethlehem Energy Center | NY | Albany | 3 | ST | RE | 100 | 91 | 96 |  | 9 | 1953 | NG BLQ: NG; NG NG: RFO; N Y: Y; Y N: Y |  | S |  | N | IPP Non-CHP | 2 | [18 empty] | 12 | 2005 | N
14294 | PSEG Power New York Inc | 2539 | Bethlehem Energy Center | NY | Albany | 4 | ST | RE | 100 | 94 | 91 |  | 8 | 1954 | NG BLQ: NG; NG NG: RFO; N Y: Y; Y N: Y |  | S |  | N | IPP Non-CHP | 2 | [18 empty] | 12 | 2005
14328 | Pacific Gas & Electric Co | 246 | Humboldt Bay | CA | Humboldt | ST1 | ST | RE | 51.2 | 52 | 52 |  | 12 | 1956 | NG BLQ: NG; NG NG: RFO; N Y: Y; Y N: Y |  | S |  | N | Electric Utility | 1 | [15 empty] | N |  |  | 9 | 2010 | N | [6 empty] | NG
14328 | Pacific Gas & Electric Co | 246 | Humboldt Bay | CA | Humboldt | ST2 | ST | RE | 51.2 | 53 | 53 |  | 12 | 1958 | NG BLQ: NG; NG NG: RFO; N Y: Y; Y N: Y |  | S |  | N | Electric Utility | 1 | [15 empty] | N |  |  | 9 | 2010 | N | [6 empty] | NG
14328 | Pacific Gas & Electric Co | 247 | Hunters Point | CA | San Francisco | 2 | ST | RE | 107.5 | 107 | 107 |  | 12 | 1948 | NG BLQ: NG; NG NG: RFO; N Y: N; Y N: Y |  | S |  | N | Electric Utility | 1 |  | N | [16 empty] | 5 | 2006
14328 | Pacific Gas & Electric Co | 247 | Hunters Point | CA | San Francisco | 3 | ST | RE | 107.5 | 107 | 107 |  | 1 | 1949 | NG BLQ: NG; NG NG: RFO; N Y: N; Y N: Y |  | S |  | N | Electric Utility | 1 |  | N | [16 empty] | 5 | 2006
14328 | Pacific Gas & Electric Co | 247 | Hunters Point | CA | San Francisco | 4 | ST | RE | 156.2 | 163 | 163 |  | 11 | 1958 | NG BLQ: NG; NG NG: RFO; N Y: N; Y N: Y |  | S |  | N | Electric Utility | 1 |  | N | [16 empty] | 5 | 2006
14328 | Pacific Gas & Electric Co | 247 | Hunters Point | CA | San Francisco | GT1 | GT | RE | 56.2 | 52 | 52 |  | 6 | 1976 | NG BLQ: DFO; N Y: N; Y N: Y |  | S |  | N | Electric Utility | 1 |  | N | [16 empty] | 5 | 2006
14328 | Pacific Gas & Electric Co | 6212 | Mobile GT | CA | Mendocino | 1 | GT | RE | 13.3 | 15 | 15 |  | 8 | 1975 | NG BLQ: DFO; N Y: N; Y N: Y |  | S |  | N | Electric Utility | 1 |  | N | [13 empty] | N |  |  | 3 | 2007 | N
14328 | Pacific Gas & Electric Co | 6212 | Mobile GT | CA | Mendocino | 2 | GT | RE | 13.3 | 15 | 15 |  | 8 | 1975 | NG BLQ: DFO; N Y: N; Y N: Y |  | S |  | N | Electric Utility | 1 |  | N | [13 empty] | N |  |  | 9 | 2010 | N
14328 | Pacific Gas & Electric Co | 6212 | Mobile GT | CA | Mendocino | 3 | GT | RE | 13.3 | 15 | 15 |  | 6 | 1976 | NG BLQ: DFO; N Y: N; Y N: Y |  | S |  | N | Electric Utility | 1 |  | N | [13 empty] | N |  |  | 9 | 2010 | N
14328 | Pacific Gas & Electric Co | 55937 | TESLA Power Project | CA | Alameda | GTG1 | CT | IP | 188 | 162 | 188 |  |  |  | NG BLQ: NG; N Y: N; Y N: Y |  | S |  | N | Electric Utility | 1 | [20 empty] | N
14328 | Pacific Gas & Electric Co | 55937 | TESLA Power Project | CA | Alameda | GTG2 | CT | IP | 188 | 162 | 188 |  |  |  | NG BLQ: NG; N Y: N; Y N: Y |  | S |  | N | Electric Utility | 1 | [20 empty] | N
14328 | Pacific Gas & Electric Co | 55937 | TESLA Power Project | CA | Alameda | GTG3 | CT | IP | 188 | 162 | 188 |  |  |  | NG BLQ: NG; N Y: N; Y N: Y |  | S |  | N | Electric Utility | 1 | [20 empty] | N
14328 | Pacific Gas & Electric Co | 55937 | TESLA Power Project | CA | Alameda | GTG4 | CT | IP | 188 | 162 | 188 |  |  |  | NG BLQ: NG; N Y: N; Y N: Y |  | S |  | N | Electric Utility | 1 | [20 empty] | N
14328 | Pacific Gas & Electric Co | 55937 | TESLA Power Project | CA | Alameda | STG1 | CA | IP | 285 | 246 | 248 |  |  |  | NG BLQ: NG; N Y: N; Y N: Y |  | S |  | N | Electric Utility | 1 |  | Y | [18 empty] | N
14328 | Pacific Gas & Electric Co | 55937 | TESLA Power Project | CA | Alameda | STG2 | CA | IP | 285 | 246 | 248 |  |  |  | NG BLQ: NG; N Y: N; Y N: Y |  | S |  | N | Electric Utility | 1 |  | Y | [18 empty] | N
14328 | Pacific Gas & Electric Co | 56820 | Britton Powerhouse | CA | SHASTA | 1 | HY | IP | 2.8 | 2.8 | 2.8 |  |  |  | NG BLQ: WAT; N Y: N; Y N: Y |  | S |  | N | Electric Utility | 1 | [20 empty] | N
14328 | Pacific Gas & Electric Co | 56821 | Chalk Mountain Powerhouse | CA | SHASTA | 1 | HY | IP | 2.2 | 2.2 | 2.2 |  |  |  | NG BLQ: WAT; N Y: N; Y N: Y |  | S |  | N | Electric Utility | 1 | [20 empty] | N
14328 | Pacific Gas & Electric Co | 56822 | Rock Creek Dam | CA | Plumas | 01 | HY | IP | 3.6 | 3.6 | 3.6 |  |  |  | NG BLQ: WAT; N Y: N; Y N: Y |  | S |  | N | Electric Utility | 1 | [20 empty] | N
14328 | Pacific Gas & Electric Co | 57521 | Giffen | CA | Fresno | 2 | PV | IP | 10 | 10 | 10 |  |  |  | NG BLQ: SUN; N Y: N; Y N: Y |  | S | 18 | N | Electric Utility | 1 | [20 empty] | N
14354 | PacifiCorp | 826 | Cove | ID | Caribou | 1 | HY | RE | 7.5 | 7 | 7 |  | 88 | 1917 | NG BLQ: WAT; N Y: N; Y N: Y |  | S |  | N | Electric Utility | 1 |  | N | [16 empty] | 12 | 2006 | N
14354 | PacifiCorp | 3031 | Powerdale | OR | Hood River | 1 | HY | RE | 6 | 6 | 6 |  | 5 | 1923 | NG BLQ: WAT; N Y: N; Y N: Y |  | S |  | N | Electric Utility | 1 |  | N | [16 empty] | 2 | 2007 | N
14354 | PacifiCorp | 3846 | Condit | WA | Klickitat | 1 | HY | RE | 7 | 7.7 | 7.7 |  | 4 | 1913 | NG BLQ: WAT; N Y: N; Y N: Y |  | S |  | N | Electric Utility | 1 |  | N | [16 empty] | 10 | 2011 | N
14354 | PacifiCorp | 3846 | Condit | WA | Klickitat | 2 | HY | RE | 6.7 | 7.4 | 7.4 |  | 4 | 1913 | NG BLQ: WAT; N Y: N; Y N: Y |  | S |  | N | Electric Utility | 1 |  | N | [16 empty] | 10 | 2011 | N
14354 | PacifiCorp | 6553 | Little Mountain | UT | Weber | 1 | GT | RE | 16 | 14 | 14 |  | 3 | 1971 | NG BLQ: NG; NG NG: DFO; N Y: N; Y N: Y |  | S |  | N | Electric Utility | 1 |  | N | [16 empty] | 12 | 2011 | N
14446 | Paragould Light & Water Comm | 192 | Paragould | AR | Greene | 1 | IC | RE | 0.4 | 0.4 | 0.4 |  | 1 | 1939 | NG BLQ: DFO; NG NG: NG; Y N: N |  | S |  | N | Electric Utility | 1 |  | N | [16 empty] | 1 | 2002
14446 | Paragould Light & Water Comm | 192 | Paragould | AR | Greene | 2 | IC | RE | 1.1 | 1.1 | 1.1 |  | 2 | 1961 | NG BLQ: DFO; NG NG: NG; Y N: N |  | S |  | N | Electric Utility | 1 |  | N | [16 empty] | 1 | 2002
14446 | Paragould Light & Water Comm | 192 | Paragould | AR | Greene | 4 | IC | RE | 0.8 | 0.8 | 0.8 |  | 5 | 1946 | NG BLQ: DFO; NG NG: NG; Y N: N |  | S |  | N | Electric Utility | 1 |  | N | [16 empty] | 1 | 2002
14446 | Paragould Light & Water Comm | 192 | Paragould | AR | Greene | 5 | IC | RE | 0.8 | 0.8 | 0.8 |  | 7 | 1946 | NG BLQ: DFO; NG NG: NG; Y N: N |  | S |  | N | Electric Utility | 1 |  | N | [16 empty] | 9 | 2002
14446 | Paragould Light & Water Comm | 192 | Paragould | AR | Greene | 6 | IC | RE | 1 | 1 | 1 |  | 10 | 1949 | NG BLQ: DFO; NG NG: NG; Y N: N |  | S |  | N | Electric Utility | 1 |  | N | [16 empty] | 1 | 2002
14534 | City of Pasadena - (CA) | 420 | Broadway | CA | Los Angeles | B1 | ST | RE | 46 | 45 | 45 |  | 3 | 1955 | [9 empty] | S |  | N | Electric Utility | 1 |  | N | [16 empty] | 12 | 2002 | N | bar: NG BLQ to Y N
14534 | City of Pasadena - (CA) | 420 | Broadway | CA | Los Angeles | B2 | ST | RE | 46 | 45 | 45 |  | 7 | 1957 | [9 empty] | S |  | N | Electric Utility | 1 |  | N | [16 empty] | 12 | 2002 | N | bar: NG BLQ to Y N
14624 | PUD No 2 of Grant County | 3888 | Wanapum | WA | Grant | 1 | HY | RE | 103.8 | 103.8 | 103.8 |  | 9 | 1963 | NG BLQ: WAT; N Y: N; Y N: Y |  | S |  | N | Electric Utility | 1 |  | N | [16 empty] | 12 | 2012
14624 | PUD No 2 of Grant County | 3888 | Wanapum | WA | Grant | 2 | HY | RE | 103.8 | 103.8 | 103.8 |  | 9 | 1963 | NG BLQ: WAT; N Y: N; Y N: Y |  | S |  | N | Electric Utility | 1 |  | N | [16 empty] | 2 | 2012
14624 | PUD No 2 of Grant County | 3888 | Wanapum | WA | Grant | 5 | HY | RE | 103.8 | 103.8 | 103.8 |  | 9 | 1963 | NG BLQ: WAT; N Y: N; Y N: Y |  | S |  | N | Electric Utility | 1 |  | N | [16 empty] | 4 | 2011
14624 | PUD No 2 of Grant County | 3888 | Wanapum | WA | Grant | 7 | HY | RE | 103.8 | 103.8 | 122.2 |  | 11 | 1963 | NG BLQ: WAT; N Y: N; Y N: Y |  | S |  | N | Electric Utility | 1 |  | N | [16 empty] | 6 | 2010
14624 | PUD No 2 of Grant County | 7994 | Randolph Road | WA | Grant | 1 | IC | RE | 1.6 | 1.8 | 1.8 |  | 8 | 2001 | NG BLQ: DFO; N Y: N; Y N: Y |  | S |  | N | Electric Utility | 1 |  | N | [16 empty] | 10 | 2007
14624 | PUD No 2 of Grant County | 7994 | Randolph Road | WA | Grant | 10 | IC | RE | 1.6 | 1.8 | 1.8 |  | 8 | 2001 | NG BLQ: DFO; N Y: N; Y N: Y |  | S |  | N | Electric Utility | 1 |  | N | [16 empty] | 10 | 2007
14624 | PUD No 2 of Grant County | 7994 | Randolph Road | WA | Grant | 11 | IC | RE | 1.6 | 1.8 | 1.8 |  | 8 | 2001 | NG BLQ: DFO; N Y: N; Y N: Y |  | S |  | N | Electric Utility | 1 |  | N | [16 empty] | 10 | 2007
14624 | PUD No 2 of Grant County | 7994 | Randolph Road | WA | Grant | 12 | IC | RE | 1.6 | 1.8 | 1.8 |  | 8 | 2001 | NG BLQ: DFO; N Y: N; Y N: Y |  | S |  | N | Electric Utility | 1 |  | N | [16 empty] | 10 | 2007
14624 | PUD No 2 of Grant County | 7994 | Randolph Road | WA | Grant | 13 | IC | RE | 1.6 | 1.8 | 1.8 |  | 8 | 2001 | NG BLQ: DFO; N Y: N; Y N: Y |  | S |  | N | Electric Utility | 1 |  | N | [16 empty] | 10 | 2007
14624 | PUD No 2 of Grant County | 7994 | Randolph Road | WA | Grant | 14 | IC | RE | 1.6 | 1.8 | 1.8 |  | 8 | 2001 | NG BLQ: DFO; N Y: N; Y N: Y |  | S |  | N | Electric Utility | 1 |  | N | [16 empty] | 10 | 2007
14624 | PUD No 2 of Grant County | 7994 | Randolph Road | WA | Grant | 15 | IC | RE | 1.6 | 1.8 | 1.8 |  | 8 | 2001 | NG BLQ: DFO; N Y: N; Y N: Y |  | S |  | N | Electric Utility | 1 |  | N | [16 empty] | 10 | 2007
14624 | PUD No 2 of Grant County | 7994 | Randolph Road | WA | Grant | 16 | IC | RE | 1.6 | 1.8 | 1.8 |  | 8 | 2001 | NG BLQ: DFO; N Y: N; Y N: Y |  | S |  | N | Electric Utility | 1 |  | N | [16 empty] | 10 | 2007
14624 | PUD No 2 of Grant County | 7994 | Randolph Road | WA | Grant | 17 | IC | RE | 1.6 | 1.8 | 1.8 |  | 8 | 2001 | NG BLQ: DFO; N Y: N; Y N: Y |  | S |  | N | Electric Utility | 1 |  | N | [16 empty] | 10 | 2007
14624 | PUD No 2 of Grant County | 7994 | Randolph Road | WA | Grant | 18 | IC | RE | 1.6 | 1.8 | 1.8 |  | 8 | 2001 | NG BLQ: DFO; N Y: N; Y N: Y |  | S |  | N | Electric Utility | 1 |  | N | [16 empty] | 10 | 2007
14624 | PUD No 2 of Grant County | 7994 | Randolph Road | WA | Grant | 19 | IC | RE | 1.6 | 1.8 | 1.8 |  | 8 | 2001 | NG BLQ: DFO; N Y: N; Y N: Y |  | S |  | N | Electric Utility | 1 |  | N | [16 empty] | 10 | 2007
14624 | PUD No 2 of Grant County | 7994 | Randolph Road | WA | Grant | 2 | IC | RE | 1.6 | 1.8 | 1.8 |  | 8 | 2001 | NG BLQ: DFO; N Y: N; Y N: N |  | S |  | N | Electric Utility | 1 |  | N | [16 empty] | 10 | 2007
14624 | PUD No 2 of Grant County | 7994 | Randolph Road | WA | Grant | 20 | IC | RE | 1.6 | 1.8 | 1.8 |  | 8 | 2001 | NG BLQ: DFO; N Y: N; Y N: Y |  | S |  | N | Electric Utility | 1 |  | N | [16 empty] | 10 | 2007
14624 | PUD No 2 of Grant County | 7994 | Randolph Road | WA | Grant | 3 | IC | RE | 1.6 | 1.8 | 1.8 |  | 8 | 2001 | NG BLQ: DFO; N Y: N; Y N: Y |  | S |  | N | Electric Utility | 1 |  | N | [16 empty] | 10 | 2007
14624 | PUD No 2 of Grant County | 7994 | Randolph Road | WA | Grant | 4 | IC | RE | 1.6 | 1.8 | 1.8 |  | 8 | 2001 | NG BLQ: DFO; N Y: N; Y N: N |  | S |  | N | Electric Utility | 1 |  | N | [16 empty] | 10 | 2007
14624 | PUD No 2 of Grant County | 7994 | Randolph Road | WA | Grant | 5 | IC | RE | 1.6 | 1.8 | 1.8 |  | 8 | 2001 | NG BLQ: DFO; N Y: N; Y N: Y |  | S |  | N | Electric Utility | 1 |  | N | [16 empty] | 10 | 2007
14624 | PUD No 2 of Grant County | 7994 | Randolph Road | WA | Grant | 6 | IC | RE | 1.6 | 1.8 | 1.8 |  | 8 | 2001 | NG BLQ: DFO; N Y: N; Y N: Y |  | S |  | N | Electric Utility | 1 |  | N | [16 empty] | 10 | 2007
14624 | PUD No 2 of Grant County | 7994 | Randolph Road | WA | Grant | 7 | IC | RE | 1.6 | 1.8 | 1.8 |  | 8 | 2001 | NG BLQ: DFO; N Y: N; Y N: Y |  | S |  | N | Electric Utility | 1 |  | N | [16 empty] | 10 | 2007
14624 | PUD No 2 of Grant County | 7994 | Randolph Road | WA | Grant | 8 | IC | RE | 1.6 | 1.8 | 1.8 |  | 8 | 2001 | NG BLQ: DFO; N Y: N; Y N: Y |  | S |  | N | Electric Utility | 1 |  | N | [16 empty] | 10 | 2007
14624 | PUD No 2 of Grant County | 7994 | Randolph Road | WA | Grant | 9 | IC | RE | 1.6 | 1.8 | 1.8 |  | 8 | 2001 | NG BLQ: DFO; N Y: N; Y N: Y |  | S |  | N | Electric Utility | 1 |  | N | [16 empty] | 10 | 2007
14645 | City of Pella - (IA) | 1175 | Pella | IA | Marion | 5 | ST | RE | 11.5 | 11 | 11 |  | 5 | 1964 | NG BLQ: SUB; NG NG: NG; N Y: N; Y N: Y |  | S |  | N | Electric Utility | 1 |  | N | N | [15 empty] | 6 | 2012 | N |  |  | Y |  |  |  | SUB | NG
14645 | City of Pella - (IA) | 1175 | Pella | IA | Marion | 6 | ST | RE | 26.5 | 22.4 | 22.4 |  | 7 | 1972 | NG BLQ: SUB; NG NG: NG; N Y: N; Y N: Y |  | S |  | N | Electric Utility | 1 |  | N | N | [15 empty] | 6 | 2012 | N |  |  | Y |  |  |  | SUB | NG
14645 | City of Pella - (IA) | 7971 | Pella Peaking | IA | Marion | 1 | IC | RE | 2 | 1.8 | 1.8 |  | 6 | 2001 | NG BLQ: DFO; N Y: N; Y N: Y |  | S |  | N | Electric Utility | 1 |  | N | [16 empty] | 9 | 2001 | N
14645 | City of Pella - (IA) | 7971 | Pella Peaking | IA | Marion | 2 | IC | RE | 2 | 1.8 | 1.8 |  | 6 | 2001 | NG BLQ: DFO; N Y: N; Y N: Y |  | S |  | N | Electric Utility | 1 |  | N | [16 empty] | 9 | 2001 | N
14653 | PUD No 1 of Pend Oreille County | 773 | Sullivan CR | WA | Pend Oreille | 1 | HY | IP | 4.5 | 4.5 | 4.5 |  |  |  | NG BLQ: WAT; Y N: N |  | S |  | N | Electric Utility | 1 |  | N | [18 empty] | N
14653 | PUD No 1 of Pend Oreille County | 773 | Sullivan CR | WA | Pend Oreille | 2 | HY | IP | 4.5 | 4.5 | 4.5 |  |  |  | NG BLQ: WAT; Y N: N |  | S |  | N | Electric Utility | 1 |  | N | [18 empty] | N
14840 | City of Peru - (IL) | 955 | Peru | IL | La Salle | 10 | IC | RE | 2 | 2 | 2 |  | 2 | 2003 | NG BLQ: DFO; N Y: N; Y N: N |  | S |  | N | Electric Utility | 1 |  | N | [16 empty] | 4 | 2011 | N
14840 | City of Peru - (IL) | 955 | Peru | IL | La Salle | 3 | IC | RE | 1.8 | 1.8 | 1.8 |  | 5 | 2002 | NG BLQ: DFO; N Y: N; Y N: N |  | S |  | N | Electric Utility | 1 |  | N | N | [15 empty] | 11 | 2010
14840 | City of Peru - (IL) | 955 | Peru | IL | La Salle | 4 | ST | RE | 7.5 | 8.6 | 8.6 |  | 88 | 1960 | [9 empty] | S |  | N | Electric Utility | 1 |  | N | [16 empty] | 5 | 2002 | bar: NG BLQ to Y N
14840 | City of Peru - (IL) | 955 | Peru | IL | La Salle | 7 | IC | RE | 1.8 | 1.8 | 1.8 |  | 5 | 2002 | NG BLQ: DFO; N Y: N; Y N: N |  | S |  | N | Electric Utility | 1 |  | N | N | [15 empty] | 11 | 2010
14840 | City of Peru - (IL) | 955 | Peru | IL | La Salle | 8 | IC | RE | 2 | 2 | 2 |  | 2 | 2003 | NG BLQ: DFO; N Y: N; Y N: N |  | S |  | N | Electric Utility | 1 |  | N | N | [15 empty] | 11 | 2010
14840 | City of Peru - (IL) | 955 | Peru | IL | La Salle | 9 | IC | RE | 2 | 2 | 2 |  | 2 | 2003 | NG BLQ: DFO; N Y: N; Y N: N |  | S |  | N | Electric Utility | 1 |  | N | N | [15 empty] | 11 | 2010
14840 | City of Peru - (IL) | 955 | Peru | IL | La Salle | IC1 | IC | RE | 6.3 | 6 | 6 |  | 9 | 1973 | NG BLQ: DFO; N Y: N; Y N: N |  | S |  | N | Electric Utility | 1 |  | N | [16 empty] | 12 | 2011
14840 | City of Peru - (IL) | 955 | Peru | IL | La Salle | IC2 | IC | RE | 1.8 | 1.8 | 1.8 |  | 6 | 2000 | NG BLQ: DFO; N Y: N; Y N: N |  | S |  | N | Electric Utility | 1 |  | N | N | [15 empty] | 11 | 2010
14840 | City of Peru - (IL) | 955 | Peru | IL | La Salle | IC3 | IC | RE | 1.8 | 1.8 | 1.8 |  | 6 | 2000 | NG BLQ: DFO; N Y: N; Y N: N |  | S |  | N | Electric Utility | 1 |  | N | [16 empty] | 4 | 2011
14928 | Pfizer Inc | 54236 | Pfizer Groton Plant | CT | New London | TG 1 | ST | RE | 2.5 | 2.5 | 2.5 |  | 1 | 1948 | NG BLQ: NG; NG NG: RFO; N Y: Y; Y N: N |  | S |  | Y | Industrial CHP | 7 | T | N | N | [15 empty] | 1 | 2005 | N | [6 empty] | NG | PG
15095 | City of Piqua - (OH) | 2937 | Piqua Power Plant | OH | Miami | 10 | ST | RE | 0.8 | 0.8 | 0.8 |  | 12 | 1987 | NG BLQ: BIT; NG NG: DFO; N Y: N; Y N: N |  | S |  | N | Electric Utility | 1 |  | N | [16 empty] | 12 | 2007
15095 | City of Piqua - (OH) | 2937 | Piqua Power Plant | OH | Miami | 3 | ST | RE | 4 | 4 | 4 |  | 1 | 1940 | NG BLQ: BIT; NG NG: DFO; N Y: N; Y N: N |  | S |  | N | Electric Utility | 1 |  | N | [16 empty] | 12 | 2007
15095 | City of Piqua - (OH) | 2937 | Piqua Power Plant | OH | Miami | 4 | ST | RE | 7.5 | 7.5 | 7.5 |  | 1 | 1947 | NG BLQ: BIT; NG NG: DFO; N Y: N; Y N: N |  | S |  | N | Electric Utility | 1 |  | N | [16 empty] | 12 | 2007
15095 | City of Piqua - (OH) | 2937 | Piqua Power Plant | OH | Miami | 6 | ST | RE | 12.5 | 12.5 | 12.5 |  | 1 | 1951 | NG BLQ: BIT; NG NG: DFO; N Y: N; Y N: N |  | S |  | N | Electric Utility | 1 |  | N | [16 empty] | 12 | 2007
15095 | City of Piqua - (OH) | 2937 | Piqua Power Plant | OH | Miami | 7 | ST | RE | 20 | 20 | 20 |  | 1 | 1961 | NG BLQ: BIT; NG NG: DFO; N Y: N; Y N: N |  | S |  | N | Electric Utility | 1 |  | N | [16 empty] | 12 | 2007
15143 | Platte River Power Authority | 692 | Medicine Bow | WY | Carbon | 12 | WT | IP | 0.7 | 0.7 | 0.7 |  |  |  | NG BLQ: WND |  | S | 1 | N | Electric Utility | 1 |  | N | [18 empty] | N
15143 | Platte River Power Authority | 692 | Medicine Bow | WY | Carbon | 13 | WT | IP | 0.7 | 0.7 | 0.7 |  |  |  | NG BLQ: WND |  | S | 1 | N | Electric Utility | 1 |  | N | [18 empty] | N
15143 | Platte River Power Authority | 692 | Medicine Bow | WY | Carbon | 3 | WT | RE | 0.1 | 0.1 | 0.1 |  | 4 | 1998 | NG BLQ: WND; N Y: N; Y N: Y |  | S | 1 | N | Electric Utility | 1 |  | N | [16 empty] | 4 | 2005 | N
15143 | Platte River Power Authority | 692 | Medicine Bow | WY | Carbon | CLIP | WT | RE | 2.5 | 2.5 | 2.5 |  | 3 | 2005 | NG BLQ: WND; N Y: N; Y N: Y |  | W | 1 | N | Electric Utility | 1 |  | N | [16 empty] | 12 | 2011
15147 | PSEG Fossil LLC | 2397 | PSEG Bayonne Generating Station | NJ | Hudson | 1 | GT | RE | 21.2 | 20 | 24 |  | 6 | 1970 | NG BLQ: KER; N Y: N; Y N: Y |  | S |  | N | IPP Non-CHP | 2 |  | N | [16 empty] | 5 | 2006 | N
15147 | PSEG Fossil LLC | 2397 | PSEG Bayonne Generating Station | NJ | Hudson | 2 | GT | RE | 21 | 20 | 25 |  | 6 | 1970 | NG BLQ: KER; N Y: N; Y N: Y |  | S |  | N | IPP Non-CHP | 2 |  | N | [16 empty] | 5 | 2006 | N
15147 | PSEG Fossil LLC | 2399 | PSEG Burlington Generating Station | NJ | Burlington | 101 | CT | RE | 44.8 | 49 | 52 |  | 6 | 1993 | NG BLQ: NG; NG NG: KER; N Y: Y; Y N: Y |  | S |  | N | IPP Non-CHP | 2 | [18 empty] | 4 | 2004 | N
15147 | PSEG Fossil LLC | 2399 | PSEG Burlington Generating Station | NJ | Burlington | 102 | CT | RE | 44.8 | 49 | 52 |  | 6 | 1993 | NG BLQ: NG; NG NG: KER; N Y: Y; Y N: Y |  | S |  | N | IPP Non-CHP | 2 | [18 empty] | 4 | 2004 | N
15147 | PSEG Fossil LLC | 2399 | PSEG Burlington Generating Station | NJ | Burlington | 103 | CT | RE | 44.8 | 49 | 52 |  | 6 | 1993 | NG BLQ: NG; NG NG: KER; N Y: Y; Y N: Y |  | S |  | N | IPP Non-CHP | 2 | [18 empty] | 4 | 2004 | N
15147 | PSEG Fossil LLC | 2399 | PSEG Burlington Generating Station | NJ | Burlington | 104 | CT | RE | 44.8 | 49 | 52 |  | 6 | 1993 | NG BLQ: NG; NG NG: KER; N Y: Y; Y N: Y |  | S |  | N | IPP Non-CHP | 2 | [18 empty] | 4 | 2004 | N
15147 | PSEG Fossil LLC | 2399 | PSEG Burlington Generating Station | NJ | Burlington | 105 | CA | RE | 44.9 | 49 | 52 |  | 6 | 1972 | NG BLQ: NG; NG NG: KER; N Y: Y; Y N: Y |  | S |  | N | IPP Non-CHP | 2 |  | N | [16 empty] | 4 | 2004 | N
15147 | PSEG Fossil LLC | 2403 | PSEG Hudson Generating Station | NJ | Hudson | 1 | ST | RE | 454.7 | 182.8 |  |  | 12 | 1964 | NG BLQ: NG; NG NG: RFO; N Y: Y; Y N: Y |  | S |  | N | IPP Non-CHP | 2 | [18 empty] | 12 | 2011 | N
15147 | PSEG Fossil LLC | 2403 | PSEG Hudson Generating Station | NJ | Hudson | 3 | GT | RE | 115.2 | 129 | 140 |  | 12 | 1967 | NG BLQ: KER; Y N: Y |  | S |  | N | IPP Non-CHP | 2 | [18 empty] | 10 | 2003 | N
15147 | PSEG Fossil LLC | 2404 | PSEG Kearny Generating Station | NJ | Hudson | 10 | GT | RE | 146.2 | 122 |  |  | 5 | 1970 | NG BLQ: NG; NG NG: DFO; N Y: Y; Y N: Y |  | S |  | N | IPP Non-CHP | 2 | [18 empty] | 6 | 2012 | N
15147 | PSEG Fossil LLC | 2404 | PSEG Kearny Generating Station | NJ | Hudson | 11 | GT | RE | 146.2 | 128 |  |  | 12 | 1969 | NG BLQ: NG; NG NG: DFO; N Y: Y; Y N: Y |  | S |  | N | IPP Non-CHP | 2 | [18 empty] | 6 | 2012 | N
15147 | PSEG Fossil LLC | 2404 | PSEG Kearny Generating Station | NJ | Hudson | 121 | GT | RE | 54 | 44 |  |  | 5 | 1973 | NG BLQ: NG; N Y: N; Y N: Y |  | S |  | N | IPP Non-CHP | 2 | [18 empty] | 6 | 2001 | N
15147 | PSEG Fossil LLC | 2404 | PSEG Kearny Generating Station | NJ | Hudson | 122 | GT | RE | 54 | 44 | 50.3 |  | 5 | 1973 | [9 empty] | S |  | N | IPP Non-CHP | 2 | [18 empty] | 6 | 2001 | bar: NG BLQ to Y N
15147 | PSEG Fossil LLC | 2404 | PSEG Kearny Generating Station | NJ | Hudson | 123 | GT | RE | 54 | 44 | 50.3 |  | 5 | 1973 | [9 empty] | S |  | N | IPP Non-CHP | 2 | [18 empty] | 6 | 2001 | bar: NG BLQ to Y N
15147 | PSEG Fossil LLC | 2404 | PSEG Kearny Generating Station | NJ | Hudson | 124 | GT | RE | 54 | 44 | 50.3 |  | 5 | 1973 | [9 empty] | S |  | N | IPP Non-CHP | 2 | [18 empty] | 6 | 2001 | bar: NG BLQ to Y N
15147 | PSEG Fossil LLC | 2404 | PSEG Kearny Generating Station | NJ | Hudson | 7 | ST | RE | 147 | 150 | 150 |  | 3 | 1953 | NG BLQ: RFO; N Y: N; Y N: Y |  | S |  | N | IPP Non-CHP | 2 | [18 empty] | 6 | 2005 | N
15147 | PSEG Fossil LLC | 2404 | PSEG Kearny Generating Station | NJ | Hudson | 8 | ST | RE | 147 | 150 | 150 |  | 1 | 1953 | NG BLQ: RFO; N Y: N; Y N: Y |  | S |  | N | IPP Non-CHP | 2 | [18 empty] | 6 | 2005 | N
15147 | PSEG Fossil LLC | 2406 | PSEG Linden Generating Station | NJ | Union | 1 | ST | RE | 181.4 | 180 | 180 |  | 5 | 1957 | NG BLQ: RFO; N Y: N; Y N: Y |  | S |  | N | IPP Non-CHP | 2 | [18 empty] | 4 | 2006 | N
15147 | PSEG Fossil LLC | 2406 | PSEG Linden Generating Station | NJ | Union | 2 | ST | RE | 181.4 | 250 | 250 |  | 12 | 1957 | NG BLQ: RFO; N Y: N; Y N: Y |  | S |  | N | IPP Non-CHP | 2 | [18 empty] | 4 | 2006 | N
15237 | PCS Nitrogen LP | 50341 | PCS Nitrogen Fertilizer LP | LA | Iberville | GEN1 | GT | RE | 26 | 19 | 23 |  | 11 | 1986 | NG BLQ: NG; N Y: N; Y N: Y |  | S |  | Y | Industrial CHP | 7 |  | N | [16 empty] | 12 | 2005 | N
15246 | City of Portland - (MI) | 1851 | Frank Jenkins | MI | IONIA | 3 | IC | RE | 0.3 | 0.3 | 0.3 |  | 6 | 1935 | NG BLQ: DFO; N Y: N; Y N: N |  | S |  | N | Electric Utility | 1 | [18 empty] | 8 | 2002
15248 | Portland General Electric Co | 3044 | Bull Run | OR | Clackamas | 1 | HY | RE | 5.2 | 5.5 | 3.7 |  | 12 | 1922 | NG BLQ: WAT; N Y: N; Y N: Y |  | S |  | N | Electric Utility | 1 |  | N | [16 empty] | 5 | 2008 | N
15248 | Portland General Electric Co | 3044 | Bull Run | OR | Clackamas | 2 | HY | RE | 5.2 | 5.5 | 3.8 |  | 10 | 1912 | NG BLQ: WAT; N Y: N; Y N: Y |  | S |  | N | Electric Utility | 1 |  | N | [16 empty] | 5 | 2008 | N
15248 | Portland General Electric Co | 3044 | Bull Run | OR | Clackamas | 3 | HY | RE | 5.2 | 5.5 | 3.7 |  | 10 | 1912 | NG BLQ: WAT; N Y: N; Y N: Y |  | S |  | N | Electric Utility | 1 |  | N | [16 empty] | 5 | 2008 | N
15248 | Portland General Electric Co | 3044 | Bull Run | OR | Clackamas | 4 | HY | RE | 5.2 | 5.5 | 3.8 |  | 10 | 1912 | NG BLQ: WAT; N Y: N; Y N: Y |  | S |  | N | Electric Utility | 1 |  | N | [16 empty] | 5 | 2008 | N
15274 | Potomac Power Resources | 603 | Benning | DC | District of Columbia | 15 | ST | RE | 290 | 275 | 275 |  | 6 | 1968 | NG BLQ: DFO; N Y: N; Y N: Y | Y | S |  | N | IPP Non-CHP | 2 |  | N | N | [12 empty] | N |  |  | 5 | 2012 | N |  |  |  |  | N |  | DFO | DFO
15274 | Potomac Power Resources | 603 | Benning | DC | District of Columbia | 16 | ST | RE | 290 | 275 | 275 |  | 5 | 1972 | NG BLQ: DFO; N Y: N; Y N: Y | Y | S |  | N | IPP Non-CHP | 2 |  | N | N | [12 empty] | N |  |  | 5 | 2012 | N | [6 empty] | DFO | DFO
15274 | Potomac Power Resources | 604 | Buzzard Point | DC | District of Columbia | E1 | GT | RE | 18 | 16 | 16 |  | 5 | 1968 | NG BLQ: DFO; N Y: N; Y N: Y | Y | S |  | N | IPP Non-CHP | 2 |  | N | N | [12 empty] | N |  |  | 5 | 2012
15274 | Potomac Power Resources | 604 | Buzzard Point | DC | District of Columbia | E2 | GT | RE | 18 | 16 | 16 |  | 5 | 1968 | NG BLQ: DFO; N Y: N; Y N: Y | Y | S |  | N | IPP Non-CHP | 2 |  | N | N | [12 empty] | N |  |  | 5 | 2012
15274 | Potomac Power Resources | 604 | Buzzard Point | DC | District of Columbia | E3 | GT | RE | 18 | 16 | 16 |  | 5 | 1968 | NG BLQ: DFO; N Y: N; Y N: Y |  | S |  | N | IPP Non-CHP | 2 |  | N | N | [15 empty] | 5 | 2008
15274 | Potomac Power Resources | 604 | Buzzard Point | DC | District of Columbia | E4 | GT | RE | 18 | 16 | 16 |  | 5 | 1968 | NG BLQ: DFO; N Y: N; Y N: Y | Y | S |  | N | IPP Non-CHP | 2 |  | N | N | [12 empty] | N |  |  | 5 | 2012
15274 | Potomac Power Resources | 604 | Buzzard Point | DC | District of Columbia | E5 | GT | RE | 18 | 16 | 16 |  | 5 | 1968 | NG BLQ: DFO; N Y: N; Y N: Y | Y | S |  | N | IPP Non-CHP | 2 |  | N | N | [12 empty] | N |  |  | 5 | 2012
15274 | Potomac Power Resources | 604 | Buzzard Point | DC | District of Columbia | E6 | GT | RE | 18 | 16 | 16 |  | 5 | 1968 | NG BLQ: DFO; N Y: N; Y N: Y | Y | S |  | N | IPP Non-CHP | 2 |  | N | N | [12 empty] | N |  |  | 5 | 2012
15274 | Potomac Power Resources | 604 | Buzzard Point | DC | District of Columbia | E7 | GT | RE | 18 | 16 | 16 |  | 5 | 1968 | NG BLQ: DFO; N Y: N; Y N: Y | Y | S |  | N | IPP Non-CHP | 2 |  | N | N | [12 empty] | N |  |  | 5 | 2012
15274 | Potomac Power Resources | 604 | Buzzard Point | DC | District of Columbia | E8 | GT | RE | 18 | 16 | 16 |  | 5 | 1968 | NG BLQ: DFO; N Y: N; Y N: Y | Y | S |  | N | IPP Non-CHP | 2 |  | N | N | [12 empty] | N |  |  | 5 | 2012
15274 | Potomac Power Resources | 604 | Buzzard Point | DC | District of Columbia | W10 | GT | RE | 18 | 16 | 16 |  | 6 | 1968 | NG BLQ: DFO; N Y: N; Y N: Y | Y | S |  | N | IPP Non-CHP | 2 |  | N | N | [12 empty] | N |  |  | 5 | 2012
15274 | Potomac Power Resources | 604 | Buzzard Point | DC | District of Columbia | W11 | GT | RE | 18 | 16 | 16 |  | 6 | 1968 | NG BLQ: DFO; N Y: N; Y N: Y | Y | S |  | N | IPP Non-CHP | 2 |  | N | N | [12 empty] | N |  |  | 5 | 2012
15274 | Potomac Power Resources | 604 | Buzzard Point | DC | District of Columbia | W12 | GT | RE | 18 | 16 | 16 |  | 6 | 1968 | NG BLQ: DFO; N Y: N; Y N: Y | Y | S |  | N | IPP Non-CHP | 2 |  | N | N | [12 empty] | N |  |  | 5 | 2012
15274 | Potomac Power Resources | 604 | Buzzard Point | DC | District of Columbia | W13 | GT | RE | 18 | 16 | 16 |  | 6 | 1968 | NG BLQ: DFO; N Y: N; Y N: Y | Y | S |  | N | IPP Non-CHP | 2 |  | N | N | [12 empty] | N |  |  | 5 | 2012
15274 | Potomac Power Resources | 604 | Buzzard Point | DC | District of Columbia | W14 | GT | RE | 18 | 16 | 16 |  | 6 | 1968 | NG BLQ: DFO; N Y: N; Y N: Y | Y | S |  | N | IPP Non-CHP | 2 |  | N | N | [12 empty] | N |  |  | 5 | 2012
15274 | Potomac Power Resources | 604 | Buzzard Point | DC | District of Columbia | W15 | GT | RE | 18 | 16 | 16 |  | 6 | 1968 | NG BLQ: DFO; N Y: N; Y N: Y | Y | S |  | N | IPP Non-CHP | 2 |  | N | N | [12 empty] | N |  |  | 5 | 2012
15274 | Potomac Power Resources | 604 | Buzzard Point | DC | District of Columbia | W16 | GT | RE | 18 | 16 | 16 |  | 6 | 1968 | NG BLQ: DFO; N Y: N; Y N: Y | Y | S |  | N | IPP Non-CHP | 2 |  | N | N | [12 empty] | N |  |  | 5 | 2012
15274 | Potomac Power Resources | 604 | Buzzard Point | DC | District of Columbia | W9 | GT | RE | 18 | 16 | 16 |  | 6 | 1968 | NG BLQ: DFO; N Y: N; Y N: Y | Y | S |  | N | IPP Non-CHP | 2 |  | N | N | [12 empty] | N |  |  | 5 | 2012
15276 | PPL Martins Creek LLC | 3148 | PPL Martins Creek | PA | Northampton | 1 | ST | RE | 156.2 | 140 | 150 |  | 9 | 1954 | NG BLQ: BIT; N Y: N; Y N: Y |  | S |  | N | IPP Non-CHP | 2 | [18 empty] | 9 | 2007
15276 | PPL Martins Creek LLC | 3148 | PPL Martins Creek | PA | Northampton | 2 | ST | RE | 156.2 | 140 | 150 |  | 6 | 1956 | NG BLQ: BIT; N Y: N; Y N: Y |  | S |  | N | IPP Non-CHP | 2 | [18 empty] | 9 | 2007
15276 | PPL Martins Creek LLC | 3148 | PPL Martins Creek | PA | Northampton | MCD1 | IC | RE | 2.7 | 2.5 | 2.5 |  | 2 | 1967 | NG BLQ: DFO; N Y: N; Y N: Y |  | S |  | N | IPP Non-CHP | 2 | [18 empty] | 9 | 2007
15276 | PPL Martins Creek LLC | 3148 | PPL Martins Creek | PA | Northampton | MCD2 | IC | RE | 2.7 | 2.5 | 2.5 |  | 2 | 1967 | NG BLQ: DFO; N Y: N; Y N: Y |  | S |  | N | IPP Non-CHP | 2 | [18 empty] | 9 | 2007
15296 | New York Power Authority | 650 | Kensico | NY | Westchester | 1 | HY | RE | 1 | 0.8 | 0.6 |  | 7 | 1983 | NG BLQ: WAT; N Y: N; Y N: Y |  | S |  | N | Electric Utility | 1 |  | N | [16 empty] | 9 | 2012
15296 | New York Power Authority | 650 | Kensico | NY | Westchester | 2 | HY | RE | 1 | 0.8 | 0.6 |  | 7 | 1983 | NG BLQ: WAT; N Y: N; Y N: Y |  | S |  | N | Electric Utility | 1 |  | N | [16 empty] | 9 | 2012
15296 | New York Power Authority | 650 | Kensico | NY | Westchester | 3 | HY | RE | 1 | 0.8 | 0.6 |  | 7 | 1983 | NG BLQ: WAT; N Y: N; Y N: Y |  | S |  | N | Electric Utility | 1 |  | N | [16 empty] | 9 | 2012
15296 | New York Power Authority | 2491 | Charles Poletti | NY | Queens | 6 | ST | RE | 883 | 847 | 831 |  | 3 | 1977 | NG BLQ: RFO; NG NG: NG; N Y: Y; Y N: Y |  | S |  | N | Electric Utility | 1 |  | N | [13 empty] | N |  |  | 2 | 2010 | N
15321 | City of Pratt- (KS) | 1317 | Pratt | KS | Pratt | 1 | ST | RE | 3 | 3 | 3 |  | 99 | 1938 | NG BLQ: NG; NG NG: DFO; N Y: N; Y N: N |  | S |  | N | Electric Utility | 1 |  | N | [16 empty] | 5 | 2004 | N
15321 | City of Pratt- (KS) | 1317 | Pratt | KS | Pratt | 3 | ST | RE | 5 | 5.8 | 5.8 |  | 3 | 1953 | NG BLQ: NG; NG NG: DFO; N Y: N; Y N: Y |  | S |  | N | Electric Utility | 1 |  | N | [16 empty] | 12 | 2012 | N | [6 empty] | NG
15348 | Preston Public Utilities Comm | 2004 | Preston | MN | Fillmore | 1 | IC | RE | 0.1 | 0.1 | 0.1 |  | 88 | 1935 | NG BLQ: DFO |  | S |  | N | Electric Utility | 1 |  | N | [16 empty] | 9 | 2001
15348 | Preston Public Utilities Comm | 2004 | Preston | MN | Fillmore | 2 | IC | RE | 0.2 | 0.1 | 0.1 |  | 88 | 1935 | NG BLQ: DFO |  | S |  | N | Electric Utility | 1 |  | N | [16 empty] | 9 | 2001
15348 | Preston Public Utilities Comm | 2004 | Preston | MN | Fillmore | 3 | IC | RE | 0.3 | 0.2 | 0.2 |  | 88 | 1939 | NG BLQ: DFO |  | S |  | N | Electric Utility | 1 |  | N | [16 empty] | 9 | 2001
15371 | Town of Princeton - (MA) | 7501 | Princeton Wind Farm | MA | Worcester | 1 | WT | RE | 0.3 | 0.3 | 0.3 |  | 10 | 1984 | NG BLQ: WND; N Y: N; Y N: Y |  | S | 8 | N | Electric Utility | 1 |  | N | [16 empty] | 10 | 2003
15377 | City of Primghar - (IA) | 1177 | Primghar | IA | O Brien | 2 | IC | RE | 0.1 | 0.1 | 0.1 |  | 88 | 1938 | NG BLQ: DFO; Y N: N |  | S |  | N | Electric Utility | 1 | [18 empty] | 7 | 2004 | N
15387 | Princeton Public Utils Comm | 2005 | Princeton | MN | MILLE LACS | 1 | IC | RE | 0.1 | 0.1 | 0.1 |  | 9 | 1938 | NG BLQ: DFO; Y N: Y |  | S |  | N | Electric Utility | 1 | [18 empty] | 12 | 2002
15387 | Princeton Public Utils Comm | 2005 | Princeton | MN | MILLE LACS | 2 | IC | RE | 0.1 | 0.1 | 0.1 |  | 9 | 1938 | NG BLQ: DFO; Y N: Y |  | S |  | N | Electric Utility | 1 | [18 empty] | 12 | 2002
15399 | Iberdrola Renewables Inc | 55339 | Phoenix Wind Power LLC | CA | Riverside | GEN1 | WT | RE | 2.1 | 1.5 | 1.5 |  | 6 | 1999 | NG BLQ: WND; N Y: N; Y N: Y |  | S | 3 | N | IPP Non-CHP | 2 |  | N | [16 empty] | 12 | 2009 | N
15399 | Iberdrola Renewables Inc | 56398 | Jordanville Wind Farm | NY | Herkimer | 1 | WT | IP | 80 | 80 | 80 |  |  |  | NG BLQ: WND; N Y: N; Y N: Y |  | S | 65 | N | IPP Non-CHP | 2 | [20 empty] | N
15399 | Iberdrola Renewables Inc | 57398 | Lakeview Cogeneration LLC | OR | Lake | 1 | ST | IP | 26.8 | 24 | 24 |  |  |  | NG BLQ: OBS; NG NG: DFO; N Y: N; Y N: Y |  | S |  | Y | IPP CHP | 3 | [20 empty] | N
15399 | Iberdrola Renewables Inc | 57922 | Dry Lake Solar | AZ | Navajo | 1 | PV | IP | 50 | 50 | 50 |  |  |  | NG BLQ: SUN; N Y: N; Y N: Y |  | S |  | N | IPP Non-CHP | 2 | [20 empty] | N
15399 | Iberdrola Renewables Inc | 57923 | Tierra Bonita Solar | CA | Los Angeles | 1 | PV | IP | 22 | 22 | 22 |  |  |  | NG BLQ: SUN; N Y: N; Y N: Y |  | S |  | N | IPP Non-CHP | 2 | [20 empty] | N
15399 | Iberdrola Renewables Inc | 57924 | Klamath Solar | OR | Klamath | 1 | PV | IP | 5 | 5 | 5 |  |  |  | NG BLQ: SUN; N Y: N; Y N: Y |  | S |  | N | IPP Non-CHP | 2 | [20 empty] | N
15466 | Public Service Co of Colorado | 465 | Arapahoe | CO | Denver | 1 | ST | RE | 44 | 45 | 45 |  | 0 | 1950 | NG BLQ: SUB; NG NG: NG; N Y: N; Y N: N |  | S |  | N | Electric Utility | 1 | [18 empty] | 12 | 2002 | N
15466 | Public Service Co of Colorado | 465 | Arapahoe | CO | Denver | 2 | ST | RE | 44 | 45 | 45 |  | 0 | 1951 | NG BLQ: SUB; NG NG: NG; N Y: N; Y N: N |  | S |  | N | Electric Utility | 1 | [18 empty] | 12 | 2002 | N
15466 | Public Service Co of Colorado | 468 | Cameo | CO | Mesa | 1 | ST | RE | 25 | 23.7 | 23.7 |  | 0 | 1957 | NG BLQ: BIT; NG NG: NG; N Y: Y; Y N: Y |  | S |  | N | Electric Utility | 1 | [15 empty] | N |  |  | 12 | 2010 | N | Y | N |  |  |  |  | NG
15466 | Public Service Co of Colorado | 468 | Cameo | CO | Mesa | 2 | ST | RE | 50 | 49 | 49 |  | 0 | 1960 | NG BLQ: BIT; NG NG: NG; N Y: Y; Y N: Y |  | S |  | N | Electric Utility | 1 | [15 empty] | N |  |  | 12 | 2010 | N | Y | N |  |  |  |  | NG
15466 | Public Service Co of Colorado | 469 | Cherokee | CO | Adams | 1 | ST | RE | 125 | 107 | 107 |  | 6 | 1957 | NG BLQ: BIT; NG NG: NG; N Y: Y; Y N: Y |  | S |  | N | Electric Utility | 1 | [18 empty] | 4 | 2012 | N | Y | [5 empty] | NG
15466 | Public Service Co of Colorado | 469 | Cherokee | CO | Adams | 2 | ST | RE | 125 | 106 | 106 |  | 6 | 1959 | NG BLQ: BIT; NG NG: NG; N Y: Y; Y N: Y |  | S |  | N | Electric Utility | 1 | [15 empty] | N |  |  | 10 | 2011 | N | Y | [5 empty] | NG
15466 | Public Service Co of Colorado | 478 | Zuni | CO | Denver | 1 | ST | RE | 40.2 | 26 | 26 |  | 0 | 1948 | NG BLQ: NG; NG NG: RFO; N Y: Y; Y N: Y |  | S |  | N | Electric Utility | 1 | [15 empty] | N |  |  | 1 | 2010 | N | N | [5 empty] | NG
15466 | Public Service Co of Colorado | 6206 | Tacoma | CO | La Plata | 3 | HY | RE | 3.5 | 4 | 4 |  | 6 | 1949 | NG BLQ: WAT; N Y: N; Y N: Y |  | S |  | N | Electric Utility | 1 |  | N | [16 empty] | 12 | 2007 | N
15470 | Duke Energy Indiana Inc | 1004 | Edwardsport | IN | Knox | 6 | ST | RE | 35 | 40 | 40 |  | 7 | 1944 | NG BLQ: DFO; N Y: N; Y N: Y |  | S |  | N | Electric Utility | 1 | [15 empty] | N |  |  | 3 | 2011 | N | [6 empty] | DFO
15470 | Duke Energy Indiana Inc | 1004 | Edwardsport | IN | Knox | 7 | ST | RE | 40.2 | 45 | 45 |  | 1 | 1949 | NG BLQ: BIT; N Y: N; Y N: Y |  | S |  | N | Electric Utility | 1 | [15 empty] | N |  |  | 3 | 2011 | N | Y
15470 | Duke Energy Indiana Inc | 1004 | Edwardsport | IN | Knox | 8 | ST | RE | 69 | 75 | 75 |  | 12 | 1951 | NG BLQ: BIT; N Y: N; Y N: Y |  | S |  | N | Electric Utility | 1 | [15 empty] | N |  |  | 3 | 2011 | N | Y
15470 | Duke Energy Indiana Inc | 1006 | Miami Wabash | IN | Wabash | 4 | GT | RE | 18 | 16 | 17 |  | 6 | 1968 | NG BLQ: DFO; N Y: N; Y N: Y |  | S |  | N | Electric Utility | 1 | [18 empty] | 6 | 2011
15470 | Duke Energy Indiana Inc | 1008 | R Gallagher | IN | Floyd | 1 | ST | RE | 150 | 140 | 140 |  | 6 | 1959 | NG BLQ: BIT; N Y: N; Y N: Y |  | S |  | N | Electric Utility | 1 | [18 empty] | 2 | 2012 | N | Y
15470 | Duke Energy Indiana Inc | 1008 | R Gallagher | IN | Floyd | 3 | ST | RE | 150 | 140 | 140 |  | 4 | 1960 | NG BLQ: BIT; N Y: N; Y N: Y |  | S |  | N | Electric Utility | 1 | [18 empty] | 2 | 2012 | N | Y
15470 | Duke Energy Indiana Inc | 7228 | NA 1 | IN | NOT IN FILE | 1 | GT | IP | 318 | 286 | 318 | [12 empty] | S |  | N | Electric Utility | 1 | [20 empty] | N | bar: NG BLQ to Y N
15470 | Duke Energy Indiana Inc | 7228 | NA 1 | IN | NOT IN FILE | 10 | GT | IP | 259 | 191 | 259 |  |  |  | NG BLQ: NG; NG NG: DFO |  | S |  | N | Electric Utility | 1 | [20 empty] | N
15470 | Duke Energy Indiana Inc | 7228 | NA 1 | IN | NOT IN FILE | 11 | GT | IP | 259 | 252.2 | 259 |  |  |  | NG BLQ: NG; NG NG: DFO |  | S |  | N | Electric Utility | 1 | [20 empty] | N
15470 | Duke Energy Indiana Inc | 7228 | NA 1 | IN | NOT IN FILE | 12 | GT | IP | 239 | 214 | 239 |  |  |  | NG BLQ: NG; NG NG: DFO |  | S |  | N | Electric Utility | 1 | [20 empty] | N
15470 | Duke Energy Indiana Inc | 7228 | NA 1 | IN | NOT IN FILE | 13 | GT | IP | 239 | 214 | 239 |  |  |  | NG BLQ: NG; NG NG: DFO |  | S |  | N | Electric Utility | 1 | [20 empty] | N
15470 | Duke Energy Indiana Inc | 7228 | NA 1 | IN | NOT IN FILE | 14 | GT | IP | 239 | 214 | 239 |  |  |  | NG BLQ: NG; NG NG: DFO |  | S |  | N | Electric Utility | 1 | [20 empty] | N
15470 | Duke Energy Indiana Inc | 7228 | NA 1 | IN | NOT IN FILE | 15 | GT | IP | 239 | 214 | 239 |  |  |  | NG BLQ: NG; NG NG: DFO |  | S |  | N | Electric Utility | 1 | [20 empty] | N
15470 | Duke Energy Indiana Inc | 7228 | NA 1 | IN | NOT IN FILE | 16 | GT | IP | 239 | 214 | 239 |  |  |  | NG BLQ: NG; NG NG: DFO |  | S |  | N | Electric Utility | 1 | [20 empty] | N
15470 | Duke Energy Indiana Inc | 7228 | NA 1 | IN | NOT IN FILE | 2 | GT | IP | 96 | 72.5 | 96 |  |  |  | NG BLQ: NG; NG NG: DFO |  | S |  | N | Electric Utility | 1 | [20 empty] | N
15470 | Duke Energy Indiana Inc | 7228 | NA 1 | IN | NOT IN FILE | 3 | GT | IP | 96 | 72.5 | 96 |  |  |  | NG BLQ: NG; NG NG: DFO |  | S |  | N | Electric Utility | 1 | [20 empty] | N
15470 | Duke Energy Indiana Inc | 7228 | NA 1 | IN | NOT IN FILE | 4 | GT | IP | 96 | 96 | 96 |  |  |  | NG BLQ: NG; NG NG: DFO |  | S |  | N | Electric Utility | 1 | [20 empty] | N
15470 | Duke Energy Indiana Inc | 7228 | NA 1 | IN | NOT IN FILE | 5 | GT | IP | 185 | 156 | 185 |  |  |  | NG BLQ: NG; NG NG: DFO |  | S |  | N | Electric Utility | 1 | [20 empty] | N
15470 | Duke Energy Indiana Inc | 7228 | NA 1 | IN | NOT IN FILE | 6 | GT | IP | 185 | 156 | 185 |  |  |  | NG BLQ: NG; NG NG: DFO |  | S |  | N | Electric Utility | 1 | [20 empty] | N
15470 | Duke Energy Indiana Inc | 7228 | NA 1 | IN | NOT IN FILE | 7 | GT | IP | 185 | 156 | 185 |  |  |  | NG BLQ: NG; NG NG: DFO |  | S |  | N | Electric Utility | 1 | [20 empty] | N
15470 | Duke Energy Indiana Inc | 7228 | NA 1 | IN | NOT IN FILE | 8 | GT | IP | 552 | 552 | 552 |  |  |  | NG BLQ: NG; NG NG: DFO |  | S |  | N | Electric Utility | 1 | [20 empty] | N
15470 | Duke Energy Indiana Inc | 7228 | NA 1 | IN | NOT IN FILE | 9 | GT | IP | 259 | 191 | 259 |  |  |  | NG BLQ: NG; NG NG: DFO |  | S |  | N | Electric Utility | 1 | [20 empty] | N
15473 | Public Service Co of NM | 2447 | Las Vegas | NM | San Miguel | 1 | GT | RE | 20 | 20 | 20 |  | 1 | 1973 | NG BLQ: DFO; N Y: N; Y N: Y | Y | S |  | N | Electric Utility | 1 | [15 empty] | N |  |  | 4 | 2011
15473 | Public Service Co of NM | 55210 | Afton Generating Station | NM | Dona Ana | 0003 | CT | IP | 177 | 141 | 149 | [12 empty] | S |  | N | Electric Utility | 1 | [20 empty] | N | bar: NG BLQ to Y N
15473 | Public Service Co of NM | 55252 | Eddy County Generating Station | NM | Eddy | 0001 | GT | IP | 44 | 37 | 43 | [12 empty] | S |  | N | Electric Utility | 1 |  | N | [18 empty] | N | bar: NG BLQ to Y N
15474 | Public Service Co of Oklahoma | 2965 | Tulsa | OK | Tulsa | 3 | ST | RE | 95 | 65 | 65 |  | 1 | 1948 | NG BLQ: NG; NG NG: DFO; N Y: N; Y N: Y |  | S |  | N | Electric Utility | 1 | [18 empty] | 2 | 2012 | [7 empty] | NG
15500 | Puget Sound Energy Inc | 3862 | White River | WA | Pierce | 1 | HY | RE | 15 | 15 | 15 |  | 88 | 1912 | NG BLQ: WAT; N Y: N; Y N: N |  | S |  | N | Electric Utility | 1 |  | N | [16 empty] | 1 | 2004 | N
15500 | Puget Sound Energy Inc | 3862 | White River | WA | Pierce | 2 | HY | RE | 15 | 15 | 15 |  | 88 | 1912 | NG BLQ: WAT; N Y: N; Y N: N |  | S |  | N | Electric Utility | 1 |  | N | [16 empty] | 1 | 2004 | N
15500 | Puget Sound Energy Inc | 3862 | White River | WA | Pierce | 3 | HY | RE | 20 | 20 | 20 |  | 88 | 1918 | NG BLQ: WAT; N Y: N; Y N: N |  | S |  | N | Electric Utility | 1 |  | N | [16 empty] | 1 | 2004 | N
15500 | Puget Sound Energy Inc | 3862 | White River | WA | Pierce | 4 | HY | RE | 20 | 20 | 20 |  | 88 | 1924 | NG BLQ: WAT; N Y: N; Y N: N |  | S |  | N | Electric Utility | 1 |  | N | [16 empty] | 1 | 2004 | N
15686 | Village of Rantoul - (IL) | 958 | Rantoul | IL | Champaign | 5 | IC | RE | 1.5 | 0.7 | 0.8 |  | 7 | 1964 | NG BLQ: DFO; NG NG: NG; N Y: N; Y N: Y |  | S |  | N | Electric Utility | 1 |  | N | N | [15 empty] | 10 | 2012
15698 | Raton Public Service Company | 2468 | Raton | NM | Colfax | 3 | ST | RE | 1.5 | 1.8 | 1.8 |  | 9 | 1937 | NG BLQ: BIT |  | S |  | Y | Electric Utility | 1 |  | N | [16 empty] | 12 | 1970
15698 | Raton Public Service Company | 2468 | Raton | NM | Colfax | 4 | ST | RE | 3.7 | 3.2 | 3.2 |  | 10 | 1951 | NG BLQ: BIT; N Y: N |  | J |  | Y | Electric Utility | 1 |  | N | [16 empty] | 12 | 1996
15698 | Raton Public Service Company | 2468 | Raton | NM | Colfax | 5 | ST | RE | 7.5 | 6.9 | 6.9 |  | 3 | 1961 | NG BLQ: BIT; N Y: N; Y N: Y |  | S |  | Y | Electric Utility | 1 | T | N | N | [15 empty] | 1 | 2010 |  |  |  | Y
15726 | Rayonier Performance Fibers, LLC | 10560 | Rayonier Jesup Mill | GA | Wayne | GEN1 | ST | RE | 5 | 4.7 | 4.7 |  | 6 | 1954 | WDS | RFO | NG | BLQ | WO | DFO | Y | Y | N | S |  | Y | Industrial CHP | 7 | T | [17 empty] | 6 | 2000 | N
15726 | Rayonier Performance Fibers, LLC | 10562 | Rayonier Fernandina Mill | FL | Nassau | GEN2 | ST | RE | 5 | 5 | 5 |  | 12 | 1939 | BIT WDS: RFO; BIT RFO: WDS; N Y: Y; Y Y: N; S S: S |  | Y | Industrial CHP | 7 | [18 empty] | 12 | 2005 | N
15772 | City of Red Bud - (IL) | 959 | Red Bud | IL | RANDOLPH | 5 | IC | RE | 0.5 | 0.4 | 0.4 |  | 3 | 1948 | BIT WDS: DFO; S S: S |  | N | Electric Utility | 1 |  | N | [16 empty] | 10 | 2001 | N
15772 | City of Red Bud - (IL) | 959 | Red Bud | IL | RANDOLPH | 6 | IC | RE | 1 | 0.9 | 0.9 |  | 9 | 1953 | BIT WDS: DFO; S S: S |  | N | Electric Utility | 1 |  | N | [16 empty] | 10 | 2001 | N
15793 | Redwood Falls Public Util Comm | 2009 | Redwood Falls | MN | Redwood | 1 | HY | RE | 0.5 | 0.3 | 0.3 |  | 1 | 1930 | BIT WDS: WAT; N Y: N; Y Y: Y; S S: S |  | N | Electric Utility | 1 |  | N | [16 empty] | 12 | 2010 | N
15860 | City of Rensselaer - (IN) | 1038 | Rensselaer City Light Plant | IN | JASPER | 7 | IC | RE | 3 | 2.5 | 2.5 |  | 1 | 1964 | BIT WDS: DFO; N Y: N; S S: S |  | N | Electric Utility | 1 |  | N | [16 empty] | 9 | 2003
15908 | NRG California South LP | 331 | Etiwanda Generating Station | CA | San Bernardino | 1 | ST | RE | 123 | 132 | 132 |  | 7 | 1953 | BIT WDS: NG; N Y: N; Y Y: N; S S: S |  | N | IPP Non-CHP | 2 |  | N | [16 empty] | 10 | 2003 | N
15908 | NRG California South LP | 331 | Etiwanda Generating Station | CA | San Bernardino | 2 | ST | RE | 123 | 132 | 132 |  | 11 | 1953 | BIT WDS: NG; N Y: N; Y Y: N; S S: S |  | N | IPP Non-CHP | 2 |  | N | [16 empty] | 10 | 2003 | N
15908 | NRG California South LP | 331 | Etiwanda Generating Station | CA | San Bernardino | 5 | GT | RE | 138.1 | 115 | 115 |  | 1 | 1969 | BIT WDS: NG; N Y: N; Y Y: N; S S: S |  | N | IPP Non-CHP | 2 |  | N | [16 empty] | 12 | 2003 | N
15912 | Resource Technology Corp | 55056 | Biodyne Congress | IL | Cook | 1 | GT | RE | 5 | 4.2 | 5 |  | 9 | 2001 | BIT WDS: LFG; N Y: N; Y Y: Y; Y N: Y; S S: S |  | N | IPP Non-CHP | 2 | [18 empty] | 12 | 2006
15912 | Resource Technology Corp | 55056 | Biodyne Congress | IL | Cook | 2 | GT | RE | 5 | 4.2 | 5 |  | 9 | 2001 | BIT WDS: LFG; N Y: N; Y Y: Y; Y N: Y; S S: S |  | N | IPP Non-CHP | 2 | [18 empty] | 12 | 2006
15912 | Resource Technology Corp | 55056 | Biodyne Congress | IL | Cook | 3 | GT | RE | 5 | 4.2 | 5 |  | 12 | 2001 | BIT WDS: LFG; N Y: N; Y Y: Y; Y N: Y; S S: S |  | N | IPP Non-CHP | 2 | [18 empty] | 12 | 2006
15912 | Resource Technology Corp | 55058 | Biodyne Lansing | IL | Cook | 001 | IC | RE | 0.6 | 0.6 | 0.6 |  | 7 | 1997 | BIT WDS: LFG; N Y: N; Y Y: N; S S: S |  | N | IPP Non-CHP | 2 | [18 empty] | 9 | 2006
15912 | Resource Technology Corp | 55058 | Biodyne Lansing | IL | Cook | 002 | IC | RE | 0.7 | 0.7 | 0.7 |  | 7 | 1997 | BIT WDS: NG; N Y: N; Y Y: N; S S: S |  | N | IPP Non-CHP | 2 | [18 empty] | 9 | 2006
15912 | Resource Technology Corp | 55058 | Biodyne Lansing | IL | Cook | 003 | IC | RE | 0.7 | 0.7 | 0.7 |  | 7 | 1997 | BIT WDS: NG; N Y: N; Y Y: N; S S: S |  | N | IPP Non-CHP | 2 | [18 empty] | 9 | 2006
15912 | Resource Technology Corp | 55059 | Biodyne Springfield | IL | Sangamon | 001 | IC | RE | 0.6 | 0.6 | 0.6 |  | 2 | 1997 | BIT WDS: LFG; N Y: N; Y Y: N; Y N: Y; S S: S |  | N | IPP CHP | 3 |  | N | [16 empty] | 9 | 2006
15912 | Resource Technology Corp | 55059 | Biodyne Springfield | IL | Sangamon | 002 | IC | RE | 0.6 | 0.6 | 0.6 |  | 2 | 1997 | BIT WDS: LFG; N Y: N; Y Y: N; Y N: Y; S S: S |  | N | IPP CHP | 3 |  | N | [16 empty] | 9 | 2006
15912 | Resource Technology Corp | 55059 | Biodyne Springfield | IL | Sangamon | 003 | IC | RE | 0.6 | 0.6 | 0.6 |  | 2 | 1997 | BIT WDS: LFG; N Y: N; Y Y: N; Y N: Y; S S: S |  | N | IPP CHP | 3 |  | N | [16 empty] | 9 | 2006
15912 | Resource Technology Corp | 55059 | Biodyne Springfield | IL | Sangamon | 004 | IC | RE | 0.6 | 0.6 | 0.6 |  | 2 | 1997 | BIT WDS: LFG; N Y: N; Y Y: N; Y N: Y; S S: S |  | N | IPP CHP | 3 |  | N | [16 empty] | 9 | 2006
15912 | Resource Technology Corp | 55059 | Biodyne Springfield | IL | Sangamon | 005 | IC | RE | 0.6 | 0.6 | 0.6 |  | 2 | 1997 | BIT WDS: LFG; N Y: N; Y Y: N; S S: S |  | Y | IPP CHP | 3 |  | N | [16 empty] | 9 | 2006
16045 | Riverside County Waste Management Dept | 55820 | RCWMD Badlands Landfill Gas Project | CA | Riverside | GEN2 | IC | IP | 1.2 | 1 | 1 |  |  |  | BIT WDS: LFG; N Y: N; Y Y: Y; S S: S |  | N | Commercial Non-CHP | 4 |  | N | [18 empty] | N
16064 | Graphic Packaging International | 50028 | Plant 31 Paper Mill | LA | Ouachita | GEN2 | ST | RE | 6 | 6 | 6 |  | 1 | 1928 | NG | WDS | BLQ |  |  |  | Y | N |  | S |  | Y | Industrial CHP | 7 | T | [17 empty] | 1 | 2011 | [7 empty] | NG
16064 | Graphic Packaging International | 50028 | Plant 31 Paper Mill | LA | Ouachita | GEN3 | ST | RE | 6 | 6 | 6 |  | 1 | 1930 | NG | WDS | BLQ |  |  |  | Y | N |  | S |  | Y | Industrial CHP | 7 | T | [17 empty] | 1 | 2011 | [7 empty] | NG
16064 | Graphic Packaging International | 50028 | Plant 31 Paper Mill | LA | Ouachita | GEN4 | ST | RE | 6 | 6 | 6 |  | 1 | 1948 | NG | WDS | BLQ |  |  |  | Y | N |  | S |  | Y | Industrial CHP | 7 | T | [17 empty] | 1 | 2011 | [7 empty] | NG
16179 | Rochelle Municipal Utilities | 960 | North Ninth Street | IL | Ogle | 5 | IC | RE | 1 | 0.8 | 0.8 |  | 6 | 1949 | BIT WDS: NG; BIT RFO: DFO; Y Y: Y; S S: S |  | N | Electric Utility | 1 |  | N | [16 empty] | 10 | 2002
16179 | Rochelle Municipal Utilities | 961 | South Main Street | IL | Ogle | S1 | ST | RE | 11.5 | 11.5 | 11.5 |  | 2 | 1962 | BIT WDS: NG; BIT RFO: BIT; Y Y: Y; S S: S |  | Y | Electric Utility | 1 | T | N | [16 empty] | 8 | 2003
16183 | Rochester Gas & Electric Corp | 2640 | Rochester 3 | NY | Monroe | 13 | GT | RE | 19 | 14.4 | 17.4 |  | 6 | 1969 | BIT WDS: DFO; N Y: N; Y Y: Y; S S: S |  | N | Electric Utility | 1 |  | N | [13 empty] | Y |  |  | 12 | 2011 | N
16183 | Rochester Gas & Electric Corp | 2642 | Rochester 7 | NY | Monroe | 1 | ST | RE | 46 | 46 | 47 |  | 11 | 1948 | BIT WDS: BIT; N Y: N; Y Y: Y; S S: S |  | N | Electric Utility | 1 |  | N | [16 empty] | 2 | 2008 | N | Y | N |  |  |  |  | DFO
16183 | Rochester Gas & Electric Corp | 2642 | Rochester 7 | NY | Monroe | 2 | ST | RE | 62.5 | 64 | 65 |  | 11 | 1950 | BIT WDS: BIT; N Y: N; Y Y: Y; S S: S |  | N | Electric Utility | 1 |  | N | [16 empty] | 3 | 2008 | N | Y |  | N |  |  |  | DFO
16183 | Rochester Gas & Electric Corp | 2642 | Rochester 7 | NY | Monroe | 3 | ST | RE | 62.5 | 64 | 65 |  | 9 | 1953 | BIT WDS: BIT; N Y: N; Y Y: Y; S S: S |  | N | Electric Utility | 1 |  | N | [16 empty] | 4 | 2008 | N | Y | N |  |  |  |  | DFO
16183 | Rochester Gas & Electric Corp | 2642 | Rochester 7 | NY | Monroe | 4 | ST | RE | 81.6 | 78 | 80 |  | 2 | 1957 | BIT WDS: BIT; N Y: N; Y Y: Y; S S: S |  | N | Electric Utility | 1 |  | N | [16 empty] | 3 | 2008 | N | Y | N |  |  |  |  | DFO
16578 | Saint Agnes Medical Center | 54800 | Saint Agnes Medical Center | CA | Fresno | 9930 | IC | RE | 0.7 | 0.7 | 0.7 |  | 5 | 1983 | [11 empty] | N | Commercial CHP | 5 |  | N | [16 empty] | 6 | 2000 | bar: BIT WDS; S S
16604 | City of San Antonio - (TX) | 3610 | Mission Road | TX | Bexar | 3 | ST | RE | 113.6 | 100 | 102 |  | 6 | 1958 | [11 empty] | N | Electric Utility | 1 |  | N | [16 empty] | 10 | 2003 | bar: BIT WDS; S S
16604 | City of San Antonio - (TX) | 3613 | W B Tuttle | TX | Bexar | 1 | ST | RE | 75 | 60 | 65 |  | 6 | 1954 | BIT WDS: NG; N Y: N; Y Y: Y; S S: S |  | N | Electric Utility | 1 | [15 empty] | N |  |  | 3 | 2011 | N
16604 | City of San Antonio - (TX) | 3613 | W B Tuttle | TX | Bexar | 2 | ST | RE | 113.6 | 100 | 102 |  | 12 | 1956 | BIT WDS: NG; N Y: N; Y Y: Y; S S: S |  | N | Electric Utility | 1 | [18 empty] | 10 | 2007 | N
16604 | City of San Antonio - (TX) | 3613 | W B Tuttle | TX | Bexar | 3 | ST | RE | 113.6 | 100 | 102 |  | 3 | 1961 | BIT WDS: NG; N Y: N; Y Y: Y; S S: S |  | N | Electric Utility | 1 | [18 empty] | 3 | 2011 | N
16604 | City of San Antonio - (TX) | 3613 | W B Tuttle | TX | Bexar | 4 | ST | RE | 191.7 | 154 | 157 |  | 3 | 1963 | BIT WDS: NG; N Y: N; Y Y: Y; S S: S |  | N | Electric Utility | 1 | [18 empty] | 3 | 2011 | N
16609 | San Diego Gas & Electric Co | 309 | Silver Gate | CA | San Diego | 1 | ST | RE | 40 | 40 | 40 |  | 1 | 1943 | BIT WDS: DFO; BIT RFO: NG; S S: S |  | N | Electric Utility | 1 |  | N | [16 empty] | 1 | 1985 | N
16609 | San Diego Gas & Electric Co | 309 | Silver Gate | CA | San Diego | 2 | ST | RE | 69 | 62 | 62 |  | 5 | 1948 | BIT WDS: DFO; BIT RFO: NG; S S: S |  | N | Electric Utility | 1 |  | N | [16 empty] | 1 | 1985 | N
16609 | San Diego Gas & Electric Co | 309 | Silver Gate | CA | San Diego | 3 | ST | RE | 69 | 62 | 64 |  | 8 | 1950 | BIT WDS: DFO; BIT RFO: NG; S S: S |  | N | Electric Utility | 1 |  | N | [16 empty] | 1 | 1985 | N
16609 | San Diego Gas & Electric Co | 309 | Silver Gate | CA | San Diego | 4 | ST | RE | 69 | 64 | 64 |  | 9 | 1952 | BIT WDS: DFO; BIT RFO: NG; S S: S |  | N | Electric Utility | 1 |  | N | [16 empty] | 1 | 1985 | N
16612 | City & County of San Francisco | 56305 | San Francisco Electric Reliability Proj | CA | San Francisco | 1 | GT | IP | 50.5 | 48.3 | 50.5 |  |  |  | BIT WDS: NG; N Y: N; Y Y: Y; S S: S |  | N | Electric Utility | 1 |  | N
16612 | City & County of San Francisco | 56305 | San Francisco Electric Reliability Proj | CA | San Francisco | 2 | GT | IP | 50.5 | 48.3 | 50.5 |  |  |  | BIT WDS: NG; N Y: N; Y Y: Y; S S: S |  | N | Electric Utility | 1 |  | N
16612 | City & County of San Francisco | 56305 | San Francisco Electric Reliability Proj | CA | San Francisco | 3 | GT | IP | 50.5 | 48.3 | 50.5 |  |  |  | BIT WDS: NG; N Y: N; Y Y: Y; S S: S |  | N | Electric Utility | 1 |  | N
16612 | City & County of San Francisco | 56306 | San Francisco Intl Airport Ct Project | CA | San Francisco | 1 | GT | IP | 48 | 48 | 48 |  |  |  | BIT WDS: NG; N Y: N; Y Y: N; S S: S |  | N | Electric Utility | 1 |  | N
16625 | San Diego State University | 50061 | San Diego State University | CA | San Diego | GEN1 | CT | RE | 2.5 | 2.9 | 2.9 |  | 1 | 1986 | BIT WDS: NG; N Y: N; S S: S |  | Y | Commercial CHP | 5 |  | N | [16 empty] | 12 | 2002
16653 | Sappi Cloquet LLC | 50639 | Sappi Cloquet Mill | MN | Carlton | GEN1 | ST | RE | 2 | 2 | 2 |  | 1 | 1925 | BLQ | NG | WDS | DFO | SLW |  |  |  |  | S |  | Y | Industrial CHP | 7 |  | N | [16 empty] | 1 | 1988
16657 | San Jose/Santa Clara Water P C | 56080 | SJ/SC WPCP | CA | Santa Clara | E1 | IC | RE | 0.8 | 0.8 | 0.8 |  | 2 | 1953 | OBG | LFG | NG | DFO |  |  | Y | Y |  | S |  | Y | Commercial CHP | 5 | T |  | N | [15 empty] | 2 | 2008 | N
16657 | San Jose/Santa Clara Water P C | 56080 | SJ/SC WPCP | CA | Santa Clara | E6 | IC | RE | 1.8 | 1.8 | 1.8 |  | 3 | 1963 | OBG | LFG | NG | DFO |  |  | Y | Y |  | S |  | Y | Commercial CHP | 5 | T |  | N | [15 empty] | 3 | 2008
16721 | S D Warren Co.- Westbrook | 50447 | S D Warren Westbrook | ME | Cumberland | GEN8 | ST | RE | 10 | 10 | 10 |  | 3 | 1965 | WDS | BIT | RFO |  |  |  | N | N |  | S |  | N | Industrial CHP | 7 | [18 empty] | 6 | 1999 | N
16852 | City of Seaford- (DE) | 601 | Seaford | DE | SUSSEX | 1 | IC | RE | 1.4 | 1.3 | 1.3 |  | 1 | 1958 | BIT WDS: DFO; N Y: N; Y Y: Y; Y N: Y; S S: S |  | N | Electric Utility | 1 |  | N | [16 empty] | 11 | 2011
16852 | City of Seaford- (DE) | 601 | Seaford | DE | SUSSEX | 2 | IC | RE | 1.4 | 1.3 | 1.3 |  | 1 | 1954 | BIT WDS: DFO; N Y: N; Y Y: Y; Y N: Y; S S: S |  | N | Electric Utility | 1 |  | N | [16 empty] | 11 | 2011
16852 | City of Seaford- (DE) | 601 | Seaford | DE | SUSSEX | 3 | IC | RE | 1.1 | 1.1 | 1.1 |  | 1 | 1950 | BIT WDS: DFO; N Y: N; Y Y: Y; Y N: Y; S S: S |  | N | Electric Utility | 1 |  | N | [16 empty] | 11 | 2011
16852 | City of Seaford- (DE) | 601 | Seaford | DE | SUSSEX | 5 | IC | RE | 0.8 | 0.8 | 0.8 |  | 88 | 1947 | BIT WDS: DFO; N Y: N; Y Y: N; S S: S |  | N | Electric Utility | 1 |  | N | [16 empty] | 12 | 2001
16852 | City of Seaford- (DE) | 601 | Seaford | DE | SUSSEX | 6 | IC | RE | 2 | 2 | 2 |  | 1 | 1962 | BIT WDS: DFO; N Y: N; Y Y: Y; Y N: Y; S S: S |  | N | Electric Utility | 1 |  | N | [16 empty] | 11 | 2011
16852 | City of Seaford- (DE) | 601 | Seaford | DE | SUSSEX | 7 | IC | RE | 1.1 | 1.1 | 1.1 |  | 2 | 1989 | BIT WDS: DFO; N Y: N; Y Y: Y; Y N: Y; S S: S |  | N | Electric Utility | 1 |  | N | [16 empty] | 11 | 2011
16955 | City of Seward - (AK) | 92 | Seward | AK | Kenai Peninsula | 1 | IC | RE | 1.5 | 1 | 1.2 |  | 4 | 1965 | BIT WDS: DFO; N Y: N; Y Y: Y; Y N: Y; S S: S |  | N | Electric Utility | 1 |  | N | N | [15 empty] | 9 | 2009 | N
16955 | City of Seward - (AK) | 92 | Seward | AK | Kenai Peninsula | 2 | IC | RE | 1.5 | 1 | 1.2 |  | 4 | 1965 | BIT WDS: DFO; N Y: N; Y Y: Y; Y N: Y; S S: S |  | N | Electric Utility | 1 |  | N | N | [15 empty] | 9 | 2009
17043 | City of Shelby - (OH) | 2943 | Shelby Municipal Light Plant | OH | Richland | 3 | ST | RE | 5 | 5 | 5 |  | 4 | 1948 | BIT WDS: BIT; BIT RFO: NG; N Y: N; Y Y: Y; S S: S |  | N | Electric Utility | 1 | [18 empty] | 4 | 2012 | N | Y | [5 empty] | NG
17105 | Sherman Hospital | 50909 | Sherman Hospital | IL | Kane | 1 | IC | RE | 0.8 | 0.8 | 0.8 |  | 11 | 1989 | BIT WDS: NG; N Y: N; Y Y: Y; Y N: Y; S S: S |  | N | Commercial Non-CHP | 4 |  |  | N | [12 empty] | N |  |  | 4 | 2012 | N
17105 | Sherman Hospital | 50909 | Sherman Hospital | IL | Kane | 2 | IC | RE | 0.8 | 0.8 | 0.8 |  | 11 | 1989 | BIT WDS: NG; N Y: N; Y Y: Y; Y N: Y; S S: S |  | N | Commercial Non-CHP | 4 |  |  | N | [12 empty] | N |  |  | 4 | 2012 | N
17139 | Shell Oil Co-Deer Park | 50304 | Shell Deer Park | TX | Harris | GEN3 | ST | RE | 5 | 4.7 | 4.7 |  | 6 | 1943 | BIT WDS: PUR; BIT RFO: OG; N Y: N; Y Y: N; S S: S |  | Y | Industrial CHP | 7 |  | N | [16 empty] | 12 | 1986
17164 | Sierra Pacific Industries Inc | 10144 | Sierra Pacific Lincoln Facility | CA | Placer | GEN2 | ST | RE | 11.5 | 10 | 8 |  | 6 | 1997 | BIT WDS: WDS; N Y: N; Y Y: N; Y N: N; S S: S |  | Y | Industrial CHP | 7 | [18 empty] | 3 | 2004 | N
17164 | Sierra Pacific Industries Inc | 10144 | Sierra Pacific Lincoln Facility | CA | Placer | GEN3 | ST | RE | 1.5 | 1.2 | 1.2 |  | 2 | 1999 | BIT WDS: WDS; N Y: N; Y Y: N; Y N: N; S S: S |  | Y | Industrial CHP | 7 | [18 empty] | 5 | 2004 | N
17164 | Sierra Pacific Industries Inc | 50111 | Sierra Pacific Loyalton Facility | CA | Sierra | GEN1 | ST | RE | 20 | 11.8 | 16.5 |  | 9 | 1989 | BIT WDS: WDS; N Y: N; Y Y: Y; S S: S |  | N | IPP Non-CHP | 2 | [18 empty] | 8 | 2010 | N
17164 | Sierra Pacific Industries Inc | 56281 | SPI - Everett | WA | Snohomish | GEN1 | ST | IP | 28 | 17 | 15 |  |  |  | BIT WDS: WDS; N Y: N; Y Y: Y; S S: S |  | Y | Industrial CHP | 7
17166 | Sierra Pacific Power Co | 2336 | Tracy | NV | Storey | GT1 | GT | RE | 12.5 | 10 | 10 |  | 8 | 1961 | BIT WDS: DFO; N Y: N; Y Y: Y; S S: S |  | N | Electric Utility | 1 | [18 empty] | 12 | 2010
17166 | Sierra Pacific Power Co | 2336 | Tracy | NV | Storey | GT2 | GT | RE | 12.5 | 10 | 10 |  | 1 | 1962 | BIT WDS: DFO; N Y: N; Y Y: Y; S S: S |  | N | Electric Utility | 1 | [18 empty] | 12 | 2010
17166 | Sierra Pacific Power Co | 6509 | Battle Mountain | NV | Lander | 1 | IC | RE | 2 | 1.8 | 2 |  | 1 | 1967 | BIT WDS: DFO; N Y: N; Y Y: Y; S S: S |  | N | Electric Utility | 1 | [18 empty] | 1 | 2011
17166 | Sierra Pacific Power Co | 6509 | Battle Mountain | NV | Lander | 2 | IC | RE | 2 | 1.8 | 2 |  | 1 | 1967 | BIT WDS: DFO; N Y: N; Y Y: Y; S S: S |  | N | Electric Utility | 1 | [18 empty] | 1 | 2011
17166 | Sierra Pacific Power Co | 6509 | Battle Mountain | NV | Lander | 3 | IC | RE | 2 | 1.8 | 2 |  | 1 | 1967 | BIT WDS: DFO; N Y: N; Y Y: Y; S S: S |  | N | Electric Utility | 1 | [18 empty] | 1 | 2011
17166 | Sierra Pacific Power Co | 6509 | Battle Mountain | NV | Lander | 4 | IC | RE | 2 | 1.8 | 2 |  | 1 | 1967 | BIT WDS: DFO; N Y: N; Y Y: Y; S S: S |  | N | Electric Utility | 1 | [18 empty] | 1 | 2011
17166 | Sierra Pacific Power Co | 6511 | Fallon | NV | Churchill | 1 | IC | RE | 2 | 1.7 | 1.8 |  | 1 | 1966 | BIT WDS: DFO; BIT RFO: NG; Y Y: Y; S S: S |  | N | Electric Utility | 1 |  | N | [16 empty] | 12 | 1998
17166 | Sierra Pacific Power Co | 6512 | Farad | CA | Nevada | 1 | HY | RE | 1.4 | 1.4 | 1.2 |  | 1 | 1933 | BIT WDS: WAT; N Y: N; Y Y: Y; S S: S |  | N | Electric Utility | 1 |  | N | [16 empty] | 5 | 2006
17166 | Sierra Pacific Power Co | 6512 | Farad | CA | Nevada | 2 | HY | RE | 1.4 | 1.4 | 1.2 |  | 1 | 1933 | BIT WDS: WAT; N Y: N; Y Y: Y; S S: S |  | N | Electric Utility | 1 |  | N | [16 empty] | 5 | 2006
17166 | Sierra Pacific Power Co | 6524 | Portola | CA | Plumas | 1 | IC | RE | 2 | 2 | 2 |  | 1 | 1965 | BIT WDS: DFO; N Y: N; Y Y: Y; S S: S |  | N | Electric Utility | 1 |  | N | [16 empty] | 1 | 2007
17166 | Sierra Pacific Power Co | 6524 | Portola | CA | Plumas | 2 | IC | RE | 2 | 2 | 2 |  | 1 | 1965 | BIT WDS: DFO; N Y: N; Y Y: Y; S S: S |  | N | Electric Utility | 1 |  | N | [16 empty] | 1 | 2007
17166 | Sierra Pacific Power Co | 6524 | Portola | CA | Plumas | 3 | IC | RE | 2 | 2 | 2 |  | 1 | 1965 | BIT WDS: DFO; N Y: N; Y Y: Y; S S: S |  | N | Electric Utility | 1 |  | N | [16 empty] | 1 | 2007
17166 | Sierra Pacific Power Co | 6530 | Valley Road | NV | Washoe | 1 | IC | RE | 2 | 2 | 2 |  | 1 | 1960 | BIT WDS: DFO; N Y: N; Y Y: Y; S S: S |  | N | Electric Utility | 1 | [18 empty] | 1 | 2011
17166 | Sierra Pacific Power Co | 6530 | Valley Road | NV | Washoe | 2 | IC | RE | 2 | 2 | 2 |  | 1 | 1960 | BIT WDS: DFO; N Y: N; Y Y: Y; S S: S |  | N | Electric Utility | 1 |  |  | Y | [15 empty] | 1 | 2011
17166 | Sierra Pacific Power Co | 6530 | Valley Road | NV | Washoe | 3 | IC | RE | 2 | 2 | 2 |  | 1 | 1960 | BIT WDS: DFO; N Y: N; Y Y: Y; S S: S |  | N | Electric Utility | 1 | [18 empty] | 1 | 2011
17166 | Sierra Pacific Power Co | 6533 | Winnemucca | NV | Humboldt | 1 | GT | RE | 14.9 | 15 | 17 |  | 1 | 1970 | BIT WDS: NG; BIT RFO: PG; N Y: N; Y Y: Y; S S: S |  | N | Electric Utility | 1 | [18 empty] | 1 | 2011
17177 | City of Sikeston - (MO) | 2158 | Coleman | MO | SCOTT | IC1 | IC | RE | 2 | 2 | 2 |  | 6 | 1965 | BIT WDS: DFO; N Y: N; Y Y: Y; S S: S |  | N | Electric Utility | 1 |  | N | [16 empty] | 6 | 2011 | N
17177 | City of Sikeston - (MO) | 2158 | Coleman | MO | SCOTT | IC2 | IC | RE | 2.3 | 2.3 | 2.3 |  | 6 | 1967 | BIT WDS: DFO; N Y: N; Y Y: Y; S S: S |  | N | Electric Utility | 1 |  | N | [16 empty] | 6 | 2011 | N
17235 | NRG REMA LLC | 2390 | Sayreville | NJ | Middlesex | 4 | ST | RE | 125 | 114 | 117 |  | 4 | 1955 | BIT WDS: DFO; BIT RFO: NG; N Y: N; Y Y: Y; S S: S |  | N | IPP Non-CHP | 2 | [18 empty] | 2 | 2004 | N
17235 | NRG REMA LLC | 2390 | Sayreville | NJ | Middlesex | 5 | ST | RE | 125 | 115 | 117 |  | 10 | 1958 | BIT WDS: NG; BIT RFO: DFO; N Y: N; Y Y: Y; S S: S |  | N | IPP Non-CHP | 2 | [18 empty] | 2 | 2004 | N
17235 | NRG REMA LLC | 3132 | Warren | PA | Warren | 1 | ST | RE | 42 | 41 | 41 |  | 9 | 1948 | BIT WDS: BIT; Y Y: N; S S: S |  | N | IPP Non-CHP | 2 | [18 empty] | 9 | 2002
17235 | NRG REMA LLC | 3132 | Warren | PA | Warren | 2 | ST | RE | 42 | 41 | 41 |  | 3 | 1949 | BIT WDS: BIT; Y Y: N; S S: S |  | N | IPP Non-CHP | 2 | [18 empty] | 9 | 2002
17235 | NRG REMA LLC | 3134 | Wayne | PA | Crawford | A | GT | RE | 53 | 56 | 76 |  | 8 | 1972 | BIT WDS: DFO; N Y: N; Y Y: Y; S S: S |  | N | IPP Non-CHP | 2 |  | N | [16 empty] | 2 | 2004 | N
17320 | Sleepy Eye Public Utility Comm | 2011 | Sleepy Eye | MN | Brown | 3 | IC | RE | 1.5 | 1.5 | 1.5 |  | 7 | 1961 | BIT WDS: DFO; N Y: N; Y Y: Y; Y N: Y; S S: S |  | N | Electric Utility | 1 |  | N | [13 empty] | N |  |  | 6 | 2010 | N
17460 | South Oak Hospital | 50136 | South Oaks Hospital | NY | Suffolk | GEN1 | IC | RE | 0.6 | 0.1 | 0.5 |  | 6 | 1990 | BIT WDS: NG; BIT RFO: DFO; N Y: Y; Y Y: Y; S S: S |  | Y | Commercial CHP | 5 |  | N | [16 empty] | 12 | 2005
17460 | South Oak Hospital | 50136 | South Oaks Hospital | NY | Suffolk | GEN2 | IC | RE | 0.6 | 0.1 | 0.5 |  | 6 | 1990 | BIT WDS: NG; BIT RFO: DFO; N Y: Y; Y Y: Y; S S: S |  | Y | Commercial CHP | 5 | T | N | [16 empty] | 10 | 2006
17539 | South Carolina Electric&Gas Co | 3277 | Burton | SC | Beaufort | 1 | GT | RE | 11.5 | 9 | 10 |  | 10 | 1961 | BIT WDS: NG; BIT RFO: DFO; N Y: Y; Y Y: Y; S S: S |  | N | Electric Utility | 1 | [18 empty] | 1 | 2008 | N
17539 | South Carolina Electric&Gas Co | 3277 | Burton | SC | Beaufort | 2 | GT | RE | 11.5 | 9 | 10 |  | 8 | 1963 | BIT WDS: NG; BIT RFO: DFO; N Y: Y; Y Y: Y; S S: S |  | N | Electric Utility | 1 | [18 empty] | 1 | 2008 | N
17539 | South Carolina Electric&Gas Co | 3277 | Burton | SC | Beaufort | 3 | GT | RE | 11.5 | 9 | 10 |  | 8 | 1963 | BIT WDS: NG; BIT RFO: DFO; N Y: Y; Y Y: Y; S S: S |  | N | Electric Utility | 1 | [18 empty] | 1 | 2008 | N
17539 | South Carolina Electric&Gas Co | 3280 | Canadys Steam | SC | Colleton | 1 | ST | RE | 136 | 105 | 90 |  | 4 | 1962 | BIT WDS: BIT; N Y: N; Y Y: Y; S S: S |  | N | Electric Utility | 1 | [18 empty] | 12 | 2012 | N | Y |  | Y |  |  |  | NG | DFO
17539 | South Carolina Electric&Gas Co | 3284 | Faber Place | SC | Charleston | 1 | GT | RE | 11.5 | 8 | 9 |  | 10 | 1961 | BIT WDS: NG; N Y: N; Y Y: Y; S S: S |  | N | Electric Utility | 1 | [18 empty] | 1 | 2008 | N
17539 | South Carolina Electric&Gas Co | 7106 | NA 1 | SC | NOT IN FILE | GT1 | GT | IP | 170 | 150 | 150 |  |  |  | BIT WDS: NG; BIT RFO: DFO; N Y: N; Y Y: Y; S S: S |  | N | Electric Utility | 1 |  | N | [18 empty] | N
17539 | South Carolina Electric&Gas Co | 7253 | NA 5 | SC | NOT IN FILE | NA5 | GT | IP | 170 | 150 | 150 |  |  |  | BIT WDS: NG; BIT RFO: DFO; N Y: N; Y Y: Y; S S: S |  | N | Electric Utility | 1 |  | N | [18 empty] | N
17539 | South Carolina Electric&Gas Co | 7300 | NA 8 | SC | NOT IN FILE | GT8 | GT | IP | 170 | 150 | 150 |  |  |  | BIT WDS: NG; BIT RFO: DFO; N Y: N; Y Y: Y; S S: S |  | N | Electric Utility | 1 |  | N | [18 empty] | N
17543 | South Carolina Public Service Authority | 3317 | Dolphus M Grainger | SC | Horry | 1 | ST | RE | 81.6 | 83 | 85 |  | 6 | 1966 | BIT WDS: BIT; N Y: N; Y Y: Y; S S: S |  | N | Electric Utility | 1 | [18 empty] | 12 | 2012 | N | Y |  | Y |  |  |  | DFO
17543 | South Carolina Public Service Authority | 3317 | Dolphus M Grainger | SC | Horry | 2 | ST | RE | 81.6 | 83 | 85 |  | 6 | 1966 | BIT WDS: BIT; N Y: N; Y Y: Y; S S: S |  | N | Electric Utility | 1 | [18 empty] | 12 | 2012 | N | Y |  | Y |  |  |  | DFO
17543 | South Carolina Public Service Authority | 3319 | Jefferies | SC | Berkeley | 3 | ST | RE | 172.8 | 152 | 152 |  | 1 | 1970 | BIT WDS: BIT; N Y: N; Y Y: Y; S S: S |  | N | Electric Utility | 1 | [18 empty] | 12 | 2012 | N | Y |  | Y |  |  |  | DFO
17543 | South Carolina Public Service Authority | 3319 | Jefferies | SC | Berkeley | 4 | ST | RE | 172.8 | 150 | 155 |  | 1 | 1970 | BIT WDS: BIT; N Y: N; Y Y: Y; S S: S |  | N | Electric Utility | 1 | [18 empty] | 12 | 2012 | N | Y |  | Y |  |  |  | DFO
17543 | South Carolina Public Service Authority | 7834 | John S Rainey | SC | Anderson | CT4B | GT | IP | 170 | 146 | 168 |  |  |  | BIT WDS: NG; BIT RFO: DFO; S S: S |  | N | Electric Utility | 1 | [20 empty] | N
17543 | South Carolina Public Service Authority | 7834 | John S Rainey | SC | Anderson | CT5A | CT | IP | 170 | 146 | 168 |  |  |  | BIT WDS: NG; BIT RFO: DFO; S S: S |  | N | Electric Utility | 1 | [20 empty] | N
17543 | South Carolina Public Service Authority | 7834 | John S Rainey | SC | Anderson | CT5B | CT | IP | 170 | 146 | 168 |  |  |  | BIT WDS: NG; BIT RFO: DFO; S S: S |  | N | Electric Utility | 1 | [20 empty] | N
17543 | South Carolina Public Service Authority | 7834 | John S Rainey | SC | Anderson | ST5S | CA | IP | 190 | 160 | 179 | [14 empty] | N | Electric Utility | 1 |  | N | [18 empty] | N | bar: BIT WDS; S S
17543 | South Carolina Public Service Authority | 7957 | Sediver | SC | York | CT2A | CT | IP | 165 | 146 | 168 |  |  |  | BIT WDS: NG; BIT RFO: DFO; Y Y: Y; S S: S |  | N | Electric Utility | 1 | [20 empty] | N
17543 | South Carolina Public Service Authority | 7957 | Sediver | SC | York | CT2B | CT | IP | 165 | 146 | 168 |  |  |  | BIT WDS: NG; BIT RFO: DFO; S S: S |  | N | Electric Utility | 1 | [20 empty] | N
17543 | South Carolina Public Service Authority | 7957 | Sediver | SC | York | ST1S | CA | IP | 190 | 160 | 179 | [14 empty] | N | Electric Utility | 1 |  | N | [18 empty] | N | bar: BIT WDS; S S
17543 | South Carolina Public Service Authority | 7958 | Horry Land Fill Gas Site | SC | Horry | HG4 | IC | IP | 1.1 | 1.1 | 1.1 |  |  |  | BIT WDS: LFG; N Y: N; Y Y: Y; S S: S |  | N | Electric Utility | 1 | [20 empty] | N
17543 | South Carolina Public Service Authority | 56130 | Cornell Dubilier | SC | Pickens | 1 | IC | RE | 2.9 | 2.4 | 2.4 |  | 7 | 2003 | BIT WDS: DFO; N Y: N; Y Y: Y; S S: S |  | N | Electric Utility | 1 | [18 empty] | 5 | 2009 | N
17566 | South Houston Green Power LP | 52131 | Power Station 3 | TX | Galveston | 307A | CA | RE | 22 | 20 | 20 |  | 1 | 1964 | BIT WDS: NG; N Y: N; Y Y: N; S S: W |  | Y | Industrial CHP | 7 |  | N | [16 empty] | 12 | 2004 | N
17566 | South Houston Green Power LP | 52131 | Power Station 3 | TX | Galveston | 307B | CA | RE | 22 | 20 | 20 |  | 1 | 1964 | BIT WDS: NG; N Y: N; Y Y: N; S S: W |  | Y | Industrial CHP | 7 |  | N | [16 empty] | 12 | 2004 | N
17566 | South Houston Green Power LP | 52131 | Power Station 3 | TX | Galveston | 307C | CT | RE | 15.6 | 10 | 12 |  | 1 | 1964 | BIT WDS: NG; N Y: N; Y Y: N; S S: W |  | Y | Industrial CHP | 7 |  | N | [16 empty] | 12 | 2004 | N
17566 | South Houston Green Power LP | 52131 | Power Station 3 | TX | Galveston | 307D | CA | RE | 22 | 20 | 20 |  | 1 | 1966 | BIT WDS: NG; N Y: N; Y Y: N; S S: W |  | Y | Industrial CHP | 7 |  | N | [16 empty] | 12 | 2004 | N
17566 | South Houston Green Power LP | 52131 | Power Station 3 | TX | Galveston | 307E | CT | RE | 15.6 | 13.5 | 15 |  | 1 | 1966 | BIT WDS: NG; N Y: N; Y Y: N; S S: W |  | Y | Industrial CHP | 7 |  | N | [16 empty] | 12 | 2004
17566 | South Houston Green Power LP | 52131 | Power Station 3 | TX | Galveston | 307F | CT | RE | 20.7 | 14 | 16 |  | 1 | 1978 | BIT WDS: NG; N Y: N; Y Y: N; S S: W |  | Y | Industrial CHP | 7 |  | N | [16 empty] | 12 | 2004
17568 | South Mississippi El Pwr Assn | 55063 | Batesville Generation Facility | MS | Panola | CTG4 | CT | IP | 292 | 292 | 292 |  |  |  | BIT WDS: NG; Y N: Y; S S: S |  | N | Electric Utility | 1 |  | N | [18 empty] | N
17569 | City of South Norwalk - (CT) | 6598 | South Norwalk Electric | CT | FAIRFIELD | 1 | IC | RE | 5 | 5 | 5.1 |  | 11 | 1972 | BIT WDS: DFO; N Y: N; Y Y: N; S S: S |  | N | Electric Utility | 1 |  | N | [16 empty] | 12 | 2004
17569 | City of South Norwalk - (CT) | 6598 | South Norwalk Electric | CT | FAIRFIELD | 2 | IC | RE | 2 | 2 | 2 |  | 11 | 1940 | BIT WDS: DFO; N Y: N; Y Y: N; S S: S |  | N | Electric Utility | 1 |  | N | [16 empty] | 12 | 2004
17569 | City of South Norwalk - (CT) | 6598 | South Norwalk Electric | CT | FAIRFIELD | 3 | IC | RE | 2 | 2 | 2 |  | 3 | 1942 | BIT WDS: DFO; N Y: N; Y Y: N; S S: S |  | N | Electric Utility | 1 |  | N | [16 empty] | 12 | 2004
17569 | City of South Norwalk - (CT) | 6598 | South Norwalk Electric | CT | FAIRFIELD | 4 | IC | RE | 3.3 | 3.1 | 3.2 |  | 11 | 1951 | BIT WDS: DFO; N Y: N; Y Y: N; S S: S |  | N | Electric Utility | 1 |  | N | [16 empty] | 12 | 2004 | N
17569 | City of South Norwalk - (CT) | 6598 | South Norwalk Electric | CT | FAIRFIELD | 5 | IC | RE | 4 | 3.2 | 3.3 |  | 3 | 1960 | BIT WDS: DFO; N Y: N; Y Y: N; S S: S |  | N | Electric Utility | 1 |  | N | [16 empty] | 12 | 2004 | N
17569 | City of South Norwalk - (CT) | 6598 | South Norwalk Electric | CT | FAIRFIELD | 7 | GT | RE | 22.8 | 22 | 22.8 |  | 6 | 2003 | BIT WDS: DFO; BIT RFO: NG; N Y: Y; Y Y: N; S S: W |  | N | Electric Utility | 1 |  | N | [16 empty] | 10 | 2003
17609 | Southern California Edison Co | 358 | Mountainview Generating Station | CA | San Bernardino | 1 | ST | RE | 65.3 | 60 | 60 |  | 8 | 1957 | BIT WDS: NG; Y Y: N; S S: S |  | N | Electric Utility | 1 |  | N | [16 empty] | 12 | 2002
17609 | Southern California Edison Co | 358 | Mountainview Generating Station | CA | San Bernardino | 2 | ST | RE | 65.3 | 60 | 60 |  | 7 | 1958 | BIT WDS: NG; Y Y: N; S S: S |  | N | Electric Utility | 1 |  | N | [16 empty] | 12 | 2002
17609 | Southern California Edison Co | 2341 | Mohave | NV | Clark | 1 | ST | RE | 818.1 | 790 | 790 |  | 4 | 1971 | BIT WDS: SUB; BIT RFO: NG; N Y: N; Y Y: Y; S S: J |  | N | Electric Utility | 1 |  | N | [16 empty] | 7 | 2012 | N | Y |  |  | Y |  |  | NG
17609 | Southern California Edison Co | 2341 | Mohave | NV | Clark | 2 | ST | RE | 818.1 | 790 | 790 |  | 10 | 1971 | BIT WDS: SUB; BIT RFO: NG; N Y: N; Y Y: Y; S S: J |  | N | Electric Utility | 1 |  | N | [16 empty] | 7 | 2012 | N | Y |  |  | Y |  |  | NG
17609 | Southern California Edison Co | 6704 | Pebbly Beach | CA | Los Angeles | MT12 | GT | IP | 0.1 | 0.1 | 0.1 |  | 12 | 2011 | BIT WDS: PG; N Y: N; Y Y: N; S S: S | 1 | N | Electric Utility | 1 | [20 empty] | N
17609 | Southern California Edison Co | 6704 | Pebbly Beach | CA | Los Angeles | MT13 | GT | IP | 0.1 | 0.1 | 0.1 |  | 12 | 2011 | BIT WDS: PG; N Y: N; Y Y: N; S S: S | 1 | N | Electric Utility | 1 | [20 empty] | N
17609 | Southern California Edison Co | 56976 | Solar Photovoltaic Project #01 | CA | SAN BERNARDINO | S1A | PV | RE | 0.5 | 0.5 | 0.5 |  | 11 | 2008 | BIT WDS: SUN; N Y: N; Y Y: Y; S S: S | 1 | N | Electric Utility | 1 |  |  | N | [15 empty] | 11 | 2011 | N
17609 | Southern California Edison Co | 56976 | Solar Photovoltaic Project #01 | CA | SAN BERNARDINO | S1B | PV | RE | 0.5 | 0.5 | 0.5 |  | 11 | 2008 | BIT WDS: SUN; N Y: N; Y Y: Y; S S: S | 1 | N | Electric Utility | 1 |  |  | N | [15 empty] | 11 | 2011 | N
17609 | Southern California Edison Co | 56976 | Solar Photovoltaic Project #01 | CA | SAN BERNARDINO | S1C | PV | RE | 0.5 | 0.5 | 0.5 |  | 11 | 2008 | BIT WDS: SUN; N Y: N; Y Y: Y; S S: S | 1 | N | Electric Utility | 1 |  |  | N | [15 empty] | 11 | 2011 | N
17609 | Southern California Edison Co | 56976 | Solar Photovoltaic Project #01 | CA | SAN BERNARDINO | S1D | PV | RE | 0.5 | 0.5 | 0.5 |  | 11 | 2008 | BIT WDS: SUN; N Y: N; Y Y: Y; S S: S | 1 | N | Electric Utility | 1 | [18 empty] | 11 | 2011 | N
17609 | Southern California Edison Co | 57127 | Solar Photovoltaic Project #24 | CA | SAN BERNARDINO | SO24A | PV | IP | 0.5 | 0.5 | 0.5 |  |  |  | BIT WDS: SUN; N Y: N; Y Y: Y; S S: S |  | N | Electric Utility | 1 | [20 empty] | N
17609 | Southern California Edison Co | 57127 | Solar Photovoltaic Project #24 | CA | SAN BERNARDINO | SO24B | PV | IP | 0.5 | 0.5 | 0.5 |  |  |  | BIT WDS: SUN; N Y: N; Y Y: Y; S S: S |  | N | Electric Utility | 1 | [20 empty] | N
17609 | Southern California Edison Co | 57127 | Solar Photovoltaic Project #24 | CA | SAN BERNARDINO | SO24C | PV | IP | 0.5 | 0.5 | 0.5 |  |  |  | BIT WDS: SUN; N Y: N; Y Y: Y; S S: S |  | N | Electric Utility | 1 | [20 empty] | N
17609 | Southern California Edison Co | 57127 | Solar Photovoltaic Project #24 | CA | SAN BERNARDINO | SO24D | PV | IP | 0.5 | 0.5 | 0.5 |  |  |  | BIT WDS: SUN; N Y: N; Y Y: Y; S S: S |  | N | Electric Utility | 1 | [20 empty] | N
17609 | Southern California Edison Co | 57127 | Solar Photovoltaic Project #24 | CA | SAN BERNARDINO | SO24E | PV | IP | 0.5 | 0.5 | 0.5 |  |  |  | BIT WDS: SUN; N Y: N; Y Y: Y; S S: S |  | N | Electric Utility | 1 | [20 empty] | N
17609 | Southern California Edison Co | 57127 | Solar Photovoltaic Project #24 | CA | SAN BERNARDINO | SO24F | PV | IP | 0.5 | 0.5 | 0.5 |  |  |  | BIT WDS: SUN; N Y: N; Y Y: Y; S S: S |  | N | Electric Utility | 1 | [20 empty] | N
17609 | Southern California Edison Co | 57127 | Solar Photovoltaic Project #24 | CA | SAN BERNARDINO | SO24G | PV | IP | 0.5 | 0.5 | 0.5 |  |  |  | BIT WDS: SUN; N Y: N; Y Y: Y; S S: S |  | N | Electric Utility | 1 | [20 empty] | N
17609 | Southern California Edison Co | 57127 | Solar Photovoltaic Project #24 | CA | SAN BERNARDINO | SO24H | PV | IP | 0.5 | 0.5 | 0.5 |  |  |  | BIT WDS: SUN; N Y: N; Y Y: Y; S S: S |  | N | Electric Utility | 1 | [20 empty] | N
17609 | Southern California Edison Co | 57218 | Solar Photovoltaic Project #04 | CA | SAN BERNARDINO | S004A | PV | IP | 0.5 | 0.5 | 0.5 |  |  |  | BIT WDS: SUN; N Y: N; Y Y: Y; S S: S | 1 | N | Electric Utility | 1 | [20 empty] | N
17609 | Southern California Edison Co | 57218 | Solar Photovoltaic Project #04 | CA | SAN BERNARDINO | S004B | PV | IP | 0.5 | 0.5 | 0.5 |  |  |  | BIT WDS: SUN; N Y: N; Y Y: Y; S S: S | 1 | N | Electric Utility | 1 | [20 empty] | N
17609 | Southern California Edison Co | 57218 | Solar Photovoltaic Project #04 | CA | SAN BERNARDINO | S004C | PV | IP | 0.5 | 0.5 | 0.5 |  |  |  | BIT WDS: SUN; N Y: N; Y Y: Y; S S: S | 1 | N | Electric Utility | 1 | [20 empty] | N
17609 | Southern California Edison Co | 57222 | Solar Photovoltaic Project #08 | CA | SAN BERNARDINO | S008E | PV | IP | 0.5 | 0.5 | 0.5 |  |  |  | BIT WDS: SUN; N Y: N; Y Y: Y; S S: S | 1 | N | Electric Utility | 1 | [20 empty] | N
17609 | Southern California Edison Co | 57223 | Solar Photovoltaic Project #09 | CA | SAN BERNARDINO | S009C | PV | IP | 0.5 | 0.5 | 0.5 |  |  |  | BIT WDS: SUN; N Y: N; Y Y: Y; S S: S |  | N | Electric Utility | 1 | [20 empty] | N
17609 | Southern California Edison Co | 57224 | Solar Photovoltaic Project #10 | CA | SAN BERNARDINO | S010D | PV | IP | 0.5 | 0.5 | 0.5 |  |  |  | BIT WDS: SUN; N Y: N; Y Y: Y; S S: S |  | N | Electric Utility | 1 | [20 empty] | N
17609 | Southern California Edison Co | 57226 | Solar Photovoltaic Project #12 | CA | SAN BERNARDINO | S012B | PV | IP | 0.5 | 0.5 | 0.5 |  |  |  | BIT WDS: SUN; N Y: N; Y Y: Y; S S: S |  | N | Electric Utility | 1 | [20 empty] | N
17609 | Southern California Edison Co | 57228 | Solar Photovoltaic Project #14 | CA | SAN BERNARDINO | S014A | PV | IP | 0.5 | 0.5 | 0.5 |  |  |  | BIT WDS: SUN; N Y: N; Y Y: Y; S S: S | 1 | N | Electric Utility | 1 | [20 empty] | N
17609 | Southern California Edison Co | 57228 | Solar Photovoltaic Project #14 | CA | SAN BERNARDINO | S014B | PV | IP | 0.5 | 0.5 | 0.5 |  |  |  | BIT WDS: SUN; N Y: N; Y Y: Y; S S: S | 1 | N | Electric Utility | 1 | [20 empty] | N
17609 | Southern California Edison Co | 57228 | Solar Photovoltaic Project #14 | CA | SAN BERNARDINO | S014C | PV | IP | 0.5 | 0.5 | 0.5 |  |  |  | BIT WDS: SUN; N Y: N; Y Y: Y; S S: S | 1 | N | Electric Utility | 1 | [20 empty] | N
17609 | Southern California Edison Co | 57231 | Solar Photovoltaic Project #17 | CA | SAN BERNARDINO | S017H | PV | IP | 0.5 | 0.5 | 0.5 |  |  |  | BIT WDS: SUN; N Y: N; Y Y: Y; S S: S | 1 | N | Electric Utility | 1 | [20 empty] | N
17609 | Southern California Edison Co | 57232 | Solar Photovoltaic Project #18 | CA | SAN BERNARDINO | S018D | PV | IP | 0.5 | 0.5 | 0.5 |  |  |  | BIT WDS: SUN; N Y: N; Y Y: Y; S S: S |  | N | Electric Utility | 1 | [20 empty] | N
17609 | Southern California Edison Co | 57233 | Solar Photovoltaic Project #19 | CA | SAN BERNARDINO | S019A | PV | IP | 1 | 0.5 | 0.5 |  |  |  | BIT WDS: SUN; N Y: N; Y Y: Y; S S: S | 1 | N | Electric Utility | 1 | [20 empty] | N
17609 | Southern California Edison Co | 57233 | Solar Photovoltaic Project #19 | CA | SAN BERNARDINO | S019B | PV | IP | 0.5 | 0.5 | 0.5 |  |  |  | BIT WDS: SUN; N Y: N; Y Y: Y; S S: S | 1 | N | Electric Utility | 1 | [20 empty] | N
17609 | Southern California Edison Co | 57233 | Solar Photovoltaic Project #19 | CA | SAN BERNARDINO | S019C | PV | IP | 0.5 | 0.5 | 0.5 |  |  |  | BIT WDS: SUN; N Y: N; Y Y: Y; S S: S | 1 | N | Electric Utility | 1 | [20 empty] | N
17609 | Southern California Edison Co | 57233 | Solar Photovoltaic Project #19 | CA | SAN BERNARDINO | S019D | PV | IP | 0.5 | 0.5 | 0.5 |  |  |  | BIT WDS: SUN; N Y: N; Y Y: Y; S S: S | 1 | N | Electric Utility | 1 | [20 empty] | N
17609 | Southern California Edison Co | 57233 | Solar Photovoltaic Project #19 | CA | SAN BERNARDINO | S019E | PV | IP | 0.5 | 0.5 | 0.5 |  |  |  | BIT WDS: SUN; N Y: N; Y Y: Y; S S: S | 1 | N | Electric Utility | 1 | [20 empty] | N
17609 | Southern California Edison Co | 57233 | Solar Photovoltaic Project #19 | CA | SAN BERNARDINO | S019F | PV | IP | 0.5 | 0.5 | 0.5 |  |  |  | BIT WDS: SUN; N Y: N; Y Y: Y; S S: S | 1 | N | Electric Utility | 1 | [20 empty] | N
17609 | Southern California Edison Co | 57233 | Solar Photovoltaic Project #19 | CA | SAN BERNARDINO | S019G | PV | IP | 0.5 | 0.5 | 0.5 |  |  |  | BIT WDS: SUN; N Y: N; Y Y: Y; S S: S | 1 | N | Electric Utility | 1 | [20 empty] | N
17609 | Southern California Edison Co | 57233 | Solar Photovoltaic Project #19 | CA | SAN BERNARDINO | S019H | PV | IP | 0.5 | 0.5 | 0.5 |  |  |  | BIT WDS: SUN; N Y: N; Y Y: Y; S S: S | 1 | N | Electric Utility | 1 | [20 empty] | N
17609 | Southern California Edison Co | 57233 | Solar Photovoltaic Project #19 | CA | SAN BERNARDINO | S019I | PV | IP | 0.5 | 0.5 | 0.5 |  |  |  | BIT WDS: SUN; N Y: N; Y Y: Y; S S: S | 1 | N | Electric Utility | 1 | [20 empty] | N
17609 | Southern California Edison Co | 57234 | Solar Photovoltaic Project #20 | CA | SAN BERNARDINO | S020A | PV | IP | 0.5 | 0.5 | 0.5 |  |  |  | BIT WDS: SUN; N Y: N; Y Y: Y; S S: S | 1 | N | Electric Utility | 1 | [20 empty] | N
17609 | Southern California Edison Co | 57234 | Solar Photovoltaic Project #20 | CA | SAN BERNARDINO | S020B | PV | IP | 0.5 | 0.5 | 0.5 |  |  |  | BIT WDS: SUN; N Y: N; Y Y: Y; S S: S | 1 | N | Electric Utility | 1 | [20 empty] | N
17609 | Southern California Edison Co | 57234 | Solar Photovoltaic Project #20 | CA | SAN BERNARDINO | S020C | PV | IP | 0.5 | 0.5 | 0.5 |  |  |  | BIT WDS: SUN; N Y: N; Y Y: Y; S S: S | 1 | N | Electric Utility | 1 | [20 empty] | N
17609 | Southern California Edison Co | 57234 | Solar Photovoltaic Project #20 | CA | SAN BERNARDINO | S020D | PV | IP | 0.5 | 0.5 | 0.5 |  |  |  | BIT WDS: SUN; N Y: N; Y Y: Y; S S: S | 1 | N | Electric Utility | 1 | [20 empty] | N
17609 | Southern California Edison Co | 57234 | Solar Photovoltaic Project #20 | CA | SAN BERNARDINO | S020E | PV | IP | 0.5 | 0.5 | 0.5 |  |  |  | BIT WDS: SUN; N Y: N; Y Y: Y; S S: S | 1 | N | Electric Utility | 1 | [20 empty] | N
17609 | Southern California Edison Co | 57234 | Solar Photovoltaic Project #20 | CA | SAN BERNARDINO | S020F | PV | IP | 0.5 | 0.5 | 0.5 |  |  |  | BIT WDS: SUN; N Y: N; Y Y: Y; S S: S | 1 | N | Electric Utility | 1 | [20 empty] | N
17609 | Southern California Edison Co | 57234 | Solar Photovoltaic Project #20 | CA | SAN BERNARDINO | S020G | PV | IP | 0.5 | 0.5 | 0.5 |  |  |  | BIT WDS: SUN; N Y: N; Y Y: Y; S S: S | 1 | N | Electric Utility | 1 | [20 empty] | N
17609 | Southern California Edison Co | 57235 | Solar Photovoltaic Project #21 | CA | San Bernardino | S021A | PV | IP | 0.5 | 0.5 | 0.5 |  |  |  | BIT WDS: SUN; N Y: N; Y Y: Y; S S: S |  | N | Electric Utility | 1 | [20 empty] | N
17609 | Southern California Edison Co | 57235 | Solar Photovoltaic Project #21 | CA | San Bernardino | S021B | PV | IP | 0.5 | 0.5 | 0.5 |  |  |  | BIT WDS: SUN; N Y: N; Y Y: Y; S S: S |  | N | Electric Utility | 1 | [20 empty] | N
17609 | Southern California Edison Co | 57235 | Solar Photovoltaic Project #21 | CA | San Bernardino | S021C | PV | IP | 0.5 | 0.5 | 0.5 |  |  |  | BIT WDS: SUN; N Y: N; Y Y: Y; S S: S |  | N | Electric Utility | 1 | [20 empty] | N
17609 | Southern California Edison Co | 57235 | Solar Photovoltaic Project #21 | CA | San Bernardino | S021D | PV | IP | 0.5 | 0.5 | 0.5 |  |  |  | BIT WDS: SUN; N Y: N; Y Y: Y; S S: S |  | N | Electric Utility | 1 | [20 empty] | N
17609 | Southern California Edison Co | 57235 | Solar Photovoltaic Project #21 | CA | San Bernardino | S021E | PV | IP | 0.5 | 0.5 | 0.5 |  |  |  | BIT WDS: SUN; N Y: N; Y Y: Y; S S: S |  | N | Electric Utility | 1 | [20 empty] | N
17609 | Southern California Edison Co | 57236 | Solar Photovoltaic Project #23 | CA | San Bernardino | S023F | PV | IP | 0.5 | 0.5 | 0.5 |  |  |  | BIT WDS: SUN; N Y: N; Y Y: Y; S S: S | 1 | N | Electric Utility | 1 | [20 empty] | N
17609 | Southern California Edison Co | 57246 | Solar Photovoltaic Project #27 | CA | SAN BERNARDINO | S027E | PV | IP | 0.5 | 0.5 | 0.5 |  |  |  | BIT WDS: SUN; N Y: N; Y Y: Y; S S: S | 1 | N | Electric Utility | 1 | [20 empty] | N
17609 | Southern California Edison Co | 57246 | Solar Photovoltaic Project #27 | CA | SAN BERNARDINO | S027F | PV | IP | 0.5 | 0.5 | 0.5 |  |  |  | BIT WDS: SUN; N Y: N; Y Y: Y; S S: S | 1 | N | Electric Utility | 1 | [20 empty] | N
17609 | Southern California Edison Co | 57247 | Solar Photovoltaic Project #28 | CA | SAN BERNARDINO | S028H | PV | IP | 0.5 | 0.5 | 0.5 |  |  |  | BIT WDS: SUN; N Y: N; Y Y: Y; S S: S | 1 | N | Electric Utility | 1 | [20 empty] | N
17609 | Southern California Edison Co | 57528 | Solar Photovoltaic Project #25 | CA | San Bernardino | S25A | PV | IP | 0.5 | 0.5 | 0.5 |  |  |  | BIT WDS: SUN; N Y: N; Y Y: Y; S S: S | 1 | N | Electric Utility | 1 | [20 empty] | N
17609 | Southern California Edison Co | 57528 | Solar Photovoltaic Project #25 | CA | San Bernardino | S25B | PV | IP | 0.5 | 0.5 | 0.5 |  |  |  | BIT WDS: SUN; N Y: N; Y Y: Y; S S: S | 1 | N | Electric Utility | 1 | [20 empty] | N
17609 | Southern California Edison Co | 57528 | Solar Photovoltaic Project #25 | CA | San Bernardino | S25C | PV | IP | 0.5 | 0.5 | 0.5 |  |  |  | BIT WDS: SUN; N Y: N; Y Y: Y; S S: S | 1 | N | Electric Utility | 1 | [20 empty] | N
17609 | Southern California Edison Co | 57528 | Solar Photovoltaic Project #25 | CA | San Bernardino | S25D | PV | IP | 0.5 | 0.5 | 0.5 |  |  |  | BIT WDS: SUN; N Y: N; Y Y: Y; S S: S | 1 | N | Electric Utility | 1 | [20 empty] | N
17609 | Southern California Edison Co | 57528 | Solar Photovoltaic Project #25 | CA | San Bernardino | S25E | PV | IP | 0.5 | 0.5 | 0.5 |  |  |  | BIT WDS: SUN; N Y: N; Y Y: Y; S S: S | 1 | N | Electric Utility | 1 | [20 empty] | N
17609 | Southern California Edison Co | 57528 | Solar Photovoltaic Project #25 | CA | San Bernardino | S25F | PV | IP | 0.5 | 0.5 | 0.5 |  |  |  | BIT WDS: SUN; N Y: N; Y Y: Y; S S: S | 1 | N | Electric Utility | 1 | [20 empty] | N
17609 | Southern California Edison Co | 57528 | Solar Photovoltaic Project #25 | CA | San Bernardino | S25G | PV | IP | 0.5 | 0.5 | 0.5 |  |  |  | BIT WDS: SUN; N Y: N; Y Y: Y; S S: S | 1 | N | Electric Utility | 1 | [20 empty] | N
17609 | Southern California Edison Co | 57528 | Solar Photovoltaic Project #25 | CA | San Bernardino | S25H | PV | IP | 0.5 | 0.5 | 0.5 | S25 |  |  | BIT WDS: SUN; N Y: N; Y Y: Y; S S: S | 1 | N | Electric Utility | 1 | [20 empty] | N
17609 | Southern California Edison Co | 57528 | Solar Photovoltaic Project #25 | CA | San Bernardino | S25I | PV | IP | 0.5 | 0.5 | 0.5 | S25 |  |  | BIT WDS: SUN; N Y: N; Y Y: Y; S S: S | 1 | N | Electric Utility | 1 | [20 empty] | N
17609 | Southern California Edison Co | 57532 | Solar Photovoltaic Project #30 | CA | San Bernardino | S30A | PV | IP | 0.5 | 0.5 | 0.5 | S30 |  |  | BIT WDS: SUN; N Y: N; Y Y: Y; S S: S |  | N | Electric Utility | 1 | [20 empty] | N
17609 | Southern California Edison Co | 57532 | Solar Photovoltaic Project #30 | CA | San Bernardino | S30B | PV | IP | 0.5 | 0.5 | 0.5 | S30 |  |  | BIT WDS: SUN; N Y: N; Y Y: Y; S S: S |  | N | Electric Utility | 1 | [20 empty] | N
17609 | Southern California Edison Co | 57532 | Solar Photovoltaic Project #30 | CA | San Bernardino | S30C | PV | IP | 0.5 | 0.5 | 0.5 | S30 |  |  | BIT WDS: SUN; N Y: N; Y Y: Y; S S: S |  | N | Electric Utility | 1 | [20 empty] | N
17609 | Southern California Edison Co | 57533 | Solar Photovoltaic Project #31 | CA | San Bernardino | S31A | PV | IP | 0.5 | 0.5 | 0.5 | S31 |  |  | BIT WDS: SUN; N Y: N; Y Y: Y; S S: S |  | N | Electric Utility | 1 | [20 empty] | N
17609 | Southern California Edison Co | 57533 | Solar Photovoltaic Project #31 | CA | San Bernardino | S31B | PV | IP | 0.5 | 0.5 | 0.5 | S31 |  |  | BIT WDS: SUN; N Y: N; Y Y: Y; S S: S |  | N | Electric Utility | 1 | [20 empty] | N
17609 | Southern California Edison Co | 57537 | SPVP #35 | CA | Kern | 35H | PV | IP | 0.5 | 0.5 | 0.5 | S35 |  |  | BIT WDS: SUN; N Y: N; Y Y: Y; S S: S | 1 | N | Electric Utility | 1 | [20 empty] | N
17609 | Southern California Edison Co | 57537 | SPVP #35 | CA | Kern | 35I | PV | IP | 0.5 | 0.5 | 0.5 | S35 |  |  | BIT WDS: SUN; N Y: N; Y Y: Y; S S: S | 1 | N | Electric Utility | 1 | [20 empty] | N
17609 | Southern California Edison Co | 57537 | SPVP #35 | CA | Kern | 35J | PV | IP | 0.5 | 0.5 | 0.5 | S35 |  |  | BIT WDS: SUN; N Y: N; Y Y: Y; S S: S | 1 | N | Electric Utility | 1 | [20 empty] | N
17609 | Southern California Edison Co | 57537 | SPVP #35 | CA | Kern | 35K | PV | IP | 0.5 | 0.5 | 0.5 | S35 |  |  | BIT WDS: SUN; N Y: N; Y Y: Y; S S: S | 1 | N | Electric Utility | 1 | [20 empty] | N
17609 | Southern California Edison Co | 57537 | SPVP #35 | CA | Kern | 35L | PV | IP | 0.5 | 0.5 | 0.5 | S35 |  |  | BIT WDS: SUN; N Y: N; Y Y: Y; S S: S | 1 | N | Electric Utility | 1 | [20 empty] | N
17609 | Southern California Edison Co | 57537 | SPVP #35 | CA | Kern | 35M | PV | IP | 0.5 | 0.5 | 0.5 | S35 |  |  | BIT WDS: SUN; N Y: N; Y Y: Y; S S: S | 1 | N | Electric Utility | 1 | [20 empty] | N
17609 | Southern California Edison Co | 57537 | SPVP #35 | CA | Kern | 35N | PV | IP | 0.5 | 0.5 | 0.5 | S35 |  |  | BIT WDS: SUN; N Y: N; Y Y: Y; S S: S | 1 | N | Electric Utility | 1 | [20 empty] | N
17609 | Southern California Edison Co | 57537 | SPVP #35 | CA | Kern | S35A | PV | IP | 0.5 | 0.5 | 0.5 | S35 |  |  | BIT WDS: SUN; N Y: N; Y Y: Y; S S: S | 1 | N | Electric Utility | 1 | [20 empty] | N
17609 | Southern California Edison Co | 57537 | SPVP #35 | CA | Kern | S35B | PV | IP | 0.5 | 0.5 | 0.5 | S35 |  |  | BIT WDS: SUN; N Y: N; Y Y: Y; S S: S | 1 | N | Electric Utility | 1 | [20 empty] | N
17609 | Southern California Edison Co | 57537 | SPVP #35 | CA | Kern | S35C | PV | IP | 0.5 | 0.5 | 0.5 | S35 |  |  | BIT WDS: SUN; N Y: N; Y Y: Y; S S: S | 1 | N | Electric Utility | 1 | [20 empty] | N
17609 | Southern California Edison Co | 57537 | SPVP #35 | CA | Kern | S35D | PV | IP | 0.5 | 0.5 | 0.5 | S35 |  |  | BIT WDS: SUN; N Y: N; Y Y: Y; S S: S | 1 | N | Electric Utility | 1 | [20 empty] | N
17609 | Southern California Edison Co | 57537 | SPVP #35 | CA | Kern | S35E | PV | IP | 0.5 | 0.5 | 0.5 | S35 |  |  | BIT WDS: SUN; N Y: N; Y Y: Y; S S: S | 1 | N | Electric Utility | 1 | [20 empty] | N
17609 | Southern California Edison Co | 57537 | SPVP #35 | CA | Kern | S35F | PV | IP | 0.5 | 0.5 | 0.5 | S35 |  |  | BIT WDS: SUN; N Y: N; Y Y: Y; S S: S | 1 | N | Electric Utility | 1 | [20 empty] | N
17609 | Southern California Edison Co | 57537 | SPVP #35 | CA | Kern | S35G | PV | IP | 0.5 | 0.5 | 0.5 | S35 |  |  | BIT WDS: SUN; N Y: N; Y Y: Y; S S: S | 1 | N | Electric Utility | 1 | [20 empty] | N
17609 | Southern California Edison Co | 57538 | Solar Photovoltaic Project #40 | CA | San Bernardino | S40A | PV | IP | 0.5 | 0.5 | 0.5 | S40 |  |  | BIT WDS: SUN; N Y: N; Y Y: Y; S S: S |  | N | Electric Utility | 1 | [20 empty] | N
17609 | Southern California Edison Co | 57538 | Solar Photovoltaic Project #40 | CA | San Bernardino | S40B | PV | IP | 0.5 | 0.5 | 0.5 | S40 |  |  | BIT WDS: SUN; N Y: N; Y Y: Y; S S: S |  | N | Electric Utility | 1 | [20 empty] | N
17609 | Southern California Edison Co | 57538 | Solar Photovoltaic Project #40 | CA | San Bernardino | S40C | PV | IP | 0.5 | 0.5 | 0.5 | S40 |  |  | BIT WDS: SUN; N Y: N; Y Y: Y; S S: S |  | N | Electric Utility | 1 | [20 empty] | N
17609 | Southern California Edison Co | 57538 | Solar Photovoltaic Project #40 | CA | San Bernardino | S40D | PV | IP | 0.5 | 0.5 | 0.5 | S40 |  |  | BIT WDS: SUN; N Y: N; Y Y: Y; S S: S |  | N | Electric Utility | 1 | [20 empty] | N
17609 | Southern California Edison Co | 57538 | Solar Photovoltaic Project #40 | CA | San Bernardino | S40E | PV | IP | 0.5 | 0.5 | 0.5 | S40 |  |  | BIT WDS: SUN; N Y: N; Y Y: Y; S S: S |  | N | Electric Utility | 1 | [20 empty] | N
17609 | Southern California Edison Co | 57538 | Solar Photovoltaic Project #40 | CA | San Bernardino | S40F | PV | IP | 0.5 | 0.5 | 0.5 | S40 |  |  | BIT WDS: SUN; N Y: N; Y Y: Y; S S: S |  | N | Electric Utility | 1 | [20 empty] | N
17609 | Southern California Edison Co | 57538 | Solar Photovoltaic Project #40 | CA | San Bernardino | S40G | PV | IP | 0.5 | 0.5 | 0.5 | S40 |  |  | BIT WDS: SUN; N Y: N; Y Y: Y; S S: S |  | N | Electric Utility | 1 | [20 empty] | N
17609 | Southern California Edison Co | 57538 | Solar Photovoltaic Project #40 | CA | San Bernardino | S40H | PV | IP | 0.5 | 0.5 | 0.5 | S40 |  |  | BIT WDS: SUN; N Y: N; Y Y: Y; S S: S |  | N | Electric Utility | 1 | [20 empty] | N
17609 | Southern California Edison Co | 57538 | Solar Photovoltaic Project #40 | CA | San Bernardino | S40I | PV | IP | 0.5 | 0.5 | 0.5 | S40 |  |  | BIT WDS: SUN; N Y: N; Y Y: Y; S S: S |  | N | Electric Utility | 1 | [20 empty] | N
17609 | Southern California Edison Co | 57538 | Solar Photovoltaic Project #40 | CA | San Bernardino | S40J | PV | IP | 0.5 | 0.5 | 0.5 | S40 |  |  | BIT WDS: SUN; N Y: N; Y Y: Y; S S: S |  | N | Electric Utility | 1 | [20 empty] | N
17609 | Southern California Edison Co | 57538 | Solar Photovoltaic Project #40 | CA | San Bernardino | S40K | PV | IP | 0.5 | 0.5 | 0.5 | S40 |  |  | BIT WDS: SUN; N Y: N; Y Y: Y; S S: S |  | N | Electric Utility | 1 | [20 empty] | N
17609 | Southern California Edison Co | 57538 | Solar Photovoltaic Project #40 | CA | San Bernardino | S40L | PV | IP | 0.5 | 0.5 | 0.5 | S40 |  |  | BIT WDS: SUN; N Y: N; Y Y: Y; S S: S |  | N | Electric Utility | 1 | [20 empty] | N
17609 | Southern California Edison Co | 57538 | Solar Photovoltaic Project #40 | CA | San Bernardino | S40M | PV | IP | 0.5 | 0.5 | 0.5 | S40 |  |  | BIT WDS: SUN; N Y: N; Y Y: Y; S S: S |  | N | Electric Utility | 1 | [20 empty] | N
17609 | Southern California Edison Co | 57538 | Solar Photovoltaic Project #40 | CA | San Bernardino | S40N | PV | IP | 0.5 | 0.5 | 0.5 | S40 |  |  | BIT WDS: SUN; N Y: N; Y Y: Y; S S: S |  | N | Electric Utility | 1 | [20 empty] | N
17609 | Southern California Edison Co | 57538 | Solar Photovoltaic Project #40 | CA | San Bernardino | S40O | PV | IP | 0.5 | 0.5 | 0.5 | S40 |  |  | BIT WDS: SUN; N Y: N; Y Y: Y; S S: S |  | N | Electric Utility | 1 | [20 empty] | N
17609 | Southern California Edison Co | 57538 | Solar Photovoltaic Project #40 | CA | San Bernardino | S40P | PV | IP | 0.5 | 0.5 | 0.5 | S40 |  |  | BIT WDS: SUN; N Y: N; Y Y: Y; S S: S |  | N | Electric Utility | 1 | [20 empty] | N
17609 | Southern California Edison Co | 57538 | Solar Photovoltaic Project #40 | CA | San Bernardino | S40Q | PV | IP | 0.5 | 0.5 | 0.5 | S40 |  |  | BIT WDS: SUN; N Y: N; Y Y: Y; S S: S |  | N | Electric Utility | 1 | [20 empty] | N
17609 | Southern California Edison Co | 57538 | Solar Photovoltaic Project #40 | CA | San Bernardino | S40R | PV | IP | 0.5 | 0.5 | 0.5 | S40 |  |  | BIT WDS: SUN; N Y: N; Y Y: Y; S S: S |  | N | Electric Utility | 1 | [20 empty] | N
17609 | Southern California Edison Co | 57538 | Solar Photovoltaic Project #40 | CA | San Bernardino | S40S | PV | IP | 0.5 | 0.5 | 0.5 | S40 |  |  | BIT WDS: SUN; N Y: N; Y Y: Y; S S: S |  | N | Electric Utility | 1 | [20 empty] | N
17609 | Southern California Edison Co | 57538 | Solar Photovoltaic Project #40 | CA | San Bernardino | S40T | PV | IP | 0.5 | 0.5 | 0.5 | S40 |  |  | BIT WDS: SUN; N Y: N; Y Y: Y; S S: S |  | N | Electric Utility | 1 | [20 empty] | N
17609 | Southern California Edison Co | 57539 | Solar Photovoltaic Project #41 | CA | San Bernardino | S41A | PV | IP | 0.5 | 0.5 | 0.5 | S41 |  |  | BIT WDS: SUN; N Y: N; Y Y: Y; S S: S |  | N | Electric Utility | 1 | [20 empty] | N
17609 | Southern California Edison Co | 57539 | Solar Photovoltaic Project #41 | CA | San Bernardino | S41B | PV | IP | 0.5 | 0.5 | 0.5 | S41 |  |  | BIT WDS: SUN; N Y: N; Y Y: Y; S S: S |  | N | Electric Utility | 1 | [20 empty] | N
17609 | Southern California Edison Co | 57539 | Solar Photovoltaic Project #41 | CA | San Bernardino | S41C | PV | IP | 0.5 | 0.5 | 0.5 | S41 |  |  | BIT WDS: SUN; N Y: N; Y Y: Y; S S: S |  | N | Electric Utility | 1 | [20 empty] | N
17609 | Southern California Edison Co | 57539 | Solar Photovoltaic Project #41 | CA | San Bernardino | S41D | PV | IP | 0.5 | 0.5 | 0.5 | S41 |  |  | BIT WDS: SUN; N Y: N; Y Y: Y; S S: S |  | N | Electric Utility | 1 | [20 empty] | N
17609 | Southern California Edison Co | 57539 | Solar Photovoltaic Project #41 | CA | San Bernardino | S41E | PV | IP | 0.5 | 0.5 | 0.5 | S41 |  |  | BIT WDS: SUN; N Y: N; Y Y: Y; S S: S |  | N | Electric Utility | 1 | [20 empty] | N
17609 | Southern California Edison Co | 57539 | Solar Photovoltaic Project #41 | CA | San Bernardino | S41F | PV | IP | 0.5 | 0.5 | 0.5 | S41 |  |  | BIT WDS: SUN; N Y: N; Y Y: Y; S S: S |  | N | Electric Utility | 1 | [20 empty] | N
17609 | Southern California Edison Co | 57539 | Solar Photovoltaic Project #41 | CA | San Bernardino | S41G | PV | IP | 0.5 | 0.5 | 0.5 | S41 |  |  | BIT WDS: SUN; N Y: N; Y Y: Y; S S: S |  | N | Electric Utility | 1 | [20 empty] | N
17609 | Southern California Edison Co | 57539 | Solar Photovoltaic Project #41 | CA | San Bernardino | S41H | PV | IP | 0.5 | 0.5 | 0.5 | S41 |  |  | BIT WDS: SUN; N Y: N; Y Y: Y; S S: S |  | N | Electric Utility | 1 | [20 empty] | N
17609 | Southern California Edison Co | 57539 | Solar Photovoltaic Project #41 | CA | San Bernardino | S41I | PV | IP | 0.5 | 0.5 | 0.5 | S41 |  |  | BIT WDS: SUN; N Y: N; Y Y: Y; S S: S |  | N | Electric Utility | 1 | [20 empty] | N
17609 | Southern California Edison Co | 57539 | Solar Photovoltaic Project #41 | CA | San Bernardino | S41J | PV | IP | 0.5 | 0.5 | 0.5 | S41 |  |  | BIT WDS: SUN; N Y: N; Y Y: Y; S S: S |  | N | Electric Utility | 1 | [20 empty] | N
17609 | Southern California Edison Co | 57539 | Solar Photovoltaic Project #41 | CA | San Bernardino | S41K | PV | IP | 0.5 | 0.5 | 0.5 | S41 |  |  | BIT WDS: SUN; N Y: N; Y Y: Y; S S: S |  | N | Electric Utility | 1 | [20 empty] | N
17609 | Southern California Edison Co | 57539 | Solar Photovoltaic Project #41 | CA | San Bernardino | S41L | PV | IP | 0.5 | 0.5 | 0.5 | S41 |  |  | BIT WDS: SUN; N Y: N; Y Y: Y; S S: S |  | N | Electric Utility | 1 | [20 empty] | N
17609 | Southern California Edison Co | 57539 | Solar Photovoltaic Project #41 | CA | San Bernardino | S41M | PV | IP | 0.5 | 0.5 | 0.5 | S41 |  |  | BIT WDS: SUN; N Y: N; Y Y: Y; S S: S |  | N | Electric Utility | 1 | [20 empty] | N
17609 | Southern California Edison Co | 57539 | Solar Photovoltaic Project #41 | CA | San Bernardino | S41N | PV | IP | 0.5 | 0.5 | 0.5 | S41 |  |  | BIT WDS: SUN; N Y: N; Y Y: Y; S S: S |  | N | Electric Utility | 1 | [20 empty] | N
17609 | Southern California Edison Co | 57539 | Solar Photovoltaic Project #41 | CA | San Bernardino | S41O | PV | IP | 0.5 | 0.5 | 0.5 | S41 |  |  | BIT WDS: SUN; N Y: N; Y Y: Y; S S: S |  | N | Electric Utility | 1 | [20 empty] | N
17609 | Southern California Edison Co | 57539 | Solar Photovoltaic Project #41 | CA | San Bernardino | S41P | PV | IP | 0.5 | 0.5 | 0.5 | S41 |  |  | BIT WDS: SUN; N Y: N; Y Y: Y; S S: S |  | N | Electric Utility | 1 | [20 empty] | N
17609 | Southern California Edison Co | 57539 | Solar Photovoltaic Project #41 | CA | San Bernardino | S41Q | PV | IP | 0.5 | 0.5 | 0.5 | S41 |  |  | BIT WDS: SUN; N Y: N; Y Y: Y; S S: S |  | N | Electric Utility | 1 | [20 empty] | N
17609 | Southern California Edison Co | 57539 | Solar Photovoltaic Project #41 | CA | San Bernardino | S41R | PV | IP | 0.5 | 0.5 | 0.5 | S41 |  |  | BIT WDS: SUN; N Y: N; Y Y: Y; S S: S |  | N | Electric Utility | 1 | [20 empty] | N
17609 | Southern California Edison Co | 57539 | Solar Photovoltaic Project #41 | CA | San Bernardino | S41S | PV | IP | 0.5 | 0.5 | 0.5 | S41 |  |  | BIT WDS: SUN; N Y: N; Y Y: Y; S S: S |  | N | Electric Utility | 1 | [20 empty] | N
17609 | Southern California Edison Co | 57539 | Solar Photovoltaic Project #41 | CA | San Bernardino | S41T | PV | IP | 0.5 | 0.5 | 0.5 | S41 |  |  | BIT WDS: SUN; N Y: N; Y Y: Y; S S: S |  | N | Electric Utility | 1 | [20 empty] | N
17609 | Southern California Edison Co | 57541 | Solar Photovoltaic Project #45 | CA | Riverside | S45A | PV | IP | 0.5 | 0.5 | 0.5 |  |  |  | BIT WDS: SUN; N Y: N; Y Y: Y; S S: S | 1 | N | Electric Utility | 1 | [20 empty] | N
17609 | Southern California Edison Co | 57541 | Solar Photovoltaic Project #45 | CA | Riverside | S45B | PV | IP | 0.5 | 0.5 | 0.5 |  |  |  | BIT WDS: SUN; N Y: N; Y Y: Y; S S: S | 1 | N | Electric Utility | 1 | [20 empty] | N
17609 | Southern California Edison Co | 57541 | Solar Photovoltaic Project #45 | CA | Riverside | S45C | PV | IP | 0.5 | 0.5 | 0.5 |  |  |  | BIT WDS: SUN; N Y: N; Y Y: Y; S S: S | 1 | N | Electric Utility | 1 | [20 empty] | N
17609 | Southern California Edison Co | 57541 | Solar Photovoltaic Project #45 | CA | Riverside | S45D | PV | IP | 0.5 | 0.5 | 0.5 |  |  |  | BIT WDS: SUN; N Y: N; Y Y: Y; S S: S | 1 | N | Electric Utility | 1 | [20 empty] | N
17609 | Southern California Edison Co | 57541 | Solar Photovoltaic Project #45 | CA | Riverside | S45E | PV | IP | 0.5 | 0.5 | 0.5 |  |  |  | BIT WDS: SUN; N Y: N; Y Y: Y; S S: S | 1 | N | Electric Utility | 1 | [20 empty] | N
17609 | Southern California Edison Co | 57541 | Solar Photovoltaic Project #45 | CA | Riverside | S45F | PV | IP | 0.5 | 0.5 | 0.5 |  |  |  | BIT WDS: SUN; N Y: N; Y Y: Y; S S: S | 1 | N | Electric Utility | 1 | [20 empty] | N
17609 | Southern California Edison Co | 57541 | Solar Photovoltaic Project #45 | CA | Riverside | S45G | PV | IP | 0.5 | 0.5 | 0.5 |  |  |  | BIT WDS: SUN; N Y: N; Y Y: Y; S S: S | 1 | N | Electric Utility | 1 | [20 empty] | N
17609 | Southern California Edison Co | 57541 | Solar Photovoltaic Project #45 | CA | Riverside | S45H | PV | IP | 0.5 | 0.5 | 0.5 |  |  |  | BIT WDS: SUN; N Y: N; Y Y: Y; S S: S | 1 | N | Electric Utility | 1 | [20 empty] | N
17609 | Southern California Edison Co | 57541 | Solar Photovoltaic Project #45 | CA | Riverside | S45I | PV | IP | 0.5 | 0.5 | 0.5 |  |  |  | BIT WDS: SUN; N Y: N; Y Y: Y; S S: S | 1 | N | Electric Utility | 1 | [20 empty] | N
17609 | Southern California Edison Co | 57541 | Solar Photovoltaic Project #45 | CA | Riverside | S45J | PV | IP | 0.5 | 0.5 | 0.5 |  |  |  | BIT WDS: SUN; N Y: N; Y Y: Y; S S: S | 1 | N | Electric Utility | 1 | [20 empty] | N
17609 | Southern California Edison Co | 57541 | Solar Photovoltaic Project #45 | CA | Riverside | S45K | PV | IP | 0.5 | 0.5 | 0.5 |  |  |  | BIT WDS: SUN; N Y: N; Y Y: Y; S S: S | 1 | N | Electric Utility | 1 | [20 empty] | N
17609 | Southern California Edison Co | 57541 | Solar Photovoltaic Project #45 | CA | Riverside | S45L | PV | IP | 0.5 | 0.5 | 0.5 |  |  |  | BIT WDS: SUN; N Y: N; Y Y: Y; S S: S | 1 | N | Electric Utility | 1 | [20 empty] | N
17609 | Southern California Edison Co | 57543 | Solar Photovoltaic Project #47 | CA | Los Angeles | S47A | PV | IP | 0.5 | 0.5 | 0.5 |  |  |  | BIT WDS: SUN; N Y: N; Y Y: Y; S S: S | 1 | N | Electric Utility | 1 | [20 empty] | N
17609 | Southern California Edison Co | 57543 | Solar Photovoltaic Project #47 | CA | Los Angeles | S47B | PV | IP | 0.5 | 0.5 | 0.5 |  |  |  | BIT WDS: SUN; N Y: N; Y Y: Y; S S: S | 1 | N | Electric Utility | 1 | [20 empty] | N
17609 | Southern California Edison Co | 57545 | SPVP #46 | CA | Kern | S46A | PV | IP | 0.5 | 0.5 | 0.5 |  |  |  | BIT WDS: SUN; N Y: N; Y Y: Y; S S: S | 1 | N | Electric Utility | 1 | [20 empty] | N
17609 | Southern California Edison Co | 57545 | SPVP #46 | CA | Kern | S46B | PV | IP | 0.5 | 0.5 | 0.5 |  |  |  | BIT WDS: SUN; N Y: N; Y Y: Y; S S: S | 1 | N | Electric Utility | 1 | [20 empty] | N
17609 | Southern California Edison Co | 57545 | SPVP #46 | CA | Kern | S46C | PV | IP | 0.5 | 0.5 | 0.5 |  |  |  | BIT WDS: SUN; N Y: N; Y Y: Y; S S: S | 1 | N | Electric Utility | 1 | [20 empty] | N
17609 | Southern California Edison Co | 57545 | SPVP #46 | CA | Kern | S46D | PV | IP | 0.5 | 0.5 | 0.5 |  |  |  | BIT WDS: SUN; N Y: N; Y Y: Y; S S: S | 1 | N | Electric Utility | 1 | [20 empty] | N
17609 | Southern California Edison Co | 57545 | SPVP #46 | CA | Kern | S46E | PV | IP | 0.5 | 0.5 | 0.5 |  |  |  | BIT WDS: SUN; N Y: N; Y Y: Y; S S: S | 1 | N | Electric Utility | 1 | [20 empty] | N
17609 | Southern California Edison Co | 57545 | SPVP #46 | CA | Kern | S46F | PV | IP | 0.5 | 0.5 | 0.5 |  |  |  | BIT WDS: SUN; N Y: N; Y Y: Y; S S: S | 1 | N | Electric Utility | 1 | [20 empty] | N
17609 | Southern California Edison Co | 57545 | SPVP #46 | CA | Kern | S46G | PV | IP | 0.5 | 0.5 | 0.5 |  |  |  | BIT WDS: SUN; N Y: N; Y Y: Y; S S: S | 1 | N | Electric Utility | 1 | [20 empty] | N
17633 | Southern Indiana Gas & Elec Co | 1012 | F B Culley | IN | Warrick | 1 | ST | RE | 46 | 42 | 42 |  | 6 | 1955 | BIT WDS: BIT; BIT RFO: NG; N Y: N; Y Y: Y; S S: S |  | N | Electric Utility | 1 |  | N | [16 empty] | 12 | 2006 | N
17650 | Southern Power Co | 7710 | H Allen Franklin Combined Cycle | AL | Lee | CT4A | CT | IP | 203.1 | 203.1 | 203.1 |  |  |  | BIT WDS: NG; N Y: N; Y Y: N; S S: S |  | N | IPP Non-CHP | 2 | [20 empty] | N
17650 | Southern Power Co | 7710 | H Allen Franklin Combined Cycle | AL | Lee | CT4B | CT | IP | 203.1 | 203.1 | 203.1 |  |  |  | BIT WDS: NG; N Y: N; Y Y: N; S S: S |  | N | IPP Non-CHP | 2 | [20 empty] | N
17650 | Southern Power Co | 7710 | H Allen Franklin Combined Cycle | AL | Lee | ST4 | CA | IP | 281.9 | 282 | 282 |  |  |  | BIT WDS: NG; N Y: N; Y Y: N; S S: S |  | N | IPP Non-CHP | 2 |  | Y | [18 empty] | N
17650 | Southern Power Co | 7897 | E B Harris Electric Generating Plant | AL | Autauga | 3 | CC | IP | 615 | 615 | 655 |  |  |  | BIT WDS: NG; N Y: N; Y Y: N; S S: S |  | N | IPP Non-CHP | 2 |  | N | [18 empty] | N
17650 | Southern Power Co | 7897 | E B Harris Electric Generating Plant | AL | Autauga | 4 | CC | IP | 615 | 615 | 655 |  |  |  | BIT WDS: NG; N Y: N; Y Y: N; S S: S |  | N | IPP Non-CHP | 2 |  | N | [18 empty] | N
17650 | Southern Power Co | 55708 | Nacogdoches Power | TX | Nacogdoches | CTG1 | CT | IP | 195 | 185 | 192 | G581 |  |  | BIT WDS: NG; N Y: N; Y Y: Y; S S: S |  | N | IPP Non-CHP | 2 |  | N | [18 empty] | N
17650 | Southern Power Co | 55708 | Nacogdoches Power | TX | Nacogdoches | CTG2 | CT | IP | 190 | 95 | 95 |  |  |  | BIT WDS: NG; N Y: N; Y Y: Y; S S: S |  | N | IPP Non-CHP | 2 |  | N | [18 empty] | N
17650 | Southern Power Co | 55708 | Nacogdoches Power | TX | Nacogdoches | CTG3 | CT | IP | 190 | 95 | 95 |  |  |  | BIT WDS: NG; N Y: N; S S: S |  | N | IPP Non-CHP | 2 |  | N | [18 empty] | N
17650 | Southern Power Co | 55708 | Nacogdoches Power | TX | Nacogdoches | STG1 | CA | IP | 100 | 86 | 97 | G581 |  |  | BIT WDS: NG; N Y: N; Y Y: Y; S S: S |  | N | IPP Non-CHP | 2 |  | N | [18 empty] | N
17650 | Southern Power Co | 55708 | Nacogdoches Power | TX | Nacogdoches | STG2 | CA | IP | 114 | 100 | 100 |  |  |  | BIT WDS: NG; N Y: N; Y Y: Y; S S: S |  | N | IPP Non-CHP | 2 |  | N | [18 empty] | N
17650 | Southern Power Co | 55708 | Nacogdoches Power | TX | Nacogdoches | STG3 | CA | IP | 136 | 68 | 68 |  |  |  | BIT WDS: NG; N Y: N; S S: S |  | N | IPP Non-CHP | 2 |  | N | [18 empty] | N
17650 | Southern Power Co | 55821 | Curtis H Stanton Energy Center | FL | Orange | BCT | CT | IP | 197 | 197 | 197 |  |  |  | BIT WDS: SGC; BIT RFO: NG; N Y: N; S S: J |  | N | IPP Non-CHP | 2 | [20 empty] | Y
17650 | Southern Power Co | 55821 | Curtis H Stanton Energy Center | FL | Orange | BST | CA | IP | 132 | 132 | 132 |  |  |  | BIT WDS: SGC; BIT RFO: NG; S S: J |  | N | IPP Non-CHP | 2 |  | Y | [18 empty] | Y
17650 | Southern Power Co | 57029 | Cleveland Cnty Generating Facility | NC | Cleveland | 5 | GT | IP | 184 | 180.8 | 194.7 |  |  |  | BIT WDS: NG; N Y: Y; Y Y: Y; S S: S |  | N | IPP Non-CHP | 2 | [20 empty] | N
17650 | Southern Power Co | 57029 | Cleveland Cnty Generating Facility | NC | Cleveland | 6 | GT | IP | 184 | 180.8 | 194.7 |  |  |  | BIT WDS: NG; N Y: Y; Y Y: Y; S S: S |  | N | IPP Non-CHP | 2 | [20 empty] | N
17650 | Southern Power Co | 57029 | Cleveland Cnty Generating Facility | NC | Cleveland | 7 | GT | IP | 184 | 180.8 | 194.7 |  |  |  | BIT WDS: NG; N Y: Y; Y Y: Y; S S: S |  | N | IPP Non-CHP | 2 | [20 empty] | N
17650 | Southern Power Co | 57029 | Cleveland Cnty Generating Facility | NC | Cleveland | 8 | GT | IP | 184 | 180.8 | 194.7 |  |  |  | BIT WDS: NG; N Y: Y; Y Y: Y; S S: S |  | N | IPP Non-CHP | 2 | [20 empty] | N
17664 | Spartanburg Commissioners PW | 54675 | Spartanburg Water System | SC | SPARTANBURG | DI1 | IC | RE | 1.6 | 1.6 | 1.6 |  | 1 | 1998 | BIT WDS: DFO; N Y: N; Y Y: N; Y N: Y; S S: S |  | N | Commercial Non-CHP | 4 |  | N | [16 empty] | 6 | 2011 | N
17698 | Southwestern Electric Power Co | 55869 | Genova Arkansas I LLC | AR | Washington | CTG1 | CT | IP | 185.7 | 160 | 175 |  |  |  | BIT WDS: NG; N Y: N; Y Y: N; S S: S |  | N | Electric Utility | 1 |  | N | [18 empty] | N
17698 | Southwestern Electric Power Co | 55869 | Genova Arkansas I LLC | AR | Washington | CTG2 | CT | IP | 185.7 | 160 | 175 |  |  |  | BIT WDS: NG; N Y: N; Y Y: N; S S: S |  | N | Electric Utility | 1 |  | N | [18 empty] | N
17698 | Southwestern Electric Power Co | 55869 | Genova Arkansas I LLC | AR | Washington | ST1 | CA | IP | 260 | 225 | 245 |  |  |  | BIT WDS: NG; N Y: N; Y Y: N; S S: S |  | N | Electric Utility | 1 |  | N | [18 empty] | N
17718 | Southwestern Public Service Co | 2469 | Tucumcari | NM | Quay | 3 | IC | RE | 1 | 1 | 1 |  | 1 | 1975 | BIT WDS: DFO; N Y: N; Y Y: Y; Y N: Y; S S: S |  | N | Electric Utility | 1 | [15 empty] | N |  |  | 12 | 2010 | N
17718 | Southwestern Public Service Co | 2469 | Tucumcari | NM | Quay | 4 | IC | RE | 2.2 | 2 | 2 |  | 1 | 1959 | BIT WDS: DFO; N Y: N; Y Y: Y; S S: S |  | N | Electric Utility | 1 | [18 empty] | 2 | 2006 | N
17718 | Southwestern Public Service Co | 2469 | Tucumcari | NM | Quay | 5 | IC | RE | 1 | 1 | 1 |  | 0 | 1951 | BIT WDS: DFO; N Y: N; Y Y: Y; S S: S |  | N | Electric Utility | 1 | [18 empty] | 2 | 2006 | N
17718 | Southwestern Public Service Co | 2469 | Tucumcari | NM | Quay | 6 | IC | RE | 4.1 | 3 | 3 |  | 1 | 1964 | BIT WDS: DFO; N Y: N; Y Y: Y; S S: S |  | N | Electric Utility | 1 | [18 empty] | 2 | 2006 | N
17718 | Southwestern Public Service Co | 2469 | Tucumcari | NM | Quay | 8 | IC | RE | 3 | 3 | 3 |  | 1 | 1968 | BIT WDS: DFO; N Y: N; Y Y: Y; S S: S |  | N | Electric Utility | 1 | [18 empty] | 2 | 2006 | N
17718 | Southwestern Public Service Co | 2469 | Tucumcari | NM | Quay | 9 | IC | RE | 4.8 | 5 | 5 |  | 1 | 1977 | BIT WDS: DFO; N Y: N; Y Y: Y; Y N: Y; S S: S |  | N | Electric Utility | 1 | [15 empty] | N |  |  | 12 | 2010 | N
17718 | Southwestern Public Service Co | 3487 | Riverview | TX | Hutchinson | 6 | GT | RE | 28.6 | 22 | 25 |  | 5 | 1974 | BIT WDS: NG; N Y: N; Y Y: Y; S S: S |  | N | Electric Utility | 1 | [18 empty] | 9 | 2012 | N
17718 | Southwestern Public Service Co | 7678 | Celanese | TX | Gray | 1 | OT | RE | 13 | 13 | 13 |  | 1 | 1964 | BIT WDS: OTH; N Y: N; Y Y: Y; S S: S |  | N | Electric Utility | 1 | [15 empty] | N |  |  | 12 | 2010 | N
17718 | Southwestern Public Service Co | 7678 | Celanese | TX | Gray | 2 | ST | RE | 37 | 26 | 26 |  | 1 | 1979 | BIT WDS: PUR; N Y: N; Y Y: Y; S S: S |  | N | Electric Utility | 1 | [15 empty] | N |  |  | 12 | 2010 | N
17824 | Spring Valley Pub Utils Comm | 2013 | Spring Valley | MN | Fillmore | 1 | IC | RE | 0.8 | 0.8 | 0.8 |  | 1 | 1949 | BIT WDS: DFO; N Y: N; Y Y: Y; S S: S |  | N | Electric Utility | 1 |  | N | [16 empty] | 1 | 2007 | N
17828 | City of Springfield - (IL) | 964 | Lakeside | IL | Sangamon | 6 | ST | RE | 37.5 | 38 | 39 |  | 4 | 1961 | BIT | OBS | DFO |  |  |  | N | Y |  | S |  | N | Electric Utility | 1 |  | N | N | [15 empty] | 10 | 2009 | N |  |  | Y |  |  |  | DFO
17828 | City of Springfield - (IL) | 964 | Lakeside | IL | Sangamon | 7 | ST | RE | 37.5 | 38 | 39 |  | 12 | 1965 | BIT | OBS | DFO |  |  |  | N | Y |  | S |  | N | Electric Utility | 1 |  | N | N | [15 empty] | 10 | 2009 | N |  |  | Y |  |  |  | DFO
17833 | City Utilities of Springfield - (MO) | 2162 | Main Street | MO | Greene | 1 | GT | RE | 15.3 | 12 | 12 |  | 1 | 1968 | BIT WDS: DFO; N Y: N; Y Y: Y; S S: S |  | N | Electric Utility | 1 | [18 empty] | 10 | 2010 | N
17836 | Springfield Public Utils Comm - (MN) | 2012 | Springfield | MN | Brown | 4 | ST | RE | 4 | 3.7 | 3.8 |  | 88 | 1961 | NG | DFO |  |  |  |  | N | N | N | S |  | N | Electric Utility | 1 |  | N | [16 empty] | 12 | 2002 | N
17845 | City of Springville | 3688 | Bartholomew | UT | Utah | 1 | HY | RE | 0.5 | 0.5 | 0.5 |  | 10 | 1948 | BIT WDS: WAT; N Y: N; Y Y: N; S S: S |  | N | Electric Utility | 1 |  | N | [16 empty] | 1 | 2010 | N
17874 | City of St George | 7767 | Bloomington Power Plant | UT | Washington | 7 | IC | RE | 1.7 | 1.5 | 1.5 |  | 3 | 1999 | BIT WDS: DFO; N Y: N; Y Y: Y; S S: S |  | N | Electric Utility | 1 | [18 empty] | 3 | 2010
17879 | City of St. John - (KS) | 1322 | St John | KS | Stafford | 3 | IC | RE | 0.9 | 0.9 | 0.9 |  | 88 | 1952 | BIT WDS: DFO; BIT RFO: NG; N Y: N; Y Y: N; S S: S |  | N | Electric Utility | 1 |  | N | [16 empty] | 12 | 2005
17891 | City of St Marys - (OH) | 2942 | St Marys | OH | Auglaize | 5 | ST | RE | 6 | 5.8 | 5.8 |  | 1 | 1957 | BIT WDS: BIT; N Y: N; Y Y: N; S S: S |  | N | Electric Utility | 1 |  | N | [16 empty] | 12 | 2007 | N |  |  | Y |  |  |  | KER
17891 | City of St Marys - (OH) | 2942 | St Marys | OH | Auglaize | 6 | ST | RE | 10 | 9 | 9 |  | 4 | 1967 | BIT WDS: BIT; BIT RFO: NG; N Y: N; Y Y: N; S S: S |  | N | Electric Utility | 1 |  | N | [16 empty] | 12 | 2007 | N | Y |  | Y |  |  |  | NG
17891 | City of St Marys - (OH) | 2942 | St Marys | OH | Auglaize | AUX | GT | RE | 0.8 | 0.8 | 0.8 |  | 9 | 1967 | BIT WDS: DFO; N Y: N; Y Y: N; S S: S |  | N | Electric Utility | 1 |  | N | [16 empty] | 12 | 2007 | N
17924 | City of Stafford - (KS) | 1325 | Stafford | KS | Stafford | 1 | IC | RE | 0.9 | 0.9 | 0.9 |  | 9 | 1960 | BIT WDS: DFO; BIT RFO: NG; N Y: Y; Y Y: N; S S: S |  | N | Electric Utility | 1 |  | N | [16 empty] | 9 | 2011
17927 | St Vincent's Medical Center | 54535 | St Vincents Medical Center | FL | DUVAL | 6805 | GT | RE | 1.3 | 1.3 | 1.3 |  | 11 | 1991 | BIT WDS: NG; BIT RFO: DFO; N Y: Y; Y Y: N; S S: S |  | Y | Commercial CHP | 5 | T | N | [16 empty] | 9 | 2012 | N
17946 | City of Stanberry | 8110 | Stanberry | MO | Gentry | 3 | IC | RE | 0.3 | 0.2 | 0.2 |  | 99 | 1945 | BIT WDS: DFO; N Y: N; Y Y: Y; S S: S |  | N | Electric Utility | 1 |  | N | [16 empty] | 1 | 2002
17946 | City of Stanberry | 8110 | Stanberry | MO | Gentry | 4 | IC | RE | 0.3 | 0.2 | 0.2 |  | 99 | 1953 | BIT WDS: DFO; N Y: N; Y Y: Y; S S: S |  | N | Electric Utility | 1 |  | N | [16 empty] | 1 | 2002
18000 | State of Rhode Island | 50621 | Central Power Plant | RI | Providence | GEN1 | ST | RE | 0.7 | 0.7 | 0.7 |  | 6 | 1932 | RFO | NG |  |  |  |  | Y | N | Y | S |  | Y | Commercial CHP | 5 |  | N | [16 empty] | 1 | 2004 | N
18028 | State of Wisconsin | 54406 | Capitol Heat and Power | WI | Dane | 1 | ST | RE | 1.5 | 0.9 | 0.6 |  | 10 | 1963 | BIT WDS: NG; BIT RFO: DFO; N Y: Y; Y Y: Y; S S: S |  | Y | Commercial CHP | 5 | B |  | N | [15 empty] | 5 | 2011 | N |  |  | Y |  |  |  | NG | DFO
18028 | State of Wisconsin | 54406 | Capitol Heat and Power | WI | Dane | 2 | ST | RE | 1.5 | 1 | 0.6 |  | 5 | 1964 | BIT WDS: NG; BIT RFO: DFO; N Y: Y; Y Y: Y; S S: S |  | Y | Commercial CHP | 5 | B |  | N | [15 empty] | 5 | 2011 | N |  |  | Y |  |  |  | NG | DFO
18028 | State of Wisconsin | 54408 | UW Madison Charter Street Plant | WI | DANE | 2 | ST | IP | 22 | 12 | 22 |  |  |  | WDS | NG | AB |  | DFO |  | Y | Y |  | S |  | Y | Commercial CHP | 5 | [20 empty] | N
18041 | State Line Energy LLC | 981 | State Line Energy | IN | Lake | 3 | ST | RE | 124.9 | 124.9 | 124.9 | G361 | 12 | 1955 | BIT WDS: SUB; N Y: N; Y Y: Y; S S: S |  | N | IPP Non-CHP | 2 | [18 empty] | 3 | 2012 | N | Y | [5 empty] | NG
18041 | State Line Energy LLC | 981 | State Line Energy | IN | Lake | 3A | ST | RE | 100 |  |  | G361 | 12 | 1955 | BIT WDS: SUB; N Y: N; Y Y: Y; S S: S |  | N | IPP Non-CHP | 2 | [18 empty] | 3 | 2012 | N | Y | [5 empty] | NG
18041 | State Line Energy LLC | 981 | State Line Energy | IN | Lake | 4 | ST | RE | 209.4 | 209.4 | 209.4 | G362 | 5 | 1962 | BIT WDS: SUB; N Y: N; Y Y: Y; S S: S |  | N | IPP Non-CHP | 2 | [18 empty] | 3 | 2012 | N | Y | [5 empty] | NG
18041 | State Line Energy LLC | 981 | State Line Energy | IN | Lake | 4A | ST | RE | 179.5 |  |  | G362 | 5 | 1962 | BIT WDS: SUB; N Y: N; Y Y: Y; S S: S |  | N | IPP Non-CHP | 2 | [18 empty] | 3 | 2012 | N | Y | [5 empty] | NG
18204 | City of Strawberry Point | 1189 | Strawberry Point | IA | Clayton | 3 | IC | RE | 0.9 | 0.8 | 0.8 |  | 0 | 1937 | BIT WDS: DFO; BIT RFO: NG; S S: S |  | N | Electric Utility | 1 |  | N | [16 empty] | 7 | 2001
18204 | City of Strawberry Point | 1189 | Strawberry Point | IA | Clayton | 4 | IC | RE | 0.9 | 0.8 | 0.8 |  | 99 | 1947 | BIT WDS: DFO; BIT RFO: NG; S S: S |  | N | Electric Utility | 1 |  | N | [16 empty] | 7 | 2001
18204 | City of Strawberry Point | 1189 | Strawberry Point | IA | Clayton | 6 | IC | RE | 1 | 1 | 1 |  | 99 | 1965 | BIT WDS: DFO; BIT RFO: NG; S S: S |  | N | Electric Utility | 1 |  | N | [16 empty] | 7 | 2001
18252 | City of Sturgis | 1855 | Sturgis City Diesel Plant | MI | SAINT JOSEPH | 1 | IC | RE | 1 | 0.8 | 0.8 |  | 88 | 1947 | BIT WDS: DFO; N Y: N; Y Y: N; S S: S |  | N | Electric Utility | 1 | [18 empty] | 3 | 2008 | N
18252 | City of Sturgis | 1855 | Sturgis City Diesel Plant | MI | SAINT JOSEPH | 2 | IC | RE | 1 | 0.8 | 0.8 |  | 88 | 1948 | BIT WDS: DFO; N Y: N; Y Y: N; S S: S |  | N | Electric Utility | 1 | [18 empty] | 3 | 2008 | N
18252 | City of Sturgis | 1855 | Sturgis City Diesel Plant | MI | SAINT JOSEPH | 4 | IC | RE | 1 | 0.6 | 0.6 |  | 88 | 1947 | BIT WDS: DFO; N Y: N; Y Y: N; S S: S |  | N | Electric Utility | 1 | [18 empty] | 3 | 2007 | N
18252 | City of Sturgis | 1855 | Sturgis City Diesel Plant | MI | SAINT JOSEPH | 5 | IC | RE | 1 | 0.6 | 0.6 |  | 88 | 1947 | BIT WDS: DFO; N Y: N; Y Y: N; S S: S |  | N | Electric Utility | 1 | [18 empty] | 3 | 2007 | N
18350 | Sutherland City of | 2306 | Sutherland | NE | Lincoln | 3 | IC | RE | 0.2 | 0.1 | 0.1 |  | 1 | 1935 | BIT WDS: DFO; N Y: N; Y Y: Y; Y N: Y; S S: S |  | N | Electric Utility | 1 |  | N | [16 empty] | 5 | 2002 | N
18429 | City of Tacoma - (WA) | 3920 | Steam plant | WA | Pierce | 1 | ST | RE | 25 | 25 | 25 |  | 1 | 1990 | WDS | MSW | BIT | DFO | WO |  | Y | Y |  | S |  | N | Electric Utility | 1 |  | N | [16 empty] | 12 | 2005 | [7 empty] | NG | DFO
18429 | City of Tacoma - (WA) | 3920 | Steam plant | WA | Pierce | 2 | ST | RE | 25 | 25 | 25 |  | 12 | 1989 | WDS | MSW | BIT | DFO | WO |  | Y | Y |  | S |  | N | Electric Utility | 1 |  | N | [16 empty] | 12 | 2005 | [7 empty] | NG | DFO
18445 | City of Tallahassee - (FL) | 688 | Arvah B Hopkins | FL | Leon | 5 | CT | IP | 212.5 | 156 | 183 |  |  |  | BIT WDS: NG; BIT RFO: DFO; Y Y: Y; S S: S |  | N | Electric Utility | 1 | [20 empty] | N
18445 | City of Tallahassee - (FL) | 688 | Arvah B Hopkins | FL | Leon | CT A | CT | IP | 50 | 36 | 48 |  |  |  | BIT WDS: NG; BIT RFO: DFO; Y Y: Y; S S: S |  | N | Electric Utility | 1
18454 | Tampa Electric Co | 645 | Big Bend | FL | Hillsborough | GT1 | GT | RE | 18 | 10 | 11 |  | 2 | 1969 | BIT WDS: DFO; N Y: N; Y Y: Y; S S: S |  | N | Electric Utility | 1 | [18 empty] | 12 | 2008 | N
18454 | Tampa Electric Co | 645 | Big Bend | FL | Hillsborough | GT2 | GT | RE | 78.7 | 49 | 79 |  | 11 | 1974 | BIT WDS: DFO; N Y: N; Y Y: Y; S S: S |  | N | Electric Utility | 1 | [18 empty] | 12 | 2008 | N
18454 | Tampa Electric Co | 645 | Big Bend | FL | Hillsborough | GT3 | GT | RE | 78.7 | 39 | 39 |  | 11 | 1974 | BIT WDS: DFO; N Y: N; Y Y: Y; S S: S |  | N | Electric Utility | 1 | [18 empty] | 12 | 2008 | N
18454 | Tampa Electric Co | 645 | Big Bend | FL | Hillsborough | GT5 | GT | IP | 62 | 56 | 61 |  |  |  | BIT WDS: NG; N Y: N; Y Y: Y; S S: S |  | N | Electric Utility | 1
18454 | Tampa Electric Co | 645 | Big Bend | FL | Hillsborough | GT6 | GT | IP | 62 | 56 | 61 |  |  |  | BIT WDS: NG; N Y: N; Y Y: Y; S S: S |  | N | Electric Utility | 1 |  | N
18454 | Tampa Electric Co | 646 | F J Gannon | FL | Hillsborough | 1 | ST | RE | 125 | 94 | 94 |  | 9 | 1957 | BIT | PC |  |  |  |  | N | N | N | S |  | N | Electric Utility | 1 |  | N | [16 empty] | 1 | 2004 | N
18454 | Tampa Electric Co | 646 | F J Gannon | FL | Hillsborough | 2 | ST | RE | 125 | 100 | 100 |  | 11 | 1958 | BIT | PC |  |  |  |  | N | N | N | S |  | N | Electric Utility | 1 |  | N | [16 empty] | 1 | 2004 | N
18454 | Tampa Electric Co | 646 | F J Gannon | FL | Hillsborough | 3 | ST | RE | 179.5 | 150 | 155 |  | 10 | 1960 | BIT | PC |  |  |  |  | N | N | N | S |  | N | Electric Utility | 1 |  | N | [16 empty] | 12 | 2003 | N
18454 | Tampa Electric Co | 646 | F J Gannon | FL | Hillsborough | 4 | ST | RE | 187.5 | 164 | 164 |  | 11 | 1963 | BIT WDS: BIT; BIT RFO: PC; N Y: N; Y Y: N; S S: S |  | N | Electric Utility | 1 |  | N | [16 empty] | 12 | 2003 | N
18454 | Tampa Electric Co | 646 | F J Gannon | FL | Hillsborough | GT1 | GT | RE | 18 | 12 | 17 |  | 3 | 1969 | BIT WDS: DFO; N Y: N; Y Y: N; S S: S |  | N | Electric Utility | 1 |  | N | [16 empty] | 7 | 2001 | N
18454 | Tampa Electric Co | 647 | Hookers Point | FL | Hillsborough | 1 | ST | RE | 33 | 20 | 20 |  | 7 | 1948 | BIT WDS: RFO; N Y: N; Y Y: Y; S S: S |  | N | Electric Utility | 1 |  | N | [16 empty] | 1 | 2003 | N
18454 | Tampa Electric Co | 647 | Hookers Point | FL | Hillsborough | 2 | ST | RE | 34.5 | 20 | 20 |  | 6 | 1950 | BIT WDS: RFO; N Y: N; Y Y: Y; S S: S |  | N | Electric Utility | 1 |  | N | [16 empty] | 1 | 2003 | N
18454 | Tampa Electric Co | 647 | Hookers Point | FL | Hillsborough | 3 | ST | RE | 34.5 | 20 | 20 |  | 8 | 1950 | BIT WDS: RFO; N Y: N; Y Y: Y; S S: S |  | N | Electric Utility | 1 |  | N | [16 empty] | 1 | 2003 | N
18454 | Tampa Electric Co | 647 | Hookers Point | FL | Hillsborough | 4 | ST | RE | 49 | 30 | 30 |  | 10 | 1953 | BIT WDS: RFO; N Y: N; Y Y: Y; S S: S |  | N | Electric Utility | 1 |  | N | [16 empty] | 1 | 2003 | N
18454 | Tampa Electric Co | 647 | Hookers Point | FL | Hillsborough | 5 | ST | RE | 81.6 | 67 | 67 |  | 5 | 1955 | BIT WDS: RFO; N Y: N; Y Y: Y; S S: S |  | N | Electric Utility | 1 |  | N | [16 empty] | 1 | 2003 | N
18454 | Tampa Electric Co | 747 | Dinner Lake | FL | Highlands | 1 | ST | RE | 12.6 | 11 | 11 |  | 12 | 1966 | BIT WDS: NG; BIT RFO: RFO; N Y: N; Y Y: Y; S S: S |  | N | Electric Utility | 1 |  | N | [16 empty] | 1 | 2003 | N
18454 | Tampa Electric Co | 748 | Phillips | FL | Highlands | 3 | CA | RE | 3.6 | 3 | 3 |  | 6 | 1983 | RFO | DFO |  |  |  |  | Y | N | N | S |  | N | Electric Utility | 1 |  | N | [16 empty] | 3 | 2006 | N
18454 | Tampa Electric Co | 7242 | Polk | FL | Polk | 6 | CC | IP | 600 | 459 | 463 |  | 1 | 2017 | BIT WDS: NG; N Y: Y; Y Y: Y; S S: S |  | N | Electric Utility | 1 |  | N | [18 empty] | Y
18454 | Tampa Electric Co | 7242 | Polk | FL | Polk | 7 | GT | IP | 195.8 | 155 | 180 |  |  |  | BIT WDS: NG; Y Y: Y; S S: S |  | N | Electric Utility | 1 |  | N | [18 empty] | N
18454 | Tampa Electric Co | 7242 | Polk | FL | Polk | 8 | GT | IP | 600 | 459 | 463 |  |  |  | BIT WDS: NG; N Y: N; Y Y: Y; S S: S |  | N | Electric Utility | 1 |  | N | [18 empty] | N
18454 | Tampa Electric Co | 7873 | H L Culbreath Bayside Power Station | FL | Hillsborough | 3A | GT | IP | 189.9 | 160 | 180 |  |  |  | BIT WDS: NG; BIT RFO: DFO; N Y: N; S S: S |  | N | Electric Utility | 1 |  | N | [18 empty] | N
18454 | Tampa Electric Co | 7873 | H L Culbreath Bayside Power Station | FL | Hillsborough | 3B | GT | IP | 189.9 | 160 | 180 |  |  |  | BIT WDS: NG; BIT RFO: DFO; N Y: N; S S: S |  | N | Electric Utility | 1 |  | N | [18 empty] | N
18454 | Tampa Electric Co | 7873 | H L Culbreath Bayside Power Station | FL | Hillsborough | 7 | GT | IP | 62 | 56 | 61 |  |  |  | BIT WDS: NG; N Y: N; Y Y: Y; S S: S |  | N | Electric Utility | 1 |  | N | [18 empty] | N
18454 | Tampa Electric Co | 7873 | H L Culbreath Bayside Power Station | FL | Hillsborough | 8 | GT | IP | 62 | 56 | 61 |  |  |  | BIT WDS: NG; N Y: N; Y Y: Y; S S: S |  | N | Electric Utility | 1 |  | N | [18 empty] | N
18454 | Tampa Electric Co | 7889 | NA 1 |  |  | 1 | GT | IP | 195 | 150 | 150 |  |  |  | BIT WDS: NG; BIT RFO: DFO; S S: S |  | N | Electric Utility | 1 |  | N | [18 empty] | N
18454 | Tampa Electric Co | 56352 | Tampa Electric Co NA 2 | FL | HILLSBOROUGH | 2 | GT | IP | 62 | 56 | 61 |  |  |  | BIT WDS: NG; BIT RFO: DFO; N Y: N; Y Y: Y; S S: S |  | N | Electric Utility | 1 | [20 empty] | N
18454 | Tampa Electric Co | 56352 | Tampa Electric Co NA 2 | FL | HILLSBOROUGH | 3 | GT | IP | 62 | 56 | 61 |  |  |  | BIT WDS: NG; BIT RFO: DFO; N Y: N; Y Y: Y; S S: S |  | N | Electric Utility | 1 | [20 empty] | N
18454 | Tampa Electric Co | 56352 | Tampa Electric Co NA 2 | FL | HILLSBOROUGH | 4 | GT | IP | 62 | 56 | 61 |  |  |  | BIT WDS: NG; BIT RFO: DFO; N Y: N; Y Y: Y; S S: S |  | N | Electric Utility | 1 | [20 empty] | N
18454 | Tampa Electric Co | 56352 | Tampa Electric Co NA 2 | FL | HILLSBOROUGH | 5 | GT | IP | 178 | 149 | 177 |  |  |  | BIT WDS: NG; BIT RFO: DFO; N Y: N; Y Y: Y; S S: S |  | N | Electric Utility | 1 | [20 empty] | N
18454 | Tampa Electric Co | 56352 | Tampa Electric Co NA 2 | FL | HILLSBOROUGH | 6 | GT | IP | 178 | 149 | 177 |  |  |  | BIT WDS: NG; BIT RFO: DFO; N Y: N; Y Y: Y; S S: S |  | N | Electric Utility | 1 | [20 empty] | N
18454 | Tampa Electric Co | 56352 | Tampa Electric Co NA 2 | FL | HILLSBOROUGH | 7 | GT | IP | 62 | 56 | 61 |  |  |  | BIT WDS: NG; BIT RFO: DFO; N Y: N; Y Y: Y; S S: S |  | N | Electric Utility | 1 | [20 empty] | N
18454 | Tampa Electric Co | 56353 | Tampa Electric Co NA 3 | FL | HILLSBOROUGH | 3 | GT | IP | 45 | 43 | 47 |  |  |  | BIT WDS: NG; N Y: N; Y Y: Y; S S: S |  | N | Electric Utility | 1
18454 | Tampa Electric Co | 56353 | Tampa Electric Co NA 3 | FL | HILLSBOROUGH | 4 | GT | IP | 54 | 54 | 54 |  |  |  | BIT WDS: NG; N Y: N; Y Y: Y; S S: S |  | N | Electric Utility | 1
18454 | Tampa Electric Co | 56354 | Tampa Electric Co NA 4 | FL |  | 5 | GT | IP | 100 | 88 | 97 |  |  |  | BIT WDS: NG; N Y: N; Y Y: Y; S S: S |  | N | Electric Utility | 1
18454 | Tampa Electric Co | 56354 | Tampa Electric Co NA 4 | FL |  | 6 | GT | IP | 100 | 88 | 97 |  |  |  | BIT WDS: NG; N Y: N; Y Y: Y; S S: S |  | N | Electric Utility | 1
18642 | Tennessee Valley Authority | 3405 | John Sevier | TN | Hawkins | 1 | ST | RE | 200 | 176 | 178 |  | 7 | 1955 | BIT WDS: BIT; N Y: N; Y Y: Y; S S: S |  | N | Electric Utility | 1 | [18 empty] | 12 | 2012 | N | Y |  | Y |  |  |  | DFO
18642 | Tennessee Valley Authority | 3405 | John Sevier | TN | Hawkins | 2 | ST | RE | 200 | 176 | 178 |  | 9 | 1955 | BIT WDS: BIT; N Y: N; Y Y: Y; S S: S |  | N | Electric Utility | 1 | [18 empty] | 12 | 2012 | N | Y |  | Y |  |  |  | DFO
18642 | Tennessee Valley Authority | 3419 | Watts Bar Fossil | TN | Rhea | ST1 | ST | RE | 60 | 56 | 56 |  | 3 | 1942 | BIT WDS: BIT; N Y: N; Y Y: Y; S S: S |  | N | Electric Utility | 1 | [18 empty] | 12 | 2011 | N | Y |  | Y
18642 | Tennessee Valley Authority | 3419 | Watts Bar Fossil | TN | Rhea | ST2 | ST | RE | 60 | 56 | 56 |  | 2 | 1942 | BIT WDS: BIT; N Y: N; Y Y: Y; S S: S |  | N | Electric Utility | 1 | [18 empty] | 12 | 2011 | N | Y |  | Y
18642 | Tennessee Valley Authority | 3419 | Watts Bar Fossil | TN | Rhea | ST3 | ST | RE | 60 | 56 | 56 |  | 2 | 1943 | BIT WDS: BIT; N Y: N; Y Y: Y; S S: S |  | N | Electric Utility | 1 | [18 empty] | 12 | 2011 | N | Y |  | Y
18642 | Tennessee Valley Authority | 3419 | Watts Bar Fossil | TN | Rhea | ST4 | ST | RE | 60 | 56 | 56 |  | 4 | 1945 | BIT WDS: BIT; N Y: N; Y Y: Y; S S: S |  | N | Electric Utility | 1 | [18 empty] | 12 | 2011 | N | Y |  | Y
18642 | Tennessee Valley Authority | 7950 | Franklin | TN | Franklin | 1 | CC | IP | 170 | 170 | 170 |  |  |  | BIT WDS: NG; Y Y: N; S S: S |  | N | Electric Utility | 1 |  | N | [18 empty] | N
18642 | Tennessee Valley Authority | 7950 | Franklin | TN | Franklin | 2 | CC | IP | 170 | 170 | 170 |  |  |  | BIT WDS: NG; Y Y: N; S S: S |  | N | Electric Utility | 1 |  | N | [18 empty] | N
18642 | Tennessee Valley Authority | 7950 | Franklin | TN | Franklin | 3 | CC | IP | 170 | 170 | 170 |  |  |  | BIT WDS: NG; Y Y: N; S S: S |  | N | Electric Utility | 1 |  | N | [18 empty] | N
18760 | TPC Group, LLC | 50229 | Texas Petrochemicals | TX | Harris | GT1 | CT | IP | 105 | 105 | 105 |  |  |  | BIT WDS: NG; N Y: N; Y Y: Y; S S: S |  | Y | Industrial CHP | 7 | [20 empty] | N
18760 | TPC Group, LLC | 50229 | Texas Petrochemicals | TX | Harris | GT2 | CT | IP | 105 | 105 | 105 |  |  |  | BIT WDS: NG; N Y: N; Y Y: Y; S S: S |  | Y | Industrial CHP | 7 | [20 empty] | N
18760 | TPC Group, LLC | 50229 | Texas Petrochemicals | TX | Harris | ST#1 | CA | IP | 420 | 420 | 420 |  |  |  | BIT WDS: NG; BIT RFO: OG; N Y: N; Y Y: Y; S S: S |  | Y | Industrial CHP | 7 |  | N | [18 empty] | N
18912 | Thunder Bay Power Co LLC | 54341 | Four Mile Hydropower Project | MI | Alpena | 5 | HY | IP | 0.1 | 0.1 | 0.1 |  |  |  | BIT WDS: WAT; Y Y: Y; S S: S |  | N | IPP Non-CHP | 2 |  | N | [18 empty] | N
18912 | Thunder Bay Power Co LLC | 54342 | Ninth Street Hydropower Project | MI | Alpena | 4 | HY | IP | 0.4 | 0.4 | 0.4 |  |  |  | BIT WDS: WAT; S S: S |  | N | IPP Non-CHP | 2 |  | N | [18 empty] | N
18919 | Tillotson Rubber Co Inc | 50095 | Tillotson Rubber | NH | Coos | HG1 | HY | RE | 0.1 | 0.1 | 0.1 |  | 6 | 1980 | BIT WDS: WAT; N Y: N; Y Y: Y; S S: S | 0 | N | Industrial CHP | 7 |  | N | [16 empty] | 11 | 2011 | N
18919 | Tillotson Rubber Co Inc | 50095 | Tillotson Rubber | NH | Coos | IC1 | IC | RE | 0.4 | 0.4 | 0.4 |  | 1 | 1960 | BIT WDS: DFO; N Y: N; Y Y: Y; Y N: Y; S S: S |  | N | Industrial CHP | 7 |  | N | [16 empty] | 11 | 2011 | N
18919 | Tillotson Rubber Co Inc | 50095 | Tillotson Rubber | NH | Coos | IC2 | IC | RE | 0.6 | 0.6 | 0.6 |  | 1 | 1985 | BIT WDS: DFO; N Y: N; Y Y: Y; Y N: Y; S S: S |  | N | Industrial CHP | 7 |  | N | [16 empty] | 11 | 2011 | N
18919 | Tillotson Rubber Co Inc | 50095 | Tillotson Rubber | NH | Coos | TG2 | ST | RE | 0.6 | 0.6 | 0.6 |  | 2 | 1996 | BIT WDS: WDS; BIT RFO: RFO; N Y: Y; Y Y: Y; S S: S |  | Y | Industrial CHP | 7 | T | N | [16 empty] | 11 | 2011 | N
18919 | Tillotson Rubber Co Inc | 50095 | Tillotson Rubber | NH | Coos | TGI | ST | RE | 0.7 | 0.7 | 0.7 |  | 3 | 1988 | BIT WDS: WDS; BIT RFO: RFO; N Y: Y; Y Y: Y; S S: S |  | Y | Industrial CHP | 7 | T | N | [16 empty] | 11 | 2011 | N
18947 | City of Tipton - (IA) | 8106 | Tipton | IA | Cedar | 5A | IC | IP | 1.2 | 1.1 | 1.2 |  |  |  | BIT WDS: DFO; S S: S |  | N | Electric Utility | 1
18963 | Inside Passage Elec Coop, Inc | 7462 | Angoon | AK | Sitka | 1 | IC | RE | 0.4 | 0.4 | 0.4 |  | 6 | 1975 | BIT WDS: DFO; N Y: N; Y Y: N; S S: S |  | N | Electric Utility | 1 |  | N | [16 empty] | 9 | 2008 | N
18963 | Inside Passage Elec Coop, Inc | 7463 | Hoonah | AK | Juneau | 1 | IC | RE | 0.6 | 0.6 | 0.6 |  | 9 | 1977 | BIT WDS: DFO; N Y: N; Y Y: N; Y N: N; S S: S |  | N | Electric Utility | 1 |  | N | [16 empty] | 6 | 2012 | N
18963 | Inside Passage Elec Coop, Inc | 7463 | Hoonah | AK | Juneau | 3 | IC | RE | 0.8 | 0.5 | 0.5 |  | 3 | 1991 | BIT WDS: DFO; N Y: N; Y Y: N; Y N: N; S S: S |  | N | Electric Utility | 1 |  | N | [16 empty] | 6 | 2012 | N
18963 | Inside Passage Elec Coop, Inc | 7464 | Kake | AK | Petersburg | 1 | IC | RE | 0.6 | 0.6 | 0.6 |  | 6 | 1984 | BIT WDS: DFO; N Y: N; Y Y: N; Y N: N; S S: S |  | N | Electric Utility | 1 |  | N | [16 empty] | 1 | 2012 | N
18963 | Inside Passage Elec Coop, Inc | 7466 | Klawock | AK | Ketchikan Gateway | 1 | IC | RE | 0.5 | 0.5 | 0.5 |  | 1 | 1970 | BIT WDS: DFO; N Y: N; S S: S |  | N | Electric Utility | 1 |  | N | [16 empty] | 7 | 1999
18963 | Inside Passage Elec Coop, Inc | 7466 | Klawock | AK | Ketchikan Gateway | 2 | IC | RE | 0.5 | 0.5 | 0.5 |  | 1 | 1970 | BIT WDS: DFO; N Y: N; S S: S |  | N | Electric Utility | 1 |  | N | [16 empty] | 7 | 1999
18963 | Inside Passage Elec Coop, Inc | 7466 | Klawock | AK | Ketchikan Gateway | 3 | IC | RE | 0.1 | 0.1 | 0.1 |  | 6 | 1955 | BIT WDS: DFO; N Y: N; S S: S |  | N | Electric Utility | 1 |  | N | [16 empty] | 7 | 1999
18963 | Inside Passage Elec Coop, Inc | 7466 | Klawock | AK | Ketchikan Gateway | 4 | IC | RE | 0.3 | 0.3 | 0.3 |  | 6 | 1977 | BIT WDS: DFO; N Y: N; S S: S |  | N | Electric Utility | 1 |  | N | [16 empty] | 7 | 1999
18963 | Inside Passage Elec Coop, Inc | 7467 | Chilkat Valley | AK | Haines | 2A | IC | RE | 0.5 | 0.5 | 0.5 |  | 3 | 1991 | BIT WDS: DFO; N Y: N; Y Y: N; Y N: Y; S S: S |  | N | Electric Utility | 1 |  | N | [16 empty] | 10 | 2011 | N
18981 | Thomson Corp | 54294 | West Group Data Center | MN | Dakota | 2178 | IC | RE | 1.5 | 0.7 | 0.5 |  | 7 | 1990 | BIT WDS: DFO; N Y: N; Y Y: N; Y N: N; S S: S |  | N | Commercial Non-CHP | 4 |  | N | [16 empty] | 6 | 2005 | N
18981 | Thomson Corp | 54294 | West Group Data Center | MN | Dakota | 2179 | IC | RE | 1.5 | 0.7 | 0.5 |  | 7 | 1990 | BIT WDS: DFO; N Y: N; Y Y: N; Y N: N; S S: S |  | N | Commercial Non-CHP | 4 |  | N | [16 empty] | 6 | 2005 | N
18981 | Thomson Corp | 54294 | West Group Data Center | MN | Dakota | 2180 | IC | RE | 2 | 0.7 | 0.5 |  | 7 | 1990 | BIT WDS: DFO; N Y: N; Y Y: N; Y N: N; S S: S |  | N | Commercial Non-CHP | 4 |  | N | [16 empty] | 6 | 2005 | N
19002 | CPV Towantic, LLC | 56047 | CPV Towantic Energy Center | CT | New Haven | GTG1 | CT | IP | 193 | 161.8 | 185 |  |  |  | BIT WDS: NG; BIT RFO: DFO; N Y: Y; Y Y: Y; S S: S |  | N | IPP Non-CHP | 2 | [20 empty] | N
19002 | CPV Towantic, LLC | 56047 | CPV Towantic Energy Center | CT | New Haven | GTG2 | CT | IP | 193 | 161.8 | 185 |  |  |  | BIT WDS: NG; BIT RFO: DFO; N Y: Y; Y Y: Y; S S: S |  | N | IPP Non-CHP | 2 |  | N | [18 empty] | N
19002 | CPV Towantic, LLC | 56047 | CPV Towantic Energy Center | CT | New Haven | STG1 | CA | IP | 198.2 | 165.6 | 198.2 |  |  |  | BIT WDS: NG; BIT RFO: DFO; N Y: Y; Y Y: Y; S S: S |  | N | IPP Non-CHP | 2 |  | Y | [18 empty] | N
19102 | Transcontinental Gas PL Corp | 54743 | District 100 Transco Gas Pipe Line | AL | Chilton | 001 | ST | RE | 0.8 | 0.7 | 0.8 |  | 6 | 1951 | BIT WDS: WH; N Y: N; Y Y: N; Y N: N; S S: S |  | N | Commercial Non-CHP | 4 |  | N | [13 empty] | N |  |  | 7 | 2009 | N
19102 | Transcontinental Gas PL Corp | 54743 | District 100 Transco Gas Pipe Line | AL | Chilton | 002 | ST | RE | 0.8 | 0.7 | 0.8 |  | 6 | 1951 | BIT WDS: WH; N Y: N; Y Y: N; Y N: N; S S: S |  | N | Commercial Non-CHP | 4 |  | N | [13 empty] | N |  |  | 7 | 2009 | N
19121 | Trafalgar Power Inc | 52057 | Herkimer | NY | Herkimer | 05 | HY | RE | 0.4 | 0.4 | 0.4 |  | 12 | 1987 | BIT WDS: WAT; N Y: N; Y Y: Y; Y N: Y; S S: S | 0 | N | IPP Non-CHP | 2 |  | N | [16 empty] | 12 | 2001 | N
19148 | Veolia Energy Trenton L.P | 50094 | Veolia Energy Trenton L.P. | NJ | Mercer | 1 | GT | IP | 4.6 |  | 2.6 |  |  |  | BIT WDS: NG; BIT RFO: DFO; N Y: Y; Y Y: N; S S: S |  | Y | Commercial CHP | 5 | [20 empty] | N
19148 | Veolia Energy Trenton L.P | 50094 | Veolia Energy Trenton L.P. | NJ | Mercer | 2 | GT | IP | 4.6 | 1.1 | 3.6 |  |  |  | BIT WDS: NG; BIT RFO: DFO; N Y: Y; Y Y: N; S S: S |  | Y | Commercial CHP | 5 | [20 empty] | N
19148 | Veolia Energy Trenton L.P | 50094 | Veolia Energy Trenton L.P. | NJ | Mercer | 7213 | IC | RE | 6 | 3 | 5 |  | 12 | 1983 | BIT WDS: NG; BIT RFO: DFO; N Y: Y; Y Y: Y; S S: S |  | Y | Commercial CHP | 5 | T | N | [16 empty] | 1 | 2008 | N
19150 | Trenton Municipal Utilities - (MO) | 2163 | Trenton Diesel | MO | Grundy | 4 | IC | RE | 1 | 0.9 | 1 |  | 1 | 1948 | BIT WDS: DFO; N Y: N; Y Y: N; S S: S |  | N | Electric Utility | 1 |  | N | [16 empty] | 9 | 2011 | N
19150 | Trenton Municipal Utilities - (MO) | 2163 | Trenton Diesel | MO | Grundy | 5 | IC | RE | 1.1 | 1 | 1.1 |  | 1 | 1952 | BIT WDS: DFO; N Y: N; Y Y: N; S S: S |  | N | Electric Utility | 1 |  | N | [16 empty] | 7 | 2011 | N
19150 | Trenton Municipal Utilities - (MO) | 2163 | Trenton Diesel | MO | Grundy | 6 | IC | RE | 1.3 | 1.2 | 1.3 |  | 88 | 1958 | BIT WDS: DFO; N Y: N; Y Y: N; S S: S |  | N | Electric Utility | 1 |  | N | [16 empty] | 10 | 2010 | N
19150 | Trenton Municipal Utilities - (MO) | 2163 | Trenton Diesel | MO | Grundy | 7 | IC | RE | 1 | 0.9 | 0.9 |  | 88 | 1966 | BIT WDS: DFO; N Y: N; Y Y: N; S S: S |  | N | Electric Utility | 1 |  | N | [16 empty] | 8 | 2010 | N
19173 | Colorado Energy Nations Company LLLP | 10003 | Colorado Energy Nations Company | CO | Jefferson | VBPT | ST | RE | 0.4 | 0.4 | 0.4 |  | 10 | 1997 | BIT | NG | WO | DFO |  |  | Y | N | Y | S |  | Y | IPP CHP | 3 | B | N | [16 empty] | 6 | 2012 | N | Y |  | Y |  |  |  | NG
19272 | Doyon Utilities - Fort Greely | 54834 | Fort Greely Power Plant | AK | SOUTHEAST FAIRBANKS | EN-1 | IC | RE | 1 | 1 | 1 |  | 1 | 1954 | BIT WDS: DFO; N Y: N; Y Y: Y; Y N: Y; S S: S |  | N | Commercial Non-CHP | 4 |  | N | N | [15 empty] | 8 | 2009 | N
19272 | Doyon Utilities - Fort Greely | 54834 | Fort Greely Power Plant | AK | SOUTHEAST FAIRBANKS | EN-2 | IC | RE | 1 | 1 | 1 |  | 1 | 1954 | BIT WDS: DFO; N Y: N; Y Y: Y; Y N: Y; S S: S |  | N | Commercial Non-CHP | 4 |  | N | N | [15 empty] | 8 | 2009 | N
19272 | Doyon Utilities - Fort Greely | 54834 | Fort Greely Power Plant | AK | SOUTHEAST FAIRBANKS | EN-3 | IC | RE | 1 | 1 | 1 |  | 1 | 1954 | BIT WDS: DFO; N Y: N; Y Y: Y; Y N: Y; S S: S |  | N | Commercial Non-CHP | 4 |  | N | N | [15 empty] | 8 | 2009 | N
19321 | City of Two Harbors- (MN) | 2016 | Two Harbors | MN | Lake | 3 | IC | RE | 2 | 1.9 | 1.9 |  | 3 | 1972 | BIT WDS: DFO; BIT RFO: NG; N Y: Y; Y Y: Y; S S: S |  | N | Electric Utility | 1 |  | N | [13 empty] | N |  |  | 11 | 2012 | N
19365 | United States Sugar Corp | 50482 | Clewiston Sugar House | FL | Hendry | DGN | IC | RE | 1 | 1 | 1 |  | 6 | 1987 | BIT WDS: DFO; N Y: N; Y Y: Y; Y N: Y; S S: S |  | N | Industrial CHP | 7 |  | N | [16 empty] | 5 | 2006 | N
19365 | United States Sugar Corp | 50482 | Clewiston Sugar House | FL | Hendry | DGS | IC | RE | 1 | 1 | 1 |  | 6 | 1987 | BIT WDS: DFO; N Y: N; Y Y: Y; Y N: Y; S S: S |  | N | Industrial CHP | 7 |  | N | [16 empty] | 5 | 2006 | N
19365 | United States Sugar Corp | 50482 | Clewiston Sugar House | FL | Hendry | TG1 | ST | RE | 5 | 4.7 | 5 |  | 10 | 1978 | BIT WDS: AB; BIT RFO: DFO; N Y: N; Y Y: N; S S: S |  | Y | Industrial CHP | 7 | B | N | [16 empty] | 1 | 2004 | N
19365 | United States Sugar Corp | 50482 | Clewiston Sugar House | FL | Hendry | TG2 | ST | RE | 3.5 | 3.3 | 3.3 |  | 11 | 1945 | BIT WDS: AB; BIT RFO: DFO; N Y: N; Y Y: N; S S: S |  | Y | Industrial CHP | 7 | B | N | [16 empty] | 1 | 2004 | N
19365 | United States Sugar Corp | 50482 | Clewiston Sugar House | FL | Hendry | TG3 | ST | RE | 3.1 | 2.9 | 2.9 |  | 11 | 1981 | AB | DFO |  |  |  |  | Y | N | Y | S |  | Y | Industrial CHP | 7 | B | N | [16 empty] | 12 | 2007 | N
19365 | United States Sugar Corp | 50482 | Clewiston Sugar House | FL | Hendry | TG4 | ST | RE | 6 | 5.6 | 5.6 |  | 11 | 1983 | AB | DFO |  |  |  |  | Y | N | Y | S |  | Y | Industrial CHP | 7 | B | N | [16 empty] | 12 | 2007 | N
19365 | United States Sugar Corp | 50483 | Bryant Sugar House | FL | Palm Beach | DGE | IC | RE | 1 | 1 | 1 |  | 8 | 1986 | BIT WDS: DFO; N Y: N; Y Y: Y; Y N: Y; S S: S |  | N | Industrial CHP | 7 |  | N | [16 empty] | 4 | 2007 | N
19365 | United States Sugar Corp | 50483 | Bryant Sugar House | FL | Palm Beach | DGW | IC | RE | 1 | 1 | 1 |  | 8 | 1986 | BIT WDS: DFO; N Y: N; Y Y: Y; Y N: Y; S S: S |  | N | Industrial CHP | 7 |  | N | [16 empty] | 4 | 2007 | N
19365 | United States Sugar Corp | 50483 | Bryant Sugar House | FL | Palm Beach | TG1 | ST | RE | 2.5 | 2.3 | 2.5 |  | 11 | 1962 | AB | DFO |  |  |  |  | Y | Y | Y | S |  | Y | Industrial CHP | 7 | B | N | [16 empty] | 4 | 2007 | N
19365 | United States Sugar Corp | 50483 | Bryant Sugar House | FL | Palm Beach | TG2 | ST | RE | 2.5 | 2.3 | 2.5 |  | 11 | 1962 | AB | DFO |  |  |  |  | Y | Y | Y | S |  | Y | Industrial CHP | 7 | B | N | [16 empty] | 4 | 2007 | N
19365 | United States Sugar Corp | 50483 | Bryant Sugar House | FL | Palm Beach | TG3 | ST | RE | 3.5 | 3.3 | 3.5 |  | 11 | 1974 | AB | DFO |  |  |  |  | Y | Y | Y | S |  | Y | Industrial CHP | 7 | B | N | [16 empty] | 4 | 2007 | N
19365 | United States Sugar Corp | 50483 | Bryant Sugar House | FL | Palm Beach | TG4 | ST | RE | 20 | 18.6 | 10 |  | 11 | 1979 | AB | DFO |  |  |  |  | Y | Y | Y | S |  | Y | Industrial CHP | 7 | B | N | [16 empty] | 4 | 2007 | N
19436 | Union Electric Co - (MO) | 913 | Venice | IL | Madison | 2 | ST | RE | 40 | 38 | 36 |  | 5 | 1942 | BIT WDS: DFO; BIT RFO: NG; S S: S |  | N | Electric Utility | 1 |  | N | [16 empty] | 8 | 2000
19436 | Union Electric Co - (MO) | 913 | Venice | IL | Madison | 3 | ST | RE | 98 | 82 | 78 |  | 7 | 1943 | BIT WDS: DFO; BIT RFO: NG; S S: S |  | N | Electric Utility | 1 |  | N | [16 empty] | 12 | 2002
19436 | Union Electric Co - (MO) | 913 | Venice | IL | Madison | 4 | ST | RE | 98 | 82 | 78 |  | 3 | 1948 | BIT WDS: DFO; BIT RFO: NG; S S: S |  | N | Electric Utility | 1 |  | N | [16 empty] | 12 | 2002
19436 | Union Electric Co - (MO) | 913 | Venice | IL | Madison | 5 | ST | RE | 98 | 86 | 82.5 |  | 9 | 1950 | BIT WDS: DFO; BIT RFO: NG; S S: S |  | N | Electric Utility | 1 |  | N | [16 empty] | 12 | 2002
19436 | Union Electric Co - (MO) | 913 | Venice | IL | Madison | 6 | ST | RE | 100 | 86 | 82.5 |  | 12 | 1950 | BIT WDS: DFO; BIT RFO: NG; S S: S |  | N | Electric Utility | 1 |  | N | [16 empty] | 12 | 2002
19436 | Union Electric Co - (MO) | 913 | Venice | IL | Madison | GT1 | GT | RE | 37.5 | 26 | 30 |  | 10 | 1967 | BIT WDS: DFO; N Y: N; Y Y: Y; S S: S |  | N | Electric Utility | 1 |  | N | [16 empty] | 9 | 2011 | N
19436 | Union Electric Co - (MO) | 913 | Venice | IL | Madison | ST1 | ST | RE | 40 | 38 | 36 |  | 2 | 1942 | BIT WDS: DFO; BIT RFO: NG; S S: S |  | N | Electric Utility | 1 |  | N | [16 empty] | 8 | 2000
19436 | Union Electric Co - (MO) | 2096 | Viaduct | MO | Cape Girardeau | 1 | GT | RE | 30.6 | 25 | 34 |  | 11 | 1967 | BIT WDS: NG; N Y: N; Y Y: Y; S S: S |  | N | Electric Utility | 1 |  | N | [16 empty] | 9 | 2011 | N
19454 | City of Unalaska - (AK) | 7502 | Dutch Harbor | AK | Aleutian Islands | 1 | IC | RE | 0.3 | 0.3 | 0.3 |  | 10 | 1985 | BIT WDS: DFO; N Y: N; Y Y: Y; S S: S |  | N | Electric Utility | 1 |  | N | [13 empty] | N |  |  | 7 | 2011 | N
19454 | City of Unalaska - (AK) | 7502 | Dutch Harbor | AK | Aleutian Islands | 2 | IC | RE | 0.3 | 0.3 | 0.3 |  | 3 | 1987 | BIT WDS: DFO; N Y: N; Y Y: Y; S S: S |  | N | Electric Utility | 1 |  | N | [13 empty] | N |  |  | 7 | 2011 | N
19454 | City of Unalaska - (AK) | 7502 | Dutch Harbor | AK | Aleutian Islands | 3 | IC | RE | 0.6 | 0.5 | 0.5 |  | 10 | 1986 | BIT WDS: DFO; N Y: N; Y Y: Y; S S: S |  | N | Electric Utility | 1 |  | N | [13 empty] | N |  |  | 7 | 2011 | N
19454 | City of Unalaska - (AK) | 7502 | Dutch Harbor | AK | Aleutian Islands | 4 | IC | RE | 0.9 | 0.7 | 0.7 |  | 10 | 1986 | BIT WDS: DFO; N Y: N; Y Y: Y; S S: S |  | N | Electric Utility | 1 |  | N | [13 empty] | N |  |  | 7 | 2011 | N
19454 | City of Unalaska - (AK) | 7502 | Dutch Harbor | AK | Aleutian Islands | 5 | IC | RE | 0.6 | 0.5 | 0.5 |  | 10 | 1985 | BIT WDS: DFO; N Y: N; Y Y: Y; S S: S |  | N | Electric Utility | 1 |  | N | [13 empty] | N |  |  | 7 | 2011 | N
19454 | City of Unalaska - (AK) | 7502 | Dutch Harbor | AK | Aleutian Islands | 6 | IC | RE | 1.4 | 1.2 | 1.2 |  | 10 | 1985 | BIT WDS: DFO; N Y: N; Y Y: Y; S S: S |  | N | Electric Utility | 1 |  | N | [13 empty] | N |  |  | 7 | 2011 | N
19491 | United Cogen Inc | 50104 | United Cogen | CA | San Mateo | G-1 | CT | RE | 23 | 22 | 22 |  | 12 | 1985 | BIT WDS: NG; BIT RFO: JF; N Y: Y; Y Y: Y; S S: S |  | Y | Commercial CHP | 5 | T | N | [16 empty] | 1 | 2012 | N
19491 | United Cogen Inc | 50104 | United Cogen | CA | San Mateo | G-2 | CA | RE | 8 | 7 | 7 |  | 12 | 1985 | BIT WDS: NG; N Y: N; Y Y: Y; S S: S |  | Y | Commercial CHP | 5 | T | Y | [16 empty] | 1 | 2012 | N
19526 | United States Steel-Gary | 50733 | Gary Works | IN | Lake | SWK6 | ST | RE | 70 | 60 | 60 |  | 4 | 1951 | BIT WDS: NG; Y Y: N; S S: S |  | Y | Industrial CHP | 7 |  | N | [16 empty] | 9 | 2001
19528 | University of Illinois | 54780 | University of Illinois Abbott Power Plt | IL | Champaign | T5 | ST | RE | 3 | 3 | 3 |  | 6 | 1955 | BIT WDS: NG; BIT RFO: DFO; N Y: Y; Y Y: Y; S S: S |  | Y | Commercial CHP | 5 | T | N | [16 empty] | 12 | 2003 | N
19537 | University of Texas at Austin | 50118 | Hal C Weaver Power Plant | TX | Travis | GEN1 | ST | RE | 1.5 | 1.4 | 1.4 |  | 10 | 1933 | BIT WDS: NG; Y Y: N; S S: S |  | Y | Commercial CHP | 5 |  | N | [16 empty] | 12 | 2001
19537 | University of Texas at Austin | 50118 | Hal C Weaver Power Plant | TX | Travis | GEN2 | ST | RE | 1.5 | 1.4 | 1.4 |  | 10 | 1933 | BIT WDS: NG; Y Y: N; S S: S |  | Y | Commercial CHP | 5 |  | N | [16 empty] | 12 | 2001
19537 | University of Texas at Austin | 50118 | Hal C Weaver Power Plant | TX | Travis | GEN3 | ST | RE | 2.5 | 2.3 | 2.4 |  | 1 | 1938 | BIT WDS: NG; Y Y: N; S S: S |  | Y | Commercial CHP | 5 |  | N | [16 empty] | 12 | 2001
19537 | University of Texas at Austin | 50118 | Hal C Weaver Power Plant | TX | Travis | GEN6 | CT | RE | 12.5 | 12.5 | 12.5 |  | 1 | 1968 | BIT WDS: NG; N Y: N; Y Y: Y; Y N: Y; S S: S |  | Y | Commercial CHP | 5 | T | [17 empty] | 3 | 2008 | N
19541 | University of North Carolina | 54276 | Univ of NC Chapel Hill Cogen Facility | NC | Orange | TG4 | ST | IP | 24 | 20 | 20 |  |  |  | BIT | NG | DFO |  |  |  | Y | Y |  | S |  | Y | Commercial CHP | 5 |  | N | [18 empty] | N |  | Y
19547 | Hawaiian Electric Co Inc | 56330 | Ewa Nui Substation DG | HI | Honolulu | DG1 | IC | RE | 1.6 | 1.6 | 1.6 |  | 10 | 2005 | BIT WDS: DFO; N Y: N; Y Y: Y; S S: W |  | N | Electric Utility | 1 | [18 empty] | 4 | 2010 | N
19547 | Hawaiian Electric Co Inc | 56330 | Ewa Nui Substation DG | HI | Honolulu | DG2 | IC | RE | 1.6 | 1.6 | 1.6 |  | 10 | 2005 | BIT WDS: DFO; N Y: N; Y Y: Y; S S: W |  | N | Electric Utility | 1 | [18 empty] | 4 | 2010 | N
19547 | Hawaiian Electric Co Inc | 56330 | Ewa Nui Substation DG | HI | Honolulu | DG3 | IC | RE | 1.6 | 1.6 | 1.6 |  | 10 | 2005 | BIT WDS: DFO; N Y: N; Y Y: Y; S S: W |  | N | Electric Utility | 1 | [18 empty] | 4 | 2010 | N
19547 | Hawaiian Electric Co Inc | 56330 | Ewa Nui Substation DG | HI | Honolulu | DG4 | IC | RE | 1.6 | 1.6 | 1.6 |  | 5 | 2007 | BIT WDS: DFO; N Y: N; Y Y: Y; S S: W |  | N | Electric Utility | 1 | [18 empty] | 4 | 2010 | N
19547 | Hawaiian Electric Co Inc | 56330 | Ewa Nui Substation DG | HI | Honolulu | DG5 | IC | RE | 1.6 | 1.6 | 1.6 |  | 5 | 2007 | BIT WDS: DFO; N Y: N; Y Y: Y; S S: W |  | N | Electric Utility | 1 | [18 empty] | 4 | 2010 | N
19547 | Hawaiian Electric Co Inc | 56330 | Ewa Nui Substation DG | HI | Honolulu | DG6 | IC | RE | 1.6 | 1.6 | 1.6 |  | 5 | 2007 | BIT WDS: DFO; N Y: N; Y Y: Y; S S: W |  | N | Electric Utility | 1 | [18 empty] | 4 | 2010 | N
19547 | Hawaiian Electric Co Inc | 56331 | Iwilei Tank Farm DG | HI | Honolulu | DG1 | IC | RE | 1.6 | 1.6 | 1.6 |  | 11 | 2005 | BIT WDS: DFO; N Y: N; Y Y: Y; S S: W |  | N | Electric Utility | 1 | [18 empty] | 4 | 2010 | N
19547 | Hawaiian Electric Co Inc | 56331 | Iwilei Tank Farm DG | HI | Honolulu | DG2 | IC | RE | 1.6 | 1.6 | 1.6 |  | 11 | 2005 | BIT WDS: DFO; N Y: N; Y Y: Y; S S: W |  | N | Electric Utility | 1 | [18 empty] | 4 | 2010 | N
19547 | Hawaiian Electric Co Inc | 56331 | Iwilei Tank Farm DG | HI | Honolulu | DG3 | IC | RE | 1.6 | 1.6 | 1.6 |  | 11 | 2005 | BIT WDS: DFO; N Y: N; Y Y: Y; S S: W |  | N | Electric Utility | 1 | [18 empty] | 4 | 2010 | N
19547 | Hawaiian Electric Co Inc | 56332 | Helemano Substation DG | HI | Honolulu | DG1 | IC | RE | 1.6 | 1.6 | 1.6 |  | 11 | 2005 | BIT WDS: DFO; N Y: N; Y Y: Y; S S: W |  | N | Electric Utility | 1 | [18 empty] | 4 | 2010 | N
19547 | Hawaiian Electric Co Inc | 56332 | Helemano Substation DG | HI | Honolulu | DG2 | IC | RE | 1.6 | 1.6 | 1.6 |  | 11 | 2005 | BIT WDS: DFO; N Y: N; Y Y: Y; S S: W |  | N | Electric Utility | 1 | [18 empty] | 4 | 2010 | N
19547 | Hawaiian Electric Co Inc | 56332 | Helemano Substation DG | HI | Honolulu | DG3 | IC | RE | 1.6 | 1.6 | 1.6 |  | 11 | 2005 | BIT WDS: DFO; N Y: N; Y Y: Y; S S: W |  | N | Electric Utility | 1 | [18 empty] | 4 | 2010 | N
19547 | Hawaiian Electric Co Inc | 56514 | Kalaeoloa Pole Yard DG | HI | Honolulu | DG1 | IC | RE | 1.6 | 1.6 | 1.6 |  | 12 | 2006 | BIT WDS: DFO; N Y: N; Y Y: Y; S S: W |  | N | Electric Utility | 1 | [18 empty] | 4 | 2010 | N
19547 | Hawaiian Electric Co Inc | 56514 | Kalaeoloa Pole Yard DG | HI | Honolulu | DG2 | IC | RE | 1.6 | 1.6 | 1.6 |  | 12 | 2006 | BIT WDS: DFO; N Y: N; Y Y: Y; S S: W |  | N | Electric Utility | 1 | [18 empty] | 4 | 2010 | N
19547 | Hawaiian Electric Co Inc | 56514 | Kalaeoloa Pole Yard DG | HI | Honolulu | DG3 | IC | RE | 1.6 | 1.6 | 1.6 |  | 12 | 2006 | BIT WDS: DFO; N Y: N; Y Y: Y; S S: W |  | N | Electric Utility | 1 | [18 empty] | 4 | 2010 | N
19547 | Hawaiian Electric Co Inc | 56515 | CEIP Substation Distributed Generation | HI | HONOLULU | DG1 | IC | RE | 1.6 | 1.6 | 1.6 |  | 11 | 2006 | BIT WDS: DFO; N Y: N; Y Y: Y; S S: W |  | N | Electric Utility | 1 | [18 empty] | 4 | 2010 | N
19547 | Hawaiian Electric Co Inc | 56515 | CEIP Substation Distributed Generation | HI | HONOLULU | DG2 | IC | RE | 1.6 | 1.6 | 1.6 |  | 11 | 2006 | BIT WDS: DFO; N Y: N; Y Y: Y; S S: W |  | N | Electric Utility | 1 | [18 empty] | 4 | 2010 | N
19547 | Hawaiian Electric Co Inc | 56515 | CEIP Substation Distributed Generation | HI | HONOLULU | DG3 | IC | RE | 1.6 | 1.6 | 1.6 |  | 11 | 2006 | BIT WDS: DFO; N Y: N; Y Y: Y; S S: W |  | N | Electric Utility | 1 | [18 empty] | 4 | 2010 | N
19553 | Unisea Inc | 54422 | Unisea G 2 | AK | Aleutian Islands | CAT1 | IC | RE | 0.8 | 0.8 | 0.8 |  | 2 | 1979 | BIT WDS: DFO; N Y: N; Y Y: Y; S S: S |  | N | Industrial Non-CHP | 6 |  | N | [16 empty] | 7 | 2011 | N
19553 | Unisea Inc | 54422 | Unisea G 2 | AK | Aleutian Islands | CAT2 | IC | RE | 0.9 | 0.9 | 0.9 |  | 5 | 1973 | BIT WDS: DFO; N Y: N; Y Y: Y; S S: S |  | N | Industrial Non-CHP | 6 |  | N | [16 empty] | 7 | 2011 | N
19558 | Homer Electric Assn Inc | 6283 | Seldovia | AK | Kenai Peninsula | 1 | IC | RE | 0.3 | 0.3 | 0.3 |  | 8 | 1964 | BIT WDS: DFO; S S: S |  | N | Electric Utility | 1 |  | N | [16 empty] | 9 | 2003
19558 | Homer Electric Assn Inc | 6283 | Seldovia | AK | Kenai Peninsula | 2 | IC | RE | 0.6 | 0.6 | 0.6 |  | 8 | 1964 | BIT WDS: DFO; S S: S |  | N | Electric Utility | 1 |  | N | [16 empty] | 9 | 2003
19558 | Homer Electric Assn Inc | 6283 | Seldovia | AK | Kenai Peninsula | 3 | IC | RE | 0.6 | 0.6 | 0.6 |  | 8 | 1970 | BIT WDS: DFO; S S: S |  | N | Electric Utility | 1 |  | N | [16 empty] | 9 | 2003
19558 | Homer Electric Assn Inc | 6283 | Seldovia | AK | Kenai Peninsula | 4 | IC | RE | 0.6 | 0.6 | 0.6 |  | 8 | 1979 | BIT WDS: DFO; S S: S |  | N | Electric Utility | 1 |  | N | [16 empty] | 9 | 2003
19558 | Homer Electric Assn Inc | 57206 | Soldotna | AK | Kenai Peninsula | 2 | GT | IP | 50 | 44 | 49 |  |  |  | BIT WDS: NG; N Y: N; Y Y: Y; S S: S |  | N | Electric Utility | 1 | [20 empty] | N
19578 | Upper Peninsula Power Co | 7115 | Hoist | MI | Marquette | 1 | HY | RE | 1 | 1 | 1 |  | 2 | 1988 | BIT WDS: WAT; N Y: N; Y Y: Y; S S: S | 0 | N | Electric Utility | 1 |  | N | [16 empty] | 9 | 2006 | N
19588 | University of Michigan | 50431 | University of Michigan | MI | Washtenaw | TG2 | ST | RE | 4 | 3.7 | 3.7 |  | 1 | 1939 | BIT WDS: NG; BIT RFO: DFO; Y Y: N; S S: S |  | Y | Commercial CHP | 5 |  | N | [16 empty] | 12 | 2002
19674 | Vaagen Brothers Lumber Inc | 50120 | Vaagen Brothers Lumber | WA | Stevens | 0001 | ST | RE | 4 | 3.7 | 3.9 |  | 12 | 1979 | BIT WDS: WDS; N Y: N; Y Y: Y; S S: S |  | Y | Industrial CHP | 7 | B | N | [16 empty] | 11 | 2009
19676 | Valero Refining Co California | 55852 | Valero Refinery Cogeneration Unit 2 | CA | Solano | GT 2 | GT | IP | 51 | 43.4 | 50 |  |  |  | BIT WDS: OG; BIT RFO: NG; N Y: Y; Y Y: Y; S S: S |  | Y | Industrial CHP | 7 |  | N | [18 empty] | N
19685 | Valero Refining Co | 10203 | Valero Refinery Corpus Christi East | TX | Nueces | GEN1 | GT | RE | 20 | 17 | 20 |  | 9 | 1984 | BIT WDS: NG; N Y: N; Y Y: Y; S S: S |  | Y | Industrial CHP | 7 | T | N | [16 empty] | 7 | 2010 | N
19685 | Valero Refining Co | 10203 | Valero Refinery Corpus Christi East | TX | Nueces | GEN2 | GT | RE | 20 | 17 | 20 |  | 10 | 1984 | BIT WDS: NG; N Y: N; Y Y: Y; S S: S |  | Y | Industrial CHP | 7 | T | N | [16 empty] | 7 | 2010 | N
19685 | Valero Refining Co | 50121 | Valero Refinery Corpus Christi West | TX | Nueces | TG3 | ST | RE | 7.5 | 7 | 7.1 |  | 9 | 1986 | BIT WDS: OG; N Y: N; Y Y: Y; S S: S |  | Y | Industrial CHP | 7 | B | N | [16 empty] | 8 | 2006 | N
19740 | AES Wind Generation Inc | 50819 | ESI Project | CA | Alameda | GEN1 | WT | RE | 1.2 | 1.2 | 1.2 |  | 12 | 1981 | BIT WDS: WND; N Y: N; Y Y: Y; S S: W | 14 | N | IPP Non-CHP | 2 |  | N | [16 empty] | 12 | 2006 | N
19843 | City of Villisca - (IA) | 1193 | Villisca Municipal Power Plant | IA | Montgomery | 1 | IC | RE | 0.8 | 0.8 | 0.8 |  | 7 | 1948 | BIT WDS: DFO; BIT RFO: DFO; S S: S |  | N | Electric Utility | 1 |  | N | [16 empty] | 1 | 2002
19843 | City of Villisca - (IA) | 1193 | Villisca Municipal Power Plant | IA | Montgomery | 2 | IC | RE | 0.3 | 0.3 | 0.3 |  | 7 | 1936 | BIT WDS: DFO; BIT RFO: DFO; S S: S |  | N | Electric Utility | 1 |  | N | [16 empty] | 1 | 2002
19843 | City of Villisca - (IA) | 1193 | Villisca Municipal Power Plant | IA | Montgomery | 3 | IC | RE | 0.3 | 0.3 | 0.3 |  | 7 | 1936 | BIT WDS: NG; BIT RFO: DFO; S S: S |  | N | Electric Utility | 1 |  | N | [16 empty] | 1 | 2002
19843 | City of Villisca - (IA) | 1193 | Villisca Municipal Power Plant | IA | Montgomery | 4 | IC | RE | 0.6 | 0.6 | 0.6 |  | 7 | 1939 | BIT WDS: DFO; S S: S |  | N | Electric Utility | 1 |  | N | [16 empty] | 1 | 2002
19856 | City of Vineland - (NJ) | 2434 | Howard Down | NJ | Cumberland | 10 | ST | RE | 25 | 23 | 23 |  | 5 | 1970 | BIT WDS: RFO; N Y: N; Y Y: Y; S S: S |  | N | Electric Utility | 1 |  | N | [16 empty] | 9 | 2012 | N | N |  | N |  |  |  | DFO
19856 | City of Vineland - (NJ) | 2434 | Howard Down | NJ | Cumberland | 5 | ST | RE | 4 | 3 | 3 |  | 99 | 1942 | BIT WDS: RFO; N Y: N; Y Y: N; Y N: N; S S: S |  | N | Electric Utility | 1 |  | N | [16 empty] | 12 | 2008 | N
19856 | City of Vineland - (NJ) | 2434 | Howard Down | NJ | Cumberland | 6 | ST | RE | 5 | 4 | 4 |  | 99 | 1949 | BIT WDS: RFO; N Y: N; Y Y: N; Y N: N; S S: S |  | N | Electric Utility | 1 |  | N | [16 empty] | 12 | 2008 | N
19856 | City of Vineland - (NJ) | 2434 | Howard Down | NJ | Cumberland | 7 | ST | RE | 7.5 | 8 | 8 |  | 12 | 1952 | BIT WDS: RFO; N Y: N; Y Y: N; S S: S |  | N | Electric Utility | 1 |  | N | [16 empty] | 12 | 2008 | N | [6 empty] | DFO
19856 | City of Vineland - (NJ) | 2434 | Howard Down | NJ | Cumberland | 8 | ST | RE | 12.5 | 11 | 11 |  | 10 | 1955 | BIT WDS: RFO; N Y: N; Y Y: Y; S S: S |  | N | Electric Utility | 1 |  | N | [16 empty] | 6 | 2009 | N | [6 empty] | DFO
19856 | City of Vineland - (NJ) | 2434 | Howard Down | NJ | Cumberland | 9 | ST | RE | 16.5 | 17 | 17 |  | 12 | 1960 | BIT WDS: RFO; N Y: N; Y Y: Y; S S: S |  | N | Electric Utility | 1 |  | N | [16 empty] | 6 | 2010 | N | [6 empty] | DFO
19867 | Village of Viola | 4139 | Viola | WI | Richland | 1 | IC | RE | 0.4 | 0.4 | 0.4 |  | 1 | 1948 | BIT WDS: DFO; Y Y: Y; Y N: N; S S: S |  | N | Electric Utility | 1 |  | N | [16 empty] | 8 | 2001
19867 | Village of Viola | 4139 | Viola | WI | Richland | 2 | IC | RE | 0.7 | 0.7 | 0.7 |  | 1 | 1966 | BIT WDS: DFO; Y Y: Y; Y N: N; S S: S |  | N | Electric Utility | 1 |  | N | [16 empty] | 8 | 2001
19876 | Virginia Electric & Power Co | 2757 | Kitty Hawk | NC | Dare | GT1 | GT | RE | 23.8 | 16 | 23 |  | 3 | 1971 | BIT WDS: DFO; N Y: N; Y Y: Y; S S: S |  | N | Electric Utility | 1 |  | N | [16 empty] | 12 | 2011
19876 | Virginia Electric & Power Co | 2757 | Kitty Hawk | NC | Dare | GT2 | GT | RE | 23.8 | 15 | 22 |  | 6 | 1971 | BIT WDS: DFO; N Y: N; Y Y: Y; S S: S |  | N | Electric Utility | 1 |  | N | [16 empty] | 12 | 2011
19876 | Virginia Electric & Power Co | 3803 | Chesapeake | VA | Chesapeake | 10 | GT | RE | 23.8 | 16 | 23 |  | 12 | 1970 | BIT WDS: DFO; N Y: N; Y Y: Y; S S: S |  | N | Electric Utility | 1 |  | N | [16 empty] | 12 | 2011 | N
19876 | Virginia Electric & Power Co | 3803 | Chesapeake | VA | Chesapeake | 7 | GT | RE | 23.8 | 16 | 25 |  | 12 | 1969 | BIT WDS: DFO; N Y: N; Y Y: Y; S S: S |  | N | Electric Utility | 1 |  | N | [16 empty] | 12 | 2011 | N
19876 | Virginia Electric & Power Co | 3803 | Chesapeake | VA | Chesapeake | 8 | GT | RE | 23.8 | 16 | 26 |  | 12 | 1969 | BIT WDS: DFO; N Y: N; Y Y: Y; S S: S |  | N | Electric Utility | 1 |  | N | [16 empty] | 12 | 2011 | N
19876 | Virginia Electric & Power Co | 3803 | Chesapeake | VA | Chesapeake | 9 | GT | RE | 23.8 | 16 | 25 |  | 12 | 1970 | BIT WDS: DFO; N Y: N; Y Y: Y; S S: S |  | N | Electric Utility | 1 |  | N | [16 empty] | 12 | 2011 | N
19876 | Virginia Electric & Power Co | 3804 | Possum Point | VA | Prince William | 1 | ST | RE | 69 | 74 | 74 |  | 12 | 1948 | BIT WDS: RFO; S S: S |  | N | Electric Utility | 1 |  | N | [16 empty] | 3 | 2002
19876 | Virginia Electric & Power Co | 3804 | Possum Point | VA | Prince William | 2 | ST | RE | 69 | 69 | 71 |  | 5 | 1951 | BIT WDS: RFO; S S: S |  | N | Electric Utility | 1 |  | N | [16 empty] | 3 | 2002
19876 | Virginia Electric & Power Co | 7537 | North Branch | WV | Grant | 1 | ST | RE | 80 | 74 | 77 |  | 5 | 1992 | BIT WDS: WC; N Y: N; Y Y: Y; S S: S |  | N | Electric Utility | 1 |  | N | [16 empty] | 12 | 2012 |  |  | Y |  |  |  |  | PG
20096 | Ware Energy Corp | 50419 | Ware Energy | MA | Hampshire | GEN1 | ST | RE | 9.3 | 8.7 | 8.7 |  | 12 | 1986 | BIT WDS: WDS; N Y: N; Y Y: Y; Y N: Y; S S: S |  | N | IPP Non-CHP | 2 |  | N | [16 empty] | 1 | 2012 | Y | [6 empty] | WDS
20315 | City of Wellington - (KS) | 1330 | Wellington 1 | KS | Sumner | 5 | IC | RE | 1 | 1 | 1 |  | 88 | 1956 | DFO | NG |  |  |  |  | N | N | Y | S |  | N | Electric Utility | 1 |  | N | [16 empty] | 2 | 2005 | N
20323 | Wellhead Services Inc | 10156 | Fresno Cogen Partners | CA | Fresno | GEN1 | CT | RE | 22.3 | 21.5 | 22.3 |  | 1 | 1990 | BIT WDS: NG; N Y: N; Y Y: Y; Y N: Y; S S: J |  | Y | IPP CHP | 3 |  | N | [16 empty] | 1 | 2004
20323 | Wellhead Services Inc | 55600 | Binghamton Cogen | NY | Broome | 1 | GT | RE | 47.7 | 42 | 47 |  | 6 | 1992 | NG | DFO | KER |  |  |  | N | Y |  | W |  | Y | IPP CHP | 3 | T | N | [16 empty] | 2 | 2012 | N
20323 | Wellhead Services Inc | 56676 | Margarita Energy Center | CA | Orange | CTG1 | GT | IP | 48.2 | 46.5 | 48.2 |  |  |  | BIT WDS: NG; N Y: N; Y Y: N; S S: S |  | N | IPP Non-CHP | 2 | [20 empty] | N
20323 | Wellhead Services Inc | 56955 | Delano Energy Center LLC | CA | Fresno | 1 | GT | IP | 48 | 49 | 48 |  |  |  | BIT WDS: NG; N Y: N; Y Y: N; S S: W |  | N | IPP Non-CHP | 2 | [20 empty] | N
20380 | City of West Liberty - (IA) | 1200 | West Liberty | IA | Muscatine | 1 | IC | RE | 0.8 | 0.7 | 0.7 |  | 6 | 1948 | BIT WDS: DFO; N Y: N; Y Y: Y; Y N: Y; S S: S |  | N | Electric Utility | 1 |  | N | [16 empty] | 1 | 2011 | N
20430 | City of Westbrook | 2021 | Westbrook | MN | Cottonwood | 3 | IC | RE | 0.5 | 0.4 | 0.5 |  | 88 | 1940 | BIT WDS: DFO; S S: S |  | N | Electric Utility | 1 |  | N | [16 empty] | 8 | 2001
20430 | City of Westbrook | 2021 | Westbrook | MN | Cottonwood | 4 | IC | RE | 0.7 | 0.6 | 0.7 |  | 88 | 1952 | BIT WDS: DFO; N Y: N; Y Y: N; S S: S |  | N | Electric Utility | 1 |  | N | [16 empty] | 9 | 2002 | N
20447 | Western Farmers Elec Coop, Inc | 6772 | Hugo | OK | Choctaw | 2 | ST | IP | 750 | 750 | 750 |  |  |  | BIT WDS: SUB; N Y: N; Y Y: N; S S: S |  | N | Electric Utility | 1 |  | N | [18 empty] | N | Y |  |  | Y
20508 | MeadWestvaco Corp | 50900 | Covington Facility | VA | Covington | GEN6 | ST | RE | 5.5 | 5.5 | 5.5 |  | 1 | 1930 | BLQ | WDS | SUB | NG | RFO |  | Y | Y |  | S |  | Y | Industrial CHP | 7 | T | N | [16 empty] | 1 | 2009 | N
20541 | Wheelabrator Environmental Systems | 50950 | Wheelabrator Martell | CA | Amador | GEN1 | ST | RE | 23 | 15 | 15 |  | 12 | 1985 | BIT WDS: WDS; S S: S |  | Y | Industrial CHP | 7 |  | N | [16 empty] | 12 | 2003
20737 | Willmar Municipal Utilities | 2022 | Willmar | MN | Kandiyohi | ST1 | ST | RE | 4 | 4 | 4 |  | 10 | 1949 | SUB | NG |  |  |  |  | Y | Y | Y | S |  | N | Electric Utility | 1 |  | N | [16 empty] | 12 | 2006 | N
20789 | City of Wilton | 1202 | Wilton | IA | Muscatine | 1 | IC | RE | 1 | 0.9 | 0.9 |  | 10 | 1958 | BIT WDS: DFO; Y Y: N; S S: S |  | N | Electric Utility | 1 |  | N | [16 empty] | 11 | 2001
20813 | City of Winfield - (KS) | 1332 | West 14th Street | KS | Cowley | IC1 | IC | IP | 1.6 | 1.6 | 1.6 |  |  |  | BIT WDS: DFO; N Y: N; Y Y: Y; S S: S |  | N | Electric Utility | 1 |  | N | [18 empty] | N
20838 | Wim-Sam Inc | 56401 | UTSA TEP II | TX | Bexar | GEN2 | IC | IP | 1.5 | 1.5 | 1.5 |  |  |  | BIT WDS: DFO; N Y: N; Y Y: N; S S: W |  | N | Commercial Non-CHP | 4
20838 | Wim-Sam Inc | 56401 | UTSA TEP II | TX | Bexar | GEN3 | IC | IP | 1.5 | 1.5 | 1.5 | [14 empty] | N | Commercial Non-CHP | 4 | bar: N Y to Y Y; S S
20847 | Wisconsin Electric Power Co | 1769 | Presque Isle | MI | Marquette | 1 | ST | RE | 25 | 25 | 25 |  | 9 | 1955 | BIT WDS: BIT; BIT RFO: DFO; N Y: N; Y Y: Y; S S: S |  | N | Electric Utility | 1 |  | N | [16 empty] | 12 | 2006 | N
20847 | Wisconsin Electric Power Co | 1769 | Presque Isle | MI | Marquette | 2 | ST | RE | 37.5 | 37 | 37 |  | 7 | 1962 | BIT WDS: BIT; BIT RFO: DFO; N Y: N; Y Y: Y; S S: S |  | N | Electric Utility | 1 |  | N | [16 empty] | 12 | 2006 | N
20847 | Wisconsin Electric Power Co | 1769 | Presque Isle | MI | Marquette | 3 | ST | RE | 54.4 | 58 | 58 |  | 1 | 1964 | BIT WDS: BIT; N Y: N; Y Y: Y; S S: S |  | N | Electric Utility | 1 | [18 empty] | 10 | 2009 | N | Y |  | Y |  |  |  | DFO
20847 | Wisconsin Electric Power Co | 1769 | Presque Isle | MI | Marquette | 4 | ST | RE | 57.8 | 58 | 58 |  | 12 | 1966 | BIT WDS: BIT; N Y: N; Y Y: Y; S S: S |  | N | Electric Utility | 1 | [18 empty] | 10 | 2009 | N | Y |  | Y |  |  |  | DFO
20847 | Wisconsin Electric Power Co | 4040 | Port Washington Generating Station | WI | Ozaukee | 1 | ST | RE | 80 | 65 | 65 |  | 10 | 1935 | BIT WDS: BIT; BIT RFO: NG; N Y: N; Y Y: Y; S S: S |  | N | Electric Utility | 1 |  | N | [16 empty] | 9 | 2004 | N
20847 | Wisconsin Electric Power Co | 4040 | Port Washington Generating Station | WI | Ozaukee | 2 | ST | RE | 80 | 80 | 80 |  | 10 | 1943 | BIT WDS: BIT; BIT RFO: NG; N Y: N; Y Y: Y; S S: S |  | N | Electric Utility | 1 |  | N | [16 empty] | 9 | 2004 | N
20847 | Wisconsin Electric Power Co | 4040 | Port Washington Generating Station | WI | Ozaukee | 3 | ST | RE | 80 | 80 | 80 |  | 10 | 1948 | BIT WDS: BIT; BIT RFO: NG; N Y: N; Y Y: Y; S S: S |  | N | Electric Utility | 1 |  | N | [16 empty] | 9 | 2004 | N
20847 | Wisconsin Electric Power Co | 4040 | Port Washington Generating Station | WI | Ozaukee | 4 | ST | RE | 80 | 80 | 80 |  | 8 | 1949 | BIT WDS: BIT; BIT RFO: NG; N Y: N; Y Y: Y; S S: S |  | N | Electric Utility | 1 |  | N | [16 empty] | 1 | 2003 | N
20847 | Wisconsin Electric Power Co | 4040 | Port Washington Generating Station | WI | Ozaukee | 6 | GT | RE | 19.6 | 17 | 20 |  | 6 | 1969 | BIT WDS: DFO; N Y: N; Y Y: Y; S S: S |  | N | Electric Utility | 1 |  | N | [16 empty] | 1 | 2003 | N
20847 | Wisconsin Electric Power Co | 4041 | South Oak Creek | WI | Milwaukee | 9 | GT | RE | 19.6 | 18 | 19 |  | 12 | 1968 | BIT WDS: NG; N Y: N; Y Y: Y; S S: S |  | N | Electric Utility | 1 | [18 empty] | 9 | 2008 | N
20854 | Winnebago County | 50936 | Winnebago County Landfill Gas | WI | Winnebago | EG6 | IC | IP | 1.4 | 1.4 | 1.4 |  |  |  | BIT WDS: LFG; N Y: N; Y Y: Y; S S: S |  | Y | IPP CHP | 3 |  | N | [18 empty] | N
20856 | Wisconsin Power & Light Co | 4048 | Blackhawk | WI | Rock | 3 | ST | RE | 25 | 26.5 | 25 |  | 1 | 1946 | BIT WDS: NG; N Y: N; Y Y: N; Y N: N; S S: S |  | N | Electric Utility | 1 |  | N | [16 empty] | 4 | 2010 | N
20856 | Wisconsin Power & Light Co | 4048 | Blackhawk | WI | Rock | 4 | ST | RE | 25 | 24.3 | 25 |  | 1 | 1948 | BIT WDS: NG; N Y: N; Y Y: N; Y N: N; S S: S |  | N | Electric Utility | 1 |  | N | [16 empty] | 4 | 2010 | N
20856 | Wisconsin Power & Light Co | 4057 | Rock River | WI | Rock | 1 | ST | RE | 75 | 72.9 | 75 |  | 1 | 1954 | BIT WDS: NG; BIT RFO: SUB; N Y: N; Y Y: N; S S: S |  | N | Electric Utility | 1 |  | N | N | [15 empty] | 4 | 2010 | N | [6 empty] | DFO
20856 | Wisconsin Power & Light Co | 4057 | Rock River | WI | Rock | 2 | ST | RE | 75 | 76.7 | 75 |  | 9 | 1955 | BIT WDS: NG; BIT RFO: SUB; N Y: N; Y Y: N; S S: S |  | N | Electric Utility | 1 |  | N | N | [15 empty] | 4 | 2010 | N | [6 empty] | DFO
20860 | Wisconsin Public Service Corp | 4062 | Eagle River | WI | Vilas | 1 | IC | RE | 2 | 2.1 | 2.1 |  | 7 | 1964 | BIT WDS: DFO; N Y: N; Y Y: Y; S S: S |  | N | Electric Utility | 1 |  | N | [16 empty] | 10 | 2011 | N
20860 | Wisconsin Public Service Corp | 4062 | Eagle River | WI | Vilas | 2 | IC | RE | 2 | 2.1 | 2.1 |  | 7 | 1964 | BIT WDS: DFO; N Y: N; Y Y: Y; S S: S |  | N | Electric Utility | 1 |  | N | [16 empty] | 10 | 2011 | N
20860 | Wisconsin Public Service Corp | 4064 | Hat Rapids | WI | Oneida | 2 | HY | RE | 0.5 | 0.3 | 0.3 |  | 6 | 1905 | BIT WDS: WAT; S S: S |  | N | Electric Utility | 1 |  | N | [16 empty] | 10 | 1984
20860 | Wisconsin Public Service Corp | 4064 | Hat Rapids | WI | Oneida | 3 | HY | RE | 0.4 | 0.1 | 0.2 |  | 0 | 1924 | BIT WDS: WAT; S S: S |  | N | Electric Utility | 1 |  | N | [16 empty] | 9 | 1984
20860 | Wisconsin Public Service Corp | 4072 | Pulliam | WI | Brown | 3 | ST | RE | 30 | 25.8 | 25.8 |  | 1 | 1943 | BIT WDS: SUB; BIT RFO: NG; N Y: Y; Y Y: Y; S S: S |  | N | Electric Utility | 1 |  | N | [16 empty] | 12 | 2007 | N
20860 | Wisconsin Public Service Corp | 4072 | Pulliam | WI | Brown | 4 | ST | RE | 30 | 30.1 | 30.1 |  | 8 | 1947 | BIT WDS: SUB; BIT RFO: NG; N Y: Y; Y Y: Y; S S: S |  | N | Electric Utility | 1 |  | N | [16 empty] | 12 | 2007 | N
20860 | Wisconsin Public Service Corp | 4072 | Pulliam | WI | Brown | GT1 | GT | IP | 85 | 74 | 96 |  |  |  | BIT WDS: NG; BIT RFO: DFO; N Y: Y; S S: S |  | N | Electric Utility | 1 |  | N | [18 empty] | N
20860 | Wisconsin Public Service Corp | 4072 | Pulliam | WI | Brown | GT2 | GT | IP | 85 | 74 | 96 |  |  |  | BIT WDS: NG; BIT RFO: DFO; N Y: Y; S S: S |  | N | Electric Utility | 1 |  | N | [18 empty] | N
20860 | Wisconsin Public Service Corp | 7602 | Oneida Casino | WI | Brown | 1 | IC | RE | 2 | 1.8 | 1.8 |  | 7 | 1996 | BIT WDS: DFO; N Y: N; Y Y: Y; S S: S |  | N | Electric Utility | 1 |  | N | [16 empty] | 6 | 2011 | N
20860 | Wisconsin Public Service Corp | 7602 | Oneida Casino | WI | Brown | 2 | IC | RE | 2 | 1.8 | 1.8 |  | 7 | 1996 | BIT WDS: DFO; N Y: N; Y Y: Y; S S: S |  | N | Electric Utility | 1 |  | N | [16 empty] | 6 | 2011 | N
20880 | City of Wisner | 2316 | Wisner | NE | Cuming | 1 | IC | RE | 0.6 | 0.6 | 0.6 |  | 88 | 1954 | BIT WDS: DFO; N Y: N; Y Y: Y; S S: S |  | N | Electric Utility | 1 |  | N | [13 empty] | N |  |  | 1 | 2010 | N
20880 | City of Wisner | 2316 | Wisner | NE | Cuming | 2 | IC | RE | 0.4 | 0.4 | 0.4 |  | 88 | 1947 | BIT WDS: DFO; N Y: N; Y Y: Y; S S: S |  | N | Electric Utility | 1 |  | N | [13 empty] | N |  |  | 1 | 2010 | N
20910 | Wolverine Power Supply Coop | 1873 | Tower | MI | Cheboygan | 2 | IC | RE | 1.3 | 1.3 | 1.3 |  | 1 | 1948 | BIT WDS: DFO; N Y: N; Y Y: Y; S S: S |  | N | Electric Utility | 1 |  | N | N | [15 empty] | 10 | 2010 | N
20910 | Wolverine Power Supply Coop | 1873 | Tower | MI | Cheboygan | 3 | IC | RE | 1.3 | 1.3 | 1.3 |  | 1 | 1951 | BIT WDS: DFO; N Y: N; Y Y: Y; S S: S |  | N | Electric Utility | 1 |  | N | N | [15 empty] | 10 | 2010 | N
20910 | Wolverine Power Supply Coop | 1873 | Tower | MI | Cheboygan | IC1 | IC | RE | 1.3 | 1.3 | 1.3 |  | 1 | 1948 | BIT WDS: DFO; N Y: N; Y Y: Y; S S: S |  | N | Electric Utility | 1 |  | N | [16 empty] | 10 | 2010
20910 | Wolverine Power Supply Coop | 1877 | George Johnson | MI | Osceola | 1 | IC | RE | 0.7 | 0.7 | 0.7 |  | 1 | 1947 | BIT WDS: NG; BIT RFO: DFO; S S: S |  | N | Electric Utility | 1 |  | N | [16 empty] | 1 | 2002
20910 | Wolverine Power Supply Coop | 1877 | George Johnson | MI | Osceola | 2 | IC | RE | 0.7 | 0.7 | 0.7 |  | 1 | 1948 | BIT WDS: NG; BIT RFO: DFO; S S: S |  | N | Electric Utility | 1 |  | N | [16 empty] | 1 | 2002
20910 | Wolverine Power Supply Coop | 1877 | George Johnson | MI | Osceola | 3 | IC | RE | 1.1 | 1.2 | 1.2 |  | 1 | 1949 | BIT WDS: NG; BIT RFO: DFO; S S: S |  | N | Electric Utility | 1 |  | N | [16 empty] | 1 | 2002
20910 | Wolverine Power Supply Coop | 1877 | George Johnson | MI | Osceola | 4 | IC | RE | 2.5 | 2.5 | 2.5 |  | 1 | 1951 | BIT WDS: NG; BIT RFO: DFO; S S: S |  | N | Electric Utility | 1 |  | N | [16 empty] | 1 | 2002
20910 | Wolverine Power Supply Coop | 1877 | George Johnson | MI | Osceola | 5 | IC | RE | 2.5 | 2.5 | 2.5 |  | 1 | 1951 | BIT WDS: NG; BIT RFO: DFO; S S: S |  | N | Electric Utility | 1 |  | N | [16 empty] | 1 | 2002
20910 | Wolverine Power Supply Coop | 1877 | George Johnson | MI | Osceola | 6 | IC | RE | 2.5 | 2.5 | 2.5 |  | 1 | 1952 | BIT WDS: NG; BIT RFO: DFO; S S: S |  | N | Electric Utility | 1 |  | N | [16 empty] | 1 | 2002
20910 | Wolverine Power Supply Coop | 1877 | George Johnson | MI | Osceola | 7 | GT | RE | 11 | 10.5 | 12.8 |  | 1 | 1973 | BIT WDS: NG; N Y: N; Y Y: N; S S: S |  | N | Electric Utility | 1 |  | N | [16 empty] | 10 | 2005 | N
20910 | Wolverine Power Supply Coop | 1877 | George Johnson | MI | Osceola | 8 | GT | RE | 11 | 10.5 | 12.8 |  | 1 | 1973 | BIT WDS: NG; N Y: N; Y Y: N; S S: S |  | N | Electric Utility | 1 |  | N | [16 empty] | 10 | 2005 | N
20910 | Wolverine Power Supply Coop | 1879 | Scottville | MI | Mason | 4 | IC | RE | 1.1 | 1.1 | 1.1 |  | 1 | 1947 | BIT WDS: DFO; BIT RFO: NG; S S: S |  | N | Electric Utility | 1 |  | N | [16 empty] | 1 | 2002
20910 | Wolverine Power Supply Coop | 1879 | Scottville | MI | Mason | 5 | IC | RE | 1.1 | 1.1 | 1.1 |  | 1 | 1947 | BIT WDS: DFO; BIT RFO: NG; S S: S |  | N | Electric Utility | 1 |  | N | [16 empty] | 1 | 2002
20910 | Wolverine Power Supply Coop | 1879 | Scottville | MI | Mason | 6 | IC | RE | 1.9 | 1.7 | 1.8 |  | 1 | 1961 | BIT WDS: DFO; BIT RFO: NG; S S: S |  | N | Electric Utility | 1 |  | N | [16 empty] | 1 | 2002
20910 | Wolverine Power Supply Coop | 1880 | Claude Vandyke | MI | Allegan | 5 | IC | RE | 3.5 | 3 | 3.5 |  | 1 | 1959 | BIT WDS: NG; BIT RFO: DFO; S S: S |  | N | Electric Utility | 1 |  | N | [16 empty] | 3 | 2003
20910 | Wolverine Power Supply Coop | 1881 | Vestaburg | MI | Montcalm | 2 | IC | RE | 0.3 | 0.3 | 0.3 |  | 1 | 1939 | BIT WDS: DFO; N Y: N; Y Y: Y; S S: S |  | N | Electric Utility | 1 |  | N | [16 empty] | 2 | 2007 | N
20910 | Wolverine Power Supply Coop | 1881 | Vestaburg | MI | Montcalm | 4 | IC | RE | 0.7 | 0.7 | 0.7 |  | 1 | 1939 | BIT WDS: DFO; N Y: N; Y Y: Y; S S: S |  | N | Electric Utility | 1 |  | N | [16 empty] | 2 | 2007 | N
20910 | Wolverine Power Supply Coop | 1881 | Vestaburg | MI | Montcalm | 5 | IC | RE | 0.7 | 0.7 | 0.7 |  | 1 | 1941 | BIT WDS: DFO; N Y: N; Y Y: Y; S S: S |  | N | Electric Utility | 1 |  | N | [16 empty] | 2 | 2007 | N
21015 | City of Wrangell - (AK) | 95 | Wrangell | AK | WRANGELL PETERSBURG | 1 | IC | RE | 1.3 | 1.3 | 1.3 |  | 8 | 1972 | BIT WDS: DFO; N Y: N; S S: S |  | N | Electric Utility | 1 |  | N | [16 empty] | 1 | 2001
21015 | City of Wrangell - (AK) | 95 | Wrangell | AK | WRANGELL PETERSBURG | 2 | IC | RE | 1.3 | 1.3 | 1.3 |  | 8 | 1972 | BIT WDS: DFO; S S: S |  | N | Electric Utility | 1 |  | N | [16 empty] | 1 | 2001
21015 | City of Wrangell - (AK) | 95 | Wrangell | AK | WRANGELL PETERSBURG | 3 | IC | RE | 1.3 | 1.3 | 1.3 |  | 8 | 1973 | BIT WDS: DFO; S S: S |  | N | Electric Utility | 1 |  | N | [16 empty] | 1 | 2001
21015 | City of Wrangell - (AK) | 95 | Wrangell | AK | WRANGELL PETERSBURG | 4 | IC | RE | 1.3 | 1.3 | 1.3 |  | 8 | 1973 | BIT WDS: DFO; S S: S |  | N | Electric Utility | 1 |  | N | [16 empty] | 1 | 2001
21015 | City of Wrangell - (AK) | 95 | Wrangell | AK | WRANGELL PETERSBURG | 5 | IC | RE | 0.5 | 0.5 | 0.5 |  | 88 | 1964 | BIT WDS: DFO; N Y: N; Y Y: N; Y N: N; S S: S |  | N | Electric Utility | 1 |  | N | N | [12 empty] | N |  |  | 1 | 2009
21015 | City of Wrangell - (AK) | 95 | Wrangell | AK | WRANGELL PETERSBURG | 7 | IC | RE | 0.5 | 0.5 | 0.5 |  | 88 | 1970 | BIT WDS: DFO; N Y: N; Y Y: N; S S: S |  | N | Electric Utility | 1 |  | N | N | [12 empty] | N |  |  | 1 | 2009
21020 | Wythe Park Power Inc | 54047 | Wythe Park Power 3 Richmond Plant | VA | Richmond | EXIS | IC | RE | 3 | 3 | 3 |  | 7 | 1991 | DFO | WO | NG |  |  |  | Y | Y |  | S |  | N | IPP Non-CHP | 2 |  | N | [16 empty] | 9 | 2010
21116 | YKK USA Inc | 54566 | YKK USA Chestney | GA | BIBB | GEN1 | IC | RE | 1.6 | 1.5 | 1.5 |  | 5 | 1993 | BIT WDS: DFO; N Y: N; Y Y: Y; Y N: Y; S S: S |  | N | Industrial Non-CHP | 6 |  | N | [16 empty] | 3 | 2010 | N
21116 | YKK USA Inc | 54566 | YKK USA Chestney | GA | BIBB | GEN2 | IC | RE | 1.7 | 1.5 | 1.5 |  | 5 | 1994 | BIT WDS: DFO; N Y: N; Y Y: Y; Y N: Y; S S: S |  | N | Industrial Non-CHP | 6 |  | N | [13 empty] | N |  |  | 3 | 2010
21116 | YKK USA Inc | 54566 | YKK USA Chestney | GA | BIBB | GEN3 | IC | RE | 1.7 | 1.7 | 1.6 |  | 8 | 1995 | BIT WDS: DFO; N Y: N; Y Y: Y; Y N: Y; S S: S |  | N | Industrial Non-CHP | 6 |  | N | [16 empty] | 3 | 2010
21116 | YKK USA Inc | 54566 | YKK USA Chestney | GA | BIBB | PPD1 | IC | RE | 0.4 | 0.4 | 0.4 |  | 5 | 1992 | BIT WDS: DFO; N Y: N; Y Y: N; Y N: N; S S: S |  | N | Industrial Non-CHP | 6 |  | N | [16 empty] | 2 | 2006
21116 | YKK USA Inc | 54566 | YKK USA Chestney | GA | BIBB | PPD2 | IC | RE | 0.4 | 0.4 | 0.4 |  | 5 | 1992 | BIT WDS: DFO; N Y: N; Y Y: N; Y N: N; S S: S |  | N | Industrial Non-CHP | 6 |  | N | [16 empty] | 2 | 2006
21148 | Zapco Energy Tactics Corp | 50344 | Smithtown Energy Partners LP | NY | Suffolk | SW1 | IC | RE | 0.7 | 0.6 | 0.6 |  | 8 | 1988 | BIT WDS: LFG; N Y: Y; Y Y: N; Y N: Y; S S: W |  | N | IPP Non-CHP | 2 |  | N | [16 empty] | 2 | 2007
21148 | Zapco Energy Tactics Corp | 50344 | Smithtown Energy Partners LP | NY | Suffolk | SW2 | IC | RE | 0.7 | 0.6 | 0.6 |  | 8 | 1988 | BIT WDS: LFG; N Y: Y; Y Y: N; Y N: Y; S S: W |  | N | IPP Non-CHP | 2 |  | N | [16 empty] | 2 | 2007
21148 | Zapco Energy Tactics Corp | 50345 | Oyster Bay Energy Partners LP | NY | Nassau | OB1 | IC | RE | 0.7 | 0.6 | 0.6 |  | 7 | 1986 | BIT WDS: LFG; N Y: N; Y Y: N; Y N: N; S S: S |  | N | IPP Non-CHP | 2 |  | N | [16 empty] | 10 | 2001
21148 | Zapco Energy Tactics Corp | 50345 | Oyster Bay Energy Partners LP | NY | Nassau | OB2 | IC | RE | 0.7 | 0.6 | 0.6 |  | 7 | 1986 | BIT WDS: LFG; N Y: N; Y Y: N; Y N: N; S S: S |  | N | IPP Non-CHP | 2 |  | N | [16 empty] | 10 | 2001
21148 | Zapco Energy Tactics Corp | 50346 | Onondaga Energy Partners LP | NY | Onondaga | ON1 | IC | RE | 0.7 | 0.6 | 0.6 |  | 7 | 1987 | BIT WDS: LFG; N Y: N; Y Y: N; Y N: N; S S: W |  | N | IPP Non-CHP | 2 | [18 empty] | 12 | 2010
21148 | Zapco Energy Tactics Corp | 50348 | Oceanside Energy | NY | Nassau | GEN5 | IC | RE | 0.7 | 0.6 | 0.6 |  | 1 | 1991 | BIT WDS: LFG; N Y: N; Y Y: N; Y N: N; S S: S |  | N | IPP Non-CHP | 2 |  | N | [16 empty] | 1 | 2002
21148 | Zapco Energy Tactics Corp | 50348 | Oceanside Energy | NY | Nassau | GEN6 | IC | RE | 0.7 | 0.6 | 0.6 |  | 1 | 1991 | BIT WDS: LFG; N Y: N; Y Y: N; Y N: N; S S: S |  | N | IPP Non-CHP | 2 |  | N | [16 empty] | 1 | 2002
21148 | Zapco Energy Tactics Corp | 50348 | Oceanside Energy | NY | Nassau | OS1 | IC | RE | 0.7 | 0.6 | 0.6 |  | 10 | 1990 | BIT WDS: LFG; N Y: N; Y Y: N; Y N: Y; S S: S |  | N | IPP Non-CHP | 2 |  | N | [16 empty] | 5 | 2009
21148 | Zapco Energy Tactics Corp | 50348 | Oceanside Energy | NY | Nassau | OS2 | IC | RE | 0.7 | 0.6 | 0.6 |  | 12 | 1990 | BIT WDS: LFG; N Y: N; Y Y: N; Y N: Y; S S: S |  | N | IPP Non-CHP | 2 |  | N | [16 empty] | 5 | 2008
21148 | Zapco Energy Tactics Corp | 50348 | Oceanside Energy | NY | Nassau | OS4 | IC | RE | 0.7 | 0.7 | 0.7 |  | 12 | 1990 | BIT WDS: LFG; N Y: N; Y Y: N; Y N: N; S S: S |  | N | IPP Non-CHP | 2 |  | N | [16 empty] | 1 | 2001
21148 | Zapco Energy Tactics Corp | 50782 | Taylor Energy Partners LP | PA | Lackawanna | AM1 | IC | RE | 1 | 0.6 | 0.6 |  | 9 | 1987 | BIT WDS: LFG; N Y: N; Y Y: N; Y N: Y; S S: S |  | N | IPP Non-CHP | 2 |  | N | [16 empty] | 12 | 2005
21148 | Zapco Energy Tactics Corp | 50782 | Taylor Energy Partners LP | PA | Lackawanna | AM2 | IC | RE | 0.7 | 0.4 | 0.4 |  | 9 | 1987 | BIT WDS: LFG; N Y: N; Y Y: N; Y N: Y; S S: S |  | N | IPP Non-CHP | 2 |  | N | [16 empty] | 5 | 2008
21148 | Zapco Energy Tactics Corp | 50782 | Taylor Energy Partners LP | PA | Lackawanna | AM3 | IC | RE | 0.7 | 0.4 | 0.4 |  | 9 | 1987 | BIT WDS: LFG; N Y: N; Y Y: N; Y N: Y; S S: S |  | N | IPP Non-CHP | 2 |  | N | [16 empty] | 12 | 2005
21148 | Zapco Energy Tactics Corp | 50782 | Taylor Energy Partners LP | PA | Lackawanna | AM4 | IC | RE | 0.7 | 0.4 | 0.4 |  | 9 | 1987 | BIT WDS: LFG; N Y: N; Y Y: N; Y N: Y; S S: S |  | N | IPP Non-CHP | 2 |  | N | [16 empty] | 12 | 2003
21148 | Zapco Energy Tactics Corp | 50788 | Lafayette Energy Partners LP | NJ | Sussex | HA1 | IC | RE | 0.6 | 0.5 | 0.5 |  | 7 | 1990 | BIT WDS: LFG; N Y: N; Y Y: N; Y N: Y; S S: W |  | N | IPP Non-CHP | 2 |  | N | [16 empty] | 2 | 2010
21148 | Zapco Energy Tactics Corp | 50788 | Lafayette Energy Partners LP | NJ | Sussex | HA2 | IC | RE | 0.6 | 0.5 | 0.5 |  | 7 | 1990 | BIT WDS: LFG; N Y: N; Y Y: N; Y N: Y; S S: W |  | N | IPP Non-CHP | 2 |  | N | [16 empty] | 2 | 2010
21148 | Zapco Energy Tactics Corp | 55779 | Dunbarton Energy Partners LP | NH | Hillsborough | MA1 | IC | RE | 0.7 | 0.6 | 0.6 |  | 8 | 1988 | BIT WDS: LFG; N Y: N; Y Y: N; Y N: Y; S S: W |  | N | IPP Non-CHP | 2 |  | N | [16 empty] | 6 | 2012
21148 | Zapco Energy Tactics Corp | 55779 | Dunbarton Energy Partners LP | NH | Hillsborough | MA2 | IC | RE | 0.7 | 0.6 | 0.6 |  | 8 | 1988 | BIT WDS: LFG; N Y: N; Y Y: N; Y N: Y; S S: W |  | N | IPP Non-CHP | 2 |  | N | [16 empty] | 6 | 2012
21191 | Zion Energy LLC | 55392 | Zion Energy Center | IL | Lake | CTG4 | GT | IP | 198.9 | 152 | 181 |  |  |  | BIT WDS: NG; BIT RFO: DFO; N Y: Y; Y Y: N; S S: S |  | N | IPP Non-CHP | 2 |  | N | [18 empty] | N
21191 | Zion Energy LLC | 55392 | Zion Energy Center | IL | Lake | CTG5 | GT | IP | 198.9 | 152 | 181 |  |  |  | BIT WDS: NG; BIT RFO: DFO; N Y: Y; Y Y: N; S S: S |  | N | IPP Non-CHP | 2 |  | N | [18 empty] | N
21461 | NRG Canal LLC | 1599 | Canal | MA | Barnstable | UN2R | GT | IP | 448 | 448 | 448 |  |  |  | BIT WDS: NG; BIT RFO: DFO; Y Y: N; S S: S |  | N | IPP Non-CHP | 2 |  | N | [18 empty] | N
21463 | NRG Kendall LLC | 1595 | Kendall Square Station | MA | Middlesex | JET2 | GT | RE | 20 | 20 | 20 |  | 3 | 1972 | BIT WDS: JF; N Y: N; Y Y: Y; Y N: Y; S S: S |  | N | IPP CHP | 3 |  | N | [16 empty] | 9 | 2004
21554 | Seminole Electric Cooperative Inc | 136 | Seminole | FL | Putnam | 3 | ST | IP | 850 | 750 | 750 |  |  |  | BIT WDS: BIT; N Y: N; Y Y: Y; S S: S |  | N | Electric Utility | 1 |  | N | [18 empty] | N | Y |  |  |  |  | N
21554 | Seminole Electric Cooperative Inc | 7380 | Midulla Generating Station | FL | Hardee | 1 | CA | IP | 300 | 260 | 282 |  |  |  | BIT WDS: DFO; N Y: N; Y Y: Y; S S: S |  | N | Electric Utility | 1 |  | N | [18 empty] | N
21554 | Seminole Electric Cooperative Inc | 7380 | Midulla Generating Station | FL | Hardee | 2 | CT | IP | 193 | 153 | 182 |  |  |  | BIT WDS: DFO; Y Y: Y; S S: S |  | N | Electric Utility | 1 |  | N | [18 empty] | N
21554 | Seminole Electric Cooperative Inc | 7380 | Midulla Generating Station | FL | Hardee | PW9 | CT | IP | 62 | 54 | 62 |  |  |  | BIT WDS: NG; BIT RFO: DFO; N Y: Y; Y Y: Y; S S: S |  | N | Electric Utility | 1 |  | N | [18 empty] | N
21554 | Seminole Electric Cooperative Inc | 7738 | Unknown | FL | Hardee | 1 | GT | IP | 300 | 300 | 300 |  |  |  | BIT WDS: DFO; N Y: N; S S: S |  | N | Electric Utility | 1
21554 | Seminole Electric Cooperative Inc | 7738 | Unknown | FL | Hardee | GT1 | GT | IP | 180 | 153 | 182 |  |  |  | BIT WDS: DFO; N Y: N; S S: S |  | N | Electric Utility | 1 |  | N | [18 empty] | N
21554 | Seminole Electric Cooperative Inc | 7738 | Unknown | FL | Hardee | GT2 | GT | IP | 180 | 153 | 182 |  |  |  | BIT WDS: DFO; N Y: N; S S: S |  | N | Electric Utility | 1 |  | N | [18 empty] | N
21554 | Seminole Electric Cooperative Inc | 7738 | Unknown | FL | Hardee | GT3 | GT | IP | 180 | 153 | 182 |  |  |  | BIT WDS: DFO; N Y: N; S S: S |  | N | Electric Utility | 1 |  | N | [18 empty] | N
21554 | Seminole Electric Cooperative Inc | 7738 | Unknown | FL | Hardee | GT4 | GT | IP | 180 | 153 | 182 |  |  |  | BIT WDS: DFO; S S: S |  | N | Electric Utility | 1 |  | N | [18 empty] | N
21554 | Seminole Electric Cooperative Inc | 7738 | Unknown | FL | Hardee | GT5 | GT | IP | 180 | 153 | 182 |  |  |  | BIT WDS: DFO; S S: S |  | N | Electric Utility | 1 |  | N | [18 empty] | N
21554 | Seminole Electric Cooperative Inc | 7738 | Unknown | FL | Hardee | GT6 | GT | IP | 180 | 153 | 182 |  |  |  | BIT WDS: DFO; S S: S |  | N | Electric Utility | 1 |  | N | [18 empty] | N
21554 | Seminole Electric Cooperative Inc | 7738 | Unknown | FL | Hardee | GT7 | GT | IP | 180 | 153 | 182 |  |  |  | BIT WDS: DFO; S S: S |  | N | Electric Utility | 1 |  | N | [18 empty] | N
21554 | Seminole Electric Cooperative Inc | 7890 | Unnamed | FL |  | CC1 | CC | IP | 290 | 153 | 182 |  |  |  | BIT WDS: NG; BIT RFO: DFO; S S: S |  | N | Electric Utility | 1 |  | N | [18 empty] | N
21554 | Seminole Electric Cooperative Inc | 7890 | Unnamed | FL |  | CC2 | CC | IP | 290 | 153 | 182 |  |  |  | BIT WDS: NG; BIT RFO: DFO; S S: S |  | N | Electric Utility | 1 |  | N | [18 empty] | N
21554 | Seminole Electric Cooperative Inc | 7890 | Unnamed | FL |  | GT1 | GT | IP | 193 | 153 | 182 |  |  |  | BIT WDS: DFO; S S: S |  | N | Electric Utility | 1 |  | N | [18 empty] | N
21554 | Seminole Electric Cooperative Inc | 7890 | Unnamed | FL |  | GT2 | GT | IP | 193 | 153 | 182 |  |  |  | BIT WDS: DFO; S S: S |  | N | Electric Utility | 1 |  | N | [18 empty] | N
21554 | Seminole Electric Cooperative Inc | 7890 | Unnamed | FL |  | GT3 | GT | IP | 193 | 153 | 182 |  |  |  | BIT WDS: DFO; S S: S |  | N | Electric Utility | 1 |  | N | [18 empty] | N
21964 | University of New Mexico | 50905 | Univ New Mexico Cogen Plant | NM | Bernalillo | 1 | GT | RE | 2.5 | 2.1 | 2.5 |  | 5 | 1989 | BIT WDS: NG; N Y: N; Y Y: N; Y N: N; S S: S |  | Y | Commercial CHP | 5 | B | N | [16 empty] | 2 | 2009 | N
21964 | University of New Mexico | 50906 | Ford Utilities Center | NM | BERNALILLO | 2 | ST | RE | 1.5 | 1.4 | 1.4 |  | 2 | 1984 | BIT WDS: NG; N Y: N; S S: S |  | N | Commercial CHP | 5 |  | N | [16 empty] | 5 | 2003 | N
21995 | Olmsted County Public Works | 50413 | Olmsted Waste Energy | MN | Olmsted | DG1 | IC | RE | 0.8 | 0.6 | 0.6 |  | 6 | 1979 | BIT WDS: DFO; N Y: N; Y Y: N; Y N: N; S S: S |  | N | Commercial CHP | 5 |  | N | N | [15 empty] | 3 | 2008 | N
22040 | Washington State University | 50083 | Washington State University | WA | Whitman | GEN1 | ST | RE | 2 | 2 | 2 |  | 10 | 1963 | BIT | NG | RFO |  |  |  | N | N |  | S |  | Y | Commercial CHP | 5 |  | N | [16 empty] | 5 | 2005 | N
22142 | Santa Cruz Cogeneration Assoc | 50064 | Univ of Calif Santa Cruz Cogeneration | CA | Santa Cruz | 002 | IC | RE | 0.2 | 0.2 | 0.2 |  | 9 | 1988 | BIT WDS: NG; N Y: N; Y Y: N; S S: S |  | Y | Commercial CHP | 5 | T | N | [13 empty] | N |  |  | 8 | 2009 | N
22146 | GMMM Westover LLC | 2526 | GMMM Westover | NY | Broome | 7 | ST | RE | 43.8 | 43.7 | 43.7 |  | 9 | 1943 | BIT | DFO |  |  |  |  | N | Y | Y | S |  | Y | IPP CHP | 3 | T | N | [13 empty] | N |  |  | 12 | 2009 | N | Y | [5 empty] | DFO
22148 | AES Alamitos LLC | 315 | AES Alamitos LLC | CA | Los Angeles | 7 | GT | RE | 133 | 133 | 133 |  | 7 | 1969 | [11 empty] | N | IPP Non-CHP | 2 |  | N | [16 empty] | 12 | 2003 | bar: BIT WDS; S S
22350 | Devon Power LLC | 544 | Devon Station | CT | New Haven | 7 | ST | RE | 103.5 | 107 | 109 |  | 1 | 1957 | RFO | NG | DFO |  |  |  | Y | N |  | S |  | N | IPP Non-CHP | 2 |  | N | [16 empty] | 11 | 2007 | N | [6 empty] | DFO
22350 | Devon Power LLC | 544 | Devon Station | CT | New Haven | 8 | ST | RE | 103.5 | 107 | 109 |  | 1 | 1957 | RFO | NG | DFO |  |  |  | Y | N |  | S |  | N | IPP Non-CHP | 2 |  | N | [16 empty] | 11 | 2007 | N | [6 empty] | DFO
22500 | Westar Energy Inc | 1248 | Hutchinson Energy Center | KS | Reno | ST1 | ST | RE | 23 | 17 | 17 |  | 6 | 1950 | BIT WDS: NG; BIT RFO: RFO; N Y: N; Y Y: Y; S S: S |  | N | Electric Utility | 1 |  | N | [16 empty] | 3 | 2007 | N
22500 | Westar Energy Inc | 1248 | Hutchinson Energy Center | KS | Reno | ST2 | ST | RE | 23 | 16 | 16 |  | 6 | 1950 | BIT WDS: NG; BIT RFO: RFO; N Y: N; Y Y: Y; S S: S |  | N | Electric Utility | 1 |  | N | [16 empty] | 3 | 2007 | N
22500 | Westar Energy Inc | 1248 | Hutchinson Energy Center | KS | Reno | ST3 | ST | RE | 35 | 28 | 28 |  | 9 | 1951 | BIT WDS: NG; BIT RFO: RFO; N Y: N; Y Y: Y; S S: S |  | N | Electric Utility | 1 |  | N | [16 empty] | 3 | 2007 | N
22500 | Westar Energy Inc | 1250 | Lawrence Energy Center | KS | Douglas | 2 | ST | RE | 38 | 26 | 26 |  | 12 | 1952 | BIT WDS: BIT; BIT RFO: NG; Y Y: N; S S: S |  | N | Electric Utility | 1 |  | N | [16 empty] | 11 | 2000 | N
22500 | Westar Energy Inc | 1251 | Abilene Energy Center Combustion Turbine | KS | Dickinson | GT1 | GT | RE | 77 | 68 | 68 |  | 7 | 1973 | BIT WDS: NG; N Y: N; Y Y: Y; S S: S |  | N | Electric Utility | 1 |  | N | [16 empty] | 12 | 2012 | N
22500 | Westar Energy Inc | 1252 | Tecumseh Energy Center | KS | Shawnee | 1 | GT | RE | 29 | 18 | 18 |  | 6 | 1972 | BIT WDS: DFO; Y Y: Y; S S: S |  | N | Electric Utility | 1 |  | N | [16 empty] | 1 | 2012
22500 | Westar Energy Inc | 1252 | Tecumseh Energy Center | KS | Shawnee | 2 | GT | RE | 29 | 19 | 19 |  | 6 | 1972 | BIT WDS: DFO; Y Y: Y; S S: S |  | N | Electric Utility | 1 |  | N | [16 empty] | 1 | 2012
22500 | Westar Energy Inc | 56219 | Westar Wind | KS | Pottawatomie | J1 | WT | RE | 0.7 | 0.8 | 0.8 |  | 5 | 1999 | BIT WDS: WND; N Y: N; Y Y: Y; Y N: Y; S S: J | 1 | N | Electric Utility | 1 |  | N | [16 empty] | 12 | 2008 | N
22500 | Westar Energy Inc | 56219 | Westar Wind | KS | Pottawatomie | J2 | WT | RE | 0.7 | 0.8 | 0.8 |  | 5 | 1999 | BIT WDS: WND; N Y: N; Y Y: Y; Y N: Y; S S: J | 1 | N | Electric Utility | 1 |  | N | [16 empty] | 12 | 2008 | N
22803 | SDS Lumber Co | 50231 | SDS Lumber Gorge Energy Division | WA | Klickitat | TG1 | ST | RE | 3.5 | 3.5 | 3.5 |  | 11 | 1979 | BIT WDS: WDS; Y Y: N; S S: S |  | Y | Industrial CHP | 7 |  | N | [16 empty] | 2 | 2001
23279 | Allegheny Energy Supply Co LLC | 1570 | FirstEnergy R Paul Smith Power Station | MD | WASHINGTON | 11 | ST | RE | 75 | 87 | 88 |  | 11 | 1958 | BIT WDS: BIT; BIT RFO: DFO; N Y: N; Y Y: Y; S S: S |  | N | IPP Non-CHP | 2 |  | N | [16 empty] | 9 | 2012 | N | Y |  | Y |  |  |  | DFO
23279 | Allegheny Energy Supply Co LLC | 1570 | FirstEnergy R Paul Smith Power Station | MD | WASHINGTON | 9 | ST | RE | 34.5 | 28 | 28 |  | 10 | 1947 | BIT WDS: BIT; BIT RFO: DFO; N Y: N; Y Y: Y; S S: S |  | N | IPP Non-CHP | 2 |  | N | [16 empty] | 9 | 2012 | N | Y |  | Y |  |  |  | DFO
23279 | Allegheny Energy Supply Co LLC | 3178 | FirstEnergy Armstrong Power Station | PA | Armstrong | 1 | ST | RE | 163.2 | 172 | 180 |  | 4 | 1958 | BIT WDS: BIT; BIT RFO: DFO; N Y: N; Y Y: Y; S S: S |  | N | IPP Non-CHP | 2 |  | N | [16 empty] | 9 | 2012 | N | Y |  | Y |  |  |  | DFO
23279 | Allegheny Energy Supply Co LLC | 3178 | FirstEnergy Armstrong Power Station | PA | Armstrong | 2 | ST | RE | 163.2 | 172 | 176 |  | 6 | 1959 | BIT WDS: BIT; BIT RFO: DFO; N Y: N; Y Y: Y; S S: S |  | N | IPP Non-CHP | 2 |  | N | [16 empty] | 9 | 2012 | N | Y |  | Y |  |  |  | DFO
23279 | Allegheny Energy Supply Co LLC | 3181 | FirstEnergy Mitchell Power Station | PA | Washington | 1 | ST | RE | 74.7 | 82 | 82 |  | 12 | 1948 | BIT WDS: DFO; N Y: N; Y Y: N; Y N: Y; S S: S |  | N | IPP Non-CHP | 2 |  | N | [16 empty] | 12 | 2002 | N
23279 | Allegheny Energy Supply Co LLC | 3182 | FirstEnergy Springdale Power Station | PA | ALLEGHENY | 7 | ST | RE | 74.7 | 86 | 86 |  | 12 | 1945 | BIT WDS: RFO; N Y: N; Y Y: N; Y N: N; S S: S |  | N | IPP Non-CHP | 2 |  | N | [16 empty] | 5 | 2005 | N
23279 | Allegheny Energy Supply Co LLC | 3182 | FirstEnergy Springdale Power Station | PA | ALLEGHENY | 8 | ST | RE | 140.6 | 121 | 121 |  | 6 | 1954 | BIT WDS: DFO; N Y: N; Y Y: N; Y N: N; S S: S |  | N | IPP Non-CHP | 2 |  | N | [16 empty] | 5 | 2005 | N
23279 | Allegheny Energy Supply Co LLC | 55711 | FirstEnergy | AZ | La Paz | CTG1 | CT | IP | 180 | 180 | 180 | [14 empty] | N | IPP Non-CHP | 2 |  | N | [18 empty] | N | bar: BIT WDS; S S
23279 | Allegheny Energy Supply Co LLC | 55711 | FirstEnergy | AZ | La Paz | CTG2 | CT | IP | 180 | 180 | 180 | [14 empty] | N | IPP Non-CHP | 2 |  | N | [18 empty] | N | bar: BIT WDS; S S
23279 | Allegheny Energy Supply Co LLC | 55711 | FirstEnergy | AZ | La Paz | CTG3 | CT | IP | 180 | 180 | 180 | [14 empty] | N | IPP Non-CHP | 2 |  | N | [18 empty] | N | bar: BIT WDS; S S
23279 | Allegheny Energy Supply Co LLC | 55711 | FirstEnergy | AZ | La Paz | CTG4 | CT | IP | 180 | 180 | 180 | [14 empty] | N | IPP Non-CHP | 2 |  | N | [18 empty] | N | bar: BIT WDS; S S
23279 | Allegheny Energy Supply Co LLC | 55711 | FirstEnergy | AZ | La Paz | STG1 | CA | IP | 180 | 180 | 180 | [14 empty] | N | IPP Non-CHP | 2 |  | N | [18 empty] | N | bar: BIT WDS; S S
23279 | Allegheny Energy Supply Co LLC | 55711 | FirstEnergy | AZ | La Paz | STG2 | CA | IP | 180 | 180 | 180 | [14 empty] | N | IPP Non-CHP | 2 |  | N | [18 empty] | N | bar: BIT WDS; S S
23632 | Inland Paperboard & Package Inc | 10426 | Inland Paperboard Packaging Rome | GA | Floyd | GEN1 | ST | RE | 7.5 | 7 | 7.1 |  | 10 | 1954 | BIT WDS: BLQ; N Y: N; Y Y: N; S S: S |  | Y | Industrial CHP | 7 | T | N | [16 empty] | 3 | 2001
23693 | AES Huntington Beach LLC | 335 | AES Huntington Beach LLC | CA | Orange | 3 | ST | RE | 225 | 225 | 225 |  | 5 | 1961 | BIT WDS: NG; N Y: N; Y Y: Y; S S: W |  | N | IPP Non-CHP | 2 |  | N | [16 empty] | 11 | 2012 | [7 empty] | NG
23693 | AES Huntington Beach LLC | 335 | AES Huntington Beach LLC | CA | Orange | 4 | ST | RE | 227 | 227 | 227 |  | 7 | 1961 | BIT WDS: NG; N Y: N; Y Y: Y; S S: W |  | N | IPP Non-CHP | 2 |  | N | [16 empty] | 11 | 2012 | [7 empty] | NG
23693 | AES Huntington Beach LLC | 335 | AES Huntington Beach LLC | CA | Orange | 5 | GT | RE | 133 | 133 | 133 |  | 4 | 1969 | BIT WDS: NG; Y Y: N; S S: S |  | N | IPP Non-CHP | 2 |  | N | [16 empty] | 10 | 2002
23913 | Borger Energy Associates LP | 55064 | Black Hawk Station | TX | Hutchinson | UNT2 | GT | RE | 126.9 | 110.7 | 126 |  | 6 | 1999 | BIT WDS: NG; BIT RFO: OG; N Y: N; Y Y: Y; S S: S |  | Y | IPP CHP | 3 | B | N | N | [15 empty] | 11 | 2005 | N
24205 | Sinclair Oil Corp | 54374 | Sinclair Oil Refinery | WY | Carbon | 2002 | IC | RE | 1.3 | 1.3 | 1.3 |  | 1 | 2012 | BIT WDS: NG; N Y: N; Y Y: N; S S: S |  | N | Industrial CHP | 7 |  | N | [16 empty] | 6 | 2012 | N
24210 | Riverbay Corp | 52168 | Riverbay | NY | Bronx | GEN1 | ST | RE | 6 | 5.6 | 5.6 |  | 1 | 1969 | RFO | NG |  |  |  |  | N | N | N | S |  | N | Commercial CHP | 5 |  | N | [16 empty] | 10 | 2006 | N
24211 | Tucson Electric Power Co | 8223 | Springerville | AZ | Apache | 5 | ST | IP | 400 | 375 | 376 |  |  |  | BIT WDS: SUB; N Y: N; Y Y: Y; S S: S |  | N | Electric Utility | 1 |  | N | [18 empty] | N
24211 | Tucson Electric Power Co | 57391 | TAA Solar Facility | AZ | Pima | TAA1 | PV | IP | 2.8 | 2.8 | 2.3 |  |  |  | BIT WDS: SUN; N Y: N; Y Y: Y; S S: S |  | N | Electric Utility | 1 | [20 empty] | N
24591 | Kraft Foods Global Inc | 50425 | Kraft Foods Atlantic Gelatin | MA | Middlesex | GEN1 | ST | RE | 7.5 | 2.5 | 3.5 |  | 2 | 1978 | BIT WDS: NG; N Y: N; Y Y: N; S S: S |  | N | Industrial Non-CHP | 6 |  | N | [16 empty] | 7 | 2002 | N |  |  | Y
24591 | Kraft Foods Global Inc | 50425 | Kraft Foods Atlantic Gelatin | MA | Middlesex | GEN2 | ST | RE | 0.7 | 0.3 | 0.4 |  | 9 | 1988 | BIT WDS: NG; N Y: N; Y Y: N; S S: S |  | N | Industrial Non-CHP | 6 |  | N | [16 empty] | 8 | 2012 | N
24591 | Kraft Foods Global Inc | 50425 | Kraft Foods Atlantic Gelatin | MA | Middlesex | GEN3 | IC | RE | 1 | 0.3 | 0.3 |  | 2 | 1978 | BIT WDS: DFO; N Y: N; Y Y: N; S S: S |  | N | Industrial Non-CHP | 6 |  | N | [16 empty] | 8 | 2012 | N
25049 | Gas Recovery Systems Inc | 55584 | East Bridgewater | MA | Plymouth | 1 | IC | RE | 1 | 0.9 | 0.9 |  | 2 | 1997 | BIT WDS: LFG; N Y: N; Y Y: Y; S S: W |  | N | IPP Non-CHP | 2 |  | N | [16 empty] | 12 | 2010
25049 | Gas Recovery Systems Inc | 55584 | East Bridgewater | MA | Plymouth | 2 | IC | RE | 1 | 0.9 | 0.9 |  | 2 | 1997 | BIT WDS: LFG; N Y: N; Y Y: Y; S S: W |  | N | IPP Non-CHP | 2 |  | N | [16 empty] | 12 | 2010
25049 | Gas Recovery Systems Inc | 55584 | East Bridgewater | MA | Plymouth | 3 | IC | RE | 1 | 0.9 | 0.9 |  | 2 | 1997 | BIT WDS: LFG; N Y: N; Y Y: Y; S S: W |  | N | IPP Non-CHP | 2 |  | N | [16 empty] | 12 | 2010
25049 | Gas Recovery Systems Inc | 55584 | East Bridgewater | MA | Plymouth | 4 | IC | RE | 1 | 0.9 | 0.9 |  | 2 | 1997 | BIT WDS: LFG; N Y: N; Y Y: Y; S S: W |  | N | IPP Non-CHP | 2 |  | N | [16 empty] | 12 | 2010
25049 | Gas Recovery Systems Inc | 55584 | East Bridgewater | MA | Plymouth | 5 | IC | RE | 1 | 0.9 | 0.9 |  | 2 | 1997 | BIT WDS: LFG; N Y: N; Y Y: Y; S S: W |  | N | IPP Non-CHP | 2 |  | N | [16 empty] | 12 | 2010
25049 | Gas Recovery Systems Inc | 55584 | East Bridgewater | MA | Plymouth | 6 | IC | RE | 1 | 0.9 | 0.9 |  | 2 | 1997 | BIT WDS: LFG; N Y: N; Y Y: Y; S S: S |  | N | IPP Non-CHP | 2 |  | N | [16 empty] | 12 | 2010
25049 | Gas Recovery Systems Inc | 55585 | Randolph Electric | MA | Norfolk | 1 | IC | RE | 1 | 0.9 | 0.9 |  | 2 | 2000 | BIT WDS: LFG; N Y: N; Y Y: Y; S S: S |  | N | IPP Non-CHP | 2 |  | N | [16 empty] | 6 | 2010
25049 | Gas Recovery Systems Inc | 55585 | Randolph Electric | MA | Norfolk | 2 | IC | RE | 1 | 0.9 | 0.9 |  | 2 | 2000 | BIT WDS: LFG; N Y: N; Y Y: Y; S S: S |  | N | IPP Non-CHP | 2 |  | N | [16 empty] | 6 | 2010
25049 | Gas Recovery Systems Inc | 55585 | Randolph Electric | MA | Norfolk | 3 | IC | RE | 1 | 0.9 | 0.9 |  | 2 | 2000 | BIT WDS: LFG; N Y: N; Y Y: Y; S S: S |  | N | IPP Non-CHP | 2 |  | N | [16 empty] | 6 | 2010
25049 | Gas Recovery Systems Inc | 55586 | Halifax Electric | MA | Plymouth | 1 | IC | RE | 1 | 0.9 | 0.9 |  | 4 | 1997 | BIT WDS: LFG; N Y: N; Y Y: Y; S S: S |  | N | IPP Non-CHP | 2 |  | N | [16 empty] | 6 | 2010
25049 | Gas Recovery Systems Inc | 55586 | Halifax Electric | MA | Plymouth | 2 | IC | RE | 1 | 0.9 | 0.9 |  | 4 | 1997 | BIT WDS: LFG; N Y: N; Y Y: Y; Y N: Y; S S: S |  | N | IPP Non-CHP | 2 |  | N | [16 empty] | 6 | 2010
25049 | Gas Recovery Systems Inc | 55586 | Halifax Electric | MA | Plymouth | 3 | IC | RE | 1 | 0.9 | 0.9 |  | 4 | 1997 | BIT WDS: LFG; N Y: N; Y Y: Y; S S: S |  | N | IPP Non-CHP | 2 |  | N | [16 empty] | 6 | 2010
25049 | Gas Recovery Systems Inc | 55590 | Chicopee Electric | MA | Hampden | 1 | IC | RE | 1 | 0.9 | 0.9 |  | 7 | 1993 | BIT WDS: LFG; N Y: N; Y Y: Y; S S: S |  | N | IPP Non-CHP | 2 |  | N | [16 empty] | 1 | 2012
25049 | Gas Recovery Systems Inc | 55590 | Chicopee Electric | MA | Hampden | 2 | IC | RE | 1 | 0.9 | 0.9 |  | 7 | 1993 | BIT WDS: LFG; N Y: N; Y Y: Y; S S: S |  | N | IPP Non-CHP | 2 |  | N | [16 empty] | 1 | 2012
25049 | Gas Recovery Systems Inc | 55595 | GRS Lyon | MI | Oakland | 1 | IC | RE | 1 | 0.9 | 0.9 |  | 5 | 1993 | BIT WDS: LFG; N Y: N; Y Y: Y; S S: W |  | N | IPP Non-CHP | 2 |  | N | [16 empty] | 12 | 2010
25049 | Gas Recovery Systems Inc | 55595 | GRS Lyon | MI | Oakland | 2 | IC | RE | 1 | 0.9 | 0.9 |  | 5 | 1993 | BIT WDS: LFG; N Y: N; Y Y: Y; S S: W |  | N | IPP Non-CHP | 2 |  | N | [16 empty] | 12 | 2010
25049 | Gas Recovery Systems Inc | 55595 | GRS Lyon | MI | Oakland | 3 | IC | RE | 1 | 0.9 | 0.9 |  | 5 | 1993 | BIT WDS: LFG; N Y: N; Y Y: Y; S S: W |  | N | IPP Non-CHP | 2 |  | N | [16 empty] | 12 | 2010
25049 | Gas Recovery Systems Inc | 55595 | GRS Lyon | MI | Oakland | 4 | IC | RE | 1 | 0.9 | 0.9 |  | 5 | 1993 | BIT WDS: LFG; N Y: N; Y Y: Y; S S: W |  | N | IPP Non-CHP | 2 |  | N | [16 empty] | 12 | 2010
25049 | Gas Recovery Systems Inc | 55595 | GRS Lyon | MI | Oakland | 5 | IC | RE | 1 | 0.9 | 0.9 |  | 5 | 1993 | BIT WDS: LFG; N Y: N; Y Y: Y; S S: W |  | N | IPP Non-CHP | 2 |  | N | [16 empty] | 12 | 2010
26616 | North Slope Borough Power & Light | 7482 | NSB Atquasuk Utility | AK | North Slope | PG1 | IC | RE | 0.2 | 0.2 | 0.2 |  | 88 | 1986 | BIT WDS: DFO; N Y: N; Y Y: N; S S: S |  | N | Electric Utility | 1 |  | N | [16 empty] | 1 | 2003 | N
26616 | North Slope Borough Power & Light | 7484 | NSB Nuiqsut Utility | AK | North Slope | PG4A | IC | RE | 0.4 | 0.4 | 0.4 |  | 9 | 1999 | BIT WDS: DFO; N Y: N; Y Y: Y; S S: S |  | Y | Electric Utility | 1 | T | N | [16 empty] | 12 | 2012 | N
26616 | North Slope Borough Power & Light | 7485 | NSB Point Hope Utility | AK | North Slope | PG3 | IC | RE | 0.3 | 0.3 | 0.3 |  | 88 | 1987 | BIT WDS: DFO; N Y: N; Y Y: Y; S S: S |  | N | Electric Utility | 1 |  | N | N | [15 empty] | 1 | 2008 | N
26616 | North Slope Borough Power & Light | 7485 | NSB Point Hope Utility | AK | North Slope | PG4 | IC | RE | 0.4 | 0.4 | 0.4 |  | 88 | 1992 | BIT WDS: DFO; N Y: N; Y Y: Y; S S: S |  | N | Electric Utility | 1 |  | N | N | [15 empty] | 1 | 2008 | N
26616 | North Slope Borough Power & Light | 7485 | NSB Point Hope Utility | AK | North Slope | PG5 | IC | RE | 0.2 | 0.2 | 0.2 |  | 88 | 1980 | BIT WDS: DFO; N Y: N; Y Y: Y; S S: S |  | N | Electric Utility | 1 |  | N | N | [15 empty] | 1 | 2008 | N
26616 | North Slope Borough Power & Light | 7486 | NSB Point Lay Utility | AK | North Slope | PG3 | IC | RE | 0.2 | 0.2 | 0.2 |  | 88 | 1990 | BIT WDS: DFO; N Y: N; Y Y: Y; S S: S |  | Y | Electric Utility | 1 | T | N | [16 empty] | 12 | 2000 | N
26616 | North Slope Borough Power & Light | 7486 | NSB Point Lay Utility | AK | North Slope | PG4 | IC | RE | 0.2 | 0.2 | 0.2 |  | 88 | 1990 | BIT WDS: DFO; N Y: N; Y Y: Y; S S: S |  | N | Electric Utility | 1 |  | N | N | [12 empty] | N |  |  | 11 | 2002
26616 | North Slope Borough Power & Light | 7487 | NSB Anaktuvuk Pass | AK | North Slope | 5 | IC | RE | 0.1 | 0.1 | 0.1 |  | 9 | 1994 | BIT WDS: DFO; N Y: N; Y Y: Y; S S: S |  | N | Electric Utility | 1 |  | N | N | [15 empty] | 9 | 2003
26616 | North Slope Borough Power & Light | 7488 | NSB Wainwright Utility | AK | North Slope | PG4 | IC | RE | 0.3 | 0.3 | 0.3 |  | 88 | 1988 | BIT WDS: DFO; N Y: N; Y Y: Y; Y N: N; S S: S |  | N | Electric Utility | 1 |  | N | [16 empty] | 1 | 2003 | N
26840 | Port Townsend Paper Co | 50544 | Port Townsend Paper | WA | Jefferson | GEN2 | ST | RE | 3 | 3 | 3 |  | 1 | 1929 | BLQ | WO | WDS | SLW |  |  | Y | Y |  | S |  | Y | Industrial CHP | 7 | B | N | [16 empty] | 1 | 2009 | N
27075 | San Diego County Water Auth | 54242 | Alvarado Hydro Facility | CA | San Diego | AHF | HY | RE | 2.1 | 1.4 | 1.1 |  | 1 | 1985 | BIT WDS: WAT; N Y: N; Y Y: Y; S S: S | 2 | N | IPP Non-CHP | 2 |  | N | [13 empty] | N |  |  | 7 | 2011 | N
27813 | USCE-Mobile District | 690 | J Woodruff | FL | Gadsden | 1 | HY | RE | 10 | 10 | 10 |  | 2 | 1957 | BIT WDS: WAT; N Y: N; Y Y: N; S S: S | 0 | N | Electric Utility | 1 |  | N | [16 empty] | 2 | 2003 | N
27813 | USCE-Mobile District | 690 | J Woodruff | FL | Gadsden | 2 | HY | RE | 10 | 10 | 10 |  | 3 | 1957 | BIT WDS: WAT; N Y: N; Y Y: N; S S: S | 0 | N | Electric Utility | 1 |  | N | [16 empty] | 2 | 2002 | N
27813 | USCE-Mobile District | 690 | J Woodruff | FL | Gadsden | 3 | HY | RE | 10 | 10 | 10 |  | 4 | 1957 | BIT WDS: WAT; N Y: N; Y Y: N; S S: S | 0 | N | Electric Utility | 1 |  | N | [16 empty] | 2 | 2001 | N
27813 | USCE-Mobile District | 759 | Buford | GA | Forsyth | 1 | HY | RE | 40 | 40 | 40 |  | 10 | 1957 | BIT WDS: WAT; N Y: N; Y Y: N; S S: S | 0 | N | Electric Utility | 1 |  | N | [16 empty] | 12 | 2003 | N
27813 | USCE-Mobile District | 759 | Buford | GA | Forsyth | 2 | HY | RE | 40 | 40 | 40 |  | 6 | 1957 | BIT WDS: WAT; N Y: N; Y Y: N; S S: S | 0 | N | Electric Utility | 1 |  | N | [16 empty] | 12 | 2004 | N
27813 | USCE-Mobile District | 759 | Buford | GA | Forsyth | 3 | HY | RE | 6 | 6 | 6 |  | 7 | 1957 | BIT WDS: WAT; N Y: N; Y Y: N; S S: S | 0 | N | Electric Utility | 1 |  | N | [16 empty] | 2 | 2005 | N
29297 | Pelican Utility | 6702 | Pelican | AK | Skagway-Yakutat | HC1 | HY | RE | 0.6 | 0.5 | 0.5 |  | 7 | 1984 | BIT WDS: WAT; N Y: N; Y Y: Y; Y N: Y; S S: W |  | N | Electric Utility | 1 |  | N | N | [15 empty] | 12 | 2011 | N
29297 | Pelican Utility | 6702 | Pelican | AK | Skagway-Yakutat | HC2 | HY | RE | 0.1 | 0.1 | 0.1 |  | 5 | 1984 | BIT WDS: WAT; N Y: N; Y Y: Y; Y N: Y; S S: W |  | N | Electric Utility | 1 |  | N | N | [15 empty] | 12 | 2011 | N
29297 | Pelican Utility | 6702 | Pelican | AK | Skagway-Yakutat | IC1 | IC | RE | 0.3 | 0.3 | 0.3 |  | 12 | 1989 | BIT WDS: DFO; N Y: N; Y Y: Y; Y N: Y; S S: W |  | N | Electric Utility | 1 |  | N | N | [15 empty] | 12 | 2011 | N
29297 | Pelican Utility | 6702 | Pelican | AK | Skagway-Yakutat | IC2 | IC | RE | 0.1 | 0.1 | 0.1 |  | 7 | 1964 | BIT WDS: DFO; N Y: N; Y Y: Y; Y N: Y; S S: W |  | N | Electric Utility | 1 |  | N | N | [15 empty] | 12 | 2011
29297 | Pelican Utility | 6702 | Pelican | AK | Skagway-Yakutat | IC3 | IC | RE | 0.2 | 0.2 | 0.2 |  | 9 | 1974 | BIT WDS: DFO; N Y: N; Y Y: Y; Y N: Y; S S: W |  | N | Electric Utility | 1 |  | N | [16 empty] | 12 | 2011
29297 | Pelican Utility | 6702 | Pelican | AK | Skagway-Yakutat | IC4 | IC | RE | 0.2 | 0.2 | 0.2 |  | 6 | 1980 | BIT WDS: DFO; N Y: N; Y Y: Y; S S: W |  | N | Electric Utility | 1 |  | N | N | [15 empty] | 12 | 2011
29297 | Pelican Utility | 6702 | Pelican | AK | Skagway-Yakutat | IC5 | IC | RE | 0.4 | 0.4 | 0.4 |  | 7 | 1990 | BIT WDS: DFO; N Y: N; Y Y: Y; S S: W |  | N | Electric Utility | 1 |  | N | N | [15 empty] | 12 | 2011
29925 | Enterprise Products Optg LP | 54221 | Blanco Compressor Station | NM | San Juan | 1 | ST | RE | 1.5 | 1 | 1.5 |  | 6 | 1956 | BIT WDS: NG; N Y: N; Y Y: Y; S S: S |  | N | Industrial Non-CHP | 6 |  | N | [16 empty] | 1 | 2011 | N
29925 | Enterprise Products Optg LP | 54221 | Blanco Compressor Station | NM | San Juan | 2 | ST | RE | 1.5 | 1 | 1.5 |  | 6 | 1956 | BIT WDS: NG; N Y: N; Y Y: Y; S S: S |  | N | Industrial Non-CHP | 6 |  | N | [16 empty] | 1 | 2011 | N
30002 | International Paper Co | 50398 | International Paper Savanna Mill | GA | Chatham | GEN3 | ST | RE | 7.5 | 7 | 7.1 |  | 6 | 1940 | BIT WDS: BIT; S S: S |  | Y | Industrial CHP | 7 |  | N | [16 empty] | 12 | 2001
30002 | International Paper Co | 50398 | International Paper Savanna Mill | GA | Chatham | GEN4 | ST | RE | 7.5 | 7 | 7.1 |  | 6 | 1945 | BIT WDS: BLQ; S S: S |  | Y | Industrial CHP | 7 |  | N | [16 empty] | 12 | 2001
30002 | International Paper Co | 50398 | International Paper Savanna Mill | GA | Chatham | GEN5 | ST | RE | 7.5 | 7 | 7.1 |  | 6 | 1949 | BIT WDS: WDS; BIT RFO: NG; S S: S |  | Y | Industrial CHP | 7 |  | N | [16 empty] | 8 | 2002
30002 | International Paper Co | 50398 | International Paper Savanna Mill | GA | Chatham | GEN6 | ST | RE | 10 | 9.4 | 9.4 |  | 6 | 1952 | BIT WDS: BIT; S S: S |  | Y | Industrial CHP | 7 |  | N | [16 empty] | 12 | 2001
30002 | International Paper Co | 50398 | International Paper Savanna Mill | GA | Chatham | GEN7 | ST | RE | 20 | 18.7 | 18.8 |  | 6 | 1957 | BIT WDS: BIT; S S: S |  | Y | Industrial CHP | 7 |  | N | [16 empty] | 12 | 2001
30067 | Rolls Royce Corp | 54286 | Rolls Royce | IN | Marion | 63F5 | GT | RE | 2.5 | 2.1 | 2.5 |  | 8 | 1963 | BIT WDS: NG; N Y: N; Y Y: N; S S: S |  | N | Industrial CHP | 7 |  | N | [16 empty] | 4 | 2011 | N
30067 | Rolls Royce Corp | 54286 | Rolls Royce | IN | Marion | RIOT | GT | RE | 4 | 3.3 | 3.6 |  | 6 | 1999 | BIT WDS: NG; N Y: N; Y Y: N; S S: W |  | N | Industrial CHP | 7 |  | N | [16 empty] | 3 | 2008 | N
30067 | Rolls Royce Corp | 54286 | Rolls Royce | IN | Marion | RO9T | GT | RE | 4 | 3.3 | 3.6 |  | 10 | 1999 | BIT WDS: NG; N Y: N; Y Y: N; S S: W |  | N | Industrial CHP | 7 |  | N | [16 empty] | 3 | 2008 | N
30150 | Yakutat Power Inc | 6637 | Yakutat | AK | YAKUTAT | 2A | IC | RE | 0.8 | 0.8 | 0.8 |  | 2 | 1984 | BIT WDS: DFO; N Y: N; Y Y: Y; S S: S |  | N | Electric Utility | 1 |  | N | [16 empty] | 6 | 1999 | N
30150 | Yakutat Power Inc | 6637 | Yakutat | AK | YAKUTAT | 3 | IC | RE | 0.6 | 0.6 | 0.6 |  | 3 | 1973 | BIT WDS: DFO; N Y: N; Y Y: Y; S S: S |  | N | Electric Utility | 1 |  | N | [16 empty] | 6 | 1999 | N
30150 | Yakutat Power Inc | 6637 | Yakutat | AK | YAKUTAT | 4 | IC | RE | 1.1 | 1.1 | 1.1 |  | 3 | 1973 | BIT WDS: DFO; N Y: N; Y Y: Y; S S: S |  | N | Electric Utility | 1 |  | N | [16 empty] | 6 | 1993 | N
30150 | Yakutat Power Inc | 6637 | Yakutat | AK | YAKUTAT | 5 | IC | RE | 0.3 | 0.3 | 0.3 |  | 6 | 1989 | BIT WDS: DFO; N Y: N; Y Y: Y; S S: S |  | N | Electric Utility | 1 |  | N | [16 empty] | 12 | 2006 | N
34672 | DTE Energy Services | 50407 | Mobile Energy Services LLC | AL | Mobile | GEN3 | ST | RE | 12.5 | 11.6 | 11.8 |  | 5 | 1960 | BIT | WDS | NG |  |  |  | Y | N |  | S |  | Y | IPP CHP | 3 |  | N | [16 empty] | 4 | 2004
34691 | Ormat Nevada Inc | 10018 | Desert Peak Power Plant | NV | Lyon | GEN1 | ST | RE | 11 | 9 | 10 |  | 12 | 1985 | BIT WDS: GEO; N Y: N; Y Y: Y; S S: W |  | N | IPP Non-CHP | 2 |  | N | [16 empty] | 5 | 2006 | N
34691 | Ormat Nevada Inc | 50764 | Ormesa IE | CA | Imperial | OE10 | ST | RE | 1.2 | 0.6 | 0.8 |  | 12 | 1988 | BIT WDS: GEO; N Y: N; Y Y: Y; S S: S |  | N | IPP Non-CHP | 2 |  | N | N | [15 empty] | 10 | 2009
34691 | Ormat Nevada Inc | 50764 | Ormesa IE | CA | Imperial | OE11 | ST | RE | 1.2 | 1 | 1.2 |  | 12 | 1988 | BIT WDS: GEO; N Y: N; Y Y: Y; S S: S |  | N | IPP Non-CHP | 2 |  | N | N | [15 empty] | 10 | 2009
34691 | Ormat Nevada Inc | 50764 | Ormesa IE | CA | Imperial | OE12 | ST | RE | 1.2 | 0.6 | 0.8 |  | 12 | 1988 | BIT WDS: GEO; N Y: N; Y Y: Y; S S: S |  | N | IPP Non-CHP | 2 |  | N | N | [15 empty] | 10 | 2009
34691 | Ormat Nevada Inc | 50764 | Ormesa IE | CA | Imperial | OEC1 | ST | RE | 1.2 | 1 | 1.2 |  | 12 | 1988 | BIT WDS: GEO; N Y: N; Y Y: Y; S S: S |  | N | IPP Non-CHP | 2 |  | N | N | [15 empty] | 10 | 2009
34691 | Ormat Nevada Inc | 50764 | Ormesa IE | CA | Imperial | OEC2 | ST | RE | 1.2 | 0.6 | 0.8 |  | 12 | 1988 | BIT WDS: GEO; N Y: N; Y Y: Y; S S: S |  | N | IPP Non-CHP | 2 |  | N | N | [15 empty] | 10 | 2009
34691 | Ormat Nevada Inc | 50764 | Ormesa IE | CA | Imperial | OEC3 | ST | RE | 1.2 | 1 | 1.2 |  | 12 | 1988 | BIT WDS: GEO; N Y: N; Y Y: Y; S S: S |  | N | IPP Non-CHP | 2 |  | N | N | [15 empty] | 10 | 2009
34691 | Ormat Nevada Inc | 50764 | Ormesa IE | CA | Imperial | OEC4 | ST | RE | 1.2 | 0.6 | 0.8 |  | 12 | 1988 | BIT WDS: GEO; N Y: N; Y Y: Y; S S: S |  | N | IPP Non-CHP | 2 |  | N | N | [15 empty] | 10 | 2009
34691 | Ormat Nevada Inc | 50764 | Ormesa IE | CA | Imperial | OEC5 | ST | RE | 1.2 | 1 | 1.2 |  | 12 | 1988 | BIT WDS: GEO; N Y: N; Y Y: Y; S S: S |  | N | IPP Non-CHP | 2 |  | N | N | [15 empty] | 10 | 2009
34691 | Ormat Nevada Inc | 50764 | Ormesa IE | CA | Imperial | OEC6 | ST | RE | 1.2 | 0.6 | 0.8 |  | 12 | 1988 | BIT WDS: GEO; N Y: N; Y Y: Y; S S: S |  | N | IPP Non-CHP | 2 |  | N | N | [15 empty] | 10 | 2009
34691 | Ormat Nevada Inc | 50764 | Ormesa IE | CA | Imperial | OEC7 | ST | RE | 1.2 | 1 | 1.2 |  | 12 | 1988 | BIT WDS: GEO; N Y: N; Y Y: Y; S S: S |  | N | IPP Non-CHP | 2 |  | N | N | [15 empty] | 10 | 2009
34691 | Ormat Nevada Inc | 50764 | Ormesa IE | CA | Imperial | OEC8 | ST | RE | 1.2 | 0.6 | 0.8 |  | 12 | 1988 | BIT WDS: GEO; N Y: N; Y Y: Y; S S: S |  | N | IPP Non-CHP | 2 |  | N | N | [15 empty] | 10 | 2009
34691 | Ormat Nevada Inc | 50764 | Ormesa IE | CA | Imperial | OEC9 | ST | RE | 1.2 | 1 | 1.2 |  | 12 | 1988 | BIT WDS: GEO; N Y: N; Y Y: Y; S S: S |  | N | IPP Non-CHP | 2 |  | N | [16 empty] | 10 | 2009
34691 | Ormat Nevada Inc | 50766 | Ormesa I | CA | Imperial | OE1 | ST | RE | 1.2 | 0.7 | 0.9 |  | 12 | 1986 | BIT WDS: GEO; N Y: N; Y Y: Y; S S: S |  | N | IPP CHP | 3 |  | N | [16 empty] | 9 | 2003
34691 | Ormat Nevada Inc | 50766 | Ormesa I | CA | Imperial | OE10 | ST | RE | 1.2 | 0.7 | 0.9 |  | 12 | 1986 | BIT WDS: GEO; N Y: N; Y Y: Y; S S: S |  | N | IPP CHP | 3 |  | N | [16 empty] | 9 | 2003
34691 | Ormat Nevada Inc | 50766 | Ormesa I | CA | Imperial | OE13 | ST | RE | 1.2 | 0.7 | 0.9 |  | 12 | 1986 | BIT WDS: GEO; N Y: N; Y Y: Y; S S: S |  | N | IPP CHP | 3 |  | N | [16 empty] | 9 | 2003
34691 | Ormat Nevada Inc | 50766 | Ormesa I | CA | Imperial | OE16 | ST | RE | 1.2 | 0.7 | 0.9 |  | 12 | 1986 | BIT WDS: GEO; N Y: N; Y Y: Y; S S: S |  | N | IPP CHP | 3 |  | N | [16 empty] | 9 | 2003
34691 | Ormat Nevada Inc | 50766 | Ormesa I | CA | Imperial | OE2 | ST | RE | 1.2 | 0.7 | 0.9 |  | 12 | 1986 | BIT WDS: GEO; N Y: N; Y Y: Y; S S: S |  | N | IPP CHP | 3 |  | N | [16 empty] | 9 | 2003
34691 | Ormat Nevada Inc | 50766 | Ormesa I | CA | Imperial | OE23 | ST | RE | 1.2 | 0.9 | 1.1 |  | 12 | 1986 | BIT WDS: GEO; N Y: N; Y Y: Y; S S: S |  | N | IPP CHP | 3 |  | N | [16 empty] | 7 | 2008
34691 | Ormat Nevada Inc | 50766 | Ormesa I | CA | Imperial | OE26 | ST | RE | 1.2 | 0.9 | 1.1 |  | 12 | 1986 | BIT WDS: GEO; N Y: N; Y Y: Y; S S: S |  | N | IPP CHP | 3 |  | N | [16 empty] | 4 | 2012
34691 | Ormat Nevada Inc | 50766 | Ormesa I | CA | Imperial | OE27 | ST | RE | 1.2 | 0.9 | 1.1 |  | 12 | 1986 | BIT WDS: GEO; N Y: N; Y Y: Y; S S: S |  | N | IPP CHP | 3 |  | N | [16 empty] | 9 | 2003
34691 | Ormat Nevada Inc | 50766 | Ormesa I | CA | Imperial | OE28 | ST | RE | 1.2 | 0.9 | 1.1 |  | 12 | 1986 | BIT WDS: GEO; N Y: N; Y Y: Y; S S: S |  | N | IPP CHP | 3 |  | N | [16 empty] | 9 | 2003
34691 | Ormat Nevada Inc | 50766 | Ormesa I | CA | Imperial | OE3 | ST | RE | 1.2 | 0.9 | 1.1 |  | 12 | 1986 | BIT WDS: GEO; N Y: N; Y Y: Y; S S: S |  | N | IPP CHP | 3 |  | N | [16 empty] | 9 | 2003
34691 | Ormat Nevada Inc | 50766 | Ormesa I | CA | Imperial | OE4 | ST | RE | 1.2 | 0.7 | 0.9 |  | 12 | 1986 | BIT WDS: GEO; N Y: N; Y Y: Y; S S: S |  | N | IPP CHP | 3 |  | N | [16 empty] | 9 | 2003
34691 | Ormat Nevada Inc | 50766 | Ormesa I | CA | Imperial | OE5 | ST | RE | 1.2 | 1.1 | 1.1 |  | 12 | 1986 | BIT WDS: GEO; N Y: N; Y Y: Y; S S: S |  | N | IPP CHP | 3 |  | N | [16 empty] | 9 | 2003
34691 | Ormat Nevada Inc | 50766 | Ormesa I | CA | Imperial | OE6 | ST | RE | 1.2 | 1.1 | 1.1 |  | 12 | 1986 | BIT WDS: GEO; N Y: N; Y Y: Y; S S: S |  | N | IPP CHP | 3 |  | N | [16 empty] | 9 | 2003
34691 | Ormat Nevada Inc | 50766 | Ormesa I | CA | Imperial | OE7 | ST | RE | 1.2 | 0.7 | 0.9 |  | 12 | 1986 | BIT WDS: GEO; N Y: N; Y Y: Y; S S: S |  | N | IPP CHP | 3 |  | N | [16 empty] | 9 | 2003
34691 | Ormat Nevada Inc | 50766 | Ormesa I | CA | Imperial | OE8 | ST | RE | 1.2 | 0.7 | 0.9 |  | 12 | 1986 | BIT WDS: GEO; N Y: N; Y Y: Y; S S: S |  | N | IPP CHP | 3 |  | N | [16 empty] | 9 | 2003
34691 | Ormat Nevada Inc | 50766 | Ormesa I | CA | Imperial | OE9 | ST | RE | 1.2 | 0.7 | 0.9 |  | 12 | 1986 | BIT WDS: GEO; N Y: N; Y Y: Y; S S: S |  | N | IPP CHP | 3 |  | N | [16 empty] | 9 | 2003
34691 | Ormat Nevada Inc | 54724 | Ormesa II | CA | Imperial | OE10 | ST | RE | 1.2 | 0.9 | 1.1 |  | 12 | 1987 | BIT WDS: GEO; N Y: N; Y Y: Y; S S: S |  | N | IPP CHP | 3 |  | N | [16 empty] | 4 | 2007 | N
34691 | Ormat Nevada Inc | 54724 | Ormesa II | CA | Imperial | OE11 | ST | RE | 1.2 | 0.9 | 1.1 |  | 12 | 1987 | BIT WDS: GEO; N Y: N; Y Y: Y; S S: S |  | N | IPP CHP | 3 |  | N | N | [15 empty] | 4 | 2007 | N
34691 | Ormat Nevada Inc | 54724 | Ormesa II | CA | Imperial | OE12 | ST | RE | 1.2 | 0.9 | 1.1 |  | 12 | 1987 | BIT WDS: GEO; N Y: N; Y Y: Y; S S: S |  | N | IPP CHP | 3 |  | N | N | [15 empty] | 4 | 2007 | N
34691 | Ormat Nevada Inc | 54724 | Ormesa II | CA | Imperial | OE13 | ST | RE | 1.2 | 0.9 | 1.1 |  | 12 | 1987 | BIT WDS: GEO; N Y: N; Y Y: Y; S S: S |  | N | IPP CHP | 3 |  | N | N | [15 empty] | 4 | 2007 | N
34691 | Ormat Nevada Inc | 54724 | Ormesa II | CA | Imperial | OE21 | ST | RE | 1.2 | 0.9 | 1.1 |  | 12 | 1987 | BIT WDS: GEO; N Y: N; Y Y: Y; S S: S |  | N | IPP CHP | 3 |  | N | N | [15 empty] | 4 | 2007 | N
34691 | Ormat Nevada Inc | 54724 | Ormesa II | CA | Imperial | OE22 | ST | RE | 1.2 | 0.9 | 1.1 |  | 12 | 1987 | BIT WDS: GEO; N Y: N; Y Y: Y; S S: S |  | N | IPP CHP | 3 |  | N | N | [15 empty] | 4 | 2007 | N
34691 | Ormat Nevada Inc | 54724 | Ormesa II | CA | Imperial | OE23 | ST | RE | 1.2 | 0.9 | 1.1 |  | 12 | 1987 | BIT WDS: GEO; N Y: N; Y Y: Y; S S: S |  | N | IPP CHP | 3 |  | N | N | [15 empty] | 4 | 2007 | N
34691 | Ormat Nevada Inc | 54724 | Ormesa II | CA | Imperial | OE24 | ST | RE | 1.2 | 0.9 | 1.1 |  | 12 | 1987 | BIT WDS: GEO; N Y: N; Y Y: Y; S S: S |  | N | IPP CHP | 3 |  | N | N | [15 empty] | 4 | 2007 | N
34691 | Ormat Nevada Inc | 54724 | Ormesa II | CA | Imperial | OE25 | ST | RE | 1.2 | 0.9 | 1.1 |  | 12 | 1987 | BIT WDS: GEO; N Y: N; Y Y: Y; S S: S |  | N | IPP CHP | 3 |  | N | N | [15 empty] | 4 | 2007 | N
34691 | Ormat Nevada Inc | 54724 | Ormesa II | CA | Imperial | OE26 | ST | RE | 1.2 | 0.9 | 1.1 |  | 12 | 1987 | BIT WDS: GEO; N Y: N; Y Y: Y; S S: S |  | N | IPP CHP | 3 |  | N | N | [15 empty] | 4 | 2007 | N
34691 | Ormat Nevada Inc | 54724 | Ormesa II | CA | Imperial | OE27 | ST | RE | 1.2 | 0.9 | 1.1 |  | 12 | 1987 | BIT WDS: GEO; N Y: N; Y Y: Y; S S: S |  | N | IPP CHP | 3 |  | N | N | [15 empty] | 4 | 2007 | N
34691 | Ormat Nevada Inc | 54724 | Ormesa II | CA | Imperial | OEC1 | ST | RE | 1.2 | 0.9 | 1.1 |  | 12 | 1987 | BIT WDS: GEO; N Y: N; Y Y: Y; S S: S |  | N | IPP CHP | 3 |  | N | N | [15 empty] | 4 | 2007 | N
34691 | Ormat Nevada Inc | 54724 | Ormesa II | CA | Imperial | OEC2 | ST | RE | 1.2 | 0.9 | 1.1 |  | 12 | 1987 | BIT WDS: GEO; N Y: N; Y Y: Y; S S: S |  | N | IPP CHP | 3 |  | N | N | [15 empty] | 4 | 2007 | N
34691 | Ormat Nevada Inc | 54724 | Ormesa II | CA | Imperial | OEC3 | ST | RE | 1.2 | 0.9 | 1.1 |  | 12 | 1987 | BIT WDS: GEO; N Y: N; Y Y: Y; S S: S |  | N | IPP CHP | 3 |  | N | N | [15 empty] | 4 | 2007 | N
34691 | Ormat Nevada Inc | 54724 | Ormesa II | CA | Imperial | OEC4 | ST | RE | 1.2 | 0.9 | 1.1 |  | 12 | 1987 | BIT WDS: GEO; N Y: N; Y Y: Y; S S: S |  | N | IPP CHP | 3 |  | N | N | [15 empty] | 4 | 2007 | N
34691 | Ormat Nevada Inc | 54724 | Ormesa II | CA | Imperial | OEC5 | ST | RE | 1.2 | 0.9 | 1.1 |  | 12 | 1987 | BIT WDS: GEO; N Y: N; Y Y: Y; S S: S |  | N | IPP CHP | 3 |  | N | N | [15 empty] | 4 | 2007 | N
34691 | Ormat Nevada Inc | 54724 | Ormesa II | CA | Imperial | OEC6 | ST | RE | 1.2 | 0.9 | 1.1 |  | 12 | 1987 | BIT WDS: GEO; N Y: N; Y Y: Y; S S: S |  | N | IPP CHP | 3 |  | N | N | [15 empty] | 4 | 2007 | N
34691 | Ormat Nevada Inc | 54724 | Ormesa II | CA | Imperial | OEC7 | ST | RE | 1.2 | 0.9 | 1.1 |  | 12 | 1987 | BIT WDS: GEO; N Y: N; Y Y: Y; S S: S |  | N | IPP CHP | 3 |  | N | N | [15 empty] | 4 | 2007 | N
34691 | Ormat Nevada Inc | 54724 | Ormesa II | CA | Imperial | OEC8 | ST | RE | 1.2 | 0.9 | 1.1 |  | 12 | 1987 | BIT WDS: GEO; N Y: N; Y Y: Y; S S: S |  | N | IPP CHP | 3 |  | N | N | [15 empty] | 4 | 2007 | N
34691 | Ormat Nevada Inc | 54724 | Ormesa II | CA | Imperial | OEC9 | ST | RE | 1.2 | 0.9 | 1.1 |  | 12 | 1987 | BIT WDS: GEO; N Y: N; Y Y: Y; S S: S |  | N | IPP CHP | 3 |  | N | [16 empty] | 4 | 2007 | N
34981 | Devon Gas Services | 55053 | Bridgeport Gas Processing Plant | TX | Wise | 324 | IC | RE | 0.3 | 0.3 | 0.3 |  | 1 | 1958 | BIT WDS: NG; N Y: N; Y Y: N; Y N: N; S S: S |  | N | Industrial Non-CHP | 6 |  | N | [16 empty] | 7 | 2000 | N
34981 | Devon Gas Services | 55053 | Bridgeport Gas Processing Plant | TX | Wise | 325 | IC | RE | 0.3 | 0.3 | 0.3 |  | 1 | 1958 | BIT WDS: NG; N Y: N; Y Y: N; Y N: N; S S: S |  | N | Industrial Non-CHP | 6 |  | N | [16 empty] | 6 | 2000 | N
34981 | Devon Gas Services | 55053 | Bridgeport Gas Processing Plant | TX | Wise | 326 | IC | RE | 0.3 | 0.3 | 0.3 |  | 1 | 1958 | BIT WDS: NG; N Y: N; Y Y: N; Y N: N; S S: S |  | N | Industrial Non-CHP | 6 |  | N | [16 empty] | 7 | 2000 | N
34981 | Devon Gas Services | 55053 | Bridgeport Gas Processing Plant | TX | Wise | 327 | IC | RE | 0.3 | 0.3 | 0.3 |  | 1 | 1958 | BIT WDS: NG; N Y: N; Y Y: N; Y N: N; S S: S |  | N | Industrial Non-CHP | 6 |  | N | [16 empty] | 6 | 2000 | N
35120 | Norit Americas Inc | 54972 | Norit Americas Marshall Plant | TX | Harrison | 8511 | ST | RE | 2 | 2 | 2 |  | 1 | 1921 | BIT WDS: LIG; BIT RFO: NG; N Y: N; Y Y: Y; S S: S |  | N | Industrial Non-CHP | 6 |  | N | [16 empty] | 1 | 2008 | N |  | Y
35120 | Norit Americas Inc | 54972 | Norit Americas Marshall Plant | TX | Harrison | 8512 | ST | RE | 2 | 2 | 2 |  | 3 | 2011 | BIT WDS: LIG; BIT RFO: NG; N Y: N; Y Y: Y; S S: S | 1 | N | Industrial Non-CHP | 6 | [18 empty] | 2 | 2012 | N |  | Y |  |  |  |  | NG
38021 | Athens Regional Medical Center | 55319 | Athens Regional Medical Center | GA | Clarke | CU1 | IC | RE | 0.7 | 0.7 | 0.7 |  | 1 | 1979 | BIT WDS: DFO; N Y: N; Y Y: N; Y N: N; S S: S |  | N | Commercial Non-CHP | 4 |  | N | [16 empty] | 3 | 2010
39006 | Brookfield White Pine Hydro LLC | 1490 | Fort Halifax | ME | Kennebec | FH1 | HY | RE | 0.7 | 0.9 | 0.9 |  | 4 | 1908 | BIT WDS: WAT; N Y: N; Y Y: Y; S S: S | 0 | N | IPP Non-CHP | 2 |  | N | [16 empty] | 12 | 2002
39006 | Brookfield White Pine Hydro LLC | 1490 | Fort Halifax | ME | Kennebec | FH2 | HY | RE | 0.7 | 0.9 | 0.9 |  | 4 | 1908 | BIT WDS: WAT; N Y: N; Y Y: Y; S S: S | 0 | N | IPP Non-CHP | 2 |  | N | [16 empty] | 12 | 2002
40052 | AG Energy LP | 10803 | Ogdensburg Power | NY | St Lawrence | GEN1 | CT | RE | 48.8 | 36 | 42 |  | 10 | 1993 | BIT WDS: NG; BIT RFO: DFO; N Y: Y; Y Y: Y; S S: J |  | Y | IPP CHP | 3 | T | N | [16 empty] | 10 | 2007 | N
40052 | AG Energy LP | 10803 | Ogdensburg Power | NY | St Lawrence | GEN2 | CT | RE | 23.6 | 19.6 | 21 |  | 10 | 1993 | BIT WDS: NG; BIT RFO: DFO; N Y: Y; Y Y: Y; S S: J |  | Y | IPP CHP | 3 | T | N | [16 empty] | 10 | 2007 | N
40229 | Old Dominion Electric Coop | 7836 | Marsh Run Generating | VA | Fauquier | 4 | GT | IP | 195.5 | 195.5 | 195.5 |  |  |  | BIT WDS: NG; BIT RFO: DFO; S S: S |  | N | Electric Utility | 1 |  | N | [18 empty] | N
40230 | Deseret Generation & Tran Coop | 7790 | Bonanza | UT | Uintah | 2 | ST | IP | 110 | 86 | 86 |  |  |  | BIT WDS: WC; BIT RFO: DFO; N Y: N; Y Y: Y; S S: J |  | N | Electric Utility | 1 |  | N | [18 empty] | N |  | N
40307 | Prairie Power, Inc | 6237 | Pittsfield | IL | Pike | 1 | IC | RE | 1 | 1 | 1 |  | 11 | 1949 | BIT WDS: DFO; N Y: N; Y Y: Y; Y N: Y; S S: S |  | N | Electric Utility | 1 |  | N | [16 empty] | 12 | 2011 | N
40307 | Prairie Power, Inc | 6237 | Pittsfield | IL | Pike | 2 | IC | RE | 1 | 1 | 1 |  | 11 | 1949 | BIT WDS: DFO; N Y: N; Y Y: Y; Y N: Y; S S: S |  | N | Electric Utility | 1 |  | N | [16 empty] | 12 | 2011
40307 | Prairie Power, Inc | 6237 | Pittsfield | IL | Pike | 3 | IC | RE | 1 | 1 | 1 |  | 11 | 1949 | BIT WDS: DFO; N Y: N; Y Y: Y; Y N: Y; S S: S |  | N | Electric Utility | 1 |  | N | [16 empty] | 12 | 2011
40307 | Prairie Power, Inc | 6237 | Pittsfield | IL | Pike | 4 | IC | RE | 3 | 2.7 | 2.7 |  | 4 | 1955 | BIT WDS: DFO; N Y: N; Y Y: Y; Y N: Y; S S: S |  | N | Electric Utility | 1 |  | N | [16 empty] | 12 | 2011
40307 | Prairie Power, Inc | 6237 | Pittsfield | IL | Pike | 5 | IC | RE | 3 | 2.7 | 2.7 |  | 4 | 1955 | BIT WDS: DFO; N Y: N; Y Y: Y; Y N: Y; S S: S |  | N | Electric Utility | 1 |  | N | [16 empty] | 12 | 2011
40307 | Prairie Power, Inc | 6238 | Pearl Station | IL | Pike | 1 | ST | RE | 22 | 22.2 | 22.2 |  | 1 | 1967 | BIT WDS: BIT; N Y: N; Y Y: Y; Y N: Y; S S: S |  | N | Electric Utility | 1 |  | N | [16 empty] | 6 | 2012 |  | Y | [5 empty] | DFO
40444 | Truckee-Carson Irrigation District | 6521 | Lahontan | NV | CHURCHILL | IC1 | IC | RE | 1 | 0.9 | 0.9 |  | 1 | 1949 | BIT WDS: DFO; N Y: N; Y Y: N; S S: S |  | N | Electric Utility | 1 |  | N | [16 empty] | 12 | 1992
40444 | Truckee-Carson Irrigation District | 6521 | Lahontan | NV | CHURCHILL | IC2 | IC | RE | 1 | 0.9 | 0.9 |  | 1 | 1949 | BIT WDS: DFO; N Y: N; Y Y: N; S S: S |  | N | Electric Utility | 1 |  | N | [16 empty] | 12 | 1992
40548 | Unalakleet Valley Elec Coop | 6299 | Unalakleet | AK | Matanuska-Susitna | 1 | IC | RE | 0.4 | 0.3 | 0.3 |  | 10 | 1965 | BIT WDS: DFO; N Y: N; Y Y: N; Y N: N; S S: S |  | N | Electric Utility | 1 |  | N | [13 empty] | N |  |  | 5 | 2010 | N
40548 | Unalakleet Valley Elec Coop | 6299 | Unalakleet | AK | Matanuska-Susitna | 2 | IC | RE | 0.4 | 0.5 | 0.5 |  | 5 | 1982 | BIT WDS: DFO; N Y: N; Y Y: N; S S: S |  | N | Electric Utility | 1 |  | N | [13 empty] | N |  |  | 5 | 2010 | N
40548 | Unalakleet Valley Elec Coop | 6299 | Unalakleet | AK | Matanuska-Susitna | 3 | IC | RE | 0.4 | 0.4 | 0.4 |  | 3 | 1983 | BIT WDS: DFO; N Y: N; Y Y: N; S S: S |  | N | Electric Utility | 1 |  | N | [13 empty] | N |  |  | 5 | 2010 | N
40548 | Unalakleet Valley Elec Coop | 6299 | Unalakleet | AK | Matanuska-Susitna | 4 | IC | RE | 0.4 | 0.4 | 0.4 |  | 3 | 1983 | BIT WDS: DFO; N Y: N; Y Y: N; S S: S |  | N | Electric Utility | 1 |  | N | [13 empty] | N |  |  | 5 | 2010 | N
40577 | American Mun Power-Ohio, Inc | 7286 | Richard Gorsuch | OH | Washington | 1 | ST | RE | 50 | 50 | 50 |  | 9 | 1988 | BIT WDS: BIT; N Y: N; Y Y: Y; S S: S |  | Y | Electric Utility | 1 | T | N | [16 empty] | 11 | 2010 | N | Y | [5 empty] | NG
40577 | American Mun Power-Ohio, Inc | 7286 | Richard Gorsuch | OH | Washington | 2 | ST | RE | 50 | 50 | 50 |  | 9 | 1988 | BIT WDS: BIT; N Y: N; Y Y: Y; S S: S |  | Y | Electric Utility | 1 | T | N | [16 empty] | 11 | 2010 | N | Y | [5 empty] | NG
40577 | American Mun Power-Ohio, Inc | 7286 | Richard Gorsuch | OH | Washington | 3 | ST | RE | 50 | 50 | 50 |  | 9 | 1988 | BIT WDS: BIT; N Y: N; Y Y: Y; S S: S |  | Y | Electric Utility | 1 | T | N | [16 empty] | 11 | 2010 | N | Y | [5 empty] | NG
40577 | American Mun Power-Ohio, Inc | 7286 | Richard Gorsuch | OH | Washington | 4 | ST | RE | 50 | 50 | 50 |  | 9 | 1988 | BIT WDS: BIT; N Y: N; Y Y: Y; S S: S |  | Y | Electric Utility | 1 | T | N | [16 empty] | 11 | 2010 | N | Y | [5 empty] | NG
40580 | Southern Minnesota Mun P Agny | 1973 | Fairmont | MN | Martin | 3 | ST | RE | 5 | 4.9 | 0.1 |  | 88 | 1945 | BIT WDS: NG; N Y: N; Y Y: Y; S S: S |  | N | Electric Utility | 1 |  | N | N | [15 empty] | 12 | 2009 | N
40580 | Southern Minnesota Mun P Agny | 1973 | Fairmont | MN | Martin | 4 | ST | RE | 5 | 5 | 3.2 |  | 88 | 1949 | BIT WDS: NG; N Y: N; Y Y: Y; S S: S |  | N | Electric Utility | 1 |  | N | N | [15 empty] | 12 | 2009 | N
40580 | Southern Minnesota Mun P Agny | 1973 | Fairmont | MN | Martin | 5 | ST | RE | 12.5 | 7.8 | 0.1 |  | 88 | 1959 | BIT WDS: NG; N Y: N; Y Y: Y; S S: S |  | N | Electric Utility | 1 |  | N | [16 empty] | 12 | 2009 | N
44466 | BP PLC | 52130 | Whiting Refinery | IN | LAKE | 15TG | ST | RE | 5 | 5 | 5 |  | 1 | 1928 | OG | NG | PUR |  |  |  | N | N |  | S |  | Y | Industrial CHP | 7 | T | N | [13 empty] | N |  |  | 2 | 2011 | N
44466 | BP PLC | 52130 | Whiting Refinery | IN | LAKE | 17TG | ST | RE | 5 | 5 | 5 |  | 1 | 1928 | OG | NG | PUR |  |  |  | N | N |  | S |  | Y | Industrial CHP | 7 |  | N | [16 empty] | 6 | 2004 | N
49732 | Chevron Products Company-Richmond | 52105 | Richmond Refinery TG800 | CA | Contra Costa | GEN1 | ST | RE | 4 | 3.7 | 3.8 |  | 1 | 1936 | BIT WDS: OG; N Y: N; Y Y: Y; S S: S |  | Y | Industrial CHP | 7 |  | N | [16 empty] | 11 | 2005
49732 | Chevron Products Company-Richmond | 52105 | Richmond Refinery TG800 | CA | Contra Costa | GEN2 | ST | RE | 4 | 3.7 | 3.8 |  | 1 | 1936 | BIT WDS: OG; N Y: N; Y Y: Y; S S: S |  | Y | Industrial CHP | 7 |  | N | [16 empty] | 5 | 2005
49732 | Chevron Products Company-Richmond | 52105 | Richmond Refinery TG800 | CA | Contra Costa | GEN3 | ST | RE | 4 | 3.7 | 3.8 |  | 1 | 1936 | BIT WDS: OG; N Y: N; Y Y: Y; S S: S |  | Y | Industrial CHP | 7 |  | N | [16 empty] | 1 | 2006
49732 | Chevron Products Company-Richmond | 52105 | Richmond Refinery TG800 | CA | Contra Costa | GEN4 | ST | RE | 9 | 8.4 | 8.5 |  | 1 | 1950 | BIT WDS: OG; N Y: N; Y Y: Y; S S: S |  | Y | Industrial CHP | 7 |  | N | [16 empty] | 10 | 2005
49732 | Chevron Products Company-Richmond | 52109 | Richmond Cogen | CA | Contra Costa | GEN3 | GT | IP | 43 | 43 | 43 |  |  |  | BIT WDS: NG; BIT RFO: OG; N Y: N; Y Y: Y; S S: S |  | Y | Industrial CHP | 7 | [20 empty] | N
49756 | Ameren Energy Resources Generating Co. | 860 | Sterling Avenue | IL | Peoria | 1 | GT | RE | 18 | 15 | 15 |  | 12 | 1967 | BIT WDS: NG; N Y: N; Y Y: Y; S S: S |  | N | Electric Utility | 1 | [18 empty] | 4 | 2009
49756 | Ameren Energy Resources Generating Co. | 860 | Sterling Avenue | IL | Peoria | 2 | GT | RE | 18 | 15 | 15 |  | 12 | 1967 | BIT WDS: NG; N Y: N; Y Y: Y; S S: S |  | N | Electric Utility | 1 |  | N | [16 empty] | 4 | 2009 | N
49777 | SP Fiber Technologies NW LLC | 56124 | SPFT - Newberg Cogen | OR | Yamhill | GT1 | GT | RE | 54 | 41.6 | 47.3 |  | 5 | 2002 | BIT WDS: NG; N Y: N; Y Y: Y; S S: S |  | Y | Industrial CHP | 7 |  | N | [16 empty] | 12 | 2008
49777 | SP Fiber Technologies NW LLC | 56124 | SPFT - Newberg Cogen | OR | Yamhill | GT2 | GT | RE | 54 | 41.6 | 47.3 |  | 5 | 2002 | BIT WDS: NG; N Y: N; Y Y: Y; S S: S |  | Y | Industrial CHP | 7 |  | N | [16 empty] | 5 | 2007
49840 | Waterside Power, LLC | 56189 | Waterside Power, LLC | CT | Fairfield | 1 | GT | RE | 23.2 | 23.2 | 22.7 |  | 6 | 2003 | BIT WDS: DFO; N Y: N; Y Y: Y; Y N: Y; S S: S |  | N | IPP Non-CHP | 2 |  | N | [16 empty] | 10 | 2003 | N
49840 | Waterside Power, LLC | 56189 | Waterside Power, LLC | CT | Fairfield | 2 | GT | RE | 23.2 | 23.2 | 22.7 |  | 6 | 2003 | BIT WDS: DFO; N Y: N; Y Y: Y; Y N: Y; S S: S |  | N | IPP Non-CHP | 2 |  | N | [16 empty] | 10 | 2003 | N
49840 | Waterside Power, LLC | 56189 | Waterside Power, LLC | CT | Fairfield | 6 | GT | RE | 23.2 | 23.2 | 22.7 |  | 5 | 2004 | BIT WDS: DFO; N Y: N; Y Y: Y; Y N: Y; S S: S |  | N | IPP Non-CHP | 2 |  | N | [16 empty] | 2 | 2006 | N
49852 | Great Bay Hydro Corp | 3730 | Newport Diesels | VT | Orleans | 10 | IC | RE | 1.1 | 1 | 1 |  | 88 | 1954 | BIT WDS: DFO; N Y: N; Y Y: Y; Y N: Y; S S: S |  | N | IPP Non-CHP | 2 |  | N | [16 empty] | 7 | 2007 | N
49852 | Great Bay Hydro Corp | 3730 | Newport Diesels | VT | Orleans | 4 | IC | RE | 0.9 | 0.9 | 0.9 |  | 88 | 1948 | BIT WDS: DFO; N Y: N; Y Y: Y; Y N: Y; S S: S |  | N | IPP Non-CHP | 2 |  | N | [16 empty] | 7 | 2007 | N
49852 | Great Bay Hydro Corp | 3730 | Newport Diesels | VT | Orleans | 5 | IC | RE | 0.9 | 0.9 | 0.9 |  | 88 | 1948 | BIT WDS: DFO; N Y: N; Y Y: Y; S S: S |  | N | IPP Non-CHP | 2 |  | N | [16 empty] | 7 | 2007 | N
49852 | Great Bay Hydro Corp | 3730 | Newport Diesels | VT | Orleans | 6 | IC | RE | 0.9 | 0.9 | 0.9 |  | 88 | 1948 | BIT WDS: DFO; N Y: N; Y Y: Y; Y N: Y; S S: S |  | N | IPP Non-CHP | 2 |  | N | [16 empty] | 7 | 2007 | N
49852 | Great Bay Hydro Corp | 3730 | Newport Diesels | VT | Orleans | 7 | IC | RE | 0.9 | 0.9 | 0.9 |  | 88 | 1948 | BIT WDS: DFO; N Y: N; Y Y: Y; S S: S |  | N | IPP Non-CHP | 2 |  | N | [16 empty] | 7 | 2007 | N
49852 | Great Bay Hydro Corp | 3730 | Newport Diesels | VT | Orleans | 8 | IC | RE | 1.1 | 1 | 1 |  | 88 | 1954 | BIT WDS: DFO; N Y: N; Y Y: Y; S S: S |  | N | IPP Non-CHP | 2 |  | N | [16 empty] | 7 | 2007 | N
49852 | Great Bay Hydro Corp | 3730 | Newport Diesels | VT | Orleans | 9 | IC | RE | 1.1 | 1 | 1 |  | 88 | 1954 | BIT WDS: DFO; N Y: N; Y Y: Y; Y N: Y; S S: S |  | N | IPP Non-CHP | 2 |  | N | [16 empty] | 7 | 2007 | N
49893 | Invenergy Services LLC | 56776 | Gunsight Mountain Wind Energy LLC | TX | Howard | 1 | WT | IP | 120 | 120 | 120 |  |  |  | BIT WDS: WND; N Y: N; Y Y: Y; S S: S | 80 | N | IPP Non-CHP | 2
49896 | Newmont Nevada Energy Investment, LLC | 56224 | TS Power Plant | NV | Eureka | 002 | GT | IP | 41.9 | 26 | 41.7 |  |  |  | BIT WDS: DFO; N Y: N; Y Y: Y; S S: S |  | N | IPP Non-CHP | 2 |  | N | [18 empty] | N
49896 | Newmont Nevada Energy Investment, LLC | 56224 | TS Power Plant | NV | Eureka | 003 | GT | IP | 41.9 | 26 | 41.7 |  |  |  | BIT WDS: DFO; N Y: N; Y Y: Y; S S: S |  | N | IPP Non-CHP | 2 |  | N | [18 empty] | N
49896 | Newmont Nevada Energy Investment, LLC | 56224 | TS Power Plant | NV | Eureka | 004 | GT | IP | 41.9 | 26 | 41.9 |  |  |  | BIT WDS: DFO; N Y: N; Y Y: Y; S S: S |  | N | IPP Non-CHP | 2 |  | N | [18 empty] | N
49896 | Newmont Nevada Energy Investment, LLC | 56224 | TS Power Plant | NV | Eureka | 005 | GT | IP | 41.9 | 26 | 41.9 |  |  |  | BIT WDS: DFO; N Y: N; Y Y: Y; S S: S |  | N | IPP Non-CHP | 2 |  | N | [18 empty] | N
49941 | DEGS of O&M, LLC | 55373 | Enterprise Energy Facility | MS | Clark | CT3 | GT | RE | 86.5 | 75 | 90 |  | 5 | 2002 | BIT WDS: NG; N Y: N; Y Y: Y; S S: W |  | N | IPP Non-CHP | 2 | [18 empty] | 12 | 2006 | N
49941 | DEGS of O&M, LLC | 55373 | Enterprise Energy Facility | MS | Clark | CT4 | GT | RE | 86.5 | 75 | 90 |  | 5 | 2002 | BIT WDS: NG; N Y: N; Y Y: Y; S S: W |  | N | IPP Non-CHP | 2 | [18 empty] | 12 | 2006 | N
49941 | DEGS of O&M, LLC | 55373 | Enterprise Energy Facility | MS | Clark | CT5 | GT | RE | 86.5 | 75 | 90 |  | 5 | 2002 | BIT WDS: NG; N Y: N; Y Y: Y; S S: W |  | N | IPP Non-CHP | 2 | [18 empty] | 12 | 2006 | N
49941 | DEGS of O&M, LLC | 55373 | Enterprise Energy Facility | MS | Clark | CT6 | GT | RE | 86.5 | 75 | 90 |  | 5 | 2002 | BIT WDS: NG; N Y: N; Y Y: Y; S S: W |  | N | IPP Non-CHP | 2 | [18 empty] | 12 | 2006 | N
49963 | FPL Energy Operating Services, Inc. | 54454 | San Gorgonio Windplant WPP1993 | CA | Riverside | GEN3 | WT | RE | 34.5 | 34.5 | 34.5 |  | 4 | 1994 | BIT WDS: WND; N Y: N; Y Y: Y; S S: S | 115 | N | IPP Non-CHP | 2 |  | N | [16 empty] | 9 | 2011
49965 | Constellation Mystic Power LLC | 1588 | Mystic Generating Station | MA | Middlesex | 4 | ST | RE | 156.2 | 95.4 | 90 |  | 11 | 1957 | BIT WDS: RFO; N Y: N; Y Y: N; Y N: N; S S: S |  | N | IPP Non-CHP | 2 |  | N | [16 empty] | 12 | 2003 | N
49965 | Constellation Mystic Power LLC | 1588 | Mystic Generating Station | MA | Middlesex | 5 | ST | RE | 156.2 | 91.6 | 90.9 |  | 6 | 1959 | BIT WDS: RFO; N Y: N; Y Y: N; Y N: N; S S: S |  | N | IPP Non-CHP | 2 |  | N | [16 empty] | 12 | 2003 | N
49965 | Constellation Mystic Power LLC | 1588 | Mystic Generating Station | MA | Middlesex | 6 | ST | RE | 156.2 | 28 | 95.1 |  | 4 | 1961 | BIT WDS: RFO; N Y: N; Y Y: N; Y N: N; S S: S |  | N | IPP Non-CHP | 2 |  | N | [16 empty] | 12 | 2003 | N
49969 | Lincoln Paper and Tissue, LLC | 54587 | Lincoln Paper & Tissue | ME | Lincoln | GE | ST | RE | 2.5 | 2 | 2.8 |  | 1 | 1951 | BLQ | WDS | RFO | SLW |  |  | Y | N |  | S |  | Y | Industrial CHP | 7 |  | N | [16 empty] | 5 | 2005
49979 | Topaz Power Group LLC | 3439 | Laredo | TX | Webb | 1 | ST | RE | 34.5 | 32 | 33 |  | 5 | 1951 | BIT WDS: NG; N Y: N; Y Y: N; S S: S |  | N | IPP Non-CHP | 2 | [18 empty] | 9 | 2008 | N
49979 | Topaz Power Group LLC | 3439 | Laredo | TX | Webb | 2 | ST | RE | 37.5 | 32 | 33 |  | 5 | 1955 | BIT WDS: NG; N Y: N; Y Y: N; S S: S |  | N | IPP Non-CHP | 2 | [18 empty] | 9 | 2008 | N
49979 | Topaz Power Group LLC | 3439 | Laredo | TX | Webb | 3 | ST | RE | 115.2 | 105 | 107 |  | 8 | 1975 | BIT WDS: NG; N Y: N; Y Y: N; S S: S |  | N | IPP Non-CHP | 2 | [18 empty] | 9 | 2008 | N
49979 | Topaz Power Group LLC | 3441 | Nueces Bay | TX | Nueces | 5 | ST | RE | 32.5 | 30 | 30 |  | 6 | 1949 | BIT WDS: NG; N Y: N; Y Y: Y; S S: S |  | N | IPP Non-CHP | 2 | [18 empty] | 5 | 2008 | N
49979 | Topaz Power Group LLC | 3441 | Nueces Bay | TX | Nueces | 6 | ST | RE | 180 | 161 | 170 |  | 5 | 1965 | BIT WDS: NG; N Y: N; Y Y: Y; S S: S |  | N | IPP Non-CHP | 2 | [18 empty] | 5 | 2008 | N
50006 | Invista | 10793 | Seaford Delaware Plant | DE | Sussex | GEN1 | ST | RE | 10 | 9 | 9 |  | 1 | 1939 | NG | NG | DFO |  |  |  | Y | Y |  | S |  | Y | Industrial CHP | 7 | T | [17 empty] | 1 | 2010 | N | N |  | N |  |  |  | NG
50006 | Invista | 10793 | Seaford Delaware Plant | DE | Sussex | GEN2 | ST | RE | 10 | 9 | 9 |  | 1 | 1939 | BIT | NG | DFO |  |  |  | Y | Y |  | S |  | Y | Industrial CHP | 7 | T | [17 empty] | 5 | 2009 | N | Y |  | Y |  |  |  | NG
50006 | Invista | 10793 | Seaford Delaware Plant | DE | Sussex | GEN3 | ST | RE | 10 | 9 | 9 |  | 1 | 1939 | NG | NG | DFO |  |  |  | Y | Y |  | S |  | Y | Industrial CHP | 7 | T | [17 empty] | 1 | 2010 | N | N |  | N |  |  |  | NG
50006 | Invista | 10796 | Waynesboro Virginia Plant | VA | Augusta | GEN1 | ST | RE | 3 | 3 | 3 |  | 1 | 1929 | BIT | RFO | DFO |  |  |  | Y | Y |  | S |  | Y | Industrial CHP | 7 | T | N | [16 empty] | 12 | 2010 | N | Y |  | N |  |  |  | NG
50006 | Invista | 10796 | Waynesboro Virginia Plant | VA | Augusta | GEN2 | ST | RE | 3 | 3 | 3 |  | 1 | 1929 | BIT | RFO | DFO |  |  |  | Y | Y |  | S |  | Y | Industrial CHP | 7 | T | N | [16 empty] | 12 | 2010 | N | Y |  | N |  |  |  | NG
50006 | Invista | 10796 | Waynesboro Virginia Plant | VA | Augusta | GEN3 | ST | RE | 3 | 3 | 3 |  | 1 | 1935 | BIT | RFO | DFO |  |  |  | Y | Y |  | S |  | Y | Industrial CHP | 7 | T | N | [16 empty] | 1 | 2008 | N | Y |  | N |  |  |  | NG
50006 | Invista | 10796 | Waynesboro Virginia Plant | VA | Augusta | GEN4 | ST | RE | 3.4 | 3 | 3 |  | 1 | 1947 | BIT | RFO | DFO |  |  |  | Y | Y |  | S |  | Y | Industrial CHP | 7 | T | N | [16 empty] | 12 | 2010 | N | Y |  | N |  |  |  | NG
50034 | PPG Industries Inc Works 14 | 54360 | PPG Industries Works 14 | IL | MACON | 1200 | IC | RE | 1.2 | 1.2 | 1.2 |  | 12 | 1999 | BIT WDS: DFO; N Y: N; Y Y: Y; Y N: N; S S: S |  | N | Industrial Non-CHP | 6 |  | N | [16 empty] | 12 | 2005 | N
50079 | Utility Board of Key West City | 164 | Big Pine | FL | Monroe | 1 | IC | RE | 2.7 | 2.5 | 2.5 |  | 2 | 1969 | BIT WDS: DFO; N Y: N; Y Y: Y; S S: S |  | N | Electric Utility | 1 |  | N | [16 empty] | 9 | 2006 | N
50079 | Utility Board of Key West City | 6582 | Cudjoe | FL | Monroe | 2 | IC | RE | 2.7 | 2.5 | 2.5 |  | 8 | 1966 | BIT WDS: DFO; N Y: N; Y Y: Y; S S: S |  | N | Electric Utility | 1 |  | N | [16 empty] | 9 | 2006 | N
50079 | Utility Board of Key West City | 6582 | Cudjoe | FL | Monroe | 3 | IC | RE | 2.3 | 2 | 2 |  | 8 | 1968 | BIT WDS: DFO; N Y: N; Y Y: Y; S S: S |  | N | Electric Utility | 1 |  | N | [16 empty] | 9 | 2006 | N
50079 | Utility Board of Key West City | 6584 | Stock Island | FL | Monroe | IC1 | IC | RE | 2.5 | 1.5 | 1.5 |  | 1 | 1965 | BIT WDS: DFO; N Y: N; Y Y: Y; S S: W |  | N | Electric Utility | 1 |  |  | N | [15 empty] | 12 | 2009 | N
50079 | Utility Board of Key West City | 6584 | Stock Island | FL | Monroe | IC2 | IC | RE | 2.5 | 1.5 | 1.5 |  | 1 | 1965 | BIT WDS: DFO; N Y: N; Y Y: Y; S S: W |  | N | Electric Utility | 1 |  |  | N | [15 empty] | 12 | 2009 | N
50079 | Utility Board of Key West City | 6584 | Stock Island | FL | Monroe | IC3 | IC | RE | 2.5 | 1.5 | 1.5 |  | 1 | 1965 | BIT WDS: DFO; N Y: N; Y Y: Y; S S: W |  | N | Electric Utility | 1 |  |  | N | [15 empty] | 12 | 2009 | N
50081 | AE Operations LLC | 54373 | Southbridge Energy Center LLC | MA | Worcester | AO1 | ST | RE | 5 | 4.7 | 4.7 |  | 1 | 1946 | BIT WDS: NG; N Y: N; S S: S |  | Y | Industrial CHP | 7 |  | N | [16 empty] | 12 | 2000
50081 | AE Operations LLC | 54373 | Southbridge Energy Center LLC | MA | Worcester | AO2 | ST | RE | 3 | 2.8 | 2.8 |  | 1 | 1938 | BIT WDS: NG; N Y: N; S S: S |  | Y | Industrial CHP | 7 |  | N | [16 empty] | 12 | 2000
50102 | Rock-Tenn Company | 54763 | Rock-Tenn Mill | AL | Marengo | 3TG | ST | RE | 19 | 16 | 16.5 |  | 12 | 2003 | BLQ | WDS | BIT | NG | DFO |  | Y | N |  | S |  | Y | Industrial CHP | 7 | T | N | [16 empty] | 5 | 2012 | N
50102 | Rock-Tenn Company | 54763 | Rock-Tenn Mill | AL | Marengo | ITG | ST | RE | 10 | 9.2 | 10.4 |  | 10 | 1957 | BIT WDS: BLQ; Y Y: N; S S: S |  | Y | Industrial CHP | 7 |  | N | [16 empty] | 10 | 2003
50109 | DeKalb Regional Health System | 56231 | DeKalb Medical Center-Hillandale | GA | De Kalb | 03 | IC | RE | 1.5 | 1.5 | 1.5 |  | 8 | 2003 | BIT WDS: DFO; N Y: N; Y Y: N; Y N: Y; S S: S |  | N | Commercial Non-CHP | 4 |  | N | [16 empty] | 8 | 2003
50111 | Lafayette Utilities System | 1445 | Rodemacher | LA | Lafayette | 3 | ST | RE | 13.3 | 13 | 13 |  | 0 | 1950 | BIT WDS: NG; N Y: N; Y Y: N; Y N: N; S S: S |  | N | Electric Utility | 1 |  | N | [16 empty] | 1 | 1997
50111 | Lafayette Utilities System | 1445 | Rodemacher | LA | Lafayette | 4 | ST | RE | 25.4 | 25 | 25 |  | 0 | 1950 | BIT WDS: NG; N Y: N; Y Y: N; Y N: N; S S: S |  | N | Electric Utility | 1 |  | N | [16 empty] | 1 | 1997
50114 | WTG Jameson, L.P. | 55052 | Jameson Gas Processing Plant | TX | Coke | 623 | IC | RE | 0.5 | 0.5 | 0.5 |  | 1 | 1986 | BIT WDS: NG; N Y: N; Y Y: N; S S: S |  | N | Industrial Non-CHP | 6 |  | N | [16 empty] | 12 | 1999 | N
50123 | Infigen Asset Management LLC | 56660 | Alliant 1 Wind | IA | FRANKLIN | 1 | WT | IP | 110 | 110 | 110 |  |  |  | BIT WDS: WND; N Y: N; Y Y: Y; S S: W | 46 | N | IPP Non-CHP | 2
50127 | Exergy Development Group | 57143 | Jack Ranch 200 | ID | Twin Falls | JR200 | WT | IP | 200 | 200 | 200 |  |  |  | BIT WDS: WND; N Y: N; Y Y: Y; S S: S | 100 | N | IPP Non-CHP | 2 | [20 empty] | N
50128 | Georgia-Pacific Consr Ops LLC-Palatka | 10611 | Georgia-Pacific Palatka Operations | FL | Putnam | GEN3 | ST | RE | 14 | 4.7 | 4.7 |  | 6 | 1956 | BIT WDS: BLQ; N Y: N; Y Y: Y; S S: S |  | Y | Industrial CHP | 7 | T | N | [16 empty] | 1 | 2007
50131 | Enel Stillwater LLC | 50765 | Stillwater Facility | NV | Churchill | OE11 | BT | RE | 1.5 | 0.6 | 1.2 |  | 4 | 1989 | BIT WDS: GEO; N Y: N; Y Y: Y; S S: S |  | N | IPP Non-CHP | 2 |  | N | [16 empty] | 1 | 2009 | N
50131 | Enel Stillwater LLC | 50765 | Stillwater Facility | NV | Churchill | OE12 | BT | RE | 1.5 | 0.6 | 1 |  | 4 | 1989 | BIT WDS: GEO; N Y: N; Y Y: Y; S S: S |  | N | IPP Non-CHP | 2 |  | N | [16 empty] | 1 | 2009 | N
50131 | Enel Stillwater LLC | 50765 | Stillwater Facility | NV | Churchill | OE13 | BT | RE | 1.5 | 0.7 | 1 |  | 4 | 1989 | BIT WDS: GEO; N Y: N; Y Y: Y; S S: S |  | N | IPP Non-CHP | 2 |  | N | [16 empty] | 1 | 2009 | N
50131 | Enel Stillwater LLC | 50765 | Stillwater Facility | NV | Churchill | OE14 | BT | RE | 1.5 | 0.7 | 1 |  | 4 | 1989 | BIT WDS: GEO; N Y: N; Y Y: Y; S S: S |  | N | IPP Non-CHP | 2 |  | N | [16 empty] | 1 | 2009 | N
50131 | Enel Stillwater LLC | 50765 | Stillwater Facility | NV | Churchill | OE15 | BT | RE | 1.5 | 0.6 | 1 |  | 4 | 1989 | BIT WDS: GEO; N Y: N; Y Y: Y; S S: S |  | N | IPP Non-CHP | 2 |  | N | [16 empty] | 1 | 2009 | N
50131 | Enel Stillwater LLC | 50765 | Stillwater Facility | NV | Churchill | OE16 | BT | RE | 1.5 | 0.7 | 1 |  | 4 | 1989 | BIT WDS: GEO; N Y: N; Y Y: Y; S S: S |  | N | IPP Non-CHP | 2 |  | N | [16 empty] | 1 | 2009 | N
50131 | Enel Stillwater LLC | 50765 | Stillwater Facility | NV | Churchill | OE17 | BT | RE | 1.5 | 0.6 | 0.9 |  | 4 | 1989 | BIT WDS: GEO; N Y: N; Y Y: Y; S S: S |  | N | IPP Non-CHP | 2 |  | N | [16 empty] | 1 | 2009 | N
50131 | Enel Stillwater LLC | 50765 | Stillwater Facility | NV | Churchill | OE21 | BT | RE | 1.5 | 0.6 | 0.9 |  | 4 | 1989 | BIT WDS: GEO; N Y: N; Y Y: Y; S S: S |  | N | IPP Non-CHP | 2 |  | N | [16 empty] | 1 | 2009 | N
50131 | Enel Stillwater LLC | 50765 | Stillwater Facility | NV | Churchill | OE22 | BT | RE | 1.5 | 0.5 | 0.9 |  | 4 | 1989 | BIT WDS: GEO; N Y: N; Y Y: Y; S S: S |  | N | IPP Non-CHP | 2 |  | N | [16 empty] | 1 | 2009
50131 | Enel Stillwater LLC | 50765 | Stillwater Facility | NV | Churchill | OE23 | BT | RE | 1.5 | 0.6 | 1.1 |  | 4 | 1989 | BIT WDS: GEO; N Y: N; Y Y: Y; S S: S |  | N | IPP Non-CHP | 2 |  | N | [16 empty] | 1 | 2009
50131 | Enel Stillwater LLC | 50765 | Stillwater Facility | NV | Churchill | OE24 | BT | RE | 1.5 | 0.6 | 1.1 |  | 4 | 1989 | BIT WDS: GEO; N Y: N; Y Y: Y; S S: S |  | N | IPP Non-CHP | 2 |  | N | [16 empty] | 1 | 2009
50131 | Enel Stillwater LLC | 50765 | Stillwater Facility | NV | Churchill | OE25 | BT | RE | 1.5 | 0.6 | 0.9 |  | 4 | 1989 | BIT WDS: GEO; N Y: N; Y Y: Y; S S: S |  | N | IPP Non-CHP | 2 |  | N | [16 empty] | 1 | 2009 | N
50131 | Enel Stillwater LLC | 50765 | Stillwater Facility | NV | Churchill | OE26 | BT | RE | 1.5 | 0.6 | 0.9 |  | 4 | 1989 | BIT WDS: GEO; N Y: N; Y Y: Y; S S: S |  | N | IPP Non-CHP | 2 |  | N | [16 empty] | 1 | 2009 | N
50131 | Enel Stillwater LLC | 50765 | Stillwater Facility | NV | Churchill | OE27 | BT | RE | 1.5 | 0.5 | 0.8 |  | 4 | 1989 | BIT WDS: GEO; N Y: N; Y Y: Y; S S: S |  | N | IPP Non-CHP | 2 |  | N | [16 empty] | 1 | 2009 | N
50158 | Innovative Energy Systems Inc | 56323 | Modern Innovative Energy LLC | NY | Niagara | GEN5 | IC | IP | 1.6 | 1.6 | 1.6 |  |  |  | BIT WDS: LFG; N Y: N; Y Y: Y; S S: S |  | N | IPP Non-CHP | 2 |  | N | [18 empty] | N
50158 | Innovative Energy Systems Inc | 56323 | Modern Innovative Energy LLC | NY | Niagara | GEN6 | IC | IP | 1.6 | 1.6 | 1.6 |  |  |  | BIT WDS: LFG; N Y: N; Y Y: Y; S S: S |  | N | IPP Non-CHP | 2 |  | N | [18 empty] | N
50158 | Innovative Energy Systems Inc | 56323 | Modern Innovative Energy LLC | NY | Niagara | GEN7 | IC | IP | 1.6 | 1.6 | 1.6 |  |  |  | BIT WDS: LFG; N Y: N; Y Y: Y; S S: S |  | N | IPP Non-CHP | 2 |  | N | [18 empty] | N
50158 | Innovative Energy Systems Inc | 56323 | Modern Innovative Energy LLC | NY | Niagara | GEN8 | IC | IP | 1.6 | 1.6 | 1.6 |  |  |  | BIT WDS: LFG; N Y: N; Y Y: Y; S S: S |  | N | IPP Non-CHP | 2 |  | N | [18 empty] | N
50158 | Innovative Energy Systems Inc | 56324 | Colonie LFGTE Facility | NY | Albany | GEN4 | IC | IP | 1.6 | 1.6 | 1.6 |  |  |  | BIT WDS: LFG; N Y: N; Y Y: Y; S S: S |  | N | IPP Non-CHP | 2 |  | N | [18 empty] | N
50158 | Innovative Energy Systems Inc | 56987 | Hyland LFGTE Facility | NY | Allegheny | GEN4 | IC | IP | 1.6 | 1.6 | 1.6 |  |  |  | BIT WDS: LFG; N Y: N; Y Y: Y; S S: W |  | N | IPP Non-CHP | 2
50163 | Valero Energy Corporation | 52108 | Valero Energy Port Arthur Refinery | TX | JEFFERSON | GEN3 | CT | RE | 13.7 | 12 | 14 |  | 6 | 1972 | BIT WDS: NG; N Y: N; Y Y: Y; S S: S |  | Y | Industrial CHP | 7 |  | N | [16 empty] | 11 | 2006 | N
54713 | Chevron USA Inc | 52076 | McKittrick Cogen | CA | KERN | GEN1 | GT | RE | 3.2 | 3 | 3.2 |  | 10 | 1984 | BIT WDS: NG; N Y: N; Y Y: Y; S S: S |  | Y | Industrial CHP | 7 | T | N | [16 empty] | 6 | 2012 | N
54713 | Chevron USA Inc | 52076 | McKittrick Cogen | CA | KERN | GEN2 | GT | RE | 3.2 | 3 | 3.2 |  | 10 | 1984 | BIT WDS: NG; N Y: N; Y Y: Y; S S: S |  | Y | Industrial CHP | 7 | T | N | [16 empty] | 6 | 2012 | N
54713 | Chevron USA Inc | 52076 | McKittrick Cogen | CA | KERN | GEN3 | GT | RE | 3.2 | 3 | 3.2 |  | 10 | 1984 | BIT WDS: NG; N Y: N; Y Y: Y; S S: S |  | Y | Industrial CHP | 7 | T | N | [16 empty] | 6 | 2012 | N
54713 | Chevron USA Inc | 52092 | Kern River Fee B Cogen | CA | Kern | GEN1 | GT | RE | 3.7 | 3.2 | 3.6 |  | 5 | 1987 | BIT WDS: NG; N Y: N; Y Y: Y; S S: S |  | Y | Industrial CHP | 7 | T | N | [16 empty] | 3 | 2011 | N
54713 | Chevron USA Inc | 52094 | Kern River Fee A Cogen | CA | Kern | GEN1 | GT | RE | 3.7 | 3.2 | 3.4 |  | 6 | 1986 | BIT WDS: NG; N Y: N; Y Y: Y; S S: S |  | Y | Industrial CHP | 7 | T | N | [16 empty] | 3 | 2011 | N
54713 | Chevron USA Inc | 52094 | Kern River Fee A Cogen | CA | Kern | GEN2 | GT | RE | 3.7 | 3.2 | 3.4 |  | 6 | 1986 | BIT WDS: NG; N Y: N; Y Y: Y; S S: S |  | Y | Industrial CHP | 7 | T | N | [16 empty] | 3 | 2011 | N
54713 | Chevron USA Inc | 52095 | Kern River Fee C Cogen | CA | Kern | GEN1 | GT | RE | 4.2 | 3.2 | 3.4 |  | 2 | 1987 | BIT WDS: NG; N Y: N; Y Y: Y; S S: S |  | Y | Industrial CHP | 7 | T | N | [16 empty] | 3 | 2011 | N
54713 | Chevron USA Inc | 52095 | Kern River Fee C Cogen | CA | Kern | GEN2 | GT | RE | 3.7 | 3.2 | 3.4 |  | 2 | 1987 | BIT WDS: NG; N Y: N; Y Y: Y; S S: S |  | Y | Industrial CHP | 7 | T | N | [16 empty] | 3 | 2011 | N
54842 | WM Renewable Energy LLC | 50564 | New Milford Gas Recovery | CT | Litchfield | GEN1 | GT | RE | 3 | 2.9 | 3.3 |  | 7 | 1991 | BIT WDS: LFG; N Y: N; Y Y: Y; S S: S |  | N | IPP Non-CHP | 2 |  | N | [16 empty] | 9 | 2007 | N
54842 | WM Renewable Energy LLC | 50565 | Monroe Livingston Gas Recovery | NY | Monroe | GEN3 | IC | RE | 0.8 | 0.8 | 0.8 |  | 12 | 1988 | BIT WDS: LFG; N Y: N; Y Y: Y; S S: S |  | N | IPP Non-CHP | 2 |  | N | [16 empty] | 1 | 2009 | N
54842 | WM Renewable Energy LLC | 50577 | Omega Hills Gas Recovery | WI | Washington | GEN4 | IC | RE | 1.1 | 1.1 | 1.1 |  | 9 | 1992 | BIT WDS: LFG; N Y: N; Y Y: Y; S S: S |  | N | IPP Non-CHP | 2 |  | N | [16 empty] | 6 | 2001 | N
54842 | WM Renewable Energy LLC | 50578 | Stowe Power Production Plant | PA | MONTGOMERY | GEN1 | GT | RE | 3 | 2.9 | 3 |  | 3 | 1989 | BIT WDS: LFG; N Y: N; Y Y: Y; S S: S |  | N | IPP Non-CHP | 2 |  | N | N | [15 empty] | 1 | 2010 | N
54842 | WM Renewable Energy LLC | 54392 | BJ Gas Recovery | GA | Gwinnett | GEN2 | IC | RE | 0.8 | 0.8 | 0.8 |  | 9 | 1993 | BIT WDS: LFG; N Y: N; Y Y: Y; S S: S |  | N | IPP Non-CHP | 2 |  | N | [16 empty] | 2 | 2007 | N
54842 | WM Renewable Energy LLC | 54700 | Metro Methane Recovery Facility | IA | Polk | GEN9 | IC | IP | 1.6 | 1.6 | 1.6 |  |  |  | BIT WDS: LFG; N Y: N; Y Y: Y; S S: S |  | N | IPP Non-CHP | 2 | [20 empty] | N
54842 | WM Renewable Energy LLC | 54939 | EKS Landfill | MN | Dakota | UNT3 | IC | RE | 0.9 | 0.8 | 0.9 |  | 5 | 1994 | BIT WDS: LFG; N Y: N; Y Y: Y; Y N: Y; S S: S |  | N | IPP Non-CHP | 2 |  | N | N | [15 empty] | 3 | 2007 | N
54842 | WM Renewable Energy LLC | 55925 | Ridgeview | WI | Manitowoc | GEN10 | IC | RE | 0.8 | 0.8 | 0.8 |  | 12 | 2006 | BIT WDS: LFG; N Y: N; Y Y: Y; S S: S |  | N | IPP Non-CHP | 2 |  |  | N | [12 empty] | N |  |  | 9 | 2010 | N
54842 | WM Renewable Energy LLC | 56525 | Timberline Trail Gas Recovery | WI | RUSK | GEN6 | IC | RE | 0.8 | 0.8 | 0.8 |  | 12 | 2007 | BIT WDS: LFG; N Y: N; Y Y: Y; S S: S |  | N | IPP Non-CHP | 2 | [18 empty] | 10 | 2011 | N
54842 | WM Renewable Energy LLC | 56525 | Timberline Trail Gas Recovery | WI | RUSK | GEN7 | IC | RE | 0.8 | 0.8 | 0.8 |  | 12 | 2007 | BIT WDS: LFG; N Y: N; Y Y: Y; S S: S |  | N | IPP Non-CHP | 2 | [18 empty] | 10 | 2011 | N
54842 | WM Renewable Energy LLC | 57411 | Mahoning | OH | Mahoning | GEN6 | IC | IP | 0.8 | 0.8 | 0.8 |  |  |  | BIT WDS: LFG; N Y: N; Y Y: Y; S S: S |  | N | IPP Non-CHP | 2 | [20 empty] | N
54843 | WM Illinois Renewable Energy LLC | 50573 | CID Gas Recovery | IL | COOK | GEN1 | GT | RE | 3 | 2.9 | 3.3 |  | 3 | 1989 | BIT WDS: LFG; N Y: N; Y Y: Y; S S: S |  | N | IPP Non-CHP | 2 |  | N | [16 empty] | 4 | 2011 | N
54843 | WM Illinois Renewable Energy LLC | 50575 | Lake Gas Recovery | IL | Cook | GEN1 | GT | RE | 3 | 2.9 | 3.3 |  | 8 | 1988 | BIT WDS: LFG; N Y: N; Y Y: Y; S S: S |  | N | IPP Non-CHP | 2 |  | N | N | [15 empty] | 10 | 2008 | N
54843 | WM Illinois Renewable Energy LLC | 55014 | Greene Valley Gas Recovery | IL | Du Page | GEN3 | GT | RE | 3.3 | 2.9 | 3.3 |  | 3 | 1998 | BIT WDS: LFG; N Y: N; Y Y: Y; S S: S |  | N | IPP Non-CHP | 2 |  | N | [13 empty] | N |  |  | 2 | 2010 | N
54885 | NRG Wholesale Generation LP | 3130 | Seward | PA | Indiana | 4 | ST | RE | 62 | 60 | 62 |  | 6 | 1950 | BIT WDS: BIT; Y Y: N; S S: S |  | N | IPP Non-CHP | 2 |  | N | [16 empty] | 11 | 2003
54885 | NRG Wholesale Generation LP | 3130 | Seward | PA | Indiana | 5 | ST | RE | 156.2 | 136 | 137 |  | 4 | 1957 | BIT WDS: BIT; Y Y: N; S S: S |  | N | IPP Non-CHP | 2 |  | N | [16 empty] | 11 | 2003
54888 | NRG Texas Power LLC | 3460 | Cedar Bayou | TX | Chambers | 3 | ST | RE | 765 | 760 | 760 |  | 12 | 1974 | BIT WDS: NG; N Y: N; Y Y: N; S S: S |  | N | IPP Non-CHP | 2 |  | N | [16 empty] | 7 | 2007 | N | [6 empty] | NG
54888 | NRG Texas Power LLC | 3466 | P H Robinson | TX | Galveston | 1 | ST | RE | 484.5 | 461 | 461 |  | 6 | 1966 | BIT WDS: NG; N Y: N; Y Y: Y; Y N: Y; S S: S |  | N | IPP Non-CHP | 2 |  | N | [16 empty] | 10 | 2009 | N | [6 empty] | NG
54888 | NRG Texas Power LLC | 3466 | P H Robinson | TX | Galveston | 2 | ST | RE | 484.5 | 461 | 461 |  | 4 | 1967 | BIT WDS: NG; N Y: N; Y Y: Y; Y N: Y; S S: S |  | N | IPP Non-CHP | 2 |  | N | [16 empty] | 10 | 2009 | N | [6 empty] | NG
54888 | NRG Texas Power LLC | 3466 | P H Robinson | TX | Galveston | 3 | ST | RE | 580.5 | 552 | 552 |  | 12 | 1968 | BIT WDS: NG; N Y: N; Y Y: Y; Y N: Y; S S: S |  | N | IPP Non-CHP | 2 |  | N | [16 empty] | 10 | 2009 | N | [6 empty] | NG
54888 | NRG Texas Power LLC | 3466 | P H Robinson | TX | Galveston | 4 | ST | RE | 765 | 737 | 737 |  | 12 | 1973 | BIT WDS: NG; N Y: N; Y Y: Y; Y N: Y; S S: S |  | N | IPP Non-CHP | 2 |  | N | [16 empty] | 10 | 2009 | N | [6 empty] | NG
54888 | NRG Texas Power LLC | 3468 | Sam Bertron | TX | Harris | GT1 | GT | RE | 32.6 | 20 | 20 |  | 7 | 1967 | BIT WDS: NG; N Y: N; Y Y: Y; S S: S |  | N | IPP Non-CHP | 2 |  | N | [16 empty] | 4 | 2009 | N
54888 | NRG Texas Power LLC | 3469 | T H Wharton | TX | Harris | 2 | ST | RE | 247.8 | 229 | 229 |  | 6 | 1960 | BIT WDS: NG; N Y: N; Y Y: Y; Y N: Y; S S: S |  | N | IPP Non-CHP | 2 |  | N | [16 empty] | 12 | 2005 | N
54888 | NRG Texas Power LLC | 3471 | Webster | TX | Harris | 3 | ST | RE | 410 | 374 | 374 |  | 5 | 1965 | BIT WDS: NG; N Y: N; Y Y: Y; Y N: Y; S S: S |  | N | IPP Non-CHP | 2 |  | N | [16 empty] | 3 | 2006 | N
54888 | NRG Texas Power LLC | 3471 | Webster | TX | Harris | GT1 | GT | RE | 16.3 | 13 | 13 |  | 7 | 1967 | BIT WDS: NG; N Y: N; Y Y: Y; S S: S |  | N | IPP Non-CHP | 2 |  | N | [16 empty] | 3 | 2006 | N
54895 | FirstLight Power Resources Services LLC | 552 | Shepaug | CT | New Haven | 2 | GT | IP | 49.2 | 39 | 46.5 |  |  |  | BIT WDS: DFO; N Y: N; Y Y: Y; S S: W |  | N | IPP Non-CHP | 2 | [20 empty] | N
54907 | ReNu Power Holdings LLC | 3438 | J L Bates | TX | Hidalgo | 1 | ST | RE | 75 | 72 | 72 |  | 6 | 1958 | BIT WDS: NG; BIT RFO: DFO; N Y: Y; Y Y: Y; S S: S |  | N | IPP Non-CHP | 2 |  | N | [16 empty] | 10 | 2008 | N
54907 | ReNu Power Holdings LLC | 3438 | J L Bates | TX | Hidalgo | 2 | ST | RE | 113.7 | 110 | 110 |  | 5 | 1960 | BIT WDS: NG; BIT RFO: DFO; N Y: Y; Y Y: Y; S S: S |  | N | IPP Non-CHP | 2 |  | N | [16 empty] | 10 | 2008 | N
54907 | ReNu Power Holdings LLC | 3440 | Lon C Hill | TX | Nueces | 1 | ST | RE | 75 | 75 | 75 |  | 3 | 1954 | BIT WDS: NG; N Y: N; Y Y: Y; S S: S |  | N | IPP Non-CHP | 2 |  | N | [16 empty] | 12 | 2006
54907 | ReNu Power Holdings LLC | 3440 | Lon C Hill | TX | Nueces | 2 | ST | RE | 75 | 75 | 75 |  | 3 | 1956 | BIT WDS: NG; N Y: N; Y Y: Y; S S: S |  | N | IPP Non-CHP | 2 |  | N | [16 empty] | 12 | 2006
54907 | ReNu Power Holdings LLC | 3440 | Lon C Hill | TX | Nueces | 3 | ST | RE | 163.2 | 164 | 164 |  | 5 | 1959 | BIT WDS: NG; N Y: N; Y Y: Y; S S: S |  | N | IPP Non-CHP | 2 |  | N | N | [15 empty] | 12 | 2010
54907 | ReNu Power Holdings LLC | 3440 | Lon C Hill | TX | Nueces | 4 | ST | RE | 261 | 245 | 245 |  | 5 | 1969 | BIT WDS: NG; BIT RFO: DFO; N Y: N; Y Y: Y; S S: S |  | N | IPP Non-CHP | 2 |  | N | [16 empty] | 12 | 2006
54907 | ReNu Power Holdings LLC | 3442 | La Palma | TX | Cameron | 4 | ST | RE | 23 | 24 | 25 |  | 5 | 1947 | BIT WDS: NG; N Y: N; Y Y: Y; Y N: Y; S S: S |  | N | IPP Non-CHP | 2 |  | N | N | [15 empty] | 2 | 2007 | N
54907 | ReNu Power Holdings LLC | 3442 | La Palma | TX | Cameron | 5 | ST | RE | 23 | 24 | 25 |  | 5 | 1949 | BIT WDS: NG; N Y: N; Y Y: Y; Y N: Y; S S: S |  | N | IPP Non-CHP | 2 |  | N | N | [15 empty] | 2 | 2007 | N
54907 | ReNu Power Holdings LLC | 3442 | La Palma | TX | Cameron | 6 | ST | RE | 163.2 | 155 | 155 |  | 5 | 1970 | NG | DFO |  |  |  |  | N | Y | Y | S |  | N | IPP Non-CHP | 2 |  | N | N | [15 empty] | 2 | 2007 | N
54907 | ReNu Power Holdings LLC | 3442 | La Palma | TX | Cameron | 7 | GT | RE | 49.1 | 52 | 58 |  | 10 | 1975 | BIT WDS: NG; BIT RFO: DFO; N Y: N; Y Y: Y; S S: S |  | N | IPP Non-CHP | 2 |  | N | [16 empty] | 12 | 2006
54907 | ReNu Power Holdings LLC | 3443 | Victoria | TX | Victoria | 4 | ST | RE | 75 | 69 | 69 |  | 3 | 1955 | BIT WDS: NG; N Y: N; Y Y: N; S S: S |  | N | IPP Non-CHP | 2 |  | N | N | [15 empty] | 12 | 2008 | N
54907 | ReNu Power Holdings LLC | 3443 | Victoria | TX | Victoria | 6 | ST | RE | 261 | 250 | 250 |  | 5 | 1968 | BIT WDS: NG; N Y: N; Y Y: N; S S: S |  | N | IPP Non-CHP | 2 |  | N | [16 empty] | 12 | 2006 | N
55723 | PPL Renewable Energy LLC | 56885 | Maidencreek Biomass Plant | PA | Berks | GEN 1 | ST | IP | 5.2 | 5.2 | 5.2 |  |  |  | BIT WDS: WDS; N Y: N; Y Y: Y; S S: S |  | N | IPP Non-CHP | 2 | [20 empty] | N
55723 | PPL Renewable Energy LLC | 56886 | Jersey Shore Steel Co | PA | Clinton | GEN 1 | IC | IP | 1.6 | 1.6 | 1.6 |  |  |  | BIT WDS: LFG; N Y: N; Y Y: Y; S S: S |  | N | IPP Non-CHP | 2 | [20 empty] | N
55723 | PPL Renewable Energy LLC | 56888 | Warren County | NJ | Warren | GEN 5 | PV | IP | 0.5 | 0.5 | 0.5 |  |  |  | BIT WDS: SUN; N Y: N; Y Y: Y; S S: S |  | N | IPP Non-CHP | 2 | [20 empty] | N
55723 | PPL Renewable Energy LLC | 56888 | Warren County | NJ | Warren | GEN 6 | PV | IP | 0.5 | 0.5 | 0.5 |  |  |  | BIT WDS: SUN; N Y: N; Y Y: Y; S S: S |  | N | IPP Non-CHP | 2 | [20 empty] | N
55723 | PPL Renewable Energy LLC | 56888 | Warren County | NJ | Warren | GEN 7 | PV | IP | 0.5 | 0.5 | 0.5 |  |  |  | BIT WDS: SUN; N Y: N; Y Y: Y; S S: S |  | N | IPP Non-CHP | 2 | [20 empty] | N
55723 | PPL Renewable Energy LLC | 56888 | Warren County | NJ | Warren | GEN 8 | PV | IP | 0.5 | 0.5 | 0.5 |  |  |  | BIT WDS: SUN; N Y: N; Y Y: Y; S S: S |  | N | IPP Non-CHP | 2 | [20 empty] | N
55723 | PPL Renewable Energy LLC | 56888 | Warren County | NJ | Warren | GEN 9 | PV | IP | 0.5 | 0.5 | 0.5 |  |  |  | BIT WDS: SUN; N Y: N; Y Y: Y; S S: S |  | N | IPP Non-CHP | 2 | [20 empty] | N
55723 | PPL Renewable Energy LLC | 56888 | Warren County | NJ | Warren | GEN10 | PV | IP | 0.5 | 0.5 | 0.5 |  |  |  | BIT WDS: SUN; N Y: N; Y Y: Y; S S: S |  | N | IPP Non-CHP | 2 | [20 empty] | N
55723 | PPL Renewable Energy LLC | 57183 | PPL Glendon LFGTE Plant | PA | Northampton | 3 | IC | IP | 1.6 | 1.6 | 1.6 |  |  |  | BIT WDS: LFG; N Y: N; Y Y: Y; S S: S |  | N | IPP Non-CHP | 2
55766 | Boralex Sherman LLC | 50874 | Boralex Sherman LLC | ME | Penobscot | GEN1 | ST | RE | 21 | 21 | 21 |  | 7 | 1986 | BIT WDS: WDS; BIT RFO: WDS; N Y: N; Y Y: Y; S S: S |  | Y | IPP CHP | 3 | T | N | [16 empty] | 3 | 2009 | N | [6 empty] | WO
55849 | Domtar Paper Co LLC Kingsport Mill | 10252 | Weyerhaeuser Kingsport Mill | TN | Sullivan | NO.4 | ST | RE | 4 | 4 | 4 |  | 1 | 1937 | BIT | WDS | BLQ |  |  |  | N | N |  | S |  | Y | Industrial CHP | 7 |  | N | [16 empty] | 4 | 1999 | N
55849 | Domtar Paper Co LLC Kingsport Mill | 10252 | Weyerhaeuser Kingsport Mill | TN | Sullivan | NO.6 | ST | RE | 7 | 7 | 7 |  | 1 | 1956 | BIT WDS: BLQ; BIT RFO: WDS; N Y: Y; Y Y: N; S S: S |  | Y | Industrial CHP | 7 |  | N | [16 empty] | 10 | 2006 | N
55849 | Domtar Paper Co LLC Kingsport Mill | 10252 | Weyerhaeuser Kingsport Mill | TN | Sullivan | NO.7 | ST | RE | 12 | 12 | 12 |  | 1 | 1965 | BIT WDS: BLQ; BIT RFO: WDS; N Y: Y; Y Y: N; S S: S |  | Y | Industrial CHP | 7 |  | N | [16 empty] | 10 | 2006 | N
55858 | Energy Developments Inc | 56866 | Middle Point Landfill Gas Recovery | TN | RUTHERFORD | 1 | IC | RE | 1.4 | 1.4 | 1.4 |  | 6 | 2000 | BIT WDS: LFG; N Y: N; Y Y: Y; S S: S |  | N | IPP Non-CHP | 2 | [18 empty] | 12 | 2011
55858 | Energy Developments Inc | 56866 | Middle Point Landfill Gas Recovery | TN | RUTHERFORD | 2 | IC | RE | 1.4 | 1.4 | 1.4 |  | 6 | 2000 | BIT WDS: LFG; N Y: N; Y Y: Y; S S: S |  | N | IPP Non-CHP | 2 | [18 empty] | 12 | 2011
55877 | RG Steel, LLC | 10485 | RG Steel Sparrows Point, LLC | MD | Baltimore | GEN1 | ST | RE | 30 | 152.3 | 152.4 | H001 | 1 | 1949 | BFG | NG | RFO | WO |  |  | Y | Y | Y | S |  | Y | Industrial CHP | 7 | B | N | [16 empty] | 6 | 2012 | N | [6 empty] | NG
55877 | RG Steel, LLC | 10485 | RG Steel Sparrows Point, LLC | MD | Baltimore | GEN2 | ST | RE | 30 |  |  | H001 | 1 | 1949 | BFG | NG | RFO | WO |  |  | Y | Y | Y | S |  | Y | Industrial CHP | 7 | B | N | [16 empty] | 6 | 2012 | N | [6 empty] | NG
55877 | RG Steel, LLC | 10485 | RG Steel Sparrows Point, LLC | MD | Baltimore | GEN3 | ST | RE | 30 |  |  | H001 | 1 | 1949 | BFG | NG | RFO | WO |  |  | Y | Y | Y | S |  | Y | Industrial CHP | 7 | T | N | [16 empty] | 6 | 2012 | N | [6 empty] | NG
55877 | RG Steel, LLC | 10485 | RG Steel Sparrows Point, LLC | MD | Baltimore | GEN4 | ST | RE | 30 |  |  | H001 | 1 | 1949 | BFG | NG | RFO | WO |  |  | Y | Y | Y | S |  | Y | Industrial CHP | 7 | B | N | [16 empty] | 6 | 2012 | N | [6 empty] | NG
55903 | Domtar Paper Company LLC | 50189 | Domtar Paper Co LLC Plymouth NC | NC | Martin | TG4 | ST | RE | 7.5 | 7.5 | 7.5 |  | 3 | 1949 | BIT | BLQ | DFO | RFO | WDS |  | Y | N |  | S |  | Y | Industrial CHP | 7 |  | N | [16 empty] | 1 | 2002
55903 | Domtar Paper Company LLC | 50189 | Domtar Paper Co LLC Plymouth NC | NC | Martin | TG6 | ST | RE | 7.5 | 7.5 | 7.5 |  | 1 | 1956 | BIT | BLQ | DFO | RFO | WDS |  | Y | Y | Y | S |  | Y | Industrial CHP | 7 |  | N | [16 empty] | 5 | 2006 | N
55904 | Wellington Development WVDT LLC | 56664 | Greene Energy Resource Recovery Project | PA | Greene | 1 | ST | IP | 580 | 525 | 525 |  |  |  | BIT WDS: WC; BIT RFO: BIT; N Y: N; Y Y: Y; S S: S |  | N | IPP Non-CHP | 2 | [20 empty] | N |  | Y | Y
55918 | Acciona Wind Energy USA LLC | 56665 | Dempsey Ridge Wind Farm | OK | Roger Mills | DR2 | WT | IP | 92 | 92 | 92 |  |  |  | BIT WDS: WND; N Y: N; Y Y: N; S S: S | 61 | N | IPP Non-CHP | 2 | [20 empty] | N
55919 | Georgia-Pacific Consr Prods LP-Green Bay | 10360 | Green Bay West Mill | WI | Brown | GEN1 | ST | RE | 1.5 | 1.4 | 1.4 |  | 1 | 1929 | PC | SUB | BIT | DFO | NG |  |  |  |  | S |  | Y | Industrial CHP | 7 |  | N | [16 empty] | 2 | 2002
55919 | Georgia-Pacific Consr Prods LP-Green Bay | 10360 | Green Bay West Mill | WI | Brown | GEN2 | ST | RE | 3 | 2.8 | 2.8 |  | 1 | 1933 | PC | SUB | BIT | DFO | NG |  |  |  |  | S |  | Y | Industrial CHP | 7 |  | N | [16 empty] | 2 | 2002
55919 | Georgia-Pacific Consr Prods LP-Green Bay | 10360 | Green Bay West Mill | WI | Brown | GEN3 | ST | RE | 3 | 2.8 | 2.8 |  | 1 | 1940 | PC | SUB | BIT | DFO | NG |  |  |  |  | S |  | Y | Industrial CHP | 7 |  | N | [16 empty] | 2 | 2002
55919 | Georgia-Pacific Consr Prods LP-Green Bay | 10360 | Green Bay West Mill | WI | Brown | GEN4 | ST | RE | 2.5 | 2.3 | 2.4 |  | 1 | 1947 | PC | SUB | BIT | DFO | NG |  |  |  |  | S |  | Y | Industrial CHP | 7 |  | N | [16 empty] | 2 | 2002
55919 | Georgia-Pacific Consr Prods LP-Green Bay | 10360 | Green Bay West Mill | WI | Brown | GEN8 | ST | RE | 25 | 20 | 20 |  | 1 | 1977 | PC | SUB | BIT | DFO | NG |  | Y | Y |  | S |  | Y | Industrial CHP | 7 |  | N | [16 empty] | 12 | 2004
55920 | Bio-Gas Technologies LTD | 57249 | Renewable Energy Services of Ohio | OH | Erie | GEN2 | IC | IP | 0.6 | 0.6 | 0.6 |  |  |  | BIT WDS: LFG; N Y: N; Y Y: Y; S S: W |  | N | IPP Non-CHP | 2 | [20 empty] | N
55963 | AE Power Services LLC | 50553 | Edom Hills Project 1 LLC | CA | Riverside | WGNS | WT | RE | 11 | 6.5 | 10.2 |  | 12 | 1985 | BIT WDS: WND; N Y: N; Y Y: Y; Y N: Y; S S: W | 139 | N | IPP Non-CHP | 2 | [15 empty] | N |  |  | 8 | 2007 | N
55972 | Valencia Power LLC | 55802 | Valencia Energy Facility | NM | Valencia County | CTG2 | GT | IP | 159.5 | 159.5 | 159.5 |  |  |  | BIT WDS: NG; N Y: N; S S: W |  | N | IPP Non-CHP | 2 | [20 empty] | N
55972 | Valencia Power LLC | 55802 | Valencia Energy Facility | NM | Valencia County | CTG3 | GT | IP | 84.2 | 84.2 | 84.2 |  |  |  | BIT WDS: NG; N Y: N; S S: W |  | N | IPP Non-CHP | 2 | [20 empty] | N
55972 | Valencia Power LLC | 55802 | Valencia Energy Facility | NM | Valencia County | CTG4 | GT | IP | 84.2 | 84.2 | 84.2 |  |  |  | BIT WDS: NG; N Y: N; S S: S |  | N | IPP Non-CHP | 2 | [20 empty] | N
55972 | Valencia Power LLC | 55802 | Valencia Energy Facility | NM | Valencia County | CTG5 | CT | IP | 84.2 | 84.2 | 84.2 |  |  |  | BIT WDS: NG; N Y: N; S S: W |  | N | IPP Non-CHP | 2 | [20 empty] | N
55972 | Valencia Power LLC | 55802 | Valencia Energy Facility | NM | Valencia County | CTG6 | CT | IP | 84.2 | 84.2 | 84.2 |  |  |  | BIT WDS: NG; N Y: N; S S: W |  | N | IPP Non-CHP | 2 | [20 empty] | N
55973 | Catalyst Paper Corp | 50805 | Catalyst Paper Snowflake Mill | AZ | NAVAJO | GEN1 | ST | RE | 27.2 | 26 | 27 |  | 6 | 1961 | SUB | NG | DFO |  |  |  | Y | Y |  | S |  | Y | Industrial CHP | 7 | T | N | [16 empty] | 9 | 2012 | N | Y | [5 empty] | DFO
55973 | Catalyst Paper Corp | 50805 | Catalyst Paper Snowflake Mill | AZ | NAVAJO | GEN2 | ST | RE | 43.3 | 42 | 46 |  | 12 | 1974 | SUB | NG | DFO |  |  |  | Y | Y |  | S |  | Y | Industrial CHP | 7 | T | N | [16 empty] | 9 | 2012 | N | Y | [5 empty] | DFO
55983 | Luminant Generation Company LLC | 3454 | North Lake | TX | Dallas | 1 | ST | RE | 176.8 | 175 | 175 |  | 12 | 1959 | BIT WDS: NG; BIT RFO: DFO; N Y: Y; Y Y: Y; S S: W |  | N | IPP Non-CHP | 2 | [18 empty] | 5 | 2009 | N | [6 empty] | NG
55983 | Luminant Generation Company LLC | 3454 | North Lake | TX | Dallas | 2 | ST | RE | 170.4 | 175 | 175 |  | 12 | 1961 | BIT WDS: NG; BIT RFO: DFO; N Y: Y; Y Y: Y; S S: W |  | N | IPP Non-CHP | 2 | [18 empty] | 5 | 2009 | N | [6 empty] | NG
55983 | Luminant Generation Company LLC | 3454 | North Lake | TX | Dallas | 3 | ST | RE | 361.3 | 365 | 365 |  | 7 | 1964 | BIT WDS: NG; BIT RFO: DFO; N Y: Y; Y Y: Y; S S: W |  | N | IPP Non-CHP | 2 | [18 empty] | 5 | 2009 | [7 empty] | NG
55983 | Luminant Generation Company LLC | 3455 | Parkdale | TX | Dallas | 1 | ST | RE | 79.6 | 87 | 87 |  | 6 | 1953 | BIT WDS: NG; BIT RFO: RFO; N Y: N; Y Y: N; S S: W |  | N | IPP Non-CHP | 2 |  | N | [16 empty] | 3 | 2004
55983 | Luminant Generation Company LLC | 3455 | Parkdale | TX | Dallas | 2 | ST | RE | 125 | 115 | 115 |  | 3 | 1955 | BIT WDS: NG; BIT RFO: RFO; N Y: N; Y Y: N; S S: W |  | N | IPP Non-CHP | 2 |  | N | [16 empty] | 3 | 2004
55983 | Luminant Generation Company LLC | 3455 | Parkdale | TX | Dallas | 3 | ST | RE | 136 | 125 | 125 |  | 3 | 1957 | BIT WDS: NG; BIT RFO: RFO; N Y: N; Y Y: N; S S: W |  | N | IPP Non-CHP | 2 |  | N | [16 empty] | 3 | 2004
55983 | Luminant Generation Company LLC | 3489 | Eagle Mountain | TX | Tarrant | 1 | ST | RE | 122.5 | 115 | 115 |  | 7 | 1954 | BIT WDS: NG; BIT RFO: RFO; N Y: Y; Y Y: Y; S S: W |  | N | IPP Non-CHP | 2 | [18 empty] | 12 | 2010 | N | [6 empty] | NG
55983 | Luminant Generation Company LLC | 3489 | Eagle Mountain | TX | Tarrant | 2 | ST | RE | 187.5 | 175 | 175 |  | 12 | 1956 | BIT WDS: NG; BIT RFO: RFO; N Y: Y; Y Y: Y; S S: W |  | N | IPP Non-CHP | 2 | [18 empty] | 12 | 2010 | N | [6 empty] | NG
55983 | Luminant Generation Company LLC | 3489 | Eagle Mountain | TX | Tarrant | 3 | ST | RE | 396.1 | 375 | 375 |  | 6 | 1971 | BIT WDS: NG; N Y: N; Y Y: Y; S S: W |  | N | IPP Non-CHP | 2 | [18 empty] | 12 | 2010 | N
55983 | Luminant Generation Company LLC | 3492 | Morgan Creek | TX | Mitchell | 2 | ST | RE | 18.4 | 17.5 | 17.5 |  | 7 | 1950 | BIT WDS: NG; BIT RFO: RFO; N Y: Y; Y Y: Y; S S: W |  | N | IPP Non-CHP | 2 | [18 empty] | 3 | 2004 | N
55983 | Luminant Generation Company LLC | 3492 | Morgan Creek | TX | Mitchell | 3 | ST | RE | 46 | 43 | 42 |  | 7 | 1952 | BIT WDS: NG; BIT RFO: RFO; N Y: Y; Y Y: Y; S S: W |  | N | IPP Non-CHP | 2 | [18 empty] | 3 | 2004 | N
55983 | Luminant Generation Company LLC | 3492 | Morgan Creek | TX | Mitchell | 4 | ST | RE | 75 | 70 | 77 |  | 6 | 1954 | BIT WDS: NG; BIT RFO: RFO; N Y: Y; Y Y: Y; S S: W |  | N | IPP Non-CHP | 2 | [18 empty] | 3 | 2004 | N
55983 | Luminant Generation Company LLC | 3492 | Morgan Creek | TX | Mitchell | 5 | ST | RE | 170.4 | 175 | 175 |  | 6 | 1959 | BIT WDS: NG; BIT RFO: RFO; N Y: Y; Y Y: Y; S S: W |  | N | IPP Non-CHP | 2 | [18 empty] | 12 | 2011 | N | [6 empty] | NG
55983 | Luminant Generation Company LLC | 3492 | Morgan Creek | TX | Mitchell | 6 | ST | RE | 517.5 | 511 | 511 |  | 7 | 1966 | BIT WDS: NG; BIT RFO: RFO; N Y: Y; Y Y: Y; S S: W |  | N | IPP Non-CHP | 2 | [18 empty] | 12 | 2011 | N | [6 empty] | NG
55983 | Luminant Generation Company LLC | 3492 | Morgan Creek | TX | Mitchell | 7 | ST | IP | 800 | 800 | 800 |  |  |  | BIT WDS: SUB; N Y: N; Y Y: N; S S: W |  | N | IPP Non-CHP | 2 | [20 empty] | N
55983 | Luminant Generation Company LLC | 3493 | North Main | TX | Tarrant | 4 | ST | RE | 81.2 | 80 | 80 |  | 5 | 1952 | BIT WDS: NG; BIT RFO: RFO; Y Y: Y; S S: W |  | N | IPP Non-CHP | 2 | [18 empty] | 3 | 2004
55983 | Luminant Generation Company LLC | 3502 | Lake Creek | TX | McLennan | ST3 | ST | IP | 800 | 800 | 800 |  |  |  | BIT WDS: SUB; N Y: N; Y Y: N; S S: W |  | N | IPP Non-CHP | 2 | [20 empty] | N
55983 | Luminant Generation Company LLC | 3503 | River Crest | TX | Red River | 1 | ST | RE | 112.5 | 110 | 110 |  | 6 | 1954 | BIT WDS: NG; BIT RFO: RFO; N Y: Y; Y Y: Y; S S: W |  | N | IPP Non-CHP | 2 | [18 empty] | 3 | 2004
55983 | Luminant Generation Company LLC | 6146 | Martin Lake | TX | Rusk | 4 | ST | IP | 800 | 800 | 800 |  |  |  | BIT WDS: SUB; N Y: N; Y Y: Y; S S: W |  | N | IPP Non-CHP | 2 | [20 empty] | N
55983 | Luminant Generation Company LLC | 6147 | Monticello | TX | Titus | 4 | ST | IP | 800 | 800 | 800 |  |  |  | BIT WDS: SUB; N Y: N; Y Y: Y; S S: W |  | N | IPP Non-CHP | 2 |  | N | [18 empty] | N
55983 | Luminant Generation Company LLC | 50615 | TXU Sweetwater Generating Plant | TX | Nolan | GT01 | CT | RE | 45 | 41 | 41 |  | 6 | 1989 | BIT WDS: NG; N Y: N; Y Y: Y; S S: W |  | Y | IPP CHP | 3 | T |  | N | [15 empty] | 5 | 2009 | N
55983 | Luminant Generation Company LLC | 50615 | TXU Sweetwater Generating Plant | TX | Nolan | GT02 | CT | RE | 99 | 86 | 86 |  | 6 | 1989 | BIT WDS: NG; N Y: N; Y Y: Y; S S: W |  | N | IPP CHP | 3 |  |  | N | [15 empty] | 5 | 2009 | N
55983 | Luminant Generation Company LLC | 50615 | TXU Sweetwater Generating Plant | TX | Nolan | GT03 | CT | RE | 99 | 86 | 86 |  | 6 | 1989 | BIT WDS: NG; N Y: N; Y Y: Y; S S: W |  | N | IPP CHP | 3 |  |  | N | [15 empty] | 5 | 2009 | N
55983 | Luminant Generation Company LLC | 50615 | TXU Sweetwater Generating Plant | TX | Nolan | STG1 | CA | RE | 101 | 76 | 76 |  | 6 | 1989 | BIT WDS: NG; N Y: N; Y Y: Y; S S: W |  | N | IPP CHP | 3 |  | Y | [16 empty] | 9 | 2009 | N
56017 | Avenal Power Center LLC | 56801 | Avenal Power Center | CA | KINGS | 1 | CC | IP | 600 | 600 | 600 |  |  |  | BIT WDS: NG; N Y: N; Y Y: Y; S S: S |  | Y | IPP CHP | 3 |  | Y | [18 empty] | N
56024 | Kamin LLC | 54880 | Kamin LLC Wrens Plant | GA | Jefferson | TUR1 | GT | RE | 1 | 0.9 | 1 |  | 1 | 1986 | BIT WDS: NG; N Y: N; Y Y: N; S S: S |  | Y | Industrial CHP | 7 |  | N | [16 empty] | 6 | 2002 | N
56024 | Kamin LLC | 54880 | Kamin LLC Wrens Plant | GA | Jefferson | WP1 | IC | RE | 1.1 | 1.1 | 1.1 |  | 1 | 1988 | BIT WDS: DFO; N Y: N; Y Y: Y; Y N: N; S S: S |  | N | Industrial CHP | 7 |  | N | [16 empty] | 6 | 2006 | N
56029 | Fibrowatt LLC | 56817 | FibroHills | NC | Surry | 1 | ST | IP | 60 | 55 | 55 |  |  |  | BIT WDS: OBS; BIT RFO: PG; N Y: N; Y Y: N; S S: S |  | N | IPP Non-CHP | 2 |  |  | N | [17 empty] | N
56029 | Fibrowatt LLC | 57596 | FibroMont | NC | Montgomery | G1 | ST | IP | 62 | 55 | 55 |  |  |  | BIT WDS: AB; BIT RFO: WDS; N Y: Y; S S: S |  | N | IPP Non-CHP | 2
56078 | CMP Sartell LLC | 50252 | International Paper Sartell Mill | MN | Benton | ABB2 | ST | RE | 20.4 | 20.4 | 20.4 |  | 6 | 1982 | BIT WDS: BIT; BIT RFO: WDS; N Y: N; Y Y: N; S S: S |  | Y | Industrial CHP | 7 | T | N | [16 empty] | 5 | 2012 | N |  |  | Y
56078 | CMP Sartell LLC | 50252 | International Paper Sartell Mill | MN | Benton | HG10 | HY | RE | 0.9 | 0.9 | 0.9 |  | 3 | 1985 | BIT WDS: WAT; N Y: N; Y Y: N; S S: S | 0 | N | Industrial CHP | 7 |  | N | [16 empty] | 5 | 2012
56078 | CMP Sartell LLC | 50252 | International Paper Sartell Mill | MN | Benton | HG11 | HY | RE | 0.9 | 0.9 | 0.9 |  | 3 | 1985 | BIT WDS: WAT; N Y: N; Y Y: N; Y N: N; S S: S | 0 | N | Industrial CHP | 7 |  | N | [16 empty] | 5 | 2012
56078 | CMP Sartell LLC | 50252 | International Paper Sartell Mill | MN | Benton | HG12 | HY | RE | 0.9 | 0.9 | 0.9 |  | 3 | 1985 | BIT WDS: WAT; N Y: N; Y Y: N; S S: S | 0 | N | Industrial CHP | 7 |  | N | [16 empty] | 5 | 2012
56078 | CMP Sartell LLC | 50252 | International Paper Sartell Mill | MN | Benton | HG2 | HY | RE | 0.9 | 0.9 | 0.9 |  | 3 | 1985 | BIT WDS: WAT; N Y: N; Y Y: N; S S: S | 0 | N | Industrial CHP | 7 |  | N | [16 empty] | 5 | 2012
56078 | CMP Sartell LLC | 50252 | International Paper Sartell Mill | MN | Benton | HG3 | HY | RE | 0.9 | 0.9 | 0.9 |  | 3 | 1985 | BIT WDS: WAT; N Y: N; Y Y: N; S S: S | 0 | N | Industrial CHP | 7 |  | N | [16 empty] | 5 | 2012
56078 | CMP Sartell LLC | 50252 | International Paper Sartell Mill | MN | Benton | HG4 | HY | RE | 0.9 | 0.9 | 0.9 |  | 3 | 1985 | BIT WDS: WAT; N Y: N; Y Y: N; S S: S | 0 | N | Industrial CHP | 7 |  | N | [16 empty] | 5 | 2012
56078 | CMP Sartell LLC | 50252 | International Paper Sartell Mill | MN | Benton | HG5 | HY | RE | 0.9 | 0.9 | 0.9 |  | 3 | 1985 | BIT WDS: WAT; N Y: N; Y Y: N; S S: S | 0 | N | Industrial CHP | 7 |  | N | [16 empty] | 5 | 2012
56078 | CMP Sartell LLC | 50252 | International Paper Sartell Mill | MN | Benton | HG6 | HY | RE | 0.8 | 0.8 | 0.8 |  | 3 | 1985 | BIT WDS: WAT; N Y: N; Y Y: N; S S: S | 0 | N | Industrial CHP | 7 |  | N | [16 empty] | 5 | 2012
56078 | CMP Sartell LLC | 50252 | International Paper Sartell Mill | MN | Benton | HG7 | HY | RE | 0.8 | 0.8 | 0.8 |  | 3 | 1985 | BIT WDS: WAT; N Y: N; Y Y: N; S S: S | 0 | N | Industrial CHP | 7 |  | N | [16 empty] | 5 | 2012
56078 | CMP Sartell LLC | 50252 | International Paper Sartell Mill | MN | Benton | HG8 | HY | RE | 0.7 | 0.7 | 0.7 |  | 3 | 1985 | BIT WDS: WAT; N Y: N; Y Y: N; S S: S | 0 | N | Industrial CHP | 7 |  | N | [16 empty] | 5 | 2012
56078 | CMP Sartell LLC | 50252 | International Paper Sartell Mill | MN | Benton | HG9 | HY | RE | 0.7 | 0.7 | 0.7 |  | 3 | 1985 | BIT WDS: WAT; N Y: N; Y Y: N; S S: S | 0 | N | Industrial CHP | 7 |  | N | [16 empty] | 5 | 2012
56079 | Encore Energy Partners Operating LLC | 52127 | Elk Basin Gasoline Plant | WY | Park | GEN3 | ST | RE | 0.5 | 0.4 | 0.4 |  | 1 | 1958 | BIT WDS: OG; N Y: N; Y Y: N; S S: J |  | N | Industrial CHP | 7 |  | N | [16 empty] | 3 | 2007 | N
56081 | Southeastern Chester County Refuse Auth | 56873 | SECCRA Community Landfill | PA | Chester | 2 | IC | RE | 1.1 | 1.1 | 1.1 |  | 10 | 2008 | BIT WDS: LFG; N Y: N; Y Y: Y; S S: S |  | N | Commercial Non-CHP | 4 | [18 empty] | 11 | 2010 | N
56108 | Atlas Pipeline Mid Continent WestTex LLC | 54459 | Midkiff Plant | TX | Reagan | 1 | IC | RE | 1.2 | 1.2 | 1.2 |  | 5 | 1990 | BIT WDS: NG; N Y: N; Y Y: N; S S: S |  | N | Industrial Non-CHP | 6 |  | N | [16 empty] | 12 | 2009 | N
56108 | Atlas Pipeline Mid Continent WestTex LLC | 54459 | Midkiff Plant | TX | Reagan | 2 | IC | RE | 1.2 | 1.2 | 1.2 |  | 5 | 1990 | BIT WDS: NG; N Y: N; Y Y: N; S S: S |  | N | Industrial Non-CHP | 6 |  | N | [16 empty] | 12 | 2009 | N
56108 | Atlas Pipeline Mid Continent WestTex LLC | 54459 | Midkiff Plant | TX | Reagan | 3 | IC | RE | 1.2 | 1.2 | 1.2 |  | 5 | 1990 | BIT WDS: NG; N Y: N; Y Y: N; S S: S |  | N | Industrial Non-CHP | 6 |  | N | [16 empty] | 12 | 2009 | N
56117 | GreenVolts Inc | 56910 | GV1 | CA | Alameda | 1 | PV | IP | 1 | 1 | 1 |  |  |  | BIT WDS: SUN; N Y: N; Y Y: Y; S S: S |  | N | IPP Non-CHP | 2
56117 | GreenVolts Inc | 56910 | GV1 | CA | Alameda | 2 | PV | IP | 1 | 1 | 1 |  |  |  | BIT WDS: SUN; N Y: N; Y Y: Y; S S: S |  | N | IPP Non-CHP | 2
56150 | ArcelorMittal USA Inc | 10211 | 2 AC Station | IN | Lake | 10TG | ST | RE | 20 | 18 | 18 |  | 1 | 1948 | BIT WDS: BFG; BIT RFO: NG; N Y: Y; Y Y: N; S S: S |  | N | Industrial CHP | 7 |  | N | N | [12 empty] | N |  |  | 4 | 2009 | N
56150 | ArcelorMittal USA Inc | 10211 | 2 AC Station | IN | Lake | 11TG | ST | RE | 20 | 18 | 18 |  | 3 | 1950 | BIT WDS: BFG; BIT RFO: NG; N Y: Y; Y Y: N; S S: S |  | N | Industrial CHP | 7 |  | N | N | [12 empty] | N |  |  | 4 | 2009 | N
56150 | ArcelorMittal USA Inc | 10211 | 2 AC Station | IN | Lake | 7TG | ST | RE | 11.2 | 10 | 10 |  | 3 | 1931 | BIT WDS: BFG; BIT RFO: NG; N Y: Y; Y Y: N; S S: S |  | N | Industrial CHP | 7 |  | N | N | [15 empty] | 12 | 2007 | N
56150 | ArcelorMittal USA Inc | 10211 | 2 AC Station | IN | Lake | 8TG | ST | RE | 11.2 | 10 | 10 |  | 1 | 1926 | BIT WDS: BFG; BIT RFO: NG; N Y: Y; Y Y: N; S S: S |  | N | Industrial CHP | 7 |  | N | N | [12 empty] | N |  |  | 4 | 2009 | N
56150 | ArcelorMittal USA Inc | 10211 | 2 AC Station | IN | Lake | 9TG | ST | RE | 20 | 18.6 | 18.8 |  | 1 | 1938 | BIT WDS: BFG; Y Y: N; S S: S |  | Y | Industrial CHP | 7 |  | N | [16 empty] | 6 | 1996
56150 | ArcelorMittal USA Inc | 10474 | 4 AC Station | IN | Lake | 14TG | ST | RE | 67.5 | 63.3 | 63.5 |  | 8 | 1963 | BIT WDS: BIT; BIT RFO: OG; BIT NG: NG; S S: S |  | Y | Industrial CHP | 7 |  | N | [16 empty] | 4 | 1999
56150 | ArcelorMittal USA Inc | 10474 | 4 AC Station | IN | Lake | 15TG | ST | RE | 67.5 | 63.3 | 63.5 |  | 10 | 1963 | BIT WDS: BIT; BIT RFO: OG; BIT NG: NG; S S: S |  | Y | Industrial CHP | 7 |  | N | [16 empty] | 4 | 1999
56160 | NAEA Operating Company LLC | 55938 | NAEA Ocean Peaking Power LLC | NJ | Ocean | OPP5 | GT | IP | 191.5 | 149.2 | 191 |  |  |  | BIT WDS: NG; N Y: N; Y Y: N; S S: S |  | N | IPP Non-CHP | 2 |  | N | [18 empty] | N
56175 | Fairbanks Morse Engine | 56937 | Fairbanks Morse Engine | WI | Rock | GEN7 | IC | RE | 3.1 | 3.1 | 3.1 |  | 8 | 1996 | BIT WDS: DFO; N Y: N; Y Y: N; Y N: N; S S: S |  | N | Industrial Non-CHP | 6 |  |  | N | [15 empty] | 9 | 2007 | N
56190 | Savannah River Nuclear Solutions LLC | 7652 | US DOE Savannah River Site (D Area) | SC | Aiken | HP-1 | ST | RE | 9.4 | 9.4 | 9.4 |  | 1 | 1952 | BIT WDS: BIT; N Y: N; Y Y: Y; Y N: Y; S S: W |  | Y | IPP CHP | 3 | B | N | [16 empty] | 4 | 2012 | N | Y | [5 empty] | PG | DFO
56190 | Savannah River Nuclear Solutions LLC | 7652 | US DOE Savannah River Site (D Area) | SC | Aiken | HP-2 | ST | RE | 9.4 | 9.4 | 9.4 |  | 1 | 1952 | BIT WDS: BIT; N Y: N; Y Y: Y; Y N: Y; S S: W |  | Y | IPP CHP | 3 | B | N | [16 empty] | 4 | 2012 | N | Y | [5 empty] | PG | DFO
56190 | Savannah River Nuclear Solutions LLC | 7652 | US DOE Savannah River Site (D Area) | SC | Aiken | HP-3 | ST | RE | 9.4 | 9.4 | 9.4 |  | 1 | 1952 | BIT WDS: BIT; N Y: N; Y Y: Y; Y N: Y; S S: W |  | Y | IPP CHP | 3 | B | N | [16 empty] | 4 | 2012 | N | Y | [5 empty] | PG | DFO
56190 | Savannah River Nuclear Solutions LLC | 7652 | US DOE Savannah River Site (D Area) | SC | Aiken | LP-1 | ST | RE | 12.5 | 12.5 | 12.5 |  | 1 | 1952 | BIT WDS: BIT; N Y: N; Y Y: Y; Y N: Y; S S: W |  | Y | IPP CHP | 3 | B | N | [16 empty] | 4 | 2012 | N | Y | [5 empty] | PG | DFO
56190 | Savannah River Nuclear Solutions LLC | 7652 | US DOE Savannah River Site (D Area) | SC | Aiken | LP-2 | ST | RE | 12.5 | 12.5 | 12.5 |  | 1 | 1952 | BIT WDS: BIT; N Y: N; Y Y: Y; Y N: Y; S S: W |  | Y | IPP CHP | 3 | B | N | [16 empty] | 4 | 2012 | N | Y | [5 empty] | PG | DFO
56190 | Savannah River Nuclear Solutions LLC | 7652 | US DOE Savannah River Site (D Area) | SC | Aiken | LP-3 | ST | RE | 12.5 | 12.5 | 12.5 |  | 1 | 1952 | BIT WDS: BIT; N Y: N; Y Y: Y; Y N: Y; S S: W |  | Y | IPP CHP | 3 | B | N | [16 empty] | 4 | 2012 | N | Y | [5 empty] | PG | DFO
56190 | Savannah River Nuclear Solutions LLC | 7652 | US DOE Savannah River Site (D Area) | SC | Aiken | LP-4 | ST | RE | 12.5 | 12.5 | 12.5 |  | 1 | 1952 | BIT WDS: BIT; N Y: N; Y Y: Y; Y N: Y; S S: W |  | Y | IPP CHP | 3 | B | N | [16 empty] | 4 | 2012 | N | Y | [5 empty] | PG | DFO
56201 | GDF Suez North America | 50137 | Newgulf Cogen | TX | Wharton | GEN2 | CA | RE | 12.5 | 12 | 12 |  | 12 | 1988 | BIT WDS: NG; N Y: N; Y Y: N; S S: W |  | N | IPP Non-CHP | 2 |  | N | [16 empty] | 2 | 2005 | N
56204 | CPV Valley LLC | 56940 | CPV Valley Energy Center | NY | Orange | CTG1 | CT | IP | 190 | 186.5 | 219 | G921 |  |  | BIT WDS: NG; BIT RFO: DFO; N Y: Y; Y Y: Y; S S: S |  | N | IPP Non-CHP | 2 | [20 empty] | N
56208 | Smart Papers Holdings LLC | 50247 | Smart Papers LLC | OH | Butler | 1 | ST | RE | 1 | 1 | 1 |  | 6 | 2009 | BIT WDS: BIT; N Y: N; Y Y: Y; S S: W |  | Y | Industrial CHP | 7 | T | [17 empty] | 8 | 2012 | N | Y |  | Y
56208 | Smart Papers Holdings LLC | 50247 | Smart Papers LLC | OH | Butler | 2 | ST | RE | 1.5 | 1.5 | 1.5 |  | 6 | 2009 | BIT WDS: BIT; N Y: N; Y Y: Y; Y N: Y; S S: W |  | Y | Industrial CHP | 7 | T | [17 empty] | 8 | 2012 |  | Y |  | Y
56208 | Smart Papers Holdings LLC | 50247 | Smart Papers LLC | OH | Butler | 7 | ST | RE | 9.4 | 9.4 | 9.4 |  | 6 | 2009 | BIT WDS: BIT; N Y: N; Y Y: Y; S S: W |  | N | Industrial CHP | 7 | [18 empty] | 8 | 2012 |  | Y |  | Y
56208 | Smart Papers Holdings LLC | 50247 | Smart Papers LLC | OH | Butler | 8 | ST | RE | 9.4 | 9.4 | 9.4 |  | 6 | 2009 | BIT WDS: BIT; N Y: N; Y Y: Y; S S: W |  | N | Industrial CHP | 7 | [18 empty] | 8 | 2012 |  | Y |  | Y
56208 | Smart Papers Holdings LLC | 50247 | Smart Papers LLC | OH | Butler | GEN3 | ST | RE | 6 | 6 | 6 |  | 1 | 1924 | BIT WDS: BIT; N Y: N; Y Y: Y; S S: W |  | Y | Industrial CHP | 7 | B | N | [13 empty] | N |  |  | 8 | 2012 | N | Y | N | Y
56208 | Smart Papers Holdings LLC | 50247 | Smart Papers LLC | OH | Butler | GEN4 | ST | RE | 1.5 | 1.5 | 1.5 |  | 1 | 1927 | BIT WDS: BIT; N Y: N; Y Y: Y; Y N: Y; S S: W |  | Y | Industrial CHP | 7 | B | N | [16 empty] | 5 | 2009 | N | Y |  | Y
56208 | Smart Papers Holdings LLC | 50247 | Smart Papers LLC | OH | Butler | GEN5 | ST | RE | 7.5 | 7.5 | 7.5 |  | 1 | 1930 | BIT WDS: BIT; N Y: N; Y Y: Y; Y N: Y; S S: W |  | Y | Industrial CHP | 7 | B | N | [13 empty] | N |  |  | 8 | 2012 | N | Y |  | Y
56208 | Smart Papers Holdings LLC | 50247 | Smart Papers LLC | OH | Butler | GEN6 | ST | RE | 10.5 | 10.5 | 10.5 |  | 1 | 1930 | BIT WDS: BIT; N Y: N; Y Y: Y; S S: W |  | Y | Industrial CHP | 7 | B | N | [13 empty] | N |  |  | 8 | 2012 | N | Y |  | Y
56216 | Multitrade Rabun Gap LLC | 50201 | Rabun Gap Cogen Facility | GA | RABUN | ST1 | ST | RE | 4.1 | 4.1 | 4.1 |  | 1 | 1986 | BIT WDS: WDS; N Y: N; Y Y: N; S S: S |  | N | IPP Non-CHP | 2 |  | N | [13 empty] | N |  |  | 1 | 2010
56266 | Green Gas-Pioneer Crossing Energy LLC | 56957 | Pioneer Crossing Landfill Gas to Energy | PA | Berks | LFG7 | IC | IP | 1.6 | 1.6 | 1.6 |  |  |  | BIT WDS: LFG; N Y: N; Y Y: Y; S S: S |  | N | IPP Non-CHP | 2 | [20 empty] | N
56304 | Air Products LLC | 10638 | Pasadena | TX | Harris | GEN1 | GT | RE | 6.5 | 2.6 | 3.6 |  | 7 | 1985 | BIT WDS: NG; N Y: N; Y Y: N; Y N: N; S S: S |  | Y | Industrial CHP | 7 | T | N | [16 empty] | 12 | 2012 | N | [6 empty] | NG
56304 | Air Products LLC | 55309 | Air Products Port Arthur | TX | Jefferson | GEN2 | CA | RE | 3 | 3 | 3 | SMR1 | 11 | 2000 | BIT WDS: NG; N Y: N; Y Y: N; Y N: N; S S: S |  | Y | Industrial CHP | 7 | B | N | [16 empty] | 4 | 2012 | N
56306 | DeKalb County GA | 57013 | DeKalb County Green Energy Facility | GA | De Kalb | 3 | IC | IP | 1.6 | 1.6 | 1.6 |  |  |  | BIT WDS: LFG; N Y: N; Y Y: Y; S S: S |  | N | Commercial Non-CHP | 4 | [20 empty] | N
56318 | SCE Engineers | 55885 | Montgomery County Oaks LFGE Plant | MD | Montgomery | N01 | GT | IP | 2.8 | 2.3 | 2.3 |  |  |  | BIT WDS: LFG; S S: S |  | N | IPP Non-CHP | 2 |  | N | [18 empty] | N
56318 | SCE Engineers | 55885 | Montgomery County Oaks LFGE Plant | MD | Montgomery | N02 | GT | IP | 2.8 | 2.3 | 2.3 |  |  |  | BIT WDS: LFG; S S: S |  | N | IPP Non-CHP | 2 |  | N | [18 empty] | N
56334 | WEHRAN Energy Corporation | 55778 | Brookhaven Facility | NY | Suffolk | BH1 | IC | RE | 1.3 | 1.2 | 1.2 |  | 1 | 1995 | BIT WDS: LFG; N Y: N; Y Y: Y; Y N: N; S S: S |  | N | IPP Non-CHP | 2 |  | N | [16 empty] | 1 | 2005
56334 | WEHRAN Energy Corporation | 55778 | Brookhaven Facility | NY | Suffolk | BH2 | IC | RE | 1.3 | 1.2 | 1.2 |  | 1 | 1995 | BIT WDS: LFG; N Y: N; Y Y: Y; S S: S |  | N | IPP Non-CHP | 2 |  | N | [16 empty] | 12 | 2012 | N
56334 | WEHRAN Energy Corporation | 55778 | Brookhaven Facility | NY | Suffolk | BH3 | IC | RE | 1.3 | 1.2 | 1.2 |  | 1 | 1995 | BIT WDS: LFG; N Y: N; Y Y: Y; S S: S |  | N | IPP Non-CHP | 2 |  | N | [16 empty] | 12 | 2012
56334 | WEHRAN Energy Corporation | 55778 | Brookhaven Facility | NY | Suffolk | BH4 | IC | RE | 1.3 | 1.2 | 1.2 |  | 1 | 1995 | BIT WDS: LFG; N Y: N; Y Y: Y; Y N: N; S S: S |  | N | IPP Non-CHP | 2 |  | N | [16 empty] | 12 | 2012
56386 | NAEA Rock Springs LLC | 7835 | NAEA Rock Springs LLC | MD | Cecil | 5 | GT | IP | 195 | 160 | 185 |  |  |  | BIT WDS: NG; N Y: N; S S: J |  | N | IPP Non-CHP | 2 |  | N | [18 empty] | N
56386 | NAEA Rock Springs LLC | 7835 | NAEA Rock Springs LLC | MD | Cecil | 6 | GT | IP | 195 | 160 | 185 |  |  |  | BIT WDS: NG; N Y: N; S S: J |  | N | IPP Non-CHP | 2 |  | N | [18 empty] | N
56401 | NAEA Energy Massachusetts LLC | 1642 | NAEA Energy Massachusetts LLC | MA | Hampden | WS1 | ST | RE | 51 | 47.4 | 47.9 |  | 1 | 1949 | BIT WDS: RFO; Y Y: N; S S: S |  | N | IPP Non-CHP | 2 |  | N | [16 empty] | 4 | 2002
56401 | NAEA Energy Massachusetts LLC | 1642 | NAEA Energy Massachusetts LLC | MA | Hampden | WS2 | ST | RE | 51 | 47.4 | 47.9 |  | 1 | 1952 | BIT WDS: RFO; Y Y: N; S S: S |  | N | IPP Non-CHP | 2 |  | N | [16 empty] | 4 | 2002
56407 | BIOENERGY POWER LLC | 57104 | Bioenergy Power LLC | IN | Clay | UNIT1 | ST | IP | 30 | 26 | 26 |  |  |  | BIT WDS: WDS; N Y: N; Y Y: Y; S S: S |  | N | IPP Non-CHP | 2 | [20 empty] | N
56422 | Black Prairie Wind Farm LLC | 57114 | Black Prairie Wind Farm LLC | IL | McLean | GEN 1 | WT | IP | 200 | 200 | 200 |  |  |  | BIT WDS: WND; N Y: N; Y Y: Y; S S: S | 133 | N | IPP Non-CHP | 2 | [20 empty] | N
56422 | Black Prairie Wind Farm LLC | 57114 | Black Prairie Wind Farm LLC | IL | McLean | GEN 2 | WT | IP | 200 | 200 | 200 |  |  |  | BIT WDS: WND; N Y: N; Y Y: Y; S S: S | 133 | N | IPP Non-CHP | 2 | [20 empty] | N
56448 | Red Shield Acquisition LLC | 10700 | Red Shield Envir Old Town Facility | ME | Penobscot | TG1 | ST | RE | 3.5 | 3.3 | 3.3 |  | 7 | 1946 | BIT WDS: RFO; BIT RFO: BLQ; N Y: N; Y Y: Y; S S: S |  | Y | Industrial CHP | 7 |  | N | [16 empty] | 12 | 2002 | N
56482 | Gamesa Energy USA | 56653 | Crescent Ridge II Wind Energy Project | IL | BUREAU | 1 | WT | IP | 57.8 | 57.8 | 57.8 |  |  |  | BIT WDS: WND; N Y: N; Y Y: Y; S S: W | 29 | N | IPP Non-CHP | 2
56482 | Gamesa Energy USA | 56657 | Lancaster Wind Farm Project | IL | STEPHENSON | 1 | WT | IP | 70 | 70 | 70 |  |  |  | BIT WDS: WND; N Y: N; Y Y: Y; S S: W | 28 | N | IPP Non-CHP | 2
56488 | Ascend Performance Materials | 10418 | Ascend Performance Materials Texas Inc. | TX | Brazoria | GEN2 | ST | RE | 1.2 | 1.2 | 1.2 |  | 10 | 1990 | BIT WDS: OG; BIT RFO: NG; N Y: N; Y Y: Y; S S: S |  | Y | Industrial CHP | 7 | B | N | N | [15 empty] | 6 | 2005 | N | [6 empty] | NG
56488 | Ascend Performance Materials | 10418 | Ascend Performance Materials Texas Inc. | TX | Brazoria | GEN3 | ST | RE | 2 | 2 | 2 |  | 10 | 1990 | BIT WDS: OG; BIT RFO: NG; N Y: N; Y Y: Y; S S: S |  | Y | Industrial CHP | 7 | B | N | N | [15 empty] | 6 | 2005 | N | [6 empty] | NG
56500 | KPAQ Industries LLC | 10697 | St Francisville Mill | LA | West Feliciana | GEN1 | GT | RE | 45 | 38.3 | 44.1 |  | 12 | 1985 | [11 empty] | Y | Industrial CHP | 7 | [18 empty] | 7 | 1999 | bar: BIT WDS; S S
56505 | National Grid Generation LLC | 2511 | E F Barrett | NY | Nassau | 7 | GT | RE | 18 |  |  |  | 7 | 1970 | BIT WDS: NG; BIT RFO: DFO; Y Y: N; S S: S |  | N | Electric Utility | 1 |  | N | [16 empty] | 10 | 2011 | N
56505 | National Grid Generation LLC | 2513 | Far Rockaway | NY | Queens | 4 | ST | RE | 100 |  | 105.2 |  | 12 | 1953 | BIT WDS: NG; N Y: N; Y Y: Y; S S: S |  | N | Electric Utility | 1 |  | N | [16 empty] | 7 | 2012 | N
56505 | National Grid Generation LLC | 2514 | Glenwood | NY | Nassau | 4 | ST | RE | 114 |  | 107 |  | 12 | 1952 | BIT WDS: NG; N Y: N; Y Y: Y; S S: S |  | N | Electric Utility | 1 |  | N | [16 empty] | 7 | 2012 | N
56505 | National Grid Generation LLC | 2514 | Glenwood | NY | Nassau | 5 | ST | RE | 114 |  | 105.2 |  | 11 | 1954 | BIT WDS: NG; N Y: N; Y Y: Y; S S: S |  | N | Electric Utility | 1 |  | N | [16 empty] | 7 | 2012 | N
56505 | National Grid Generation LLC | 2517 | Port Jefferson | NY | Suffolk | 2 | ST | RE | 46 | 42.2 | 42.4 |  | 10 | 1950 | BIT WDS: RFO; N Y: N; Y Y: N; Y N: N; S S: S |  | N | Electric Utility | 1 |  | N | [16 empty] | 9 | 1997
56505 | National Grid Generation LLC | 2517 | Port Jefferson | NY | Suffolk | ST1 | ST | RE | 46 | 42.2 | 42.4 |  | 12 | 1948 | BIT WDS: RFO; N Y: N; Y Y: N; Y N: N; S S: S |  | N | Electric Utility | 1 |  | N | [16 empty] | 9 | 1997 | N
56512 | Liberty Green Renewables Indiana LLC | 57158 | Scottsburg Renewable Energy Center | IN | Scott | GEN01 | ST | IP | 32 | 28.9 | 29.5 |  |  |  | BIT WDS: WDS; BIT RFO: AB; N Y: Y; Y Y: Y; S S: S |  | N | IPP Non-CHP | 2 | [20 empty] | N
56516 | Morris Energy Operations Company, LLC | 54693 | York Generation Company LLC | PA | York | GT#3 | CT | RE | 8.3 | 7.1 | 7.8 |  | 4 | 1989 | BIT WDS: NG; N Y: N; Y Y: N; S S: S |  | Y | IPP CHP | 3 |  | N | [16 empty] | 12 | 2004
56516 | Morris Energy Operations Company, LLC | 54693 | York Generation Company LLC | PA | York | GT#4 | CT | RE | 8.3 | 7.1 | 7.8 |  | 4 | 1989 | BIT WDS: NG; N Y: N; Y Y: N; S S: S |  | Y | IPP CHP | 3 |  | N | [16 empty] | 12 | 2004
56545 | Pattern Operators LP | 56370 | Ecogen Wind | NY | Steuben | 1 | WT | IP | 79.5 | 79.5 | 79.5 |  |  |  | BIT WDS: WND; N Y: N; Y Y: Y; S S: W | 53 | N | IPP Non-CHP | 2
56545 | Pattern Operators LP | 56655 | Seldom Seen Wind LLC | PA | CAMBRIA | 1 | WT | IP | 41 | 41 | 41 |  |  |  | BIT WDS: WND; N Y: N; Y Y: Y; S S: W | 25 | N | IPP Non-CHP | 2
56545 | Pattern Operators LP | 56656 | Aragonne Mesa Phase II | NM | GUADALUPE | 1 | WT | IP | 110.4 | 110.4 | 110.4 |  |  |  | BIT WDS: WND; N Y: N; Y Y: Y; S S: W | 46 | N | IPP Non-CHP | 2
56545 | Pattern Operators LP | 56658 | Majestic 2 Wind Farm | TX | CARSON | 1 | WT | IP | 79.2 | 79.2 | 79.2 |  |  |  | BIT WDS: WND; N Y: N; Y Y: Y; S S: W | 34 | N | IPP Non-CHP | 2
56545 | Pattern Operators LP | 56663 | El Paso Wind Project | IL | WOODFORD | 1 | WT | IP | 80 | 80 | 80 |  |  |  | BIT WDS: WND; N Y: N; Y Y: Y; S S: W | 33 | N | IPP Non-CHP | 2
56598 | Optim Energy LLC | 7030 | Twin Oaks Power One | TX | Robertson | 3 | ST | IP | 600 | 600 | 600 |  |  |  | BIT WDS: LIG; N Y: Y; Y Y: Y; S S: S |  | N | IPP Non-CHP | 2 |  | N
56605 | Delaware City Refining Company LLC | 52193 | Delaware City Plant | DE | New Castle | FGTG | GT | RE | 1.2 | 1 | 1 |  | 9 | 1980 | BIT WDS: NG; Y Y: Y; S S: S |  | Y | Industrial CHP | 7 |  | N | [16 empty] | 10 | 1997
56606 | Calpine New Jersey Generation LLC | 2384 | Deepwater | NJ | Salem | 4 | ST | RE | 53 | 54 | 54 |  | 5 | 1930 | BIT WDS: RFO; Y Y: Y; Y N: Y; S S: S |  | N | IPP Non-CHP | 2 |  | N | [16 empty] | 4 | 2004 | N
56606 | Calpine New Jersey Generation LLC | 2384 | Deepwater | NJ | Salem | GTA | GT | RE | 18.6 | 19 | 24 |  | 4 | 1967 | NG | KER |  |  |  |  | N | Y | Y | S |  | N | IPP Non-CHP | 2 |  | N | [16 empty] | 5 | 2005 | N
56608 | Calpine Mid-Merit LLC | 55524 | York Energy Center | PA | York | CTG5 | CT | IP | 120 | 120 | 120 |  |  |  | BIT WDS: NG; BIT RFO: DFO; N Y: Y; Y Y: Y; S S: S |  | N | IPP Non-CHP | 2 |  | N | [18 empty] | N
56608 | Calpine Mid-Merit LLC | 55524 | York Energy Center | PA | York | CTG6 | CT | IP | 120 | 120 | 120 |  |  |  | BIT WDS: NG; BIT RFO: DFO; N Y: Y; Y Y: Y; S S: S |  | N | IPP Non-CHP | 2 |  | N | [18 empty] | N
56608 | Calpine Mid-Merit LLC | 55524 | York Energy Center | PA | York | CTG7 | CT | IP | 120 | 120 | 120 |  |  |  | BIT WDS: NG; BIT RFO: DFO; N Y: Y; Y Y: Y; S S: S |  | N | IPP Non-CHP | 2 |  | N | [18 empty] | N
56608 | Calpine Mid-Merit LLC | 55524 | York Energy Center | PA | York | STG2 | CA | IP | 200 | 200 | 200 |  |  |  | BIT WDS: NG; BIT RFO: DFO; Y Y: Y; S S: S |  | N | IPP Non-CHP | 2 |  | N | [18 empty] | N
56615 | First Solar Energy LLC | 57295 | Alpine Solar | CA | Los Angeles | 2 | PV | IP | 26 | 26 | 26 |  |  |  | BIT WDS: SUN; N Y: N; Y Y: Y; S S: S |  | N | IPP Non-CHP | 2
56615 | First Solar Energy LLC | 57373 | Agua Caliente Solar Project | AZ | Yuma | AGU01 | PV | IP | 290 | 290 | 290 |  |  |  | BIT WDS: SUN; N Y: N; Y Y: Y; S S: W |  | N | IPP Non-CHP | 2
56624 | TMC LLC | 10347 | TMC LLC | FL | Jefferson | GEN1 | ST | RE | 7.5 | 7.5 | 7.5 |  | 8 | 1990 | BIT WDS: WDS; BIT RFO: AB; Y Y: Y; Y N: N; S S: S |  | N | IPP Non-CHP | 2 |  | N | [13 empty] | N |  |  | 3 | 2012 | N
56633 | Lake Country Wind Energy | 57255 | Lake Country Wind Energy | MN | HENNEPIN | 2 | WT | IP | 300 | 300 | 300 |  |  |  | BIT WDS: WND; N Y: N; Y Y: Y; S S: S | 300 | N | IPP Non-CHP | 2 | [20 empty] | N
56644 | Solar Trust of America | 57272 | Palen Solar Power Project | CA | Riverside | 1 | ST | IP | 273.4 | 232 | 242 |  |  |  | BIT WDS: SUN; N Y: N; Y Y: Y; S S: S |  | N | IPP Non-CHP | 2 | [20 empty] | N
56644 | Solar Trust of America | 57272 | Palen Solar Power Project | CA | Riverside | 2 | ST | IP | 273.4 | 232 | 242 |  |  |  | BIT WDS: SUN; N Y: N; Y Y: N; S S: S |  | N | IPP Non-CHP | 2 | [20 empty] | N
56644 | Solar Trust of America | 57288 | Amargosa Solar Power Project | NV | Nye | 1 | ST | IP | 273.4 | 232 | 242 |  |  |  | BIT WDS: SUN; N Y: N; Y Y: Y; S S: S |  | N | IPP Non-CHP | 2 | [20 empty] | N
56644 | Solar Trust of America | 57288 | Amargosa Solar Power Project | NV | Nye | 2 | ST | IP | 273.4 | 232 | 242 |  |  |  | BIT WDS: SUN; N Y: N; Y Y: Y; S S: S |  | N | IPP Non-CHP | 2 | [20 empty] | N |  | N
56724 | Klamath Falls Bioenergy LLC | 57388 | Klamath Falls Bioenergy Facility | OR | KLAMATH | EU1 | ST | IP | 42 | 37 | 37 |  |  |  | BIT WDS: WDS; N Y: N; Y Y: Y; S S: S |  | N | IPP Non-CHP | 2 | [20 empty] | N
56764 | USG Nevada LLC | 50760 | Empire | NV | HUMBOLDT | OE11 | ST | RE | 1.2 | 0.6 | 0.9 |  | 12 | 1987 | BIT WDS: GEO; N Y: N; Y Y: Y; S S: S |  | N | IPP Non-CHP | 2 |  | N | [16 empty] | 12 | 2011 | N
56764 | USG Nevada LLC | 50760 | Empire | NV | HUMBOLDT | OE12 | ST | RE | 1.2 | 0.9 | 1 |  | 12 | 1987 | BIT WDS: GEO; N Y: N; Y Y: Y; S S: S |  | N | IPP Non-CHP | 2 |  | N | [16 empty] | 12 | 2011 | N
56764 | USG Nevada LLC | 50760 | Empire | NV | HUMBOLDT | OE13 | ST | RE | 1.2 | 0.9 | 0.8 |  | 12 | 1987 | BIT WDS: GEO; N Y: N; Y Y: Y; S S: S |  | N | IPP Non-CHP | 2 |  | N | [16 empty] | 12 | 2011 | N
56764 | USG Nevada LLC | 50760 | Empire | NV | HUMBOLDT | OE14 | ST | RE | 1.2 | 0.9 | 1 |  | 12 | 1987 | BIT WDS: GEO; N Y: N; Y Y: Y; S S: S |  | N | IPP Non-CHP | 2 |  | N | [16 empty] | 12 | 2011 | N
56767 | NRG Solar LLC | 57452 | Hyder Projects | AZ | YUMA | HYD1 | PV | IP | 99 | 99 | 99 |  |  |  | BIT WDS: SUN; N Y: N; Y Y: Y; S S: S |  | N | IPP Non-CHP | 2 | [20 empty] | N
56767 | NRG Solar LLC | 57452 | Hyder Projects | AZ | YUMA | HYD2 | PV | IP | 99 | 99 | 99 |  |  |  | BIT WDS: SUN; N Y: N; Y Y: Y; S S: S |  | N | IPP Non-CHP | 2 | [20 empty] | N
56767 | NRG Solar LLC | 57452 | Hyder Projects | AZ | YUMA | HYD3 | PV | IP | 40 | 40 | 40 |  |  |  | BIT WDS: SUN; N Y: N; Y Y: Y; S S: S |  | N | IPP Non-CHP | 2 | [20 empty] | N
56767 | NRG Solar LLC | 57453 | Blythe Projects | CA | Riverside | BLY1 | PV | IP | 200 | 200 | 200 |  |  |  | BIT WDS: SUN; N Y: N; Y Y: Y; S S: S |  | N | IPP Non-CHP | 2 | [20 empty] | N
56767 | NRG Solar LLC | 57453 | Blythe Projects | CA | Riverside | BLY2 | PV | IP | 20 | 20 | 20 |  |  |  | BIT WDS: SUN; N Y: N; Y Y: Y; S S: S |  | N | IPP Non-CHP | 2 | [20 empty] | N
56767 | NRG Solar LLC | 57454 | NRG Solar Desert Center | CA | Riverside | SDC1 | PV | IP | 49.5 | 49.5 | 49.5 |  |  |  | BIT WDS: SUN; N Y: N; Y Y: Y; S S: S |  | N | IPP Non-CHP | 2 | [20 empty] | N
56769 | Consolidated Edison Development Inc. | 57256 | PA Solar Park | PA | Carbon | 2 | PV | IP | 9.9 | 3.8 | 3.8 |  |  |  | BIT WDS: SUN; N Y: N; Y Y: Y; S S: S |  | N | IPP Non-CHP | 2 | [20 empty] | N
56772 | TX LFG Energy, LP | 55551 | Baytown | TX | Chambers | UN5 | IC | IP | 1.3 | 1 | 1 |  |  |  | BIT WDS: LFG; N Y: N; S S: S |  | N | IPP Non-CHP | 2 |  | N | [18 empty] | N
56772 | TX LFG Energy, LP | 55555 | Conroe | TX | Montgomery | UNT1 | IC | RE | 1 | 1 | 1 |  | 8 | 2003 | BIT WDS: LFG; N Y: N; Y Y: Y; Y N: N; S S: S |  | N | IPP Non-CHP | 2 |  | N | [16 empty] | 4 | 2012 | N
56772 | TX LFG Energy, LP | 55555 | Conroe | TX | Montgomery | UNT2 | IC | RE | 1 | 1 | 1 |  | 8 | 2003 | BIT WDS: LFG; N Y: N; Y Y: Y; Y N: N; S S: S |  | N | IPP Non-CHP | 2 |  | N | [16 empty] | 4 | 2012 | N
56772 | TX LFG Energy, LP | 55555 | Conroe | TX | Montgomery | UNT3 | IC | RE | 1 | 1 | 1 |  | 8 | 2003 | BIT WDS: LFG; N Y: N; Y Y: Y; Y N: N; S S: S |  | N | IPP Non-CHP | 2 |  | N | [16 empty] | 4 | 2012 | N
56772 | TX LFG Energy, LP | 55556 | Security | TX | Liberty | UNT1 | IC | RE | 1.3 | 1.7 | 1.7 |  | 12 | 2003 | BIT WDS: LFG; N Y: N; Y Y: Y; S S: S |  | N | IPP Non-CHP | 2 |  | N | [16 empty] | 7 | 2004 | N
56773 | Toyon Landfill Gas Conversion, LLC | 54327 | Toyon Power Station | CA | Los Angeles | TOY1 | IC | RE | 1.8 | 1.7 | 1.7 |  | 1 | 1986 | LFG | NG |  |  |  |  | N | N | N | S |  | N | IPP Non-CHP | 2 |  | N | N | [15 empty] | 1 | 2004 | N
56773 | Toyon Landfill Gas Conversion, LLC | 54327 | Toyon Power Station | CA | Los Angeles | TOY2 | IC | RE | 1.8 | 1.7 | 1.7 |  | 1 | 1986 | BIT WDS: LFG; BIT RFO: NG; N Y: N; Y Y: N; S S: S |  | N | IPP Non-CHP | 2 |  | N | N | [15 empty] | 1 | 2004 | N
56773 | Toyon Landfill Gas Conversion, LLC | 54327 | Toyon Power Station | CA | Los Angeles | TOY3 | IC | RE | 1.8 | 1.7 | 1.7 |  | 1 | 1986 | BIT WDS: LFG; BIT RFO: NG; N Y: N; Y Y: N; S S: S |  | N | IPP Non-CHP | 2 |  | N | N | [15 empty] | 1 | 2004 | N
56817 | Outagamie Clean Energy Project LLC | 54842 | Outagamie County Co-Generation Facility | WI | Outagamie | GEN1 | IC | RE | 0.8 | 0.8 | 0.8 |  | 9 | 1991 | BIT WDS: LFG; N Y: N; Y Y: N; Y N: N; S S: S |  | Y | IPP CHP | 3 |  | N | [16 empty] | 10 | 2006 | N
56817 | Outagamie Clean Energy Project LLC | 54842 | Outagamie County Co-Generation Facility | WI | Outagamie | GEN2 | IC | RE | 0.8 | 0.8 | 0.8 |  | 9 | 1991 | BIT WDS: LFG; N Y: N; Y Y: N; Y N: N; S S: S |  | Y | IPP CHP | 3 |  | N | [16 empty] | 10 | 2006 | N
56817 | Outagamie Clean Energy Project LLC | 54842 | Outagamie County Co-Generation Facility | WI | Outagamie | GEN3 | IC | RE | 0.8 | 0.8 | 0.8 |  | 9 | 1991 | BIT WDS: LFG; N Y: N; Y Y: N; Y N: N; S S: S |  | Y | IPP CHP | 3 |  | N | [16 empty] | 10 | 2006 | N
56825 | Oneida Energy Inc | 57503 | Oneida Energy | WI | Brown | CE2 | GT | IP | 1.5 | 1.5 | 1.5 |  |  |  | BIT WDS: NG; N Y: N; Y Y: Y; S S: S |  | N | IPP Non-CHP | 2 | [20 empty] | Y
56825 | Oneida Energy Inc | 57503 | Oneida Energy | WI | Brown | CE3 | GT | IP | 1.5 | 1.5 | 1.5 |  |  |  | BIT WDS: NG; N Y: N; Y Y: Y; S S: S |  | N | IPP Non-CHP | 2 | [20 empty] | Y
56833 | Central Ohio BioEnergy | 57513 | Central Ohio BioEnergy Plant #1 | OH | Franklin | COBE1 | IC | RE | 1 | 0.9 | 0.9 |  | 12 | 2010 | BIT WDS: OBG; N Y: N; Y Y: Y; S S: S |  | Y | Industrial CHP | 7 | T | [17 empty] | 11 | 2011 | N
56881 | Valley NG Power Company LLC | 3508 | Valley | TX | Fannin | 4 | ST | IP | 800 | 800 | 800 |  |  |  | BIT WDS: SUB; N Y: N; Y Y: Y; S S: S |  | N | IPP Non-CHP | 2 | [20 empty] | N
56884 | Big Brown Power Company LLC | 3497 | Big Brown | TX | Freestone | 3 | ST | IP | 800 | 800 | 800 |  |  |  | BIT WDS: SUB; N Y: N; Y Y: N; S S: S |  | N | IPP Non-CHP | 2 | [20 empty] | N | Y |  |  | Y
56905 | Algonquin Power Sanger LLC | 57564 | Algonquin Power Sanger LLC | CA | Fresno | STG | CA | RE | 12.5 | 12.5 | 12.5 |  | 11 | 1990 | BIT WDS: NG; N Y: N; Y Y: Y; S S: S |  | Y | IPP CHP | 3 |  | N | [16 empty] | 3 | 2012 | N
56938 | IPL FIT Monrovia I LLC | 57627 | IPL FIT Monrovia I LLC | IN | Morgan | GEN1 | WT | IP | 20 | 20 | 20 |  |  |  | BIT WDS: WND; N Y: N; Y Y: Y; S S: S | 10 | N | IPP Non-CHP | 2 | [20 empty] | N
56939 | Lexington Chenoa Wind Farm II LLC | 57622 | Lexington Chenoa Wind Farm II LLC | IL | McLean | GEN1 | WT | IP | 100 | 100 | 100 |  |  |  | BIT WDS: WND; N Y: N; Y Y: Y; S S: S | 56 | N | IPP Non-CHP | 2 | [20 empty] | N
56940 | Lexington Chenoa Wind Farm LLC | 57623 | Lexington Chenoa Wind Farm LLC | IL | McLean | GEN1 | WT | IP | 200 | 200 | 200 |  |  |  | BIT WDS: WND; N Y: N; Y Y: Y; S S: S | 111 | N | IPP Non-CHP | 2 | [20 empty] | N
56969 | FRV Mojave Solar LP | 57642 | FRV Mojave Solar Project | CA | Kern | FRV1 | PV | IP | 20 | 20 | 20 |  |  |  | BIT WDS: SUN; N Y: N; Y Y: Y; S S: S | 22 | N | IPP Non-CHP | 2 | [20 empty] | N
56972 | Vestas Towers America, Inc | 57643 | Vestas Towers America, Inc. | CO | Pueblo | V112 | WT | IP | 3 | 3 | 3 |  |  |  | BIT WDS: WND; N Y: N; Y Y: Y | 1 | N | Industrial Non-CHP | 6
57019 | Phillips 66 Sweeny IGCC | 57705 | Sweeny IGCC Plant | TX | Brazoria | SIGCC | CC | IP | 680 | 680 | 680 |  |  |  | BIT WDS: PC; N Y: N; Y Y: Y; S S: S |  | Y | IPP CHP | 3 |  | Y | [18 empty] | Y |  | Y | Y |  |  | Y
57031 | Beacon Power LLC | 58291 | Tehachapi Spindle | CA | Kern | TS1 | FW | IP | 20 | 20 | 20 |  |  |  | BIT WDS: MWH; N Y: N; Y Y: Y; S S: S |  | N | IPP Non-CHP | 2
57062 | Apex Power Contracting and Consulting | 56257 | Cytec 1, 2 & 3 | CT | New Haven | CY 1 | IC | RE | 1.8 | 1.8 | 1.8 |  | 1 | 2005 | BIT WDS: DFO; N Y: N; Y Y: N; Y N: Y; S S: S |  | N | Electric Utility | 1 | [18 empty] | 7 | 2011
57062 | Apex Power Contracting and Consulting | 56257 | Cytec 1, 2 & 3 | CT | New Haven | CY 2 | IC | RE | 1.8 | 1.8 | 1.8 |  | 1 | 2005 | BIT WDS: DFO; N Y: N; Y Y: N; Y N: Y; S S: S |  | N | Electric Utility | 1 | [18 empty] | 7 | 2011
57062 | Apex Power Contracting and Consulting | 56257 | Cytec 1, 2 & 3 | CT | New Haven | CY 3 | IC | RE | 1.8 | 1.8 | 1.8 |  | 1 | 2006 | BIT WDS: DFO; N Y: N; Y Y: N; Y N: Y; S S: S |  | N | Electric Utility | 1 | [18 empty] | 7 | 2011
57079 | Ameresco Butte County LLC | 57771 | Ameresco | CA | Butte | 1 | IC | IP | 2.3 | 2 | 2 |  |  |  | BIT WDS: LFG; N Y: N; Y Y: Y; S S: S |  | N | IPP Non-CHP | 2
57097 | Oak Grove Management Co LLC | 6180 | Oak Grove | TX | Robertson | 1 | ST | IP | 800.8 | 750 | 750 |  |  |  | BIT WDS: LIG; BIT RFO: NG; N Y: N; S S: S |  | N | IPP Non-CHP | 2 | [20 empty] | N
57097 | Oak Grove Management Co LLC | 6180 | Oak Grove | TX | Robertson | 2 | ST | IP | 800.8 | 750 | 750 |  |  |  | BIT WDS: LIG; BIT RFO: NG; N Y: N; S S: S |  | N | IPP Non-CHP | 2 | [20 empty] | N
57098 | Sandow Power Co LLC | 52071 | Sandow No 5 | TX | Milam | GEN1 | ST | RE | 121 | 121 | 124 |  | 12 | 1953 | LIG | DFO | NG |  |  |  | N | Y |  | S |  | N | IPP Non-CHP | 2 | [18 empty] | 12 | 2006 | N
57098 | Sandow Power Co LLC | 52071 | Sandow No 5 | TX | Milam | GEN2 | ST | RE | 121 | 121 | 124 |  | 2 | 1954 | LIG | DFO | NG |  |  |  | N | Y |  | S |  | N | IPP Non-CHP | 2 | [18 empty] | 12 | 2006 | N
57098 | Sandow Power Co LLC | 52071 | Sandow No 5 | TX | Milam | GEN3 | ST | RE | 121 | 121 | 124 |  | 7 | 1954 | LIG | DFO | NG |  |  |  | N | Y |  | S |  | N | IPP Non-CHP | 2 | [18 empty] | 12 | 2006 | N
57109 | St Joseph Energy Center LLC | 57794 | St Joseph Energy Center | IN | St Joseph | 1 | CC | IP | 670 | 642 | 670 |  |  |  | BIT WDS: NG; N Y: N; Y Y: Y; S S: S |  | N | IPP Non-CHP | 2 |  | Y | [18 empty] | N
57125 | Third Quadrant Energy LLC | 57731 | Grand View PV Solar One | ID | Elmore | 1 | PV | IP | 20 | 20 | 20 |  |  |  | BIT WDS: SUN; N Y: N; Y Y: Y; S S: S | 32 | N | IPP Non-CHP | 2 | [20 empty] | N
57129 | New Jersey Power Development LLC | 57814 | Old Bridge Clean Energy Center | NJ | Middlesex | GEN1 | CS | IP | 230 | 208 | 226 |  |  |  | BIT WDS: NG; BIT RFO: DFO; N Y: Y; Y Y: Y; S S: S | 2 | N | IPP Non-CHP | 2 |  | Y | [18 empty] | N
57129 | New Jersey Power Development LLC | 57814 | Old Bridge Clean Energy Center | NJ | Middlesex | GEN2 | CS | IP | 230 | 208 | 226 |  |  |  | BIT WDS: NG; BIT RFO: DFO; N Y: Y; Y Y: Y; S S: S | 2 | N | IPP Non-CHP | 2 |  | Y | [18 empty] | N
57151 | Celanese Acetate LLC | 52089 | Celanese Acetate LLC | VA | Giles | DEG1 | IC | RE | 2.6 | 2 | 2 |  | 8 | 1996 | BIT WDS: DFO; N Y: Y; Y Y: Y; S S: W |  | Y | Industrial CHP | 7 |  | N | [16 empty] | 12 | 2003 | N
57218 | L'Energia Energy | 54586 | L'Energia Energy Center | MA | Middlesex | V643 | CT | RE | 65.5 | 58 | 58 |  | 10 | 1992 | BIT WDS: NG; BIT RFO: DFO; N Y: Y; Y Y: Y; S S: S |  | N | IPP Non-CHP | 2 | [18 empty] | 12 | 2007 | N
57222 | California Pacific Electric Company | 6518 | Kings Beach | CA | Placer | 1 | IC | RE | 2.7 | 2.7 | 2.7 |  | 1 | 1969 | BIT WDS: DFO; N Y: N; Y Y: Y; S S: S |  | N | Electric Utility | 1 | [18 empty] | 3 | 2008
57222 | California Pacific Electric Company | 6518 | Kings Beach | CA | Placer | 2 | IC | RE | 2.7 | 2.7 | 2.7 |  | 1 | 1969 | BIT WDS: DFO; N Y: N; Y Y: Y; S S: S |  | N | Electric Utility | 1 | [18 empty] | 3 | 2008
57222 | California Pacific Electric Company | 6518 | Kings Beach | CA | Placer | 3 | IC | RE | 2.7 | 2.7 | 2.7 |  | 1 | 1969 | BIT WDS: DFO; N Y: N; Y Y: Y; S S: S |  | N | Electric Utility | 1 | [18 empty] | 3 | 2008
57222 | California Pacific Electric Company | 6518 | Kings Beach | CA | Placer | 4 | IC | RE | 2.7 | 2.7 | 2.7 |  | 1 | 1969 | BIT WDS: DFO; N Y: N; Y Y: Y; S S: S |  | N | Electric Utility | 1 | [18 empty] | 3 | 2008
57222 | California Pacific Electric Company | 6518 | Kings Beach | CA | Placer | 5 | IC | RE | 2.7 | 2.7 | 2.7 |  | 1 | 1969 | BIT WDS: DFO; N Y: N; Y Y: Y; S S: S |  | N | Electric Utility | 1 | [18 empty] | 3 | 2008
57222 | California Pacific Electric Company | 6518 | Kings Beach | CA | Placer | 6 | IC | RE | 2.7 | 2.7 | 2.7 |  | 1 | 1969 | BIT WDS: DFO; N Y: N; Y Y: Y; S S: S |  | N | Electric Utility | 1 | [18 empty] | 3 | 2008
57223 | Sycamore Energy 1 LLC | 10387 | Sycamore Energy 1 | CA | San Diego | 1 | GT | RE | 0.9 | 0.7 | 0.7 |  | 12 | 1989 | BIT WDS: LFG; BIT RFO: NG; N Y: N; Y Y: Y; S S: S |  | N | IPP Non-CHP | 2 |  | N | [16 empty] | 7 | 2010 | N
57223 | Sycamore Energy 1 LLC | 10387 | Sycamore Energy 1 | CA | San Diego | 2 | GT | RE | 0.9 | 0.7 | 0.7 |  | 12 | 1989 | BIT WDS: LFG; BIT RFO: NG; N Y: N; Y Y: Y; S S: S |  | N | IPP Non-CHP | 2 |  | N | [16 empty] | 11 | 2010 | N
57238 | Newby Island II LLC | 10389 | GRS Newby II | CA | Santa Clara | 1 | IC | RE | 1.1 | 1 | 1 |  | 12 | 1989 | BIT WDS: LFG; N Y: N; Y Y: Y; S S: S |  | N | IPP Non-CHP | 2 |  | N | [16 empty] | 1 | 2012
57238 | Newby Island II LLC | 10389 | GRS Newby II | CA | Santa Clara | 2 | IC | RE | 1.1 | 1 | 1 |  | 12 | 1989 | BIT WDS: LFG; N Y: N; Y Y: Y; S S: S |  | N | IPP Non-CHP | 2 |  | N | [16 empty] | 1 | 2012
57238 | Newby Island II LLC | 10389 | GRS Newby II | CA | Santa Clara | 3 | IC | RE | 1.1 | 1 | 1 |  | 12 | 1989 | BIT WDS: LFG; N Y: N; Y Y: Y; S S: S |  | N | IPP Non-CHP | 2 |  | N | [16 empty] | 1 | 2012
57280 | Eagle Creek RE LLC | 2633 | Swinging Bridge 1 | NY | Sullivan | SWI1 | HY | RE | 5 | 4.3 | 4.3 |  | 2 | 1930 | BIT WDS: WAT; N Y: N; Y Y: Y; S S: S |  | N | IPP Non-CHP | 2 |  | N | [16 empty] | 6 | 2006 | N
58190 | Bluestem LLC | 7771 | Springview | NE | Keya Paha | 1 | WT | RE | 0.7 | 0.7 | 0.7 |  | 10 | 1998 | BIT WDS: WND; N Y: N; Y Y: Y; S S: J | 1 | N | IPP Non-CHP | 2 |  | N | [16 empty] | 10 | 2007 | N
58190 | Bluestem LLC | 7771 | Springview | NE | Keya Paha | 2 | WT | RE | 0.7 | 0.7 | 0.7 |  | 10 | 1998 | BIT WDS: WND; N Y: N; Y Y: Y; S S: J | 1 | N | IPP Non-CHP | 2 |  | N | [16 empty] | 10 | 2007 | N
58371 | NextEra Blythe Solar Energy Center, LLC | 57273 | Blythe Solar Power Project | CA | Riverside | 1 | ST | IP | 273.4 | 232 | 242 |  |  |  | BIT WDS: SUN; N Y: N; Y Y: Y; S S: S |  | N | IPP Non-CHP | 2 | [20 empty] | N
58371 | NextEra Blythe Solar Energy Center, LLC | 57273 | Blythe Solar Power Project | CA | Riverside | 2 | ST | IP | 273.4 | 232 | 242 |  |  |  | BIT WDS: SUN; N Y: N; Y Y: Y; S S: S |  | N | IPP Non-CHP | 2 | [20 empty] | N
58371 | NextEra Blythe Solar Energy Center, LLC | 57273 | Blythe Solar Power Project | CA | Riverside | 3 | ST | IP | 273.4 | 232 | 242 |  |  |  | BIT WDS: SUN; N Y: N; Y Y: Y; S S: S |  | N | IPP Non-CHP | 2 | [20 empty] | N
58371 | NextEra Blythe Solar Energy Center, LLC | 57273 | Blythe Solar Power Project | CA | Riverside | 4 | ST | IP | 273.4 | 232 | 242 |  |  |  | BIT WDS: SUN; N Y: N; Y Y: Y; S S: S |  | N | IPP Non-CHP | 2 | [20 empty] | N

## FF1 2013
resp_name | resp_id | report_yr | report_prd | respondent_id | row_number | spplmnt_num | row_literal | plant1 | fuela1 | fuelb1 | fuelc1 | plant2 | fuela2 | fuelb2 | fuelc2 | plant3 | fuela3 | fuelb3 | fuelc3 | plant4 | fuela4 | fuelb4 | fuelc4 | plant5 | fuela5 | fuelb5 | fuelc5
[76 empty] | Arizona Public Service Co | Arizona Public Service Co | Arizona Public Service Co | Arizona Public Service Co | Arizona Public Service Co | Arizona Public Service Co | Arizona Public Service Co | Arizona Public Service Co | Arizona Public Service Co | Arizona Public Service Co | Arizona Public Service Co | Arizona Public Service Co | Arizona Public Service Co | Arizona Public Service Co | Arizona Public Service Co | Arizona Public Service Co | Arizona Public Service Co | Arizona Public Service Co | Arizona Public Service Co | Arizona Public Service Co | Arizona Public Service Co | Arizona Public Service Co | Arizona Public Service Co | Arizona Public Service Co | Arizona Public Service Co | Arizona Public Service Co | Arizona Public Service Co | Arizona Public Service Co | Arizona Public Service Co | Arizona Public Service Co | Arizona Public Service Co | Arizona Public Service Co | Arizona Public Service Co | Arizona Public Service Co | Arizona Public Service Co | Arizona Public Service Co | Arizona Public Service Co | Arizona Public Service Co | Arizona Public Service Co | Arizona Public Service Co | Arizona Public Service Co | Arizona Public Service Co | Arizona Public Service Co | Arizona Public Service Co | Arizona Public Service Co | Arizona Public Service Co | Arizona Public Service Co | Arizona Public Service Co | Arizona Public Service Co | Arizona Public Service Co | Arizona Public Service Co | Arizona Public Service Co | Arizona Public Service Co | Arizona Public Service Co | Arizona Public Service Co | Arizona Public Service Co | Arizona Public Service Co | Arizona Public Service Co | Arizona Public Service Co | Arizona Public Service Co | Arizona Public Service Co | Arizona Public Service Co | Arizona Public Service Co | Arizona Public Service Co | Arizona Public Service Co | Arizona Public Service Co | Arizona Public Service Co | Arizona Public Service Co | Arizona Public Service Co | Arizona Public Service Co | Arizona Public Service Co | Arizona Public Service Co | Arizona Public Service Co | Arizona Public Service Co | Arizona Public Service Co | Arizona Public Service Co | Arizona Public Service Co | Arizona Public Service Co | Arizona Public Service Co | Arizona Public Service Co | Arizona Public Service Co | Arizona Public Service Co | Arizona Public Service Co | Arizona Public Service Co | Arizona Public Service Co | Arizona Public Service Co | Arizona Public Service Co | Arizona Public Service Co | Arizona Public Service Co | Arizona Public Service Co | Arizona Public Service Co | Arizona Public Service Co | Arizona Public Service Co |  |  |  | Avista |  |  |  | Avista | [11 empty] | Avista | [11 empty] | Black Hills Power | [23 empty] | Black Hills Power |  |  |  | Black Hills Power | [19 empty] | Idaho Power Company |  |  |  | Idaho Power Company |  |  |  | Idaho Power Company |  |  |  | Nevada Power Company, d/b/a NV Energy | Nevada Power Company, d/b/a NV Energy | Nevada Power Company, d/b/a NV Energy | Nevada Power Company, d/b/a NV Energy | Nevada Power Company, d/b/a NV Energy | Nevada Power Company, d/b/a NV Energy | Nevada Power Company, d/b/a NV Energy | Nevada Power Company, d/b/a NV Energy | Nevada Power Company, d/b/a NV Energy | Nevada Power Company, d/b/a NV Energy | Nevada Power Company, d/b/a NV Energy | Nevada Power Company, d/b/a NV Energy | Nevada Power Company, d/b/a NV Energy | Nevada Power Company, d/b/a NV Energy | Nevada Power Company, d/b/a NV Energy | Nevada Power Company, d/b/a NV Energy | Nevada Power Company, d/b/a NV Energy | Nevada Power Company, d/b/a NV Energy | Nevada Power Company, d/b/a NV Energy | Nevada Power Company, d/b/a NV Energy | Nevada Power Company, d/b/a NV Energy | Nevada Power Company, d/b/a NV Energy | Nevada Power Company, d/b/a NV Energy | Nevada Power Company, d/b/a NV Energy | Nevada Power Company, d/b/a NV Energy | Nevada Power Company, d/b/a NV Energy | Nevada Power Company, d/b/a NV Energy | Nevada Power Company, d/b/a NV Energy | Nevada Power Company, d/b/a NV Energy | Nevada Power Company, d/b/a NV Energy | Nevada Power Company, d/b/a NV Energy | Nevada Power Company, d/b/a NV Energy | Nevada Power Company, d/b/a NV Energy | Nevada Power Company, d/b/a NV Energy | Nevada Power Company, d/b/a NV Energy | Nevada Power Company, d/b/a NV Energy | Nevada Power Company, d/b/a NV Energy | Nevada Power Company, d/b/a NV Energy | Nevada Power Company, d/b/a NV Energy | Nevada Power Company, d/b/a NV Energy | Nevada Power Company, d/b/a NV Energy | Nevada Power Company, d/b/a NV Energy | Nevada Power Company, d/b/a NV Energy | Nevada Power Company, d/b/a NV Energy | Nevada Power Company, d/b/a NV Energy | Nevada Power Company, d/b/a NV Energy | Nevada Power Company, d/b/a NV Energy | Nevada Power Company, d/b/a NV Energy | Nevada Power Company, d/b/a NV Energy | Nevada Power Company, d/b/a NV Energy | Nevada Power Company, d/b/a NV Energy | Nevada Power Company, d/b/a NV Energy | Nevada Power Company, d/b/a NV Energy | Nevada Power Company, d/b/a NV Energy | Nevada Power Company, d/b/a NV Energy | Nevada Power Company, d/b/a NV Energy | Nevada Power Company, d/b/a NV Energy | Nevada Power Company, d/b/a NV Energy | Nevada Power Company, d/b/a NV Energy | Nevada Power Company, d/b/a NV Energy | Nevada Power Company, d/b/a NV Energy | Nevada Power Company, d/b/a NV Energy | Nevada Power Company, d/b/a NV Energy | Nevada Power Company, d/b/a NV Energy | Nevada Power Company, d/b/a NV Energy | [79 empty] | PacifiCorp | [23 empty] | Public Service Company of New Mexico | Public Service Company of New Mexico | Public Service Company of New Mexico | Public Service Company of New Mexico | Public Service Company of New Mexico | Public Service Company of New Mexico | Public Service Company of New Mexico | Public Service Company of New Mexico | Public Service Company of New Mexico | Public Service Company of New Mexico | Public Service Company of New Mexico | Public Service Company of New Mexico | Public Service Company of New Mexico | Public Service Company of New Mexico | Public Service Company of New Mexico | Public Service Company of New Mexico | Public Service Company of New Mexico | Public Service Company of New Mexico | Public Service Company of New Mexico | Public Service Company of New Mexico | Public Service Company of New Mexico | Public Service Company of New Mexico | Public Service Company of New Mexico | Public Service Company of New Mexico | Public Service Company of New Mexico | Public Service Company of New Mexico | Public Service Company of New Mexico | Public Service Company of New Mexico | Public Service Company of New Mexico |  |  |  | Public Service Company of Colorado | Public Service Company of Colorado | Public Service Company of Colorado | Public Service Company of Colorado | Public Service Company of Colorado | Public Service Company of Colorado | Public Service Company of Colorado | Public Service Company of Colorado | Public Service Company of Colorado | Public Service Company of Colorado | Public Service Company of Colorado | Public Service Company of Colorado | Public Service Company of Colorado | Public Service Company of Colorado | Public Service Company of Colorado | Public Service Company of Colorado | Public Service Company of Colorado | Public Service Company of Colorado | Public Service Company of Colorado | Public Service Company of Colorado | Public Service Company of Colorado | Public Service Company of Colorado | Public Service Company of Colorado | Public Service Company of Colorado | Public Service Company of Colorado | Public Service Company of Colorado | Public Service Company of Colorado | Public Service Company of Colorado | Public Service Company of Colorado | Public Service Company of Colorado | Public Service Company of Colorado | Public Service Company of Colorado | Public Service Company of Colorado | Public Service Company of Colorado | Public Service Company of Colorado | Public Service Company of Colorado | Public Service Company of Colorado | Public Service Company of Colorado | Public Service Company of Colorado | Public Service Company of Colorado | Public Service Company of Colorado | Public Service Company of Colorado | Public Service Company of Colorado | Public Service Company of Colorado | Public Service Company of Colorado | Public Service Company of Colorado | Public Service Company of Colorado | Public Service Company of Colorado | Public Service Company of Colorado | Public Service Company of Colorado | Public Service Company of Colorado | Public Service Company of Colorado | Public Service Company of Colorado | Public Service Company of Colorado | Public Service Company of Colorado | Public Service Company of Colorado | Public Service Company of Colorado | Public Service Company of Colorado | Public Service Company of Colorado | Public Service Company of Colorado | Public Service Company of Colorado | Public Service Company of Colorado | Public Service Company of Colorado | Public Service Company of Colorado | Public Service Company of Colorado |  |  |  | Puget Sound Energy, Inc. | Puget Sound Energy, Inc. | Puget Sound Energy, Inc. | Puget Sound Energy, Inc. | Puget Sound Energy, Inc. | Puget Sound Energy, Inc. | Puget Sound Energy, Inc. | Puget Sound Energy, Inc. | Puget Sound Energy, Inc. | Puget Sound Energy, Inc. | Puget Sound Energy, Inc. | Puget Sound Energy, Inc. | Puget Sound Energy, Inc. | Puget Sound Energy, Inc. | Puget Sound Energy, Inc. | Puget Sound Energy, Inc. | Puget Sound Energy, Inc. | Puget Sound Energy, Inc. | Puget Sound Energy, Inc. | Puget Sound Energy, Inc. | Puget Sound Energy, Inc. | Puget Sound Energy, Inc. | Puget Sound Energy, Inc. | Puget Sound Energy, Inc. | Puget Sound Energy, Inc. | Puget Sound Energy, Inc. | Puget Sound Energy, Inc. | Puget Sound Energy, Inc. | Puget Sound Energy, Inc. | Puget Sound Energy, Inc. | Puget Sound Energy, Inc. | Puget Sound Energy, Inc. | Puget Sound Energy, Inc. | Puget Sound Energy, Inc. | Puget Sound Energy, Inc. | Puget Sound Energy, Inc. | Puget Sound Energy, Inc. | Puget Sound Energy, Inc. | Puget Sound Energy, Inc. | Puget Sound Energy, Inc. | Puget Sound Energy, Inc. | Puget Sound Energy, Inc. | Puget Sound Energy, Inc. | Puget Sound Energy, Inc. | Puget Sound Energy, Inc. | Puget Sound Energy, Inc. | Puget Sound Energy, Inc. | Puget Sound Energy, Inc. | Puget Sound Energy, Inc. | Puget Sound Energy, Inc. | Puget Sound Energy, Inc. | Puget Sound Energy, Inc. | Puget Sound Energy, Inc. | Puget Sound Energy, Inc. | Puget Sound Energy, Inc. | Puget Sound Energy, Inc. | Puget Sound Energy, Inc. |  |  |  | Sierra Pacific Power Company, d/b/a NV Energy | Sierra Pacific Power Company, d/b/a NV Energy | Sierra Pacific Power Company, d/b/a NV Energy | Sierra Pacific Power Company, d/b/a NV Energy | Sierra Pacific Power Company, d/b/a NV Energy | Sierra Pacific Power Company, d/b/a NV Energy | Sierra Pacific Power Company, d/b/a NV Energy | Sierra Pacific Power Company, d/b/a NV Energy | Sierra Pacific Power Company, d/b/a NV Energy | Sierra Pacific Power Company, d/b/a NV Energy | Sierra Pacific Power Company, d/b/a NV Energy | Sierra Pacific Power Company, d/b/a NV Energy | Sierra Pacific Power Company, d/b/a NV Energy | Sierra Pacific Power Company, d/b/a NV Energy | Sierra Pacific Power Company, d/b/a NV Energy | Sierra Pacific Power Company, d/b/a NV Energy | Sierra Pacific Power Company, d/b/a NV Energy | Sierra Pacific Power Company, d/b/a NV Energy | Sierra Pacific Power Company, d/b/a NV Energy | Sierra Pacific Power Company, d/b/a NV Energy | Sierra Pacific Power Company, d/b/a NV Energy | Sierra Pacific Power Company, d/b/a NV Energy | Sierra Pacific Power Company, d/b/a NV Energy | Sierra Pacific Power Company, d/b/a NV Energy | Sierra Pacific Power Company, d/b/a NV Energy | Sierra Pacific Power Company, d/b/a NV Energy | Sierra Pacific Power Company, d/b/a NV Energy | Sierra Pacific Power Company, d/b/a NV Energy | Southwestern Public Service Company | Southwestern Public Service Company | Southwestern Public Service Company | Southwestern Public Service Company | Southwestern Public Service Company | Southwestern Public Service Company | Southwestern Public Service Company | Southwestern Public Service Company | Southwestern Public Service Company | Southwestern Public Service Company | Southwestern Public Service Company | Southwestern Public Service Company | Southwestern Public Service Company | Southwestern Public Service Company | Southwestern Public Service Company | Southwestern Public Service Company | Southwestern Public Service Company | Southwestern Public Service Company | Southwestern Public Service Company | Southwestern Public Service Company | Southwestern Public Service Company | Southwestern Public Service Company | Southwestern Public Service Company | Southwestern Public Service Company | Southwestern Public Service Company | Southwestern Public Service Company | Southwestern Public Service Company | Southwestern Public Service Company | Southwestern Public Service Company | Southwestern Public Service Company | Southwestern Public Service Company | Southwestern Public Service Company | Southwestern Public Service Company | Southwestern Public Service Company | Southwestern Public Service Company | Southwestern Public Service Company | Southwestern Public Service Company | Southwestern Public Service Company | Southwestern Public Service Company | Southwestern Public Service Company | Southwestern Public Service Company | Southwestern Public Service Company | Southwestern Public Service Company | Southwestern Public Service Company | Southwestern Public Service Company | Southwestern Public Service Company | Southwestern Public Service Company | Southwestern Public Service Company | Southwestern Public Service Company |  |  |  | Tucson Electric Power Company | Tucson Electric Power Company | Tucson Electric Power Company | Tucson Electric Power Company | Tucson Electric Power Company | Tucson Electric Power Company | Tucson Electric Power Company | Tucson Electric Power Company | Tucson Electric Power Company | Tucson Electric Power Company | Tucson Electric Power Company | Tucson Electric Power Company | Tucson Electric Power Company | Tucson Electric Power Company | Tucson Electric Power Company | Tucson Electric Power Company | Tucson Electric Power Company | Tucson Electric Power Company | Tucson Electric Power Company | Tucson Electric Power Company | Tucson Electric Power Company | Tucson Electric Power Company | Tucson Electric Power Company | Tucson Electric Power Company | Tucson Electric Power Company | Tucson Electric Power Company | Tucson Electric Power Company | Tucson Electric Power Company | Tucson Electric Power Company | Tucson Electric Power Company | Tucson Electric Power Company | Tucson Electric Power Company | Tucson Electric Power Company | Tucson Electric Power Company |  |  | MDU Resources Group, Inc. | MDU Resources Group, Inc. | MDU Resources Group, Inc. | MDU Resources Group, Inc. | MDU Resources Group, Inc. | MDU Resources Group, Inc. | MDU Resources Group, Inc. | MDU Resources Group, Inc. | MDU Resources Group, Inc. | MDU Resources Group, Inc. | MDU Resources Group, Inc. | MDU Resources Group, Inc. | MDU Resources Group, Inc. | MDU Resources Group, Inc. | MDU Resources Group, Inc. | MDU Resources Group, Inc. | MDU Resources Group, Inc. | MDU Resources Group, Inc. | MDU Resources Group, Inc. | MDU Resources Group, Inc. | MDU Resources Group, Inc. | MDU Resources Group, Inc. | MDU Resources Group, Inc. | MDU Resources Group, Inc. | MDU Resources Group, Inc. | MDU Resources Group, Inc. | MDU Resources Group, Inc.
Arizona Public Service Company | 7 | 2013 | 12 | 0 | -1 | 0 | Plant Name | Cholla 1 | [7 empty] | Cholla 2 | [7 empty] | Cholla 3 | [7 empty] | Four Corners 1 |  |  |  | Four Corners 2 |  |  |  | Four Corners 3 |  |  |  | Four Corners 4 |  |  |  | Four Corners 5 |  |  |  | Ocotillo 1 |  |  |  | Ocotillo 2 |  |  |  | Saguaro 1 |  |  |  | Saguaro 2 |  |  |  | Navajo |  |  |  | Yucca 1 |  |  |  | Yucca 2 |  |  |  | Yucca 3 |  |  |  | Yucca 4 |  |  |  | Yucca 5 |  |  |  | Yucca 6 |  |  |  | Douglas |  |  |  | Saguaro 1 |  |  |  | Saguaro 2 |  |  |  | Saguaro 3 |  |  |  | Ocotillo 1 |  |  |  | Ocotillo 2 |  |  |  | West Phoenix 1 |  |  |  | West Phoenix 2 |  |  |  | Sundance |  |  |  | West Phoenix 1 |  |  |  | West Phoenix 2 |  |  |  | West Phoenix 3 |  |  |  | West Phoenix 4 |  |  |  | West Phoenix 5 |  |  |  | Redhawk 1 |  |  |  | Redhawk 2 |  |  |  | Palo Verde 1 |  |  |  | Palo Verde 2 |  |  |  | Palo Verde 3 |  |  |  | Coyote Springs 2 |  |  |  | Spokane N.E. |  |  |  | Kettle Falls |  |  |  | Colstrip |  |  |  | Rathdrum |  |  |  | Boulder Park |  |  |  | Ben French Station |  |  |  | Ben French Station |  |  |  | Ben French Station |  |  |  | Neil Simpson Unit 1 |  |  |  | Neil Simpson Unit 2 |  |  |  | Osage |  |  |  | Wyodak-BHP 20% Share |  |  |  | Neil Simpson CT #1 |  |  |  | Lange CT Facility |  |  |  | Wygen III |  |  |  | Jim Bridger |  |  |  | Boardman |  |  |  | Valmy |  |  |  | Danskin |  |  |  | Bennett Mountain |  |  |  | Langley Gulch |  |  |  | Clark 1,2,3 |  |  |  | Sunrise 1 |  |  |  | Reid Gardner 1,2,3 |  |  |  | Mohave 1 & 2 |  |  |  | Navajo 1,2,3 |  |  |  | Clark 4 |  |  |  | Sunrise 2 |  |  |  | Sun Peak 3, 4, 5 |  |  |  | Reid Gardner 4 |  |  |  | Clark 5,6,7,8,9,10 |  |  |  | Harry Allen 3 |  |  |  | Lenzie 1 & 2 |  |  |  | Silverhawk |  |  |  | Harry Allen 4 |  |  |  | Clark Peakers 11-22 |  |  |  | Higgins |  |  |  | Harry Allen 5,6,7 |  |  |  | Carbon |  |  |  | Cholla |  |  |  | Colstrip |  |  |  | Craig |  |  |  | Dave Johnston |  |  |  | Hayden |  |  |  | Hunter Unit No. 1 |  |  |  | Hunter Unit No. 2 |  |  |  | Hunter Unit No. 3 |  |  |  | Hunter - Total Plant |  |  |  | Huntington |  |  |  | Jim Bridger |  |  |  | Naughton |  |  |  | Wyodak |  |  |  | Gadsby Steam |  |  |  | Hermiston |  |  |  | Blundell |  |  |  | Camas Co-Gen |  |  |  | Chehalis |  |  |  | Gadsby Peakers |  |  |  | Currant Creek |  |  |  | Lake Side |  |  |  | 0 | [11 empty] | San Juan |  |  |  | Four Corners (1) |  |  |  | Reeves |  |  |  | Las Vegas |  |  |  | Palo Verde (1) |  |  |  | Lordsburg Turbine |  |  |  | Afton Turbine |  |  |  | Luna |  |  |  | Arapahoe |  |  |  | Cameo |  |  |  | Cherokee |  |  |  | Comanche |  |  |  | Craig |  |  |  | Hayden |  |  |  | Pawnee |  |  |  | Valmont 5 |  |  |  | Zuni |  |  |  | Alamosa |  |  |  | Fort Lupton |  |  |  | Fruita |  |  |  | Valmont 6 |  |  |  | Fort St. Vrain 1-4 |  |  |  | Fort St. Vrain 5-6 |  |  |  | Blue Spruce |  |  |  | Rocky Mountain |  |  |  | COLSTRIP 1 & 2 |  |  |  | COLSTRIP 3 & 4 |  |  |  | ENCOGEN |  |  |  | FREDERICKSON 1 |  |  |  | GOLDENDALE |  |  |  | MINT FARM |  |  |  | SUMAS |  |  |  | FERNDALE |  |  |  | WHITEHORN |  |  |  | FREDERICKSON |  |  |  | FREDONIA 1&2 |  |  |  | FREDONIA 3&4 |  |  |  | WILD HORSE |  |  |  | HOPKINS RIDGE |  |  |  | LOWER SNAKE RIVER |  |  |  | FT CHURCHILL 1, 2 |  |  |  | VALMY 1, 2 |  |  |  | CLARK MOUNTAIN 3-4 |  |  |  | TRACY 1,2,3 | [7 empty] | TRACY 4&5-PIÑON PINE |  |  |  | TRACY 8-10 |  |  |  | Jones Gas |  |  |  | Maddox Gas |  |  |  | Cunningham Gas Turbs |  |  |  | Plant X |  |  |  | Tolk Station |  |  |  | Jones Station |  |  |  | Moore County |  |  |  | Nichols Station |  |  |  | Harrington Station |  |  |  | Carlsbad Gas |  |  |  | Cunningham Steam |  |  |  | Maddox Steam |  |  |  | Quay County |  |  |  | Sundt |  |  |  | Springerville |  |  |  | San Juan |  |  |  | Four Corners |  |  |  | Navajo |  |  |  | Sundt (Gas) |  |  |  | Demoss Petrie |  |  |  | North Loop |  |  |  | Luna |  |  |  | R.M. Heskett |  |  |  | Lewis & Clark |  |  |  | Miles City |  |  |  | Big Stone |  |  |  | WY Gen III |  |  |  | Glendive |  |  |  | Coyote
Arizona Public Service Company | 7 | 2013 | 12 | 0 | 1 | 0 | Kind of Plant (Internal Comb, Gas Turb, Nuclear | Steam | [7 empty] | Steam | [7 empty] | Steam | [7 empty] | Steam |  |  |  | Steam |  |  |  | Steam |  |  |  | Steam |  |  |  | Steam |  |  |  | Steam |  |  |  | Steam |  |  |  | Steam |  |  |  | Steam |  |  |  | Steam Units 1,2,3 |  |  |  | Comb. Turbine |  |  |  | Comb. Turbine |  |  |  | Comb. Turbine |  |  |  | Comb. Turbine |  |  |  | Comb. Turbine |  |  |  | Comb. Turbine |  |  |  | Comb. Turbine |  |  |  | Comb. Turbine |  |  |  | Comb. Turbine |  |  |  | Comb. Turbine |  |  |  | Comb. Turbine |  |  |  | Comb. Turbine |  |  |  | Comb. Turbine |  |  |  | Comb. Turbine |  |  |  | Comb. Turbine |  |  |  | Combined Cycle |  |  |  | Combined Cycle |  |  |  | Combined Cycle |  |  |  | Combined Cycle |  |  |  | Combined Cycle |  |  |  | Combined Cycle |  |  |  | Combined Cycle |  |  |  | Nuclear |  |  |  | Nuclear |  |  |  | Nuclear |  |  |  | Gas Turbine |  |  |  | Gas Turbine |  |  |  | Steam |  |  |  | Steam |  |  |  | Gas Turbine |  |  |  | Internal Comb |  |  |  | Steam |  |  |  | Gas Turbine |  |  |  | Internal Combustion |  |  |  | Steam |  |  |  | Steam |  |  |  | Steam |  |  |  | Steam |  |  |  | Gas Turbine #1 |  |  |  | Gas Turbine #1 |  |  |  | Steam |  |  |  | Steam |  |  |  | Steam |  |  |  | Steam |  |  |  | Gas Turbine |  |  |  | Gas Turbine |  |  |  | Gas Turbine | [11 empty] | Steam | [7 empty] | Steam |  |  |  | Gas Turbine |  |  |  | retired |  |  |  | Gas Turbine |  |  |  | Steam |  |  |  | Steam/Gas Turbine |  |  |  | Gas Turbine |  |  |  | CTG/Steam-Gas |  |  |  | CTG/Steam -Gas |  |  |  | GTG/Gas |  |  |  | GT |  |  |  | CTG/Steam-Gas |  |  |  | CTG/Steam-Gas |  |  |  | Steam |  |  |  | Steam |  |  |  | Steam |  |  |  | Steam |  |  |  | Steam |  |  |  | Steam |  |  |  | Steam |  |  |  | Steam |  |  |  | Steam |  |  |  | Steam |  |  |  | Steam |  |  |  | Steam |  |  |  | Steam |  |  |  | Steam |  |  |  | Steam |  |  |  | Combined Cycle |  |  |  | Steam - Geothermal |  |  |  | Steam |  |  |  | Combined Cycle |  |  |  | Gas Turbine |  |  |  | Combined Cycle |  |  |  | Combined Cycle |  |  |  | 0 | [11 empty] | Steam |  |  |  | Steam |  |  |  | Steam |  |  |  | Gas Turbine |  |  |  | Nuclear |  |  |  | Gas Turbine |  |  |  | Steam |  |  |  | Steam |  |  |  | Steam | [7 empty] | Steam-Internal Comb |  |  |  | Steam |  |  |  | Steam |  |  |  | Steam |  |  |  | Steam |  |  |  | Steam |  |  |  | Steam |  |  |  | Combustion Turbine |  |  |  | Combustion Turbine |  |  |  | Combustion Turbine |  |  |  | Combustion Turbine |  |  |  | Combined Cycle |  |  |  | Combustion Turbine |  |  |  | Combustion Turbine |  |  |  | Combustion Turbine |  |  |  | Steam |  |  |  | Steam |  |  |  | Combined Cycle |  |  |  | Combined Cycle |  |  |  | Combined Cycle |  |  |  | Combined Cycle |  |  |  | Combined Cycle |  |  |  | Combined Cycle |  |  |  | Gas Turbine |  |  |  | Gas Turbine |  |  |  | Gas Turbine |  |  |  | Gas Turbine |  |  |  | Wind Turbine |  |  |  | Wind Turbine |  |  |  | Wind Turbine |  |  |  | STEAM |  |  |  | STEAM |  |  |  | COMBUSTION AND GAS |  |  |  | STEAM | [7 empty] | GAS TURBINE |  |  |  | GAS TURBINE |  |  |  | Gas Turbine |  |  |  | Gas Turbine |  |  |  | Gas Turbine |  |  |  | Steam |  |  |  | Steam |  |  |  | Steam |  |  |  | Steam |  |  |  | Steam |  |  |  | Steam |  |  |  | Gas Turbine |  |  |  | Steam |  |  |  | Steam |  |  |  | Gas Turbine |  |  |  | Steam |  |  |  | Steam |  |  |  | Steam |  |  |  | Steam |  |  |  | Steam |  |  |  | Gas Turbine |  |  |  | Gas Turbine |  |  |  | Gas Turbine |  |  |  | Gas Turbine |  |  |  | Steam |  |  |  | Steam |  |  |  | Gas Turbine |  |  |  | Steam |  |  |  | Steam |  |  |  | Gas Turbine |  |  |  | Steam
Arizona Public Service Company | 7 | 2013 | 12 | 0 | 2 | 0 | Type of Constr (Conventional, Outdoor, Boiler, etc) | Over 50% Outdoor | [7 empty] | Over 50% Outdoor | [7 empty] | Over 50% Outdoor | [7 empty] | Over 50% Outdoor |  |  |  | Over 50% Outdoor |  |  |  | Over 50% Outdoor |  |  |  | Over 50% Outdoor |  |  |  | Over 50% Outdoor |  |  |  | Over 50% Outdoor |  |  |  | Over 50% Outdoor |  |  |  | Over 50% Outdoor |  |  |  | Over 50% Outdoor |  |  |  | Over 50% Outdoor |  |  |  | Over 50% Outdoor |  |  |  | Over 50% Outdoor |  |  |  | Over 50% Outdoor |  |  |  | Over 50% Outdoor |  |  |  | Over 50% Outdoor |  |  |  | Over 50% Outdoor |  |  |  | Over 50% Outdoor |  |  |  | Over 50% Outdoor |  |  |  | Over 50% Outdoor |  |  |  | Over 50% Outdoor |  |  |  | Over 50% Outdoor |  |  |  | Over 50% Outdoor |  |  |  | Over 50% Outdoor |  |  |  | Over 50% Outdoor |  |  |  | Over 50% Outdoor |  |  |  | Over 50% Outdoor |  |  |  | Over 50% Outdoor |  |  |  | Over 50% Outdoor |  |  |  | Over 50% Outdoor |  |  |  | Over 50% Outdoor |  |  |  | Over 50% Outdoor |  |  |  | Over 50% Outdoor |  |  |  | Under 50% Outdoor |  |  |  | Under 50% Outdoor |  |  |  | Under 50% Outdoor |  |  |  | Not Applicable |  |  |  | Not Applicable |  |  |  | Conventional |  |  |  | Conventional |  |  |  | Not Applicable |  |  |  | Conventional |  |  |  | Outdoor Boiler |  |  |  | Conventional |  |  |  | Conventional |  |  |  | Conventional |  |  |  | Conventional |  |  |  | Conventional |  |  |  | Conventional |  |  |  | Conventional |  |  |  | Conventional |  |  |  | Conventional |  |  |  | Semi-Outdoor Boiler |  |  |  | Conventional |  |  |  | Outdoor |  |  |  | Conventional |  |  |  | Conventional |  |  |  | Conventional | [11 empty] | Conv-OB | [7 empty] | Conv-B |  |  |  | Conv-B | [7 empty] | Full Outdoor |  |  |  | Conv-OB |  |  |  | Conv-OB |  |  |  | Full Outdoor |  |  |  | Conv- OB |  |  |  | Conv- OB |  |  |  | Full Outdoor |  |  |  | Full Outdoor |  |  |  | Full Outdoor |  |  |  | Conv -OB |  |  |  | Outdoor Boiler |  |  |  | Full Outdoor |  |  |  | Conventional |  |  |  | Outdoor Boiler |  |  |  | Semi-Outdoor |  |  |  | Outdoor Boiler |  |  |  | Outdoor Boiler |  |  |  | Outdoor Boiler |  |  |  | Outdoor Boiler |  |  |  | Outdoor Boiler |  |  |  | Outdoor Boiler |  |  |  | Semi-Outdoor |  |  |  | Outdoor Boiler |  |  |  | Conventional |  |  |  | Outdoor |  |  |  | Outdoor |  |  |  | Indoor |  |  |  | Outdoor Boiler |  |  |  | Outdoor |  |  |  | Outdoor |  |  |  | Outdoor |  |  |  | Outdoor |  |  |  | 0 | [11 empty] | Conventional |  |  |  | Outdoor |  |  |  | Conventional Outdoor |  |  |  | Full Outdoor |  |  |  | Conventional |  |  |  | Full Outdoor |  |  |  | Full Outdoor |  |  |  | Full Outdoor |  |  |  | Outdoor Boiler | [7 empty] | Outdoor Boiler |  |  |  | Outdoor Boiler |  |  |  | Conventional |  |  |  | Conventional |  |  |  | Outdoor Boiler |  |  |  | Outdoor Boiler |  |  |  | 1 Out Boil 2 Conv |  |  |  | Outdoor (Auto Oper) |  |  |  | Outdoor (Auto Oper) |  |  |  | Outdoor (Auto Oper) |  |  |  | Outdoor (Auto Oper) |  |  |  | Outdoor (Auto Oper) |  |  |  | Outdoor (Auto Oper) |  |  |  | Outdoor (Auto oper.) |  |  |  | Outdoor (Auto oper.) |  |  |  | Semi-Outdoor |  |  |  | Semi-Outdoor |  |  |  | Outdoor |  |  |  | Outdoor |  |  |  | Outdoor |  |  |  | Outdoor |  |  |  | Outdoor |  |  |  | Outdoor |  |  |  | Outdoor |  |  |  | Outdoor |  |  |  | Outdoor |  |  |  | Outdoor |  |  |  | Outdoor |  |  |  | Outdoor |  |  |  | Outdoor |  |  |  | OUTDOOR |  |  |  | OUTDOOR |  |  |  | CONVENTIONAL |  |  |  | OUTDOOR | [7 empty] | CONVENTIONAL |  |  |  | CONVENTIONAL | [15 empty] | Outside Boiler |  |  |  | Outside Boiler |  |  |  | Conventional |  |  |  | Outside Boiler |  |  |  | Conventional |  |  |  | Outside Boiler | [7 empty] | Outside Boiler |  |  |  | Outside Boiler | [7 empty] | Conventional |  |  |  | Conventional |  |  |  | Full Outdoors |  |  |  | Full Outdoors |  |  |  | Full Outdoors |  |  |  | Full Outdoors |  |  |  | Full Outdoors |  |  |  | Full Outdoors |  |  |  | Full Outdoors |  |  |  | Outdoor Boiler |  |  |  | Outdoor Boiler |  |  |  | Conventional |  |  |  | Conventional |  |  |  | Conventional |  |  |  | Conventional |  |  |  | Conventional
Arizona Public Service Company | 7 | 2013 | 12 | 0 | 3 | 0 | Year Originally Constructed | 1962 | [7 empty] | 1978 | [7 empty] | 1980 | [7 empty] | 1963 |  |  |  | 1963 |  |  |  | 1964 |  |  |  | 1969 |  |  |  | 1969 |  |  |  | 1960 |  |  |  | 1960 |  |  |  | 1954 |  |  |  | 1955 |  |  |  | 1974 |  |  |  | 1971 |  |  |  | 1971 |  |  |  | 1973 |  |  |  | 1974 |  |  |  | 2007 |  |  |  | 2007 |  |  |  | 1972 |  |  |  | 1972 |  |  |  | 1973 |  |  |  | 2002 |  |  |  | 1972 |  |  |  | 1973 |  |  |  | 1972 |  |  |  | 1973 |  |  |  | 2002 |  |  |  | 1976 |  |  |  | 1976 |  |  |  | 1976 |  |  |  | 2001 |  |  |  | 2003 |  |  |  | 2002 |  |  |  | 2002 |  |  |  | 1986 |  |  |  | 1986 |  |  |  | 1988 |  |  |  | 2003 |  |  |  | 1978 |  |  |  | 1983 |  |  |  | 1984 |  |  |  | 1995 |  |  |  | 2002 |  |  |  | 1960 |  |  |  | 1977 |  |  |  | 1965 |  |  |  | 1969 |  |  |  | 1995 |  |  |  | 1948 |  |  |  | 1978 |  |  |  | 2000 |  |  |  | 2000 |  |  |  | 2010 |  |  |  | 1974 |  |  |  | 1980 |  |  |  | 1981 |  |  |  | 2001 |  |  |  | 2005 |  |  |  | 2012 | [11 empty] | 1965 | [7 empty] | 1974 |  |  |  | 1973 | [7 empty] | 1991 |  |  |  | 1983 |  |  |  | 1979 |  |  |  | 1995 |  |  |  | 2005 |  |  |  | 2004 |  |  |  | 2006 |  |  |  | 2008 |  |  |  | 2002 |  |  |  | 2011 |  |  |  | 1954 |  |  |  | 1981 |  |  |  | 1984 |  |  |  | 1979 |  |  |  | 1959 |  |  |  | 1965 |  |  |  | 1978 |  |  |  | 1980 |  |  |  | 1983 |  |  |  | 1978 |  |  |  | 1974 |  |  |  | 1974 |  |  |  | 1963 |  |  |  | 1978 |  |  |  | 1951 |  |  |  | 1996 |  |  |  | 1984 |  |  |  | 1996 |  |  |  | 2003 |  |  |  | 2002 |  |  |  | 2005 |  |  |  | 2007 |  |  |  | 0 | [11 empty] | 1973 |  |  |  | 1969 |  |  |  | 1958 |  |  |  | 1973 |  |  |  | 1986 |  |  |  | 2001 |  |  |  | 2001 |  |  |  | 2006 |  |  |  | 1950 | [7 empty] | 1957 |  |  |  | 1973 |  |  |  | 1979 |  |  |  | 1965 |  |  |  | 1981 |  |  |  | 1964 |  |  |  | 1948 |  |  |  | 1973 |  |  |  | 1972 |  |  |  | 1973 |  |  |  | 1973 |  |  |  | 1972 |  |  |  | 2009 |  |  |  | 2003 |  |  |  | 2004 |  |  |  | 1975 |  |  |  | 1984 |  |  |  | 1993 |  |  |  | 2002 |  |  |  | 2004 |  |  |  | 2007 |  |  |  | 1993 |  |  |  | 1994 |  |  |  | 1981 |  |  |  | 1981 |  |  |  | 1984 |  |  |  | 2001 |  |  |  | 2006 |  |  |  | 2005 |  |  |  | 2012 |  |  |  | 1968 |  |  |  | 1981 |  |  |  | 1994 |  |  |  | 1963 | [7 empty] | 1996 |  |  |  | 2008 |  |  |  | 2011 |  |  |  | 1976 |  |  |  | 1998 |  |  |  | 1952 |  |  |  | 1982 |  |  |  | 1971 |  |  |  | 1938 |  |  |  | 1960 |  |  |  | 1976 |  |  |  | 1977 |  |  |  | 1957 |  |  |  | 1967 |  |  |  | 2013 |  |  |  | 1958 |  |  |  | 1985 |  |  |  | 1973 |  |  |  | 1969 |  |  |  | 1974 |  |  |  | 1972 |  |  |  | 2001 |  |  |  | 1972 |  |  |  | 2006 |  |  |  | 1954 |  |  |  | 1958 |  |  |  | 1972 |  |  |  | 1975 |  |  |  | 2010 |  |  |  | 1979 |  |  |  | 1981
Arizona Public Service Company | 7 | 2013 | 12 | 0 | 4 | 0 | Year Last Unit was Installed | 1981 | [7 empty] | 1981 | [7 empty] | 1981 | [7 empty] | 1970 |  |  |  | 1970 |  |  |  | 1970 |  |  |  | 1970 |  |  |  | 1970 |  |  |  | 1960 |  |  |  | 1960 |  |  |  | 1955 |  |  |  | 1955 |  |  |  | 1976 |  |  |  | 2008 |  |  |  | 2008 |  |  |  | 2008 |  |  |  | 2008 |  |  |  | 2008 |  |  |  | 2008 |  |  |  | 1972 |  |  |  | 2002 |  |  |  | 2002 |  |  |  | 2002 |  |  |  | 1973 |  |  |  | 1973 |  |  |  | 1973 |  |  |  | 1973 |  |  |  | 2002 |  |  |  | 2003 |  |  |  | 2003 |  |  |  | 2003 |  |  |  | 2003 |  |  |  | 2003 |  |  |  | 2002 |  |  |  | 2002 |  |  |  | 1988 |  |  |  | 1988 |  |  |  | 1988 |  |  |  | 2003 |  |  |  | 1978 |  |  |  | 1983 |  |  |  | 1985 |  |  |  | 1995 |  |  |  | 2002 |  |  |  | 1960 |  |  |  | 1979 |  |  |  | 1965 |  |  |  | 1969 |  |  |  | 1995 |  |  |  | 1952 |  |  |  | 1978 |  |  |  | 2000 |  |  |  | 2000 |  |  |  | 2010 |  |  |  | 1979 |  |  |  | 1980 |  |  |  | 1985 |  |  |  | 2008 |  |  |  | 2005 |  |  |  | 2012 | [11 empty] | 1976 | [7 empty] | 1976 |  |  |  | 1973 | [7 empty] | 1991 |  |  |  | 1983 |  |  |  | 1994 |  |  |  | 1995 |  |  |  | 2006 |  |  |  | 2004 |  |  |  | 2006 |  |  |  | 2008 |  |  |  | 2002 |  |  |  | 2011 |  |  |  | 1957 |  |  |  | 1981 |  |  |  | 1986 |  |  |  | 1980 |  |  |  | 1972 |  |  |  | 1976 |  |  |  | 1978 |  |  |  | 1980 |  |  |  | 1983 |  |  |  | 1983 |  |  |  | 1977 |  |  |  | 1979 |  |  |  | 1971 |  |  |  | 1978 |  |  |  | 1955 |  |  |  | 1996 |  |  |  | 2007 |  |  |  | 1996 |  |  |  | 2003 |  |  |  | 2002 |  |  |  | 2006 |  |  |  | 2007 |  |  |  | 0 | [11 empty] | 1982 |  |  |  | 1970 |  |  |  | 1962 |  |  |  | 1973 |  |  |  | 1988 |  |  |  | 2002 |  |  |  | 2002 |  |  |  | 2006 |  |  |  | 1955 | [7 empty] | 1968 |  |  |  | 2010 |  |  |  | 1980 |  |  |  | 1976 |  |  |  | 1981 |  |  |  | 1964 |  |  |  | 1954 |  |  |  | 1977 |  |  |  | 1972 |  |  |  | 1973 |  |  |  | 1973 |  |  |  | 2001 |  |  |  | 2009 |  |  |  | 2003 |  |  |  | 2004 |  |  |  | 1976 |  |  |  | 1986 |  |  |  | 1993 |  |  |  | 2002 |  |  |  | 2004 |  |  |  | 2007 |  |  |  | 1993 |  |  |  | 1994 |  |  |  | 1981 |  |  |  | 1981 |  |  |  | 1984 |  |  |  | 2001 |  |  |  | 2009 |  |  |  | 2008 |  |  |  | 2012 |  |  |  | 1971 |  |  |  | 1985 |  |  |  | 1994 |  |  |  | 1974 | [7 empty] | 1996 |  |  |  | 2008 |  |  |  | 2013 |  |  |  | 1983 |  |  |  | 1998 |  |  |  | 1964 |  |  |  | 1985 |  |  |  | 1974 |  |  |  | 1954 |  |  |  | 1968 |  |  |  | 1980 |  |  |  | 1977 |  |  |  | 1965 |  |  |  | 1983 |  |  |  | 2013 |  |  |  | 1967 |  |  |  | 1990 |  |  |  | 1976 |  |  |  | 1970 |  |  |  | 1976 |  |  |  | 1973 |  |  |  | 2001 |  |  |  | 2001 |  |  |  | 2006 |  |  |  | 1963 |  |  |  | 1958 |  |  |  | 1972 |  |  |  | 1975 |  |  |  | 2010 |  |  |  | 2003 |  |  |  | 1981
Arizona Public Service Company | 7 | 2013 | 12 | 0 | 5 | 0 | Total Installed Cap (Max Gen Name Plate Ratings-MW) | 113.60 |  |  |  | 0.00 |  |  |  | 288.90 |  |  |  | 0.00 |  |  |  | 312.30 |  |  |  | 0.00 |  |  |  | 190.10 |  |  |  | 190.10 |  |  |  | 253.40 |  |  |  | 515.40 |  |  |  | 515.40 |  |  |  | 113.60 |  |  |  | 113.60 |  |  |  | 125.00 |  |  |  | 125.00 |  |  |  | 337.34 |  |  |  | 23.60 |  |  |  | 23.60 |  |  |  | 72.40 |  |  |  | 72.40 |  |  |  | 60.50 |  |  |  | 60.50 |  |  |  | 26.10 |  |  |  | 53.10 |  |  |  | 53.10 |  |  |  | 78.30 |  |  |  | 53.10 |  |  |  | 53.10 |  |  |  | 53.10 |  |  |  | 53.10 |  |  |  | 605.00 |  |  |  | 132.00 |  |  |  | 132.00 |  |  |  | 132.00 |  |  |  | 135.60 |  |  |  | 569.60 |  |  |  | 573.10 |  |  |  | 567.20 |  |  |  | 408.33 |  |  |  | 408.33 |  |  |  | 408.33 |  |  |  | 287.00 |  |  |  | 61.80 |  |  |  | 50.70 |  |  |  | 233.40 |  |  |  | 166.50 |  |  |  | 24.60 |  |  |  | 25.00 |  |  |  | 100.80 |  |  |  | 10.00 |  |  |  | 21.80 |  |  |  | 90.00 |  |  |  | 34.50 |  |  |  | 72.41 |  |  |  | 40.00 |  |  |  | 40.00 |  |  |  | 110.00 |  |  |  | 770.50 |  |  |  | 64.20 |  |  |  | 283.50 |  |  |  | 270.90 |  |  |  | 172.80 |  |  |  | 318.45 |  |  |  | 0.00 |  |  |  | 0.00 |  |  |  | 340.91 |  |  |  | 0.00 |  |  |  | 255.00 |  |  |  | 72.40 |  |  |  | 0.00 |  |  |  | 270.00 |  |  |  | 294.84 |  |  |  | 548.20 |  |  |  | 101.52 |  |  |  | 1465.00 |  |  |  | 664.70 |  |  |  | 85.00 |  |  |  | 726.00 |  |  |  | 688.00 |  |  |  | 510.00 |  |  |  | 188.60 |  |  |  | 414.00 |  |  |  | 155.60 |  |  |  | 172.10 |  |  |  | 816.80 |  |  |  | 81.40 |  |  |  | 457.70 |  |  |  | 294.50 |  |  |  | 495.60 |  |  |  | 1247.80 |  |  |  | 996.00 |  |  |  | 1550.65 |  |  |  | 707.20 |  |  |  | 289.70 |  |  |  | 251.60 |  |  |  | 279.60 |  |  |  | 38.10 |  |  |  | 61.50 |  |  |  | 593.30 |  |  |  | 181.10 |  |  |  | 566.90 |  |  |  | 591.30 |  |  |  | 0.00 |  |  |  | 0.00 |  |  |  | 0.00 |  |  |  | 783.00 |  |  |  | 200.00 |  |  |  | 154.00 |  |  |  | 0.00 |  |  |  | 402.00 |  |  |  | 80.00 |  |  |  | 230.00 |  |  |  | 185.00 |  |  |  | 0.00 |  |  |  | 0.00 |  |  |  | 676.25 |  |  |  | 1635.30 |  |  |  | 86.90 |  |  |  | 465.39 |  |  |  | 552.33 |  |  |  | 191.68 |  |  |  | 75.00 |  |  |  | 53.28 |  |  |  | 100.80 |  |  |  | 26.64 |  |  |  | 59.30 |  |  |  | 867.85 |  |  |  | 280.50 |  |  |  | 397.80 |  |  |  | 685.10 |  |  |  | 377.00 |  |  |  | 433.50 |  |  |  | 176.40 |  |  |  | 137.00 |  |  |  | 284.30 |  |  |  | 319.00 |  |  |  | 145.00 |  |  |  | 280.00 |  |  |  | 169.20 |  |  |  | 177.80 |  |  |  | 258.20 |  |  |  | 117.80 |  |  |  | 273.00 |  |  |  | 157.00 |  |  |  | 343.00 |  |  |  | 230.00 |  |  |  | 283.50 |  |  |  | 195.00 |  |  |  | 243.00 |  |  |  | 0.00 |  |  |  | 120.00 |  |  |  | 623.00 |  |  |  | 365.40 |  |  |  | 98.35 |  |  |  | 253.80 |  |  |  | 434.40 |  |  |  | 1135.80 |  |  |  | 495.00 |  |  |  | 49.00 |  |  |  | 474.77 |  |  |  | 1080.00 |  |  |  | 16.32 |  |  |  | 265.40 |  |  |  | 113.64 |  |  |  | 27.00 |  |  |  | 504.50 |  |  |  | 849.60 |  |  |  | 369.00 |  |  |  | 114.53 |  |  |  | 180.70 |  |  |  | 54.00 |  |  |  | 85.00 |  |  |  | 102.50 |  |  |  | 216.45 |  |  |  | 86.00 |  |  |  | 44.00 |  |  |  | 23.15 |  |  |  | 94.11 |  |  |  | 28.00 |  |  |  | 75.50 |  |  |  | 103.65
Arizona Public Service Company | 7 | 2013 | 12 | 0 | 6 | 0 | Net Peak Demand on Plant - MW (60 minutes) | 122 |  |  |  | 0 |  |  |  | 259 |  |  |  | 0 |  |  |  | 271 |  |  |  | 0 |  |  |  | 173 |  |  |  | 176 |  |  |  | 224 |  |  |  | 119 |  |  |  | 118 |  |  |  | 105 |  |  |  | 105 |  |  |  | 0 |  |  |  | 0 |  |  |  | 319 |  |  |  | 20 |  |  |  | 21 |  |  |  | 50 |  |  |  | 26 |  |  |  | 49 |  |  |  | 48 |  |  |  | 12 |  |  |  | 0 |  |  |  | 47 |  |  |  | 82 |  |  |  | 57 |  |  |  | 58 |  |  |  | 48 |  |  |  | 56 |  |  |  | 440 |  |  |  | 164 |  |  |  | 0 |  |  |  | 91 |  |  |  | 192 |  |  |  | 540 |  |  |  | 564 |  |  |  | 539 |  |  |  | 402 |  |  |  | 402 |  |  |  | 403 |  |  |  | 309 |  |  |  | 49 |  |  |  | 51 |  |  |  | 230 |  |  |  | 169 |  |  |  | 25 |  |  |  | 24 |  |  |  | 98 |  |  |  | 10 |  |  |  | 20 |  |  |  | 84 |  |  |  | 35 |  |  |  | 69 |  |  |  | 39 |  |  |  | 39 |  |  |  | 100 |  |  |  | 733 |  |  |  | 61 |  |  |  | 261 |  |  |  | 300 |  |  |  | 196 |  |  |  | 307 |  |  |  | 0 |  |  |  | 0 |  |  |  | 305 |  |  |  | 0 |  |  |  | 255 |  |  |  | 100 |  |  |  | 0 |  |  |  | 225 |  |  |  | 256 |  |  |  | 449 |  |  |  | 72 |  |  |  | 1160 |  |  |  | 570 |  |  |  | 85 |  |  |  | 614 |  |  |  | 840 |  |  |  | 520 |  |  |  | 177 |  |  |  | 385 |  |  |  | 153 |  |  |  | 168 |  |  |  | 739 |  |  |  | 75 |  |  |  | 422 |  |  |  | 275 |  |  |  | 478 |  |  |  | 1160 |  |  |  | 912 |  |  |  | 1423 |  |  |  | 712 |  |  |  | 283 |  |  |  | 161 |  |  |  | 245 |  |  |  | 38 |  |  |  | 22 |  |  |  | 494 |  |  |  | 121 |  |  |  | 550 |  |  |  | 553 |  |  |  | 0 |  |  |  | 0 |  |  |  | 0 |  |  |  | 791 |  |  |  | 205 |  |  |  | 144 |  |  |  | 0 |  |  |  | 412 |  |  |  | 78 |  |  |  | 239 |  |  |  | 170 |  |  |  | 144 |  |  |  | 0 |  |  |  | 514 |  |  |  | 1147 |  |  |  | 126 |  |  |  | 320 |  |  |  | 511 |  |  |  | 187 |  |  |  | 56 |  |  |  | 40 |  |  |  | 94 |  |  |  | 18 |  |  |  | 51 |  |  |  | 750 |  |  |  | 287 |  |  |  | 294 |  |  |  | 596 |  |  |  | 307 |  |  |  | 370 |  |  |  | 165 |  |  |  | 136 |  |  |  | 278 |  |  |  | 297 |  |  |  | 127 |  |  |  | 253 |  |  |  | 149 |  |  |  | 149 |  |  |  | 207 |  |  |  | 107 |  |  |  | 273 |  |  |  | 157 |  |  |  | 343 |  |  |  | 220 |  |  |  | 539 |  |  |  | 142 |  |  |  | 106 |  |  |  | 0 |  |  |  | 102 |  |  |  | 602 |  |  |  | 359 |  |  |  | 64 |  |  |  | 208 |  |  |  | 411 |  |  |  | 1060 |  |  |  | 486 |  |  |  | 24 |  |  |  | 454 |  |  |  | 1029 |  |  |  | 13 |  |  |  | 256 |  |  |  | 113 |  |  |  | 19 |  |  |  | 291 |  |  |  | 768 |  |  |  | 322 |  |  |  | 104 |  |  |  | 169 |  |  |  | 41 |  |  |  | 66 |  |  |  | 90 |  |  |  | 186 |  |  |  | 104 |  |  |  | 52 |  |  |  | 21 |  |  |  | 113 |  |  |  | 27 |  |  |  | 77 |  |  |  | 108
Arizona Public Service Company | 7 | 2013 | 12 | 0 | 7 | 0 | Plant Hours Connected to Load | 8393 |  |  |  | 0 |  |  |  | 7712 |  |  |  | 0 |  |  |  | 8185 |  |  |  | 0 |  |  |  | 4598 |  |  |  | 7989 |  |  |  | 7725 |  |  |  | 6823 |  |  |  | 6794 |  |  |  | 1092 |  |  |  | 1415 |  |  |  | 0 |  |  |  | 0 |  |  |  | 2599 |  |  |  | 133 |  |  |  | 119 |  |  |  | 528 |  |  |  | 11 |  |  |  | 1645 |  |  |  | 1459 |  |  |  | 37 |  |  |  | 0 |  |  |  | 79 |  |  |  | 367 |  |  |  | 74 |  |  |  | 82 |  |  |  | 117 |  |  |  | 96 |  |  |  | 1510 |  |  |  | 2503 |  |  |  | 2194 |  |  |  | 1766 |  |  |  | 1301 |  |  |  | 7166 |  |  |  | 7049 |  |  |  | 5187 |  |  |  | 8044 |  |  |  | 8488 |  |  |  | 7506 |  |  |  | 7316 |  |  |  | 5 |  |  |  | 7152 |  |  |  | 8532 |  |  |  | 255 |  |  |  | 1228 |  |  |  | 0 |  |  |  | 290 |  |  |  | 104 |  |  |  | 7859 |  |  |  | 8597 |  |  |  | 0 |  |  |  | 8332 |  |  |  | 679 |  |  |  | 303 |  |  |  | 8406 |  |  |  | 8760 |  |  |  | 7254 |  |  |  | 7532 |  |  |  | 1231 |  |  |  | 540 |  |  |  | 5250 |  |  |  | 0 |  |  |  | 0 |  |  |  | 8457 |  |  |  | 0 |  |  |  | 0 |  |  |  | 30 |  |  |  | 0 |  |  |  | 0 |  |  |  | 6418 |  |  |  | 9137 |  |  |  | 169 |  |  |  | 48069 |  |  |  | 18709 |  |  |  | 163 |  |  |  | 2757 |  |  |  | 15788 |  |  |  | 24048 |  |  |  | 8714 |  |  |  | 7351 |  |  |  | 8587 |  |  |  | 8557 |  |  |  | 8760 |  |  |  | 8760 |  |  |  | 8223 |  |  |  | 8626 |  |  |  | 8369 |  |  |  | 8760 |  |  |  | 8760 |  |  |  | 8760 |  |  |  | 8760 |  |  |  | 8223 |  |  |  | 5312 |  |  |  | 8014 |  |  |  | 8314 |  |  |  | 5941 |  |  |  | 4403 |  |  |  | 3614 |  |  |  | 8625 |  |  |  | 7876 |  |  |  | 0 |  |  |  | 0 |  |  |  | 0 |  |  |  | 8760 |  |  |  | 8090 |  |  |  | 1523 |  |  |  | 0 |  |  |  | 8760 |  |  |  | 518 |  |  |  | 4227 |  |  |  | 6816 |  |  |  | 8181 |  |  |  | 0 |  |  |  | 8742 |  |  |  | 8745 |  |  |  | 8481 |  |  |  | 8745 |  |  |  | 7167 |  |  |  | 6845 |  |  |  | 92 |  |  |  | 644 |  |  |  | 459 |  |  |  | 51 |  |  |  | 65 |  |  |  | 8711 |  |  |  | 1213 |  |  |  | 2323 |  |  |  | 5313 |  |  |  | 16812 |  |  |  | 11653 |  |  |  | 8158 |  |  |  | 3585 |  |  |  | 13375 |  |  |  | 13546 |  |  |  | 9738 |  |  |  | 12080 |  |  |  | 1181 |  |  |  | 1836 |  |  |  | 1147 |  |  |  | 332 |  |  |  | 0 |  |  |  | 0 |  |  |  | 0 |  |  |  | 9086 |  |  |  | 14864 |  |  |  | 845 |  |  |  | 5344 |  |  |  | 0 |  |  |  | 4366 |  |  |  | 22887 |  |  |  | 619 |  |  |  | 207 |  |  |  | 509 |  |  |  | 8736 |  |  |  | 8756 |  |  |  | 8559 |  |  |  | 2922 |  |  |  | 8493 |  |  |  | 8760 |  |  |  | 36 |  |  |  | 8760 |  |  |  | 6042 |  |  |  | 46 |  |  |  | 13416 |  |  |  | 16229 |  |  |  | 14955 |  |  |  | 13617 |  |  |  | 24698 |  |  |  | 92 |  |  |  | 158 |  |  |  | 224 |  |  |  | 18966 |  |  |  | 8151 |  |  |  | 8066 |  |  |  | 8 |  |  |  | 7758 |  |  |  | 8411 |  |  |  | 109 |  |  |  | 7064
Arizona Public Service Company | 7 | 2013 | 12 | 0 | 8 | 0 | Net Continuous Plant Capability (Megawatts) | 0 |  |  |  | 0 |  |  |  | 0 |  |  |  | 0 |  |  |  | 0 |  |  |  | 0 |  |  |  | 0 |  |  |  | 0 |  |  |  | 0 |  |  |  | 0 |  |  |  | 0 |  |  |  | 0 |  |  |  | 0 |  |  |  | 0 |  |  |  | 0 |  |  |  | 0 |  |  |  | 0 |  |  |  | 0 |  |  |  | 0 |  |  |  | 0 |  |  |  | 0 |  |  |  | 0 |  |  |  | 0 |  |  |  | 0 |  |  |  | 0 |  |  |  | 0 |  |  |  | 0 |  |  |  | 0 |  |  |  | 0 |  |  |  | 0 |  |  |  | 0 |  |  |  | 0 |  |  |  | 0 |  |  |  | 0 |  |  |  | 0 |  |  |  | 0 |  |  |  | 0 |  |  |  | 0 |  |  |  | 0 |  |  |  | 0 |  |  |  | 0 |  |  |  | 284 |  |  |  | 65 |  |  |  | 54 |  |  |  | 222 |  |  |  | 167 |  |  |  | 24 |  |  |  | 22 |  |  |  | 81 |  |  |  | 10 |  |  |  | 18 |  |  |  | 80 |  |  |  | 31 |  |  |  | 67 |  |  |  | 38 |  |  |  | 38 |  |  |  | 88 |  |  |  | 0 |  |  |  | 0 |  |  |  | 0 |  |  |  | 261 |  |  |  | 164 |  |  |  | 300 |  |  |  | 0 |  |  |  | 0 |  |  |  | 330 |  |  |  | 0 |  |  |  | 255 |  |  |  | 59 |  |  |  | 0 |  |  |  | 222 |  |  |  | 25 |  |  |  | 500 |  |  |  | 76 |  |  |  | 1202 |  |  |  | 599 |  |  |  | 72 |  |  |  | 684 |  |  |  | 600 |  |  |  | 484 |  |  |  | 0 |  |  |  | 0 |  |  |  | 0 |  |  |  | 0 |  |  |  | 0 |  |  |  | 0 |  |  |  | 0 |  |  |  | 0 |  |  |  | 0 |  |  |  | 0 |  |  |  | 0 |  |  |  | 0 |  |  |  | 0 |  |  |  | 0 |  |  |  | 0 |  |  |  | 0 |  |  |  | 0 |  |  |  | 0 |  |  |  | 0 |  |  |  | 0 |  |  |  | 0 |  |  |  | 0 |  |  |  | 0 |  |  |  | 0 |  |  |  | 0 |  |  |  | 0 |  |  |  | 0 |  |  |  | 0 |  |  |  | 0 |  |  |  | 0 |  |  |  | 0 |  |  |  | 0 |  |  |  | 0 |  |  |  | 0 |  |  |  | 0 |  |  |  | 502 |  |  |  | 1171 |  |  |  | 83 |  |  |  | 237 |  |  |  | 505 |  |  |  | 184 |  |  |  | 60 |  |  |  | 35 |  |  |  | 100 |  |  |  | 18 |  |  |  | 53 |  |  |  | 716 |  |  |  | 319 |  |  |  | 292 |  |  |  | 615 |  |  |  | 0 |  |  |  | 0 |  |  |  | 0 |  |  |  | 0 |  |  |  | 0 |  |  |  | 0 |  |  |  | 0 |  |  |  | 0 |  |  |  | 0 |  |  |  | 0 |  |  |  | 0 |  |  |  | 0 |  |  |  | 0 |  |  |  | 0 |  |  |  | 0 |  |  |  | 230 |  |  |  | 284 |  |  |  | 195 |  |  |  | 243 |  |  |  | 0 |  |  |  | 120 |  |  |  | 623 |  |  |  | 366 |  |  |  | 63 |  |  |  | 212 |  |  |  | 411 |  |  |  | 1067 |  |  |  | 486 |  |  |  | 46 |  |  |  | 457 |  |  |  | 1018 |  |  |  | 13 |  |  |  | 254 |  |  |  | 112 |  |  |  | 23 |  |  |  | 422 |  |  |  | 777 |  |  |  | 340 |  |  |  | 110 |  |  |  | 168 |  |  |  | 48 |  |  |  | 85 |  |  |  | 103 |  |  |  | 186 |  |  |  | 0 |  |  |  | 0 |  |  |  | 0 |  |  |  | 0 |  |  |  | 0 |  |  |  | 0 |  |  |  | 0
Arizona Public Service Company | 7 | 2013 | 12 | 0 | 9 | 0 | When Not Limited by Condenser Water | 116 |  |  |  | 0 |  |  |  | 260 |  |  |  | 0 |  |  |  | 271 |  |  |  | 0 |  |  |  | 170 |  |  |  | 170 |  |  |  | 220 |  |  |  | 485 |  |  |  | 485 |  |  |  | 110 |  |  |  | 110 |  |  |  | 0 |  |  |  | 0 |  |  |  | 315 |  |  |  | 19 |  |  |  | 19 |  |  |  | 55 |  |  |  | 54 |  |  |  | 48 |  |  |  | 48 |  |  |  | 16 |  |  |  | 55 |  |  |  | 55 |  |  |  | 79 |  |  |  | 55 |  |  |  | 55 |  |  |  | 55 |  |  |  | 55 |  |  |  | 420 |  |  |  | 88 |  |  |  | 88 |  |  |  | 88 |  |  |  | 117 |  |  |  | 506 |  |  |  | 492 |  |  |  | 492 |  |  |  | 382 |  |  |  | 382 |  |  |  | 382 |  |  |  | 284 |  |  |  | 0 |  |  |  | 54 |  |  |  | 222 |  |  |  | 0 |  |  |  | 0 |  |  |  | 0 |  |  |  | 0 |  |  |  | 0 |  |  |  | 0 |  |  |  | 80 |  |  |  | 0 |  |  |  | 67 |  |  |  | 0 |  |  |  | 0 |  |  |  | 88 |  |  |  | 0 |  |  |  | 0 |  |  |  | 0 |  |  |  | 0 |  |  |  | 0 |  |  |  | 0 |  |  |  | 0 |  |  |  | 0 |  |  |  | 330 |  |  |  | 0 |  |  |  | 255 |  |  |  | 59 |  |  |  | 0 |  |  |  | 222 |  |  |  | 25 |  |  |  | 500 |  |  |  | 76 |  |  |  | 1202 |  |  |  | 599 |  |  |  | 72 |  |  |  | 684 |  |  |  | 600 |  |  |  | 484 |  |  |  | 172 |  |  |  | 395 |  |  |  | 148 |  |  |  | 166 |  |  |  | 762 |  |  |  | 78 |  |  |  | 418 |  |  |  | 269 |  |  |  | 471 |  |  |  | 1158 |  |  |  | 909 |  |  |  | 1407 |  |  |  | 687 |  |  |  | 268 |  |  |  | 238 |  |  |  | 237 |  |  |  | 34 |  |  |  | 14 |  |  |  | 518 |  |  |  | 120 |  |  |  | 550 |  |  |  | 558 |  |  |  | 0 |  |  |  | 0 |  |  |  | 0 |  |  |  | 0 |  |  |  | 0 |  |  |  | 0 |  |  |  | 0 |  |  |  | 0 |  |  |  | 0 |  |  |  | 0 |  |  |  | 0 |  |  |  | 0 |  |  |  | 0 |  |  |  | 502 |  |  |  | 1171 |  |  |  | 83 |  |  |  | 237 |  |  |  | 505 |  |  |  | 184 |  |  |  | 60 |  |  |  | 35 |  |  |  | 100 |  |  |  | 18 |  |  |  | 53 |  |  |  | 716 |  |  |  | 319 |  |  |  | 292 |  |  |  | 615 |  |  |  | 307 |  |  |  | 370 |  |  |  | 165 |  |  |  | 136 |  |  |  | 278 |  |  |  | 297 |  |  |  | 127 |  |  |  | 253 |  |  |  | 149 |  |  |  | 149 |  |  |  | 207 |  |  |  | 107 |  |  |  | 0 |  |  |  | 0 |  |  |  | 0 |  |  |  | 230 |  |  |  | 284 |  |  |  | 195 |  |  |  | 243 |  |  |  | 0 |  |  |  | 120 |  |  |  | 623 |  |  |  | 366 |  |  |  | 63 |  |  |  | 212 |  |  |  | 411 |  |  |  | 1067 |  |  |  | 486 |  |  |  | 46 |  |  |  | 457 |  |  |  | 1018 |  |  |  | 13 |  |  |  | 254 |  |  |  | 112 |  |  |  | 23 |  |  |  | 422 |  |  |  | 777 |  |  |  | 340 |  |  |  | 110 |  |  |  | 168 |  |  |  | 48 |  |  |  | 85 |  |  |  | 103 |  |  |  | 186 |  |  |  | 101 |  |  |  | 52 |  |  |  | 22 |  |  |  | 108 |  |  |  | 27 |  |  |  | 75 |  |  |  | 107
Arizona Public Service Company | 7 | 2013 | 12 | 0 | 10 | 0 | When Limited by Condenser Water | 116 |  |  |  | 0 |  |  |  | 260 |  |  |  | 0 |  |  |  | 271 |  |  |  | 0 |  |  |  | 170 |  |  |  | 170 |  |  |  | 220 |  |  |  | 485 |  |  |  | 485 |  |  |  | 110 |  |  |  | 110 |  |  |  | 0 |  |  |  | 0 |  |  |  | 315 |  |  |  | 0 |  |  |  | 0 |  |  |  | 0 |  |  |  | 0 |  |  |  | 0 |  |  |  | 0 |  |  |  | 0 |  |  |  | 0 |  |  |  | 0 |  |  |  | 0 |  |  |  | 0 |  |  |  | 0 |  |  |  | 0 |  |  |  | 0 |  |  |  | 0 |  |  |  | 0 |  |  |  | 0 |  |  |  | 0 |  |  |  | 0 |  |  |  | 0 |  |  |  | 0 |  |  |  | 0 |  |  |  | 0 |  |  |  | 0 |  |  |  | 0 |  |  |  | 284 |  |  |  | 0 |  |  |  | 54 |  |  |  | 222 |  |  |  | 0 |  |  |  | 0 |  |  |  | 0 |  |  |  | 0 |  |  |  | 0 |  |  |  | 0 |  |  |  | 80 |  |  |  | 0 |  |  |  | 67 |  |  |  | 0 |  |  |  | 0 |  |  |  | 88 |  |  |  | 0 |  |  |  | 0 |  |  |  | 0 |  |  |  | 0 |  |  |  | 0 |  |  |  | 0 |  |  |  | 0 |  |  |  | 0 |  |  |  | 330 |  |  |  | 0 |  |  |  | 0 |  |  |  | 0 |  |  |  | 0 |  |  |  | 0 |  |  |  | 25 |  |  |  | 500 |  |  |  | 0 |  |  |  | 0 |  |  |  | 0 |  |  |  | 0 |  |  |  | 0 |  |  |  | 0 |  |  |  | 0 |  |  |  | 0 |  |  |  | 0 |  |  |  | 0 |  |  |  | 0 |  |  |  | 0 |  |  |  | 0 |  |  |  | 0 |  |  |  | 0 |  |  |  | 0 |  |  |  | 0 |  |  |  | 0 |  |  |  | 0 |  |  |  | 0 |  |  |  | 0 |  |  |  | 0 |  |  |  | 0 |  |  |  | 0 |  |  |  | 0 |  |  |  | 0 |  |  |  | 0 |  |  |  | 0 |  |  |  | 0 |  |  |  | 0 |  |  |  | 0 |  |  |  | 0 |  |  |  | 0 |  |  |  | 0 |  |  |  | 0 |  |  |  | 0 |  |  |  | 0 |  |  |  | 0 |  |  |  | 0 |  |  |  | 0 |  |  |  | 0 |  |  |  | 0 |  |  |  | 502 |  |  |  | 1160 |  |  |  | 83 |  |  |  | 237 |  |  |  | 505 |  |  |  | 184 |  |  |  | 59 |  |  |  | 26 |  |  |  | 89 |  |  |  | 14 |  |  |  | 43 |  |  |  | 680 |  |  |  | 289 |  |  |  | 264 |  |  |  | 580 |  |  |  | 0 |  |  |  | 0 |  |  |  | 0 |  |  |  | 0 |  |  |  | 0 |  |  |  | 0 |  |  |  | 0 |  |  |  | 0 |  |  |  | 0 |  |  |  | 0 |  |  |  | 0 |  |  |  | 0 |  |  |  | 0 |  |  |  | 0 |  |  |  | 0 |  |  |  | 230 |  |  |  | 284 |  |  |  | 0 |  |  |  | 243 |  |  |  | 0 |  |  |  | 0 |  |  |  | 0 |  |  |  | 337 |  |  |  | 61 |  |  |  | 196 |  |  |  | 411 |  |  |  | 1067 |  |  |  | 486 |  |  |  | 46 |  |  |  | 457 |  |  |  | 1018 |  |  |  | 10 |  |  |  | 254 |  |  |  | 112 |  |  |  | 19 |  |  |  | 422 |  |  |  | 777 |  |  |  | 340 |  |  |  | 110 |  |  |  | 168 |  |  |  | 48 |  |  |  | 85 |  |  |  | 103 |  |  |  | 186 |  |  |  | 91 |  |  |  | 52 |  |  |  | 20 |  |  |  | 103 |  |  |  | 27 |  |  |  | 73 |  |  |  | 102
Arizona Public Service Company | 7 | 2013 | 12 | 0 | 11 | 0 | Average Number of Employees | 46 |  |  |  | 0 |  |  |  | 51 |  |  |  | 0 |  |  |  | 52 |  |  |  | 0 |  |  |  | 37 |  |  |  | 35 |  |  |  | 36 |  |  |  | 23 |  |  |  | 23 |  |  |  | 2 |  |  |  | 17 |  |  |  | 0 |  |  |  | 0 |  |  |  | 0 |  |  |  | 1 |  |  |  | 1 |  |  |  | 2 |  |  |  | 0 |  |  |  | 2 |  |  |  | 2 |  |  |  | 0 |  |  |  | 0 |  |  |  | 0 |  |  |  | 0 |  |  |  | 4 |  |  |  | 3 |  |  |  | 1 |  |  |  | 1 |  |  |  | 19 |  |  |  | 2 |  |  |  | 2 |  |  |  | 2 |  |  |  | 9 |  |  |  | 36 |  |  |  | 23 |  |  |  | 23 |  |  |  | 232 |  |  |  | 203 |  |  |  | 235 |  |  |  | 13 |  |  |  | 1 |  |  |  | 25 |  |  |  | 145 |  |  |  | 1 |  |  |  | 1 |  |  |  | 16 |  |  |  | 0 |  |  |  | 0 |  |  |  | 10 |  |  |  | 30 |  |  |  | 20 |  |  |  | 130 |  |  |  | 0 |  |  |  | 0 |  |  |  | 40 |  |  |  | 0 |  |  |  | 0 |  |  |  | 0 |  |  |  | 8 |  |  |  | 5 |  |  |  | 19 |  |  |  | 0 |  |  |  | 0 |  |  |  | 86 |  |  |  | 0 |  |  |  | 0 |  |  |  | 0 |  |  |  | 0 |  |  |  | 0 |  |  |  | 0 |  |  |  | 36 |  |  |  | 0 |  |  |  | 36 |  |  |  | 22 |  |  |  | 0 |  |  |  | 0 |  |  |  | 20 |  |  |  | 25 |  |  |  | 58 |  |  |  | 0 |  |  |  | 0 |  |  |  | 0 |  |  |  | 188 |  |  |  | 0 |  |  |  | 0 |  |  |  | 0 |  |  |  | 0 |  |  |  | 219 |  |  |  | 164 |  |  |  | 345 |  |  |  | 134 |  |  |  | 65 |  |  |  | 34 |  |  |  | 0 |  |  |  | 24 |  |  |  | 0 |  |  |  | 18 |  |  |  | 0 |  |  |  | 20 |  |  |  | 29 |  |  |  | 0 |  |  |  | 0 |  |  |  | 0 |  |  |  | 399 |  |  |  | 0 |  |  |  | 23 |  |  |  | 0 |  |  |  | 0 |  |  |  | 0 |  |  |  | 19 |  |  |  | 0 |  |  |  | 46 |  |  |  | 0 |  |  |  | 85 |  |  |  | 132 |  |  |  | 0 |  |  |  | 70 |  |  |  | 79 |  |  |  | 47 |  |  |  | 15 |  |  |  | 0 |  |  |  | 0 |  |  |  | 0 |  |  |  | 0 |  |  |  | 30 |  |  |  | 0 |  |  |  | 3 |  |  |  | 29 |  |  |  | 1 |  |  |  | 1 |  |  |  | 16 |  |  |  | 0 |  |  |  | 18 |  |  |  | 18 |  |  |  | 17 |  |  |  | 0 |  |  |  | 4 |  |  |  | 5 |  |  |  | 3 |  |  |  | 4 |  |  |  | 8 |  |  |  | 5 |  |  |  | 5 |  |  |  | 30 |  |  |  | 80 |  |  |  | 0 |  |  |  | 52 |  |  |  | 0 |  |  |  | 0 |  |  |  | 0 |  |  |  | 0 |  |  |  | 0 |  |  |  | 0 |  |  |  | 0 |  |  |  | 118 |  |  |  | 32 |  |  |  | 0 |  |  |  | 0 |  |  |  | 144 |  |  |  | 0 |  |  |  | 49 |  |  |  | 0 |  |  |  | 0 |  |  |  | 78 |  |  |  | 335 |  |  |  | 0 |  |  |  | 0 |  |  |  | 0 |  |  |  | 0 |  |  |  | 0 |  |  |  | 0 |  |  |  | 0 |  |  |  | 46 |  |  |  | 28 |  |  |  | 0 |  |  |  | 16 |  |  |  | 5 |  |  |  | 3 |  |  |  | 20
Arizona Public Service Company | 7 | 2013 | 12 | 0 | 12 | 0 | Net Generation, Exclusive of Plant Use - KWh | 822819750 |  |  |  | 0 |  |  |  | 1615113675 |  |  |  | 0 |  |  |  | 1774981607 |  |  |  | 0 |  |  |  | 701149197 |  |  |  | 1209592468 |  |  |  | 1424958765 |  |  |  | 716369139 |  |  |  | 671596551 |  |  |  | 50159000 |  |  |  | 64585000 |  |  |  | 0 |  |  |  | 0 |  |  |  | 1969714001 |  |  |  | 1361000 |  |  |  | 1126000 |  |  |  | 11877000 |  |  |  | 168000 |  |  |  | 49115000 |  |  |  | 44307000 |  |  |  | 167000 |  |  |  | 0 |  |  |  | 2096000 |  |  |  | 15675000 |  |  |  | 1933000 |  |  |  | 1562000 |  |  |  | 1211000 |  |  |  | 1055000 |  |  |  | 131589000 |  |  |  | 100545670 |  |  |  | 90876000 |  |  |  | 102357740 |  |  |  | 110426000 |  |  |  | 1305173000 |  |  |  | 2236663000 |  |  |  | 1536733000 |  |  |  | 3050239321 |  |  |  | 3269392711 |  |  |  | 2826812859 |  |  |  | 1796280000 |  |  |  | 222000 |  |  |  | 294379000 |  |  |  | 1227151000 |  |  |  | 33688000 |  |  |  | 25921000 |  |  |  | -874020 |  |  |  | 2074216 |  |  |  | -188300 |  |  |  | 137958600 |  |  |  | 654900380 |  |  |  | -149720 |  |  |  | 541595000 |  |  |  | 23187500 |  |  |  | 8391400 |  |  |  | 434984000 |  |  |  | 4880898000 |  |  |  | 328026000 |  |  |  | 1117937000 |  |  |  | 200414000 |  |  |  | 80190000 |  |  |  | 1295859000 |  |  |  | 0 |  |  |  | 0 |  |  |  | 613791000 |  |  |  | 0 |  |  |  | 2003940000 |  |  |  | 1290000 |  |  |  | 0 |  |  |  | 106813000 |  |  |  | 282405000 |  |  |  | 523787000 |  |  |  | 9070000 |  |  |  | 6554441000 |  |  |  | 1722854000 |  |  |  | 9580000 |  |  |  | 132129000 |  |  |  | 1997740000 |  |  |  | 3302669000 |  |  |  | 1197765000 |  |  |  | 2393681000 |  |  |  | 837293000 |  |  |  | 1017613000 |  |  |  | 5308783000 |  |  |  | 646108000 |  |  |  | 2858108000 |  |  |  | 1987634000 |  |  |  | 3222147000 |  |  |  | 8067889000 |  |  |  | 6768625000 |  |  |  | 9936388000 |  |  |  | 5533895000 |  |  |  | 1975401000 |  |  |  | 222396000 |  |  |  | 1293909000 |  |  |  | 250722000 |  |  |  | 62089000 |  |  |  | 1674194000 |  |  |  | 117464000 |  |  |  | 2359924000 |  |  |  | 2508960000 |  |  |  | 0 |  |  |  | 0 |  |  |  | 0 |  |  |  | 4967064386 |  |  |  | 1018912000 |  |  |  | 93360000 |  |  |  | 0 |  |  |  | 3205547000 |  |  |  | 4460000 |  |  |  | 699762000 |  |  |  | 376304000 |  |  |  | 729088000 |  |  |  | 0 |  |  |  | 2873768000 |  |  |  | 7239127000 |  |  |  | 423549000 |  |  |  | 1604619000 |  |  |  | 3093582000 |  |  |  | 994359000 |  |  |  | 580000 |  |  |  | 9964000 |  |  |  | 6099000 |  |  |  | 302000 |  |  |  | 1502000 |  |  |  | 3021674000 |  |  |  | 157549000 |  |  |  | 296973000 |  |  |  | 1776958000 |  |  |  | 2322485000 |  |  |  | 2023723000 |  |  |  | 278721130 |  |  |  | 416396540 |  |  |  | 1469093627 |  |  |  | 1614347759 |  |  |  | 536584620 |  |  |  | 869393886 |  |  |  | 27795700 |  |  |  | 27905300 |  |  |  | 89111550 |  |  |  | 12943957 |  |  |  | 659105342 |  |  |  | 406599780 |  |  |  | 816895070 |  |  |  | 286692000 |  |  |  | 1430615000 |  |  |  | 32047000 |  |  |  | 185000000 |  |  |  | 0 |  |  |  | 291542000 |  |  |  | 2917001000 |  |  |  | 84916000 |  |  |  | 8889000 |  |  |  | 44527000 |  |  |  | 1373802000 |  |  |  | 8278982000 |  |  |  | 1442659000 |  |  |  | 50333000 |  |  |  | 761357000 |  |  |  | 5523452000 |  |  |  | 293600 |  |  |  | 956746000 |  |  |  | 287786800 |  |  |  | 37840 |  |  |  | 656479000 |  |  |  | 5693462000 |  |  |  | 2291899000 |  |  |  | 663076000 |  |  |  | 1185682000 |  |  |  | 2096600 |  |  |  | 7037600 |  |  |  | 3986800 |  |  |  | 676828000 |  |  |  | 444867100 |  |  |  | 298969282 |  |  |  | -60 |  |  |  | 623380087 |  |  |  | 208533000 |  |  |  | 1782420 |  |  |  | 666430500
Arizona Public Service Company | 7 | 2013 | 12 | 0 | 13 | 0 | Cost of Plant: Land and Land Rights | 893077 |  |  |  | 0 |  |  |  | 1964258 |  |  |  | 0 |  |  |  | 2491403 |  |  |  | 0 |  |  |  | 0 |  |  |  | 0 |  |  |  | 0 |  |  |  | 28497 |  |  |  | 35549 |  |  |  | 152946 |  |  |  | 138638 |  |  |  | 0 |  |  |  | 52347 |  |  |  | 25111 |  |  |  | 33986 |  |  |  | 0 |  |  |  | 0 |  |  |  | 0 |  |  |  | 13711 |  |  |  | 0 |  |  |  | 9557 |  |  |  | 0 |  |  |  | 0 |  |  |  | 0 |  |  |  | 0 |  |  |  | 0 |  |  |  | 6294 |  |  |  | 0 |  |  |  | 681252 |  |  |  | 3910 |  |  |  | 3797 |  |  |  | 4634 |  |  |  | 32909 |  |  |  | 18896 |  |  |  | 1106548 |  |  |  | 1078233 |  |  |  | 1701666 |  |  |  | 1286896 |  |  |  | 1812476 |  |  |  | 0 |  |  |  | 157277 |  |  |  | 2200714 |  |  |  | 1289095 |  |  |  | 621682 |  |  |  | 185629 |  |  |  | 52680 |  |  |  | 0 |  |  |  | 0 |  |  |  | 1000 |  |  |  | 950 |  |  |  | 162804 |  |  |  | 109191 |  |  |  | 0 |  |  |  | 2705 |  |  |  | 0 |  |  |  | 494358 |  |  |  | 106610 |  |  |  | 1106140 |  |  |  | 402745 |  |  |  | 0 |  |  |  | 2287261 |  |  |  | 0 |  |  |  | 0 |  |  |  | 6460158 |  |  |  | 78683 |  |  |  | 0 |  |  |  | 0 |  |  |  | 0 |  |  |  | 308031 |  |  |  | 246786 |  |  |  | 1142349 |  |  |  | 1528252 |  |  |  | 234506 |  |  |  | 3915227 |  |  |  | 0 |  |  |  | 0 |  |  |  | 0 |  |  |  | 36863 |  |  |  | 956546 |  |  |  | 2634927 |  |  |  | 1788103 |  |  |  | 137086 |  |  |  | 10449793 |  |  |  | 683069 |  |  |  | 9688975 |  |  |  | 9688975 |  |  |  | 10275401 |  |  |  | 29653351 |  |  |  | 2386782 |  |  |  | 1161925 |  |  |  | 1094739 |  |  |  | 210526 |  |  |  | 1252090 |  |  |  | 842245 |  |  |  | 41195596 |  |  |  | 0 |  |  |  | 1973790 |  |  |  | 0 |  |  |  | 3403277 |  |  |  | 17278683 |  |  |  | 0 |  |  |  | 0 |  |  |  | 0 |  |  |  | 604078 |  |  |  | 15058 |  |  |  | 619375 |  |  |  | 0 |  |  |  | 457232 |  |  |  | 4361168 |  |  |  | 1761813 |  |  |  | 1504462 |  |  |  | 310527 |  |  |  | 0 |  |  |  | 16864108 |  |  |  | 6139775 |  |  |  | 283950 |  |  |  | 1730634 |  |  |  | 5355538 |  |  |  | 452907 |  |  |  | 849135 |  |  |  | 48072 |  |  |  | 0 |  |  |  | 1216 |  |  |  | 0 |  |  |  | 4810295 |  |  |  | 0 |  |  |  | 1533092 |  |  |  | 317528 |  |  |  | 1006168 |  |  |  | 2789706 |  |  |  | 1051000 |  |  |  | 699814 |  |  |  | 1288140 |  |  |  | 1194000 |  |  |  | 795165 |  |  |  | 0 |  |  |  | 364590 |  |  |  | 785528 |  |  |  | 1502988 |  |  |  | 0 |  |  |  | 8131854 |  |  |  | 72746 |  |  |  | 203682 |  |  |  | 110978 |  |  |  | 1109664 |  |  |  | 0 |  |  |  | 361947 |  |  |  | 0 |  |  |  | 0 |  |  |  | 0 |  |  |  | 0 |  |  |  | 0 |  |  |  | 0 |  |  |  | 1752767 |  |  |  | 4977324 |  |  |  | 2274924 |  |  |  | 44866 |  |  |  | 818610 |  |  |  | 1231654 |  |  |  | 4361 |  |  |  | 61235 |  |  |  | 25990 |  |  |  | 103888 |  |  |  | 698940 |  |  |  | 5734560 |  |  |  | 95054 |  |  |  | 8104 |  |  |  | 12229 |  |  |  | 0 |  |  |  | 267164 |  |  |  | 134464 |  |  |  | 1515969 |  |  |  | 242583 |  |  |  | 80862 |  |  |  | 609 |  |  |  | 150559 |  |  |  | 0 |  |  |  | 37924 |  |  |  | 522773
Arizona Public Service Company | 7 | 2013 | 12 | 0 | 14 | 0 | Structures and Improvements | 13497197 |  |  |  | 0 |  |  |  | 26268681 |  |  |  | 0 |  |  |  | 36857761 |  |  |  | 0 |  |  |  | 0 |  |  |  | 0 |  |  |  | 0 |  |  |  | 17709330 |  |  |  | 17828045 |  |  |  | 2354956 |  |  |  | 2439086 |  |  |  | 0 |  |  |  | 0 |  |  |  | 31573393 |  |  |  | 239174 |  |  |  | 96038 |  |  |  | 659078 |  |  |  | 595110 |  |  |  | 997731 |  |  |  | 990457 |  |  |  | 103952 |  |  |  | 725594 |  |  |  | 1419848 |  |  |  | 563739 |  |  |  | 643141 |  |  |  | 898034 |  |  |  | 999984 |  |  |  | 684443 |  |  |  | 13232697 |  |  |  | 2853361 |  |  |  | 2356234 |  |  |  | 4202749 |  |  |  | 5480583 |  |  |  | 13978706 |  |  |  | 12232927 |  |  |  | 10966840 |  |  |  | 298855533 |  |  |  | 185182658 |  |  |  | 297603931 |  |  |  | 11376063 |  |  |  | 744320 |  |  |  | 25050783 |  |  |  | 102377273 |  |  |  | 3441419 |  |  |  | 1204874 |  |  |  | 2251067 |  |  |  | 22448 |  |  |  | 0 |  |  |  | 2263790 |  |  |  | 16884626 |  |  |  | 4233378 |  |  |  | 9158966 |  |  |  | 203581 |  |  |  | 324886 |  |  |  | 6842267 |  |  |  | 67574164 |  |  |  | 14291124 |  |  |  | 65742458 |  |  |  | 5887090 |  |  |  | 1676601 |  |  |  | 126178288 |  |  |  | 0 |  |  |  | 0 |  |  |  | 121612703 |  |  |  | 0 |  |  |  | 25577279 |  |  |  | 21953 |  |  |  | 0 |  |  |  | 6613627 |  |  |  | 29236576 |  |  |  | 30015005 |  |  |  | 19986781 |  |  |  | 27277571 |  |  |  | 27761665 |  |  |  | 2658329 |  |  |  | 79639712 |  |  |  | 40127557 |  |  |  | 41944108 |  |  |  | 15572243 |  |  |  | 62589051 |  |  |  | 60600305 |  |  |  | 37619781 |  |  |  | 154773550 |  |  |  | 17674475 |  |  |  | 63457669 |  |  |  | 52330697 |  |  |  | 90900788 |  |  |  | 206689154 |  |  |  | 118613800 |  |  |  | 138651627 |  |  |  | 116741815 |  |  |  | 51295214 |  |  |  | 15102770 |  |  |  | 12844996 |  |  |  | 8245638 |  |  |  | 5733734 |  |  |  | 23907901 |  |  |  | 4273000 |  |  |  | 44185107 |  |  |  | 28221081 |  |  |  | 0 |  |  |  | 0 |  |  |  | 0 |  |  |  | 133608638 |  |  |  | 11577779 |  |  |  | 3588645 |  |  |  | 33821 |  |  |  | 114309837 |  |  |  | 9718348 |  |  |  | 33061715 |  |  |  | 13809762 |  |  |  | 0 |  |  |  | 0 |  |  |  | 54769829 |  |  |  | 186460768 |  |  |  | 19465159 |  |  |  | 39807422 |  |  |  | 145577108 |  |  |  | 20162749 |  |  |  | 5688997 |  |  |  | 521932 |  |  |  | 191962 |  |  |  | 92002 |  |  |  | 58103 |  |  |  | 32292445 |  |  |  | 14816017 |  |  |  | 0 |  |  |  | 2415613 |  |  |  | 43246361 |  |  |  | 127075986 |  |  |  | 8865614 |  |  |  | 6178023 |  |  |  | 36462321 |  |  |  | 11425636 |  |  |  | 4390654 |  |  |  | 6483060 |  |  |  | 769194 |  |  |  | 2651946 |  |  |  | 3782846 |  |  |  | 1252681 |  |  |  | 15009576 |  |  |  | 4333646 |  |  |  | 31663976 |  |  |  | 9013180 |  |  |  | 63881437 |  |  |  | 4764033 |  |  |  | 10175027 |  |  |  | 0 |  |  |  | 222989 |  |  |  | 35351600 |  |  |  | 11268976 |  |  |  | 1607531 |  |  |  | 492893 |  |  |  | 11975093 |  |  |  | 76326453 |  |  |  | 13921241 |  |  |  | 318670 |  |  |  | 54063450 |  |  |  | 46463334 |  |  |  | 240089 |  |  |  | 10813903 |  |  |  | 3939255 |  |  |  | 916137 |  |  |  | 25686484 |  |  |  | 107577716 |  |  |  | 26712581 |  |  |  | 2706277 |  |  |  | 18492697 |  |  |  | 11090 |  |  |  | 736508 |  |  |  | 888600 |  |  |  | 13134966 |  |  |  | 27993471 |  |  |  | 4529429 |  |  |  | 206731 |  |  |  | 9397446 |  |  |  | 3130169 |  |  |  | 293723 |  |  |  | 26402993
Arizona Public Service Company | 7 | 2013 | 12 | 0 | 15 | 0 | Equipment Costs | 131015167 |  |  |  | 0 |  |  |  | 291632636 |  |  |  | 0 |  |  |  | 366357927 |  |  |  | 0 |  |  |  | 0 |  |  |  | 0 |  |  |  | 0 |  |  |  | 82977682 |  |  |  | 108142607 |  |  |  | 27260348 |  |  |  | 27326069 |  |  |  | 0 |  |  |  | 0 |  |  |  | 235417390 |  |  |  | 3484796 |  |  |  | 2570253 |  |  |  | 10680619 |  |  |  | 7148326 |  |  |  | 35722535 |  |  |  | 35377883 |  |  |  | 2241099 |  |  |  | 9528856 |  |  |  | 9854553 |  |  |  | 28927171 |  |  |  | 23638661 |  |  |  | 19653598 |  |  |  | 17830301 |  |  |  | 18921538 |  |  |  | 264329884 |  |  |  | 42575619 |  |  |  | 41758133 |  |  |  | 49627910 |  |  |  | 78240522 |  |  |  | 262755374 |  |  |  | 259158650 |  |  |  | 243731420 |  |  |  | 785643745 |  |  |  | 498916343 |  |  |  | 737967633 |  |  |  | 161014832 |  |  |  | 14071514 |  |  |  | 68696179 |  |  |  | 200812917 |  |  |  | 59314059 |  |  |  | 31444866 |  |  |  | 12062988 |  |  |  | 18599231 |  |  |  | 2125603 |  |  |  | 20126605 |  |  |  | 126703259 |  |  |  | 13774398 |  |  |  | 100531985 |  |  |  | 30135299 |  |  |  | 30122832 |  |  |  | 124625297 |  |  |  | 475553447 |  |  |  | 60881102 |  |  |  | 281331744 |  |  |  | 109272050 |  |  |  | 60834553 |  |  |  | 248481897 |  |  |  | 0 |  |  |  | 0 |  |  |  | 333252694 |  |  |  | 532348 |  |  |  | 174992472 |  |  |  | 6400625 |  |  |  | 0 |  |  |  | 2871878 |  |  |  | 189885686 |  |  |  | 301540356 |  |  |  | 46426395 |  |  |  | 462694663 |  |  |  | 203166065 |  |  |  | 33723246 |  |  |  | 331017193 |  |  |  | 554512477 |  |  |  | 654356170 |  |  |  | 104471837 |  |  |  | 470480250 |  |  |  | 161516721 |  |  |  | 142410204 |  |  |  | 823783706 |  |  |  | 66895845 |  |  |  | 314151491 |  |  |  | 242846489 |  |  |  | 431012160 |  |  |  | 988010140 |  |  |  | 703371377 |  |  |  | 957423038 |  |  |  | 635993498 |  |  |  | 393360506 |  |  |  | 65900473 |  |  |  | 158857742 |  |  |  | 71389327 |  |  |  | 28718343 |  |  |  | 313293868 |  |  |  | 76946995 |  |  |  | 324569362 |  |  |  | 323085508 |  |  |  | 0 |  |  |  | 0 |  |  |  | 0 |  |  |  | 843144992 |  |  |  | 139697400 |  |  |  | 66721276 |  |  |  | 47067 |  |  |  | 296263392 |  |  |  | 41340148 |  |  |  | 181438253 |  |  |  | 47394421 |  |  |  | 0 |  |  |  | 0 |  |  |  | 295756151 |  |  |  | 1322850267 |  |  |  | 77422796 |  |  |  | 213041731 |  |  |  | 407222768 |  |  |  | 119068072 |  |  |  | 23175809 |  |  |  | 8534277 |  |  |  | 11444822 |  |  |  | 3382824 |  |  |  | 7508306 |  |  |  | 377072556 |  |  |  | 149541622 |  |  |  | 215305464 |  |  |  | 379828555 |  |  |  | 252550268 |  |  |  | 383902209 |  |  |  | 150743583 |  |  |  | 63397544 |  |  |  | 284634891 |  |  |  | 96625226 |  |  |  | 77297518 |  |  |  | 123478196 |  |  |  | 34248950 |  |  |  | 36183581 |  |  |  | 50970007 |  |  |  | 59805137 |  |  |  | 409611751 |  |  |  | 167395970 |  |  |  | 654388834 |  |  |  | 55184221 |  |  |  | 274152077 |  |  |  | 54166971 |  |  |  | 76386853 |  |  |  | 0 |  |  |  | 70293821 |  |  |  | 414504748 |  |  |  | 155234159 |  |  |  | 17375157 |  |  |  | 62781729 |  |  |  | 90318414 |  |  |  | 630630006 |  |  |  | 98952432 |  |  |  | 922783 |  |  |  | 98556458 |  |  |  | 461757659 |  |  |  | 2916981 |  |  |  | 55976048 |  |  |  | 34613021 |  |  |  | 25409144 |  |  |  | 282589822 |  |  |  | 588733267 |  |  |  | 417224877 |  |  |  | 95009259 |  |  |  | 126999946 |  |  |  | 10385021 |  |  |  | 32670877 |  |  |  | 29552912 |  |  |  | 38279709 |  |  |  | 78467331 |  |  |  | 36118517 |  |  |  | 3212436 |  |  |  | 51619065 |  |  |  | 61051885 |  |  |  | 27769065 |  |  |  | 102510659
Arizona Public Service Company | 7 | 2013 | 12 | 0 | 16 | 0 | Asset Retirement Costs | 0 |  |  |  | 0 |  |  |  | 0 |  |  |  | 0 |  |  |  | 0 |  |  |  | 0 |  |  |  | 20644949 |  |  |  | 20644949 |  |  |  | 26750771 |  |  |  | 1502055 |  |  |  | 1509233 |  |  |  | 0 |  |  |  | 0 |  |  |  | 0 |  |  |  | 0 |  |  |  | 1865912 |  |  |  | 0 |  |  |  | 0 |  |  |  | 0 |  |  |  | 0 |  |  |  | 0 |  |  |  | 0 |  |  |  | 0 |  |  |  | 0 |  |  |  | 0 |  |  |  | 0 |  |  |  | 0 |  |  |  | 0 |  |  |  | 0 |  |  |  | 0 |  |  |  | 0 |  |  |  | 0 |  |  |  | 0 |  |  |  | 0 |  |  |  | 0 |  |  |  | 0 |  |  |  | 0 |  |  |  | 0 |  |  |  | -13438835 |  |  |  | -7858207 |  |  |  | -8314059 |  |  |  | 351682 |  |  |  | 0 |  |  |  | 450687 |  |  |  | 134589 |  |  |  | 0 |  |  |  | 0 |  |  |  | 0 |  |  |  | 0 |  |  |  | 0 |  |  |  | 0 |  |  |  | 0 |  |  |  | 0 |  |  |  | 0 |  |  |  | 0 |  |  |  | 0 |  |  |  | 0 |  |  |  | 2375172 |  |  |  | 4075579 |  |  |  | 3595055 |  |  |  | 0 |  |  |  | 0 |  |  |  | 0 |  |  |  | 0 |  |  |  | 0 |  |  |  | 12106913 |  |  |  | 0 |  |  |  | 788647 |  |  |  | 0 |  |  |  | 0 |  |  |  | -745978 |  |  |  | -1320841 |  |  |  | 3755929 |  |  |  | -33865 |  |  |  | 138265 |  |  |  | 17040 |  |  |  | 0 |  |  |  | 0 |  |  |  | -345803 |  |  |  | 0 |  |  |  | 7036834 |  |  |  | 39000 |  |  |  | 39236 |  |  |  | 35149 |  |  |  | 12395036 |  |  |  | 532363 |  |  |  | 1976952 |  |  |  | 1976952 |  |  |  | 1976952 |  |  |  | 5930856 |  |  |  | 4179560 |  |  |  | 4750344 |  |  |  | 20721266 |  |  |  | 490453 |  |  |  | 587008 |  |  |  | 214373 |  |  |  | 1744133 |  |  |  | 0 |  |  |  | 689117 |  |  |  | 0 |  |  |  | 134848 |  |  |  | 0 |  |  |  | 0 |  |  |  | 0 |  |  |  | 0 |  |  |  | 2794256 |  |  |  | 279648 |  |  |  | 248696 |  |  |  | 0 |  |  |  | 442039 |  |  |  | 1362 |  |  |  | 753664 |  |  |  | 0 |  |  |  | 3701437 |  |  |  | 0 |  |  |  | 3569791 |  |  |  | -970599 |  |  |  | 0 |  |  |  | -3262309 |  |  |  | 22273575 |  |  |  | -1905415 |  |  |  | 250353 |  |  |  | 0 |  |  |  | 0 |  |  |  | 0 |  |  |  | 0 |  |  |  | -749433 |  |  |  | 0 |  |  |  | 0 |  |  |  | 1296089 |  |  |  | 832637 |  |  |  | 333978 |  |  |  | 0 |  |  |  | 443797 |  |  |  | 0 |  |  |  | 0 |  |  |  | 0 |  |  |  | 1564370 |  |  |  | 0 |  |  |  | 0 |  |  |  | 0 |  |  |  | 0 |  |  |  | 8318153 |  |  |  | 896036 |  |  |  | 5555374 |  |  |  | 788173 |  |  |  | 3595055 |  |  |  | 9436 |  |  |  | 3050394 |  |  |  | 0 |  |  |  | 414726 |  |  |  | 337824 |  |  |  | 0 |  |  |  | 0 |  |  |  | 0 |  |  |  | -2354013 |  |  |  | 210182 |  |  |  | -1816972 |  |  |  | -865328 |  |  |  | -1877049 |  |  |  | -268421 |  |  |  | 0 |  |  |  | -34119 |  |  |  | -773374 |  |  |  | 0 |  |  |  | 2000718 |  |  |  | 4942281 |  |  |  | 1326272 |  |  |  | 1842240 |  |  |  | 3431455 |  |  |  | 0 |  |  |  | 0 |  |  |  | 0 |  |  |  | 225603 |  |  |  | 699329 |  |  |  | 30969 |  |  |  | 0 |  |  |  | 4060 |  |  |  | 0 |  |  |  | 0 |  |  |  | 119872
Arizona Public Service Company | 7 | 2013 | 12 | 0 | 17 | 0 | Total Cost | 145405441 |  |  |  | 0 |  |  |  | 319865575 |  |  |  | 0 |  |  |  | 405707091 |  |  |  | 0 |  |  |  | 20644949 |  |  |  | 20644949 |  |  |  | 26750771 |  |  |  | 102217564 |  |  |  | 127515434 |  |  |  | 29768250 |  |  |  | 29903793 |  |  |  | 0 |  |  |  | 52347 |  |  |  | 268881806 |  |  |  | 3757956 |  |  |  | 2666291 |  |  |  | 11339697 |  |  |  | 7743436 |  |  |  | 36733977 |  |  |  | 36368340 |  |  |  | 2354608 |  |  |  | 10254450 |  |  |  | 11274401 |  |  |  | 29490910 |  |  |  | 24281802 |  |  |  | 20551632 |  |  |  | 18836579 |  |  |  | 19605981 |  |  |  | 278243833 |  |  |  | 45432890 |  |  |  | 44118164 |  |  |  | 53835293 |  |  |  | 83754014 |  |  |  | 276752976 |  |  |  | 272498125 |  |  |  | 255776493 |  |  |  | 1072762109 |  |  |  | 677527690 |  |  |  | 1029069981 |  |  |  | 172742577 |  |  |  | 14973111 |  |  |  | 96398363 |  |  |  | 304613874 |  |  |  | 63377160 |  |  |  | 32835369 |  |  |  | 14366735 |  |  |  | 18621679 |  |  |  | 2125603 |  |  |  | 22391395 |  |  |  | 143588835 |  |  |  | 18170580 |  |  |  | 109800142 |  |  |  | 30338880 |  |  |  | 30450423 |  |  |  | 131467564 |  |  |  | 545997141 |  |  |  | 79354415 |  |  |  | 351775397 |  |  |  | 115561885 |  |  |  | 62511154 |  |  |  | 376947446 |  |  |  | 0 |  |  |  | 0 |  |  |  | 473432468 |  |  |  | 611031 |  |  |  | 201358398 |  |  |  | 6422578 |  |  |  | 0 |  |  |  | 9047558 |  |  |  | 218048207 |  |  |  | 336453639 |  |  |  | 67907563 |  |  |  | 490345005 |  |  |  | 234859997 |  |  |  | 36381575 |  |  |  | 410656905 |  |  |  | 594294231 |  |  |  | 696337141 |  |  |  | 128037460 |  |  |  | 535743228 |  |  |  | 223944365 |  |  |  | 180202220 |  |  |  | 1001402085 |  |  |  | 85785752 |  |  |  | 389275087 |  |  |  | 306843113 |  |  |  | 534165301 |  |  |  | 1230283501 |  |  |  | 828551519 |  |  |  | 1101986934 |  |  |  | 774551318 |  |  |  | 445356699 |  |  |  | 82842341 |  |  |  | 172759356 |  |  |  | 122574694 |  |  |  | 34452077 |  |  |  | 339864676 |  |  |  | 81219995 |  |  |  | 372292594 |  |  |  | 368585272 |  |  |  | 0 |  |  |  | 0 |  |  |  | 0 |  |  |  | 980151964 |  |  |  | 151569885 |  |  |  | 71177992 |  |  |  | 80888 |  |  |  | 411472500 |  |  |  | 55421026 |  |  |  | 217015445 |  |  |  | 62708645 |  |  |  | 4011964 |  |  |  | 0 |  |  |  | 370959879 |  |  |  | 1514480211 |  |  |  | 97171905 |  |  |  | 251317478 |  |  |  | 580428989 |  |  |  | 137778313 |  |  |  | 29964294 |  |  |  | 9104281 |  |  |  | 11636784 |  |  |  | 3476042 |  |  |  | 7566409 |  |  |  | 413425863 |  |  |  | 164357639 |  |  |  | 216838556 |  |  |  | 383857785 |  |  |  | 297635434 |  |  |  | 514101879 |  |  |  | 160660197 |  |  |  | 70719178 |  |  |  | 322385352 |  |  |  | 109244862 |  |  |  | 82483337 |  |  |  | 131525626 |  |  |  | 35382734 |  |  |  | 39621055 |  |  |  | 56255841 |  |  |  | 61057818 |  |  |  | 441071334 |  |  |  | 172698398 |  |  |  | 691811866 |  |  |  | 65096552 |  |  |  | 342738233 |  |  |  | 58940440 |  |  |  | 89974221 |  |  |  | 0 |  |  |  | 70931536 |  |  |  | 450194172 |  |  |  | 166503135 |  |  |  | 18982688 |  |  |  | 63274622 |  |  |  | 101692261 |  |  |  | 712143965 |  |  |  | 113331625 |  |  |  | 420991 |  |  |  | 151561469 |  |  |  | 509184226 |  |  |  | 3161431 |  |  |  | 66817067 |  |  |  | 37804892 |  |  |  | 26429169 |  |  |  | 310975964 |  |  |  | 706987824 |  |  |  | 445358784 |  |  |  | 99565880 |  |  |  | 148936327 |  |  |  | 10396111 |  |  |  | 33674549 |  |  |  | 30575976 |  |  |  | 53156247 |  |  |  | 107402714 |  |  |  | 40759777 |  |  |  | 3419776 |  |  |  | 61171130 |  |  |  | 64182054 |  |  |  | 28100712 |  |  |  | 129556297
Arizona Public Service Company | 7 | 2013 | 12 | 0 | 18 | 0 | Cost per KW of Installed Capacity (line 17/5) Including | 1279.9775 |  |  |  | 0.0000 |  |  |  | 1107.1844 |  |  |  | 0.0000 |  |  |  | 1299.0941 |  |  |  | 0.0000 |  |  |  | 108.6005 |  |  |  | 108.6005 |  |  |  | 105.5674 |  |  |  | 198.3267 |  |  |  | 247.4106 |  |  |  | 262.0445 |  |  |  | 263.2376 |  |  |  | 0.0000 |  |  |  | 0.4188 |  |  |  | 797.0647 |  |  |  | 159.2354 |  |  |  | 112.9784 |  |  |  | 156.6256 |  |  |  | 106.9535 |  |  |  | 607.1732 |  |  |  | 601.1296 |  |  |  | 90.2149 |  |  |  | 193.1158 |  |  |  | 212.3239 |  |  |  | 376.6400 |  |  |  | 457.2844 |  |  |  | 387.0364 |  |  |  | 354.7378 |  |  |  | 369.2275 |  |  |  | 459.9072 |  |  |  | 344.1886 |  |  |  | 334.2285 |  |  |  | 407.8431 |  |  |  | 617.6550 |  |  |  | 485.8725 |  |  |  | 475.4809 |  |  |  | 450.9459 |  |  |  | 2627.1940 |  |  |  | 1659.2650 |  |  |  | 2520.1920 |  |  |  | 601.8905 |  |  |  | 242.2833 |  |  |  | 1901.3484 |  |  |  | 1305.1151 |  |  |  | 380.6436 |  |  |  | 1334.7711 |  |  |  | 574.6694 |  |  |  | 184.7389 |  |  |  | 212.5603 |  |  |  | 1027.1282 |  |  |  | 1595.4315 |  |  |  | 526.6835 |  |  |  | 1516.3671 |  |  |  | 758.4720 |  |  |  | 761.2606 |  |  |  | 1195.1597 |  |  |  | 708.6270 |  |  |  | 1236.0501 |  |  |  | 1240.8303 |  |  |  | 426.5850 |  |  |  | 361.7544 |  |  |  | 1183.6943 |  |  |  | 0.0000 |  |  |  | 0.0000 |  |  |  | 1388.7315 |  |  |  | 0.0000 |  |  |  | 789.6408 |  |  |  | 88.7096 |  |  |  | 0.0000 |  |  |  | 33.5095 |  |  |  | 739.5476 |  |  |  | 613.7425 |  |  |  | 668.9082 |  |  |  | 334.7065 |  |  |  | 353.3323 |  |  |  | 428.0185 |  |  |  | 565.6431 |  |  |  | 863.7998 |  |  |  | 1365.3669 |  |  |  | 678.8837 |  |  |  | 1294.0658 |  |  |  | 1439.2311 |  |  |  | 1047.0786 |  |  |  | 1226.0065 |  |  |  | 1053.8790 |  |  |  | 850.5027 |  |  |  | 1041.9121 |  |  |  | 1077.8154 |  |  |  | 985.9621 |  |  |  | 831.8790 |  |  |  | 710.6613 |  |  |  | 1095.2366 |  |  |  | 1537.3031 |  |  |  | 329.2621 |  |  |  | 617.8804 |  |  |  | 3217.1836 |  |  |  | 560.1964 |  |  |  | 572.8378 |  |  |  | 448.4815 |  |  |  | 656.7165 |  |  |  | 623.3473 |  |  |  | 0.0000 |  |  |  | 0.0000 |  |  |  | 0.0000 |  |  |  | 1251.7905 |  |  |  | 757.8494 |  |  |  | 462.1948 |  |  |  | 0.0000 |  |  |  | 1023.5634 |  |  |  | 692.7628 |  |  |  | 943.5454 |  |  |  | 338.9656 |  |  |  | 0.0000 |  |  |  | 0.0000 |  |  |  | 548.5543 |  |  |  | 926.1177 |  |  |  | 1118.2037 |  |  |  | 540.0148 |  |  |  | 1050.8736 |  |  |  | 718.7934 |  |  |  | 399.5239 |  |  |  | 170.8761 |  |  |  | 115.4443 |  |  |  | 130.4821 |  |  |  | 127.5954 |  |  |  | 476.3794 |  |  |  | 585.9452 |  |  |  | 545.0944 |  |  |  | 560.2945 |  |  |  | 789.4839 |  |  |  | 1185.9328 |  |  |  | 910.7721 |  |  |  | 516.1984 |  |  |  | 1133.9618 |  |  |  | 342.4604 |  |  |  | 568.8506 |  |  |  | 469.7344 |  |  |  | 209.1178 |  |  |  | 222.8406 |  |  |  | 217.8770 |  |  |  | 518.3176 |  |  |  | 1615.6459 |  |  |  | 1099.9898 |  |  |  | 2016.9442 |  |  |  | 283.0285 |  |  |  | 1208.9532 |  |  |  | 302.2587 |  |  |  | 370.2643 |  |  |  | 0.0000 |  |  |  | 591.0961 |  |  |  | 722.6231 |  |  |  | 455.6736 |  |  |  | 193.0116 |  |  |  | 249.3090 |  |  |  | 234.0982 |  |  |  | 626.9977 |  |  |  | 228.9528 |  |  |  | 8.5917 |  |  |  | 319.2314 |  |  |  | 471.4669 |  |  |  | 193.7151 |  |  |  | 251.7599 |  |  |  | 332.6724 |  |  |  | 978.8581 |  |  |  | 616.4043 |  |  |  | 832.1420 |  |  |  | 1206.9344 |  |  |  | 869.3432 |  |  |  | 824.2187 |  |  |  | 192.5206 |  |  |  | 396.1712 |  |  |  | 298.3022 |  |  |  | 245.5821 |  |  |  | 1248.8688 |  |  |  | 926.3586 |  |  |  | 147.7225 |  |  |  | 649.9961 |  |  |  | 2292.2162 |  |  |  | 372.1949 |  |  |  | 1249.9402
Arizona Public Service Company | 7 | 2013 | 12 | 0 | 19 | 0 | Production Expenses: Oper, Supv, & Engr | 1581390 |  |  |  | 0 |  |  |  | 1373193 |  |  |  | 0 |  |  |  | 1543927 |  |  |  | 0 |  |  |  | 1027393 |  |  |  | 705189 |  |  |  | 192797 |  |  |  | 264926 |  |  |  | 290419 |  |  |  | 0 |  |  |  | 0 |  |  |  | 4416 |  |  |  | 4416 |  |  |  | 5583727 |  |  |  | 0 |  |  |  | 0 |  |  |  | 0 |  |  |  | 0 |  |  |  | 784081 |  |  |  | 0 |  |  |  | 0 |  |  |  | 0 |  |  |  | 4400 |  |  |  | 0 |  |  |  | 0 |  |  |  | 0 |  |  |  | 76080 |  |  |  | 66279 |  |  |  | 680 |  |  |  | 155231 |  |  |  | 140302 |  |  |  | 158028 |  |  |  | 622773 |  |  |  | 2015035 |  |  |  | 35435 |  |  |  | 24346 |  |  |  | 7767496 |  |  |  | 7685849 |  |  |  | 7675382 |  |  |  | 1296595 |  |  |  | 24213 |  |  |  | 70260 |  |  |  | 211681 |  |  |  | 17129 |  |  |  | 11703 |  |  |  | 58478 |  |  |  | 48827 |  |  |  | 36680 |  |  |  | 194195 |  |  |  | 439665 |  |  |  | 3734 |  |  |  | 837527 |  |  |  | 58962 |  |  |  | 109820 |  |  |  | 183969 |  |  |  | 212113 |  |  |  | 502428 |  |  |  | 810416 |  |  |  | 245070 |  |  |  | 92035 |  |  |  | 896202 |  |  |  | 0 |  |  |  | 0 |  |  |  | 773746 |  |  |  | 0 |  |  |  | 2658566 |  |  |  | 1838 |  |  |  | 0 |  |  |  | 0 |  |  |  | 603997 |  |  |  | 749315 |  |  |  | 4356 |  |  |  | 2809094 |  |  |  | 1015916 |  |  |  | 4328 |  |  |  | 189083 |  |  |  | 1047768 |  |  |  | 1491437 |  |  |  | 98985 |  |  |  | 1591767 |  |  |  | 42881 |  |  |  | 390267 |  |  |  | 270242 |  |  |  | 201094 |  |  |  | 0 |  |  |  | 0 |  |  |  | 0 |  |  |  | 0 |  |  |  | 12135 |  |  |  | 14626617 |  |  |  | 362513 |  |  |  | 217876 |  |  |  | 259921 |  |  |  | 0 |  |  |  | 17425 |  |  |  | 0 |  |  |  | 192329 |  |  |  | 0 |  |  |  | 74681 |  |  |  | 181703 |  |  |  | 0 |  |  |  | 0 |  |  |  | 0 |  |  |  | 3907058 |  |  |  | 410631 |  |  |  | 325661 |  |  |  | 0 |  |  |  | 8132333 |  |  |  | 1265 |  |  |  | 523685 |  |  |  | 2647457 |  |  |  | 265804 |  |  |  | 0 |  |  |  | 964764 |  |  |  | 1503365 |  |  |  | 142548 |  |  |  | 1056308 |  |  |  | 177394 |  |  |  | 64096 |  |  |  | 161172 |  |  |  | 111 |  |  |  | 1342 |  |  |  | 0 |  |  |  | 0 |  |  |  | 797819 |  |  |  | 37893 |  |  |  | 15142 |  |  |  | 740070 |  |  |  | 129486 |  |  |  | 104064 |  |  |  | 502269 |  |  |  | 1369361 |  |  |  | 111920 |  |  |  | 276426 |  |  |  | 412374 |  |  |  | 900598 |  |  |  | 354083 |  |  |  | 201389 |  |  |  | 201396 |  |  |  | 194231 |  |  |  | 539309 |  |  |  | 626831 |  |  |  | 632249 |  |  |  | 468894 |  |  |  | 841525 |  |  |  | 13016 |  |  |  | 97720 |  |  |  | 0 |  |  |  | 122898 |  |  |  | 1533059 |  |  |  | 0 |  |  |  | 4439 |  |  |  | 3838 |  |  |  | 105836 |  |  |  | 576453 |  |  |  | 388588 |  |  |  | 0 |  |  |  | 269293 |  |  |  | 1357498 |  |  |  | 797 |  |  |  | 25924 |  |  |  | 26983 |  |  |  | 35 |  |  |  | 5874271 |  |  |  | 1720676 |  |  |  | 1686204 |  |  |  | 180242 |  |  |  | 1745264 |  |  |  | 0 |  |  |  | 21693 |  |  |  | 23581 |  |  |  | 3388613 |  |  |  | 861217 |  |  |  | 322392 |  |  |  | 15355 |  |  |  | 288547 |  |  |  | 617394 |  |  |  | 26692 |  |  |  | 448803
Arizona Public Service Company | 7 | 2013 | 12 | 0 | 20 | 0 | Fuel | 18048464 |  |  |  | 0 |  |  |  | 37101720 |  |  |  | 0 |  |  |  | 39142056 |  |  |  | 0 |  |  |  | 16969909 |  |  |  | 28355407 |  |  |  | 33994626 |  |  |  | 15331494 |  |  |  | 14271901 |  |  |  | 38435973 |  |  |  | 2503467 |  |  |  | 3296489 |  |  |  | 0 |  |  |  | 0 |  |  |  | 154569 |  |  |  | 131917 |  |  |  | 1675162 |  |  |  | 0 |  |  |  | 3190713 |  |  |  | 2833472 |  |  |  | 20042 |  |  |  | 0 |  |  |  | 257959 |  |  |  | 1348282 |  |  |  | 270066 |  |  |  | 257278 |  |  |  | 101755589 |  |  |  | 71127110 |  |  |  | 8237823 |  |  |  | 7790088 |  |  |  | 6964896 |  |  |  | 6725462 |  |  |  | 6087167 |  |  |  | 61481062 |  |  |  | 172306 |  |  |  | 135660 |  |  |  | 28579275 |  |  |  | 30951539 |  |  |  | 27038553 |  |  |  | 56366668 |  |  |  | 13131 |  |  |  | 7916177 |  |  |  | 17275865 |  |  |  | 1473796 |  |  |  | 1026805 |  |  |  | 7132 |  |  |  | 590846 |  |  |  | 88549 |  |  |  | 2249052 |  |  |  | 7326427 |  |  |  | 21806 |  |  |  | 5769770 |  |  |  | 1569764 |  |  |  | 569711 |  |  |  | 4741643 |  |  |  | 111039712 |  |  |  | 6433944 |  |  |  | 42803085 |  |  |  | 9568193 |  |  |  | 3757903 |  |  |  | 40866185 |  |  |  | 0 |  |  |  | 0 |  |  |  | 22320132 |  |  |  | 0 |  |  |  | 44571216 |  |  |  | 77925 |  |  |  | 0 |  |  |  | 5912626 |  |  |  | 11221681 |  |  |  | 22933877 |  |  |  | 434264 |  |  |  | 201136258 |  |  |  | 55678895 |  |  |  | 455513 |  |  |  | 7125278 |  |  |  | 64950937 |  |  |  | 97286817 |  |  |  | 26055932 |  |  |  | 56227346 |  |  |  | 13373215 |  |  |  | 19463157 |  |  |  | 64218514 |  |  |  | 16238571 |  |  |  | 56217088 |  |  |  | 36679012 |  |  |  | 61940439 |  |  |  | 154836539 |  |  |  | 111058721 |  |  |  | 220562489 |  |  |  | 116935308 |  |  |  | 20435057 |  |  |  | 16789712 |  |  |  | 61105462 |  |  |  | 0 |  |  |  | 0 |  |  |  | 68274999 |  |  |  | 8830233 |  |  |  | 89904876 |  |  |  | 93174845 |  |  |  | 0 |  |  |  | 0 |  |  |  | 0 |  |  |  | 147184883 |  |  |  | 20355422 |  |  |  | 5504853 |  |  |  | 0 |  |  |  | 29095584 |  |  |  | 2655515 |  |  |  | 25495047 |  |  |  | 14218925 |  |  |  | 18871063 |  |  |  | 0 |  |  |  | 84768204 |  |  |  | 139731869 |  |  |  | 7464888 |  |  |  | 41420664 |  |  |  | 48146150 |  |  |  | 31226601 |  |  |  | 186314 |  |  |  | 1098755 |  |  |  | 638413 |  |  |  | 127350 |  |  |  | 137141 |  |  |  | 126407326 |  |  |  | 0 |  |  |  | 16450976 |  |  |  | 61156096 |  |  |  | 45936635 |  |  |  | 33327044 |  |  |  | 12970437 |  |  |  | 13646305 |  |  |  | 52437562 |  |  |  | 58479956 |  |  |  | 21337980 |  |  |  | 36457192 |  |  |  | 2958193 |  |  |  | 3395872 |  |  |  | 6923819 |  |  |  | 1136685 |  |  |  | 0 |  |  |  | 0 |  |  |  | 0 |  |  |  | 15616983 |  |  |  | 49979349 |  |  |  | 2406852 |  |  |  | 10374739 |  |  |  | 0 |  |  |  | 11776356 |  |  |  | 98047984 |  |  |  | 3674960 |  |  |  | 527812 |  |  |  | 2182341 |  |  |  | 68144620 |  |  |  | 178211176 |  |  |  | 60147242 |  |  |  | 2810275 |  |  |  | 35349550 |  |  |  | 121514956 |  |  |  | 40415 |  |  |  | 43280684 |  |  |  | 13306095 |  |  |  | 291283 |  |  |  | 34889665 |  |  |  | 127577784 |  |  |  | 85726198 |  |  |  | 15230461 |  |  |  | 27048341 |  |  |  | 1152399 |  |  |  | 648195 |  |  |  | 396660 |  |  |  | 23438666 |  |  |  | 11735403 |  |  |  | 7277888 |  |  |  | 24738 |  |  |  | 13423654 |  |  |  | 2205991 |  |  |  | 258082 |  |  |  | 12039137
Arizona Public Service Company | 7 | 2013 | 12 | 0 | 21 | 0 | Coolants and Water (Nuclear Plants Only) | 0 |  |  |  | 0 |  |  |  | 0 |  |  |  | 0 |  |  |  | 0 |  |  |  | 0 |  |  |  | 0 |  |  |  | 0 |  |  |  | 0 |  |  |  | 0 |  |  |  | 0 |  |  |  | 0 |  |  |  | 0 |  |  |  | 0 |  |  |  | 0 |  |  |  | 0 |  |  |  | 0 |  |  |  | 0 |  |  |  | 0 |  |  |  | 0 |  |  |  | 0 |  |  |  | 0 |  |  |  | 0 |  |  |  | 0 |  |  |  | 0 |  |  |  | 0 |  |  |  | 0 |  |  |  | 0 |  |  |  | 0 |  |  |  | 0 |  |  |  | 0 |  |  |  | 0 |  |  |  | 0 |  |  |  | 0 |  |  |  | 0 |  |  |  | 0 |  |  |  | 0 |  |  |  | 0 |  |  |  | 3906903 |  |  |  | 3850476 |  |  |  | 3851631 |  |  |  | 0 |  |  |  | 0 |  |  |  | 0 |  |  |  | 0 |  |  |  | 0 |  |  |  | 0 |  |  |  | 0 |  |  |  | 0 |  |  |  | 0 |  |  |  | 0 |  |  |  | 0 |  |  |  | 0 |  |  |  | 0 |  |  |  | 0 |  |  |  | 0 |  |  |  | 0 |  |  |  | 0 |  |  |  | 0 |  |  |  | 0 |  |  |  | 0 |  |  |  | 0 |  |  |  | 0 |  |  |  | 0 |  |  |  | 0 |  |  |  | 0 |  |  |  | 0 |  |  |  | 0 |  |  |  | 0 |  |  |  | 0 |  |  |  | 0 |  |  |  | 0 |  |  |  | 0 |  |  |  | 0 |  |  |  | 0 |  |  |  | 0 |  |  |  | 0 |  |  |  | 0 |  |  |  | 0 |  |  |  | 0 |  |  |  | 0 |  |  |  | 0 |  |  |  | 0 |  |  |  | 0 |  |  |  | 0 |  |  |  | 0 |  |  |  | 0 |  |  |  | 0 |  |  |  | 0 |  |  |  | 0 |  |  |  | 0 |  |  |  | 0 |  |  |  | 0 |  |  |  | 0 |  |  |  | 0 |  |  |  | 0 |  |  |  | 0 |  |  |  | 0 |  |  |  | 0 |  |  |  | 0 |  |  |  | 0 |  |  |  | 0 |  |  |  | 0 |  |  |  | 0 |  |  |  | 0 |  |  |  | 0 |  |  |  | 0 |  |  |  | 0 |  |  |  | 0 |  |  |  | 4079470 |  |  |  | 0 |  |  |  | 0 |  |  |  | 0 |  |  |  | 0 |  |  |  | 0 |  |  |  | 0 |  |  |  | 0 |  |  |  | 0 |  |  |  | 0 |  |  |  | 0 |  |  |  | 0 |  |  |  | 0 |  |  |  | 0 |  |  |  | 0 |  |  |  | 0 |  |  |  | 0 |  |  |  | 0 |  |  |  | 0 |  |  |  | 0 |  |  |  | 0 |  |  |  | 0 |  |  |  | 0 |  |  |  | 0 |  |  |  | 0 |  |  |  | 0 |  |  |  | 0 |  |  |  | 0 |  |  |  | 0 |  |  |  | 0 |  |  |  | 0 |  |  |  | 0 |  |  |  | 0 |  |  |  | 0 |  |  |  | 0 |  |  |  | 0 |  |  |  | 0 |  |  |  | 0 |  |  |  | 0 |  |  |  | 0 |  |  |  | 0 |  |  |  | 0 |  |  |  | 0 |  |  |  | 0 |  |  |  | 0 |  |  |  | 0 |  |  |  | 0 |  |  |  | 0 |  |  |  | 0 |  |  |  | 0 |  |  |  | 0 |  |  |  | 0 |  |  |  | 0 |  |  |  | 0 |  |  |  | 0 |  |  |  | 0 |  |  |  | 0 |  |  |  | 0 |  |  |  | 0 |  |  |  | 0 |  |  |  | 0 |  |  |  | 0 |  |  |  | 0 |  |  |  | 0 |  |  |  | 0 |  |  |  | 0 |  |  |  | 0 |  |  |  | 0 |  |  |  | 0 |  |  |  | 0 |  |  |  | 0 |  |  |  | 0
Arizona Public Service Company | 7 | 2013 | 12 | 0 | 22 | 0 | Steam Expenses | 2850944 |  |  |  | 0 |  |  |  | 4829989 |  |  |  | 0 |  |  |  | 4506515 |  |  |  | 0 |  |  |  | 2545998 |  |  |  | 2561036 |  |  |  | 2577905 |  |  |  | 1491953 |  |  |  | 1468811 |  |  |  | 128713 |  |  |  | 165731 |  |  |  | 0 |  |  |  | 0 |  |  |  | 1816642 |  |  |  | 0 |  |  |  | 0 |  |  |  | 0 |  |  |  | 0 |  |  |  | 0 |  |  |  | 0 |  |  |  | 0 |  |  |  | 0 |  |  |  | 0 |  |  |  | 0 |  |  |  | 0 |  |  |  | 0 |  |  |  | 0 |  |  |  | 0 |  |  |  | 0 |  |  |  | 0 |  |  |  | 0 |  |  |  | 0 |  |  |  | 0 |  |  |  | 0 |  |  |  | 0 |  |  |  | 0 |  |  |  | 3381930 |  |  |  | 2523526 |  |  |  | 3562418 |  |  |  | 0 |  |  |  | 0 |  |  |  | 738364 |  |  |  | 3459834 |  |  |  | 0 |  |  |  | 0 |  |  |  | 6250 |  |  |  | 0 |  |  |  | 0 |  |  |  | 526412 |  |  |  | 1460460 |  |  |  | 150 |  |  |  | 497637 |  |  |  | 0 |  |  |  | 0 |  |  |  | 831063 |  |  |  | 5614513 |  |  |  | 637875 |  |  |  | 2588497 |  |  |  | 0 |  |  |  | 0 |  |  |  | 0 |  |  |  | 0 |  |  |  | 0 |  |  |  | 3719013 |  |  |  | 0 |  |  |  | 1502405 |  |  |  | 0 |  |  |  | 0 |  |  |  | 0 |  |  |  | 1594630 |  |  |  | 336045 |  |  |  | 0 |  |  |  | 11575 |  |  |  | 4734 |  |  |  | 136 |  |  |  | 85212 |  |  |  | 16189 |  |  |  | 7535 |  |  |  | 1532464 |  |  |  | 8008051 |  |  |  | 868394 |  |  |  | 1876621 |  |  |  | 500025 |  |  |  | 907330 |  |  |  | 3089428 |  |  |  | 2319226 |  |  |  | 3364983 |  |  |  | 8773637 |  |  |  | 9245363 |  |  |  | 4195088 |  |  |  | 6827303 |  |  |  | 321768 |  |  |  | 0 |  |  |  | 0 |  |  |  | 860535 |  |  |  | 0 |  |  |  | 0 |  |  |  | 0 |  |  |  | 0 |  |  |  | 0 |  |  |  | 0 |  |  |  | 0 |  |  |  | 0 |  |  |  | 5149577 |  |  |  | 2577117 |  |  |  | 446437 |  |  |  | 0 |  |  |  | 3318636 |  |  |  | 0 |  |  |  | 0 |  |  |  | 0 |  |  |  | 1364685 |  |  |  | 0 |  |  |  | 7132997 |  |  |  | 15705481 |  |  |  | 644154 |  |  |  | 2066678 |  |  |  | 3529982 |  |  |  | 2713506 |  |  |  | 1307153 |  |  |  | 0 |  |  |  | 0 |  |  |  | 0 |  |  |  | 0 |  |  |  | 0 |  |  |  | 0 |  |  |  | 0 |  |  |  | 0 |  |  |  | 4331115 |  |  |  | 2316737 |  |  |  | 348774 |  |  |  | 0 |  |  |  | 246679 |  |  |  | 103555 |  |  |  | 396423 |  |  |  | 706858 |  |  |  | 0 |  |  |  | 0 |  |  |  | 0 |  |  |  | 0 |  |  |  | 0 |  |  |  | 0 |  |  |  | 0 |  |  |  | 105801 |  |  |  | 3544760 |  |  |  | 0 |  |  |  | 64633 |  |  |  | 0 |  |  |  | 0 |  |  |  | 0 |  |  |  | 0 |  |  |  | 0 |  |  |  | 0 |  |  |  | 822838 |  |  |  | 2035407 |  |  |  | 1405695 |  |  |  | 242642 |  |  |  | 794517 |  |  |  | 3193970 |  |  |  | 0 |  |  |  | 893500 |  |  |  | 766579 |  |  |  | 0 |  |  |  | 192910 |  |  |  | 18864357 |  |  |  | 2272323 |  |  |  | 1383288 |  |  |  | 932159 |  |  |  | 0 |  |  |  | 0 |  |  |  | 0 |  |  |  | 0 |  |  |  | 2061000 |  |  |  | 1321316 |  |  |  | 71584 |  |  |  | 248680 |  |  |  | 360051 |  |  |  | 97078 |  |  |  | 1027017
Arizona Public Service Company | 7 | 2013 | 12 | 0 | 23 | 0 | Steam From Other Sources | 0 |  |  |  | 0 |  |  |  | 0 |  |  |  | 0 |  |  |  | 0 |  |  |  | 0 |  |  |  | 0 |  |  |  | 0 |  |  |  | 0 |  |  |  | 0 |  |  |  | 0 |  |  |  | 0 |  |  |  | 0 |  |  |  | 0 |  |  |  | 0 |  |  |  | 0 |  |  |  | 0 |  |  |  | 0 |  |  |  | 0 |  |  |  | 0 |  |  |  | 0 |  |  |  | 0 |  |  |  | 0 |  |  |  | 0 |  |  |  | 0 |  |  |  | 0 |  |  |  | 0 |  |  |  | 0 |  |  |  | 0 |  |  |  | 0 |  |  |  | 0 |  |  |  | 0 |  |  |  | 0 |  |  |  | 0 |  |  |  | 0 |  |  |  | 0 |  |  |  | 0 |  |  |  | 0 |  |  |  | 0 |  |  |  | 0 |  |  |  | 0 |  |  |  | 0 |  |  |  | 0 |  |  |  | 0 |  |  |  | 0 |  |  |  | 0 |  |  |  | 0 |  |  |  | 0 |  |  |  | 0 |  |  |  | 0 |  |  |  | 0 |  |  |  | 0 |  |  |  | 0 |  |  |  | 0 |  |  |  | 0 |  |  |  | 0 |  |  |  | 0 |  |  |  | 0 |  |  |  | 0 |  |  |  | 0 |  |  |  | 0 |  |  |  | 0 |  |  |  | 0 |  |  |  | 0 |  |  |  | 0 |  |  |  | 0 |  |  |  | 0 |  |  |  | 0 |  |  |  | 0 |  |  |  | 0 |  |  |  | 0 |  |  |  | 0 |  |  |  | 0 |  |  |  | 0 |  |  |  | 0 |  |  |  | 0 |  |  |  | 0 |  |  |  | 0 |  |  |  | 0 |  |  |  | 0 |  |  |  | 0 |  |  |  | 0 |  |  |  | 0 |  |  |  | 0 |  |  |  | 0 |  |  |  | 0 |  |  |  | 0 |  |  |  | 0 |  |  |  | 0 |  |  |  | 0 |  |  |  | 0 |  |  |  | 0 |  |  |  | 0 |  |  |  | 0 |  |  |  | 0 |  |  |  | 0 |  |  |  | 4312439 |  |  |  | 0 |  |  |  | 0 |  |  |  | 0 |  |  |  | 0 |  |  |  | 0 |  |  |  | 0 |  |  |  | 0 |  |  |  | 0 |  |  |  | 0 |  |  |  | 0 |  |  |  | 0 |  |  |  | 0 |  |  |  | 0 |  |  |  | 0 |  |  |  | 0 |  |  |  | 0 |  |  |  | 0 |  |  |  | 0 |  |  |  | 0 |  |  |  | 0 |  |  |  | 0 |  |  |  | 0 |  |  |  | 0 |  |  |  | 0 |  |  |  | 0 |  |  |  | 0 |  |  |  | 0 |  |  |  | 0 |  |  |  | 0 |  |  |  | 0 |  |  |  | 0 |  |  |  | 0 |  |  |  | 0 |  |  |  | 0 |  |  |  | 0 |  |  |  | 0 |  |  |  | 0 |  |  |  | 0 |  |  |  | 0 |  |  |  | 0 |  |  |  | 0 |  |  |  | 0 |  |  |  | 0 |  |  |  | 0 |  |  |  | 0 |  |  |  | 0 |  |  |  | 0 |  |  |  | 0 |  |  |  | 0 |  |  |  | 0 |  |  |  | 0 |  |  |  | 0 |  |  |  | 0 |  |  |  | 0 |  |  |  | 0 |  |  |  | 0 |  |  |  | 0 |  |  |  | 0 |  |  |  | 0 |  |  |  | 0 |  |  |  | 0 |  |  |  | 0 |  |  |  | 0 |  |  |  | 0 |  |  |  | 0 |  |  |  | 0 |  |  |  | 0 |  |  |  | 0 |  |  |  | 0 |  |  |  | 0 |  |  |  | 0 |  |  |  | 0 |  |  |  | 0 |  |  |  | 0 |  |  |  | 0 |  |  |  | 0 |  |  |  | 0 |  |  |  | 0 |  |  |  | 0 |  |  |  | 0 |  |  |  | 0 |  |  |  | 0 |  |  |  | 0 |  |  |  | 0
Arizona Public Service Company | 7 | 2013 | 12 | 0 | 24 | 0 | Steam Transferred (Cr) | 0 |  |  |  | 0 |  |  |  | 0 |  |  |  | 0 |  |  |  | 0 |  |  |  | 0 |  |  |  | 0 |  |  |  | 0 |  |  |  | 0 |  |  |  | 0 |  |  |  | 0 |  |  |  | 0 |  |  |  | 0 |  |  |  | 0 |  |  |  | 0 |  |  |  | 0 |  |  |  | 0 |  |  |  | 0 |  |  |  | 0 |  |  |  | 0 |  |  |  | 0 |  |  |  | 0 |  |  |  | 0 |  |  |  | 0 |  |  |  | 0 |  |  |  | 0 |  |  |  | 0 |  |  |  | 0 |  |  |  | 0 |  |  |  | 0 |  |  |  | 0 |  |  |  | 0 |  |  |  | 0 |  |  |  | 0 |  |  |  | 0 |  |  |  | 0 |  |  |  | 0 |  |  |  | 0 |  |  |  | 0 |  |  |  | 0 |  |  |  | 0 |  |  |  | 0 |  |  |  | 0 |  |  |  | 0 |  |  |  | 0 |  |  |  | 0 |  |  |  | 0 |  |  |  | 0 |  |  |  | 0 |  |  |  | 112639 |  |  |  | 0 |  |  |  | 0 |  |  |  | 0 |  |  |  | 0 |  |  |  | 0 |  |  |  | 0 |  |  |  | 0 |  |  |  | 0 |  |  |  | 0 |  |  |  | 0 |  |  |  | 0 |  |  |  | 0 |  |  |  | 0 |  |  |  | 0 |  |  |  | 0 |  |  |  | 0 |  |  |  | 0 |  |  |  | 0 |  |  |  | 0 |  |  |  | 0 |  |  |  | 0 |  |  |  | 0 |  |  |  | 0 |  |  |  | 0 |  |  |  | 0 |  |  |  | 0 |  |  |  | 0 |  |  |  | 0 |  |  |  | 0 |  |  |  | 0 |  |  |  | 0 |  |  |  | 0 |  |  |  | 0 |  |  |  | 0 |  |  |  | 0 |  |  |  | 0 |  |  |  | 0 |  |  |  | 0 |  |  |  | 0 |  |  |  | 0 |  |  |  | 0 |  |  |  | 0 |  |  |  | 0 |  |  |  | 0 |  |  |  | 0 |  |  |  | 0 |  |  |  | 0 |  |  |  | 0 |  |  |  | 0 |  |  |  | 0 |  |  |  | 0 |  |  |  | 0 |  |  |  | 0 |  |  |  | 0 |  |  |  | 0 |  |  |  | 0 |  |  |  | 0 |  |  |  | 0 |  |  |  | 0 |  |  |  | 0 |  |  |  | 0 |  |  |  | 0 |  |  |  | 0 |  |  |  | 0 |  |  |  | 0 |  |  |  | 0 |  |  |  | 0 |  |  |  | 0 |  |  |  | 0 |  |  |  | 0 |  |  |  | 0 |  |  |  | 0 |  |  |  | 0 |  |  |  | 0 |  |  |  | 0 |  |  |  | 0 |  |  |  | 0 |  |  |  | 0 |  |  |  | 0 |  |  |  | 0 |  |  |  | 0 |  |  |  | 0 |  |  |  | 0 |  |  |  | 0 |  |  |  | 0 |  |  |  | 0 |  |  |  | 0 |  |  |  | 0 |  |  |  | 0 |  |  |  | 0 |  |  |  | 0 |  |  |  | 0 |  |  |  | 0 |  |  |  | 0 |  |  |  | 0 |  |  |  | 0 |  |  |  | 0 |  |  |  | 0 |  |  |  | 0 |  |  |  | 0 |  |  |  | 0 |  |  |  | 0 |  |  |  | 0 |  |  |  | 0 |  |  |  | 0 |  |  |  | 0 |  |  |  | 0 |  |  |  | 0 |  |  |  | 0 |  |  |  | 0 |  |  |  | 0 |  |  |  | 0 |  |  |  | 0 |  |  |  | 0 |  |  |  | 0 |  |  |  | 0 |  |  |  | 0 |  |  |  | 0 |  |  |  | 0 |  |  |  | 0 |  |  |  | 0 |  |  |  | 0 |  |  |  | 0 |  |  |  | 0 |  |  |  | 0 |  |  |  | 0 |  |  |  | 0 |  |  |  | 0 |  |  |  | 0 |  |  |  | 0 |  |  |  | 0
Arizona Public Service Company | 7 | 2013 | 12 | 0 | 25 | 0 | Electric Expenses | 566074 |  |  |  | 0 |  |  |  | 513936 |  |  |  | 0 |  |  |  | 440320 |  |  |  | 0 |  |  |  | 498863 |  |  |  | 498863 |  |  |  | 498983 |  |  |  | 121704 |  |  |  | 121704 |  |  |  | 896304 |  |  |  | 813624 |  |  |  | 2271 |  |  |  | 2271 |  |  |  | 604096 |  |  |  | 161048 |  |  |  | 22584 |  |  |  | 103956 |  |  |  | 0 |  |  |  | 0 |  |  |  | 0 |  |  |  | 0 |  |  |  | 0 |  |  |  | 1223 |  |  |  | 9145 |  |  |  | 202224 |  |  |  | 220519 |  |  |  | 48449 |  |  |  | 42208 |  |  |  | 857575 |  |  |  | 0 |  |  |  | 0 |  |  |  | 0 |  |  |  | 410923 |  |  |  | 2358715 |  |  |  | 1911527 |  |  |  | 1911422 |  |  |  | 3138311 |  |  |  | 2936394 |  |  |  | 3212196 |  |  |  | 1719047 |  |  |  | 35644 |  |  |  | 945687 |  |  |  | 72140 |  |  |  | 167520 |  |  |  | 156988 |  |  |  | 8244 |  |  |  | 177831 |  |  |  | 0 |  |  |  | 289493 |  |  |  | 335400 |  |  |  | 150 |  |  |  | 0 |  |  |  | 101308 |  |  |  | 247529 |  |  |  | 260001 |  |  |  | 0 |  |  |  | 0 |  |  |  | 1741112 |  |  |  | 377365 |  |  |  | 307498 |  |  |  | 2741126 |  |  |  | 0 |  |  |  | 0 |  |  |  | 1019413 |  |  |  | 0 |  |  |  | 488092 |  |  |  | 2981 |  |  |  | 11320 |  |  |  | 0 |  |  |  | 436953 |  |  |  | 1204014 |  |  |  | 8671 |  |  |  | 4063742 |  |  |  | 2040908 |  |  |  | 11030 |  |  |  | 307192 |  |  |  | 80051 |  |  |  | 2977775 |  |  |  | 1974477 |  |  |  | 933545 |  |  |  | 46461 |  |  |  | 818263 |  |  |  | 0 |  |  |  | 223553 |  |  |  | -55967 |  |  |  | 57894 |  |  |  | -53273 |  |  |  | -51346 |  |  |  | 0 |  |  |  | 2941 |  |  |  | 1202 |  |  |  | 0 |  |  |  | 0 |  |  |  | 7066609 |  |  |  | 0 |  |  |  | 0 |  |  |  | 2048664 |  |  |  | 525061 |  |  |  | 1815653 |  |  |  | 2586791 |  |  |  | 0 |  |  |  | 0 |  |  |  | 0 |  |  |  | 3857505 |  |  |  | 232876 |  |  |  | 1008164 |  |  |  | 0 |  |  |  | 3255202 |  |  |  | 0 |  |  |  | 0 |  |  |  | 0 |  |  |  | 1705555 |  |  |  | 0 |  |  |  | 1726746 |  |  |  | 1037410 |  |  |  | 260440 |  |  |  | 410633 |  |  |  | 1316885 |  |  |  | 1097067 |  |  |  | 22706 |  |  |  | 58371 |  |  |  | 585 |  |  |  | 2093 |  |  |  | 21736 |  |  |  | 2518995 |  |  |  | 119755 |  |  |  | 6015 |  |  |  | 225596 |  |  |  | 123245 |  |  |  | 110674 |  |  |  | 1535035 |  |  |  | 706493 |  |  |  | 3835193 |  |  |  | 2318894 |  |  |  | 1789824 |  |  |  | 2259469 |  |  |  | 386589 |  |  |  | 605546 |  |  |  | 361597 |  |  |  | 273001 |  |  |  | 799468 |  |  |  | 376957 |  |  |  | 982124 |  |  |  | 0 |  |  |  | 0 |  |  |  | 66563 |  |  |  | 4508 |  |  |  | 0 |  |  |  | 655983 |  |  |  | 7227977 |  |  |  | 0 |  |  |  | 49978 |  |  |  | 260439 |  |  |  | 1155941 |  |  |  | 3691468 |  |  |  | 1538403 |  |  |  | 307490 |  |  |  | 784427 |  |  |  | 2975402 |  |  |  | 0 |  |  |  | 784195 |  |  |  | 482925 |  |  |  | 0 |  |  |  | 78388 |  |  |  | 1248444 |  |  |  | 1552852 |  |  |  | 125384 |  |  |  | 323769 |  |  |  | 0 |  |  |  | 0 |  |  |  | 0 |  |  |  | 0 |  |  |  | 768973 |  |  |  | 164100 |  |  |  | 43378 |  |  |  | 379784 |  |  |  | 139385 |  |  |  | 88994 |  |  |  | 460669
Arizona Public Service Company | 7 | 2013 | 12 | 0 | 26 | 0 | Misc Steam (or Nuclear) Power Expenses | 1112799 |  |  |  | 0 |  |  |  | 1504624 |  |  |  | 0 |  |  |  | 1353746 |  |  |  | 0 |  |  |  | 4052049 |  |  |  | 3909958 |  |  |  | 3608279 |  |  |  | 2104251 |  |  |  | 2577033 |  |  |  | 155145 |  |  |  | 199765 |  |  |  | 136560 |  |  |  | 0 |  |  |  | 1609099 |  |  |  | 0 |  |  |  | 0 |  |  |  | -31 |  |  |  | 7685 |  |  |  | 10757 |  |  |  | 439573 |  |  |  | 1131 |  |  |  | 68683 |  |  |  | 68683 |  |  |  | 0 |  |  |  | 43773 |  |  |  | 56362 |  |  |  | 0 |  |  |  | 0 |  |  |  | 2292986 |  |  |  | 0 |  |  |  | 0 |  |  |  | 0 |  |  |  | 0 |  |  |  | 3952942 |  |  |  | 2629009 |  |  |  | 1806300 |  |  |  | 11216197 |  |  |  | 10454096 |  |  |  | 10583206 |  |  |  | 186321 |  |  |  | 14935 |  |  |  | 459098 |  |  |  | 2286638 |  |  |  | 170340 |  |  |  | 39616 |  |  |  | 1418 |  |  |  | 0 |  |  |  | 0 |  |  |  | 98665 |  |  |  | 255198 |  |  |  | 1974 |  |  |  | 431502 |  |  |  | 0 |  |  |  | 0 |  |  |  | 132773 |  |  |  | 7137763 |  |  |  | 580476 |  |  |  | 1755527 |  |  |  | 193702 |  |  |  | 130520 |  |  |  | 139367 |  |  |  | 0 |  |  |  | 0 |  |  |  | 2019357 |  |  |  | 0 |  |  |  | 1234852 |  |  |  | 8967 |  |  |  | 26428 |  |  |  | -25070 |  |  |  | 1332464 |  |  |  | 3285580 |  |  |  | 10215 |  |  |  | 5825478 |  |  |  | 1959385 |  |  |  | 10774 |  |  |  | 833187 |  |  |  | 5544757 |  |  |  | 3727735 |  |  |  | 4086786 |  |  |  | 2155158 |  |  |  | 1171565 |  |  |  | 1104254 |  |  |  | 18410395 |  |  |  | 471736 |  |  |  | 2190948 |  |  |  | -1052422 |  |  |  | 2398987 |  |  |  | 3537513 |  |  |  | 12978016 |  |  |  | -10856086 |  |  |  | 12253566 |  |  |  | 4475333 |  |  |  | 4242458 |  |  |  | 0 |  |  |  | 987601 |  |  |  | 421378 |  |  |  | 694005 |  |  |  | 0 |  |  |  | 788639 |  |  |  | 1006461 |  |  |  | 0 |  |  |  | 0 |  |  |  | 0 |  |  |  | 2800428 |  |  |  | 1171639 |  |  |  | 74975 |  |  |  | 0 |  |  |  | 9474607 |  |  |  | 0 |  |  |  | 0 |  |  |  | 0 |  |  |  | 3191326 |  |  |  | 0 |  |  |  | 4440523 |  |  |  | 1106615 |  |  |  | 512498 |  |  |  | 1542936 |  |  |  | 4004733 |  |  |  | 1859886 |  |  |  | -171878 |  |  |  | 33904 |  |  |  | 37500 |  |  |  | 4578 |  |  |  | 9958 |  |  |  | 727075 |  |  |  | 34564 |  |  |  | 766073 |  |  |  | 5010709 |  |  |  | 4881380 |  |  |  | 4054459 |  |  |  | 0 |  |  |  | 41194 |  |  |  | 15009 |  |  |  | 14984 |  |  |  | 2537 |  |  |  | 0 |  |  |  | 0 |  |  |  | 0 |  |  |  | 0 |  |  |  | 0 |  |  |  | 0 |  |  |  | 0 |  |  |  | 0 |  |  |  | 2487668 |  |  |  | 3443208 |  |  |  | 0 |  |  |  | 537180 |  |  |  | 0 |  |  |  | 0 |  |  |  | 0 |  |  |  | 0 |  |  |  | 237 |  |  |  | 296050 |  |  |  | 1148384 |  |  |  | 3092839 |  |  |  | 1209622 |  |  |  | 144784 |  |  |  | 3129625 |  |  |  | 2893054 |  |  |  | 3290 |  |  |  | 802813 |  |  |  | 658224 |  |  |  | 160686 |  |  |  | 872105 |  |  |  | 2785261 |  |  |  | 991479 |  |  |  | 647816 |  |  |  | 889736 |  |  |  | 0 |  |  |  | 0 |  |  |  | 0 |  |  |  | 0 |  |  |  | 837166 |  |  |  | 637902 |  |  |  | 0 |  |  |  | 639260 |  |  |  | 260625 |  |  |  | 0 |  |  |  | 354000
Arizona Public Service Company | 7 | 2013 | 12 | 0 | 27 | 0 | Rents | 0 |  |  |  | 0 |  |  |  | 0 |  |  |  | 0 |  |  |  | 0 |  |  |  | 0 |  |  |  | 150965 |  |  |  | 150965 |  |  |  | 150965 |  |  |  | 89206 |  |  |  | 89206 |  |  |  | 0 |  |  |  | 0 |  |  |  | 0 |  |  |  | 0 |  |  |  | 85176 |  |  |  | 0 |  |  |  | 0 |  |  |  | 0 |  |  |  | 0 |  |  |  | 0 |  |  |  | 0 |  |  |  | 0 |  |  |  | 0 |  |  |  | 0 |  |  |  | 0 |  |  |  | 0 |  |  |  | 0 |  |  |  | 0 |  |  |  | 0 |  |  |  | 0 |  |  |  | 0 |  |  |  | 0 |  |  |  | 0 |  |  |  | 0 |  |  |  | 0 |  |  |  | 0 |  |  |  | 0 |  |  |  | 15154242 |  |  |  | 15154242 |  |  |  | 15158789 |  |  |  | 6695 |  |  |  | 0 |  |  |  | 0 |  |  |  | 33093 |  |  |  | 0 |  |  |  | 0 |  |  |  | 0 |  |  |  | 0 |  |  |  | 0 |  |  |  | 169874 |  |  |  | 463232 |  |  |  | 0 |  |  |  | 0 |  |  |  | 157051 |  |  |  | 0 |  |  |  | 276150 |  |  |  | 348322 |  |  |  | 0 |  |  |  | 0 |  |  |  | 0 |  |  |  | 0 |  |  |  | 0 |  |  |  | 0 |  |  |  | 0 |  |  |  | 17817 |  |  |  | 0 |  |  |  | 65088 |  |  |  | 311 |  |  |  | 0 |  |  |  | 0 |  |  |  | 22252 |  |  |  | 125576 |  |  |  | 265 |  |  |  | 191654 |  |  |  | 67152 |  |  |  | 280 |  |  |  | 31845 |  |  |  | 1638189 |  |  |  | 96528 |  |  |  | 0 |  |  |  | 0 |  |  |  | 20596 |  |  |  | 940 |  |  |  | 89716 |  |  |  | 0 |  |  |  | -559 |  |  |  | -360 |  |  |  | -630 |  |  |  | -1549 |  |  |  | 1522 |  |  |  | 362252 |  |  |  | 1282 |  |  |  | 15039 |  |  |  | 0 |  |  |  | 0 |  |  |  | 6247 |  |  |  | 0 |  |  |  | 49584 |  |  |  | 0 |  |  |  | 58 |  |  |  | 0 |  |  |  | 0 |  |  |  | 0 |  |  |  | 0 |  |  |  | 0 |  |  |  | 158700 |  |  |  | 0 |  |  |  | 0 |  |  |  | 68278655 |  |  |  | 0 |  |  |  | 0 |  |  |  | 0 |  |  |  | 806635 |  |  |  | 0 |  |  |  | 1342884 |  |  |  | 2096013 |  |  |  | 439 |  |  |  | 725885 |  |  |  | 1243584 |  |  |  | 795698 |  |  |  | 218818 |  |  |  | 17646 |  |  |  | 9274 |  |  |  | 9687 |  |  |  | 13627 |  |  |  | 896013 |  |  |  | 49334 |  |  |  | 104315 |  |  |  | 718820 |  |  |  | 20114 |  |  |  | 49058 |  |  |  | 67102 |  |  |  | 70616 |  |  |  | 271370 |  |  |  | 302640 |  |  |  | 110426 |  |  |  | 188526 |  |  |  | 14867 |  |  |  | 16821 |  |  |  | 33152 |  |  |  | 5487 |  |  |  | 2734246 |  |  |  | 831187 |  |  |  | 3107006 |  |  |  | 0 |  |  |  | 0 |  |  |  | 0 |  |  |  | 0 |  |  |  | 0 |  |  |  | 0 |  |  |  | 0 |  |  |  | 19184 |  |  |  | 66310 |  |  |  | 225976 |  |  |  | 346279 |  |  |  | 843772 |  |  |  | 370593 |  |  |  | 50335 |  |  |  | 414261 |  |  |  | 1121226 |  |  |  | 11079 |  |  |  | 306813 |  |  |  | 237007 |  |  |  | 21019 |  |  |  | 0 |  |  |  | 39954693 |  |  |  | 0 |  |  |  | 87974 |  |  |  | 0 |  |  |  | 0 |  |  |  | 0 |  |  |  | 0 |  |  |  | 0 |  |  |  | 0 |  |  |  | 7540 |  |  |  | 0 |  |  |  | 40 |  |  |  | 677793 |  |  |  | 0 |  |  |  | 313
Arizona Public Service Company | 7 | 2013 | 12 | 0 | 28 | 0 | Allowances | 133468 |  |  |  | 0 |  |  |  | 261984 |  |  |  | 0 |  |  |  | 287916 |  |  |  | 0 |  |  |  | 113732 |  |  |  | 196205 |  |  |  | 231139 |  |  |  | 116201 |  |  |  | 108938 |  |  |  | 314 |  |  |  | 10476 |  |  |  | 0 |  |  |  | 0 |  |  |  | 0 |  |  |  | 0 |  |  |  | 0 |  |  |  | 0 |  |  |  | 0 |  |  |  | 0 |  |  |  | 0 |  |  |  | 0 |  |  |  | 0 |  |  |  | 0 |  |  |  | 0 |  |  |  | 0 |  |  |  | 0 |  |  |  | 0 |  |  |  | 0 |  |  |  | 0 |  |  |  | 0 |  |  |  | 0 |  |  |  | 0 |  |  |  | 0 |  |  |  | 0 |  |  |  | 0 |  |  |  | 0 |  |  |  | 0 |  |  |  | 0 |  |  |  | 0 |  |  |  | 0 |  |  |  | 0 |  |  |  | 0 |  |  |  | 0 |  |  |  | 0 |  |  |  | 0 |  |  |  | 0 |  |  |  | 0 |  |  |  | 0 |  |  |  | 0 |  |  |  | 0 |  |  |  | 0 |  |  |  | 0 |  |  |  | 0 |  |  |  | 0 |  |  |  | 0 |  |  |  | 0 |  |  |  | 0 |  |  |  | 0 |  |  |  | 0 |  |  |  | 27 |  |  |  | 0 |  |  |  | 0 |  |  |  | 0 |  |  |  | 0 |  |  |  | 0 |  |  |  | 0 |  |  |  | 0 |  |  |  | 0 |  |  |  | 0 |  |  |  | 0 |  |  |  | 0 |  |  |  | 0 |  |  |  | 0 |  |  |  | 0 |  |  |  | 0 |  |  |  | 0 |  |  |  | 0 |  |  |  | 0 |  |  |  | 0 |  |  |  | 0 |  |  |  | 0 |  |  |  | 0 |  |  |  | 0 |  |  |  | 0 |  |  |  | 0 |  |  |  | 0 |  |  |  | 0 |  |  |  | 0 |  |  |  | 0 |  |  |  | 0 |  |  |  | 0 |  |  |  | 0 |  |  |  | 0 |  |  |  | 0 |  |  |  | 0 |  |  |  | 0 |  |  |  | 0 |  |  |  | 0 |  |  |  | 0 |  |  |  | 0 |  |  |  | 0 |  |  |  | 0 |  |  |  | 0 |  |  |  | 0 |  |  |  | 0 |  |  |  | 0 |  |  |  | 0 |  |  |  | 0 |  |  |  | 0 |  |  |  | 0 |  |  |  | 0 |  |  |  | 12 |  |  |  | 0 |  |  |  | 44 |  |  |  | 71 |  |  |  | 5 |  |  |  | 20 |  |  |  | 27 |  |  |  | 16 |  |  |  | 1 |  |  |  | 0 |  |  |  | 0 |  |  |  | 0 |  |  |  | 0 |  |  |  | 0 |  |  |  | 0 |  |  |  | 0 |  |  |  | 0 |  |  |  | 0 |  |  |  | 0 |  |  |  | 0 |  |  |  | 0 |  |  |  | 0 |  |  |  | 0 |  |  |  | 0 |  |  |  | 0 |  |  |  | 0 |  |  |  | 0 |  |  |  | 0 |  |  |  | 0 |  |  |  | 0 |  |  |  | 0 |  |  |  | 0 |  |  |  | 0 |  |  |  | 0 |  |  |  | 0 |  |  |  | 0 |  |  |  | 0 |  |  |  | 0 |  |  |  | 0 |  |  |  | 0 |  |  |  | 0 |  |  |  | 0 |  |  |  | -5 |  |  |  | -14 |  |  |  | -5 |  |  |  | 0 |  |  |  | -3 |  |  |  | -10 |  |  |  | 0 |  |  |  | -3 |  |  |  | -1 |  |  |  | 0 |  |  |  | 0 |  |  |  | 0 |  |  |  | 0 |  |  |  | 0 |  |  |  | 0 |  |  |  | 0 |  |  |  | 0 |  |  |  | 0 |  |  |  | 0 |  |  |  | 0 |  |  |  | 0 |  |  |  | 0 |  |  |  | 0 |  |  |  | 70 |  |  |  | 0 |  |  |  | 0
Arizona Public Service Company | 7 | 2013 | 12 | 0 | 29 | 0 | Maintenance Supervision and Engineering | 1261327 |  |  |  | 0 |  |  |  | 1580379 |  |  |  | 0 |  |  |  | 1596024 |  |  |  | 0 |  |  |  | 328208 |  |  |  | 328208 |  |  |  | 328220 |  |  |  | 298744 |  |  |  | 243612 |  |  |  | 0 |  |  |  | 0 |  |  |  | 2367 |  |  |  | 2367 |  |  |  | 1051892 |  |  |  | 0 |  |  |  | 0 |  |  |  | 0 |  |  |  | 0 |  |  |  | 0 |  |  |  | 0 |  |  |  | 0 |  |  |  | 0 |  |  |  | 0 |  |  |  | 0 |  |  |  | 0 |  |  |  | 0 |  |  |  | 0 |  |  |  | 0 |  |  |  | 0 |  |  |  | 407 |  |  |  | 368 |  |  |  | 414 |  |  |  | 447 |  |  |  | 5279 |  |  |  | 127533 |  |  |  | 127533 |  |  |  | 3539052 |  |  |  | 1227425 |  |  |  | 2476757 |  |  |  | 813345 |  |  |  | 441 |  |  |  | 72162 |  |  |  | 366389 |  |  |  | 597 |  |  |  | 264 |  |  |  | 8932 |  |  |  | 24944 |  |  |  | 29417 |  |  |  | 561195 |  |  |  | 590799 |  |  |  | 27112 |  |  |  | 16890 |  |  |  | 11651 |  |  |  | 86786 |  |  |  | 217257 |  |  |  | 43530 |  |  |  | 58089 |  |  |  | 0 |  |  |  | 31 |  |  |  | 99968 |  |  |  | 42 |  |  |  | 0 |  |  |  | 0 |  |  |  | 4901 |  |  |  | 0 |  |  |  | 797366 |  |  |  | 831 |  |  |  | 0 |  |  |  | 0 |  |  |  | 5948 |  |  |  | 211611 |  |  |  | 69 |  |  |  | 58531 |  |  |  | 17651 |  |  |  | 73 |  |  |  | 56091 |  |  |  | 31947 |  |  |  | 25025 |  |  |  | 0 |  |  |  | 2635668 |  |  |  | 247232 |  |  |  | 847093 |  |  |  | 0 |  |  |  | 337693 |  |  |  | 0 |  |  |  | 0 |  |  |  | 0 |  |  |  | 0 |  |  |  | 1407281 |  |  |  | 622763 |  |  |  | 1233751 |  |  |  | 0 |  |  |  | 0 |  |  |  | 0 |  |  |  | 0 |  |  |  | 0 |  |  |  | 0 |  |  |  | 0 |  |  |  | 0 |  |  |  | 0 |  |  |  | 0 |  |  |  | 0 |  |  |  | 0 |  |  |  | 3712930 |  |  |  | 511813 |  |  |  | 126264 |  |  |  | 0 |  |  |  | 2538865 |  |  |  | 1017 |  |  |  | 5465 |  |  |  | 0 |  |  |  | 0 |  |  |  | 0 |  |  |  | 86261 |  |  |  | 1605409 |  |  |  | 312582 |  |  |  | 581182 |  |  |  | 627136 |  |  |  | 163543 |  |  |  | 49054 |  |  |  | -6841 |  |  |  | 0 |  |  |  | 1511 |  |  |  | 0 |  |  |  | 300839 |  |  |  | 14302 |  |  |  | 0 |  |  |  | 0 |  |  |  | 770891 |  |  |  | 620075 |  |  |  | 26931 |  |  |  | 542009 |  |  |  | 17352 |  |  |  | 20344 |  |  |  | 3739 |  |  |  | 19952 |  |  |  | -10712 |  |  |  | 29172 |  |  |  | 27228 |  |  |  | 0 |  |  |  | 218616 |  |  |  | 68411 |  |  |  | 87786 |  |  |  | 0 |  |  |  | 0 |  |  |  | 76 |  |  |  | 392 |  |  |  | 0 |  |  |  | 1168 |  |  |  | 6885 |  |  |  | 70 |  |  |  | 22 |  |  |  | 59 |  |  |  | 208215 |  |  |  | 88270 |  |  |  | 694553 |  |  |  | 3579 |  |  |  | 59068 |  |  |  | 744672 |  |  |  | 1 |  |  |  | 203128 |  |  |  | 92024 |  |  |  | 8 |  |  |  | 1374256 |  |  |  | 1031139 |  |  |  | 1597335 |  |  |  | 224198 |  |  |  | 520418 |  |  |  | 0 |  |  |  | 46741 |  |  |  | 0 |  |  |  | 0 |  |  |  | 260717 |  |  |  | 211159 |  |  |  | 9866 |  |  |  | 153412 |  |  |  | 41742 |  |  |  | 19484 |  |  |  | 156564
Arizona Public Service Company | 7 | 2013 | 12 | 0 | 30 | 0 | Maintenance of Structures | 489144 |  |  |  | 0 |  |  |  | 475215 |  |  |  | 0 |  |  |  | 473322 |  |  |  | 0 |  |  |  | 152061 |  |  |  | 154323 |  |  |  | 163879 |  |  |  | 87892 |  |  |  | 96247 |  |  |  | 360263 |  |  |  | 0 |  |  |  | 2591 |  |  |  | 2591 |  |  |  | 115394 |  |  |  | 331 |  |  |  | 274 |  |  |  | 2888 |  |  |  | 41 |  |  |  | 11944 |  |  |  | 12833 |  |  |  | 4000 |  |  |  | 0 |  |  |  | 3935 |  |  |  | 29428 |  |  |  | 27528 |  |  |  | 35445 |  |  |  | 0 |  |  |  | 6326 |  |  |  | 412310 |  |  |  | 16882 |  |  |  | 24000 |  |  |  | 12721 |  |  |  | 16762 |  |  |  | 833376 |  |  |  | 96861 |  |  |  | 66550 |  |  |  | 667103 |  |  |  | 510052 |  |  |  | 668103 |  |  |  | 45726 |  |  |  | 620 |  |  |  | 59747 |  |  |  | 621023 |  |  |  | 969 |  |  |  | 496 |  |  |  | 56288 |  |  |  | 5470 |  |  |  | 881 |  |  |  | 95325 |  |  |  | 402709 |  |  |  | 353 |  |  |  | 0 |  |  |  | 0 |  |  |  | 286 |  |  |  | 239806 |  |  |  | 0 |  |  |  | 42751 |  |  |  | 595094 |  |  |  | 128760 |  |  |  | 4772 |  |  |  | 72559 |  |  |  | 0 |  |  |  | 0 |  |  |  | 983853 |  |  |  | 0 |  |  |  | 106335 |  |  |  | 2196 |  |  |  | 0 |  |  |  | 0 |  |  |  | 472654 |  |  |  | 902675 |  |  |  | 5478 |  |  |  | 2065605 |  |  |  | 309114 |  |  |  | 11359 |  |  |  | 204443 |  |  |  | 420534 |  |  |  | 1042517 |  |  |  | 422120 |  |  |  | 928885 |  |  |  | 370814 |  |  |  | 612875 |  |  |  | 2798820 |  |  |  | 749591 |  |  |  | 3280523 |  |  |  | 2097254 |  |  |  | 3023496 |  |  |  | 8401273 |  |  |  | 2731649 |  |  |  | 11044905 |  |  |  | 1158048 |  |  |  | 308539 |  |  |  | 87796 |  |  |  | 0 |  |  |  | 380805 |  |  |  | 0 |  |  |  | 49830 |  |  |  | 165998 |  |  |  | 221060 |  |  |  | 2590159 |  |  |  | 0 |  |  |  | 0 |  |  |  | 0 |  |  |  | 3478922 |  |  |  | 159869 |  |  |  | 952970 |  |  |  | 0 |  |  |  | 645757 |  |  |  | 0 |  |  |  | 47 |  |  |  | 0 |  |  |  | 656716 |  |  |  | 0 |  |  |  | 2948463 |  |  |  | 1886372 |  |  |  | 208870 |  |  |  | 1607449 |  |  |  | 937010 |  |  |  | 422145 |  |  |  | 314158 |  |  |  | 78943 |  |  |  | 50002 |  |  |  | 42590 |  |  |  | 8787 |  |  |  | 1078988 |  |  |  | 46867 |  |  |  | 227065 |  |  |  | 1962209 |  |  |  | 1246787 |  |  |  | 996726 |  |  |  | 53155 |  |  |  | 146854 |  |  |  | 94774 |  |  |  | 251280 |  |  |  | 292148 |  |  |  | 2498 |  |  |  | 49990 |  |  |  | 72516 |  |  |  | 18740 |  |  |  | 0 |  |  |  | 12030 |  |  |  | 13786 |  |  |  | 31972 |  |  |  | 111830 |  |  |  | 694365 |  |  |  | 8172 |  |  |  | 143582 |  |  |  | 0 |  |  |  | 195159 |  |  |  | 745643 |  |  |  | 17908 |  |  |  | 20894 |  |  |  | 62833 |  |  |  | 676972 |  |  |  | 2324029 |  |  |  | 165585 |  |  |  | 58830 |  |  |  | 321779 |  |  |  | 1168722 |  |  |  | 3151 |  |  |  | 246124 |  |  |  | 152453 |  |  |  | 2650 |  |  |  | 525971 |  |  |  | 2692496 |  |  |  | 1590357 |  |  |  | 86069 |  |  |  | 83896 |  |  |  | 3508 |  |  |  | 11352 |  |  |  | 225 |  |  |  | 0 |  |  |  | 132312 |  |  |  | 55613 |  |  |  | 1853 |  |  |  | 138216 |  |  |  | 123183 |  |  |  | 5664 |  |  |  | 216460
Arizona Public Service Company | 7 | 2013 | 12 | 0 | 31 | 0 | Maintenance of Boiler (or reactor) Plant | 2719369 |  |  |  | 0 |  |  |  | 4689128 |  |  |  | 0 |  |  |  | 2712715 |  |  |  | 0 |  |  |  | 2254592 |  |  |  | 2744052 |  |  |  | 3696558 |  |  |  | 3510579 |  |  |  | 2598552 |  |  |  | 267366 |  |  |  | 179508 |  |  |  | 26767 |  |  |  | 11297 |  |  |  | 4832438 |  |  |  | 0 |  |  |  | 0 |  |  |  | 0 |  |  |  | 0 |  |  |  | 0 |  |  |  | 0 |  |  |  | 0 |  |  |  | 0 |  |  |  | 0 |  |  |  | 0 |  |  |  | 0 |  |  |  | 0 |  |  |  | 0 |  |  |  | 0 |  |  |  | 0 |  |  |  | 0 |  |  |  | 0 |  |  |  | 0 |  |  |  | 0 |  |  |  | 0 |  |  |  | 0 |  |  |  | 0 |  |  |  | 6223658 |  |  |  | 1727354 |  |  |  | 6145328 |  |  |  | 0 |  |  |  | 0 |  |  |  | 1704204 |  |  |  | 4396751 |  |  |  | 0 |  |  |  | 0 |  |  |  | 502722 |  |  |  | 30 |  |  |  | 0 |  |  |  | 708723 |  |  |  | 1296418 |  |  |  | -33430 |  |  |  | 1276112 |  |  |  | 0 |  |  |  | 0 |  |  |  | 736021 |  |  |  | 7763074 |  |  |  | 237986 |  |  |  | 4460826 |  |  |  | 2154 |  |  |  | 335369 |  |  |  | 78592 |  |  |  | 0 |  |  |  | 0 |  |  |  | 2905499 |  |  |  | 0 |  |  |  | 3670525 |  |  |  | 0 |  |  |  | 0 |  |  |  | 0 |  |  |  | 1440288 |  |  |  | 509298 |  |  |  | 0 |  |  |  | 53345 |  |  |  | 9408 |  |  |  | 58 |  |  |  | 28469 |  |  |  | 16843 |  |  |  | 27427 |  |  |  | 3885492 |  |  |  | 5588245 |  |  |  | 2694697 |  |  |  | 5201028 |  |  |  | 11002634 |  |  |  | 994074 |  |  |  | 7406991 |  |  |  | 5777677 |  |  |  | 10703589 |  |  |  | 23888257 |  |  |  | 8277705 |  |  |  | 26652581 |  |  |  | 7350601 |  |  |  | 6123857 |  |  |  | 1339761 |  |  |  | 0 |  |  |  | 207274 |  |  |  | 0 |  |  |  | 0 |  |  |  | 0 |  |  |  | 0 |  |  |  | 0 |  |  |  | 0 |  |  |  | 0 |  |  |  | 0 |  |  |  | 16895872 |  |  |  | 5242751 |  |  |  | 1086975 |  |  |  | 0 |  |  |  | 4940985 |  |  |  | 0 |  |  |  | 0 |  |  |  | 0 |  |  |  | 1638920 |  |  |  | 0 |  |  |  | 7202351 |  |  |  | 12767610 |  |  |  | 2910811 |  |  |  | 2237161 |  |  |  | 5270114 |  |  |  | 2368498 |  |  |  | 300841 |  |  |  | 0 |  |  |  | 0 |  |  |  | 0 |  |  |  | 0 |  |  |  | 0 |  |  |  | 0 |  |  |  | 0 |  |  |  | 0 |  |  |  | 5444942 |  |  |  | 5976621 |  |  |  | 1140312 |  |  |  | 580319 |  |  |  | 577559 |  |  |  | 402068 |  |  |  | 283520 |  |  |  | 271642 |  |  |  | 0 |  |  |  | 0 |  |  |  | 0 |  |  |  | 0 |  |  |  | 0 |  |  |  | 0 |  |  |  | 0 |  |  |  | 323666 |  |  |  | 3424812 |  |  |  | 0 |  |  |  | 199493 |  |  |  | 0 |  |  |  | 0 |  |  |  | 0 |  |  |  | 0 |  |  |  | 0 |  |  |  | 0 |  |  |  | 1661660 |  |  |  | 4225943 |  |  |  | 2126298 |  |  |  | 17689 |  |  |  | 1474450 |  |  |  | 7655441 |  |  |  | 0 |  |  |  | 437522 |  |  |  | 243579 |  |  |  | 0 |  |  |  | 6801758 |  |  |  | 14706411 |  |  |  | 6432155 |  |  |  | 2832379 |  |  |  | 2431777 |  |  |  | 0 |  |  |  | 0 |  |  |  | 0 |  |  |  | 0 |  |  |  | 1527628 |  |  |  | 815947 |  |  |  | 29540 |  |  |  | 1000821 |  |  |  | 350519 |  |  |  | 335280 |  |  |  | 1369869
Arizona Public Service Company | 7 | 2013 | 12 | 0 | 32 | 0 | Maintenance of Electric Plant | 794741 |  |  |  | 0 |  |  |  | 672404 |  |  |  | 0 |  |  |  | 1883065 |  |  |  | 0 |  |  |  | 292592 |  |  |  | 297001 |  |  |  | 550027 |  |  |  | 834521 |  |  |  | 433706 |  |  |  | 1095435 |  |  |  | 1391539 |  |  |  | 7351 |  |  |  | 5871 |  |  |  | 1126393 |  |  |  | -4993 |  |  |  | 7175 |  |  |  | -3796 |  |  |  | -41852 |  |  |  | 563679 |  |  |  | 323730 |  |  |  | 103490 |  |  |  | 1106757 |  |  |  | 51339 |  |  |  | 373311 |  |  |  | 1395074 |  |  |  | 133452 |  |  |  | 176653 |  |  |  | 1354970 |  |  |  | 2394799 |  |  |  | 674192 |  |  |  | 400959 |  |  |  | 948206 |  |  |  | 821581 |  |  |  | 5123872 |  |  |  | 2869653 |  |  |  | 5407808 |  |  |  | 4936594 |  |  |  | 3128315 |  |  |  | 5294606 |  |  |  | 1368944 |  |  |  | 260556 |  |  |  | 325820 |  |  |  | 846926 |  |  |  | 191789 |  |  |  | 163441 |  |  |  | -9263 |  |  |  | 105177 |  |  |  | 112652 |  |  |  | 207245 |  |  |  | 91347 |  |  |  | 1085 |  |  |  | 516740 |  |  |  | 358133 |  |  |  | 286711 |  |  |  | 97829 |  |  |  | 2808725 |  |  |  | 2009281 |  |  |  | 580977 |  |  |  | 370194 |  |  |  | 0 |  |  |  | 528420 |  |  |  | 0 |  |  |  | -22729 |  |  |  | 1002806 |  |  |  | 0 |  |  |  | 803766 |  |  |  | 81227 |  |  |  | 0 |  |  |  | 602 |  |  |  | 504875 |  |  |  | 4808412 |  |  |  | 301439 |  |  |  | 8962805 |  |  |  | 2533810 |  |  |  | 2881 |  |  |  | 4068246 |  |  |  | 5808720 |  |  |  | 3975984 |  |  |  | 1427205 |  |  |  | 693907 |  |  |  | 538267 |  |  |  | 2274296 |  |  |  | 5472546 |  |  |  | 265846 |  |  |  | 2310964 |  |  |  | 1013320 |  |  |  | 1654915 |  |  |  | 4979199 |  |  |  | 1587328 |  |  |  | 7917751 |  |  |  | 1960476 |  |  |  | 1239636 |  |  |  | 1021357 |  |  |  | 0 |  |  |  | 1713932 |  |  |  | 0 |  |  |  | 2332424 |  |  |  | 1012398 |  |  |  | 1242948 |  |  |  | 750576 |  |  |  | 0 |  |  |  | 0 |  |  |  | 0 |  |  |  | 1971629 |  |  |  | 1077143 |  |  |  | 179047 |  |  |  | 0 |  |  |  | 4682716 |  |  |  | 927385 |  |  |  | 4500134 |  |  |  | 621 |  |  |  | 275078 |  |  |  | 0 |  |  |  | 2259267 |  |  |  | 3519123 |  |  |  | 538298 |  |  |  | 577909 |  |  |  | 2367317 |  |  |  | 456949 |  |  |  | 209600 |  |  |  | 121341 |  |  |  | 118209 |  |  |  | 135845 |  |  |  | 707561 |  |  |  | 6990005 |  |  |  | 237463 |  |  |  | 449605 |  |  |  | 6119559 |  |  |  | 776929 |  |  |  | 1384162 |  |  |  | 952151 |  |  |  | 745260 |  |  |  | 2087953 |  |  |  | 1935819 |  |  |  | 769732 |  |  |  | 1427627 |  |  |  | 496669 |  |  |  | 444332 |  |  |  | 505626 |  |  |  | 519942 |  |  |  | 7537775 |  |  |  | 2720986 |  |  |  | 8125325 |  |  |  | 0 |  |  |  | 0 |  |  |  | 106835 |  |  |  | 0 |  |  |  | 0 |  |  |  | 1251758 |  |  |  | 4890835 |  |  |  | 50702 |  |  |  | 564785 |  |  |  | 488503 |  |  |  | 1786369 |  |  |  | 1291130 |  |  |  | 1534586 |  |  |  | 27138 |  |  |  | 2510198 |  |  |  | 4848590 |  |  |  | 23792 |  |  |  | 403286 |  |  |  | 1675732 |  |  |  | 72408 |  |  |  | 4524960 |  |  |  | 1615667 |  |  |  | 528876 |  |  |  | 594078 |  |  |  | 550566 |  |  |  | 840478 |  |  |  | 22837 |  |  |  | 97617 |  |  |  | 32 |  |  |  | 1222278 |  |  |  | 111582 |  |  |  | 0 |  |  |  | 225481 |  |  |  | 36454 |  |  |  | 82 |  |  |  | 266080
Arizona Public Service Company | 7 | 2013 | 12 | 0 | 33 | 0 | Maintenance of Misc Steam (or Nuclear) Plant | 1080179 |  |  |  | 0 |  |  |  | 1446897 |  |  |  | 0 |  |  |  | 1395659 |  |  |  | 0 |  |  |  | 1888274 |  |  |  | 1018221 |  |  |  | 1019939 |  |  |  | 685253 |  |  |  | 576360 |  |  |  | 182976 |  |  |  | 235602 |  |  |  | 160207 |  |  |  | 160208 |  |  |  | 852615 |  |  |  | 8426 |  |  |  | 8260 |  |  |  | 48742 |  |  |  | 2872 |  |  |  | 337580 |  |  |  | 39656 |  |  |  | 47603 |  |  |  | 112999 |  |  |  | 10891 |  |  |  | 0 |  |  |  | 16445 |  |  |  | 0 |  |  |  | 32358 |  |  |  | 0 |  |  |  | 24596 |  |  |  | 423567 |  |  |  | 526114 |  |  |  | 145814 |  |  |  | 156014 |  |  |  | 1649638 |  |  |  | 2005547 |  |  |  | 1392698 |  |  |  | 1366100 |  |  |  | 1107924 |  |  |  | 1574841 |  |  |  | 59263 |  |  |  | 31844 |  |  |  | 228612 |  |  |  | 570742 |  |  |  | 17584 |  |  |  | 66608 |  |  |  | 15214 |  |  |  | 0 |  |  |  | 0 |  |  |  | 22085 |  |  |  | 27852 |  |  |  | 902 |  |  |  | 63297 |  |  |  | 0 |  |  |  | 0 |  |  |  | 19261 |  |  |  | 4400890 |  |  |  | 16636 |  |  |  | 123918 |  |  |  | 0 |  |  |  | 0 |  |  |  | 0 |  |  |  | 0 |  |  |  | 0 |  |  |  | 945997 |  |  |  | 0 |  |  |  | 633636 |  |  |  | 1179 |  |  |  | 0 |  |  |  | 0 |  |  |  | 693613 |  |  |  | 393348 |  |  |  | 20643 |  |  |  | 882876 |  |  |  | 574135 |  |  |  | 6492 |  |  |  | 188948 |  |  |  | 1083142 |  |  |  | 388656 |  |  |  | 390544 |  |  |  | 4089307 |  |  |  | 347860 |  |  |  | 1171426 |  |  |  | 2023789 |  |  |  | 480996 |  |  |  | 252079 |  |  |  | 283864 |  |  |  | 478844 |  |  |  | 1014787 |  |  |  | 1240962 |  |  |  | 2566169 |  |  |  | 822674 |  |  |  | 130614 |  |  |  | 420123 |  |  |  | 0 |  |  |  | 78187 |  |  |  | 0 |  |  |  | 0 |  |  |  | 114628 |  |  |  | 77060 |  |  |  | 78720 |  |  |  | 0 |  |  |  | 0 |  |  |  | 0 |  |  |  | 2162178 |  |  |  | 1165126 |  |  |  | 0 |  |  |  | 0 |  |  |  | 1387698 |  |  |  | 138 |  |  |  | 0 |  |  |  | 0 |  |  |  | 3700960 |  |  |  | 0 |  |  |  | 4023102 |  |  |  | 3322364 |  |  |  | 483372 |  |  |  | 1200402 |  |  |  | 2935114 |  |  |  | 1332893 |  |  |  | 292522 |  |  |  | 107880 |  |  |  | 0 |  |  |  | 0 |  |  |  | 0 |  |  |  | 1099460 |  |  |  | 49972 |  |  |  | 2780 |  |  |  | 711900 |  |  |  | 968274 |  |  |  | 847361 |  |  |  | 54189 |  |  |  | 101734 |  |  |  | 92908 |  |  |  | 203571 |  |  |  | 36794 |  |  |  | 76826 |  |  |  | 0 |  |  |  | 0 |  |  |  | 0 |  |  |  | 0 |  |  |  | 0 |  |  |  | 0 |  |  |  | 0 |  |  |  | 1599049 |  |  |  | 636422 |  |  |  | 0 |  |  |  | 255254 |  |  |  | 0 |  |  |  | 0 |  |  |  | 0 |  |  |  | 0 |  |  |  | 0 |  |  |  | 0 |  |  |  | 1008148 |  |  |  | 3393442 |  |  |  | 1001361 |  |  |  | 19173 |  |  |  | 1132371 |  |  |  | 4131495 |  |  |  | 0 |  |  |  | 533697 |  |  |  | 553378 |  |  |  | 7480 |  |  |  | 1687589 |  |  |  | 2708162 |  |  |  | 970319 |  |  |  | 640797 |  |  |  | 437954 |  |  |  | 50264 |  |  |  | 3483 |  |  |  | 79316 |  |  |  | 0 |  |  |  | 672987 |  |  |  | 369752 |  |  |  | 0 |  |  |  | 157416 |  |  |  | 1321 |  |  |  | 0 |  |  |  | 215068
Arizona Public Service Company | 7 | 2013 | 12 | 0 | 34 | 0 | Total Production Expenses | 30637899 |  |  |  | 0 |  |  |  | 54449469 |  |  |  | 0 |  |  |  | 55335265 |  |  |  | 0 |  |  |  | 30274636 |  |  |  | 40919428 |  |  |  | 47013317 |  |  |  | 24936724 |  |  |  | 22876489 |  |  |  | 41522489 |  |  |  | 5499712 |  |  |  | 3639019 |  |  |  | 189021 |  |  |  | 17677472 |  |  |  | 319381 |  |  |  | 170210 |  |  |  | 1826921 |  |  |  | -31254 |  |  |  | 4898754 |  |  |  | 3649264 |  |  |  | 176266 |  |  |  | 1288439 |  |  |  | 398430 |  |  |  | 1760166 |  |  |  | 1955110 |  |  |  | 703056 |  |  |  | 102089129 |  |  |  | 72596893 |  |  |  | 14220769 |  |  |  | 9060367 |  |  |  | 8056639 |  |  |  | 7990645 |  |  |  | 8115667 |  |  |  | 77419919 |  |  |  | 9847871 |  |  |  | 10872317 |  |  |  | 89876861 |  |  |  | 81257192 |  |  |  | 87241810 |  |  |  | 61862604 |  |  |  | 381384 |  |  |  | 12520131 |  |  |  | 30141082 |  |  |  | 2039724 |  |  |  | 1465921 |  |  |  | 655415 |  |  |  | 953125 |  |  |  | 380818 |  |  |  | 5122264 |  |  |  | 12689507 |  |  |  | 23836 |  |  |  | 9409475 |  |  |  | 2256869 |  |  |  | 1300843 |  |  |  | 7735773 |  |  |  | 139368642 |  |  |  | 10519466 |  |  |  | 55459452 |  |  |  | 10885469 |  |  |  | 4728092 |  |  |  | 45322493 |  |  |  | 0 |  |  |  | -22729 |  |  |  | 35712534 |  |  |  | 0 |  |  |  | 56531847 |  |  |  | 177455 |  |  |  | 37748 |  |  |  | 5888158 |  |  |  | 18329355 |  |  |  | 35459751 |  |  |  | 785400 |  |  |  | 226060963 |  |  |  | 64211108 |  |  |  | 502924 |  |  |  | 13117994 |  |  |  | 80639077 |  |  |  | 111047436 |  |  |  | 39874005 |  |  |  | 82851879 |  |  |  | 19721982 |  |  |  | 33760220 |  |  |  | 104786681 |  |  |  | 20870484 |  |  |  | 74691495 |  |  |  | 47175465 |  |  |  | 83511350 |  |  |  | 205378310 |  |  |  | 148540682 |  |  |  | 277697470 |  |  |  | 148906724 |  |  |  | 33267719 |  |  |  | 24161128 |  |  |  | 68172071 |  |  |  | 8564445 |  |  |  | 421378 |  |  |  | 73641835 |  |  |  | 10648318 |  |  |  | 94124975 |  |  |  | 100369255 |  |  |  | 0 |  |  |  | 0 |  |  |  | 0 |  |  |  | 191120982 |  |  |  | 33063087 |  |  |  | 9705346 |  |  |  | 0 |  |  |  | 139830508 |  |  |  | 3585320 |  |  |  | 30524378 |  |  |  | 16867003 |  |  |  | 32476754 |  |  |  | 0 |  |  |  | 116895606 |  |  |  | 184281702 |  |  |  | 13478905 |  |  |  | 53427227 |  |  |  | 70555446 |  |  |  | 42500898 |  |  |  | 2890461 |  |  |  | 1510110 |  |  |  | 855325 |  |  |  | 323654 |  |  |  | 898810 |  |  |  | 140816520 |  |  |  | 590150 |  |  |  | 18021971 |  |  |  | 76644959 |  |  |  | 64629798 |  |  |  | 49786981 |  |  |  | 17650355 |  |  |  | 17950145 |  |  |  | 59788279 |  |  |  | 64309537 |  |  |  | 25435497 |  |  |  | 42311188 |  |  |  | 4249679 |  |  |  | 4765648 |  |  |  | 8071558 |  |  |  | 2129346 |  |  |  | 11841444 |  |  |  | 4638158 |  |  |  | 12966462 |  |  |  | 20713891 |  |  |  | 62564441 |  |  |  | 2601514 |  |  |  | 11677501 |  |  |  | 0 |  |  |  | 14003322 |  |  |  | 112452383 |  |  |  | 3762824 |  |  |  | 1234477 |  |  |  | 3520039 |  |  |  | 77065257 |  |  |  | 199773915 |  |  |  | 70582521 |  |  |  | 3681935 |  |  |  | 46239536 |  |  |  | 151605016 |  |  |  | 82525 |  |  |  | 47917683 |  |  |  | 18194978 |  |  |  | 555569 |  |  |  | 56821873 |  |  |  | 214905090 |  |  |  | 103348098 |  |  |  | 22032686 |  |  |  | 34963880 |  |  |  | 2046649 |  |  |  | 754301 |  |  |  | 597399 |  |  |  | 26827311 |  |  |  | 20079681 |  |  |  | 11295191 |  |  |  | 196314 |  |  |  | 16655311 |  |  |  | 4814528 |  |  |  | 831356 |  |  |  | 16553980
Arizona Public Service Company | 7 | 2013 | 12 | 0 | 35 | 0 | Expenses per Net KWh | 0.0372 |  |  |  | 0.0000 |  |  |  | 0.0337 |  |  |  | 0.0000 |  |  |  | 0.0312 |  |  |  | 0.0000 |  |  |  | 0.0432 |  |  |  | 0.0338 |  |  |  | 0.0330 |  |  |  | 0.0348 |  |  |  | 0.0341 |  |  |  | 0.8278 |  |  |  | 0.0852 |  |  |  | 0.0000 |  |  |  | 0.0000 |  |  |  | 0.0090 |  |  |  | 0.2347 |  |  |  | 0.1512 |  |  |  | 0.1538 |  |  |  | -0.1860 |  |  |  | 0.0997 |  |  |  | 0.0824 |  |  |  | 1.0555 |  |  |  | 0.0000 |  |  |  | 0.1901 |  |  |  | 0.1123 |  |  |  | 1.0114 |  |  |  | 0.4501 |  |  |  | 84.3015 |  |  |  | 68.8122 |  |  |  | 0.1081 |  |  |  | 0.0901 |  |  |  | 0.0887 |  |  |  | 0.0781 |  |  |  | 0.0735 |  |  |  | 0.0593 |  |  |  | 0.0044 |  |  |  | 0.0071 |  |  |  | 0.0295 |  |  |  | 0.0249 |  |  |  | 0.0309 |  |  |  | 0.0344 |  |  |  | 1.7179 |  |  |  | 0.0425 |  |  |  | 0.0246 |  |  |  | 0.0605 |  |  |  | 0.0566 |  |  |  | -0.7499 |  |  |  | 0.4595 |  |  |  | -2.0224 |  |  |  | 0.0371 |  |  |  | 0.0194 |  |  |  | -0.1592 |  |  |  | 0.0174 |  |  |  | 0.0973 |  |  |  | 0.1550 |  |  |  | 0.0178 |  |  |  | 0.0286 |  |  |  | 0.0321 |  |  |  | 0.0496 |  |  |  | 0.0543 |  |  |  | 0.0590 |  |  |  | 0.0350 |  |  |  | 0.0000 |  |  |  | 0.0000 |  |  |  | 0.0582 |  |  |  | 0.0000 |  |  |  | 0.0282 |  |  |  | 0.1376 |  |  |  | 0.0000 |  |  |  | 0.0551 |  |  |  | 0.0649 |  |  |  | 0.0677 |  |  |  | 0.0866 |  |  |  | 0.0345 |  |  |  | 0.0373 |  |  |  | 0.0525 |  |  |  | 0.0993 |  |  |  | 0.0404 |  |  |  | 0.0336 |  |  |  | 0.0333 |  |  |  | 0.0346 |  |  |  | 0.0236 |  |  |  | 0.0332 |  |  |  | 0.0197 |  |  |  | 0.0323 |  |  |  | 0.0261 |  |  |  | 0.0237 |  |  |  | 0.0259 |  |  |  | 0.0255 |  |  |  | 0.0219 |  |  |  | 0.0279 |  |  |  | 0.0269 |  |  |  | 0.0168 |  |  |  | 0.1086 |  |  |  | 0.0527 |  |  |  | 0.0342 |  |  |  | 0.0068 |  |  |  | 0.0440 |  |  |  | 0.0907 |  |  |  | 0.0399 |  |  |  | 0.0400 |  |  |  | 0.0000 |  |  |  | 0.0000 |  |  |  | 0.0000 |  |  |  | 0.0385 |  |  |  | 0.0324 |  |  |  | 0.1040 |  |  |  | 0.0000 |  |  |  | 0.0436 |  |  |  | 0.8039 |  |  |  | 0.0436 |  |  |  | 0.0448 |  |  |  | 0.0445 |  |  |  | 0.0000 |  |  |  | 0.0407 |  |  |  | 0.0255 |  |  |  | 0.0318 |  |  |  | 0.0333 |  |  |  | 0.0228 |  |  |  | 0.0427 |  |  |  | 4.9836 |  |  |  | 0.1516 |  |  |  | 0.1402 |  |  |  | 1.0717 |  |  |  | 0.5984 |  |  |  | 0.0466 |  |  |  | 0.0037 |  |  |  | 0.0607 |  |  |  | 0.0431 |  |  |  | 0.0278 |  |  |  | 0.0246 |  |  |  | 0.0633 |  |  |  | 0.0431 |  |  |  | 0.0407 |  |  |  | 0.0398 |  |  |  | 0.0474 |  |  |  | 0.0487 |  |  |  | 0.1529 |  |  |  | 0.1708 |  |  |  | 0.0906 |  |  |  | 0.1645 |  |  |  | 0.0180 |  |  |  | 0.0114 |  |  |  | 0.0159 |  |  |  | 0.0723 |  |  |  | 0.0437 |  |  |  | 0.0812 |  |  |  | 0.0631 |  |  |  | 0.0000 |  |  |  | 0.0480 |  |  |  | 0.0386 |  |  |  | 0.0443 |  |  |  | 0.1389 |  |  |  | 0.0791 |  |  |  | 0.0561 |  |  |  | 0.0241 |  |  |  | 0.0489 |  |  |  | 0.0732 |  |  |  | 0.0607 |  |  |  | 0.0274 |  |  |  | 0.2811 |  |  |  | 0.0501 |  |  |  | 0.0632 |  |  |  | 14.6821 |  |  |  | 0.0866 |  |  |  | 0.0377 |  |  |  | 0.0451 |  |  |  | 0.0332 |  |  |  | 0.0295 |  |  |  | 0.9762 |  |  |  | 0.1072 |  |  |  | 0.1498 |  |  |  | 0.0396 |  |  |  | 0.0451 |  |  |  | 0.0378 |  |  |  | -3271.9000 |  |  |  | 0.0267 |  |  |  | 0.0231 |  |  |  | 0.4664 |  |  |  | 0.0248
Arizona Public Service Company | 7 | 2013 | 12 | 0 | 36 | 0 | Fuel: Kind (Coal, Gas, Oil, or Nuclear) |  | Coal | Oil | Gas |  | Total |  |  |  | Coal | Oil | Gas |  | Total |  |  |  | Coal | Oil | Gas |  | Total |  |  |  | Coal | Gas | Total |  | Coal | Gas | Total |  | Coal | Gas | Total |  | Coal | Gas | Total |  | Coal | Gas | Total |  | Gas | Total |  |  | Gas | Total |  |  | Gas | Total |  |  | Gas | Total |  |  | Coal | Oil | Total |  | Oil | Gas | Total |  | Oil | Gas | Total |  | Oil | Gas | Total |  | Oil | Gas | Total |  | Oil | Gas | Total |  | Oil | Gas | Total |  | Oil | Total |  |  | Gas | Total |  |  | Gas | Total |  |  | Gas | Total |  |  | Gas | Total |  |  | Gas | Total |  |  | Gas | Total |  |  | Gas | Total |  |  | Gas | Total |  |  | Gas |  |  |  | Gas | Total |  |  | Gas | Total |  |  | Gas | Total |  |  | Gas | Total |  |  | Gas | Total |  |  | Gas | Total |  |  | Nuclear |  |  |  | Nuclear |  |  |  | Nuclear |  |  |  | Gas |  |  |  | Gas |  |  |  | Wood | Gas |  |  | Coal | Oil |  |  | Gas |  |  |  | Gas |  |  |  | Coal | Oil | Gas |  | Coal | Oil | Gas |  |  | Oil |  |  |  | Coal | Oil |  |  | Coal | Oil |  |  | Coal |  |  |  | Coal |  |  |  |  | Gas |  |  |  | Gas |  |  | Coal | Gas |  | Coal | Oil |  |  | Coal | Oil |  |  | Coal | Oil |  |  | Gas |  |  |  | Gas |  |  |  | Gas | [11 empty] | GAS | COAL | [6 empty] | COAL | DIESEL |  |  | GAS | [7 empty] | GAS |  |  |  | GAS | COAL |  |  | GAS |  |  |  | GAS |  |  |  | GAS |  |  |  | GAS |  |  |  | GAS |  |  |  | GAS |  |  |  | GAS |  |  |  | GAS |  |  |  | Coal | Oil | Composite |  | Coal | Oil | Composite |  | Coal | Oil | Composite |  | Coal | Oil | Composite |  | Coal | Oil | Composite |  | Coal | Oil | Composite |  | Coal | Oil | Composite |  | Coal | Oil | Composite |  | Coal | Oil | Composite |  | Coal | Oil | Composite |  | Coal | Oil | Composite |  | Coal | Oil | Composite |  | Coal | Gas | Composite |  | Coal | Oil | Composite |  | Gas |  |  |  | Gas | [11 empty] | Gas |  |  |  | Gas |  |  |  | Gas |  |  |  | Gas | [15 empty] | Coal | Oil |  |  | Coal | Gas |  |  | Gas | [7 empty] | Nuclear |  |  |  | Gas |  |  |  | Gas |  |  |  | Gas |  |  |  | Coal | Gas | [6 empty] | Coal | Gas | Oil |  | Coal | Gas |  |  | Coal | Gas | Oils |  | Coal | Gas | Oil |  | Coal | Gas |  |  | Coal | Gas |  |  |  | Gas | Oil |  |  | Gas | Oil |  |  | Gas | Oil |  |  | Gas | Oil |  |  | Gas |  |  |  | Gas |  |  |  | Gas |  |  |  | Gas | Oil |  |  | Gas |  |  | Coal |  |  |  | Coal |  |  |  | Gas | Oil |  |  | Gas |  |  |  | Gas |  |  |  | Gas |  |  |  | Gas |  |  |  | Gas | Oil |  |  | Gas | Oil |  |  | Gas | Oil |  |  | Gas | Oil |  |  | Gas | Oil | [14 empty] | GAS | OIL |  |  | GAS | OIL |  |  | GAS | OIL |  |  | GAS | OIL | [6 empty] | GAS |  |  |  | GAS |  |  |  | Gas |  |  |  | Gas |  |  |  | Gas |  |  |  | Gas | Oil | Composite |  | Coal | Gas | Composite |  | Gas | Oil | Composite |  | Gas |  |  |  | Gas |  |  |  | Coal | Gas | Composite |  | Gas |  |  |  | Gas |  |  |  | Gas |  |  |  | Oil |  |  |  | Coal | Gas |  |  | Coal |  |  |  | Coal |  |  |  | Coal |  |  |  | Coal |  |  |  |  | Gas |  |  |  | Gas |  |  |  | Gas |  |  |  | Gas |  |  | Coal-Lignite | Coal-Sub Bit | Gas |  | Coal-Lignite | Gas |  |  | Gas | Fuel Oil |  |  | Coal-Sub Bit | Fuel Oil |  |  | Coal-Sub Bit |  |  |  | Gas |  |  |  | Coal-Lignite | Fuel Oil
Arizona Public Service Company | 7 | 2013 | 12 | 0 | 37 | 0 | Unit (Coal-tons/Oil-barrel/Gas-mcf/Nuclear-indicate) |  | Tons | Bbls | MCF | [5 empty] | Tons | Bbls | MCF | [5 empty] | Tons | Bbls | MCF | [5 empty] | Tons | MCF |  |  | Tons | MCF |  |  | Tons | MCF |  |  | Tons | MCF |  |  | Tons | MCF |  |  | MCF |  |  |  | MCF |  |  |  | MCF |  |  |  | MCF |  |  |  | Tons | Bbls |  |  | Bbls | MCF |  |  | Bbls | MCF |  |  | Bbls | MCF |  |  | Bbls | MCF |  |  | Bbls | MCF |  |  | Bbls | MCF |  |  | Bbls |  |  |  | MCF |  |  |  | MCF |  |  |  | MCF |  |  |  | MCF |  |  |  | MCF |  |  |  | MCF |  |  |  | MCF |  |  |  | MCF |  |  |  | MCF |  |  |  | MCF |  |  |  | MCF |  |  |  | MCF |  |  |  | MCF |  |  |  | MCF |  |  |  | MCF |  |  |  | Kg Uranium |  |  |  | Kg Uranium |  |  |  | Kg Uranium |  |  |  | MCF |  |  |  | MCF |  |  |  | TON | MCF |  |  | TON | BBL |  |  | MCF |  |  |  | MCF |  |  |  | Tons | Bbl | Mcf |  |  | Bbl | Mcf |  |  | Bbl |  |  |  | Tons | Bbl |  |  | Tons | Bbl |  |  | Tons |  |  |  | Tons |  |  |  |  | Mcf |  |  |  | Mcf |  |  | Tons | Mcf |  | Tons | Barrels |  |  | Tons | Barrels |  |  | Tons | Barrels |  |  | MCF |  |  |  | MCF |  |  |  | MCF | [11 empty] | MCF | TONS | [6 empty] | TONS | BARRELS |  |  | MCF | [7 empty] | MCF |  |  |  | MCF | TONS |  |  | MCF |  |  |  | MCF |  |  |  | MCF |  |  |  | MCF |  |  |  | MCF |  |  |  | MCF |  |  |  | MCF |  |  |  | MCF |  |  |  | Tons | Barrels |  |  | Tons | Barrels |  |  | Tons | Barrels |  |  | Tons | Barrels |  |  | Tons | Barrels |  |  | Tons | Barrels |  |  | Tons | Barrels |  |  | Tons | Barrels |  |  | Tons | Barrels |  |  | Tons | Barrels |  |  | Tons | Barrels |  |  | Tons | Barrels |  |  | Tons | MCF |  |  | Tons | Barrels |  |  | MCF |  |  |  | MCF | [11 empty] | MCF |  |  |  | MCF |  |  |  | MCF |  |  |  | MCF | [15 empty] | Tons | Barrels |  |  | Tons | MCF |  |  | MCF | [7 empty] | Kg U-235 |  |  |  | MCF |  |  |  | MCF |  |  |  | MCF |  |  |  | tons | mcf | [6 empty] | tons | mcf | bbls |  | tons | mcf |  |  | tons | mcf | bbls |  | tons | mcf | bbls |  | tons | mcf |  |  | tons | mcf |  |  |  | mcf | bbls |  |  | mcf | bbls |  |  | mcf | bbls |  |  | mcf | bbls |  |  | mcf |  |  |  | mcf |  |  |  | mcf |  |  |  | mcf | bbls |  |  | mcf |  |  | Tons |  |  |  | Tons |  |  |  | Mcf | Bbl |  |  | Mcf |  |  |  | Mcf |  |  |  | Mcf |  |  |  | Mcf |  |  |  | Mcf | Bbl |  |  | Mcf | Bbl |  |  | Mcf | Bbl |  |  | Mcf | Bbl |  |  | Mcf | Bbl | [14 empty] | MCF | BBL |  |  | TONS | BBL |  |  | MCF |  |  |  | MCF | [7 empty] | MCF |  |  |  | MCF |  |  |  | Mcf |  |  |  | Mcf |  |  |  | Mcf |  |  |  | Mcf | Bbls |  |  | Tons | Mcf |  |  | Mcf | Bbls |  |  | Mcf |  |  |  | Mcf |  |  |  | Tons | Mcf |  |  | Mcf |  |  |  | Mcf |  |  |  | Mcf |  |  |  | Bbls |  |  |  | Tons | MCF |  |  | Tons |  |  |  | Tons |  |  |  | Tons |  |  |  | Tons |  |  |  |  | MCF |  |  |  | MCF |  |  |  | MCF |  |  |  | MCF |  |  | Tons | Tons | Mcf |  | Tons | Mcf |  |  | Mcf | Bbl |  |  | Tons | Bbl |  |  | Tons |  |  |  | Mcf |  |  |  | Tons | Bbl
Arizona Public Service Company | 7 | 2013 | 12 | 0 | 38 | 0 | Quantity (Units) of Fuel Burned |  | 462909 | 0 | 4415 |  | 0 | 0 | 0 |  | 945035 | 2953 | 0 |  | 0 | 0 | 0 |  | 1004595 | 1652 | 0 |  | 0 | 0 | 0 |  | 443610 | 43020 | 0 |  | 767330 | 108420 | 0 |  | 872770 | 378500 | 0 |  | 414470 | 29440 | 0 |  | 389390 | 30490 | 0 |  | 628380 | 0 | 0 |  | 752700 | 0 | 0 |  | 0 | 0 | 0 |  | 0 | 0 | 0 |  | 913447 | 2826 | 0 |  | 0 | 25010 | 0 |  | 0 | 21080 | 0 |  | 0 | 216570 | 0 |  | 784 | 0 | 0 |  | 0 | 540690 | 0 |  | 0 | 457720 | 0 |  | 565 | 0 | 0 |  | 0 | 0 | 0 |  | 41680 | 0 | 0 |  | 183990 | 0 | 0 |  | 35430 | 0 | 0 |  | 37630 | 0 | 0 |  | 42640 | 0 | 0 |  | 21250 | 0 | 0 |  | 1331290 | 0 | 0 |  | 1147170 | 0 | 0 |  | 1030440 | 0 | 0 |  | 996900 | 0 | 0 |  | 1033950 | 0 | 0 |  | 9338150 | 0 | 0 |  | 16063150 | 0 | 0 |  | 11314400 | 0 | 0 |  | 472 | 0 | 0 |  | 502 | 0 | 0 |  | 438 | 0 | 0 |  | 12307078 | 0 | 0 |  | 3132 | 0 | 0 |  | 478948 | 4047 | 0 |  | 768825 | 1648 | 0 |  | 3733240 | 0 | 0 |  | 237308 | 0 | 0 |  | 0 | 0 | 0 |  | 0 | 2149 | 46691 |  | 0 | 386 | 0 |  | 0 | 126256 | 2406 |  | 0 | 487976 | 679 |  | 0 | 0 | 0 |  | 0 | 388746 | 0 |  | 0 | 0 | 231580 |  | 0 | 0 | 80285 |  | 0 | 309464 | 8297 |  | 2661214 | 7344 | 0 |  | 189136 | 930 | 0 |  | 642255 | 13332 | 0 |  | 2029638 | 0 | 0 |  | 830725 | 0 | 0 |  | 8967970 | 0 | 0 |  | 0 | 0 | 0 |  | 0 | 0 | 0 |  | 246315 | 316365 | 0 |  | 0 | 0 | 0 |  | 940180 | 2145 | 0 |  | 17061 | 0 | 0 |  | 0 | 0 | 0 |  | 1240785 | 0 | 0 |  | 22686 | 171916 | 0 |  | 4870425 | 0 | 0 |  | 97110 | 0 | 0 |  | 45857126 | 0 | 0 |  | 12763520 | 0 | 0 |  | 102424 | 0 | 0 |  | 1398411 | 0 | 0 |  | 14746732 | 0 | 0 |  | 22283652 | 0 | 0 |  | 565299 | 2475 | 0 |  | 1360563 | 2967 | 0 |  | 523604 | 1131 | 0 |  | 505363 | 22 | 0 |  | 3686523 | 12788 | 0 |  | 309815 | 283 | 0 |  | 1313405 | 6539 | 0 |  | 868601 | 585 | 0 |  | 1439329 | 9676 | 0 |  | 3621335 | 16800 | 0 |  | 2891832 | 4368 | 0 |  | 5434450 | 12125 | 0 |  | 2951673 | 67897 | 0 |  | 1504512 | 4169 | 0 |  | 3240573 | 0 | 0 |  | 9845424 | 0 | 0 |  | 0 | 0 | 0 |  | 0 | 0 | 0 |  | 11912103 | 0 | 0 |  | 1504686 | 0 | 0 |  | 17147926 | 0 | 0 |  | 17434244 | 0 | 0 |  | 0 | 0 | 0 |  | 0 | 0 | 0 |  | 0 | 0 | 0 |  | 2884008 | 45685 | 0 |  | 590984 | 40630 | 0 |  | 1238982 | 0 | 0 |  | 0 | 0 | 0 |  | 495 | 0 | 0 |  | 81429 | 0 | 0 |  | 5059071 | 0 | 0 |  | 2573684 | 0 | 0 |  | 511133 | 332512 | 0 |  | 0 | 0 | 0 |  | 1344338 | 320095 | 0 |  | 4404058 | 1417716 | 0 |  | 215428 | 9739 | 13 |  | 789886 | 2614 | 954 |  | 1915777 | 93550 | 0 |  | 430047 | 44026 | 0 |  | 0 | 33262 | 0 |  | 0 | 171030 | 356 |  | 0 | 94759 | 253 |  | 0 | 9253 | 194 |  | 0 | 23019 | 0 |  | 0 | 23454124 | 0 |  | 0 | 1845285 | 0 |  | 0 | 3201168 | 714 |  | 0 | 12530613 | 0 |  | 1444314 | 0 | 0 |  | 1267303 | 0 | 0 |  | 2462897 | 179 | 0 |  | 2886279 | 0 | 0 |  | 10191732 | 0 | 0 |  | 11303517 | 0 | 0 |  | 4316587 | 0 | 0 |  | 7127324 | 199 | 0 |  | 528961 | 1000 | 0 |  | 583791 | 1616 | 0 |  | 1089232 | 4091 | 0 |  | 115391 | 601 | 0 |  | 0 | 0 | 0 |  | 0 | 0 | 0 |  | 0 | 0 | 0 |  | 3257139 | 0 | 0 |  | 804219 | 13628 | 0 |  | 482946 | 0 | 0 |  | 2221578 | 0 | 0 |  | 0 | 0 | 0 |  | 2455715 | 0 | 0 |  | 21560068 | 0 | 0 |  | 905074 | 0 | 0 |  | 148414 | 0 | 0 |  | 519783 | 0 | 0 |  | 16238719 | 23 | 0 |  | 4689052 | 17429 | 0 |  | 14885096 | 22 | 0 |  | 718812 | 0 | 0 |  | 9254353 | 0 | 0 |  | 3262514 | 174355 | 0 |  | 7524 | 0 | 0 |  | 9913673 | 0 | 0 |  | 3095441 | 0 | 0 |  | 1988 | 0 | 0 |  | 163000 | 3941349 | 0 |  | 3172000 | 0 | 0 |  | 1307000 | 0 | 0 |  | 382000 | 0 | 0 |  | 560000 | 0 | 0 |  | 0 | 31831 | 0 |  | 0 | 97565 | 0 |  | 0 | 65130 | 0 |  | 0 | 5045943 | 0 |  | 423001 | 0 | 5957 |  | 292261 | 9686 | 0 |  | 1265 | 30 | 0 |  | 388896 | 2109 | 0 |  | 146529 | 0 | 0 |  | 32222 | 0 | 0 |  | 529355 | 2124 | 0
Arizona Public Service Company | 7 | 2013 | 12 | 0 | 39 | 0 | Avg Heat Cont - Fuel Burned (btu/indicate if nuclear) |  | 9335 | 0 | 863828 |  | 0 | 0 | 0 |  | 9330 | 128637 | 0 |  | 0 | 0 | 0 |  | 9331 | 128637 | 0 |  | 0 | 0 | 0 |  | 8672 | 1017573 | 0 |  | 8688 | 1023723 | 0 |  | 8675 | 1025075 | 0 |  | 8656 | 1022758 | 0 |  | 8659 | 1022499 | 0 |  | 1028852 | 0 | 0 |  | 1029308 | 0 | 0 |  | 0 | 0 | 0 |  | 0 | 0 | 0 |  | 10425 | 137238 | 0 |  | 0 | 1022311 | 0 |  | 0 | 1022628 | 0 |  | 0 | 1022875 | 0 |  | 138263 | 0 | 0 |  | 0 | 1023966 | 0 |  | 0 | 1024989 | 0 |  | 138602 | 0 | 0 |  | 0 | 0 | 0 |  | 1041819 | 0 | 0 |  | 1039056 | 0 | 0 |  | 1029100 | 0 | 0 |  | 1028408 | 0 | 0 |  | 1028940 | 0 | 0 |  | 1030588 | 0 | 0 |  | 1016048 | 0 | 0 |  | 1027876 | 0 | 0 |  | 1027641 | 0 | 0 |  | 1027564 | 0 | 0 |  | 1028024 | 0 | 0 |  | 1028077 | 0 | 0 |  | 1027026 | 0 | 0 |  | 1028756 | 0 | 0 |  | 66706 | 0 | 0 |  | 66706 | 0 | 0 |  | 66707 | 0 | 0 |  | 1020000 | 0 | 0 |  | 1020000 | 0 | 0 |  | 8600000 | 1020000 | 0 |  | 16970000 | 5880000 | 0 |  | 1020000 | 0 | 0 |  | 1020000 | 0 | 0 |  | 0 | 133209 | 0 |  | 0 | 133209 | 1010 |  | 0 | 133209 | 0 |  | 0 | 8002 | 131882 |  | 0 | 7981 | 131882 |  | 0 | 0 | 0 |  | 0 | 7939 | 0 |  | 0 | 0 | 954 |  | 0 | 0 | 1003 |  | 0 | 8058 | 954 |  | 9340 | 140000 | 0 |  | 8352 | 138800 | 0 |  | 8695 | 138778 | 0 |  | 1027 | 0 | 0 |  | 1027 | 0 | 0 |  | 1027 | 0 | 0 |  | 0 | 0 | 0 |  | 0 | 0 | 0 |  | 1038788 | 21884557 | 0 |  | 0 | 0 | 0 |  | 21507697 | 6344397 | 0 |  | 1038157 | 0 | 0 |  | 0 | 0 | 0 |  | 1039555 | 0 | 0 |  | 1037723 | 21277967 | 0 |  | 1039036 | 0 | 0 |  | 1038935 | 0 | 0 |  | 1039158 | 0 | 0 |  | 1040152 | 0 | 0 |  | 1039424 | 0 | 0 |  | 1038957 | 0 | 0 |  | 1037791 | 0 | 0 |  | 1039444 | 0 | 0 |  | 12127 | 138000 | 0 |  | 9326 | 128637 | 0 |  | 8464 | 140000 | 0 |  | 9983 | 133693 | 0 |  | 8077 | 138000 | 0 |  | 11202 | 137191 | 0 |  | 11312 | 138000 | 0 |  | 11524 | 138000 | 0 |  | 11325 | 138000 | 0 |  | 11368 | 138000 | 0 |  | 12003 | 138000 | 0 |  | 9339 | 138000 | 0 |  | 10012 | 1050 | 0 |  | 7939 | 138000 | 0 |  | 1021 | 0 | 0 |  | 1023 | 0 | 0 |  | 0 | 0 | 0 |  | 0 | 0 | 0 |  | 1042 | 0 | 0 |  | 1120 | 0 | 0 |  | 1041 | 0 | 0 |  | 1038 | 0 | 0 |  | 0 | 0 | 0 |  | 0 | 0 | 0 |  | 0 | 0 | 0 |  | 9224 | 192038 | 0 |  | 8657 | 1099983 | 0 |  | 1 | 0 | 0 |  | 0 | 0 | 0 |  | 66704 | 0 | 0 |  | 1 | 0 | 0 |  | 1 | 0 | 0 |  | 1 | 0 | 0 |  | 8802 | 1023 | 0 |  | 0 | 0 | 0 |  | 10756 | 1000 | 0 |  | 8691 | 1000 | 0 |  | 10179 | 1063 | 135843 |  | 11204 | 1072 | 137164 |  | 8391 | 1068 | 0 |  | 11199 | 1023 | 0 |  | 0 | 1038 | 0 |  | 0 | 977 | 137699 |  | 0 | 1061 | 133564 |  | 0 | 1030 | 124425 |  | 0 | 1023 | 0 |  | 0 | 1012 | 0 |  | 0 | 1012 | 0 |  | 0 | 1080 | 138000 |  | 0 | 1074 | 0 |  | 8645 | 0 | 0 |  | 8466 | 0 | 0 |  | 1038000 | 140000 | 0 |  | 1038000 | 0 | 0 |  | 1038000 | 0 | 0 |  | 1038000 | 0 | 0 |  | 1038000 | 0 | 0 |  | 1038000 | 140000 | 0 |  | 1038000 | 141000 | 0 |  | 1038000 | 140000 | 0 |  | 1038000 | 140000 | 0 |  | 1038000 | 140000 | 0 |  | 0 | 0 | 0 |  | 0 | 0 | 0 |  | 0 | 0 | 0 |  | 1028056 | 0 | 0 |  | 13372 | 5834 | 0 |  | 1027468 | 0 | 0 |  | 1028661 | 0 | 0 |  | 0 | 0 | 0 |  | 1028067 | 0 | 0 |  | 1019683 | 0 | 0 |  | 1042 | 0 | 0 |  | 932 | 0 | 0 |  | 1059 | 0 | 0 |  | 1036 | 136425 | 0 |  | 8863 | 1024 | 0 |  | 1046 | 138143 | 0 |  | 1004 | 0 | 0 |  | 1008 | 0 | 0 |  | 8905 | 1010 | 0 |  | 1048 | 0 | 0 |  | 1051 | 0 | 0 |  | 1030 | 0 | 0 |  | 138889 | 0 | 0 |  | 11595 | 1023 | 0 |  | 9315 | 0 | 0 |  | 9146 | 0 | 0 |  | 8689 | 0 | 0 |  | 10370 | 0 | 0 |  | 0 | 1023 | 0 |  | 0 | 1023 | 0 |  | 0 | 1023 | 0 |  | 0 | 1023 | 0 |  | 7028 | 0 | 1100 |  | 6543 | 1208 | 0 |  | 1092 | 140000 | 0 |  | 8324 | 140000 | 0 |  | 8061 | 0 | 0 |  | 1108 | 0 | 0 |  | 6991 | 140000 | 0
Arizona Public Service Company | 7 | 2013 | 12 | 0 | 40 | 0 | Avg Cost of Fuel/unit, as Delvd f.o.b. during year |  | 37.966 | 0.000 | 5.269 |  | 0.000 | 0.000 | 0.000 |  | 37.886 | 144.736 | 0.000 |  | 0.000 | 0.000 | 0.000 |  | 38.009 | 150.998 | 0.000 |  | 0.000 | 0.000 | 0.000 |  | 34.885 | 5.566 | 0.000 |  | 34.279 | 9.600 | 0.000 |  | 35.563 | 4.916 | 0.000 |  | 34.960 | 6.288 | 0.000 |  | 34.782 | 6.837 | 0.000 |  | 3.612 | 0.000 | 0.000 |  | 3.971 | 0.000 | 0.000 |  | 0.000 | 0.000 | 0.000 |  | 0.000 | 0.000 | 0.000 |  | 40.458 | 140.959 | 0.000 |  | 0.000 | 3.949 | 0.000 |  | 0.000 | 3.999 | 0.000 |  | 0.000 | 4.088 | 0.000 |  | 0.000 | 0.000 | 0.000 |  | 0.000 | 3.771 | 0.000 |  | 0.000 | 3.956 | 0.000 |  | 35.472 | 0.000 | 0.000 |  | 0.000 | 0.000 | 0.000 |  | 3.955 | 0.000 | 0.000 |  | 4.683 | 0.000 | 0.000 |  | 4.871 | 0.000 | 0.000 |  | 4.369 | 0.000 | 0.000 |  | 2.582 | 0.000 | 0.000 |  | 4.080 | 0.000 | 0.000 |  | 3.954 | 0.000 | 0.000 |  | 4.339 | 0.000 | 0.000 |  | 4.319 | 0.000 | 0.000 |  | 4.311 | 0.000 | 0.000 |  | 3.762 | 0.000 | 0.000 |  | 6.129 | 0.000 | 0.000 |  | 4.048 | 0.000 | 0.000 |  | 4.017 | 0.000 | 0.000 |  | 2926.973 | 0.000 | 0.000 |  | 0.000 | 0.000 | 0.000 |  | 2997.471 | 0.000 | 0.000 |  | 4.580 | 0.000 | 0.000 |  | 4.192 | 0.000 | 0.000 |  | 16.492 | 4.269 | 0.000 |  | 22.179 | 135.940 | 0.000 |  | 4.216 | 0.000 | 0.000 |  | 4.327 | 0.000 | 0.000 |  | 0.000 | 0.000 | 0.000 |  | 0.000 | 82.700 | 8.850 |  | 0.000 | 229.190 | 0.000 |  | 0.000 | 14.130 | 144.370 |  | 0.000 | 14.120 | 149.660 |  | 0.000 | 0.000 | 0.000 |  | 0.000 | 14.130 | 0.000 |  | 0.000 | 0.000 | 6.780 |  | 0.000 | 0.000 | 7.100 |  | 0.000 | 14.130 | 23.830 |  | 40.282 | 153.487 | 0.000 |  | 32.427 | 128.563 | 0.000 |  | 39.321 | 146.416 | 0.000 |  | 4.714 | 0.000 | 0.000 |  | 4.524 | 0.000 | 0.000 |  | 4.557 | 0.000 | 0.000 |  | 0.000 | 0.000 | 0.000 |  | 0.000 | 0.000 | 0.000 |  | 4.438 | 64.699 | 0.000 |  | 0.000 | 0.000 | 0.000 |  | 45.381 | 140.914 | 0.000 |  | 4.567 | 0.000 | 0.000 |  | 0.000 | 0.000 | 0.000 |  | 4.765 | 0.000 | 0.000 |  | 4.985 | 59.493 | 0.000 |  | 4.709 | 0.000 | 0.000 |  | 4.472 | 0.000 | 0.000 |  | 4.386 | 0.000 | 0.000 |  | 4.362 | 0.000 | 0.000 |  | 4.447 | 0.000 | 0.000 |  | 5.095 | 0.000 | 0.000 |  | 4.404 | 0.000 | 0.000 |  | 4.366 | 0.000 | 0.000 |  | 45.045 | 140.214 | 0.000 |  | 39.291 | 147.143 | 0.000 |  | 23.602 | 132.611 | 0.000 |  | 37.265 | 126.158 | 0.000 |  | 17.395 | 133.120 | 0.000 |  | 50.229 | 144.576 | 0.000 |  | 0.000 | 0.000 | 0.000 |  | 0.000 | 0.000 | 0.000 |  | 0.000 | 0.000 | 0.000 |  | 42.708 | 138.309 | 0.000 |  | 40.364 | 140.939 | 0.000 |  | 37.815 | 133.981 | 0.000 |  | 39.363 | 8.628 | 0.000 |  | 13.127 | 135.319 | 0.000 |  | 5.181 | 0.000 | 0.000 |  | 6.206 | 0.000 | 0.000 |  | 0.000 | 0.000 | 0.000 |  | 0.000 | 0.000 | 0.000 |  | 5.732 | 0.000 | 0.000 |  | 5.868 | 0.000 | 0.000 |  | 5.243 | 0.000 | 0.000 |  | 5.344 | 0.000 | 0.000 |  | 0.000 | 0.000 | 0.000 |  | 0.000 | 0.000 | 0.000 |  | 0.000 | 0.000 | 0.000 |  | 55.650 | 140.706 | 0.000 |  | 32.140 | 7.040 | 0.000 |  | 4.154 | 0.000 | 0.000 |  | 0.000 | 0.000 | 0.000 |  | 9353.000 | 0.000 | 0.000 |  | 19.119 | 0.000 | 0.000 |  | 4.493 | 0.000 | 0.000 |  | 4.701 | 0.000 | 0.000 |  | 27.360 | 6.310 | 0.000 |  | 0.000 | 0.000 | 0.000 |  | 56.360 | 5.300 | 0.000 |  | 27.310 | 5.700 | 0.000 |  | 33.500 | 4.740 | 105.560 |  | 49.420 | 10.930 | 129.300 |  | 22.420 | 6.370 | 0.000 |  | 67.250 | 6.740 | 0.000 |  | 0.000 | 5.580 | 0.000 |  | 0.000 | 6.300 | 59.230 |  | 0.000 | 6.520 | 80.290 |  | 0.000 | 5.560 | 391.110 |  | 0.000 | 5.960 | 0.000 |  | 0.000 | 5.140 | 0.000 |  | 0.000 | 3.110 | 0.000 |  | 0.000 | 5.120 | 106.400 |  | 0.000 | 4.880 | 0.000 |  | 29.519 | 0.000 | 0.000 |  | 23.503 | 0.000 | 0.000 |  | 5.265 | 0.000 | 0.000 |  | 4.728 | 0.000 | 0.000 |  | 5.145 | 0.000 | 0.000 |  | 5.174 | 0.000 | 0.000 |  | 4.943 | 0.000 | 0.000 |  | 5.111 | 138.475 | 0.000 |  | 5.431 | 137.720 | 0.000 |  | 5.568 | 135.815 | 0.000 |  | 5.881 | 137.814 | 0.000 |  | 9.189 | 137.814 | 0.000 |  | 0.000 | 0.000 | 0.000 |  | 0.000 | 0.000 | 0.000 |  | 0.000 | 0.000 | 0.000 |  | 4.795 | 0.000 | 0.000 |  | 57.403 | 143.318 | 0.000 |  | 4.984 | 0.000 | 4.670 |  | 4.670 | 0.000 | 0.000 |  | 0.000 | 0.000 | 0.000 |  | 4.795 | 0.000 | 0.000 |  | 4.548 | 0.000 | 0.000 |  | 4.056 | 0.000 | 0.000 |  | 3.552 | 0.000 | 0.000 |  | 4.194 | 0.000 | 0.000 |  | 4.191 | 60.146 | 0.000 |  | 38.408 | 3.662 | 0.000 |  | 4.036 | 84.353 | 0.000 |  | 3.905 | 0.000 | 0.000 |  | 3.816 | 0.000 | 0.000 |  | 37.467 | 3.808 | 0.000 |  | 5.365 | 0.000 | 0.000 |  | 4.361 | 0.000 | 0.000 |  | 4.294 | 0.000 | 0.000 |  | 146.341 | 0.000 | 0.000 |  | 88.706 | 5.184 | 0.000 |  | 40.220 | 0.000 | 0.000 |  | 65.590 | 0.000 | 0.000 |  | 39.870 | 0.000 | 0.000 |  | 48.301 | 0.000 | 0.000 |  | 0.000 | 5.819 | 0.000 |  | 0.000 | 6.644 | 0.000 |  | 0.000 | 6.090 | 0.000 |  | 0.000 | 4.390 | 0.000 |  | 26.087 | 0.000 | 3.349 |  | 23.978 | 4.814 | 0.000 |  | 17.155 | 101.535 | 0.000 |  | 33.434 | 139.937 | 0.000 |  | 15.055 | 0.000 | 0.000 |  | 8.009 | 0.000 | 0.000 |  | 22.253 | 134.145 | 0.000
Arizona Public Service Company | 7 | 2013 | 12 | 0 | 41 | 0 | Average Cost of Fuel per Unit Burned |  | 38.924 | 0.000 | 6.043 |  | 0.000 | 0.000 | 0.000 |  | 38.651 | 199.217 | 0.000 |  | 0.000 | 0.000 | 0.000 |  | 38.704 | 170.980 | 0.000 |  | 0.000 | 0.000 | 0.000 |  | 37.659 | 6.139 | 0.000 |  | 35.457 | 10.588 | 0.000 |  | 36.599 | 5.422 | 0.000 |  | 36.498 | 6.934 | 0.000 |  | 36.062 | 7.540 | 0.000 |  | 3.984 | 0.000 | 0.000 |  | 4.380 | 0.000 | 0.000 |  | 0.000 | 0.000 | 0.000 |  | 0.000 | 0.000 | 0.000 |  | 41.478 | 193.824 | 0.000 |  | 0.000 | 6.180 | 0.000 |  | 0.000 | 6.258 | 0.000 |  | 0.000 | 6.397 | 0.000 |  | 0.000 | 0.000 | 0.000 |  | 0.000 | 5.901 | 0.000 |  | 0.000 | 6.190 | 0.000 |  | 35.472 | 0.000 | 0.000 |  | 0.000 | 0.000 | 0.000 |  | 6.189 | 0.000 | 0.000 |  | 7.328 | 0.000 | 0.000 |  | 7.623 | 0.000 | 0.000 |  | 6.837 | 0.000 | 0.000 |  | 4.041 | 0.000 | 0.000 |  | 6.384 | 0.000 | 0.000 |  | 6.188 | 0.000 | 0.000 |  | 6.791 | 0.000 | 0.000 |  | 6.759 | 0.000 | 0.000 |  | 6.746 | 0.000 | 0.000 |  | 5.887 | 0.000 | 0.000 |  | 9.592 | 0.000 | 0.000 |  | 6.335 | 0.000 | 0.000 |  | 6.286 | 0.000 | 0.000 |  | 60523.666 | 0.000 | 0.000 |  | 61619.628 | 0.000 | 0.000 |  | 61717.765 | 0.000 | 0.000 |  | 4.580 | 0.000 | 0.000 |  | 4.192 | 0.000 | 0.000 |  | 16.492 | 4.269 | 0.000 |  | 22.179 | 135.940 | 0.000 |  | 4.216 | 0.000 | 0.000 |  | 4.327 | 0.000 | 0.000 |  | 0.000 | 0.000 | 0.000 |  | 0.000 | 82.700 | 8.850 |  | 0.000 | 229.190 | 0.000 |  | 0.000 | 0.930 | 144.370 |  | 0.000 | 0.680 | 149.660 |  | 0.000 | 0.000 | 0.000 |  | 0.000 | 0.720 | 0.000 |  | 0.000 | 0.000 | 6.780 |  | 0.000 | 0.000 | 7.100 |  | 0.000 | 0.560 | 23.830 |  | 41.354 | 94.618 | 0.000 |  | 33.220 | 133.772 | 0.000 |  | 63.525 | 146.206 | 0.000 |  | 4.714 | 0.000 | 0.000 |  | 4.524 | 0.000 | 0.000 |  | 4.557 | 0.000 | 0.000 |  | 0.000 | 0.000 | 0.000 |  | 0.000 | 0.000 | 0.000 |  | 4.438 | 67.097 | 0.000 |  | 0.000 | 0.000 | 0.000 |  | 47.094 | 137.302 | 0.000 |  | 4.567 | 0.000 | 0.000 |  | 0.000 | 0.000 | 0.000 |  | 4.765 | 0.000 | 0.000 |  | 4.985 | 64.616 | 0.000 |  | 4.709 | 0.000 | 0.000 |  | 4.472 | 0.000 | 0.000 |  | 4.386 | 0.000 | 0.000 |  | 4.362 | 0.000 | 0.000 |  | 4.447 | 0.000 | 0.000 |  | 5.095 | 0.000 | 0.000 |  | 4.404 | 0.000 | 0.000 |  | 4.366 | 0.000 | 0.000 |  | 45.478 | 140.214 | 0.000 |  | 41.006 | 147.143 | 0.000 |  | 25.254 | 132.611 | 0.000 |  | 38.318 | 126.158 | 0.000 |  | 16.958 | 133.120 | 0.000 |  | 52.252 | 144.576 | 0.000 |  | 42.109 | 0.000 | 0.000 |  | 42.137 | 0.000 | 0.000 |  | 42.107 | 0.000 | 0.000 |  | 42.115 | 138.309 | 0.000 |  | 38.191 | 140.939 | 0.000 |  | 40.287 | 133.981 | 0.000 |  | 39.418 | 8.628 | 0.000 |  | 13.208 | 135.319 | 0.000 |  | 5.181 | 0.000 | 0.000 |  | 6.206 | 0.000 | 0.000 |  | 0.000 | 0.000 | 0.000 |  | 0.000 | 0.000 | 0.000 |  | 5.732 | 0.000 | 0.000 |  | 5.868 | 0.000 | 0.000 |  | 5.243 | 0.000 | 0.000 |  | 5.344 | 0.000 | 0.000 |  | 0.000 | 0.000 | 0.000 |  | 0.000 | 0.000 | 0.000 |  | 0.000 | 0.000 | 0.000 |  | 51.480 | 142.631 | 0.000 |  | 32.140 | 7.040 | 0.000 |  | 4.275 | 0.000 | 0.000 |  | 0.000 | 0.000 | 0.000 |  | 58760.000 | 0.000 | 0.000 |  | 32.173 | 0.000 | 0.000 |  | 4.795 | 0.000 | 0.000 |  | 5.301 | 0.000 | 0.000 |  | 32.790 | 6.310 | 0.000 |  | 0.000 | 0.000 | 0.000 |  | 61.800 | 5.300 | 0.000 |  | 29.890 | 5.700 | 0.000 |  | 34.440 | 4.740 | 105.560 |  | 52.260 | 10.930 | 129.300 |  | 24.820 | 6.370 | 0.000 |  | 71.940 | 6.740 | 0.000 |  | 0.000 | 5.580 | 0.000 |  | 0.000 | 6.300 | 59.230 |  | 0.000 | 6.520 | 80.290 |  | 0.000 | 5.560 | 391.110 |  | 0.000 | 5.960 | 0.000 |  | 0.000 | 5.140 | 0.000 |  | 0.000 | 3.110 | 0.000 |  | 0.000 | 5.120 | 106.400 |  | 0.000 | 4.880 | 0.000 |  | 31.805 | 0.000 | 0.000 |  | 26.298 | 0.000 | 0.000 |  | 5.265 | 23.453 | 0.000 |  | 4.728 | 0.000 | 0.000 |  | 5.145 | 0.000 | 0.000 |  | 5.174 | 0.000 | 0.000 |  | 4.943 | 0.000 | 0.000 |  | 5.111 | 139.208 | 0.000 |  | 5.431 | 85.423 | 0.000 |  | 5.568 | 90.074 | 0.000 |  | 5.881 | 126.533 | 0.000 |  | 9.189 | 127.103 | 0.000 |  | 0.000 | 0.000 | 0.000 |  | 0.000 | 0.000 | 0.000 |  | 0.000 | 0.000 | 0.000 |  | 4.795 | 0.000 | 0.000 |  | 59.697 | 144.546 | 0.000 |  | 4.984 | 0.000 | 0.000 |  | 4.670 | 0.000 | 0.000 |  | 0.000 | 0.000 | 4.795 |  | 4.795 | 0.000 | 0.000 |  | 4.548 | 0.000 | 0.000 |  | 4.060 | 0.000 | 0.000 |  | 3.556 | 0.000 | 0.000 |  | 4.199 | 0.000 | 0.000 |  | 4.196 | 60.212 | 0.000 |  | 37.992 | 3.666 | 0.000 |  | 4.041 | 84.445 | 0.000 |  | 3.910 | 0.000 | 0.000 |  | 3.820 | 0.000 | 0.000 |  | 37.042 | 3.812 | 0.000 |  | 5.371 | 0.000 | 0.000 |  | 4.366 | 0.000 | 0.000 |  | 4.299 | 0.000 | 0.000 |  | 146.501 | 0.000 | 0.000 |  | 88.706 | 5.184 | 0.000 |  | 40.220 | 0.000 | 0.000 |  | 65.590 | 0.000 | 0.000 |  | 39.870 | 0.000 | 0.000 |  | 48.301 | 0.000 | 0.000 |  | 0.000 | 5.819 | 0.000 |  | 0.000 | 6.644 | 0.000 |  | 0.000 | 6.090 | 0.000 |  | 0.000 | 4.390 | 0.000 |  | 27.694 | 0.000 | 3.349 |  | 24.742 | 4.814 | 0.000 |  | 17.155 | 101.535 | 0.000 |  | 33.780 | 135.900 | 0.000 |  | 15.055 | 0.000 | 0.000 |  | 8.009 | 0.000 | 0.000 |  | 22.198 | 135.806 | 0.000
Arizona Public Service Company | 7 | 2013 | 12 | 0 | 42 | 0 | Average Cost of Fuel Burned per Million BTU |  | 2.085 | 0.000 | 6.995 |  | 2.087 | 0.000 | 0.000 |  | 2.071 | 36.873 | 0.000 |  | 2.102 | 0.000 | 0.000 |  | 2.074 | 31.647 | 0.000 |  | 2.087 | 0.000 | 0.000 |  | 2.171 | 6.033 | 2.193 |  | 2.041 | 10.342 | 2.109 |  | 2.109 | 5.289 | 2.189 |  | 2.108 | 6.780 | 2.128 |  | 2.082 | 7.374 | 2.107 |  | 3.872 | 3.872 | 0.000 |  | 4.255 | 4.255 | 0.000 |  | 0.000 | 0.000 | 0.000 |  | 0.000 | 0.000 | 0.000 |  | 1.989 | 33.627 | 2.016 |  | 0.000 | 6.045 | 6.045 |  | 0.000 | 6.119 | 6.119 |  | 0.000 | 6.254 | 7.562 |  | 0.000 | 0.000 | 0.000 |  | 0.000 | 5.763 | 5.763 |  | 0.000 | 6.039 | 6.039 |  | 6.094 | 6.094 | 0.000 |  | 0.000 | 0.000 | 0.000 |  | 5.941 | 5.941 | 0.000 |  | 7.053 | 7.053 | 0.000 |  | 7.407 | 7.407 | 0.000 |  | 6.648 | 6.648 | 0.000 |  | 3.927 | 3.927 | 0.000 |  | 6.195 | 6.195 | 0.000 |  | 6.090 | 6.090 | 0.000 |  | 6.607 | 6.607 | 0.000 |  | 6.577 | 6.577 | 0.000 |  | 6.565 | 6.565 | 0.000 |  | 5.727 | 5.727 | 0.000 |  | 9.330 | 9.330 | 0.000 |  | 6.168 | 6.168 | 0.000 |  | 6.110 | 6.110 | 0.000 |  | 0.907 | 0.000 | 0.000 |  | 0.924 | 0.000 | 0.000 |  | 0.925 | 0.000 | 0.000 |  | 4.490 | 0.000 | 0.000 |  | 4.110 | 0.000 | 0.000 |  | 1.920 | 4.186 | 0.000 |  | 1.307 | 23.120 | 0.000 |  | 4.133 | 0.000 | 0.000 |  | 4.242 | 0.000 | 0.000 |  | 0.000 | 0.000 | 0.000 |  | 0.000 | 1.480 | 8.760 |  | 0.000 | 40.970 | 0.000 |  | 0.000 | 0.940 | 26.060 |  | 0.000 | 0.930 | 27.020 |  | 0.000 | 0.000 | 0.000 |  | 0.000 | 0.930 | 0.000 |  | 0.000 | 0.000 | 7.110 |  | 0.000 | 0.000 | 7.070 |  | 0.000 | 0.000 | 0.000 |  | 2.196 | 16.091 | 0.000 |  | 1.959 | 22.943 | 0.000 |  | 3.653 | 25.084 | 0.000 |  | 4.490 | 0.000 | 0.000 |  | 4.270 | 0.000 | 0.000 |  | 4.390 | 0.000 | 0.000 |  | 0.000 | 0.000 | 0.000 |  | 0.000 | 0.000 | 0.000 |  | 4.272 | 3.066 | 0.000 |  | 0.000 | 0.000 | 0.000 |  | 2.190 | 21.641 | 0.000 |  | 4.400 | 0.000 | 0.000 |  | 0.000 | 0.000 | 0.000 |  | 4.584 | 0.000 | 0.000 |  | 4.804 | 3.037 | 0.000 |  | 4.532 | 0.000 | 0.000 |  | 4.304 | 0.000 | 0.000 |  | 4.221 | 0.000 | 0.000 |  | 4.194 | 0.000 | 0.000 |  | 4.279 | 0.000 | 0.000 |  | 4.904 | 0.000 | 0.000 |  | 4.244 | 0.000 | 0.000 |  | 4.200 | 0.000 | 0.000 |  | 1.875 | 24.192 | 1.898 |  | 2.199 | 27.235 | 2.214 |  | 1.492 | 22.551 | 1.508 |  | 1.919 | 22.542 | 1.929 |  | 1.050 | 22.968 | 1.077 |  | 2.332 | 25.090 | 2.339 |  | 1.861 | 24.018 | 1.889 |  | 1.828 | 23.203 | 1.832 |  | 1.859 | 23.798 | 1.897 |  | 1.852 | 23.863 | 1.878 |  | 1.591 | 24.317 | 1.599 |  | 2.157 | 23.116 | 2.171 |  | 1.968 | 8.216 | 1.976 |  | 0.832 | 23.347 | 0.855 |  | 5.073 | 0.000 | 0.000 |  | 6.069 | 0.000 | 0.000 |  | 0.000 | 0.000 | 0.000 |  | 0.000 | 0.000 | 0.000 |  | 5.501 | 0.000 | 0.000 |  | 5.238 | 0.000 | 0.000 |  | 5.036 | 0.000 | 0.000 |  | 5.149 | 0.000 | 0.000 |  | 0.000 | 0.000 | 0.000 |  | 0.000 | 0.000 | 0.000 |  | 0.000 | 0.000 | 0.000 |  | 2.790 | 17.684 | 0.000 |  | 1.860 | 6.400 | 0.000 |  | 4.154 | 0.000 | 0.000 |  | 0.000 | 0.000 | 0.000 |  | 0.881 | 0.000 | 0.000 |  | 19.119 | 0.000 | 0.000 |  | 4.494 | 0.000 | 0.000 |  | 4.701 | 0.000 | 0.000 |  | 1.930 | 6.170 | 0.000 |  | 0.000 | 0.000 | 0.000 |  | 2.870 | 5.300 | 0.000 |  | 1.720 | 5.700 | 0.000 |  | 1.690 | 4.460 | 18.060 |  | 2.330 | 10.200 | 22.430 |  | 1.480 | 5.960 | 0.000 |  | 3.210 | 6.590 | 0.000 |  | 0.000 | 5.380 | 0.000 |  | 0.000 | 6.450 | 10.550 |  | 0.000 | 6.150 | 14.330 |  | 0.000 | 5.400 | 22.740 |  | 0.000 | 5.820 | 0.000 |  | 0.000 | 5.080 | 0.000 |  | 0.000 | 3.070 | 0.000 |  | 0.000 | 4.740 | 18.370 |  | 0.000 | 4.540 | 0.000 |  | 1.840 | 0.000 | 0.000 |  | 1.553 | 0.000 | 0.000 |  | 5.072 | 3.989 | 0.000 |  | 4.555 | 0.000 | 0.000 |  | 4.957 | 0.000 | 0.000 |  | 4.984 | 0.000 | 0.000 |  | 4.762 | 0.000 | 0.000 |  | 4.924 | 23.675 | 0.000 |  | 5.232 | 14.425 | 0.000 |  | 5.364 | 15.319 | 0.000 |  | 5.666 | 21.519 | 0.000 |  | 8.852 | 21.616 | 0.000 |  | 0.000 | 0.000 | 0.000 |  | 0.000 | 0.000 | 0.000 |  | 0.000 | 0.000 | 0.000 |  | 4.664 | 0.000 | 0.000 |  | 2.978 | 18.097 | 0.000 |  | 4.850 | 0.000 | 0.000 |  | 4.540 | 0.000 | 0.000 |  | 0.000 | 0.000 | 0.000 |  | 4.665 | 0.000 | 0.000 |  | 4.460 | 0.000 | 0.000 |  | 3.896 | 0.000 | 0.000 |  | 3.816 | 0.000 | 0.000 |  | 3.965 | 0.000 | 0.000 |  | 4.049 | 10.466 | 4.050 |  | 2.144 | 3.581 | 2.145 |  | 3.860 | 14.502 | 3.865 |  | 3.892 | 0.000 | 0.000 |  | 3.788 | 0.000 | 0.000 |  | 2.081 | 3.770 | 2.089 |  | 5.124 | 0.000 | 0.000 |  | 4.154 | 0.000 | 0.000 |  | 4.175 | 0.000 | 0.000 |  | 24.758 | 0.000 | 0.000 |  | 3.825 | 5.067 | 0.000 |  | 2.159 | 0.000 | 0.000 |  | 3.586 | 0.000 | 0.000 |  | 2.294 | 0.000 | 0.000 |  | 2.329 | 0.000 | 0.000 |  | 0.000 | 5.688 | 0.000 |  | 0.000 | 6.494 | 0.000 |  | 0.000 | 5.953 | 0.000 |  | 0.000 | 4.291 | 0.000 |  | 1.970 | 0.000 | 3.044 |  | 1.891 | 3.985 | 0.000 |  | 15.710 | 17.546 | 0.000 |  | 2.029 | 23.108 | 0.000 |  | 0.934 | 0.000 | 0.000 |  | 7.229 | 0.000 | 0.000 |  | 1.588 | 23.095 | 0.000
Arizona Public Service Company | 7 | 2013 | 12 | 0 | 43 | 0 | Average Cost of Fuel Burned per KWh Net Gen |  | 0.022 | 0.000 | 0.074 |  | 0.022 | 0.000 | 0.000 |  | 0.023 | 0.403 | 0.000 |  | 0.023 | 0.000 | 0.000 |  | 0.022 | 0.334 | 0.000 |  | 0.022 | 0.000 | 0.000 |  | 0.024 | 0.067 | 0.024 |  | 0.023 | 0.115 | 0.023 |  | 0.023 | 0.058 | 0.024 |  | 0.021 | 0.068 | 0.021 |  | 0.021 | 0.074 | 0.021 |  | 0.050 | 0.050 | 0.000 |  | 0.051 | 0.051 | 0.000 |  | 0.000 | 0.000 | 0.000 |  | 0.000 | 0.000 | 0.000 |  | 0.019 | 0.325 | 0.020 |  | 0.000 | 0.114 | 0.114 |  | 0.000 | 0.117 | 0.117 |  | 0.000 | 0.117 | 0.141 |  | 0.000 | 0.000 | 0.000 |  | 0.000 | 0.065 | 0.065 |  | 0.000 | 0.064 | 0.064 |  | 0.120 | 0.120 | 0.000 |  | 0.000 | 0.000 | 0.000 |  | 0.123 | 0.123 | 0.000 |  | 0.086 | 0.086 | 0.000 |  | 0.140 | 0.140 | 0.000 |  | 0.165 | 0.165 | 0.000 |  | 0.142 | 0.142 | 0.000 |  | 0.129 | 0.129 | 0.000 |  | 0.063 | 0.063 | 0.000 |  | 0.077 | 0.077 | 0.000 |  | 0.077 | 0.077 | 0.000 |  | 0.066 | 0.066 | 0.000 |  | 0.055 | 0.055 | 0.000 |  | 0.068 | 0.068 | 0.000 |  | 0.045 | 0.045 | 0.000 |  | 0.046 | 0.046 | 0.000 |  | 0.009 | 0.000 | 0.000 |  | 0.009 | 0.000 | 0.000 |  | 0.010 | 0.000 | 0.000 |  | 0.031 | 0.000 | 0.000 |  | 0.059 | 0.000 | 0.000 |  | 0.027 | 0.055 | 0.000 |  | 0.014 | 0.000 | 0.000 |  | 0.044 | 0.000 | 0.000 |  | 0.040 | 0.000 | 0.000 |  | 0.000 | 0.000 | 0.000 |  | 0.000 | -0.269 | 0.151 |  | 0.000 | -0.470 | 0.000 |  | 0.000 | 0.001 | 0.003 |  | 0.000 | 0.001 | 0.000 |  | 0.000 | -0.146 | 0.000 |  | 0.000 | 0.001 | 0.000 |  | 0.000 | 0.000 | 0.068 |  | 0.000 | 0.000 | 0.068 |  | 0.000 | 0.000 | 0.000 |  | 0.023 | 0.000 | 0.000 |  | 0.020 | 0.000 | 0.000 |  | 0.038 | 0.000 | 0.000 |  | 0.048 | 0.000 | 0.000 |  | 0.470 | 0.000 | 0.000 |  | 0.320 | 0.000 | 0.000 |  | 0.000 | 0.000 | 0.000 |  | 0.000 | 0.000 | 0.000 |  | 0.051 | 0.036 | 0.000 |  | 0.000 | 0.000 | 0.000 |  | 0.022 | 0.219 | 0.000 |  | 0.060 | 0.000 | 0.000 |  | 0.000 | 0.000 | 0.000 |  | 0.055 | 0.000 | 0.000 |  | 0.074 | 0.040 | 0.000 |  | 0.044 | 0.000 | 0.000 |  | 0.048 | 0.000 | 0.000 |  | 0.031 | 0.000 | 0.000 |  | 0.032 | 0.000 | 0.000 |  | 0.048 | 0.000 | 0.000 |  | 0.054 | 0.000 | 0.000 |  | 0.033 | 0.000 | 0.000 |  | 0.029 | 0.000 | 0.000 |  | 0.021 | 0.000 | 0.021 |  | 0.023 | 0.000 | 0.023 |  | 0.016 | 0.000 | 0.016 |  | 0.019 | 0.000 | 0.019 |  | 0.012 | 0.000 | 0.012 |  | 0.025 | 0.000 | 0.025 |  | 0.019 | 0.000 | 0.019 |  | 0.018 | 0.000 | 0.018 |  | 0.019 | 0.000 | 0.019 |  | 0.019 | 0.000 | 0.019 |  | 0.016 | 0.000 | 0.016 |  | 0.022 | 0.000 | 0.022 |  | 0.021 | 0.000 | 0.021 |  | 0.010 | 0.000 | 0.010 |  | 0.075 | 0.000 | 0.000 |  | 0.047 | 0.000 | 0.000 |  | 0.000 | 0.000 | 0.000 |  | 0.000 | 0.000 | 0.000 |  | 0.041 | 0.000 | 0.000 |  | 0.075 | 0.000 | 0.000 |  | 0.038 | 0.000 | 0.000 |  | 0.037 | 0.000 | 0.000 |  | 0.000 | 0.000 | 0.000 |  | 0.000 | 0.000 | 0.000 |  | 0.000 | 0.000 | 0.000 |  | 0.030 | 0.000 | 0.000 |  | 0.019 | 0.000 | 0.000 |  | 0.057 | 0.000 | 0.000 |  | 0.000 | 0.000 | 0.000 |  | 0.009 | 0.000 | 0.000 |  | 0.295 | 0.000 | 0.000 |  | 0.035 | 0.000 | 0.000 |  | 0.036 | 0.000 | 0.000 |  | 0.026 | 0.000 | 0.000 |  | 0.000 | 0.000 | 0.000 |  | 0.029 | 0.000 | 0.000 |  | 0.019 | 0.000 | 0.000 |  | 0.018 | 0.000 | 0.000 |  | 0.026 | 0.000 | 0.000 |  | 0.016 | 0.000 | 0.000 |  | 0.031 | 0.000 | 0.000 |  | 0.000 | 0.320 | 0.000 |  | 0.000 | 0.110 | 0.000 |  | 0.000 | 0.105 | 0.000 |  | 0.000 | 0.422 | 0.000 |  | 0.000 | 0.091 | 0.000 |  | 0.000 | 0.040 | 0.000 |  | 0.000 | 0.036 | 0.000 |  | 0.000 | 0.055 | 0.000 |  | 0.000 | 0.034 | 0.000 |  | 0.020 | 0.000 | 0.000 |  | 0.016 | 0.000 | 0.000 |  | 0.047 | 0.036 | 0.000 |  | 0.033 | 0.000 | 0.000 |  | 0.036 | 0.000 | 0.000 |  | 0.036 | 0.000 | 0.000 |  | 0.040 | 0.000 | 0.000 |  | 0.042 | 0.205 | 0.000 |  | 0.105 | 0.203 | 0.000 |  | 0.119 | 0.210 | 0.000 |  | 0.073 | 0.268 | 0.000 |  | 0.084 | 0.254 | 0.000 |  | 0.000 | 0.000 | 0.000 |  | 0.000 | 0.000 | 0.000 |  | 0.000 | 0.000 | 0.000 |  | 0.054 | 0.000 | 0.000 |  | 0.034 | 0.205 | 0.000 |  | 0.075 | 0.000 | 0.000 |  | 0.056 | 0.000 | 0.000 |  | 0.000 | 0.000 | 0.000 |  | 0.040 | 0.000 | 0.000 |  | 0.034 | 0.000 | 0.000 |  | 0.043 | 0.000 | 0.000 |  | 0.059 | 0.000 | 0.000 |  | 0.049 | 0.000 | 0.000 |  | 0.000 | 0.000 | 0.050 |  | 0.000 | 0.000 | 0.022 |  | 0.000 | 0.000 | 0.042 |  | 0.056 | 0.000 | 0.000 |  | 0.046 | 0.000 | 0.000 |  | 0.000 | 0.000 | 0.022 |  | 0.138 | 0.000 | 0.000 |  | 0.045 | 0.000 | 0.000 |  | 0.046 | 0.000 | 0.000 |  | 7.698 | 0.000 | 0.000 |  | 0.043 | 0.064 | 0.000 |  | 0.022 | 0.000 | 0.000 |  | 0.037 | 0.000 | 0.000 |  | 0.023 | 0.000 | 0.000 |  | 0.023 | 0.000 | 0.000 |  | 0.000 | 0.088 | 0.000 |  | 0.000 | 0.092 | 0.000 |  | 0.000 | 0.099 | 0.000 |  | 0.000 | 0.033 | 0.000 |  | 0.026 | 0.000 | 0.000 |  | 0.024 | 0.000 | 0.000 |  | 0.000 | 0.000 | 0.000 |  | 0.022 | 0.000 | 0.000 |  | 0.011 | 0.000 | 0.000 |  | 0.145 | 0.000 | 0.000 |  | 0.018 | 0.000 | 0.000
Arizona Public Service Company | 7 | 2013 | 12 | 0 | 44 | 0 | Average BTU per KWh Net Generation |  | 0.000 | 0.000 | 0.000 |  | 10508.660 | 0.000 | 0.000 |  | 0.000 | 0.000 | 0.000 |  | 10928.594 | 0.000 | 0.000 |  | 0.000 | 0.000 | 0.000 |  | 10567.021 | 0.000 | 0.000 |  | 0.000 | 0.000 | 11036.210 |  | 0.000 | 0.000 | 11114.489 |  | 0.000 | 0.000 | 10899.091 |  | 0.000 | 0.000 | 10057.725 |  | 0.000 | 0.000 | 10087.311 |  | 0.000 | 12889.212 | 0.000 |  | 0.000 | 11995.974 | 0.000 |  | 0.000 | 0.000 | 0.000 |  | 0.000 | 0.000 | 0.000 |  | 0.000 | 0.000 | 9677.485 |  | 0.000 | 0.000 | 18786.187 |  | 0.000 | 0.000 | 19144.760 |  | 0.000 | 0.000 | 18651.511 |  | 0.000 | 0.000 | 27099.590 |  | 0.000 | 0.000 | 11272.483 |  | 0.000 | 0.000 | 10588.801 |  | 0.000 | 19694.763 | 0.000 |  | 0.000 | 0.000 | 0.000 |  | 0.000 | 20717.080 | 0.000 |  | 0.000 | 12196.236 | 0.000 |  | 0.000 | 18862.390 | 0.000 |  | 0.000 | 24775.288 | 0.000 |  | 0.000 | 36229.562 | 0.000 |  | 0.000 | 20758.294 | 0.000 |  | 0.000 | 10279.385 | 0.000 |  | 0.000 | 11727.497 | 0.000 |  | 0.000 | 11652.383 | 0.000 |  | 0.000 | 10007.831 | 0.000 |  | 0.000 | 9625.677 | 0.000 |  | 0.000 | 7338.042 | 0.000 |  | 0.000 | 7376.059 | 0.000 |  | 0.000 | 7589.115 | 0.000 |  | 10327.882 | 0.000 | 0.000 |  | 10248.268 | 0.000 | 0.000 |  | 10336.920 | 0.000 | 0.000 |  | 6988.000 | 0.000 | 0.000 |  | 14390.000 | 0.000 | 0.000 |  | 14007.000 | 0.000 | 0.000 |  | 10640.000 | 0.000 | 0.000 |  | 10585.000 | 0.000 | 0.000 |  | 9338.000 | 0.000 | 0.000 |  | 0.000 | 0.000 | 0.000 |  | 28532.000 | 0.000 | 0.000 |  | 0.000 | -11479.000 | 0.000 |  | 0.000 | 14743.000 | 0.000 |  | 0.000 | 11899.000 | 0.000 |  | 0.000 | 0.000 | 0.000 |  | 0.000 | 11397.000 | 0.000 |  | 0.000 | 0.000 | 9528.000 |  | 0.000 | 0.000 | 9596.000 |  | 0.000 | 11466.000 | 0.000 |  | 10277.000 | 0.000 | 0.000 |  | 9792.000 | 0.000 | 0.000 |  | 10060.000 | 0.000 | 0.000 |  | 10401.000 | 0.000 | 0.000 |  | 10639.000 | 0.000 | 0.000 |  | 7107.000 | 0.000 | 0.000 |  | 0.000 | 0.000 | 0.000 |  | 0.000 | 0.000 | 0.000 |  | 12002.000 | 11685.798 | 0.000 |  | 0.000 | 0.000 | 0.000 |  | 10097.467 | 10096.440 | 0.000 |  | 13730.000 | 0.000 | 0.000 |  | 0.000 | 0.000 | 0.000 |  | 12076.000 | 0.000 | 0.000 |  | 15498.000 | 13023.159 | 0.000 |  | 9661.000 | 0.000 | 0.000 |  | 11124.000 | 0.000 | 0.000 |  | 7270.000 | 0.000 | 0.000 |  | 7706.000 | 0.000 | 0.000 |  | 11113.000 | 0.000 | 0.000 |  | 10996.000 | 0.000 | 0.000 |  | 7661.000 | 0.000 | 0.000 |  | 7013.000 | 0.000 | 0.000 |  | 11447.018 | 11.977 | 11458.995 |  | 10601.257 | 6.697 | 10607.954 |  | 10585.699 | 7.943 | 10593.642 |  | 9915.736 | 0.119 | 9915.855 |  | 11217.306 | 13.962 | 11231.268 |  | 10743.313 | 2.527 | 10745.840 |  | 10396.815 | 13.261 | 10410.076 |  | 10071.695 | 1.706 | 10073.401 |  | 10118.118 | 17.406 | 10135.524 |  | 10205.411 | 12.070 | 10217.481 |  | 10256.196 | 3.741 | 10259.937 |  | 10215.569 | 7.073 | 10222.642 |  | 10680.842 | 12.885 | 10693.727 |  | 12092.393 | 12.232 | 12104.625 |  | 14882.624 | 0.000 | 0.000 |  | 7781.617 | 0.000 | 0.000 |  | 0.000 | 0.000 | 0.000 |  | 0.000 | 0.000 | 0.000 |  | 7412.944 | 0.000 | 0.000 |  | 14352.457 | 0.000 | 0.000 |  | 7565.569 | 0.000 | 0.000 |  | 7213.003 | 0.000 | 0.000 |  | 0.000 | 0.000 | 0.000 |  | 0.000 | 0.000 | 0.000 |  | 0.000 | 0.000 | 0.000 |  | 10781.000 | 0.000 | 0.000 |  | 10087.000 | 0.000 | 0.000 |  | 13658173.000 | 0.000 | 0.000 |  | 0.000 | 0.000 | 0.000 |  | 10137.000 | 0.000 | 0.000 |  | 15408636.000 | 0.000 | 0.000 |  | 7715519.000 | 0.000 | 0.000 |  | 7712267.000 | 0.000 | 0.000 |  | 12396.930 | 0.000 | 0.000 |  | 0.000 | 0.000 | 0.000 |  | 10174.190 | 0.000 | 0.000 |  | 10770.100 | 0.000 | 0.000 |  | 10379.280 | 0.000 | 0.000 |  | 11035.400 | 0.000 | 0.000 |  | 10424.850 | 0.000 | 0.000 |  | 9732.320 | 0.000 | 0.000 |  | 0.000 | 59518.970 | 0.000 |  | 0.000 | 16973.600 | 0.000 |  | 0.000 | 16708.970 | 0.000 |  | 0.000 | 42602.650 | 0.000 |  | 0.000 | 15675.100 | 0.000 |  | 0.000 | 7857.260 | 0.000 |  | 0.000 | 11849.880 | 0.000 |  | 0.000 | 11651.010 | 0.000 |  | 0.000 | 7576.460 | 0.000 |  | 10752.358 | 0.000 | 0.000 |  | 10603.217 | 0.000 | 0.000 |  | 9176.080 | 8923.679 | 0.000 |  | 7194.964 | 0.000 | 0.000 |  | 7201.051 | 0.000 | 0.000 |  | 7267.982 | 0.000 | 0.000 |  | 8350.253 | 0.000 | 0.000 |  | 8510.887 | 8651.018 | 0.000 |  | 20057.032 | 14080.313 | 0.000 |  | 22266.625 | 13723.418 | 0.000 |  | 12969.284 | 12435.095 | 0.000 |  | 9473.423 | 11759.374 | 0.000 |  | 0.000 | 0.000 | 0.000 |  | 0.000 | 0.000 | 0.000 |  | 0.000 | 0.000 | 0.000 |  | 11679.862 | 0.000 | 0.000 |  | 11346.461 | 0.000 | 0.000 |  | 15483.883 | 0.000 | 0.000 |  | 12352.708 | 0.000 | 0.000 |  | 0.000 | 0.000 | 0.000 |  | 8659.610 | 0.000 | 0.000 |  | 7536.654 | 0.000 | 0.000 |  | 11108.672 | 0.000 | 0.000 |  | 15559.456 | 0.000 | 0.000 |  | 12361.668 | 0.000 | 0.000 |  | 0.000 | 0.000 | 12249.094 |  | 0.000 | 0.000 | 10036.784 |  | 0.000 | 0.000 | 10788.247 |  | 14344.545 | 0.000 | 0.000 |  | 12258.152 | 0.000 | 0.000 |  | 0.000 | 0.000 | 10532.084 |  | 26863.079 | 0.000 | 0.000 |  | 10888.941 | 0.000 | 0.000 |  | 11074.830 | 0.000 | 0.000 |  | 310914.376 | 0.000 | 0.000 |  | 11135.000 | 12719.000 | 0.000 |  | 10380.000 | 0.000 | 0.000 |  | 10432.000 | 0.000 | 0.000 |  | 10011.000 | 0.000 | 0.000 |  | 9795.000 | 0.000 | 0.000 |  | 0.000 | 15531.000 | 0.000 |  | 0.000 | 14182.000 | 0.000 |  | 0.000 | 16712.000 | 0.000 |  | 0.000 | 7627.000 | 0.000 |  | 13379.848 | 0.000 | 0.000 |  | 12831.511 | 0.000 | 0.000 |  | 0.000 | 0.000 | 0.000 |  | 10405.785 | 0.000 | 0.000 |  | 11328.377 | 0.000 | 0.000 |  | 20030.058 | 0.000 | 0.000 |  | 11124.838 | 0.000 | 0.000