## Summary
Characteristic | Unit | W/O Generation | With Generation | Difference
Energy Delivered | Average Monthly kWh | 725.1227 | 742.6742 | 2.42%
Energy Exported | Average Monthly kWh | 0 | 302.9796
Behind the Meter Energy | Average Monthly kWh | 0 | 234.3105
Maximum Non-Coincident Peak | Average kW | 7.1323 | 11.0547 | 54.99%
Customers per Transformer | - | 6.34 | 4.12 | -35.02%
Average Meter Cost | $ | 106.7512 | 162 | 51.75%

## Energy Factor
Energy Factors ( F30-F34 )
Rocky Mountain Power
Cost Of Service By Rate Schedule
State of Utah
2010 Protocol (Non Wgt)
12 Months Ended Dec 2015
Energy Factors
| A | B | C | D | E | F | G | H | I | J | K | L | M | N | O | P | Q | R
| Description | Residential Sch 1 | Residential NEM Sch 1-135 | General Large Dist. Sch 6 | General Large Dist. NEM Sch 6-135 | General +1 MW Sch 8 | General +1 MW NEM Sch 8-135 | Street & Area Lighting Sch. 7,11,12 | General Trans Sch 9 | Irrigation Sch 10 | Irrigation NEM Sch 10-135 | Traffic Signals Sch 15 | Outdoor Lighting Sch 15 | General Small Dist. Sch 23 | General Small Dist. NEM Sch 23-135 | Industrial Cust 1 | Industrial Cust 2 | 0
1 | Secondary | 6523256.3213 | 39124.0781 | 5873567.8517 | 89430.2954 | 1051817.824 | 26646.115 | 90773.004 | 0 | 232896.9975 | 1549.0863 | 6880.252 | 18279.797 | 1348475.9551 | 7174.6379 | 0 | 0 | 15309872.2153
2
3 | Primary | 0 | 0 | 223955.7985 | 1890.48 | 934745.614 | 45682.4375 | 0 | 0 | 0 | 0 | 0 | 0 | 0 | 0 | 0 | 0 | 1206274.33
4
5 | Sub-Transmission | 0 | 0 | 0 | 0 | 0 | 0 | 0 | 4916718.0859 | 0 | 0 | 0 | 0 | 0 | 0 | 0 | 0 | 4916718.0859
6
7 | Transmission | 0 | 0 | 0 | 0 | 0 | 0 | 0 | 0 | 0 | 0 | 0 | 0 | 0 | 0 | 558948 | 905880.664 | 1464828.664
8
9 | Total MWH @ sales | 6523256.3213 | 39124.0781 | 6097523.6503 | 91320.7754 | 1986563.438 | 72328.5525 | 90773.004 | 4916718.0859 | 232896.9975 | 1549.0863 | 6880.252 | 18279.797 | 1348475.9551 | 7174.6379 | 558948 | 905880.664 | 22897693.2953
10
11 | Total MWH @ input | 7131354.2755 | 42771.2246 | 6659917.1126 | 99782.9009 | 2146634.267 | 77843.5331 | 99234.8634 | 5139297.9137 | 254607.6557 | 1693.4922 | 7521.6291 | 19983.8397 | 1474180.8837 | 7843.4576 | 584251.576 | 946889.8817 | 24693808.5064
12
13 | Energy Factors A: Energy
14 | FACTOR 30 | 28.88% | 0.1732% | 26.97% | 0.4041% | 8.693% | 0.3152% | 0.4019% | 20.81% | 1.031% | 0.006858% | 0.03046% | 0.08093% | 5.97% | 0.03176% | 2.366% | 3.835% | 100%
15
16 | (less special contracts) | 6523256.3213 | 39124.0781 | 6097523.6503 | 91320.7754 | 1986563.438 | 72328.5525 | 90773.004 | 4916718.0859 | 232896.9975 | 1549.0863 | 6880.252 | 18279.797 | 1348475.9551 | 7174.6379 | 558948 | 905880.664 | 22897693.2953
17
18 | FACTOR 31 | 28.49% | 0.1709% | 26.63% | 0.3988% | 8.676% | 0.3159% | 0.3964% | 21.47% | 1.017% | 0.006765% | 0.03005% | 0.07983% | 5.889% | 0.03133% | 2.441% | 3.956% | 100%
Rocky Mountain Power
Cost Of Service By Rate Schedule
State of Utah
2010 Protocol (Non Wgt)
12 Months Ended Dec 2015
MWh @ input
|  | COS Sch | 2015-01-01 | 2015-02-01 | 2015-03-04 | 2015-04-04 | 2015-05-05 | 2015-06-05 | 2015-07-06 | 2015-08-06 | 2015-09-06 | 2015-10-07 | 2015-11-07 | 2015-12-08 | Total
Residential
| Sch 1 sec | 1 | 611022.7301 | 471147.6898 | 559905.1939 | 441347.6309 | 426680.8701 | 563712.6715 | 869831.4493 | 766075.6292 | 523932.4728 | 503098.8667 | 526943.8074 | 650044.8976 | 6913743.9091
| Sch 1 NEM sec | 1-135 | 3592.1937 | 2487.069 | 3039.3308 | 2268.0093 | 2109.7313 | 3430.5518 | 4395.9971 | 4263.4981 | 3189.911 | 3421.7972 | 4223.1859 | 6349.9494 | 42771.2246
| Sch 2 sec | 2 | 325.3924 | 248.83 | 286.8063 | 220.3166 | 205.8796 | 269.2437 | 395.8976 | 348.4661 | 237.7218 | 234.0682 | 265.26 | 332.1563 | 3370.0385
| Sch 3 sec | 3 | 19971.1824 | 16649.6236 | 19917.8223 | 16045.8743 | 15677.8123 | 18544.5248 | 26458.0864 | 22332.8677 | 11954.5258 | 12881.6157 | 15012.5977 | 18793.7949 | 214240.3279
| Residential Total |  | 634911.4986 | 490533.2124 | 583149.1533 | 459881.8311 | 444674.2931 | 585956.9918 | 901081.4304 | 793020.461 | 539314.6314 | 519636.3477 | 546444.8511 | 675520.7981 | 7174125.5002
General Service
| Sch 6 sec | 6 | 513846.6173 | 454952.1057 | 477408.5053 | 499673.1751 | 515847.8195 | 542071.5609 | 635775.1486 | 642692.41 | 536385.9348 | 543916.1755 | 518755.4586 | 539776.9356 | 6421101.8469
| Sch 6 pri | 6 | 19425.4088 | 16922.6447 | 17761.4203 | 18501.2804 | 19030.3458 | 19964.5718 | 23540.7289 | 23827.7801 | 19881.1719 | 20181.7646 | 19338.9473 | 20439.2011 | 238815.2658
| Sch 6 NEM sec | 6-135 | 7951.993 | 7024.0703 | 7122.9372 | 7053.3269 | 7438.6174 | 7549.821 | 8938.1482 | 9314.5837 | 8124.4101 | 8554.8324 | 8771.2218 | 9923.0254 | 97766.9876
| Sch 6 NEM pri | 6-135 | 166.4119 | 145.3338 | 147.3747 | 145.7091 | 153.3257 | 154.1079 | 183.3715 | 190.8451 | 165.4299 | 176.2617 | 181.3278 | 206.4141 | 2015.9133
| Sch 8 sec | 8 | 104757.8746 | 71878.123 | 75678.7102 | 95575.6167 | 100437.009 | 86994.5247 | 106803.1167 | 106759.9649 | 80113.4945 | 107525.2144 | 111111.9717 | 102232.661 | 1149868.2816
| Sch 8 pri | 8 | 90809.6064 | 62307.7176 | 65602.2654 | 82849.9449 | 87064.0541 | 75411.4054 | 92582.5293 | 92545.1231 | 69446.5684 | 93208.4814 | 96317.6703 | 88620.6192 | 996765.9855
| Sch 8 NEM sec | 8-135 | 2110.0811 | 2140.3083 | 2578.3671 | 2410.2881 | 2260.7874 | 2858.4827 | 2773.2168 | 2923.5515 | 2408.0739 | 2326.1518 | 2110.4861 | 2230.271 | 29130.0658
| Sch 8 NEM pri | 8-135 | 3528.635 | 3579.1831 | 4311.7376 | 4030.6634 | 3780.6572 | 4780.1678 | 4637.5798 | 4888.9807 | 4026.9607 | 3889.9644 | 3529.3122 | 3729.6253 | 48713.4673
| Sch 9 sub trn | 9 | 508178.2166 | 299439.9025 | 315662.3535 | 444872.4352 | 472738.2157 | 386575.9939 | 455209.8628 | 481125.7762 | 291786.1103 | 491215.4088 | 530553.5232 | 461940.115 | 5139297.9137
| Sch 23 sec | 23 | 126291.9557 | 113117.497 | 115643.2036 | 112065.5788 | 111978.8875 | 123631.2112 | 145963.1421 | 147910.2008 | 121249.5834 | 114985.7585 | 112877.8817 | 128465.9834 | 1474180.8837
| Sch 23 NEM | 23-135 | 711.2056 | 583.9695 | 548.3008 | 539.2303 | 584.1949 | 422.9575 | 784.1293 | 780.96 | 576.2329 | 614.8563 | 710.368 | 987.0525 | 7843.4576
| General Service Total |  | 1377778.0061 | 1032090.8555 | 1082465.1757 | 1267717.2488 | 1321313.9144 | 1250414.8049 | 1477190.9741 | 1512960.1761 | 1134163.9708 | 1386594.8698 | 1404258.1688 | 1358551.9035 | 15605500.0686
Irrigation
| Sch 10 sec | 10 | 878.2853 | 645.7159 | 1197.4607 | 6580.8166 | 41672.0425 | 23035.2914 | 57331.7394 | 55546.7279 | 45680.8606 | 17613.6374 | 3467.2697 | 957.8083 | 254607.6557
| Sch 10 NEM | 10-135 | -3.9771e-12 | -3.9771e-12 | -7.9542e-12 | -7.9542e-12 | 298.4497 | 131.6273 | 411.3291 | 435.1223 | 316.5707 | 99.1381 | 1.255 | -1.9886e-12 | 1693.4922
Street Lights
| Sch 7,11,12 sec | 7,11,12 | 8328.3424 | 8236.6715 | 8481.9923 | 8248.4444 | 8027.791 | 8262.2463 | 8277.1906 | 8262.5316 | 8280.2538 | 8263.7407 | 8255.23 | 8310.4289 | 99234.8634
| Sch 15 sec | Traffic signals | 703.6598 | 624.5063 | 611.5757 | 589.2762 | 586.9586 | 599.7569 | 615.4227 | 613.5282 | 605.2219 | 598.7959 | 627.2011 | 745.7258 | 7521.6291
| Sch 15 sec | Metered outdoor lgt | 1966.9958 | 1712.6221 | 1559.0465 | 1490.4426 | 1611.9704 | 1593.4436 | 1577.7963 | 1496.3241 | 1545.9333 | 1710.9888 | 1773.2149 | 1945.0614 | 19983.8397
| Street Lighting Total |  | 10998.9979 | 10573.7998 | 10652.6145 | 10328.1632 | 10226.72 | 10455.4468 | 10470.4097 | 10372.3839 | 10431.409 | 10573.5255 | 10655.646 | 11001.2161 | 126740.3322
Industrial
| Cust 1 trn |  | 56201.0321 | 52664.8837 | 43562.6725 | 53889.9401 | 50230.4498 | 47774.0653 | 52306.3561 | 53197.9714 | 32675.1402 | 53022.366 | 47071.6439 | 41655.0548 | 584251.576
| Cust 2 trn |  | 80908.6644 | 75471.3371 | 82741.1064 | 76019.0586 | 82953.9233 | 65659.2538 | 83119.9415 | 84573.1908 | 73887.4353 | 89016.1967 | 86268.4745 | 66271.2992 | 946889.8817
| Industrial Customer Total |  | 137109.6965 | 128136.2208 | 126303.7789 | 129908.9987 | 133184.3732 | 113433.3192 | 135426.2975 | 137771.1622 | 106562.5755 | 142038.5627 | 133340.1184 | 107926.3539 | 1531141.4576
| State of Utah |  | 2161676.4844 | 1661979.8045 | 1803768.1831 | 1874417.0585 | 1951369.7929 | 1983427.4814 | 2581912.1801 | 2510106.0334 | 1836470.018 | 2076556.0813 | 2098167.3089 | 2153958.0799 | 24693808.5064
Rocky Mountain Power
Cost Of Service By Rate Schedule
State of Utah
2010 Protocol (Non Wgt)
12 Months Ended Dec 2015
MWh @ sales
|  | COS Sch | 2015-01-01 | 2015-02-01 | 2015-03-04 | 2015-04-04 | 2015-05-05 | 2015-06-05 | 2015-07-06 | 2015-08-06 | 2015-09-06 | 2015-10-07 | 2015-11-07 | 2015-12-08 | Total
Residential
| Sch 1 sec | 1 | 558920.19 | 430972.439 | 512161.499 | 403713.462 | 390297.351 | 515644.309 | 795660.022 | 700751.568 | 479256.209 | 460199.106 | 482010.764 | 594614.8969 | 6324201.8159
| Sch 1 NEM | 1-135 | 3285.8837 | 2274.9941 | 2780.1639 | 2074.6138 | 1929.8323 | 3138.0251 | 4021.1459 | 3899.9452 | 2917.904 | 3130.017 | 3863.0705 | 5808.4826 | 39124.0781
| Sch 2 sec | 2 | 297.6458 | 227.612 | 262.35 | 201.53 | 188.324 | 246.285 | 362.139 | 318.752 | 217.451 | 214.109 | 242.641 | 303.833 | 3082.6718
| Sch 3 sec | 3 | 18268.219 | 15229.893 | 18219.409 | 14677.626 | 14340.949 | 16963.214 | 24201.978 | 20428.521 | 10935.151 | 11783.187 | 13732.458 | 17191.2286 | 195971.8336
| Residential Total |  | 580771.9385 | 448704.9381 | 533423.4219 | 420667.2318 | 406756.4563 | 535991.8331 | 824245.2849 | 725398.7862 | 493326.715 | 475326.419 | 499848.9335 | 617918.4411 | 6562380.3993
General Service
| Sch 6 sec | 6 | 470030.3848 | 416157.8692 | 436699.3883 | 457065.5267 | 471860.9425 | 495848.5583 | 581561.9441 | 587889.3635 | 490647.7514 | 497535.8807 | 474520.6441 | 493749.5981 | 5873567.8517
| Sch 6 pri | 6 | 18216.7289 | 15869.6907 | 16656.2764 | 17350.1012 | 17846.2473 | 18722.3442 | 22075.9872 | 22345.1775 | 18644.1337 | 18926.0229 | 18135.6472 | 19167.4413 | 223955.7985
| Sch 6 NEM sec | 6-135 | 7273.9184 | 6425.1206 | 6515.557 | 6451.8825 | 6804.3188 | 6906.04 | 8175.9831 | 8520.3196 | 7431.6332 | 7825.353 | 8023.2907 | 9076.8787 | 89430.2954
| Sch 6 NEM pri | 6-135 | 156.0575 | 136.2909 | 138.2048 | 136.6429 | 143.7856 | 144.5191 | 171.9618 | 178.9705 | 155.1366 | 165.2944 | 170.0453 | 193.5707 | 1890.48
| Sch 8 sec | 8 | 95825.0623 | 65749.0011 | 69225.5083 | 87425.785 | 91872.6414 | 79576.4116 | 97695.9045 | 97656.4323 | 73282.134 | 98356.4282 | 101637.339 | 93515.1763 | 1051817.824
| Sch 8 pri | 8 | 85159.2877 | 58430.8319 | 61520.3877 | 77694.889 | 81646.7896 | 70719.1874 | 86821.8965 | 86786.8177 | 65125.492 | 87408.9008 | 90324.631 | 83106.5027 | 934745.614
| Sch 8 NEM sec | 8-135 | 1930.1523 | 1957.802 | 2358.5071 | 2204.7603 | 2068.0077 | 2614.7369 | 2536.7417 | 2674.2572 | 2202.735 | 2127.7984 | 1930.5228 | 2040.0935 | 26646.115
| Sch 8 NEM pri | 8-135 | 3309.0777 | 3356.4806 | 4043.4544 | 3779.8691 | 3545.4187 | 4482.7381 | 4349.0222 | 4584.7805 | 3776.3968 | 3647.9246 | 3309.7128 | 3497.5621 | 45682.4375
| Sch 9 sub trn | 9 | 486169.331 | 286471.3447 | 301991.2113 | 425605.284 | 452264.2147 | 369833.6257 | 435495.004 | 460288.5151 | 279149.0335 | 469941.1719 | 507575.5768 | 441933.7731 | 4916718.0859
| Sch 23 sec | 23 | 115522.91 | 103471.851 | 105782.188 | 102509.631 | 102430.332 | 113089.05 | 133516.714 | 135297.745 | 110910.506 | 105180.804 | 103252.668 | 117511.5561 | 1348475.9551
| Sch 23 NEM sec | 23-135 | 650.5604 | 534.1738 | 501.5466 | 493.2495 | 534.38 | 386.8915 | 717.2658 | 714.3667 | 527.0969 | 562.4269 | 649.7942 | 902.8855 | 7174.6379
| General Service Total |  | 1284243.4709 | 958560.4566 | 1005432.23 | 1180717.6211 | 1231017.0783 | 1162324.1027 | 1373118.4249 | 1406936.7457 | 1051852.049 | 1291678.0059 | 1309529.8719 | 1264695.0381 | 14520105.0951
Irrigation
| Sch 10 sec | 10 | 803.393 | 590.655 | 1095.352 | 6019.6636 | 38118.6243 | 21071.0483 | 52443.0027 | 50810.2009 | 41785.6064 | 16111.7043 | 3171.612 | 876.135 | 232896.9975
| Sch 10 NEM sec | 10-135 | -3.638e-12 | -3.638e-12 | -7.276e-12 | -7.276e-12 | 273.0006 | 120.4033 | 376.2546 | 398.019 | 289.5764 | 90.6845 | 1.148 | -1.819e-12 | 1549.0863
Street Lights
| Sch 7,11,12 sec | 7,11,12 | 7618.176 | 7534.322 | 7758.724 | 7545.091 | 7343.253 | 7557.716 | 7571.386 | 7557.977 | 7574.188 | 7559.083 | 7551.298 | 7601.79 | 90773.004
| Sch 15 sec | Traffic signals | 643.658 | 571.254 | 559.426 | 539.028 | 536.908 | 548.615 | 562.945 | 561.212 | 553.614 | 547.736 | 573.719 | 682.137 | 6880.252
| Sch 15 sec | Metered outdoor lgt | 1799.268 | 1566.585 | 1426.105 | 1363.351 | 1474.516 | 1457.569 | 1443.256 | 1368.731 | 1414.11 | 1565.091 | 1622.011 | 1779.204 | 18279.797
| Street Lighting Total |  | 10061.102 | 9672.161 | 9744.255 | 9447.47 | 9354.677 | 9563.9 | 9577.587 | 9487.92 | 9541.912 | 9671.91 | 9747.028 | 10063.131 | 115933.053
Industrial
| Cust 1 trn |  | 53767 | 50384 | 41676 | 51556 | 48055 | 45705 | 50041 | 50894 | 31260 | 50726 | 45033 | 39851 | 558948
| Cust 2 trn |  | 77404.56 | 72202.72 | 79157.64 | 72726.72 | 79361.24 | 62815.592 | 79520.068 | 80910.378 | 70687.416 | 85160.96 | 82532.24 | 63401.13 | 905880.664
| Industrial Customer Total |  | 131171.56 | 122586.72 | 120833.64 | 124282.72 | 127416.24 | 108520.592 | 129561.068 | 131804.378 | 101947.416 | 135886.96 | 127565.24 | 103252.13 | 1464828.664
| State of Utah |  | 2007051.4644 | 1540114.9307 | 1670528.8989 | 1741134.7065 | 1812936.0765 | 1837591.8795 | 2389321.6221 | 2324836.0498 | 1698743.2748 | 1928765.6837 | 1949863.8333 | 1996804.8751 | 22897693.2953
Schedule mWh breakouts - @ sales
12 Months Ended Dec 2015
|  |  | 2015-01-01 | 2015-02-01 | 2015-03-04 | 2015-04-04 | 2015-05-05 | 2015-06-05 | 2015-07-06 | 2015-08-06 | 2015-09-06 | 2015-10-07 | 2015-11-07 | 2015-12-08 | Total
| Schedule 06 - | [14 empty] | Sec |  |  | Sch 6 breakdown
| 6 | sec | 440488.1742 | 394300.5964 | 413468.0843 | 434164.5604 | 449342.8879 | 472692.3653 | 552392.6337 | 557793.2815 | 465642.8404 | 471893.0062 | 448673.039 | 461909.6075 | 5562761.0769 | 5568063.933 | 96.52% | Sec | 96.25%
| 6A | " | 29315.9591 | 21638.2645 | 22849.6427 | 22519.085 | 22142.955 | 22753.4742 | 28664.4773 | 29506.9478 | 24532.133 | 25194.7604 | 25439.6644 | 31424.554 | 305981.9175 | 305722.398 | 91.41% | Pri | 3.669%
| 6B | " | 226.2515 | 219.0082 | 381.6613 | 381.8813 | 375.0996 | 402.7188 | 504.8331 | 589.1342 | 472.778 | 448.1141 | 407.9407 | 415.4365 | 4824.8573 | 4824.857 | 99.73%
|  | Total - sec | 470030.3848 | 416157.8692 | 436699.3883 | 457065.5267 | 471860.9425 | 495848.5583 | 581561.9441 | 587889.3635 | 490647.7514 | 497535.8807 | 474520.6441 | 493749.5981 | 5873567.8517 | 5878611.188 | 96.25%
Pri
| 6 | pri | 15434.5258 | 13816.1319 | 14487.7529 | 15212.9489 | 15744.7913 | 16562.9475 | 19355.6124 | 19544.8489 | 16315.935 | 16534.9383 | 15721.3201 | 16185.1241 | 194916.8771 | 195102.687 | 3.382%
| 6A | " | 2782.2031 | 2053.5588 | 2168.5235 | 2137.1522 | 2101.456 | 2159.3967 | 2720.3748 | 2800.3287 | 2328.1986 | 2391.0847 | 2414.327 | 2982.3173 | 29038.9215 | 29014.292 | 8.675%
|  | Total - pri | 18216.7289 | 15869.6907 | 16656.2764 | 17350.1012 | 17846.2473 | 18722.3442 | 22075.9872 | 22345.1775 | 18644.1337 | 18926.0229 | 18135.6472 | 19167.4413 | 223955.7985 | 224116.979 | 3.669%
Total
| 6 | sec & pri | 456357.321 | 408505.777 | 428363.798 | 449805.891 | 465531.037 | 489721.709 | 572293.281 | 577888.494 | 482418.216 | 488893.552 | 464837.056 | 478550.4887 | 5763166.6207 | 5768660.519 | 99.9%
| 6A | " | 32070.938 | 23671.729 | 24996.947 | 24635.325 | 24223.848 | 24891.741 | 31358.233 | 32279.875 | 26837.55 | 27562.448 | 27830.367 | 34377.689 | 334736.69 | 334452.782 | 100.1%
| 6B | " | 226.2515 | 219.0082 | 381.6613 | 381.8813 | 375.0996 | 402.7188 | 504.8331 | 589.1342 | 472.778 | 448.1141 | 407.9407 | 415.4365 | 4824.8573 | 4837.757 | 99.73%
|  | Total - sec & pri | 488654.5105 | 432396.5142 | 453742.4063 | 474823.0973 | 490129.9846 | 515016.1688 | 604156.3471 | 610757.5032 | 509728.544 | 516904.1141 | 493075.3637 | 513343.6142 | 6102728.168 | 6107951.058 | 100%
| Schedule 06 - 135 | [14 empty] | Sec |  |  | Sch 6 - 135 breakdown
| 6-135 | sec | 6294.438 | 5792.4246 | 5874.622 | 5848.7865 | 6216.3056 | 6520.8008 | 7590.3145 | 7944.895 | 7074.04 | 7159.1398 | 7255.0776 | 8029.1527 | 81599.9972 | 78536.884 | 97.99% | Sec | 97.94%
| 6A-135 | " | 979.4803 | 632.696 | 640.9349 | 603.096 | 588.0132 | 385.2391 | 585.6686 | 575.4246 | 357.5932 | 666.2132 | 768.2131 | 1047.726 | 7830.2982 | 5970.063 | 97.35% | Pri | 2.059%
| 6B-135 | " | 0 | 0 | 0 | 0 | 0 | 0 | 0 | 0 | 0 | 0 | 0 | 0 | 0 | 0 | 0%
|  | Total - sec | 7273.9184 | 6425.1206 | 6515.557 | 6451.8825 | 6804.3188 | 6906.04 | 8175.9831 | 8520.3196 | 7431.6332 | 7825.353 | 8023.2907 | 9076.8787 | 89430.2954 | 84506.947 | 97.94%
Pri
| 6-135 | pri | 129.3703 | 119.0523 | 120.7417 | 120.2107 | 127.7644 | 134.0227 | 156.0045 | 163.2923 | 145.3935 | 147.1426 | 149.1144 | 165.024 | 1677.1335 | 1614.177 | 2.014%
| 6A-135 | " | 26.6872 | 17.2386 | 17.4631 | 16.4321 | 16.0212 | 10.4963 | 15.9573 | 15.6782 | 9.7431 | 18.1518 | 20.9309 | 28.5466 | 213.3465 | 162.662 | 2.652%
|  | Total - pri | 156.0575 | 136.2909 | 138.2048 | 136.6429 | 143.7856 | 144.5191 | 171.9618 | 178.9705 | 155.1366 | 165.2944 | 170.0453 | 193.5707 | 1890.48 | 1776.839 | 2.059%
Total
| 6-135 | sec & pri | 6423.8083 | 5911.477 | 5995.3638 | 5968.9972 | 6344.07 | 6654.8236 | 7746.3191 | 8108.1873 | 7219.4335 | 7306.2824 | 7404.192 | 8194.1768 | 83277.131 | 80151.0613 | 100%
| 6A-135 | " | 1006.1674 | 649.9346 | 658.398 | 619.5281 | 604.0343 | 395.7354 | 601.6258 | 591.1027 | 367.3363 | 684.365 | 789.144 | 1076.2726 | 8043.6441 | 6132.7246 | 100%
| 6B-135 | " | 0 | 0 | 0 | 0 | 0 | 0 | 0 | 0 | 0 | 0 | 0 | 0 | 0 | 0 | 0%
|  | Total - sec & pri | 7429.9758 | 6561.4115 | 6653.7618 | 6588.5253 | 6948.1043 | 7050.559 | 8347.9449 | 8699.29 | 7586.7698 | 7990.6474 | 8193.336 | 9270.4493 | 91320.7751 | 86283.7859 | 100%
| Schedule 08 - | [17 empty] | Sch 8 breakdown
|  | sec | 95825.0623 | 65749.0011 | 69225.5083 | 87425.785 | 91872.6414 | 79576.4116 | 97695.9045 | 97656.4323 | 73282.134 | 98356.4282 | 101637.339 | 93515.1763 | 1051817.824 | 1051817.824 | 52.95% | Sec | 52.95%
|  | pri | 85159.2877 | 58430.8319 | 61520.3877 | 77694.889 | 81646.7896 | 70719.1874 | 86821.8965 | 86786.8177 | 65125.492 | 87408.9008 | 90324.631 | 83106.5027 | 934745.614 | 934745.614 | 47.05% | Pri | 47.05%
|  | Total | 180984.35 | 124179.833 | 130745.896 | 165120.674 | 173519.431 | 150295.599 | 184517.801 | 184443.25 | 138407.626 | 185765.329 | 191961.97 | 176621.679 | 1986563.438 | 1986563.438 | 100%
|  | Total - sec & pri | 180984.35 | 124179.833 | 130745.896 | 165120.674 | 173519.431 | 150295.599 | 184517.801 | 184443.25 | 138407.626 | 185765.329 | 191961.97 | 176621.679 | 1986563.438
| Schedule 08 - 135 | [17 empty] | Sch 8 - 135 breakdown
|  | sec | 1930.1523 | 1957.802 | 2358.5071 | 2204.7603 | 2068.0077 | 2614.7369 | 2536.7417 | 2674.2572 | 2202.735 | 2127.7984 | 1930.5228 | 2040.0935 | 26646.115 | 26592.291 | 36.84% | Sec | 36.84%
|  | pri | 3309.0777 | 3356.4806 | 4043.4544 | 3779.8691 | 3545.4187 | 4482.7381 | 4349.0222 | 4584.7805 | 3776.3968 | 3647.9246 | 3309.7128 | 3497.5621 | 45682.4375 | 45590.161 | 63.16% | Pri | 63.16%
|  | Total | 5239.23 | 5314.2826 | 6401.9615 | 5984.6294 | 5613.4264 | 7097.475 | 6885.7639 | 7259.0377 | 5979.1317 | 5775.7231 | 5240.2356 | 5537.6556 | 72328.5525 | 72182.452 | 100%
|  | Total - sec & pri | 5239.23 | 5314.2826 | 6401.9615 | 5984.6294 | 5613.4264 | 7097.475 | 6885.7639 | 7259.0377 | 5979.1317 | 5775.7231 | 5240.2356 | 5537.6556 | 72328.5525
Schedule 09 -
| 9 | subtrn | 481168.905 | 283963.1907 | 298887.1803 | 422852.041 | 449022.7757 | 367215.3147 | 432247.544 | 456772.0391 | 276580.3455 | 466962.7219 | 502848.8198 | 436173.4491 | 4874694.3269
| 9A | " | 5000.426 | 2508.154 | 3104.031 | 2753.243 | 3241.439 | 2618.311 | 3247.46 | 3516.476 | 2568.688 | 2978.45 | 4726.757 | 5760.324 | 42023.759
|  | Total | 486169.331 | 286471.3447 | 301991.2113 | 425605.284 | 452264.2147 | 369833.6257 | 435495.004 | 460288.5151 | 279149.0335 | 469941.1719 | 507575.5768 | 441933.7731 | 4916718.0859
Lighting (7,11,12,PT) -
| Schedule 07 |  | 997.327 | 993.816 | 989.719 | 988.417 | 987.358 | 987.576 | 985.205 | 983.512 | 981.564 | 977.478 | 977.554 | 977.179 | 11826.705
| Schedule 11 |  | 1252.228 | 1246.494 | 1241.073 | 1240.947 | 1243.071 | 1240.83 | 1239.377 | 1235.241 | 1234.496 | 1235.417 | 1234.924 | 1235.096 | 14879.194
| Schedule 12 | (121 A,B) | 4677.621 | 4672.012 | 4673.932 | 4692.727 | 4690.824 | 4690.31 | 4686.804 | 4686.224 | 4729.128 | 4693.188 | 4695.82 | 4700.515 | 56289.105
| PTLD |  | 691 | 622 | 854 | 623 | 422 | 639 | 660 | 653 | 629 | 653 | 643 | 689 | 7778
| 77 |  | 0 | 0 | 0 | 0 | 0 | 0 | 0 | 0 | 0 | 0 | 0 | 0 | 0
|  | Total Lighting | 7618.176 | 7534.322 | 7758.724 | 7545.091 | 7343.253 | 7557.716 | 7571.386 | 7557.977 | 7574.188 | 7559.083 | 7551.298 | 7601.79 | 90773.004
| Schedule 15 - TOSS |  | 643.658 | 571.254 | 559.426 | 539.028 | 536.908 | 548.615 | 562.945 | 561.212 | 553.614 | 547.736 | 573.719 | 682.137 | 6880.252
| Schedule 15 - MONL |  | 1799.268 | 1566.585 | 1426.105 | 1363.351 | 1474.516 | 1457.569 | 1443.256 | 1368.731 | 1414.11 | 1565.091 | 1622.011 | 1779.204 | 18279.797
| Cust 2 trn |  | 77404.56 | 72202.72 | 79157.64 | 72726.72 | 79361.24 | 70807.256 | 82348.434 | 84248.909 | 76954.448 | 85160.96 | 82532.24 | 73770.965 | 936676.092
|  | pass through | 0 | 0 | 0 | 0 | 0 | -7991.664 | -2828.366 | -3338.531 | -6267.032 | 0 | 0 | -10369.835 | -30795.428
|  | Total | 77404.56 | 72202.72 | 79157.64 | 72726.72 | 79361.24 | 62815.592 | 79520.068 | 80910.378 | 70687.416 | 85160.96 | 82532.24 | 63401.13 | 905880.664

## Cust Factors
Customer Factors (F40-F48)
Rocky Mountain Power
Cost Of Service By Rate Schedule
State of Utah
2010 Protocol (Non Wgt)
12 Months Ended Dec 2015
Weighted Customer Factors
| A |  | B | C | D | E | F | G | H | I | J | K | L | M | N | O | P | Q | R
| Description |  | Residential Sch 1 | Residential NEM Sch 1-135 | General Large Dist. Sch 6 | General Large Dist. NEM Sch 6-135 | General +1 MW Sch 8 | General +1 MW NEM Sch 8-135 | Street & Area Lighting Sch. 7,11,12 | General Trans Sch 9 | Irrigation Sch 10 | Irrigation NEM Sch 10-135 | Traffic Signals Sch 15 | Outdoor Lighting Sch 15 | General Small Dist. Sch 23 | General Small Dist. NEM Sch 23-135 | Industrial Cust 1 | Industrial Cust 2 | 0
1 | Residential |  | 749672.7278 | 4390 | 0 | 0 | 0 | 0 | 0 | 0 | 0 | 0 | 0 | 0 | 0 | 0 | 0 | 0 | 754062.7278
2 | Commercial |  | 0 | 0 | 14039.5444 | 179.05 | 136.8446 | 7.67 | 0 | 29.7667 | 0 | 0 | 0 | 0 | 81110.7079 | 316.0762 | 0 | 0 | 95819.6597
3 | Industrial |  | 0 | 0 | 1364.4278 | 14.4972 | 105.4084 | 0 | 0 | 130.2962 | 0 | 0 | 0 | 0 | 3348.0481 | 10.5141 | 1 | 1 | 4975.1918
4 | Irrigation |  | 0 | 0 | 0 | 0 | 0 | 0 | 0 | 0 | 3326 | 28 | 0 | 0 | 0 | 0 | 0 | 0 | 3354
5 | St Lighting |  | 0 | 0 | 0 | 0 | 0 | 0 | 1726.9167 | 0 | 0 | 0 | 2604.0625 | 549.9518 | 0 | 0 | 0 | 0 | 4880.931
6 | Area Lighting |  | 0 | 0 | 0 | 0 | 0 | 0 | 7498.6667 | 0 | 0 | 0 | 0 | 0 | 0 | 0 | 0 | 0 | 7498.6667
7 | OSPA |  | 0 | 0 | 0 | 0 | 0 | 0 | 0 | 1 | 0 | 0 | 0 | 0 | 0 | 0 | 0 | 0 | 1
8 | Ave Customers |  | 749672.7278 | 4390 | 15403.9722 | 193.5472 | 242.253 | 7.67 | 9225.5833 | 161.0629 | 3326 | 28 | 2604.0625 | 549.9518 | 84458.756 | 326.5903 | 1 | 1 | 870592.177
9
10 | FACTOR 40 |  | 86.11% | 0.5043% | 1.769% | 0.02223% | 0.02783% | 0.000881% | 1.06% | 0.0185% | 0.382% | 0.003216% | 0.2991% | 0.06317% | 9.701% | 0.03751% | 0.0001149% | 0.0001149% | 100%
11
12 | Residential |  | 749672.7278 | 4390 | 0 | 0 | 0 | 0 | 0 | 0 | 0 | 0 | 0 | 0 | 0 | 0 | 0 | 0 | 754062.7278
13 | Commercial |  | 0 | 0 | 14770.9893 | 188.3783 | 10240.2797 | 573.9574 | 0 | 2168.445 | 0 | 0 | 0 | 0 | 81110.7079 | 316.0762 | 0 | 0 | 109368.8336
14 | Industrial |  | 0 | 0 | 1435.513 | 15.2525 | 7887.8686 | 0 | 0 | 9491.8289 | 0 | 0 | 0 | 0 | 3348.0481 | 10.5141 | 85.3122 | 85.3122 | 22359.6496
15 | Irrigation |  | 0 | 0 | 0 | 0 | 0 | 0 | 0 | 0 | 3640.755 | 30.6498 | 0 | 0 | 0 | 0 | 0 | 0 | 3671.4048
16 | St Lighting |  | 0 | 0 | 0 | 0 | 0 | 0 | 0 | 0 | 0 | 0 | 2604.0625 | 549.9518 | 0 | 0 | 0 | 0 | 3154.0143
17 | Area Lighting |  | 0 | 0 | 0 | 0 | 0 | 0 | 0 | 0 | 0 | 0 | 0 | 0 | 0 | 0 | 0 | 0 | 0
18 | OSPA |  | 0 | 0 | 0 | 0 | 0 | 0 | 0 | 72.8481 | 0 | 0 | 0 | 0 | 0 | 0 | 0 | 0 | 72.8481
19 | Ave Customers |  | 749672.7278 | 4390 | 16206.5022 | 203.6308 | 18128.1482 | 573.9574 | 0 | 11733.122 | 3640.755 | 30.6498 | 2604.0625 | 549.9518 | 84458.756 | 326.5903 | 85.3122 | 85.3122 | 892689.4782
20
21 | FACTOR 41 |  | 83.98% | 0.4918% | 1.815% | 0.02281% | 2.031% | 0.0643% | 0% | 1.314% | 0.4078% | 0.003433% | 0.2917% | 0.06161% | 9.461% | 0.03658% | 0.009557% | 0.009557% | 100%
22
23 | Residential |  | 749672.7278 | 4390 | 0 | 0 | 0 | 0 | 0 | 0 | 0 | 0 | 0 | 0 | 0 | 0 | 0 | 0 | 754062.7278
24 | Commercial |  | 0 | 0 | 15103.9373 | 192.6245 | 147.2193 | 8.2515 | 0 | 104.2167 | 0 | 0 | 0 | 0 | 76590.9957 | 298.4635 | 0 | 0 | 92445.7084
25 | Industrial |  | 0 | 0 | 1467.8704 | 15.5963 | 113.3999 | 0 | 0 | 456.1825 | 0 | 0 | 0 | 0 | 3161.4856 | 9.9282 | 3.5011 | 3.5011 | 5231.4652
26 | Irrigation |  | 0 | 0 | 0 | 0 | 0 | 0 | 0 | 0 | 3197.4983 | 26.9182 | 0 | 0 | 0 | 0 | 0 | 0 | 3224.4165
27 | St Lighting |  | 0 | 0 | 0 | 0 | 0 | 0 | 1561.6255 | 0 | 0 | 0 | 2354.8156 | 497.3134 | 0 | 0 | 0 | 0 | 4413.7544
28 | Area Lighting |  | 0 | 0 | 0 | 0 | 0 | 0 | 6776.4131 | 0 | 0 | 0 | 0 | 0 | 0 | 0 | 0 | 0 | 6776.4131
29 | OSPA |  | 0 | 0 | 0 | 0 | 0 | 0 | 0 | 3.5011 | 0 | 0 | 0 | 0 | 0 | 0 | 0 | 0 | 3.5011
30 | Ave Customers |  | 749672.7278 | 4390 | 16571.8076 | 208.2208 | 260.6191 | 8.2515 | 8338.0385 | 563.9003 | 3197.4983 | 26.9182 | 2354.8156 | 497.3134 | 79752.4813 | 308.3917 | 3.5011 | 3.5011 | 866157.9864
31
32 | FACTOR 42 |  | 86.55% | 0.5068% | 1.913% | 0.02404% | 0.03009% | 0.0009527% | 0.9626% | 0.0651% | 0.3692% | 0.003108% | 0.2719% | 0.05742% | 9.208% | 0.0356% | 0.0004042% | 0.0004042% | 100%
33
34
35 | Residential |  | 749672.7278 | 4390 | 0 | 0 | 0 | 0 | 0 | 0 | 0 | 0 | 0 | 0 | 0 | 0 | 0 | 0 | 754062.7278
36
37 | FACTOR 43 |  | 99.42% | 0.5822% | 0% | 0% | 0% | 0% | 0% | 0% | 0% | 0% | 0% | 0% | 0% | 0% | 0% | 0% | 100%
38
39
40 | Commercial |  | 0 | 0 | 14039.5444 | 179.05 | 136.8446 | 7.67 | 0 | 29.7667 | 0 | 0 | 0 | 0 | 81110.7079 | 316.0762 | 0 | 0 | 95819.6597
41
42 | FACTOR 44 |  | 0% | 0% | 14.65% | 0.1869% | 0.1428% | 0.008005% | 0% | 0.03107% | 0% | 0% | 0% | 0% | 84.65% | 0.3299% | 0% | 0% | 100%
43
44
45 | Industrial / Irrigation |  | 0 | 0 | 1364.4278 | 14.4972 | 105.4084 | 0 | 0 | 130.2962 | 3326 | 28 | 0 | 0 | 3348.0481 | 10.5141 | 1 | 1 | 8329.1918
46
47 | FACTOR 45 |  | 0% | 0% | 16.38% | 0.1741% | 1.266% | 0% | 0% | 1.564% | 39.93% | 0.3362% | 0% | 0% | 40.2% | 0.1262% | 0.01201% | 0.01201% | 100%
48
49
50 | Lighting |  | 0 | 0 | 0 | 0 | 0 | 0 | 9225.5833 | 0 | 0 | 0 | 2604.0625 | 549.9518 | 0 | 0 | 0 | 0 | 12379.5977
51
52 | FACTOR 46 |  | 0% | 0% | 0% | 0% | 0% | 0% | 74.52% | 0% | 0% | 0% | 21.04% | 4.442% | 0% | 0% | 0% | 0% | 100%
53
54
55 | Ave Customers |  | 749672.7278 | 4390 | 16206.5022 | 203.6308 | 18128.1482 | 573.9574 | 0 | 11733.122 | 3640.755 | 30.6498 | 2604.0625 | 549.9518 | 84458.756 | 326.5903 | 85.3122 | 85.3122 | 892689.4782
56
57 | FACTOR 47 |  | 83.98% | 0.4918% | 1.815% | 0.02281% | 2.031% | 0.0643% | 0% | 1.314% | 0.4078% | 0.003433% | 0.2917% | 0.06161% | 9.461% | 0.03658% | 0.009557% | 0.009557% | 100%
58
59
60 | Ave Customers |  | 749672.7278 | 4390 | 16571.8076 | 208.2208 | 260.6191 | 8.2515 | 8338.0385 | 563.9003 | 3197.4983 | 26.9182 | 2354.8156 | 497.3134 | 79752.4813 | 308.3917 | 3.5011 | 3.5011 | 866157.9864
61
62 | FACTOR 48 |  | 86.55% | 0.5068% | 1.913% | 0.02404% | 0.03009% | 0.0009527% | 0.9626% | 0.0651% | 0.3692% | 0.003108% | 0.2719% | 0.05742% | 9.208% | 0.0356% | 0.0004042% | 0.0004042% | 100%
Customer Factors Detail
Rocky Mountain Power
Cost Of Service By Rate Schedule
State of Utah
2010 Protocol (Non Wgt)
12 Months Ended Dec 2015
Weighted Customer Factors
| A | B | C | D | E | F | G | H
|  |  | COS | Average | Account | Total Acct 902 | Account | Total Acct 903
|  |  | Schedule | Customers | 902 | Customers | 903 | Customers
| Description |  |  | (F 40) | Weighting | (F 41) | Weighting | (F 42)
1 | Residential |  | 1 | 722632 | 1 | 722632 | 1 | 722632
2 |  |  | 1-135 | 4390 | 1 | 4390 | 1 | 4390
3 |  |  | 2 | 379.6111 | 1 | 379.6111 | 1 | 379.6111
4 |  |  | 3 | 26661.1167 | 1 | 26661.1167 | 1 | 26661.1167
5 | Weighted Customer Factors A: Total; Weighted Customer Factors D: 754062.7278; Weighted Customer Factors F: 754062.7278; Weighted Customer Factors H: 754062.7278
6
7
8 | Commercial |  | 6 | 14039.5444 | 1.0521 | 14770.9893 | 1.0758 | 15103.9373
9 |  |  | 6-135 | 179.05 | 1.0521 | 188.3783 | 1.0758 | 192.6245
10 |  |  | 8 | 136.8446 | 74.8315 | 10240.2797 | 1.0758 | 147.2193
11 |  |  | 8-135 | 7.67 | 74.8315 | 573.9574 | 1.0758 | 8.2515
12 |  |  | 9 | 29.7667 | 72.8481 | 2168.445 | 3.5011 | 104.2167
13 |  |  | 23 | 81110.7079 | 1 | 81110.7079 | 0.94428 | 76590.9957
14 |  |  | 23-135 | 316.0762 | 1 | 316.0762 | 0.94428 | 298.4635
15 | Weighted Customer Factors A: Total; Weighted Customer Factors D: 95819.6597; Weighted Customer Factors F: 109368.8336; Weighted Customer Factors H: 92445.7084
16
17
18 | Industrial |  | 6 | 1364.4278 | 1.0521 | 1435.513 | 1.0758 | 1467.8704
19 |  |  | 6-135 | 14.4972 | 1.0521 | 15.2525 | 1.0758 | 15.5963
20 |  |  | 8 | 105.4084 | 74.8315 | 7887.8686 | 1.0758 | 113.3999
21 |  |  | 8-135 | 0 | 74.8315 | 0 | 1.0758 | 0
22 |  |  | 9 | 130.2962 | 72.8481 | 9491.8289 | 3.5011 | 456.1825
23 |  |  | 23 | 3348.0481 | 1 | 3348.0481 | 0.94428 | 3161.4856
24 |  |  | 23-135 | 10.5141 | 1 | 10.5141 | 0.94428 | 9.9282
25 |  |  | Cust 1 | 1 | 85.3122 | 85.3122 | 3.5011 | 3.5011
26 |  |  | Cust 2 | 1 | 85.3122 | 85.3122 | 3.5011 | 3.5011
27 | Weighted Customer Factors A: Total; Weighted Customer Factors D: 4975.1918; Weighted Customer Factors F: 22359.6496; Weighted Customer Factors H: 5231.4652
21
22
23 | Irrigation - annual cust |  | 10 | 3326 | 1.0946 | 3640.755 | 0.96136 | 3197.4983
|  |  | 10-135 | 28 | 1.0946 | 30.6498 | 0.96136 | 26.9182
24 | Weighted Customer Factors A: Total; Weighted Customer Factors D: 3354; Weighted Customer Factors F: 3671.4048; Weighted Customer Factors H: 3224.4165
25
26 | Irrigation - ave billings |  | 10 | 1749.9561 | 1.0946 | 1915.5626 | 0.96136 | 1682.3456
|  |  | 10-135 | 6.2277 | 1.0946 | 6.8171 | 0.96136 | 5.9871
27 | Weighted Customer Factors A: Total; Weighted Customer Factors D: 1756.1838; Weighted Customer Factors F: 1922.3797; Weighted Customer Factors H: 1688.3327
28
29
30 | Street Lighting |  | 11 | 758.75 | 0 | 0 | 0.90429 | 686.1265
31 |  |  | 12 | 968.1667 | 0 | 0 | 0.90429 | 875.4989
32 |  |  | 77 | 0 | 0 | 0 | 0 | 0
33 |  |  | 15 - TOSS | 2604.0625 | 1 | 2604.0625 | 0.90429 | 2354.8156
34 |  |  | 15 - MONL | 549.9518 | 1 | 549.9518 | 0.90429 | 497.3134
35 | Weighted Customer Factors A: Total; Weighted Customer Factors D: 4880.931; Weighted Customer Factors F: 3154.0143; Weighted Customer Factors H: 4413.7544
36
37
38 | Area Lighting |  | 7 | 7493.6667 | 0 | 0 | 0.90429 | 6776.4131
39 |  |  | Post-Top | 5 | 0 | 0 | 0 | 0
40 | Weighted Customer Factors A: Total; Weighted Customer Factors D: 7498.6667; Weighted Customer Factors F: 0; Weighted Customer Factors H: 6776.4131
41
42
43 | OSPA |  | 6 | 0 | 1.0521 | 0 | 1.0758 | 0
44 |  |  | 8 | 0 | 74.8315 | 0 | 1.0758 | 0
45 |  |  | 9 | 1 | 72.8481 | 72.8481 | 3.5011 | 3.5011
46 |  |  | 23 | 0 | 1 | 0 | 0.94428 | 0
47 | Weighted Customer Factors A: Total; Weighted Customer Factors D: 1; Weighted Customer Factors F: 72.8481; Weighted Customer Factors H: 3.5011
48
49
50
51 | Weighted Customer Factors A: State of Utah; Weighted Customer Factors D: 870592.177; Weighted Customer Factors F: 892689.4782; Weighted Customer Factors H: 866157.9864

## Production
Date | Hour | Sch 001 | Sch 006 | Sch 008 | Sch 010 | Sch 023 | Total
2015-01-01 | 01 | 0 | 0 | 0 | 0 | 0 | 0
2015-01-01 | 02 | 0 | 0 | 0 | 0 | 0 | 0
2015-01-01 | 03 | 3.0082 | 1.6847 | 0.6137 | 0.06715 | 0.76415 | 6.1379
2015-01-01 | 04 | 0 | 0 | 0 | 0 | 0 | 0
2015-01-01 | 05 | 0 | 0 | 0 | 0 | 0 | 0
2015-01-01 | 06 | 0 | 0 | 0 | 0 | 0 | 0
2015-01-01 | 07 | 0 | 0 | 0 | 0 | 0 | 0
2015-01-01 | 08 | 0 | 0 | 0 | 0 | 0 | 0
2015-01-01 | 09 | 153.4275 | 85.9342 | 31.3182 | 3.4153 | 38.9521 | 313.0473
2015-01-01 | 10 | 812.2617 | 454.9455 | 165.801 | 18.0795 | 206.2168 | 1657.3045
2015-01-01 | 11 | 1645.583 | 921.6856 | 335.9005 | 36.6273 | 417.781 | 3357.5774
2015-01-01 | 12 | 2337.5093 | 1309.232 | 477.139 | 52.0285 | 593.447 | 4769.3559
2015-01-01 | 13 | 2791.7748 | 1563.6643 | 569.8646 | 62.1393 | 708.7759 | 5696.2189
2015-01-01 | 14 | 3116.6797 | 1745.6425 | 636.185 | 69.371 | 791.2633 | 6359.1416
2015-01-01 | 15 | 2791.7748 | 1563.6643 | 569.8646 | 62.1393 | 708.7759 | 5696.2189
2015-01-01 | 16 | 1832.1019 | 1026.1548 | 373.9736 | 40.7788 | 465.1344 | 3738.1436
2015-01-01 | 17 | 709.9769 | 397.6564 | 144.9224 | 15.8024 | 180.2493 | 1448.6074
2015-01-01 | 18 | 45.1257 | 25.2747 | 9.2114 | 1.0047 | 11.4563 | 92.0729
2015-01-01 | 19 | 0 | 0 | 0 | 0 | 0 | 0
2015-01-01 | 20 | 0 | 0 | 0 | 0 | 0 | 0
2015-01-01 | 21 | 0 | 0 | 0 | 0 | 0 | 0
2015-01-01 | 22 | 0 | 0 | 0 | 0 | 0 | 0
2015-01-01 | 23 | 0 | 0 | 0 | 0 | 0 | 0
2015-01-01 | 24 | 0 | 0 | 0 | 0 | 0 | 0
2015-01-02 | 01 | 0 | 0 | 0 | 0 | 0 | 0
2015-01-02 | 02 | 0 | 0 | 0 | 0 | 0 | 0
2015-01-02 | 03 | 0 | 0 | 0 | 0 | 0 | 0
2015-01-02 | 04 | 0 | 0 | 0 | 0 | 0 | 0
2015-01-02 | 05 | 0 | 0 | 0 | 0 | 0 | 0
2015-01-02 | 06 | 0 | 0 | 0 | 0 | 0 | 0
2015-01-02 | 07 | 0 | 0 | 0 | 0 | 0 | 0
2015-01-02 | 08 | 0 | 0 | 0 | 0 | 0 | 0
2015-01-02 | 09 | 237.6617 | 133.1134 | 48.5121 | 5.2895 | 60.3372 | 484.9139
2015-01-02 | 10 | 1206.3591 | 675.6786 | 246.245 | 26.8515 | 306.2712 | 2461.4053
2015-01-02 | 11 | 2307.4262 | 1292.3825 | 470.9977 | 51.3587 | 585.8098 | 4707.9749
2015-01-02 | 12 | 3113.6707 | 1743.9578 | 635.5713 | 69.3039 | 790.4991 | 6353.0028
2015-01-02 | 13 | 3471.6678 | 1944.471 | 708.6467 | 77.2726 | 881.3879 | 7083.4461
2015-01-02 | 14 | 3438.5755 | 1925.9359 | 701.8918 | 76.5357 | 872.9865 | 7015.9255
2015-01-02 | 15 | 2927.1518 | 1639.4885 | 597.4982 | 65.1525 | 743.1456 | 5972.4366
2015-01-02 | 16 | 2045.6967 | 1145.789 | 417.5735 | 45.5328 | 519.3619 | 4173.9539
2015-01-02 | 17 | 788.1948 | 441.4653 | 160.8888 | 17.544 | 200.107 | 1608.2
2015-01-02 | 18 | 66.1844 | 37.0694 | 13.5099 | 1.473 | 16.8028 | 135.0395
2015-01-02 | 19 | 0 | 0 | 0 | 0 | 0 | 0
2015-01-02 | 20 | 0 | 0 | 0 | 0 | 0 | 0
2015-01-02 | 21 | 0 | 0 | 0 | 0 | 0 | 0
2015-01-02 | 22 | 0 | 0 | 0 | 0 | 0 | 0
2015-01-02 | 23 | 0 | 0 | 0 | 0 | 0 | 0
2015-01-02 | 24 | 0 | 0 | 0 | 0 | 0 | 0
2015-01-03 | 01 | 0 | 0 | 0 | 0 | 0 | 0
2015-01-03 | 02 | 0 | 0 | 0 | 0 | 0 | 0
2015-01-03 | 03 | 0 | 0 | 0 | 0 | 0 | 0
2015-01-03 | 04 | 0 | 0 | 0 | 0 | 0 | 0
2015-01-03 | 05 | 0 | 0 | 0 | 0 | 0 | 0
2015-01-03 | 06 | 0 | 0 | 0 | 0 | 0 | 0
2015-01-03 | 07 | 0 | 0 | 0 | 0 | 0 | 0
2015-01-03 | 08 | 0 | 0 | 0 | 0 | 0 | 0
2015-01-03 | 09 | 144.4022 | 80.8792 | 29.4754 | 3.2138 | 36.6605 | 294.6312
2015-01-03 | 10 | 574.6 | 321.8321 | 117.2889 | 12.7891 | 145.8795 | 1172.3897
2015-01-03 | 11 | 1167.2506 | 653.7732 | 238.2627 | 25.9803 | 296.3415 | 2381.6082
2015-01-03 | 12 | 1507.197 | 844.1766 | 307.6533 | 33.5469 | 382.6479 | 3075.2218
2015-01-03 | 13 | 1802.0187 | 1009.3053 | 367.8333 | 40.109 | 457.4964 | 3676.7625
2015-01-03 | 14 | 2084.8061 | 1167.6934 | 425.5559 | 46.4032 | 529.2908 | 4253.7493
2015-01-03 | 15 | 1738.8424 | 973.9206 | 354.937 | 38.703 | 441.4577 | 3547.8609
2015-01-03 | 16 | 1823.0766 | 1021.0999 | 372.1317 | 40.5781 | 462.8428 | 3719.7292
2015-01-03 | 17 | 803.2373 | 449.8906 | 163.959 | 17.8781 | 203.9261 | 1638.8909
2015-01-03 | 18 | 66.1844 | 37.0694 | 13.5099 | 1.473 | 16.8028 | 135.0395
2015-01-03 | 19 | 0 | 0 | 0 | 0 | 0 | 0
2015-01-03 | 20 | 0 | 0 | 0 | 0 | 0 | 0
2015-01-03 | 21 | 0 | 0 | 0 | 0 | 0 | 0
2015-01-03 | 22 | 0 | 0 | 0 | 0 | 0 | 0
2015-01-03 | 23 | 0 | 0 | 0 | 0 | 0 | 0
2015-01-03 | 24 | 0 | 0 | 0 | 0 | 0 | 0
2015-01-04 | 01 | 0 | 0 | 0 | 0 | 0 | 0
2015-01-04 | 02 | 0 | 0 | 0 | 0 | 0 | 0
2015-01-04 | 03 | 0 | 0 | 0 | 0 | 0 | 0
2015-01-04 | 04 | 0 | 0 | 0 | 0 | 0 | 0
2015-01-04 | 05 | 0 | 0 | 0 | 0 | 0 | 0
2015-01-04 | 06 | 0 | 0 | 0 | 0 | 0 | 0
2015-01-04 | 07 | 0 | 0 | 0 | 0 | 0 | 0
2015-01-04 | 08 | 0 | 0 | 0 | 0 | 0 | 0
2015-01-04 | 09 | 180.5026 | 101.099 | 36.8449 | 4.0179 | 45.826 | 368.2905
2015-01-04 | 10 | 556.5503 | 311.7222 | 113.6042 | 12.3879 | 141.2972 | 1135.5618
2015-01-04 | 11 | 1173.2669 | 657.1435 | 239.4909 | 26.1145 | 297.8689 | 2393.8848
2015-01-04 | 12 | 2214.1658 | 1240.1474 | 451.962 | 49.283 | 562.133 | 4517.6913
2015-01-04 | 13 | 2199.1242 | 1231.7231 | 448.8909 | 48.9481 | 558.314 | 4487.0004
2015-01-04 | 14 | 2099.8477 | 1176.1187 | 428.6269 | 46.7381 | 533.1098 | 4284.4411
2015-01-04 | 15 | 1555.3317 | 871.1361 | 317.4784 | 34.6188 | 394.8675 | 3173.4325
2015-01-04 | 16 | 824.2952 | 461.6851 | 168.2575 | 18.3472 | 209.2725 | 1681.8576
2015-01-04 | 17 | 219.612 | 123.0035 | 44.8273 | 4.8883 | 55.7549 | 448.086
2015-01-04 | 18 | 36.1003 | 20.2198 | 7.3687 | 0.80325 | 9.1655 | 73.6576
2015-01-04 | 19 | 0 | 0 | 0 | 0 | 0 | 0
2015-01-04 | 20 | 0 | 0 | 0 | 0 | 0 | 0
2015-01-04 | 21 | 0 | 0 | 0 | 0 | 0 | 0
2015-01-04 | 22 | 0 | 0 | 0 | 0 | 0 | 0
2015-01-04 | 23 | 0 | 0 | 0 | 0 | 0 | 0
2015-01-04 | 24 | 0 | 0 | 0 | 0 | 0 | 0
2015-01-05 | 01 | 0 | 0 | 0 | 0 | 0 | 0
2015-01-05 | 02 | 0 | 0 | 0 | 0 | 0 | 0
2015-01-05 | 03 | 0 | 0 | 0 | 0 | 0 | 0
2015-01-05 | 04 | 0 | 0 | 0 | 0 | 0 | 0
2015-01-05 | 05 | 0 | 0 | 0 | 0 | 0 | 0
2015-01-05 | 06 | 0 | 0 | 0 | 0 | 0 | 0
2015-01-05 | 07 | 0 | 0 | 0 | 0 | 0 | 0
2015-01-05 | 08 | 0 | 0 | 0 | 0 | 0 | 0
2015-01-05 | 09 | 129.3606 | 72.454 | 26.4052 | 2.879 | 32.8423 | 263.9411
2015-01-05 | 10 | 574.6 | 321.8321 | 117.2889 | 12.7891 | 145.8795 | 1172.3897
2015-01-05 | 11 | 1076.9993 | 603.2237 | 219.8397 | 23.9717 | 273.4288 | 2197.4633
2015-01-05 | 12 | 1471.0967 | 823.9568 | 300.2846 | 32.7437 | 373.4823 | 3001.5642
2015-01-05 | 13 | 1868.2023 | 1046.3746 | 381.3423 | 41.5829 | 474.3 | 3811.802
2015-01-05 | 14 | 1838.119 | 1029.5251 | 375.2019 | 40.913 | 466.6619 | 3750.421
2015-01-05 | 15 | 1368.812 | 766.6677 | 279.4052 | 30.4674 | 347.514 | 2792.8663
2015-01-05 | 16 | 860.3963 | 481.9049 | 175.6261 | 19.1505 | 218.4373 | 1755.5152
2015-01-05 | 17 | 312.8714 | 175.2386 | 63.8639 | 6.964 | 79.4316 | 638.3696
2015-01-05 | 18 | 48.1338 | 26.9594 | 9.8251 | 1.071 | 12.2204 | 98.2098
2015-01-05 | 19 | 3.0082 | 1.6847 | 0.6137 | 0.06715 | 0.76415 | 6.1379
2015-01-05 | 20 | 0 | 0 | 0 | 0 | 0 | 0
2015-01-05 | 21 | 0 | 0 | 0 | 0 | 0 | 0
2015-01-05 | 22 | 0 | 0 | 0 | 0 | 0 | 0
2015-01-05 | 23 | 0 | 0 | 0 | 0 | 0 | 0
2015-01-05 | 24 | 0 | 0 | 0 | 0 | 0 | 0
2015-01-06 | 01 | 0 | 0 | 0 | 0 | 0 | 0
2015-01-06 | 02 | 0 | 0 | 0 | 0 | 0 | 0
2015-01-06 | 03 | 0 | 0 | 0 | 0 | 0 | 0
2015-01-06 | 04 | 0 | 0 | 0 | 0 | 0 | 0
2015-01-06 | 05 | 0 | 0 | 0 | 0 | 0 | 0
2015-01-06 | 06 | 0 | 0 | 0 | 0 | 0 | 0
2015-01-06 | 07 | 0 | 0 | 0 | 0 | 0 | 0
2015-01-06 | 08 | 6.0171 | 3.3702 | 1.2283 | 0.1343 | 1.5274 | 12.2774
2015-01-06 | 09 | 505.4074 | 283.0772 | 103.1653 | 11.2497 | 128.3126 | 1031.2123
2015-01-06 | 10 | 2018.6217 | 1130.6241 | 412.0469 | 44.9301 | 512.4879 | 4118.7107
2015-01-06 | 11 | 3886.8239 | 2176.9988 | 793.3891 | 86.513 | 986.7879 | 7930.5128
2015-01-06 | 12 | 5240.5942 | 2935.2413 | 1069.7242 | 116.6455 | 1330.4829 | 10692.688
2015-01-06 | 13 | 6001.714 | 3361.5417 | 1225.0863 | 133.586 | 1523.716 | 12245.644
2015-01-06 | 14 | 6164.166 | 3452.5308 | 1258.2465 | 137.2019 | 1564.9596 | 12577.1049
2015-01-06 | 15 | 5788.1192 | 3241.9077 | 1181.4864 | 128.832 | 1469.4885 | 11809.8337
2015-01-06 | 16 | 4022.2009 | 2252.823 | 821.0226 | 89.5263 | 1021.1569 | 8206.7296
2015-01-06 | 17 | 1468.0885 | 822.2722 | 299.6701 | 32.6765 | 372.7182 | 2995.4255
2015-01-06 | 18 | 90.2513 | 50.5495 | 18.422 | 2.0086 | 22.9126 | 184.144
2015-01-06 | 19 | 3.0082 | 1.6847 | 0.6137 | 0.06715 | 0.76415 | 6.1379
2015-01-06 | 20 | 0 | 0 | 0 | 0 | 0 | 0
2015-01-06 | 21 | 0 | 0 | 0 | 0 | 0 | 0
2015-01-06 | 22 | 0 | 0 | 0 | 0 | 0 | 0
2015-01-06 | 23 | 0 | 0 | 0 | 0 | 0 | 0
2015-01-06 | 24 | 0 | 0 | 0 | 0 | 0 | 0
2015-01-07 | 01 | 0 | 0 | 0 | 0 | 0 | 0
2015-01-07 | 02 | 0 | 0 | 0 | 0 | 0 | 0
2015-01-07 | 03 | 0 | 0 | 0 | 0 | 0 | 0
2015-01-07 | 04 | 0 | 0 | 0 | 0 | 0 | 0
2015-01-07 | 05 | 0 | 0 | 0 | 0 | 0 | 0
2015-01-07 | 06 | 0 | 0 | 0 | 0 | 0 | 0
2015-01-07 | 07 | 0 | 0 | 0 | 0 | 0 | 0
2015-01-07 | 08 | 0 | 0 | 0 | 0 | 0 | 0
2015-01-07 | 09 | 514.4328 | 288.1321 | 105.0073 | 11.4504 | 130.6042 | 1049.6267
2015-01-07 | 10 | 2397.6775 | 1342.932 | 489.4206 | 53.3672 | 608.7224 | 4892.1197
2015-01-07 | 11 | 4653.9608 | 2606.6695 | 949.9787 | 103.5878 | 1181.5485 | 9495.7452
2015-01-07 | 12 | 6425.8946 | 3599.1244 | 1311.6716 | 143.0278 | 1631.4076 | 13111.1259
2015-01-07 | 13 | 7529.9698 | 4217.513 | 1537.038 | 167.6021 | 1911.7103 | 15363.8333
2015-01-07 | 14 | 7761.6143 | 4347.257 | 1584.3218 | 172.7583 | 1970.5202 | 15836.4716
2015-01-07 | 15 | 6750.7995 | 3781.1026 | 1377.9919 | 150.2596 | 1713.8941 | 13774.0477
2015-01-07 | 16 | 4094.4024 | 2293.2626 | 835.7608 | 91.1336 | 1039.4879 | 8354.0474
2015-01-07 | 17 | 1588.423 | 889.6712 | 324.2334 | 35.3549 | 403.2689 | 3240.9514
2015-01-07 | 18 | 99.2766 | 55.6044 | 20.2648 | 2.21 | 25.2042 | 202.5601
2015-01-07 | 19 | 3.0082 | 1.6847 | 0.6137 | 0.06715 | 0.76415 | 6.1379
2015-01-07 | 20 | 0 | 0 | 0 | 0 | 0 | 0
2015-01-07 | 21 | 0 | 0 | 0 | 0 | 0 | 0
2015-01-07 | 22 | 0 | 0 | 0 | 0 | 0 | 0
2015-01-07 | 23 | 0 | 0 | 0 | 0 | 0 | 0
2015-01-07 | 24 | 0 | 0 | 0 | 0 | 0 | 0
2015-01-08 | 01 | 0 | 0 | 0 | 0 | 0 | 0
2015-01-08 | 02 | 0 | 0 | 0 | 0 | 0 | 0
2015-01-08 | 03 | 0 | 0 | 0 | 0 | 0 | 0
2015-01-08 | 04 | 0 | 0 | 0 | 0 | 0 | 0
2015-01-08 | 05 | 0 | 0 | 0 | 0 | 0 | 0
2015-01-08 | 06 | 0 | 0 | 0 | 0 | 0 | 0
2015-01-08 | 07 | 0 | 0 | 0 | 0 | 0 | 0
2015-01-08 | 08 | 3.0082 | 1.6847 | 0.6137 | 0.06715 | 0.76415 | 6.1379
2015-01-08 | 09 | 589.6424 | 330.2564 | 120.3591 | 13.124 | 149.6986 | 1203.0806
2015-01-08 | 10 | 2632.3301 | 1474.3607 | 537.3181 | 58.5905 | 668.2963 | 5370.8958
2015-01-08 | 11 | 5069.1161 | 2839.1972 | 1034.722 | 112.8281 | 1286.9485 | 10342.8119
2015-01-08 | 12 | 6931.3021 | 3882.2016 | 1414.836 | 154.2767 | 1759.7201 | 14142.3365
2015-01-08 | 13 | 8134.6539 | 4556.1947 | 1660.4673 | 181.061 | 2065.2272 | 16597.604
2015-01-08 | 14 | 8146.6873 | 4562.9351 | 1662.9239 | 181.3288 | 2068.2821 | 16622.1572
2015-01-08 | 15 | 7087.7377 | 3969.8205 | 1446.768 | 157.7591 | 1799.4364 | 14461.5217
2015-01-08 | 16 | 4253.8462 | 2382.5661 | 868.3065 | 94.6823 | 1079.9675 | 8679.3687
2015-01-08 | 17 | 1519.2305 | 850.9163 | 310.1097 | 33.8147 | 385.7028 | 3099.774
2015-01-08 | 18 | 126.3516 | 70.7693 | 25.7916 | 2.8127 | 32.0781 | 257.8033
2015-01-08 | 19 | 3.0082 | 1.6847 | 0.6137 | 0.06715 | 0.76415 | 6.1379
2015-01-08 | 20 | 0 | 0 | 0 | 0 | 0 | 0
2015-01-08 | 21 | 0 | 0 | 0 | 0 | 0 | 0
2015-01-08 | 22 | 0 | 0 | 0 | 0 | 0 | 0
2015-01-08 | 23 | 0 | 0 | 0 | 0 | 0 | 0
2015-01-08 | 24 | 0 | 0 | 0 | 0 | 0 | 0
2015-01-09 | 01 | 0 | 0 | 0 | 0 | 0 | 0
2015-01-09 | 02 | 0 | 0 | 0 | 0 | 0 | 0
2015-01-09 | 03 | 0 | 0 | 0 | 0 | 0 | 0
2015-01-09 | 04 | 0 | 0 | 0 | 0 | 0 | 0
2015-01-09 | 05 | 0 | 0 | 0 | 0 | 0 | 0
2015-01-09 | 06 | 0 | 0 | 0 | 0 | 0 | 0
2015-01-09 | 07 | 0 | 0 | 0 | 0 | 0 | 0
2015-01-09 | 08 | 3.0082 | 1.6847 | 0.6137 | 0.06715 | 0.76415 | 6.1379
2015-01-09 | 09 | 610.7003 | 342.0519 | 124.6576 | 13.5932 | 155.0451 | 1246.0481
2015-01-09 | 10 | 2530.0454 | 1417.0707 | 516.4396 | 56.3133 | 642.3288 | 5162.1979
2015-01-09 | 11 | 4539.6417 | 2542.6399 | 926.6445 | 101.0438 | 1152.5252 | 9262.495
2015-01-09 | 12 | 6495.0872 | 3637.8793 | 1325.7951 | 144.568 | 1648.9736 | 13252.3032
2015-01-09 | 13 | 7791.6984 | 4364.1066 | 1590.4631 | 173.428 | 1978.1574 | 15897.8534
2015-01-09 | 14 | 8146.6873 | 4562.9351 | 1662.9239 | 181.3288 | 2068.2821 | 16622.1572
2015-01-09 | 15 | 6609.4062 | 3701.9081 | 1349.1302 | 147.1121 | 1677.9969 | 13485.5534
2015-01-09 | 16 | 3567.9362 | 1998.3899 | 728.297 | 79.4155 | 905.828 | 7279.8667
2015-01-09 | 17 | 1453.0461 | 813.8469 | 296.5998 | 32.3417 | 368.9 | 2964.7345
2015-01-09 | 18 | 159.4438 | 89.3044 | 32.5465 | 3.5487 | 40.4795 | 325.3231
2015-01-09 | 19 | 3.0082 | 1.6847 | 0.6137 | 0.06715 | 0.76415 | 6.1379
2015-01-09 | 20 | 0 | 0 | 0 | 0 | 0 | 0
2015-01-09 | 21 | 0 | 0 | 0 | 0 | 0 | 0
2015-01-09 | 22 | 0 | 0 | 0 | 0 | 0 | 0
2015-01-09 | 23 | 0 | 0 | 0 | 0 | 0 | 0
2015-01-09 | 24 | 0 | 0 | 0 | 0 | 0 | 0
2015-01-10 | 01 | 0 | 0 | 0 | 0 | 0 | 0
2015-01-10 | 02 | 0 | 0 | 0 | 0 | 0 | 0
2015-01-10 | 03 | 0 | 0 | 0 | 0 | 0 | 0
2015-01-10 | 04 | 0 | 0 | 0 | 0 | 0 | 0
2015-01-10 | 05 | 0 | 0 | 0 | 0 | 0 | 0
2015-01-10 | 06 | 0 | 0 | 0 | 0 | 0 | 0
2015-01-10 | 07 | 0 | 0 | 0 | 0 | 0 | 0
2015-01-10 | 08 | 3.0082 | 1.6847 | 0.6137 | 0.06715 | 0.76415 | 6.1379
2015-01-10 | 09 | 379.0558 | 212.3079 | 77.3738 | 8.4371 | 96.2344 | 773.409
2015-01-10 | 10 | 1483.1301 | 830.6965 | 302.7403 | 33.0115 | 376.5373 | 3026.1156
2015-01-10 | 11 | 2572.1629 | 1440.6608 | 525.0365 | 57.2509 | 653.021 | 5248.1321
2015-01-10 | 12 | 2463.861 | 1380.0014 | 502.9297 | 54.8403 | 625.5252 | 5027.1575
2015-01-10 | 13 | 2274.3339 | 1273.8474 | 464.2428 | 50.6217 | 577.4084 | 4640.4543
2015-01-10 | 14 | 2096.8395 | 1174.4331 | 428.0124 | 46.6718 | 532.3456 | 4278.3024
2015-01-10 | 15 | 1805.0268 | 1010.99 | 368.4469 | 40.1761 | 458.2605 | 3682.9004
2015-01-10 | 16 | 851.3711 | 476.85 | 173.7842 | 18.9499 | 216.1465 | 1737.1017
2015-01-10 | 17 | 261.7286 | 146.5935 | 53.425 | 5.8259 | 66.4479 | 534.021
2015-01-10 | 18 | 39.1085 | 21.9045 | 7.9832 | 0.8704 | 9.9288 | 79.7954
2015-01-10 | 19 | 3.0082 | 1.6847 | 0.6137 | 0.06715 | 0.76415 | 6.1379
2015-01-10 | 20 | 0 | 0 | 0 | 0 | 0 | 0
2015-01-10 | 21 | 0 | 0 | 0 | 0 | 0 | 0
2015-01-10 | 22 | 0 | 0 | 0 | 0 | 0 | 0
2015-01-10 | 23 | 0 | 0 | 0 | 0 | 0 | 0
2015-01-10 | 24 | 0 | 0 | 0 | 0 | 0 | 0
2015-01-11 | 01 | 0 | 0 | 0 | 0 | 0 | 0
2015-01-11 | 02 | 0 | 0 | 0 | 0 | 0 | 0
2015-01-11 | 03 | 0 | 0 | 0 | 0 | 0 | 0
2015-01-11 | 04 | 0 | 0 | 0 | 0 | 0 | 0
2015-01-11 | 05 | 0 | 0 | 0 | 0 | 0 | 0
2015-01-11 | 06 | 0 | 0 | 0 | 0 | 0 | 0
2015-01-11 | 07 | 0 | 0 | 0 | 0 | 0 | 0
2015-01-11 | 08 | 0 | 0 | 0 | 0 | 0 | 0
2015-01-11 | 09 | 135.3769 | 75.8242 | 27.6335 | 3.0132 | 34.3698 | 276.2177
2015-01-11 | 10 | 631.7591 | 353.8465 | 128.9561 | 14.0615 | 160.3907 | 1289.0139
2015-01-11 | 11 | 1428.9792 | 800.3668 | 291.6868 | 31.8061 | 362.7893 | 2915.6283
2015-01-11 | 12 | 2187.0908 | 1224.9826 | 446.4353 | 48.6803 | 555.2591 | 4462.4481
2015-01-11 | 13 | 3029.4365 | 1696.7785 | 618.3767 | 67.4288 | 769.114 | 6181.1346
2015-01-11 | 14 | 2764.6989 | 1548.4994 | 564.3379 | 61.5366 | 701.902 | 5640.9748
2015-01-11 | 15 | 3065.5369 | 1716.9983 | 625.7454 | 68.2329 | 778.2787 | 6254.7922
2015-01-11 | 16 | 2268.3168 | 1270.4771 | 463.0154 | 50.4883 | 575.8809 | 4628.1786
2015-01-11 | 17 | 872.4298 | 488.6454 | 178.0826 | 19.4182 | 221.4922 | 1780.0683
2015-01-11 | 18 | 96.2685 | 53.9198 | 19.6503 | 2.1428 | 24.4409 | 196.4222
2015-01-11 | 19 | 0 | 0 | 0 | 0 | 0 | 0
2015-01-11 | 20 | 0 | 0 | 0 | 0 | 0 | 0
2015-01-11 | 21 | 0 | 0 | 0 | 0 | 0 | 0
2015-01-11 | 22 | 0 | 0 | 0 | 0 | 0 | 0
2015-01-11 | 23 | 0 | 0 | 0 | 0 | 0 | 0
2015-01-11 | 24 | 0 | 0 | 0 | 0 | 0 | 0
2015-01-12 | 01 | 0 | 0 | 0 | 0 | 0 | 0
2015-01-12 | 02 | 0 | 0 | 0 | 0 | 0 | 0
2015-01-12 | 03 | 0 | 0 | 0 | 0 | 0 | 0
2015-01-12 | 04 | 0 | 0 | 0 | 0 | 0 | 0
2015-01-12 | 05 | 0 | 0 | 0 | 0 | 0 | 0
2015-01-12 | 06 | 0 | 0 | 0 | 0 | 0 | 0
2015-01-12 | 07 | 0 | 0 | 0 | 0 | 0 | 0
2015-01-12 | 08 | 0 | 0 | 0 | 0 | 0 | 0
2015-01-12 | 09 | 45.1257 | 25.2747 | 9.2114 | 1.0047 | 11.4563 | 92.0729
2015-01-12 | 10 | 150.4185 | 84.2494 | 30.7037 | 3.3481 | 38.188 | 306.9078
2015-01-12 | 11 | 379.0558 | 212.3079 | 77.3738 | 8.4371 | 96.2344 | 773.409
2015-01-12 | 12 | 752.0944 | 421.2456 | 153.5193 | 16.7399 | 190.9415 | 1534.5407
2015-01-12 | 13 | 914.5464 | 512.2346 | 186.6795 | 20.3558 | 232.1851 | 1866.0016
2015-01-12 | 14 | 1110.0915 | 621.7588 | 226.5947 | 24.7086 | 281.8302 | 2264.9839
2015-01-12 | 15 | 526.4662 | 294.8718 | 107.4638 | 11.7181 | 133.6591 | 1074.179
2015-01-12 | 16 | 270.7539 | 151.6485 | 55.267 | 6.0265 | 68.7386 | 552.4345
2015-01-12 | 17 | 114.3182 | 64.0296 | 23.335 | 2.5449 | 29.0233 | 233.251
2015-01-12 | 18 | 15.0416 | 8.4252 | 3.0702 | 0.3349 | 3.8191 | 30.691
2015-01-12 | 19 | 0 | 0 | 0 | 0 | 0 | 0
2015-01-12 | 20 | 0 | 0 | 0 | 0 | 0 | 0
2015-01-12 | 21 | 0 | 0 | 0 | 0 | 0 | 0
2015-01-12 | 22 | 0 | 0 | 0 | 0 | 0 | 0
2015-01-12 | 23 | 0 | 0 | 0 | 0 | 0 | 0
2015-01-12 | 24 | 0 | 0 | 0 | 0 | 0 | 0
2015-01-13 | 01 | 0 | 0 | 0 | 0 | 0 | 0
2015-01-13 | 02 | 0 | 0 | 0 | 0 | 0 | 0
2015-01-13 | 03 | 0 | 0 | 0 | 0 | 0 | 0
2015-01-13 | 04 | 0 | 0 | 0 | 0 | 0 | 0
2015-01-13 | 05 | 0 | 0 | 0 | 0 | 0 | 0
2015-01-13 | 06 | 0 | 0 | 0 | 0 | 0 | 0
2015-01-13 | 07 | 0 | 0 | 0 | 0 | 0 | 0
2015-01-13 | 08 | 0 | 0 | 0 | 0 | 0 | 0
2015-01-13 | 09 | 24.0669 | 13.4802 | 4.913 | 0.5355 | 6.1098 | 49.1054
2015-01-13 | 10 | 228.6364 | 128.0584 | 46.6701 | 5.0889 | 58.0465 | 466.5004
2015-01-13 | 11 | 734.0439 | 411.1356 | 149.8354 | 16.3387 | 186.3591 | 1497.7128
2015-01-13 | 12 | 1137.1666 | 636.9237 | 232.1214 | 25.3113 | 288.7042 | 2320.2271
2015-01-13 | 13 | 1404.9123 | 786.8875 | 286.7747 | 31.2706 | 356.6796 | 2866.5247
2015-01-13 | 14 | 1994.5547 | 1117.1439 | 407.1338 | 44.3946 | 506.3782 | 4069.6054
2015-01-13 | 15 | 2078.7889 | 1164.3232 | 424.3277 | 46.2698 | 527.7633 | 4241.4728
2015-01-13 | 16 | 1669.6499 | 935.1657 | 340.8134 | 37.1628 | 423.8907 | 3406.6827
2015-01-13 | 17 | 848.3629 | 475.1653 | 173.1697 | 18.8827 | 215.3823 | 1730.963
2015-01-13 | 18 | 72.2007 | 40.4396 | 14.7381 | 1.6074 | 18.3302 | 147.316
2015-01-13 | 19 | 3.0082 | 1.6847 | 0.6137 | 0.06715 | 0.76415 | 6.1379
2015-01-13 | 20 | 0 | 0 | 0 | 0 | 0 | 0
2015-01-13 | 21 | 0 | 0 | 0 | 0 | 0 | 0
2015-01-13 | 22 | 0 | 0 | 0 | 0 | 0 | 0
2015-01-13 | 23 | 0 | 0 | 0 | 0 | 0 | 0
2015-01-13 | 24 | 0 | 0 | 0 | 0 | 0 | 0
2015-01-14 | 01 | 0 | 0 | 0 | 0 | 0 | 0
2015-01-14 | 02 | 0 | 0 | 0 | 0 | 0 | 0
2015-01-14 | 03 | 0 | 0 | 0 | 0 | 0 | 0
2015-01-14 | 04 | 0 | 0 | 0 | 0 | 0 | 0
2015-01-14 | 05 | 0 | 0 | 0 | 0 | 0 | 0
2015-01-14 | 06 | 0 | 0 | 0 | 0 | 0 | 0
2015-01-14 | 07 | 0 | 0 | 0 | 0 | 0 | 0
2015-01-14 | 08 | 0 | 0 | 0 | 0 | 0 | 0
2015-01-14 | 09 | 159.4438 | 89.3044 | 32.5465 | 3.5487 | 40.4795 | 325.3231
2015-01-14 | 10 | 887.4714 | 497.0698 | 181.1529 | 19.7532 | 225.3112 | 1810.7584
2015-01-14 | 11 | 1811.0431 | 1014.3602 | 369.6752 | 40.3104 | 459.788 | 3695.1769
2015-01-14 | 12 | 2144.9733 | 1201.3934 | 437.8375 | 47.7428 | 544.5661 | 4376.5131
2015-01-14 | 13 | 2018.6217 | 1130.6241 | 412.0469 | 44.9301 | 512.4879 | 4118.7107
2015-01-14 | 14 | 1823.0766 | 1021.0999 | 372.1317 | 40.5781 | 462.8428 | 3719.7292
2015-01-14 | 15 | 1531.264 | 857.6568 | 312.5663 | 34.0833 | 388.7577 | 3124.328
2015-01-14 | 16 | 992.7643 | 556.0445 | 202.6459 | 22.0966 | 252.0429 | 2025.5942
2015-01-14 | 17 | 391.0892 | 219.0475 | 79.8303 | 8.7048 | 99.2893 | 797.9613
2015-01-14 | 18 | 60.1672 | 33.7 | 12.2816 | 1.3396 | 15.2753 | 122.7638
2015-01-14 | 19 | 3.0082 | 1.6847 | 0.6137 | 0.06715 | 0.76415 | 6.1379
2015-01-14 | 20 | 0 | 0 | 0 | 0 | 0 | 0
2015-01-14 | 21 | 0 | 0 | 0 | 0 | 0 | 0
2015-01-14 | 22 | 0 | 0 | 0 | 0 | 0 | 0
2015-01-14 | 23 | 0 | 0 | 0 | 0 | 0 | 0
2015-01-14 | 24 | 0 | 0 | 0 | 0 | 0 | 0
2015-01-15 | 01 | 0 | 0 | 0 | 0 | 0 | 0
2015-01-15 | 02 | 0 | 0 | 0 | 0 | 0 | 0
2015-01-15 | 03 | 0 | 0 | 0 | 0 | 0 | 0
2015-01-15 | 04 | 0 | 0 | 0 | 0 | 0 | 0
2015-01-15 | 05 | 0 | 0 | 0 | 0 | 0 | 0
2015-01-15 | 06 | 0 | 0 | 0 | 0 | 0 | 0
2015-01-15 | 07 | 0 | 0 | 0 | 0 | 0 | 0
2015-01-15 | 08 | 3.0082 | 1.6847 | 0.6137 | 0.06715 | 0.76415 | 6.1379
2015-01-15 | 09 | 466.2989 | 261.1727 | 95.1821 | 10.3785 | 118.3838 | 951.4161
2015-01-15 | 10 | 2066.7554 | 1157.5836 | 421.872 | 46.002 | 524.7084 | 4216.9214
2015-01-15 | 11 | 3974.067 | 2225.8627 | 811.1975 | 88.4544 | 1008.9372 | 8108.5189
2015-01-15 | 12 | 5574.5244 | 3122.2744 | 1137.8873 | 124.0779 | 1415.261 | 11374.0251
2015-01-15 | 13 | 6907.2351 | 3868.7215 | 1409.9239 | 153.7412 | 1753.6103 | 14093.2321
2015-01-15 | 14 | 7247.1816 | 4059.1248 | 1479.3145 | 161.3079 | 1839.9159 | 14786.8448
2015-01-15 | 15 | 6350.6858 | 3557.0001 | 1296.3188 | 141.3533 | 1612.3131 | 12957.6712
2015-01-15 | 16 | 4193.679 | 2348.867 | 856.0248 | 93.3427 | 1064.6921 | 8556.6057
2015-01-15 | 17 | 1600.4574 | 896.4109 | 326.6898 | 35.6227 | 406.3246 | 3265.5053
2015-01-15 | 18 | 180.5026 | 101.099 | 36.8449 | 4.0179 | 45.826 | 368.2905
2015-01-15 | 19 | 6.0171 | 3.3702 | 1.2283 | 0.1343 | 1.5274 | 12.2774
2015-01-15 | 20 | 0 | 0 | 0 | 0 | 0 | 0
2015-01-15 | 21 | 0 | 0 | 0 | 0 | 0 | 0
2015-01-15 | 22 | 0 | 0 | 0 | 0 | 0 | 0
2015-01-15 | 23 | 0 | 0 | 0 | 0 | 0 | 0
2015-01-15 | 24 | 0 | 0 | 0 | 0 | 0 | 0
2015-01-16 | 01 | 0 | 0 | 0 | 0 | 0 | 0
2015-01-16 | 02 | 0 | 0 | 0 | 0 | 0 | 0
2015-01-16 | 03 | 0 | 0 | 0 | 0 | 0 | 0
2015-01-16 | 04 | 0 | 0 | 0 | 0 | 0 | 0
2015-01-16 | 05 | 0 | 0 | 0 | 0 | 0 | 0
2015-01-16 | 06 | 0 | 0 | 0 | 0 | 0 | 0
2015-01-16 | 07 | 0 | 0 | 0 | 0 | 0 | 0
2015-01-16 | 08 | 3.0082 | 1.6847 | 0.6137 | 0.06715 | 0.76415 | 6.1379
2015-01-16 | 09 | 376.0468 | 210.6232 | 76.7601 | 8.3699 | 95.4711 | 767.2712
2015-01-16 | 10 | 1913.3279 | 1071.6494 | 390.5538 | 42.5867 | 485.7563 | 3903.874
2015-01-16 | 11 | 2614.2804 | 1464.2508 | 533.6342 | 58.1884 | 663.714 | 5334.0679
2015-01-16 | 12 | 2144.9733 | 1201.3934 | 437.8375 | 47.7428 | 544.5661 | 4376.5131
2015-01-16 | 13 | 1814.0521 | 1016.0449 | 370.2889 | 40.3775 | 460.5521 | 3701.3156
2015-01-16 | 14 | 1895.2781 | 1061.5395 | 386.869 | 42.1855 | 481.1731 | 3867.0453
2015-01-16 | 15 | 1789.9844 | 1002.5648 | 365.3768 | 39.8412 | 454.4414 | 3652.2086
2015-01-16 | 16 | 1254.4937 | 702.6381 | 256.071 | 27.9225 | 318.4907 | 2559.6161
2015-01-16 | 17 | 529.4743 | 296.5573 | 108.0775 | 11.7852 | 134.4232 | 1080.3177
2015-01-16 | 18 | 75.2097 | 42.1243 | 15.3518 | 1.6737 | 19.0944 | 153.4539
2015-01-16 | 19 | 3.0082 | 1.6847 | 0.6137 | 0.06715 | 0.76415 | 6.1379
2015-01-16 | 20 | 0 | 0 | 0 | 0 | 0 | 0
2015-01-16 | 21 | 0 | 0 | 0 | 0 | 0 | 0
2015-01-16 | 22 | 0 | 0 | 0 | 0 | 0 | 0
2015-01-16 | 23 | 0 | 0 | 0 | 0 | 0 | 0
2015-01-16 | 24 | 0 | 0 | 0 | 0 | 0 | 0
2015-01-17 | 01 | 0 | 0 | 0 | 0 | 0 | 0
2015-01-17 | 02 | 0 | 0 | 0 | 0 | 0 | 0
2015-01-17 | 03 | 0 | 0 | 0 | 0 | 0 | 0
2015-01-17 | 04 | 0 | 0 | 0 | 0 | 0 | 0
2015-01-17 | 05 | 0 | 0 | 0 | 0 | 0 | 0
2015-01-17 | 06 | 0 | 0 | 0 | 0 | 0 | 0
2015-01-17 | 07 | 0 | 0 | 0 | 0 | 0 | 0
2015-01-17 | 08 | 12.0335 | 6.7397 | 2.4565 | 0.26775 | 3.0549 | 24.5523
2015-01-17 | 09 | 634.7681 | 355.5312 | 129.5706 | 14.1287 | 161.1549 | 1295.1535
2015-01-17 | 10 | 2773.7242 | 1553.5543 | 566.1799 | 61.7372 | 704.1935 | 5659.3892
2015-01-17 | 11 | 5069.1161 | 2839.1972 | 1034.722 | 112.8281 | 1286.9485 | 10342.8119
2015-01-17 | 12 | 6874.1429 | 3850.1872 | 1403.1689 | 153.0051 | 1745.2089 | 14025.7131
2015-01-17 | 13 | 8146.6873 | 4562.9351 | 1662.9239 | 181.3288 | 2068.2821 | 16622.1572
2015-01-17 | 14 | 8288.0806 | 4642.1288 | 1691.7856 | 184.4763 | 2104.1793 | 16910.6506
2015-01-17 | 15 | 7406.6263 | 4148.4293 | 1511.861 | 164.8567 | 1880.3955 | 15112.1687
2015-01-17 | 16 | 5042.041 | 2824.0323 | 1029.1953 | 112.2255 | 1280.0745 | 10287.5687
2015-01-17 | 17 | 2196.1161 | 1230.0376 | 448.2772 | 48.8809 | 557.5498 | 4480.8617
2015-01-17 | 18 | 189.5279 | 106.1539 | 38.6869 | 4.2185 | 48.1176 | 386.7049
2015-01-17 | 19 | 6.0171 | 3.3702 | 1.2283 | 0.1343 | 1.5274 | 12.2774
2015-01-17 | 20 | 0 | 0 | 0 | 0 | 0 | 0
2015-01-17 | 21 | 0 | 0 | 0 | 0 | 0 | 0
2015-01-17 | 22 | 0 | 0 | 0 | 0 | 0 | 0
2015-01-17 | 23 | 0 | 0 | 0 | 0 | 0 | 0
2015-01-17 | 24 | 0 | 0 | 0 | 0 | 0 | 0
2015-01-18 | 01 | 0 | 0 | 0 | 0 | 0 | 0
2015-01-18 | 02 | 0 | 0 | 0 | 0 | 0 | 0
2015-01-18 | 03 | 0 | 0 | 0 | 0 | 0 | 0
2015-01-18 | 04 | 0 | 0 | 0 | 0 | 0 | 0
2015-01-18 | 05 | 0 | 0 | 0 | 0 | 0 | 0
2015-01-18 | 06 | 0 | 0 | 0 | 0 | 0 | 0
2015-01-18 | 07 | 0 | 0 | 0 | 0 | 0 | 0
2015-01-18 | 08 | 3.0082 | 1.6847 | 0.6137 | 0.06715 | 0.76415 | 6.1379
2015-01-18 | 09 | 649.8097 | 363.9564 | 132.6408 | 14.4636 | 164.9739 | 1325.8445
2015-01-18 | 10 | 2304.4172 | 1290.697 | 470.3841 | 51.2916 | 585.0457 | 4701.8353
2015-01-18 | 11 | 4506.5495 | 2524.1047 | 919.8895 | 100.3068 | 1144.1238 | 9194.9744
2015-01-18 | 12 | 6212.2998 | 3479.4903 | 1268.0716 | 138.2738 | 1577.1801 | 12675.3156
2015-01-18 | 13 | 7298.3244 | 4087.7698 | 1489.7542 | 162.446 | 1852.8997 | 14891.1942
2015-01-18 | 14 | 6561.2715 | 3674.9486 | 1339.305 | 146.041 | 1665.7765 | 13387.3428
2015-01-18 | 15 | 5926.5043 | 3319.4174 | 1209.7345 | 131.9124 | 1504.6216 | 12092.1901
2015-01-18 | 16 | 4055.293 | 2271.3573 | 827.7776 | 90.2623 | 1029.5582 | 8274.2485
2015-01-18 | 17 | 1868.2023 | 1046.3746 | 381.3423 | 41.5829 | 474.3 | 3811.802
2015-01-18 | 18 | 231.6454 | 129.744 | 47.2838 | 5.1561 | 58.8098 | 472.6391
2015-01-18 | 19 | 9.0253 | 5.0549 | 1.8419 | 0.2006 | 2.2916 | 18.4144
2015-01-18 | 20 | 0 | 0 | 0 | 0 | 0 | 0
2015-01-18 | 21 | 0 | 0 | 0 | 0 | 0 | 0
2015-01-18 | 22 | 0 | 0 | 0 | 0 | 0 | 0
2015-01-18 | 23 | 0 | 0 | 0 | 0 | 0 | 0
2015-01-18 | 24 | 0 | 0 | 0 | 0 | 0 | 0
2015-01-19 | 01 | 0 | 0 | 0 | 0 | 0 | 0
2015-01-19 | 02 | 0 | 0 | 0 | 0 | 0 | 0
2015-01-19 | 03 | 0 | 0 | 0 | 0 | 0 | 0
2015-01-19 | 04 | 0 | 0 | 0 | 0 | 0 | 0
2015-01-19 | 05 | 0 | 0 | 0 | 0 | 0 | 0
2015-01-19 | 06 | 0 | 0 | 0 | 0 | 0 | 0
2015-01-19 | 07 | 0 | 0 | 0 | 0 | 0 | 0
2015-01-19 | 08 | 3.0082 | 1.6847 | 0.6137 | 0.06715 | 0.76415 | 6.1379
2015-01-19 | 09 | 351.9799 | 197.143 | 71.8471 | 7.8345 | 89.3605 | 718.165
2015-01-19 | 10 | 1281.5688 | 717.8029 | 261.5977 | 28.5251 | 325.3647 | 2614.8593
2015-01-19 | 11 | 2415.7272 | 1353.0419 | 493.1046 | 53.7693 | 613.3056 | 4928.9486
2015-01-19 | 12 | 3339.2989 | 1870.3315 | 681.6269 | 74.3265 | 847.7815 | 6813.3654
2015-01-19 | 13 | 3781.531 | 2118.024 | 771.8961 | 84.1696 | 960.0555 | 7715.6761
2015-01-19 | 14 | 3318.2411 | 1858.5369 | 677.3284 | 73.8573 | 842.4358 | 6770.3996
2015-01-19 | 15 | 2734.6157 | 1531.6499 | 558.1975 | 60.8668 | 694.2647 | 5579.5947
2015-01-19 | 16 | 1747.8677 | 978.9756 | 356.7798 | 38.9036 | 443.7493 | 3566.2762
2015-01-19 | 17 | 812.2617 | 454.9455 | 165.801 | 18.0795 | 206.2168 | 1657.3045
2015-01-19 | 18 | 126.3516 | 70.7693 | 25.7916 | 2.8127 | 32.0781 | 257.8033
2015-01-19 | 19 | 9.0253 | 5.0549 | 1.8419 | 0.2006 | 2.2916 | 18.4144
2015-01-19 | 20 | 0 | 0 | 0 | 0 | 0 | 0
2015-01-19 | 21 | 0 | 0 | 0 | 0 | 0 | 0
2015-01-19 | 22 | 0 | 0 | 0 | 0 | 0 | 0
2015-01-19 | 23 | 0 | 0 | 0 | 0 | 0 | 0
2015-01-19 | 24 | 0 | 0 | 0 | 0 | 0 | 0
2015-01-20 | 01 | 0 | 0 | 0 | 0 | 0 | 0
2015-01-20 | 02 | 0 | 0 | 0 | 0 | 0 | 0
2015-01-20 | 03 | 0 | 0 | 0 | 0 | 0 | 0
2015-01-20 | 04 | 0 | 0 | 0 | 0 | 0 | 0
2015-01-20 | 05 | 0 | 0 | 0 | 0 | 0 | 0
2015-01-20 | 06 | 0 | 0 | 0 | 0 | 0 | 0
2015-01-20 | 07 | 0 | 0 | 0 | 0 | 0 | 0
2015-01-20 | 08 | 9.0253 | 5.0549 | 1.8419 | 0.2006 | 2.2916 | 18.4144
2015-01-20 | 09 | 800.2283 | 448.2058 | 163.3445 | 17.8117 | 203.1619 | 1632.7523
2015-01-20 | 10 | 2707.5398 | 1516.485 | 552.6708 | 60.2642 | 687.3908 | 5524.3506
2015-01-20 | 11 | 5020.9823 | 2812.2369 | 1024.8968 | 111.7572 | 1274.728 | 10244.6012
2015-01-20 | 12 | 6735.7578 | 3772.6774 | 1374.9209 | 149.9247 | 1710.075 | 13743.3559
2015-01-20 | 13 | 8053.427 | 4510.7001 | 1643.8872 | 179.2531 | 2044.6053 | 16431.8728
2015-01-20 | 14 | 8408.4159 | 4709.5287 | 1716.3489 | 187.1547 | 2134.7299 | 17156.1781
2015-01-20 | 15 | 7322.3913 | 4101.2491 | 1494.6663 | 162.9815 | 1859.0103 | 14940.2987
2015-01-20 | 16 | 4419.3072 | 2475.2408 | 902.0812 | 98.3645 | 1121.9745 | 9016.9683
2015-01-20 | 17 | 1678.6752 | 940.2207 | 342.6554 | 37.3643 | 426.1823 | 3425.0979
2015-01-20 | 18 | 147.4104 | 82.5639 | 30.09 | 3.281 | 37.4246 | 300.7699
2015-01-20 | 19 | 6.0171 | 3.3702 | 1.2283 | 0.1343 | 1.5274 | 12.2774
2015-01-20 | 20 | 0 | 0 | 0 | 0 | 0 | 0
2015-01-20 | 21 | 0 | 0 | 0 | 0 | 0 | 0
2015-01-20 | 22 | 0 | 0 | 0 | 0 | 0 | 0
2015-01-20 | 23 | 0 | 0 | 0 | 0 | 0 | 0
2015-01-20 | 24 | 0 | 0 | 0 | 0 | 0 | 0
2015-01-21 | 01 | 0 | 0 | 0 | 0 | 0 | 0
2015-01-21 | 02 | 0 | 0 | 0 | 0 | 0 | 0
2015-01-21 | 03 | 0 | 0 | 0 | 0 | 0 | 0
2015-01-21 | 04 | 0 | 0 | 0 | 0 | 0 | 0
2015-01-21 | 05 | 0 | 0 | 0 | 0 | 0 | 0
2015-01-21 | 06 | 0 | 0 | 0 | 0 | 0 | 0
2015-01-21 | 07 | 0 | 0 | 0 | 0 | 0 | 0
2015-01-21 | 08 | 6.0171 | 3.3702 | 1.2283 | 0.1343 | 1.5274 | 12.2774
2015-01-21 | 09 | 670.8684 | 375.751 | 136.9392 | 14.932 | 170.3204 | 1368.8111
2015-01-21 | 10 | 2752.6655 | 1541.7597 | 561.8814 | 61.2689 | 698.847 | 5616.4226
2015-01-21 | 11 | 5457.1972 | 3056.5601 | 1113.9378 | 121.4667 | 1385.4745 | 11134.6362
2015-01-21 | 12 | 7135.8724 | 3996.7807 | 1456.594 | 158.8302 | 1811.6568 | 14559.7342
2015-01-21 | 13 | 8381.34 | 4694.3638 | 1710.8222 | 186.5521 | 2127.856 | 17100.9341
2015-01-21 | 14 | 8531.7594 | 4778.6124 | 1741.5259 | 189.9002 | 2166.0448 | 17407.8427
2015-01-21 | 15 | 7969.1929 | 4463.5208 | 1626.6934 | 177.378 | 2023.2201 | 16260.0053
2015-01-21 | 16 | 5688.8426 | 3186.3032 | 1161.2215 | 126.622 | 1444.2843 | 11607.2736
2015-01-21 | 17 | 2758.6826 | 1545.13 | 563.1097 | 61.4032 | 700.3745 | 5628.7
2015-01-21 | 18 | 324.9048 | 181.9782 | 66.3204 | 7.2318 | 82.4866 | 662.9218
2015-01-21 | 19 | 15.0416 | 8.4252 | 3.0702 | 0.3349 | 3.8191 | 30.691
2015-01-21 | 20 | 0 | 0 | 0 | 0 | 0 | 0
2015-01-21 | 21 | 0 | 0 | 0 | 0 | 0 | 0
2015-01-21 | 22 | 0 | 0 | 0 | 0 | 0 | 0
2015-01-21 | 23 | 0 | 0 | 0 | 0 | 0 | 0
2015-01-21 | 24 | 0 | 0 | 0 | 0 | 0 | 0
2015-01-22 | 01 | 0 | 0 | 0 | 0 | 0 | 0
2015-01-22 | 02 | 0 | 0 | 0 | 0 | 0 | 0
2015-01-22 | 03 | 0 | 0 | 0 | 0 | 0 | 0
2015-01-22 | 04 | 0 | 0 | 0 | 0 | 0 | 0
2015-01-22 | 05 | 0 | 0 | 0 | 0 | 0 | 0
2015-01-22 | 06 | 0 | 0 | 0 | 0 | 0 | 0
2015-01-22 | 07 | 0 | 0 | 0 | 0 | 0 | 0
2015-01-22 | 08 | 6.0171 | 3.3702 | 1.2283 | 0.1343 | 1.5274 | 12.2774
2015-01-22 | 09 | 794.212 | 444.8356 | 162.1162 | 17.6775 | 201.6345 | 1620.4757
2015-01-22 | 10 | 3140.7466 | 1759.1226 | 641.098 | 69.9065 | 797.3731 | 6408.2469
2015-01-22 | 11 | 5673.8002 | 3177.8789 | 1158.1513 | 126.2879 | 1440.4652 | 11576.5835
2015-01-22 | 12 | 7496.8776 | 4198.9788 | 1530.2831 | 166.8652 | 1903.3089 | 15296.3136
2015-01-22 | 13 | 8865.6895 | 4965.6456 | 1809.6882 | 197.3326 | 2250.8229 | 18089.1789
2015-01-22 | 14 | 9016.1081 | 5049.8951 | 1840.3928 | 200.6807 | 2289.0109 | 18396.0876
2015-01-22 | 15 | 8056.436 | 4512.3857 | 1644.5018 | 179.3202 | 2045.3694 | 16438.0131
2015-01-22 | 16 | 5589.566 | 3130.6988 | 1140.9576 | 124.4128 | 1419.0801 | 11404.7152
2015-01-22 | 17 | 2635.3391 | 1476.0454 | 537.9327 | 58.6576 | 669.0605 | 5377.0354
2015-01-22 | 18 | 312.8714 | 175.2386 | 63.8639 | 6.964 | 79.4316 | 638.3696
2015-01-22 | 19 | 15.0416 | 8.4252 | 3.0702 | 0.3349 | 3.8191 | 30.691
2015-01-22 | 20 | 0 | 0 | 0 | 0 | 0 | 0
2015-01-22 | 21 | 0 | 0 | 0 | 0 | 0 | 0
2015-01-22 | 22 | 0 | 0 | 0 | 0 | 0 | 0
2015-01-22 | 23 | 0 | 0 | 0 | 0 | 0 | 0
2015-01-22 | 24 | 0 | 0 | 0 | 0 | 0 | 0
2015-01-23 | 01 | 0 | 0 | 0 | 0 | 0 | 0
2015-01-23 | 02 | 0 | 0 | 0 | 0 | 0 | 0
2015-01-23 | 03 | 0 | 0 | 0 | 0 | 0 | 0
2015-01-23 | 04 | 0 | 0 | 0 | 0 | 0 | 0
2015-01-23 | 05 | 0 | 0 | 0 | 0 | 0 | 0
2015-01-23 | 06 | 0 | 0 | 0 | 0 | 0 | 0
2015-01-23 | 07 | 0 | 0 | 0 | 0 | 0 | 0
2015-01-23 | 08 | 3.0082 | 1.6847 | 0.6137 | 0.06715 | 0.76415 | 6.1379
2015-01-23 | 09 | 490.3658 | 274.652 | 100.0952 | 10.9148 | 124.4944 | 1000.5222
2015-01-23 | 10 | 2069.7636 | 1159.2683 | 422.4857 | 46.0692 | 525.4717 | 4223.0584
2015-01-23 | 11 | 3453.618 | 1934.3611 | 704.962 | 76.8706 | 876.8048 | 7046.6165
2015-01-23 | 12 | 4398.2485 | 2463.4453 | 897.7827 | 97.8962 | 1116.628 | 8974.0008
2015-01-23 | 13 | 5920.4871 | 3316.0472 | 1208.5062 | 131.778 | 1503.0941 | 12079.9127
2015-01-23 | 14 | 7090.7468 | 3971.506 | 1447.3826 | 157.8254 | 1800.1997 | 14467.6605
2015-01-23 | 15 | 7045.6211 | 3946.2312 | 1438.1711 | 156.8216 | 1788.7434 | 14375.5884
2015-01-23 | 16 | 5234.5771 | 2931.871 | 1068.4959 | 116.5112 | 1328.9554 | 10680.4106
2015-01-23 | 17 | 2283.3584 | 1278.9023 | 466.0856 | 50.8232 | 579.6992 | 4658.8687
2015-01-23 | 18 | 342.9554 | 192.0881 | 70.0052 | 7.6338 | 87.0697 | 699.7523
2015-01-23 | 19 | 15.0416 | 8.4252 | 3.0702 | 0.3349 | 3.8191 | 30.691
2015-01-23 | 20 | 0 | 0 | 0 | 0 | 0 | 0
2015-01-23 | 21 | 0 | 0 | 0 | 0 | 0 | 0
2015-01-23 | 22 | 0 | 0 | 0 | 0 | 0 | 0
2015-01-23 | 23 | 0 | 0 | 0 | 0 | 0 | 0
2015-01-23 | 24 | 0 | 0 | 0 | 0 | 0 | 0
2015-01-24 | 01 | 0 | 0 | 0 | 0 | 0 | 0
2015-01-24 | 02 | 0 | 0 | 0 | 0 | 0 | 0
2015-01-24 | 03 | 0 | 0 | 0 | 0 | 0 | 0
2015-01-24 | 04 | 0 | 0 | 0 | 0 | 0 | 0
2015-01-24 | 05 | 0 | 0 | 0 | 0 | 0 | 0
2015-01-24 | 06 | 0 | 0 | 0 | 0 | 0 | 0
2015-01-24 | 07 | 0 | 0 | 0 | 0 | 0 | 0
2015-01-24 | 08 | 6.0171 | 3.3702 | 1.2283 | 0.1343 | 1.5274 | 12.2774
2015-01-24 | 09 | 463.29 | 259.4871 | 94.5684 | 10.3122 | 117.6205 | 945.2782
2015-01-24 | 10 | 2126.9227 | 1191.2835 | 434.1536 | 47.3407 | 539.9837 | 4339.6843
2015-01-24 | 11 | 4617.8596 | 2586.4497 | 942.6101 | 102.7845 | 1172.3829 | 9422.0868
2015-01-24 | 12 | 6100.9897 | 3417.1462 | 1245.3503 | 135.796 | 1548.9201 | 12448.2024
2015-01-24 | 13 | 5219.5355 | 2923.4458 | 1065.4257 | 116.1763 | 1325.1364 | 10649.7197
2015-01-24 | 14 | 4611.8433 | 2583.0794 | 941.3818 | 102.6502 | 1170.8555 | 9409.8103
2015-01-24 | 15 | 3288.157 | 1841.6865 | 671.1872 | 73.1875 | 834.7977 | 6709.016
2015-01-24 | 16 | 1874.2194 | 1049.7449 | 382.5706 | 41.7163 | 475.8274 | 3824.0786
2015-01-24 | 17 | 758.1116 | 424.6158 | 154.7476 | 16.8742 | 192.4698 | 1546.819
2015-01-24 | 18 | 147.4104 | 82.5639 | 30.09 | 3.281 | 37.4246 | 300.7699
2015-01-24 | 19 | 12.0335 | 6.7397 | 2.4565 | 0.26775 | 3.0549 | 24.5523
2015-01-24 | 20 | 0 | 0 | 0 | 0 | 0 | 0
2015-01-24 | 21 | 0 | 0 | 0 | 0 | 0 | 0
2015-01-24 | 22 | 0 | 0 | 0 | 0 | 0 | 0
2015-01-24 | 23 | 0 | 0 | 0 | 0 | 0 | 0
2015-01-24 | 24 | 0 | 0 | 0 | 0 | 0 | 0
2015-01-25 | 01 | 0 | 0 | 0 | 0 | 0 | 0
2015-01-25 | 02 | 0 | 0 | 0 | 0 | 0 | 0
2015-01-25 | 03 | 0 | 0 | 0 | 0 | 0 | 0
2015-01-25 | 04 | 0 | 0 | 0 | 0 | 0 | 0
2015-01-25 | 05 | 0 | 0 | 0 | 0 | 0 | 0
2015-01-25 | 06 | 0 | 0 | 0 | 0 | 0 | 0
2015-01-25 | 07 | 0 | 0 | 0 | 0 | 0 | 0
2015-01-25 | 08 | 12.0335 | 6.7397 | 2.4565 | 0.26775 | 3.0549 | 24.5523
2015-01-25 | 09 | 673.8766 | 377.4366 | 137.5538 | 14.9991 | 171.0838 | 1374.9498
2015-01-25 | 10 | 2235.2246 | 1251.9429 | 456.2605 | 49.7513 | 567.4796 | 4560.6588
2015-01-25 | 11 | 4675.0187 | 2618.4641 | 954.278 | 104.057 | 1186.8949 | 9538.7127
2015-01-25 | 12 | 6982.4448 | 3910.8466 | 1425.2758 | 155.4157 | 1772.7039 | 14246.6868
2015-01-25 | 13 | 8363.2903 | 4684.2539 | 1707.1374 | 186.15 | 2123.2737 | 17064.1053
2015-01-25 | 14 | 8549.81 | 4788.7224 | 1745.2106 | 190.3014 | 2170.6271 | 17444.6715
2015-01-25 | 15 | 7752.589 | 4342.202 | 1582.4798 | 172.5568 | 1968.2286 | 15818.0563
2015-01-25 | 16 | 5406.0552 | 3027.9151 | 1103.4989 | 120.3277 | 1372.4899 | 11030.2868
2015-01-25 | 17 | 2518.012 | 1410.3311 | 513.9831 | 56.0456 | 639.2731 | 5137.6448
2015-01-25 | 18 | 376.0468 | 210.6232 | 76.7601 | 8.3699 | 95.4711 | 767.2712
2015-01-25 | 19 | 21.0587 | 11.7946 | 4.2984 | 0.46835 | 5.3465 | 42.9667
2015-01-25 | 20 | 0 | 0 | 0 | 0 | 0 | 0
2015-01-25 | 21 | 0 | 0 | 0 | 0 | 0 | 0
2015-01-25 | 22 | 0 | 0 | 0 | 0 | 0 | 0
2015-01-25 | 23 | 0 | 0 | 0 | 0 | 0 | 0
2015-01-25 | 24 | 0 | 0 | 0 | 0 | 0 | 0
2015-01-26 | 01 | 0 | 0 | 0 | 0 | 0 | 0
2015-01-26 | 02 | 0 | 0 | 0 | 0 | 0 | 0
2015-01-26 | 03 | 0 | 0 | 0 | 0 | 0 | 0
2015-01-26 | 04 | 0 | 0 | 0 | 0 | 0 | 0
2015-01-26 | 05 | 0 | 0 | 0 | 0 | 0 | 0
2015-01-26 | 06 | 0 | 0 | 0 | 0 | 0 | 0
2015-01-26 | 07 | 0 | 0 | 0 | 0 | 0 | 0
2015-01-26 | 08 | 9.0253 | 5.0549 | 1.8419 | 0.2006 | 2.2916 | 18.4144
2015-01-26 | 09 | 803.2373 | 449.8906 | 163.959 | 17.8781 | 203.9261 | 1638.8909
2015-01-26 | 10 | 3116.6797 | 1745.6425 | 636.185 | 69.371 | 791.2633 | 6359.1416
2015-01-26 | 11 | 5514.3563 | 3088.5745 | 1125.6057 | 122.7383 | 1399.9857 | 11251.2604
2015-01-26 | 12 | 7298.3244 | 4087.7698 | 1489.7542 | 162.446 | 1852.8997 | 14891.1942
2015-01-26 | 13 | 8450.5334 | 4733.1179 | 1724.9458 | 188.0922 | 2145.423 | 17242.1123
2015-01-26 | 14 | 8606.9691 | 4820.7376 | 1756.8777 | 191.5738 | 2185.1384 | 17561.2967
2015-01-26 | 15 | 7860.8909 | 4402.8615 | 1604.5866 | 174.9674 | 1995.7243 | 16039.0308
2015-01-26 | 16 | 5484.2722 | 3071.7249 | 1119.4644 | 122.0693 | 1392.3484 | 11189.8794
2015-01-26 | 17 | 2752.6655 | 1541.7597 | 561.8814 | 61.2689 | 698.847 | 5616.4226
2015-01-26 | 18 | 367.0223 | 205.5683 | 74.9173 | 8.1693 | 93.1796 | 748.8568
2015-01-26 | 19 | 15.0416 | 8.4252 | 3.0702 | 0.3349 | 3.8191 | 30.691
2015-01-26 | 20 | 0 | 0 | 0 | 0 | 0 | 0
2015-01-26 | 21 | 0 | 0 | 0 | 0 | 0 | 0
2015-01-26 | 22 | 0 | 0 | 0 | 0 | 0 | 0
2015-01-26 | 23 | 0 | 0 | 0 | 0 | 0 | 0
2015-01-26 | 24 | 0 | 0 | 0 | 0 | 0 | 0
2015-01-27 | 01 | 0 | 0 | 0 | 0 | 0 | 0
2015-01-27 | 02 | 0 | 0 | 0 | 0 | 0 | 0
2015-01-27 | 03 | 0 | 0 | 0 | 0 | 0 | 0
2015-01-27 | 04 | 0 | 0 | 0 | 0 | 0 | 0
2015-01-27 | 05 | 0 | 0 | 0 | 0 | 0 | 0
2015-01-27 | 06 | 0 | 0 | 0 | 0 | 0 | 0
2015-01-27 | 07 | 0 | 0 | 0 | 0 | 0 | 0
2015-01-27 | 08 | 9.0253 | 5.0549 | 1.8419 | 0.2006 | 2.2916 | 18.4144
2015-01-27 | 09 | 511.4246 | 286.4475 | 104.3936 | 11.3832 | 129.84 | 1043.4889
2015-01-27 | 10 | 1422.9629 | 796.9974 | 290.4586 | 31.6727 | 361.2619 | 2903.3535
2015-01-27 | 11 | 2132.9398 | 1194.6529 | 435.3819 | 47.4751 | 541.5112 | 4351.9609
2015-01-27 | 12 | 2677.4558 | 1499.6354 | 546.5296 | 59.5952 | 679.7526 | 5462.9687
2015-01-27 | 13 | 4004.1511 | 2242.7131 | 817.3379 | 89.1242 | 1016.5745 | 8169.9008
2015-01-27 | 14 | 5195.4686 | 2909.9665 | 1060.5135 | 115.6408 | 1319.0266 | 10600.6161
2015-01-27 | 15 | 3787.5473 | 2121.3943 | 773.1243 | 84.303 | 961.5829 | 7727.9518
2015-01-27 | 16 | 2996.3443 | 1678.2434 | 611.6217 | 66.6927 | 760.7126 | 6113.6148
2015-01-27 | 17 | 1615.4989 | 904.836 | 329.76 | 35.9575 | 410.1429 | 3296.1954
2015-01-27 | 18 | 267.7457 | 149.9638 | 54.6533 | 5.9593 | 67.9754 | 546.2976
2015-01-27 | 19 | 27.0751 | 15.1649 | 5.5267 | 0.60265 | 6.8739 | 55.2432
2015-01-27 | 20 | 0 | 0 | 0 | 0 | 0 | 0
2015-01-27 | 21 | 0 | 0 | 0 | 0 | 0 | 0
2015-01-27 | 22 | 0 | 0 | 0 | 0 | 0 | 0
2015-01-27 | 23 | 0 | 0 | 0 | 0 | 0 | 0
2015-01-27 | 24 | 0 | 0 | 0 | 0 | 0 | 0
2015-01-28 | 01 | 0 | 0 | 0 | 0 | 0 | 0
2015-01-28 | 02 | 0 | 0 | 0 | 0 | 0 | 0
2015-01-28 | 03 | 0 | 0 | 0 | 0 | 0 | 0
2015-01-28 | 04 | 0 | 0 | 0 | 0 | 0 | 0
2015-01-28 | 05 | 0 | 0 | 0 | 0 | 0 | 0
2015-01-28 | 06 | 0 | 0 | 0 | 0 | 0 | 0
2015-01-28 | 07 | 0 | 0 | 0 | 0 | 0 | 0
2015-01-28 | 08 | 6.0171 | 3.3702 | 1.2283 | 0.1343 | 1.5274 | 12.2774
2015-01-28 | 09 | 279.7792 | 156.7035 | 57.1089 | 6.2271 | 71.0302 | 570.8489
2015-01-28 | 10 | 884.4633 | 495.3851 | 180.5392 | 19.686 | 224.5479 | 1804.6214
2015-01-28 | 11 | 1669.6499 | 935.1657 | 340.8134 | 37.1628 | 423.8907 | 3406.6827
2015-01-28 | 12 | 3005.3696 | 1683.2984 | 613.4645 | 66.8933 | 763.0033 | 6132.0292
2015-01-28 | 13 | 2821.858 | 1580.5147 | 576.005 | 62.809 | 716.414 | 5757.6008
2015-01-28 | 14 | 2557.1213 | 1432.2355 | 521.9663 | 56.916 | 649.202 | 5217.4411
2015-01-28 | 15 | 3083.5875 | 1727.1082 | 629.4301 | 68.6341 | 782.8619 | 6291.6218
2015-01-28 | 16 | 2376.6187 | 1331.1365 | 485.1222 | 52.8989 | 603.3759 | 4849.1523
2015-01-28 | 17 | 1444.0216 | 808.792 | 294.7579 | 32.141 | 366.6084 | 2946.321
2015-01-28 | 18 | 177.4945 | 99.4143 | 36.2304 | 3.9508 | 45.0619 | 362.1519
2015-01-28 | 19 | 9.0253 | 5.0549 | 1.8419 | 0.2006 | 2.2916 | 18.4144
2015-01-28 | 20 | 0 | 0 | 0 | 0 | 0 | 0
2015-01-28 | 21 | 0 | 0 | 0 | 0 | 0 | 0
2015-01-28 | 22 | 0 | 0 | 0 | 0 | 0 | 0
2015-01-28 | 23 | 0 | 0 | 0 | 0 | 0 | 0
2015-01-28 | 24 | 0 | 0 | 0 | 0 | 0 | 0
2015-01-29 | 01 | 0 | 0 | 0 | 0 | 0 | 0
2015-01-29 | 02 | 0 | 0 | 0 | 0 | 0 | 0
2015-01-29 | 03 | 0 | 0 | 0 | 0 | 0 | 0
2015-01-29 | 04 | 0 | 0 | 0 | 0 | 0 | 0
2015-01-29 | 05 | 0 | 0 | 0 | 0 | 0 | 0
2015-01-29 | 06 | 0 | 0 | 0 | 0 | 0 | 0
2015-01-29 | 07 | 0 | 0 | 0 | 0 | 0 | 0
2015-01-29 | 08 | 12.0335 | 6.7397 | 2.4565 | 0.26775 | 3.0549 | 24.5523
2015-01-29 | 09 | 655.826 | 367.3266 | 133.869 | 14.597 | 166.5014 | 1338.1201
2015-01-29 | 10 | 2430.7696 | 1361.4662 | 496.1756 | 54.1042 | 617.1238 | 4959.6395
2015-01-29 | 11 | 4304.9882 | 2411.2112 | 878.7461 | 95.8205 | 1092.9513 | 8783.7172
2015-01-29 | 12 | 5800.1526 | 3248.6481 | 1183.9429 | 129.0997 | 1472.5434 | 11834.3868
2015-01-29 | 13 | 5938.5378 | 3326.1571 | 1212.1901 | 132.1801 | 1507.6773 | 12116.7423
2015-01-29 | 14 | 4915.6894 | 2753.263 | 1003.4037 | 109.4137 | 1247.9963 | 10029.7662
2015-01-29 | 15 | 3814.6232 | 2136.5592 | 778.651 | 84.9056 | 968.4569 | 7783.1959
2015-01-29 | 16 | 2217.174 | 1241.833 | 452.5757 | 49.3501 | 562.8963 | 4523.8292
2015-01-29 | 17 | 962.6811 | 539.1949 | 196.5047 | 21.4276 | 244.4056 | 1964.214
2015-01-29 | 18 | 162.452 | 90.9891 | 33.1602 | 3.6159 | 41.2437 | 331.4609
2015-01-29 | 19 | 12.0335 | 6.7397 | 2.4565 | 0.26775 | 3.0549 | 24.5523
2015-01-29 | 20 | 0 | 0 | 0 | 0 | 0 | 0
2015-01-29 | 21 | 0 | 0 | 0 | 0 | 0 | 0
2015-01-29 | 22 | 0 | 0 | 0 | 0 | 0 | 0
2015-01-29 | 23 | 0 | 0 | 0 | 0 | 0 | 0
2015-01-29 | 24 | 0 | 0 | 0 | 0 | 0 | 0
2015-01-30 | 01 | 0 | 0 | 0 | 0 | 0 | 0
2015-01-30 | 02 | 0 | 0 | 0 | 0 | 0 | 0
2015-01-30 | 03 | 0 | 0 | 0 | 0 | 0 | 0
2015-01-30 | 04 | 0 | 0 | 0 | 0 | 0 | 0
2015-01-30 | 05 | 0 | 0 | 0 | 0 | 0 | 0
2015-01-30 | 06 | 0 | 0 | 0 | 0 | 0 | 0
2015-01-30 | 07 | 0 | 0 | 0 | 0 | 0 | 0
2015-01-30 | 08 | 6.0171 | 3.3702 | 1.2283 | 0.1343 | 1.5274 | 12.2774
2015-01-30 | 09 | 342.9554 | 192.0881 | 70.0052 | 7.6338 | 87.0697 | 699.7523
2015-01-30 | 10 | 1001.7896 | 561.0994 | 204.4879 | 22.298 | 254.3344 | 2044.0095
2015-01-30 | 11 | 1651.5993 | 925.0558 | 337.1287 | 36.7617 | 419.3084 | 3369.8539
2015-01-30 | 12 | 1877.2276 | 1051.4296 | 383.1851 | 41.7834 | 476.5908 | 3830.2165
2015-01-30 | 13 | 2150.9905 | 1204.7628 | 439.0658 | 47.8771 | 546.0935 | 4388.7897
2015-01-30 | 14 | 1774.9428 | 994.1404 | 362.3065 | 39.5063 | 450.6224 | 3621.5185
2015-01-30 | 15 | 1383.8536 | 775.092 | 282.4762 | 30.8014 | 351.3331 | 2823.5563
2015-01-30 | 16 | 1055.9405 | 591.4291 | 215.5413 | 23.5033 | 268.0824 | 2154.4967
2015-01-30 | 17 | 508.4156 | 284.7619 | 103.779 | 11.3161 | 129.0767 | 1037.3493
2015-01-30 | 18 | 96.2685 | 53.9198 | 19.6503 | 2.1428 | 24.4409 | 196.4222
2015-01-30 | 19 | 6.0171 | 3.3702 | 1.2283 | 0.1343 | 1.5274 | 12.2774
2015-01-30 | 20 | 0 | 0 | 0 | 0 | 0 | 0
2015-01-30 | 21 | 0 | 0 | 0 | 0 | 0 | 0
2015-01-30 | 22 | 0 | 0 | 0 | 0 | 0 | 0
2015-01-30 | 23 | 0 | 0 | 0 | 0 | 0 | 0
2015-01-30 | 24 | 0 | 0 | 0 | 0 | 0 | 0
2015-01-31 | 01 | 0 | 0 | 0 | 0 | 0 | 0
2015-01-31 | 02 | 0 | 0 | 0 | 0 | 0 | 0
2015-01-31 | 03 | 0 | 0 | 0 | 0 | 0 | 0
2015-01-31 | 04 | 0 | 0 | 0 | 0 | 0 | 0
2015-01-31 | 05 | 0 | 0 | 0 | 0 | 0 | 0
2015-01-31 | 06 | 0 | 0 | 0 | 0 | 0 | 0
2015-01-31 | 07 | 0 | 0 | 0 | 0 | 0 | 0
2015-01-31 | 08 | 6.0171 | 3.3702 | 1.2283 | 0.1343 | 1.5274 | 12.2774
2015-01-31 | 09 | 661.8432 | 370.6961 | 135.0973 | 14.7313 | 168.0289 | 1350.3967
2015-01-31 | 10 | 1744.8588 | 977.29 | 356.1653 | 38.8374 | 442.9851 | 3560.1366
2015-01-31 | 11 | 4190.67 | 2347.1815 | 855.4111 | 93.2756 | 1063.928 | 8550.4662
2015-01-31 | 12 | 6091.9653 | 3412.0912 | 1243.5084 | 135.5954 | 1546.6294 | 12429.7897
2015-01-31 | 13 | 7866.9081 | 4406.2317 | 1605.8149 | 175.1017 | 1997.2518 | 16051.3082
2015-01-31 | 14 | 7572.0864 | 4241.1031 | 1545.6349 | 168.5397 | 1922.4025 | 15449.7666
2015-01-31 | 15 | 8011.3103 | 4487.1109 | 1635.2903 | 178.3155 | 2033.9131 | 16345.9403
2015-01-31 | 16 | 6085.9482 | 3408.721 | 1242.2801 | 135.4611 | 1545.1019 | 12417.5123
2015-01-31 | 17 | 3396.4589 | 1902.3459 | 693.294 | 75.5981 | 862.2935 | 6929.9905
2015-01-31 | 18 | 607.6922 | 340.3663 | 124.0439 | 13.526 | 154.2809 | 1239.9095
2015-01-31 | 19 | 39.1085 | 21.9045 | 7.9832 | 0.8704 | 9.9288 | 79.7954
2015-01-31 | 20 | 0 | 0 | 0 | 0 | 0 | 0
2015-01-31 | 21 | 0 | 0 | 0 | 0 | 0 | 0
2015-01-31 | 22 | 0 | 0 | 0 | 0 | 0 | 0
2015-01-31 | 23 | 0 | 0 | 0 | 0 | 0 | 0
2015-01-31 | 24 | 0 | 0 | 0 | 0 | 0 | 0
2015-02-01 | 01 | 0 | 0 | 0 | 0 | 0 | 0
2015-02-01 | 02 | 0 | 0 | 0 | 0 | 0 | 0
2015-02-01 | 03 | 0 | 0 | 0 | 0 | 0 | 0
2015-02-01 | 04 | 0 | 0 | 0 | 0 | 0 | 0
2015-02-01 | 05 | 0 | 0 | 0 | 0 | 0 | 0
2015-02-01 | 06 | 0 | 0 | 0 | 0 | 0 | 0
2015-02-01 | 07 | 0 | 0 | 0 | 0 | 0 | 0
2015-02-01 | 08 | 22.1476 | 11.7946 | 5.1187 | 0.46835 | 5.4919 | 45.0211
2015-02-01 | 09 | 961.8549 | 512.2346 | 222.2869 | 20.3558 | 238.5074 | 1955.2397
2015-02-01 | 10 | 3562.6611 | 1897.2909 | 823.3406 | 75.3975 | 883.4203 | 7242.1105
2015-02-01 | 11 | 6274.207 | 3341.322 | 1449.9861 | 132.7827 | 1555.7924 | 12754.0902
2015-02-01 | 12 | 8197.9176 | 4365.7921 | 1894.5607 | 173.4943 | 2032.8073 | 16664.5721
2015-02-01 | 13 | 9457.1884 | 5036.4149 | 2185.5812 | 200.1453 | 2345.0641 | 19224.3939
2015-02-01 | 14 | 8900.3253 | 4739.8584 | 2056.8886 | 188.36 | 2206.9808 | 18092.4132
2015-02-01 | 15 | 6644.3948 | 3538.465 | 1535.5377 | 140.6172 | 1647.5865 | 13506.6011
2015-02-01 | 16 | 3296.8856 | 1755.7523 | 761.9187 | 69.7731 | 817.5164 | 6701.8462
2015-02-01 | 17 | 1164.3512 | 620.0742 | 269.0845 | 24.6415 | 288.7195 | 2366.8709
2015-02-01 | 18 | 230.9722 | 123.0035 | 53.3783 | 4.8883 | 57.273 | 469.5153
2015-02-01 | 19 | 18.9839 | 10.1099 | 4.3868 | 0.40205 | 4.7073 | 38.59
2015-02-01 | 20 | 0 | 0 | 0 | 0 | 0 | 0
2015-02-01 | 21 | 0 | 0 | 0 | 0 | 0 | 0
2015-02-01 | 22 | 0 | 0 | 0 | 0 | 0 | 0
2015-02-01 | 23 | 0 | 0 | 0 | 0 | 0 | 0
2015-02-01 | 24 | 0 | 0 | 0 | 0 | 0 | 0
2015-02-02 | 01 | 0 | 0 | 0 | 0 | 0 | 0
2015-02-02 | 02 | 0 | 0 | 0 | 0 | 0 | 0
2015-02-02 | 03 | 0 | 0 | 0 | 0 | 0 | 0
2015-02-02 | 04 | 0 | 0 | 0 | 0 | 0 | 0
2015-02-02 | 05 | 0 | 0 | 0 | 0 | 0 | 0
2015-02-02 | 06 | 0 | 0 | 0 | 0 | 0 | 0
2015-02-02 | 07 | 0 | 0 | 0 | 0 | 0 | 0
2015-02-02 | 08 | 6.3282 | 3.3702 | 1.462 | 0.1343 | 1.5691 | 12.8639
2015-02-02 | 09 | 348.0401 | 185.3484 | 80.4329 | 7.3652 | 86.3022 | 707.489
2015-02-02 | 10 | 1211.811 | 645.3489 | 280.0529 | 25.6462 | 300.4886 | 2463.3476
2015-02-02 | 11 | 3220.9492 | 1715.3128 | 744.3696 | 68.1657 | 798.6872 | 6547.4845
2015-02-02 | 12 | 4613.1081 | 2456.7057 | 1066.1015 | 97.6285 | 1143.8952 | 9377.4389
2015-02-02 | 13 | 6903.8428 | 3676.6334 | 1595.4968 | 146.1082 | 1711.9204 | 14034.0015
2015-02-02 | 14 | 7963.7818 | 4241.1031 | 1840.4515 | 168.5397 | 1974.7497 | 16188.6257
2015-02-02 | 15 | 4597.2887 | 2448.2805 | 1062.4456 | 97.2935 | 1139.9724 | 9345.2808
2015-02-02 | 16 | 2790.646 | 1486.1553 | 644.9256 | 59.0588 | 691.9859 | 5672.7716
2015-02-02 | 17 | 1205.4827 | 641.9787 | 278.59 | 25.5119 | 298.9195 | 2450.4829
2015-02-02 | 18 | 240.4641 | 128.0584 | 55.5722 | 5.0889 | 59.6266 | 488.8104
2015-02-02 | 19 | 18.9839 | 10.1099 | 4.3868 | 0.40205 | 4.7073 | 38.59
2015-02-02 | 20 | 0 | 0 | 0 | 0 | 0 | 0
2015-02-02 | 21 | 0 | 0 | 0 | 0 | 0 | 0
2015-02-02 | 22 | 0 | 0 | 0 | 0 | 0 | 0
2015-02-02 | 23 | 0 | 0 | 0 | 0 | 0 | 0
2015-02-02 | 24 | 0 | 0 | 0 | 0 | 0 | 0
2015-02-03 | 01 | 0 | 0 | 0 | 0 | 0 | 0
2015-02-03 | 02 | 0 | 0 | 0 | 0 | 0 | 0
2015-02-03 | 03 | 0 | 0 | 0 | 0 | 0 | 0
2015-02-03 | 04 | 0 | 0 | 0 | 0 | 0 | 0
2015-02-03 | 05 | 0 | 0 | 0 | 0 | 0 | 0
2015-02-03 | 06 | 0 | 0 | 0 | 0 | 0 | 0
2015-02-03 | 07 | 0 | 0 | 0 | 0 | 0 | 0
2015-02-03 | 08 | 18.9839 | 10.1099 | 4.3868 | 0.40205 | 4.7073 | 38.59
2015-02-03 | 09 | 841.6232 | 448.2058 | 194.5012 | 17.8117 | 208.6945 | 1710.8366
2015-02-03 | 10 | 2986.8133 | 1590.6245 | 690.2604 | 63.2111 | 740.6288 | 6071.5381
2015-02-03 | 11 | 4609.9444 | 2455.021 | 1065.3704 | 97.5613 | 1143.1106 | 9371.0078
2015-02-03 | 12 | 6093.8591 | 3245.2779 | 1408.3072 | 128.9663 | 1511.0722 | 12387.4827
2015-02-03 | 13 | 6141.3188 | 3270.5526 | 1419.2756 | 129.9701 | 1522.8404 | 12483.9577
2015-02-03 | 14 | 5970.4629 | 3179.5635 | 1379.7897 | 126.3542 | 1480.4739 | 12136.6442
2015-02-03 | 15 | 3629.1047 | 1932.6756 | 838.6958 | 76.8034 | 899.8958 | 7377.1755
2015-02-03 | 16 | 2895.0575 | 1541.7597 | 669.0554 | 61.2689 | 717.8768 | 5885.0183
2015-02-03 | 17 | 1221.303 | 650.4039 | 282.2468 | 25.8468 | 302.8423 | 2482.6426
2015-02-03 | 18 | 221.4802 | 117.9485 | 51.1844 | 4.6869 | 54.9194 | 450.2195
2015-02-03 | 19 | 22.1476 | 11.7946 | 5.1187 | 0.46835 | 5.4919 | 45.0211
2015-02-03 | 20 | 0 | 0 | 0 | 0 | 0 | 0
2015-02-03 | 21 | 0 | 0 | 0 | 0 | 0 | 0
2015-02-03 | 22 | 0 | 0 | 0 | 0 | 0 | 0
2015-02-03 | 23 | 0 | 0 | 0 | 0 | 0 | 0
2015-02-03 | 24 | 0 | 0 | 0 | 0 | 0 | 0
2015-02-04 | 01 | 0 | 0 | 0 | 0 | 0 | 0
2015-02-04 | 02 | 0 | 0 | 0 | 0 | 0 | 0
2015-02-04 | 03 | 0 | 0 | 0 | 0 | 0 | 0
2015-02-04 | 04 | 0 | 0 | 0 | 0 | 0 | 0
2015-02-04 | 05 | 0 | 0 | 0 | 0 | 0 | 0
2015-02-04 | 06 | 0 | 0 | 0 | 0 | 0 | 0
2015-02-04 | 07 | 0 | 0 | 0 | 0 | 0 | 0
2015-02-04 | 08 | 12.6556 | 6.7397 | 2.9248 | 0.26775 | 3.1382 | 25.7261
2015-02-04 | 09 | 730.8836 | 389.2311 | 168.9094 | 15.4674 | 181.2345 | 1485.7261
2015-02-04 | 10 | 2676.7418 | 1425.4959 | 618.6019 | 56.6482 | 663.7421 | 5441.2299
2015-02-04 | 11 | 5052.9041 | 2690.9181 | 1167.7393 | 106.936 | 1252.9501 | 10271.4476
2015-02-04 | 12 | 7087.3544 | 3774.3629 | 1637.9067 | 149.9918 | 1757.4252 | 14407.041
2015-02-04 | 13 | 6410.2588 | 3413.7759 | 1481.4276 | 135.6617 | 1589.528 | 13030.6521
2015-02-04 | 14 | 6081.2034 | 3238.5383 | 1405.3824 | 128.6976 | 1507.9331 | 12361.7548
2015-02-04 | 15 | 5818.5917 | 3098.6843 | 1344.6924 | 123.1403 | 1442.8147 | 11827.9234
2015-02-04 | 16 | 3625.941 | 1930.9909 | 837.9648 | 76.7363 | 899.1113 | 7370.7444
2015-02-04 | 17 | 2246.4387 | 1196.3384 | 519.1579 | 47.5422 | 557.0407 | 4566.5179
2015-02-04 | 18 | 487.2557 | 259.4871 | 112.6063 | 10.3122 | 120.8233 | 990.4846
2015-02-04 | 19 | 31.6404 | 16.8496 | 7.3117 | 0.6698 | 7.8455 | 64.317
2015-02-04 | 20 | 0 | 0 | 0 | 0 | 0 | 0
2015-02-04 | 21 | 0 | 0 | 0 | 0 | 0 | 0
2015-02-04 | 22 | 0 | 0 | 0 | 0 | 0 | 0
2015-02-04 | 23 | 0 | 0 | 0 | 0 | 0 | 0
2015-02-04 | 24 | 0 | 0 | 0 | 0 | 0 | 0
2015-02-05 | 01 | 0 | 0 | 0 | 0 | 0 | 0
2015-02-05 | 02 | 0 | 0 | 0 | 0 | 0 | 0
2015-02-05 | 03 | 0 | 0 | 0 | 0 | 0 | 0
2015-02-05 | 04 | 0 | 0 | 0 | 0 | 0 | 0
2015-02-05 | 05 | 0 | 0 | 0 | 0 | 0 | 0
2015-02-05 | 06 | 0 | 0 | 0 | 0 | 0 | 0
2015-02-05 | 07 | 0 | 0 | 0 | 0 | 0 | 0
2015-02-05 | 08 | 28.4758 | 15.1649 | 6.5807 | 0.60265 | 7.061 | 57.885
2015-02-05 | 09 | 1126.3834 | 599.8543 | 260.31 | 23.8383 | 279.3049 | 2289.6909
2015-02-05 | 10 | 3271.5735 | 1742.2731 | 756.0691 | 69.2368 | 811.24 | 6650.3924
2015-02-05 | 11 | 5764.8037 | 3070.0394 | 1332.2611 | 122.0022 | 1429.4773 | 11718.5836
2015-02-05 | 12 | 7463.8704 | 3974.8754 | 1724.9203 | 157.9598 | 1850.7883 | 15172.4141
2015-02-05 | 13 | 6660.2149 | 3546.8902 | 1539.1936 | 140.9521 | 1651.5092 | 13538.76
2015-02-05 | 14 | 5407.2716 | 2879.6368 | 1249.6352 | 114.4355 | 1340.8214 | 10991.8005
2015-02-05 | 15 | 5454.7314 | 2904.9115 | 1260.6027 | 115.4402 | 1352.5897 | 11088.2755
2015-02-05 | 16 | 3784.1413 | 2015.2404 | 874.5251 | 80.0845 | 938.3397 | 7692.3308
2015-02-05 | 17 | 2138.8627 | 1139.0485 | 494.2971 | 45.2651 | 530.366 | 4347.8392
2015-02-05 | 18 | 461.9435 | 246.0078 | 106.7566 | 9.7759 | 114.5468 | 939.0307
2015-02-05 | 19 | 41.1323 | 21.9045 | 9.5055 | 0.8704 | 10.1991 | 83.6119
2015-02-05 | 20 | 0 | 0 | 0 | 0 | 0 | 0
2015-02-05 | 21 | 0 | 0 | 0 | 0 | 0 | 0
2015-02-05 | 22 | 0 | 0 | 0 | 0 | 0 | 0
2015-02-05 | 23 | 0 | 0 | 0 | 0 | 0 | 0
2015-02-05 | 24 | 0 | 0 | 0 | 0 | 0 | 0
2015-02-06 | 01 | 0 | 0 | 0 | 0 | 0 | 0
2015-02-06 | 02 | 0 | 0 | 0 | 0 | 0 | 0
2015-02-06 | 03 | 0 | 0 | 0 | 0 | 0 | 0
2015-02-06 | 04 | 0 | 0 | 0 | 0 | 0 | 0
2015-02-06 | 05 | 0 | 0 | 0 | 0 | 0 | 0
2015-02-06 | 06 | 0 | 0 | 0 | 0 | 0 | 0
2015-02-06 | 07 | 0 | 0 | 0 | 0 | 0 | 0
2015-02-06 | 08 | 28.4758 | 15.1649 | 6.5807 | 0.60265 | 7.061 | 57.885
2015-02-06 | 09 | 1252.9434 | 667.2534 | 289.5584 | 26.5166 | 310.6877 | 2546.9595
2015-02-06 | 10 | 3888.5528 | 2070.8448 | 898.6549 | 82.2944 | 964.2298 | 7904.5767
2015-02-06 | 11 | 5280.7117 | 2812.2369 | 1220.3866 | 111.7572 | 1309.4386 | 10734.531
2015-02-06 | 12 | 6226.7472 | 3316.0472 | 1439.0177 | 131.778 | 1544.0233 | 12657.6135
2015-02-06 | 13 | 7340.4742 | 3909.161 | 1696.4028 | 155.3485 | 1820.19 | 14921.5766
2015-02-06 | 14 | 5584.4558 | 2973.9953 | 1290.5822 | 118.1848 | 1384.7571 | 11351.9752
2015-02-06 | 15 | 4337.8407 | 2310.1121 | 1002.4866 | 91.8025 | 1075.6385 | 8817.8805
2015-02-06 | 16 | 2486.9019 | 1324.3969 | 574.7301 | 52.6311 | 616.6682 | 5055.3282
2015-02-06 | 17 | 1689.5747 | 899.7811 | 390.4654 | 35.7569 | 418.9574 | 3434.5355
2015-02-06 | 18 | 499.9113 | 266.2276 | 115.5312 | 10.5799 | 123.9614 | 1016.2115
2015-02-06 | 19 | 37.9678 | 20.2198 | 8.7745 | 0.80325 | 9.4146 | 77.18
2015-02-06 | 20 | 0 | 0 | 0 | 0 | 0 | 0
2015-02-06 | 21 | 0 | 0 | 0 | 0 | 0 | 0
2015-02-06 | 22 | 0 | 0 | 0 | 0 | 0 | 0
2015-02-06 | 23 | 0 | 0 | 0 | 0 | 0 | 0
2015-02-06 | 24 | 0 | 0 | 0 | 0 | 0 | 0
2015-02-07 | 01 | 0 | 0 | 0 | 0 | 0 | 0
2015-02-07 | 02 | 0 | 0 | 0 | 0 | 0 | 0
2015-02-07 | 03 | 0 | 0 | 0 | 0 | 0 | 0
2015-02-07 | 04 | 0 | 0 | 0 | 0 | 0 | 0
2015-02-07 | 05 | 0 | 0 | 0 | 0 | 0 | 0
2015-02-07 | 06 | 0 | 0 | 0 | 0 | 0 | 0
2015-02-07 | 07 | 0 | 0 | 0 | 0 | 0 | 0
2015-02-07 | 08 | 12.6556 | 6.7397 | 2.9248 | 0.26775 | 3.1382 | 25.7261
2015-02-07 | 09 | 560.0276 | 298.2421 | 129.4236 | 11.8524 | 138.8679 | 1138.4135
2015-02-07 | 10 | 2015.4665 | 1073.3341 | 465.7796 | 42.6538 | 499.7677 | 4097.0017
2015-02-07 | 11 | 3534.1852 | 1882.1261 | 816.7599 | 74.7949 | 876.3585 | 7184.2246
2015-02-07 | 12 | 7055.7149 | 3757.5125 | 1630.5941 | 149.322 | 1749.5797 | 14342.7232
2015-02-07 | 13 | 9922.2965 | 5284.1074 | 2293.0688 | 209.9882 | 2460.3956 | 20169.8565
2015-02-07 | 14 | 10431.6998 | 5555.39 | 2410.7938 | 220.7688 | 2586.7098 | 21205.3622
2015-02-07 | 15 | 7878.3542 | 4195.6085 | 1820.7085 | 166.7318 | 1953.5661 | 16014.969
2015-02-07 | 16 | 4293.5446 | 2286.5221 | 992.2492 | 90.865 | 1064.6548 | 8727.8357
2015-02-07 | 17 | 1490.243 | 793.6271 | 344.3988 | 31.5384 | 369.5298 | 3029.3371
2015-02-07 | 18 | 126.5599 | 67.3991 | 29.2485 | 2.6783 | 31.3828 | 257.2686
2015-02-07 | 19 | 9.4919 | 5.0549 | 2.1938 | 0.2006 | 2.3537 | 19.295
2015-02-07 | 20 | 0 | 0 | 0 | 0 | 0 | 0
2015-02-07 | 21 | 0 | 0 | 0 | 0 | 0 | 0
2015-02-07 | 22 | 0 | 0 | 0 | 0 | 0 | 0
2015-02-07 | 23 | 0 | 0 | 0 | 0 | 0 | 0
2015-02-07 | 24 | 0 | 0 | 0 | 0 | 0 | 0
2015-02-08 | 01 | 0 | 0 | 0 | 0 | 0 | 0
2015-02-08 | 02 | 0 | 0 | 0 | 0 | 0 | 0
2015-02-08 | 03 | 0 | 0 | 0 | 0 | 0 | 0
2015-02-08 | 04 | 0 | 0 | 0 | 0 | 0 | 0
2015-02-08 | 05 | 0 | 0 | 0 | 0 | 0 | 0
2015-02-08 | 06 | 0 | 0 | 0 | 0 | 0 | 0
2015-02-08 | 07 | 0 | 0 | 0 | 0 | 0 | 0
2015-02-08 | 08 | 53.788 | 28.645 | 12.4304 | 1.1381 | 13.3374 | 109.3389
2015-02-08 | 09 | 1306.7313 | 695.8984 | 301.9889 | 27.6547 | 324.0251 | 2656.2984
2015-02-08 | 10 | 4049.9168 | 2156.7789 | 935.9469 | 85.7097 | 1004.2427 | 8232.5951
2015-02-08 | 11 | 6761.4627 | 3600.8091 | 1562.5924 | 143.095 | 1676.6148 | 13744.5739
2015-02-08 | 12 | 8596.5812 | 4578.1 | 1986.6931 | 181.9315 | 2131.6623 | 17474.9681
2015-02-08 | 13 | 9941.2804 | 5294.2173 | 2297.4565 | 210.3894 | 2465.1029 | 20208.4465
2015-02-08 | 14 | 10248.1882 | 5457.6613 | 2368.3839 | 216.8851 | 2541.205 | 20832.3236
2015-02-08 | 15 | 9504.6482 | 5061.6897 | 2196.5496 | 201.1491 | 2356.8324 | 19320.8689
2015-02-08 | 16 | 7293.0144 | 3883.8863 | 1685.4352 | 154.3438 | 1808.4217 | 14825.1016
2015-02-08 | 17 | 4043.5885 | 2153.4087 | 934.4841 | 85.5755 | 1002.6736 | 8219.7303
2015-02-08 | 18 | 1028.2994 | 547.6193 | 237.643 | 21.7626 | 254.9838 | 2090.3081
2015-02-08 | 19 | 60.1162 | 32.0144 | 13.8932 | 1.2725 | 14.9064 | 122.2028
2015-02-08 | 20 | 0 | 0 | 0 | 0 | 0 | 0
2015-02-08 | 21 | 0 | 0 | 0 | 0 | 0 | 0
2015-02-08 | 22 | 0 | 0 | 0 | 0 | 0 | 0
2015-02-08 | 23 | 0 | 0 | 0 | 0 | 0 | 0
2015-02-08 | 24 | 0 | 0 | 0 | 0 | 0 | 0
2015-02-09 | 01 | 0 | 0 | 0 | 0 | 0 | 0
2015-02-09 | 02 | 0 | 0 | 0 | 0 | 0 | 0
2015-02-09 | 03 | 0 | 0 | 0 | 0 | 0 | 0
2015-02-09 | 04 | 0 | 0 | 0 | 0 | 0 | 0
2015-02-09 | 05 | 0 | 0 | 0 | 0 | 0 | 0
2015-02-09 | 06 | 0 | 0 | 0 | 0 | 0 | 0
2015-02-09 | 07 | 0 | 0 | 0 | 0 | 0 | 0
2015-02-09 | 08 | 66.4436 | 35.3847 | 15.3552 | 1.4059 | 16.4755 | 135.065
2015-02-09 | 09 | 787.8352 | 419.5609 | 182.0708 | 16.6727 | 195.3563 | 1601.496
2015-02-09 | 10 | 1518.7188 | 808.792 | 350.9803 | 32.141 | 376.5908 | 3087.2229
2015-02-09 | 11 | 1629.4585 | 867.7667 | 376.5721 | 34.4845 | 404.0509 | 3312.3327
2015-02-09 | 12 | 1841.4468 | 980.6603 | 425.5636 | 38.9708 | 456.6166 | 3743.2581
2015-02-09 | 13 | 4995.9524 | 2660.5884 | 1154.5779 | 105.7306 | 1238.8283 | 10155.6776
2015-02-09 | 14 | 6464.0469 | 3442.421 | 1493.8588 | 136.8007 | 1602.8662 | 13139.9936
2015-02-09 | 15 | 3319.0332 | 1767.5478 | 767.0375 | 70.2415 | 823.0082 | 6746.8682
2015-02-09 | 16 | 3401.2971 | 1811.3568 | 786.0485 | 71.9822 | 843.4074 | 6914.0921
2015-02-09 | 17 | 2426.7857 | 1292.3825 | 560.8368 | 51.3587 | 601.7609 | 4933.1246
2015-02-09 | 18 | 860.6072 | 458.3158 | 198.8889 | 18.2129 | 213.4018 | 1749.4266
2015-02-09 | 19 | 44.2961 | 23.59 | 10.2365 | 0.93755 | 10.9837 | 90.0439
2015-02-09 | 20 | 0 | 0 | 0 | 0 | 0 | 0
2015-02-09 | 21 | 0 | 0 | 0 | 0 | 0 | 0
2015-02-09 | 22 | 0 | 0 | 0 | 0 | 0 | 0
2015-02-09 | 23 | 0 | 0 | 0 | 0 | 0 | 0
2015-02-09 | 24 | 0 | 0 | 0 | 0 | 0 | 0
2015-02-10 | 01 | 0 | 0 | 0 | 0 | 0 | 0
2015-02-10 | 02 | 0 | 0 | 0 | 0 | 0 | 0
2015-02-10 | 03 | 0 | 0 | 0 | 0 | 0 | 0
2015-02-10 | 04 | 0 | 0 | 0 | 0 | 0 | 0
2015-02-10 | 05 | 0 | 0 | 0 | 0 | 0 | 0
2015-02-10 | 06 | 0 | 0 | 0 | 0 | 0 | 0
2015-02-10 | 07 | 0 | 0 | 0 | 0 | 0 | 0
2015-02-10 | 08 | 69.6082 | 37.0694 | 16.0862 | 1.473 | 17.2601 | 141.4969
2015-02-10 | 09 | 1290.9111 | 687.4732 | 298.333 | 27.3198 | 320.1024 | 2624.1395
2015-02-10 | 10 | 2850.7614 | 1518.1697 | 658.8188 | 60.3313 | 706.8931 | 5794.9744
2015-02-10 | 11 | 4758.6519 | 2534.2146 | 1099.7368 | 100.7088 | 1179.9853 | 9673.2975
2015-02-10 | 12 | 6150.8108 | 3275.6076 | 1421.4686 | 130.1715 | 1525.1941 | 12503.2526
2015-02-10 | 13 | 6881.6943 | 3664.8387 | 1590.378 | 145.639 | 1706.4286 | 13988.9787
2015-02-10 | 14 | 4739.668 | 2524.1047 | 1095.3499 | 100.3068 | 1175.278 | 9634.7075
2015-02-10 | 15 | 3176.6532 | 1691.7235 | 734.1331 | 67.2282 | 787.7026 | 6457.4406
2015-02-10 | 16 | 2360.3421 | 1256.9978 | 545.4816 | 49.9528 | 585.2853 | 4798.0596
2015-02-10 | 17 | 1613.6391 | 859.3415 | 372.9162 | 34.1496 | 400.1281 | 3280.1746
2015-02-10 | 18 | 544.2074 | 289.8168 | 125.7677 | 11.5175 | 134.9451 | 1106.2546
2015-02-10 | 19 | 63.2799 | 33.7 | 14.6242 | 1.3396 | 15.691 | 128.6347
2015-02-10 | 20 | 0 | 0 | 0 | 0 | 0 | 0
2015-02-10 | 21 | 0 | 0 | 0 | 0 | 0 | 0
2015-02-10 | 22 | 0 | 0 | 0 | 0 | 0 | 0
2015-02-10 | 23 | 0 | 0 | 0 | 0 | 0 | 0
2015-02-10 | 24 | 0 | 0 | 0 | 0 | 0 | 0
2015-02-11 | 01 | 0 | 0 | 0 | 0 | 0 | 0
2015-02-11 | 02 | 0 | 0 | 0 | 0 | 0 | 0
2015-02-11 | 03 | 0 | 0 | 0 | 0 | 0 | 0
2015-02-11 | 04 | 0 | 0 | 0 | 0 | 0 | 0
2015-02-11 | 05 | 0 | 0 | 0 | 0 | 0 | 0
2015-02-11 | 06 | 0 | 0 | 0 | 0 | 0 | 0
2015-02-11 | 07 | 0 | 0 | 0 | 0 | 0 | 0
2015-02-11 | 08 | 88.5921 | 47.1793 | 20.4739 | 1.8751 | 21.9674 | 180.0878
2015-02-11 | 09 | 1487.0793 | 791.9425 | 343.6678 | 31.4712 | 368.7453 | 3022.906
2015-02-11 | 10 | 4385.3004 | 2335.3869 | 1013.455 | 92.8072 | 1087.4067 | 8914.3563
2015-02-11 | 11 | 7071.5342 | 3765.9378 | 1634.2508 | 149.6569 | 1753.5024 | 14374.8821
2015-02-11 | 12 | 8960.4407 | 4771.8728 | 2070.7819 | 189.6325 | 2221.8873 | 18214.6152
2015-02-11 | 13 | 10343.1077 | 5508.2108 | 2390.3198 | 218.8937 | 2564.7424 | 21025.2745
2015-02-11 | 14 | 10602.5557 | 5646.3791 | 2450.2789 | 224.3847 | 2629.0763 | 21552.6748
2015-02-11 | 15 | 9545.7805 | 5083.595 | 2206.0551 | 202.0195 | 2367.0324 | 19404.4825
2015-02-11 | 16 | 7467.0341 | 3976.5609 | 1725.6513 | 158.0269 | 1851.5728 | 15178.8461
2015-02-11 | 17 | 4483.3845 | 2387.6211 | 1036.1219 | 94.8829 | 1111.7286 | 9113.7391
2015-02-11 | 18 | 1113.7269 | 593.1138 | 257.3851 | 23.5705 | 276.1667 | 2263.9631
2015-02-11 | 19 | 72.7719 | 38.7549 | 16.8181 | 1.5402 | 18.0446 | 147.9298
2015-02-11 | 20 | 0 | 0 | 0 | 0 | 0 | 0
2015-02-11 | 21 | 0 | 0 | 0 | 0 | 0 | 0
2015-02-11 | 22 | 0 | 0 | 0 | 0 | 0 | 0
2015-02-11 | 23 | 0 | 0 | 0 | 0 | 0 | 0
2015-02-11 | 24 | 0 | 0 | 0 | 0 | 0 | 0
2015-02-12 | 01 | 0 | 0 | 0 | 0 | 0 | 0
2015-02-12 | 02 | 0 | 0 | 0 | 0 | 0 | 0
2015-02-12 | 03 | 0 | 0 | 0 | 0 | 0 | 0
2015-02-12 | 04 | 0 | 0 | 0 | 0 | 0 | 0
2015-02-12 | 05 | 0 | 0 | 0 | 0 | 0 | 0
2015-02-12 | 06 | 0 | 0 | 0 | 0 | 0 | 0
2015-02-12 | 07 | 0 | 0 | 0 | 0 | 0 | 0
2015-02-12 | 08 | 79.1001 | 42.1243 | 18.2801 | 1.6737 | 19.6137 | 160.7919
2015-02-12 | 09 | 1351.0266 | 719.4876 | 312.2262 | 28.5923 | 335.0088 | 2746.3415
2015-02-12 | 10 | 4018.2773 | 2139.9286 | 928.6343 | 85.0399 | 996.3972 | 8168.2773
2015-02-12 | 11 | 6660.2149 | 3546.8902 | 1539.1936 | 140.9521 | 1651.5092 | 13538.76
2015-02-12 | 12 | 8583.9256 | 4571.3595 | 1983.7682 | 181.6637 | 2128.5241 | 17449.2412
2015-02-12 | 13 | 9824.2125 | 5231.8733 | 2270.4019 | 207.9126 | 2436.0736 | 19970.4738
2015-02-12 | 14 | 10023.5443 | 5338.0272 | 2316.4676 | 212.1311 | 2485.5012 | 20375.6713
2015-02-12 | 15 | 9336.9568 | 4972.3861 | 2157.7955 | 197.6003 | 2315.2504 | 18979.9892
2015-02-12 | 16 | 7596.7577 | 4045.6447 | 1755.6308 | 160.7724 | 1883.7402 | 15442.5459
2015-02-12 | 17 | 4445.4167 | 2367.4013 | 1027.3474 | 94.0797 | 1102.3131 | 9036.5583
2015-02-12 | 18 | 1208.6473 | 643.6633 | 279.3219 | 25.579 | 299.704 | 2456.9156
2015-02-12 | 19 | 72.7719 | 38.7549 | 16.8181 | 1.5402 | 18.0446 | 147.9298
2015-02-12 | 20 | 0 | 0 | 0 | 0 | 0 | 0
2015-02-12 | 21 | 0 | 0 | 0 | 0 | 0 | 0
2015-02-12 | 22 | 0 | 0 | 0 | 0 | 0 | 0
2015-02-12 | 23 | 0 | 0 | 0 | 0 | 0 | 0
2015-02-12 | 24 | 0 | 0 | 0 | 0 | 0 | 0
2015-02-13 | 01 | 0 | 0 | 0 | 0 | 0 | 0
2015-02-13 | 02 | 0 | 0 | 0 | 0 | 0 | 0
2015-02-13 | 03 | 0 | 0 | 0 | 0 | 0 | 0
2015-02-13 | 04 | 0 | 0 | 0 | 0 | 0 | 0
2015-02-13 | 05 | 0 | 0 | 0 | 0 | 0 | 0
2015-02-13 | 06 | 0 | 0 | 0 | 0 | 0 | 0
2015-02-13 | 07 | 0 | 0 | 0 | 0 | 0 | 0
2015-02-13 | 08 | 104.4123 | 55.6044 | 24.1298 | 2.21 | 25.891 | 212.2475
2015-02-13 | 09 | 1525.047 | 812.1622 | 352.4423 | 32.2753 | 378.1599 | 3100.0869
2015-02-13 | 10 | 4246.0849 | 2261.2474 | 981.2817 | 89.8611 | 1052.8856 | 8631.3607
2015-02-13 | 11 | 6881.6943 | 3664.8387 | 1590.378 | 145.639 | 1706.4286 | 13988.9787
2015-02-13 | 12 | 8808.5687 | 4690.9936 | 2035.6837 | 186.4177 | 2184.2288 | 17905.8926
2015-02-13 | 13 | 10020.3805 | 5336.3425 | 2315.7366 | 212.0639 | 2484.7166 | 20369.2402
2015-02-13 | 14 | 9330.6285 | 4969.0158 | 2156.3335 | 197.4669 | 2313.6813 | 18967.1261
2015-02-13 | 15 | 8773.7654 | 4672.4585 | 2027.6401 | 185.6817 | 2175.5979 | 17835.1437
2015-02-13 | 16 | 7473.3624 | 3979.9303 | 1727.1141 | 158.1603 | 1853.1419 | 15191.7091
2015-02-13 | 17 | 3575.3176 | 1904.0314 | 826.2654 | 75.6653 | 886.5585 | 7267.8383
2015-02-13 | 18 | 689.7512 | 367.3266 | 159.403 | 14.597 | 171.0353 | 1402.1133
2015-02-13 | 19 | 41.1323 | 21.9045 | 9.5055 | 0.8704 | 10.1991 | 83.6119
2015-02-13 | 20 | 0 | 0 | 0 | 0 | 0 | 0
2015-02-13 | 21 | 0 | 0 | 0 | 0 | 0 | 0
2015-02-13 | 22 | 0 | 0 | 0 | 0 | 0 | 0
2015-02-13 | 23 | 0 | 0 | 0 | 0 | 0 | 0
2015-02-13 | 24 | 0 | 0 | 0 | 0 | 0 | 0
2015-02-14 | 01 | 0 | 0 | 0 | 0 | 0 | 0
2015-02-14 | 02 | 0 | 0 | 0 | 0 | 0 | 0
2015-02-14 | 03 | 0 | 0 | 0 | 0 | 0 | 0
2015-02-14 | 04 | 0 | 0 | 0 | 0 | 0 | 0
2015-02-14 | 05 | 0 | 0 | 0 | 0 | 0 | 0
2015-02-14 | 06 | 0 | 0 | 0 | 0 | 0 | 0
2015-02-14 | 07 | 0 | 0 | 0 | 0 | 0 | 0
2015-02-14 | 08 | 107.576 | 57.2891 | 24.8608 | 2.2763 | 26.6755 | 218.6778
2015-02-14 | 09 | 1271.9272 | 677.3633 | 293.9453 | 26.9178 | 315.395 | 2585.5487
2015-02-14 | 10 | 3350.6737 | 1784.3974 | 774.3492 | 70.9112 | 830.8537 | 6811.1852
2015-02-14 | 11 | 6043.2357 | 3218.3184 | 1396.6078 | 127.8944 | 1498.5186 | 12284.5748
2015-02-14 | 12 | 7653.7102 | 4075.9744 | 1768.793 | 161.9777 | 1897.8621 | 15558.3176
2015-02-14 | 13 | 8732.6331 | 4650.554 | 2018.1346 | 184.8113 | 2165.3988 | 17751.5317
2015-02-14 | 14 | 9447.6964 | 5031.36 | 2183.3882 | 199.9438 | 2342.7105 | 19205.0989
2015-02-14 | 15 | 8191.5894 | 4362.4219 | 1893.0979 | 173.3609 | 2031.2382 | 16651.7083
2015-02-14 | 16 | 5347.1562 | 2847.6215 | 1235.7419 | 113.163 | 1325.9141 | 10869.5968
2015-02-14 | 17 | 2486.9019 | 1324.3969 | 574.7301 | 52.6311 | 616.6682 | 5055.3282
2015-02-14 | 18 | 591.6671 | 315.0916 | 136.7361 | 12.5213 | 146.7134 | 1202.7296
2015-02-14 | 19 | 53.788 | 28.645 | 12.4304 | 1.1381 | 13.3374 | 109.3389
2015-02-14 | 20 | 0 | 0 | 0 | 0 | 0 | 0
2015-02-14 | 21 | 0 | 0 | 0 | 0 | 0 | 0
2015-02-14 | 22 | 0 | 0 | 0 | 0 | 0 | 0
2015-02-14 | 23 | 0 | 0 | 0 | 0 | 0 | 0
2015-02-14 | 24 | 0 | 0 | 0 | 0 | 0 | 0
2015-02-15 | 01 | 0 | 0 | 0 | 0 | 0 | 0
2015-02-15 | 02 | 0 | 0 | 0 | 0 | 0 | 0
2015-02-15 | 03 | 0 | 0 | 0 | 0 | 0 | 0
2015-02-15 | 04 | 0 | 0 | 0 | 0 | 0 | 0
2015-02-15 | 05 | 0 | 0 | 0 | 0 | 0 | 0
2015-02-15 | 06 | 0 | 0 | 0 | 0 | 0 | 0
2015-02-15 | 07 | 0 | 0 | 0 | 0 | 0 | 0
2015-02-15 | 08 | 94.9203 | 50.5495 | 21.9359 | 2.0086 | 23.5373 | 192.9517
2015-02-15 | 09 | 1458.6025 | 776.7776 | 337.087 | 30.8686 | 361.6843 | 2965.0201
2015-02-15 | 10 | 4347.3327 | 2315.1671 | 1004.6805 | 92.004 | 1077.9921 | 8837.1763
2015-02-15 | 11 | 6995.5986 | 3725.4982 | 1616.7017 | 148.0496 | 1734.6732 | 14220.5213
2015-02-15 | 12 | 8131.474 | 4330.4074 | 1879.2055 | 172.0884 | 2016.3318 | 16529.5071
2015-02-15 | 13 | 9438.2045 | 5026.305 | 2181.1943 | 199.7432 | 2340.3568 | 19185.8039
2015-02-15 | 14 | 8884.5052 | 4731.4332 | 2053.2328 | 188.0251 | 2203.0581 | 18060.2543
2015-02-15 | 15 | 8957.2771 | 4770.1881 | 2070.0509 | 189.5653 | 2221.1027 | 18208.184
2015-02-15 | 16 | 8178.9337 | 4355.6822 | 1890.1731 | 173.0932 | 2028.1 | 16625.9821
2015-02-15 | 17 | 4761.8164 | 2535.9002 | 1100.4687 | 100.7751 | 1180.7699 | 9679.7303
2015-02-15 | 18 | 1354.1911 | 721.1731 | 312.9572 | 28.6594 | 335.7933 | 2752.7743
2015-02-15 | 19 | 98.0841 | 52.2342 | 22.6678 | 2.0757 | 24.3219 | 199.3837
2015-02-15 | 20 | 0 | 0 | 0 | 0 | 0 | 0
2015-02-15 | 21 | 0 | 0 | 0 | 0 | 0 | 0
2015-02-15 | 22 | 0 | 0 | 0 | 0 | 0 | 0
2015-02-15 | 23 | 0 | 0 | 0 | 0 | 0 | 0
2015-02-15 | 24 | 0 | 0 | 0 | 0 | 0 | 0
2015-02-16 | 01 | 0 | 0 | 0 | 0 | 0 | 0
2015-02-16 | 02 | 0 | 0 | 0 | 0 | 0 | 0
2015-02-16 | 03 | 0 | 0 | 0 | 0 | 0 | 0
2015-02-16 | 04 | 0 | 0 | 0 | 0 | 0 | 0
2015-02-16 | 05 | 0 | 0 | 0 | 0 | 0 | 0
2015-02-16 | 06 | 0 | 0 | 0 | 0 | 0 | 0
2015-02-16 | 07 | 0 | 0 | 0 | 0 | 0 | 0
2015-02-16 | 08 | 98.0841 | 52.2342 | 22.6678 | 2.0757 | 24.3219 | 199.3837
2015-02-16 | 09 | 1493.4067 | 795.3118 | 345.1306 | 31.6055 | 370.3144 | 3035.7691
2015-02-16 | 10 | 4473.8926 | 2382.5661 | 1033.9281 | 94.6823 | 1109.3749 | 9094.4441
2015-02-16 | 11 | 6502.0147 | 3462.6408 | 1502.6326 | 137.6039 | 1612.2808 | 13217.1727
2015-02-16 | 12 | 8251.7056 | 4394.4362 | 1906.9911 | 174.6333 | 2046.1446 | 16773.911
2015-02-16 | 13 | 7830.8936 | 4170.3337 | 1809.7401 | 165.7271 | 1941.7978 | 15918.4923
2015-02-16 | 14 | 7210.7506 | 3840.0773 | 1666.4233 | 152.603 | 1788.0234 | 14657.8777
2015-02-16 | 15 | 7454.3785 | 3969.8205 | 1722.7265 | 157.7591 | 1848.4346 | 15153.1192
2015-02-16 | 16 | 6457.7186 | 3439.0507 | 1492.396 | 136.6664 | 1601.2971 | 13127.1289
2015-02-16 | 17 | 3964.4892 | 2111.2844 | 916.2039 | 83.9018 | 983.0598 | 8058.9392
2015-02-16 | 18 | 1306.7313 | 695.8984 | 301.9889 | 27.6547 | 324.0251 | 2656.2984
2015-02-16 | 19 | 75.9356 | 40.4396 | 17.5491 | 1.6074 | 18.8292 | 154.3608
2015-02-16 | 20 | 0 | 0 | 0 | 0 | 0 | 0
2015-02-16 | 21 | 0 | 0 | 0 | 0 | 0 | 0
2015-02-16 | 22 | 0 | 0 | 0 | 0 | 0 | 0
2015-02-16 | 23 | 0 | 0 | 0 | 0 | 0 | 0
2015-02-16 | 24 | 0 | 0 | 0 | 0 | 0 | 0
2015-02-17 | 01 | 0 | 0 | 0 | 0 | 0 | 0
2015-02-17 | 02 | 0 | 0 | 0 | 0 | 0 | 0
2015-02-17 | 03 | 0 | 0 | 0 | 0 | 0 | 0
2015-02-17 | 04 | 0 | 0 | 0 | 0 | 0 | 0
2015-02-17 | 05 | 0 | 0 | 0 | 0 | 0 | 0
2015-02-17 | 06 | 0 | 0 | 0 | 0 | 0 | 0
2015-02-17 | 07 | 0 | 0 | 0 | 0 | 0 | 0
2015-02-17 | 08 | 142.3801 | 75.8242 | 32.9044 | 3.0132 | 35.3056 | 289.4276
2015-02-17 | 09 | 1737.0345 | 925.0558 | 401.4337 | 36.7617 | 430.7264 | 3531.0122
2015-02-17 | 10 | 4856.7359 | 2586.4497 | 1122.4046 | 102.7845 | 1204.3072 | 9872.682
2015-02-17 | 11 | 7596.7577 | 4045.6447 | 1755.6308 | 160.7724 | 1883.7402 | 15442.5459
2015-02-17 | 12 | 9390.7447 | 5001.0302 | 2170.226 | 198.7385 | 2328.5886 | 19089.3281
2015-02-17 | 13 | 10770.2472 | 5735.6835 | 2489.0329 | 227.9334 | 2670.6584 | 21893.5554
2015-02-17 | 14 | 11096.1397 | 5909.2365 | 2564.3472 | 234.8304 | 2751.4687 | 22556.0225
2015-02-17 | 15 | 10289.3197 | 5479.5658 | 2377.8894 | 217.7555 | 2551.405 | 20915.9355
2015-02-17 | 16 | 8378.2656 | 4461.8362 | 1936.2396 | 177.3117 | 2077.5275 | 17031.1806
2015-02-17 | 17 | 5024.4282 | 2675.7533 | 1161.1586 | 106.3333 | 1245.8892 | 10213.5626
2015-02-17 | 18 | 1540.8664 | 820.5866 | 356.0982 | 32.6094 | 382.0827 | 3132.2432
2015-02-17 | 19 | 104.4123 | 55.6044 | 24.1298 | 2.21 | 25.891 | 212.2475
2015-02-17 | 20 | 0 | 0 | 0 | 0 | 0 | 0
2015-02-17 | 21 | 0 | 0 | 0 | 0 | 0 | 0
2015-02-17 | 22 | 0 | 0 | 0 | 0 | 0 | 0
2015-02-17 | 23 | 0 | 0 | 0 | 0 | 0 | 0
2015-02-17 | 24 | 0 | 0 | 0 | 0 | 0 | 0
2015-02-18 | 01 | 0 | 0 | 0 | 0 | 0 | 0
2015-02-18 | 02 | 0 | 0 | 0 | 0 | 0 | 0
2015-02-18 | 03 | 0 | 0 | 0 | 0 | 0 | 0
2015-02-18 | 04 | 0 | 0 | 0 | 0 | 0 | 0
2015-02-18 | 05 | 0 | 0 | 0 | 0 | 0 | 0
2015-02-18 | 06 | 0 | 0 | 0 | 0 | 0 | 0
2015-02-18 | 07 | 0 | 0 | 0 | 0 | 0 | 0
2015-02-18 | 08 | 142.3801 | 75.8242 | 32.9044 | 3.0132 | 35.3056 | 289.4276
2015-02-18 | 09 | 1730.7062 | 921.6856 | 399.9709 | 36.6273 | 429.1574 | 3518.1474
2015-02-18 | 10 | 4844.0803 | 2579.7092 | 1119.4797 | 102.5168 | 1201.169 | 9846.955
2015-02-18 | 11 | 7425.9017 | 3954.6556 | 1716.1457 | 157.1565 | 1841.3737 | 15095.2333
2015-02-18 | 12 | 9292.6607 | 4948.796 | 2147.559 | 196.6628 | 2304.2667 | 18889.9452
2015-02-18 | 13 | 10624.7033 | 5658.1737 | 2455.3976 | 224.853 | 2634.5691 | 21597.6967
2015-02-18 | 14 | 10918.9555 | 5814.8772 | 2523.3992 | 231.081 | 2707.5331 | 22195.846
2015-02-18 | 15 | 10162.7598 | 5412.1668 | 2348.6409 | 215.0772 | 2520.0222 | 20658.6669
2015-02-18 | 16 | 8264.3613 | 4401.1767 | 1909.916 | 174.9011 | 2049.2837 | 16799.6388
2015-02-18 | 17 | 4992.7878 | 2658.9037 | 1153.847 | 105.6635 | 1238.0429 | 10149.2448
2015-02-18 | 18 | 1575.6705 | 839.1217 | 364.1417 | 33.3464 | 390.7135 | 3202.9938
2015-02-18 | 19 | 107.576 | 57.2891 | 24.8608 | 2.2763 | 26.6755 | 218.6778
2015-02-18 | 20 | 0 | 0 | 0 | 0 | 0 | 0
2015-02-18 | 21 | 0 | 0 | 0 | 0 | 0 | 0
2015-02-18 | 22 | 0 | 0 | 0 | 0 | 0 | 0
2015-02-18 | 23 | 0 | 0 | 0 | 0 | 0 | 0
2015-02-18 | 24 | 0 | 0 | 0 | 0 | 0 | 0
2015-02-19 | 01 | 0 | 0 | 0 | 0 | 0 | 0
2015-02-19 | 02 | 0 | 0 | 0 | 0 | 0 | 0
2015-02-19 | 03 | 0 | 0 | 0 | 0 | 0 | 0
2015-02-19 | 04 | 0 | 0 | 0 | 0 | 0 | 0
2015-02-19 | 05 | 0 | 0 | 0 | 0 | 0 | 0
2015-02-19 | 06 | 0 | 0 | 0 | 0 | 0 | 0
2015-02-19 | 07 | 0 | 0 | 0 | 0 | 0 | 0
2015-02-19 | 08 | 148.7075 | 79.1945 | 34.3672 | 3.1475 | 36.8747 | 302.2914
2015-02-19 | 09 | 1705.3949 | 908.2063 | 394.1212 | 36.0919 | 422.8801 | 3466.6944
2015-02-19 | 10 | 4673.2243 | 2488.7201 | 1079.9947 | 98.9009 | 1158.8024 | 9499.6425
2015-02-19 | 11 | 7261.374 | 3867.0367 | 1678.1227 | 153.674 | 1800.5762 | 14760.7838
2015-02-19 | 12 | 8931.9649 | 4756.7079 | 2064.2012 | 189.0298 | 2214.8263 | 18156.7301
2015-02-19 | 13 | 10102.6444 | 5380.1515 | 2334.7477 | 213.8047 | 2505.1157 | 20536.4641
2015-02-19 | 14 | 10450.6837 | 5565.4999 | 2415.1807 | 221.1709 | 2591.418 | 21243.9531
2015-02-19 | 15 | 9732.4567 | 5183.0085 | 2249.1969 | 205.9703 | 2413.3217 | 19783.954
2015-02-19 | 16 | 7849.8775 | 4180.4437 | 1814.1278 | 166.1291 | 1946.5051 | 15957.0832
2015-02-19 | 17 | 4546.6644 | 2421.3211 | 1050.7462 | 96.2225 | 1127.4196 | 9242.3738
2015-02-19 | 18 | 1195.9908 | 636.9237 | 276.397 | 25.3113 | 296.5659 | 2431.1887
2015-02-19 | 19 | 110.7397 | 58.9747 | 25.5927 | 2.3435 | 27.4601 | 225.1106
2015-02-19 | 20 | 0 | 0 | 0 | 0 | 0 | 0
2015-02-19 | 21 | 0 | 0 | 0 | 0 | 0 | 0
2015-02-19 | 22 | 0 | 0 | 0 | 0 | 0 | 0
2015-02-19 | 23 | 0 | 0 | 0 | 0 | 0 | 0
2015-02-19 | 24 | 0 | 0 | 0 | 0 | 0 | 0
2015-02-20 | 01 | 0 | 0 | 0 | 0 | 0 | 0
2015-02-20 | 02 | 0 | 0 | 0 | 0 | 0 | 0
2015-02-20 | 03 | 0 | 0 | 0 | 0 | 0 | 0
2015-02-20 | 04 | 0 | 0 | 0 | 0 | 0 | 0
2015-02-20 | 05 | 0 | 0 | 0 | 0 | 0 | 0
2015-02-20 | 06 | 0 | 0 | 0 | 0 | 0 | 0
2015-02-20 | 07 | 0 | 0 | 0 | 0 | 0 | 0
2015-02-20 | 08 | 44.2961 | 23.59 | 10.2365 | 0.93755 | 10.9837 | 90.0439
2015-02-20 | 09 | 673.9318 | 358.9015 | 155.7472 | 14.263 | 167.1125 | 1369.9561
2015-02-20 | 10 | 3069.078 | 1634.4335 | 709.2723 | 64.9519 | 761.028 | 6238.7637
2015-02-20 | 11 | 4970.6402 | 2647.1091 | 1148.7282 | 105.1951 | 1232.551 | 10104.2237
2015-02-20 | 12 | 6869.0387 | 3658.0991 | 1587.4532 | 145.3713 | 1703.2903 | 13963.2526
2015-02-20 | 13 | 8074.5214 | 4300.0777 | 1866.0432 | 170.8831 | 2002.209 | 16413.7346
2015-02-20 | 14 | 7834.0582 | 4172.0184 | 1810.472 | 165.7942 | 1942.5823 | 15924.9251
2015-02-20 | 15 | 7777.1056 | 4141.6887 | 1797.3097 | 164.5889 | 1928.4605 | 15809.1534
2015-02-20 | 16 | 5758.4754 | 3066.6699 | 1330.7991 | 121.8679 | 1427.9082 | 11705.7206
2015-02-20 | 17 | 3201.9653 | 1705.2029 | 739.9828 | 67.7637 | 793.9799 | 6508.8945
2015-02-20 | 18 | 746.7038 | 397.6564 | 172.5653 | 15.8024 | 185.1572 | 1517.8849
2015-02-20 | 19 | 69.6082 | 37.0694 | 16.0862 | 1.473 | 17.2601 | 141.4969
2015-02-20 | 20 | 0 | 0 | 0 | 0 | 0 | 0
2015-02-20 | 21 | 0 | 0 | 0 | 0 | 0 | 0
2015-02-20 | 22 | 0 | 0 | 0 | 0 | 0 | 0
2015-02-20 | 23 | 0 | 0 | 0 | 0 | 0 | 0
2015-02-20 | 24 | 0 | 0 | 0 | 0 | 0 | 0
2015-02-21 | 01 | 0 | 0 | 0 | 0 | 0 | 0
2015-02-21 | 02 | 0 | 0 | 0 | 0 | 0 | 0
2015-02-21 | 03 | 0 | 0 | 0 | 0 | 0 | 0
2015-02-21 | 04 | 0 | 0 | 0 | 0 | 0 | 0
2015-02-21 | 05 | 0 | 0 | 0 | 0 | 0 | 0
2015-02-21 | 06 | 0 | 0 | 0 | 0 | 0 | 0
2015-02-21 | 07 | 0 | 0 | 0 | 0 | 0 | 0
2015-02-21 | 08 | 101.2477 | 53.9198 | 23.3988 | 2.1428 | 25.1064 | 205.8156
2015-02-21 | 09 | 765.6876 | 407.7663 | 176.9521 | 16.2044 | 189.8645 | 1556.475
2015-02-21 | 10 | 2622.9538 | 1396.8509 | 606.1716 | 55.5101 | 650.4039 | 5331.8902
2015-02-21 | 11 | 4439.0885 | 2364.0319 | 1025.8854 | 93.9454 | 1100.7441 | 9023.6952
2015-02-21 | 12 | 5593.9477 | 2979.0502 | 1292.776 | 118.3863 | 1387.1108 | 11371.2711
2015-02-21 | 13 | 6568.4591 | 3498.0254 | 1517.9886 | 139.0099 | 1628.7564 | 13352.2394
2015-02-21 | 14 | 6112.843 | 3255.3878 | 1412.694 | 129.3674 | 1515.7795 | 12426.0718
2015-02-21 | 15 | 5859.7232 | 3120.5889 | 1354.1979 | 124.0108 | 1453.0138 | 11911.5345
2015-02-21 | 16 | 5581.2913 | 2972.3106 | 1289.8512 | 118.1185 | 1383.9725 | 11345.5441
2015-02-21 | 17 | 3189.3096 | 1698.4632 | 737.0579 | 67.4959 | 790.8417 | 6483.1685
2015-02-21 | 18 | 1189.6634 | 633.5534 | 274.9342 | 25.177 | 294.9968 | 2418.3248
2015-02-21 | 19 | 79.1001 | 42.1243 | 18.2801 | 1.6737 | 19.6137 | 160.7919
2015-02-21 | 20 | 0 | 0 | 0 | 0 | 0 | 0
2015-02-21 | 21 | 0 | 0 | 0 | 0 | 0 | 0
2015-02-21 | 22 | 0 | 0 | 0 | 0 | 0 | 0
2015-02-21 | 23 | 0 | 0 | 0 | 0 | 0 | 0
2015-02-21 | 24 | 0 | 0 | 0 | 0 | 0 | 0
2015-02-22 | 01 | 0 | 0 | 0 | 0 | 0 | 0
2015-02-22 | 02 | 0 | 0 | 0 | 0 | 0 | 0
2015-02-22 | 03 | 0 | 0 | 0 | 0 | 0 | 0
2015-02-22 | 04 | 0 | 0 | 0 | 0 | 0 | 0
2015-02-22 | 05 | 0 | 0 | 0 | 0 | 0 | 0
2015-02-22 | 06 | 0 | 0 | 0 | 0 | 0 | 0
2015-02-22 | 07 | 0 | 0 | 0 | 0 | 0 | 0
2015-02-22 | 08 | 113.9042 | 60.6594 | 26.3237 | 2.4106 | 28.2447 | 231.5426
2015-02-22 | 09 | 1509.2268 | 803.737 | 348.7865 | 31.9404 | 374.2371 | 3067.9279
2015-02-22 | 10 | 4122.6887 | 2195.533 | 952.7641 | 87.2491 | 1022.2882 | 8380.5231
2015-02-22 | 11 | 6286.8627 | 3348.0616 | 1452.9109 | 133.0505 | 1558.9306 | 12779.8163
2015-02-22 | 12 | 7995.4213 | 4257.9526 | 1847.7631 | 169.2095 | 1982.5953 | 16252.9418
2015-02-22 | 13 | 9817.8842 | 5228.503 | 2268.939 | 207.7782 | 2434.5046 | 19957.609
2015-02-22 | 14 | 10659.5074 | 5676.7088 | 2463.4403 | 225.59 | 2643.1991 | 21668.4457
2015-02-22 | 15 | 9944.4441 | 5295.9029 | 2298.1875 | 210.4566 | 2465.8874 | 20214.8785
2015-02-22 | 16 | 7274.0306 | 3873.7764 | 1681.0476 | 153.9418 | 1803.7144 | 14786.5107
2015-02-22 | 17 | 4274.5608 | 2276.4122 | 987.8623 | 90.4638 | 1059.9475 | 8689.2465
2015-02-22 | 18 | 1540.8664 | 820.5866 | 356.0982 | 32.6094 | 382.0827 | 3132.2432
2015-02-22 | 19 | 113.9042 | 60.6594 | 26.3237 | 2.4106 | 28.2447 | 231.5426
2015-02-22 | 20 | 0 | 0 | 0 | 0 | 0 | 0
2015-02-22 | 21 | 0 | 0 | 0 | 0 | 0 | 0
2015-02-22 | 22 | 0 | 0 | 0 | 0 | 0 | 0
2015-02-22 | 23 | 0 | 0 | 0 | 0 | 0 | 0
2015-02-22 | 24 | 0 | 0 | 0 | 0 | 0 | 0
2015-02-23 | 01 | 0 | 0 | 0 | 0 | 0 | 0
2015-02-23 | 02 | 0 | 0 | 0 | 0 | 0 | 0
2015-02-23 | 03 | 0 | 0 | 0 | 0 | 0 | 0
2015-02-23 | 04 | 0 | 0 | 0 | 0 | 0 | 0
2015-02-23 | 05 | 0 | 0 | 0 | 0 | 0 | 0
2015-02-23 | 06 | 0 | 0 | 0 | 0 | 0 | 0
2015-02-23 | 07 | 0 | 0 | 0 | 0 | 0 | 0
2015-02-23 | 08 | 164.5277 | 87.6188 | 38.023 | 3.4816 | 40.7974 | 334.4487
2015-02-23 | 09 | 1841.4468 | 980.6603 | 425.5636 | 38.9708 | 456.6166 | 3743.2581
2015-02-23 | 10 | 5014.9362 | 2670.6983 | 1158.9648 | 106.1327 | 1243.5355 | 10194.2676
2015-02-23 | 11 | 7596.7577 | 4045.6447 | 1755.6308 | 160.7724 | 1883.7402 | 15442.5459
2015-02-23 | 12 | 9365.4326 | 4987.5509 | 2164.3762 | 198.203 | 2322.3122 | 19037.875
2015-02-23 | 13 | 10650.0155 | 5671.6539 | 2461.2472 | 225.3894 | 2640.8454 | 21649.1515
2015-02-23 | 14 | 11092.9751 | 5907.5518 | 2563.6161 | 234.7632 | 2750.6842 | 22549.5905
2015-02-23 | 15 | 10245.0236 | 5455.9757 | 2367.652 | 216.818 | 2540.4205 | 20825.89
2015-02-23 | 16 | 8375.101 | 4460.1506 | 1935.5086 | 177.2446 | 2076.7429 | 17024.7477
2015-02-23 | 17 | 5138.3316 | 2736.4127 | 1187.4823 | 108.7439 | 1274.133 | 10445.1034
2015-02-23 | 18 | 1746.5265 | 930.1108 | 403.6268 | 36.9622 | 433.0801 | 3550.3063
2015-02-23 | 19 | 120.2317 | 64.0296 | 27.7857 | 2.5449 | 29.8138 | 244.4056
2015-02-23 | 20 | 0 | 0 | 0 | 0 | 0 | 0
2015-02-23 | 21 | 0 | 0 | 0 | 0 | 0 | 0
2015-02-23 | 22 | 0 | 0 | 0 | 0 | 0 | 0
2015-02-23 | 23 | 0 | 0 | 0 | 0 | 0 | 0
2015-02-23 | 24 | 0 | 0 | 0 | 0 | 0 | 0
2015-02-24 | 01 | 0 | 0 | 0 | 0 | 0 | 0
2015-02-24 | 02 | 0 | 0 | 0 | 0 | 0 | 0
2015-02-24 | 03 | 0 | 0 | 0 | 0 | 0 | 0
2015-02-24 | 04 | 0 | 0 | 0 | 0 | 0 | 0
2015-02-24 | 05 | 0 | 0 | 0 | 0 | 0 | 0
2015-02-24 | 06 | 0 | 0 | 0 | 0 | 0 | 0
2015-02-24 | 07 | 0 | 0 | 0 | 0 | 0 | 0
2015-02-24 | 08 | 234.1359 | 124.6891 | 54.1093 | 4.9555 | 58.0575 | 475.9473
2015-02-24 | 09 | 2040.7786 | 1086.8142 | 471.6293 | 43.1893 | 506.0441 | 4148.4556
2015-02-24 | 10 | 5201.6115 | 2770.1126 | 1202.1065 | 110.0826 | 1289.8248 | 10573.7382
2015-02-24 | 11 | 7701.17 | 4101.2491 | 1779.7606 | 162.9815 | 1909.6304 | 15654.7917
2015-02-24 | 12 | 9526.7966 | 5073.4851 | 2201.6683 | 201.6183 | 2362.3242 | 19365.8925
2015-02-24 | 13 | 10947.4313 | 5830.042 | 2529.9808 | 231.6837 | 2714.594 | 22253.7318
2015-02-24 | 14 | 11323.9473 | 6030.5553 | 2616.9945 | 239.6515 | 2807.9571 | 23019.1058
2015-02-24 | 15 | 10586.7355 | 5637.9539 | 2446.623 | 224.0498 | 2625.1536 | 21520.5159
2015-02-24 | 16 | 8637.7136 | 4600.0045 | 1996.1987 | 182.8019 | 2141.8623 | 17558.5809
2015-02-24 | 17 | 5343.9916 | 2845.9369 | 1235.0109 | 113.0959 | 1325.1296 | 10863.1649
2015-02-24 | 18 | 1892.0702 | 1007.6197 | 437.2629 | 40.0427 | 469.1694 | 3846.165
2015-02-24 | 19 | 158.2003 | 84.2494 | 36.5602 | 3.3481 | 39.2283 | 321.5865
2015-02-24 | 20 | 3.1637 | 1.6847 | 0.731 | 0.06715 | 0.78455 | 6.4311
2015-02-24 | 21 | 0 | 0 | 0 | 0 | 0 | 0
2015-02-24 | 22 | 0 | 0 | 0 | 0 | 0 | 0
2015-02-24 | 23 | 0 | 0 | 0 | 0 | 0 | 0
2015-02-24 | 24 | 0 | 0 | 0 | 0 | 0 | 0
2015-02-25 | 01 | 0 | 0 | 0 | 0 | 0 | 0
2015-02-25 | 02 | 0 | 0 | 0 | 0 | 0 | 0
2015-02-25 | 03 | 0 | 0 | 0 | 0 | 0 | 0
2015-02-25 | 04 | 0 | 0 | 0 | 0 | 0 | 0
2015-02-25 | 05 | 0 | 0 | 0 | 0 | 0 | 0
2015-02-25 | 06 | 0 | 0 | 0 | 0 | 0 | 0
2015-02-25 | 07 | 0 | 0 | 0 | 0 | 0 | 0
2015-02-25 | 08 | 230.9722 | 123.0035 | 53.3783 | 4.8883 | 57.273 | 469.5153
2015-02-25 | 09 | 1752.8547 | 933.481 | 405.0896 | 37.0957 | 434.6492 | 3563.1702
2015-02-25 | 10 | 4682.7163 | 2493.7751 | 1082.1886 | 99.1015 | 1161.1561 | 9518.9375
2015-02-25 | 11 | 7261.374 | 3867.0367 | 1678.1227 | 153.674 | 1800.5762 | 14760.7838
2015-02-25 | 12 | 9096.4926 | 4844.3268 | 2102.2234 | 192.5114 | 2255.6238 | 18491.178
2015-02-25 | 13 | 9482.5005 | 5049.8951 | 2191.4309 | 200.6807 | 2351.3405 | 19275.8478
2015-02-25 | 14 | 9716.6364 | 5174.5841 | 2245.5402 | 205.6354 | 2409.3989 | 19751.7951
2015-02-25 | 15 | 9422.3843 | 5017.8807 | 2177.5385 | 199.4083 | 2336.4341 | 19153.6459
2015-02-25 | 16 | 7679.0215 | 4089.4545 | 1774.6427 | 162.5132 | 1904.1385 | 15609.7706
2015-02-25 | 17 | 4901.032 | 2610.0389 | 1132.642 | 103.7221 | 1215.2909 | 9962.7259
2015-02-25 | 18 | 1642.115 | 874.5063 | 379.4969 | 34.7522 | 407.1891 | 3338.0596
2015-02-25 | 19 | 145.5438 | 77.5089 | 33.6353 | 3.0804 | 36.0902 | 295.8587
2015-02-25 | 20 | 0 | 0 | 0 | 0 | 0 | 0
2015-02-25 | 21 | 0 | 0 | 0 | 0 | 0 | 0
2015-02-25 | 22 | 0 | 0 | 0 | 0 | 0 | 0
2015-02-25 | 23 | 0 | 0 | 0 | 0 | 0 | 0
2015-02-25 | 24 | 0 | 0 | 0 | 0 | 0 | 0
2015-02-26 | 01 | 0 | 0 | 0 | 0 | 0 | 0
2015-02-26 | 02 | 0 | 0 | 0 | 0 | 0 | 0
2015-02-26 | 03 | 0 | 0 | 0 | 0 | 0 | 0
2015-02-26 | 04 | 0 | 0 | 0 | 0 | 0 | 0
2015-02-26 | 05 | 0 | 0 | 0 | 0 | 0 | 0
2015-02-26 | 06 | 0 | 0 | 0 | 0 | 0 | 0
2015-02-26 | 07 | 0 | 0 | 0 | 0 | 0 | 0
2015-02-26 | 08 | 101.2477 | 53.9198 | 23.3988 | 2.1428 | 25.1064 | 205.8156
2015-02-26 | 09 | 601.1599 | 320.1465 | 138.9299 | 12.7228 | 149.067 | 1222.0263
2015-02-26 | 10 | 1145.3673 | 609.9642 | 264.6977 | 24.2394 | 284.0122 | 2328.2809
2015-02-26 | 11 | 1727.5425 | 920.0009 | 399.2399 | 36.5602 | 428.3728 | 3511.7164
2015-02-26 | 12 | 2388.8179 | 1272.1627 | 552.0622 | 50.5554 | 592.3463 | 4855.9446
2015-02-26 | 13 | 2762.1702 | 1470.9905 | 638.3449 | 58.4562 | 684.9249 | 5614.8866
2015-02-26 | 14 | 2860.2534 | 1523.2246 | 661.0118 | 60.5319 | 709.2468 | 5814.2686
2015-02-26 | 15 | 3062.7497 | 1631.0641 | 707.8094 | 64.8176 | 759.4588 | 6225.8998
2015-02-26 | 16 | 2417.2937 | 1287.3275 | 558.6429 | 51.1581 | 599.4072 | 4913.8296
2015-02-26 | 17 | 1265.599 | 673.993 | 292.4833 | 26.7843 | 313.8259 | 2572.6856
2015-02-26 | 18 | 537.88 | 286.4475 | 124.3057 | 11.3832 | 133.376 | 1093.3924
2015-02-26 | 19 | 50.6243 | 26.9594 | 11.6994 | 1.071 | 12.5528 | 102.907
2015-02-26 | 20 | 0 | 0 | 0 | 0 | 0 | 0
2015-02-26 | 21 | 0 | 0 | 0 | 0 | 0 | 0
2015-02-26 | 22 | 0 | 0 | 0 | 0 | 0 | 0
2015-02-26 | 23 | 0 | 0 | 0 | 0 | 0 | 0
2015-02-26 | 24 | 0 | 0 | 0 | 0 | 0 | 0
2015-02-27 | 01 | 0 | 0 | 0 | 0 | 0 | 0
2015-02-27 | 02 | 0 | 0 | 0 | 0 | 0 | 0
2015-02-27 | 03 | 0 | 0 | 0 | 0 | 0 | 0
2015-02-27 | 04 | 0 | 0 | 0 | 0 | 0 | 0
2015-02-27 | 05 | 0 | 0 | 0 | 0 | 0 | 0
2015-02-27 | 06 | 0 | 0 | 0 | 0 | 0 | 0
2015-02-27 | 07 | 0 | 0 | 0 | 0 | 0 | 0
2015-02-27 | 08 | 66.4436 | 35.3847 | 15.3552 | 1.4059 | 16.4755 | 135.065
2015-02-27 | 09 | 493.584 | 262.8574 | 114.0683 | 10.4456 | 122.3924 | 1003.3477
2015-02-27 | 10 | 1759.1829 | 936.8504 | 406.5516 | 37.23 | 436.2183 | 3576.0333
2015-02-27 | 11 | 3239.9331 | 1725.4226 | 748.7573 | 68.5678 | 803.3945 | 6586.0754
2015-02-27 | 12 | 4135.3443 | 2202.2735 | 955.689 | 87.5177 | 1025.4264 | 8406.2509
2015-02-27 | 13 | 5641.4075 | 3004.325 | 1303.7444 | 119.3902 | 1398.879 | 11467.7461
2015-02-27 | 14 | 5334.4997 | 2840.8819 | 1232.8171 | 112.8953 | 1322.7759 | 10843.8699
2015-02-27 | 15 | 5834.411 | 3107.1095 | 1348.3482 | 123.4752 | 1446.7374 | 11860.0814
2015-02-27 | 16 | 4410.6126 | 2348.867 | 1019.3047 | 93.3427 | 1093.6831 | 8965.8102
2015-02-27 | 17 | 3977.1449 | 2118.024 | 919.1288 | 84.1696 | 986.198 | 8084.6653
2015-02-27 | 18 | 1866.7589 | 994.1404 | 431.4133 | 39.5063 | 462.893 | 3794.7119
2015-02-27 | 19 | 164.5277 | 87.6188 | 38.023 | 3.4816 | 40.7974 | 334.4487
2015-02-27 | 20 | 3.1637 | 1.6847 | 0.731 | 0.06715 | 0.78455 | 6.4311
2015-02-27 | 21 | 0 | 0 | 0 | 0 | 0 | 0
2015-02-27 | 22 | 0 | 0 | 0 | 0 | 0 | 0
2015-02-27 | 23 | 0 | 0 | 0 | 0 | 0 | 0
2015-02-27 | 24 | 0 | 0 | 0 | 0 | 0 | 0
2015-02-28 | 01 | 0 | 0 | 0 | 0 | 0 | 0
2015-02-28 | 02 | 0 | 0 | 0 | 0 | 0 | 0
2015-02-28 | 03 | 0 | 0 | 0 | 0 | 0 | 0
2015-02-28 | 04 | 0 | 0 | 0 | 0 | 0 | 0
2015-02-28 | 05 | 0 | 0 | 0 | 0 | 0 | 0
2015-02-28 | 06 | 0 | 0 | 0 | 0 | 0 | 0
2015-02-28 | 07 | 0 | 0 | 0 | 0 | 0 | 0
2015-02-28 | 08 | 268.94 | 143.2233 | 62.1528 | 5.6916 | 66.6876 | 546.6954
2015-02-28 | 09 | 1278.2546 | 680.7336 | 295.4081 | 27.0521 | 316.9642 | 2598.4126
2015-02-28 | 10 | 2853.926 | 1519.8553 | 659.5498 | 60.3984 | 707.6777 | 5801.4072
2015-02-28 | 11 | 3705.0412 | 1973.1152 | 856.245 | 78.4108 | 918.7251 | 7531.5372
2015-02-28 | 12 | 3777.8131 | 2011.8701 | 873.063 | 79.951 | 936.7706 | 7679.4678
2015-02-28 | 13 | 3904.373 | 2079.2692 | 902.3107 | 82.6294 | 968.1534 | 7936.7356
2015-02-28 | 14 | 3610.1208 | 1922.5657 | 834.309 | 76.4023 | 895.1885 | 7338.5863
2015-02-28 | 15 | 2866.5817 | 1526.5949 | 662.4747 | 60.6662 | 710.8159 | 5827.1334
2015-02-28 | 16 | 1885.7429 | 1004.2504 | 435.8001 | 39.9083 | 467.6003 | 3833.302
2015-02-28 | 17 | 901.7395 | 480.2203 | 208.3945 | 19.0833 | 223.601 | 1833.0386
2015-02-28 | 18 | 335.3836 | 178.608 | 77.5081 | 7.0975 | 83.164 | 681.7612
2015-02-28 | 19 | 44.2961 | 23.59 | 10.2365 | 0.93755 | 10.9837 | 90.0439
2015-02-28 | 20 | 0 | 0 | 0 | 0 | 0 | 0
2015-02-28 | 21 | 0 | 0 | 0 | 0 | 0 | 0
2015-02-28 | 22 | 0 | 0 | 0 | 0 | 0 | 0
2015-02-28 | 23 | 0 | 0 | 0 | 0 | 0 | 0
2015-02-28 | 24 | 0 | 0 | 0 | 0 | 0 | 0
2015-03-01 | 01 | 0 | 0 | 0 | 0 | 0 | 0
2015-03-01 | 02 | 0 | 0 | 0 | 0 | 0 | 0
2015-03-01 | 03 | 0 | 0 | 0 | 0 | 0 | 0
2015-03-01 | 04 | 0 | 0 | 0 | 0 | 0 | 0
2015-03-01 | 05 | 0 | 0 | 0 | 0 | 0 | 0
2015-03-01 | 06 | 0 | 0 | 0 | 0 | 0 | 0
2015-03-01 | 07 | 0 | 0 | 0 | 0 | 0 | 0
2015-03-01 | 08 | 180.1031 | 90.7792 | 48.5622 | 3.3524 | 44.2459 | 367.0428
2015-03-01 | 09 | 1417.4796 | 714.4675 | 382.2008 | 26.3857 | 348.2339 | 2888.7675
2015-03-01 | 10 | 3341.9169 | 1684.462 | 901.0944 | 62.2089 | 821.0125 | 6810.6947
2015-03-01 | 11 | 5369.7458 | 2706.5709 | 1447.8662 | 99.9566 | 1319.1915 | 10943.3309
2015-03-01 | 12 | 6110.1706 | 3079.7752 | 1647.51 | 113.7394 | 1501.0923 | 12452.2875
2015-03-01 | 13 | 5726.6174 | 2886.4487 | 1544.0904 | 106.5994 | 1406.8647 | 11670.6207
2015-03-01 | 14 | 6330.2968 | 3190.7274 | 1706.8637 | 117.8372 | 1555.171 | 12900.8962
2015-03-01 | 15 | 7114.0801 | 3585.7862 | 1918.1975 | 132.4274 | 1747.7241 | 14498.2154
2015-03-01 | 16 | 5663.2474 | 2854.5074 | 1527.0046 | 105.4204 | 1391.297 | 11541.4768
2015-03-01 | 17 | 2531.4522 | 1275.9545 | 682.5653 | 47.1223 | 621.905 | 5158.9994
2015-03-01 | 18 | 750.4302 | 378.2475 | 202.3416 | 13.9689 | 184.359 | 1529.3472
2015-03-01 | 19 | 73.3754 | 36.9843 | 19.7846 | 1.3659 | 18.026 | 149.5362
2015-03-01 | 20 | 0 | 0 | 0 | 0 | 0 | 0
2015-03-01 | 21 | 0 | 0 | 0 | 0 | 0 | 0
2015-03-01 | 22 | 0 | 0 | 0 | 0 | 0 | 0
2015-03-01 | 23 | 0 | 0 | 0 | 0 | 0 | 0
2015-03-01 | 24 | 0 | 0 | 0 | 0 | 0 | 0
2015-03-02 | 01 | 0 | 0 | 0 | 0 | 0 | 0
2015-03-02 | 02 | 0 | 0 | 0 | 0 | 0 | 0
2015-03-02 | 03 | 0 | 0 | 0 | 0 | 0 | 0
2015-03-02 | 04 | 0 | 0 | 0 | 0 | 0 | 0
2015-03-02 | 05 | 0 | 0 | 0 | 0 | 0 | 0
2015-03-02 | 06 | 0 | 0 | 0 | 0 | 0 | 0
2015-03-02 | 07 | 0 | 0 | 0 | 0 | 0 | 0
2015-03-02 | 08 | 113.3985 | 57.1574 | 30.5762 | 2.1105 | 27.8587 | 231.1014
2015-03-02 | 09 | 416.9054 | 210.1378 | 112.4116 | 7.7605 | 102.4216 | 849.637
2015-03-02 | 10 | 1284.0695 | 647.2231 | 346.2288 | 23.9028 | 315.4588 | 2616.8831
2015-03-02 | 11 | 1414.1442 | 712.7862 | 381.3015 | 26.3237 | 347.4146 | 2881.9701
2015-03-02 | 12 | 2824.9537 | 1423.8919 | 761.7037 | 52.5861 | 694.0097 | 5757.1452
2015-03-02 | 13 | 2971.7045 | 1497.8598 | 801.2729 | 55.318 | 730.0625 | 6056.2177
2015-03-02 | 14 | 2127.8866 | 1072.5419 | 573.7509 | 39.61 | 522.7602 | 4336.5495
2015-03-02 | 15 | 1380.7919 | 695.9757 | 372.3085 | 25.7032 | 339.2206 | 2813.9998
2015-03-02 | 16 | 1527.5426 | 769.9436 | 411.8777 | 28.4351 | 375.2733 | 3113.0723
2015-03-02 | 17 | 640.3671 | 322.7713 | 172.6647 | 11.9204 | 157.3197 | 1305.0432
2015-03-02 | 18 | 206.7854 | 104.2278 | 55.7566 | 3.8497 | 50.8011 | 421.4206
2015-03-02 | 19 | 6.6708 | 3.3626 | 1.7986 | 0.1241 | 1.6388 | 13.5949
2015-03-02 | 20 | 0 | 0 | 0 | 0 | 0 | 0
2015-03-02 | 21 | 0 | 0 | 0 | 0 | 0 | 0
2015-03-02 | 22 | 0 | 0 | 0 | 0 | 0 | 0
2015-03-02 | 23 | 10.0053 | 5.0431 | 2.6979 | 0.18615 | 2.4582 | 20.3907
2015-03-02 | 24 | 0 | 0 | 0 | 0 | 0 | 0
2015-03-03 | 01 | 0 | 0 | 0 | 0 | 0 | 0
2015-03-03 | 02 | 0 | 0 | 0 | 0 | 0 | 0
2015-03-03 | 03 | 0 | 0 | 0 | 0 | 0 | 0
2015-03-03 | 04 | 0 | 0 | 0 | 0 | 0 | 0
2015-03-03 | 05 | 0 | 0 | 0 | 0 | 0 | 0
2015-03-03 | 06 | 0 | 0 | 0 | 0 | 0 | 0
2015-03-03 | 07 | 0 | 0 | 0 | 0 | 0 | 0
2015-03-03 | 08 | 33.3523 | 16.8113 | 8.993 | 0.6205 | 8.194 | 67.9711
2015-03-03 | 09 | 163.427 | 82.3735 | 44.0657 | 3.0421 | 40.1489 | 333.0572
2015-03-03 | 10 | 123.4039 | 62.2005 | 33.2741 | 2.2975 | 30.317 | 251.4929
2015-03-03 | 11 | 383.5531 | 193.3265 | 103.4186 | 7.14 | 94.2276 | 781.6659
2015-03-03 | 12 | 767.1063 | 386.6531 | 206.8381 | 14.2791 | 188.456 | 1563.3327
2015-03-03 | 13 | 2037.835 | 1027.1519 | 549.4697 | 37.9338 | 500.6372 | 4153.0277
2015-03-03 | 14 | 2244.6205 | 1131.3806 | 605.2263 | 41.7834 | 551.4384 | 4574.4493
2015-03-03 | 15 | 2458.0768 | 1238.9711 | 662.7807 | 45.7564 | 603.8782 | 5009.4631
2015-03-03 | 16 | 1971.1304 | 993.5301 | 531.4837 | 36.6919 | 484.2501 | 4017.0864
2015-03-03 | 17 | 1344.1041 | 677.4832 | 362.4162 | 25.0206 | 330.208 | 2739.2321
2015-03-03 | 18 | 607.0147 | 305.96 | 163.6718 | 11.299 | 149.1257 | 1237.0713
2015-03-03 | 19 | 66.7046 | 33.6217 | 17.986 | 1.2419 | 16.3871 | 135.9413
2015-03-03 | 20 | 3.3354 | 1.6813 | 0.8993 | 0.06205 | 0.8194 | 6.7974
2015-03-03 | 21 | 0 | 0 | 0 | 0 | 0 | 0
2015-03-03 | 22 | 0 | 0 | 0 | 0 | 0 | 0
2015-03-03 | 23 | 0 | 0 | 0 | 0 | 0 | 0
2015-03-03 | 24 | 0 | 0 | 0 | 0 | 0 | 0
2015-03-04 | 01 | 0 | 0 | 0 | 0 | 0 | 0
2015-03-04 | 02 | 0 | 0 | 0 | 0 | 0 | 0
2015-03-04 | 03 | 0 | 0 | 0 | 0 | 0 | 0
2015-03-04 | 04 | 0 | 0 | 0 | 0 | 0 | 0
2015-03-04 | 05 | 0 | 0 | 0 | 0 | 0 | 0
2015-03-04 | 06 | 0 | 0 | 0 | 0 | 0 | 0
2015-03-04 | 07 | 0 | 0 | 0 | 0 | 0 | 0
2015-03-04 | 08 | 176.7677 | 89.0987 | 47.6629 | 3.2904 | 43.4265 | 360.2461
2015-03-04 | 09 | 1103.9664 | 556.444 | 297.6666 | 20.5504 | 271.2129 | 2249.8403
2015-03-04 | 10 | 2811.6121 | 1417.1676 | 758.1065 | 52.3379 | 690.7321 | 5729.9563
2015-03-04 | 11 | 4689.3557 | 2363.6265 | 1264.4099 | 87.2916 | 1152.0398 | 9556.7234
2015-03-04 | 12 | 5526.5028 | 2785.5826 | 1490.1333 | 102.8746 | 1357.7024 | 11262.7958
2015-03-04 | 13 | 6133.5176 | 3091.5426 | 1653.805 | 114.1737 | 1506.8282 | 12499.8671
2015-03-04 | 14 | 6550.423 | 3301.6805 | 1766.2167 | 121.9351 | 1609.2497 | 13349.505
2015-03-04 | 15 | 6630.4692 | 3342.0266 | 1787.7999 | 123.4251 | 1628.9153 | 13512.6362
2015-03-04 | 16 | 6350.3084 | 3200.8144 | 1712.2587 | 118.2095 | 1560.0874 | 12941.6784
2015-03-04 | 17 | 4565.9518 | 2301.426 | 1231.1357 | 84.994 | 1121.7229 | 9305.2305
2015-03-04 | 18 | 1937.7781 | 976.7188 | 522.4908 | 36.0714 | 476.0561 | 3949.1153
2015-03-04 | 19 | 240.1377 | 121.0391 | 64.7496 | 4.4702 | 58.9951 | 489.3918
2015-03-04 | 20 | 6.6708 | 3.3626 | 1.7986 | 0.1241 | 1.6388 | 13.5949
2015-03-04 | 21 | 0 | 0 | 0 | 0 | 0 | 0
2015-03-04 | 22 | 0 | 0 | 0 | 0 | 0 | 0
2015-03-04 | 23 | 0 | 0 | 0 | 0 | 0 | 0
2015-03-04 | 24 | 0 | 0 | 0 | 0 | 0 | 0
2015-03-05 | 01 | 0 | 0 | 0 | 0 | 0 | 0
2015-03-05 | 02 | 0 | 0 | 0 | 0 | 0 | 0
2015-03-05 | 03 | 0 | 0 | 0 | 0 | 0 | 0
2015-03-05 | 04 | 0 | 0 | 0 | 0 | 0 | 0
2015-03-05 | 05 | 0 | 0 | 0 | 0 | 0 | 0
2015-03-05 | 06 | 0 | 0 | 0 | 0 | 0 | 0
2015-03-05 | 07 | 3.3354 | 1.6813 | 0.8993 | 0.06205 | 0.8194 | 6.7974
2015-03-05 | 08 | 373.5478 | 188.2835 | 100.7207 | 6.9538 | 91.7703 | 761.2762
2015-03-05 | 09 | 1857.7319 | 936.3727 | 500.9075 | 34.5814 | 456.3914 | 3785.985
2015-03-05 | 10 | 4025.6417 | 2029.0877 | 1085.45 | 74.9368 | 988.9843 | 8204.1005
2015-03-05 | 11 | 6113.506 | 3081.4565 | 1648.4092 | 113.8014 | 1501.9117 | 12459.0849
2015-03-05 | 12 | 7744.441 | 3903.5145 | 2088.1644 | 144.1608 | 1902.5856 | 15782.8663
2015-03-05 | 13 | 8918.4482 | 4495.2615 | 2404.7171 | 166.0152 | 2191.0059 | 18175.448
2015-03-05 | 14 | 9108.5567 | 4591.0837 | 2455.9764 | 169.5537 | 2237.71 | 18562.8805
2015-03-05 | 15 | 8731.6743 | 4401.1198 | 2354.3564 | 162.5378 | 2145.1203 | 17794.8087
2015-03-05 | 16 | 7437.5986 | 3748.8528 | 2005.4297 | 138.4497 | 1827.2033 | 15157.534
2015-03-05 | 17 | 4912.8173 | 2476.2599 | 1324.6629 | 91.4506 | 1206.938 | 10012.1287
2015-03-05 | 18 | 2117.8812 | 1067.4988 | 571.053 | 39.4239 | 520.302 | 4316.1589
2015-03-05 | 19 | 263.4847 | 132.8065 | 71.0447 | 4.9045 | 64.7309 | 536.9714
2015-03-05 | 20 | 6.6708 | 3.3626 | 1.7986 | 0.1241 | 1.6388 | 13.5949
2015-03-05 | 21 | 0 | 0 | 0 | 0 | 0 | 0
2015-03-05 | 22 | 0 | 0 | 0 | 0 | 0 | 0
2015-03-05 | 23 | 0 | 0 | 0 | 0 | 0 | 0
2015-03-05 | 24 | 0 | 0 | 0 | 0 | 0 | 0
2015-03-06 | 01 | 0 | 0 | 0 | 0 | 0 | 0
2015-03-06 | 02 | 0 | 0 | 0 | 0 | 0 | 0
2015-03-06 | 03 | 0 | 0 | 0 | 0 | 0 | 0
2015-03-06 | 04 | 0 | 0 | 0 | 0 | 0 | 0
2015-03-06 | 05 | 0 | 0 | 0 | 0 | 0 | 0
2015-03-06 | 06 | 0 | 0 | 0 | 0 | 0 | 0
2015-03-06 | 07 | 0 | 0 | 0 | 0 | 0 | 0
2015-03-06 | 08 | 423.5762 | 213.4996 | 114.2103 | 7.8846 | 104.0604 | 863.2311
2015-03-06 | 09 | 2307.9905 | 1163.3211 | 622.313 | 42.9624 | 567.0069 | 4703.594
2015-03-06 | 10 | 5126.2735 | 2583.8504 | 1382.2173 | 95.4244 | 1259.3779 | 10447.1434
2015-03-06 | 11 | 7454.2748 | 3757.2584 | 2009.9262 | 138.76 | 1831.3003 | 15191.5196
2015-03-06 | 12 | 9061.8636 | 4567.549 | 2443.3862 | 168.685 | 2226.2384 | 18467.7222
2015-03-06 | 13 | 10032.4199 | 5056.7486 | 2705.0817 | 186.7509 | 2464.6762 | 20445.6773
2015-03-06 | 14 | 10372.6154 | 5228.2208 | 2796.8094 | 193.0843 | 2548.2524 | 21138.9823
2015-03-06 | 15 | 9972.3861 | 5026.4886 | 2688.8943 | 185.6341 | 2449.9278 | 20323.3308
2015-03-06 | 16 | 8651.6281 | 4360.7728 | 2332.7731 | 161.0478 | 2125.4556 | 17631.6775
2015-03-06 | 17 | 5823.3398 | 2935.2004 | 1570.1701 | 108.4005 | 1430.6265 | 11867.7374
2015-03-06 | 18 | 2418.0536 | 1218.7971 | 651.9891 | 45.0117 | 594.0463 | 4927.8979
2015-03-06 | 19 | 286.8308 | 144.5748 | 77.3398 | 5.3397 | 70.4658 | 584.5509
2015-03-06 | 20 | 6.6708 | 3.3626 | 1.7986 | 0.1241 | 1.6388 | 13.5949
2015-03-06 | 21 | 0 | 0 | 0 | 0 | 0 | 0
2015-03-06 | 22 | 0 | 0 | 0 | 0 | 0 | 0
2015-03-06 | 23 | 0 | 0 | 0 | 0 | 0 | 0
2015-03-06 | 24 | 0 | 0 | 0 | 0 | 0 | 0
2015-03-07 | 01 | 0 | 0 | 0 | 0 | 0 | 0
2015-03-07 | 02 | 0 | 0 | 0 | 0 | 0 | 0
2015-03-07 | 03 | 0 | 0 | 0 | 0 | 0 | 0
2015-03-07 | 04 | 0 | 0 | 0 | 0 | 0 | 0
2015-03-07 | 05 | 0 | 0 | 0 | 0 | 0 | 0
2015-03-07 | 06 | 0 | 0 | 0 | 0 | 0 | 0
2015-03-07 | 07 | 3.3354 | 1.6813 | 0.8993 | 0.06205 | 0.8194 | 6.7974
2015-03-07 | 08 | 496.9516 | 250.4839 | 133.9948 | 9.2505 | 122.0863 | 1012.7674
2015-03-07 | 09 | 2631.5091 | 1326.3876 | 709.5443 | 48.9846 | 646.4862 | 5362.9118
2015-03-07 | 10 | 5866.6974 | 2957.0548 | 1581.861 | 109.2072 | 1441.2787 | 11956.0992
2015-03-07 | 11 | 8388.1443 | 4227.9663 | 2261.7285 | 156.1433 | 2060.7247 | 17094.707
2015-03-07 | 12 | 10189.1769 | 5135.7603 | 2747.3488 | 189.669 | 2503.1871 | 20765.1421
2015-03-07 | 13 | 11536.6165 | 5814.9248 | 3110.6642 | 214.7516 | 2834.2137 | 23511.1708
2015-03-07 | 14 | 11766.7481 | 5930.9209 | 3172.7151 | 219.0357 | 2890.7505 | 23980.1702
2015-03-07 | 15 | 10996.3063 | 5542.5865 | 2964.9785 | 204.6936 | 2701.4751 | 22410.04
2015-03-07 | 16 | 9111.892 | 4592.765 | 2456.8757 | 169.6158 | 2238.5294 | 18569.678
2015-03-07 | 17 | 5866.6974 | 2957.0548 | 1581.861 | 109.2072 | 1441.2787 | 11956.0992
2015-03-07 | 18 | 2368.0244 | 1193.5811 | 638.4996 | 44.0802 | 581.7553 | 4825.9405
2015-03-07 | 19 | 286.8308 | 144.5748 | 77.3398 | 5.3397 | 70.4658 | 584.5509
2015-03-07 | 20 | 6.6708 | 3.3626 | 1.7986 | 0.1241 | 1.6388 | 13.5949
2015-03-07 | 21 | 0 | 0 | 0 | 0 | 0 | 0
2015-03-07 | 22 | 0 | 0 | 0 | 0 | 0 | 0
2015-03-07 | 23 | 0 | 0 | 0 | 0 | 0 | 0
2015-03-07 | 24 | 0 | 0 | 0 | 0 | 0 | 0
2015-03-08 | 01 | 0 | 0 | 0 | 0 | 0 | 0
2015-03-08 | 02 | 0 | 0 | 0 | 0 | 0 | 0
2015-03-08 | 03 | 0 | 0 | 0 | 0 | 0 | 0
2015-03-08 | 04 | 0 | 0 | 0 | 0 | 0 | 0
2015-03-08 | 05 | 0 | 0 | 0 | 0 | 0 | 0
2015-03-08 | 06 | 0 | 0 | 0 | 0 | 0 | 0
2015-03-08 | 07 | 3.3354 | 1.6813 | 0.8993 | 0.06205 | 0.8194 | 6.7974
2015-03-08 | 08 | 570.327 | 287.4683 | 153.7794 | 10.6165 | 140.1131 | 1162.3044
2015-03-08 | 09 | 2841.6299 | 1432.2967 | 766.2002 | 52.8963 | 698.1067 | 5791.1299
2015-03-08 | 10 | 6183.546 | 3116.7596 | 1667.2945 | 115.1053 | 1519.1191 | 12601.8246
2015-03-08 | 11 | 8768.362 | 4419.6115 | 2364.2486 | 163.2212 | 2154.1337 | 17869.5772
2015-03-08 | 12 | 10549.3831 | 5317.3195 | 2844.4723 | 196.3747 | 2591.6789 | 21499.2285
2015-03-08 | 13 | 11860.135 | 5977.9913 | 3197.8955 | 220.7739 | 2913.6929 | 24170.4886
2015-03-08 | 14 | 12153.6366 | 6125.9279 | 3277.0339 | 226.2377 | 2985.7984 | 24768.6345
2015-03-08 | 15 | 11396.5356 | 5744.3187 | 3072.8936 | 212.1438 | 2799.8005 | 23225.6924
2015-03-08 | 16 | 9515.4568 | 4796.1785 | 2565.691 | 177.1281 | 2337.6734 | 19392.1278
2015-03-08 | 17 | 6153.5291 | 3101.6296 | 1659.2008 | 114.5468 | 1511.7445 | 12540.6509
2015-03-08 | 18 | 2534.7867 | 1277.6359 | 683.4646 | 47.1844 | 622.7244 | 5165.7959
2015-03-08 | 19 | 310.1778 | 156.3422 | 83.6349 | 5.774 | 76.2017 | 632.1305
2015-03-08 | 20 | 13.3407 | 6.7243 | 3.5972 | 0.2482 | 3.2776 | 27.1881
2015-03-08 | 21 | 0 | 0 | 0 | 0 | 0 | 0
2015-03-08 | 22 | 0 | 0 | 0 | 0 | 0 | 0
2015-03-08 | 23 | 0 | 0 | 0 | 0 | 0 | 0
2015-03-08 | 24 | 0 | 0 | 0 | 0 | 0 | 0
2015-03-09 | 01 | 0 | 0 | 0 | 0 | 0 | 0
2015-03-09 | 02 | 0 | 0 | 0 | 0 | 0 | 0
2015-03-09 | 03 | 0 | 0 | 0 | 0 | 0 | 0
2015-03-09 | 04 | 0 | 0 | 0 | 0 | 0 | 0
2015-03-09 | 05 | 0 | 0 | 0 | 0 | 0 | 0
2015-03-09 | 06 | 0 | 0 | 0 | 0 | 0 | 0
2015-03-09 | 07 | 6.6708 | 3.3626 | 1.7986 | 0.1241 | 1.6388 | 13.5949
2015-03-09 | 08 | 600.344 | 302.5983 | 161.8731 | 11.1749 | 147.4869 | 1223.4773
2015-03-09 | 09 | 2958.363 | 1491.1354 | 797.6757 | 55.069 | 726.7849 | 6029.0279
2015-03-09 | 10 | 6366.9845 | 3209.22 | 1716.7552 | 118.5198 | 1564.1844 | 12975.6639
2015-03-09 | 11 | 9001.829 | 4537.289 | 2427.1997 | 167.5673 | 2211.49 | 18345.3749
2015-03-09 | 12 | 10779.5156 | 5433.3148 | 2906.524 | 200.6586 | 2648.2158 | 21968.2287
2015-03-09 | 13 | 12000.215 | 6048.5975 | 3235.6661 | 223.3817 | 2948.1068 | 24455.9671
2015-03-09 | 14 | 12227.012 | 6162.9122 | 3296.8185 | 227.6028 | 3003.8243 | 24918.1699
2015-03-09 | 15 | 11553.2926 | 5823.3304 | 3115.1608 | 215.0619 | 2838.3106 | 23545.1564
2015-03-09 | 16 | 9648.8668 | 4863.4221 | 2601.663 | 179.6118 | 2370.4486 | 19664.0122
2015-03-09 | 17 | 6176.876 | 3113.397 | 1665.4959 | 114.9812 | 1517.4803 | 12588.2306
2015-03-09 | 18 | 2464.7467 | 1242.3328 | 664.5793 | 45.8804 | 605.5171 | 5023.0563
2015-03-09 | 19 | 326.8539 | 164.7478 | 88.1314 | 6.0843 | 80.2986 | 666.1161
2015-03-09 | 20 | 13.3407 | 6.7243 | 3.5972 | 0.2482 | 3.2776 | 27.1881
2015-03-09 | 21 | 0 | 0 | 0 | 0 | 0 | 0
2015-03-09 | 22 | 0 | 0 | 0 | 0 | 0 | 0
2015-03-09 | 23 | 0 | 0 | 0 | 0 | 0 | 0
2015-03-09 | 24 | 0 | 0 | 0 | 0 | 0 | 0
2015-03-10 | 01 | 0 | 0 | 0 | 0 | 0 | 0
2015-03-10 | 02 | 0 | 0 | 0 | 0 | 0 | 0
2015-03-10 | 03 | 0 | 0 | 0 | 0 | 0 | 0
2015-03-10 | 04 | 0 | 0 | 0 | 0 | 0 | 0
2015-03-10 | 05 | 0 | 0 | 0 | 0 | 0 | 0
2015-03-10 | 06 | 0 | 0 | 0 | 0 | 0 | 0
2015-03-10 | 07 | 6.6708 | 3.3626 | 1.7986 | 0.1241 | 1.6388 | 13.5949
2015-03-10 | 08 | 630.3617 | 317.7283 | 169.9668 | 11.7342 | 154.8615 | 1284.6526
2015-03-10 | 09 | 3058.4207 | 1541.5685 | 824.6539 | 56.9322 | 751.366 | 6232.9412
2015-03-10 | 10 | 6423.6837 | 3237.7987 | 1732.0433 | 119.5754 | 1578.1143 | 13091.2155
2015-03-10 | 11 | 9071.869 | 4572.592 | 2446.0841 | 168.8712 | 2228.6966 | 18488.1128
2015-03-10 | 12 | 10849.5556 | 5468.6178 | 2925.4093 | 201.9625 | 2665.4232 | 22110.9684
2015-03-10 | 13 | 12043.5735 | 6070.4518 | 3247.357 | 224.1883 | 2958.7591 | 24544.3297
2015-03-10 | 14 | 12200.3305 | 6149.4635 | 3289.6241 | 227.1064 | 2997.2692 | 24863.7937
2015-03-10 | 15 | 11439.8942 | 5766.1731 | 3084.5845 | 212.9513 | 2810.4519 | 23314.055
2015-03-10 | 16 | 9525.4629 | 4801.2216 | 2568.3889 | 177.3142 | 2340.1316 | 19412.5193
2015-03-10 | 17 | 6116.8414 | 3083.137 | 1649.3085 | 113.8634 | 1502.7312 | 12465.8815
2015-03-10 | 18 | 2561.469 | 1291.0846 | 690.659 | 47.6816 | 629.2788 | 5220.173
2015-03-10 | 19 | 276.8254 | 139.5309 | 74.6419 | 5.1527 | 68.0076 | 564.1586
2015-03-10 | 20 | 6.6708 | 3.3626 | 1.7986 | 0.1241 | 1.6388 | 13.5949
2015-03-10 | 21 | 0 | 0 | 0 | 0 | 0 | 0
2015-03-10 | 22 | 0 | 0 | 0 | 0 | 0 | 0
2015-03-10 | 23 | 0 | 0 | 0 | 0 | 0 | 0
2015-03-10 | 24 | 0 | 0 | 0 | 0 | 0 | 0
2015-03-11 | 01 | 0 | 0 | 0 | 0 | 0 | 0
2015-03-11 | 02 | 0 | 0 | 0 | 0 | 0 | 0
2015-03-11 | 03 | 0 | 0 | 0 | 0 | 0 | 0
2015-03-11 | 04 | 0 | 0 | 0 | 0 | 0 | 0
2015-03-11 | 05 | 0 | 0 | 0 | 0 | 0 | 0
2015-03-11 | 06 | 0 | 0 | 0 | 0 | 0 | 0
2015-03-11 | 07 | 3.3354 | 1.6813 | 0.8993 | 0.06205 | 0.8194 | 6.7974
2015-03-11 | 08 | 313.5131 | 158.0235 | 84.5342 | 5.8361 | 77.0211 | 638.928
2015-03-11 | 09 | 1090.6256 | 549.7197 | 294.0694 | 20.3014 | 267.9353 | 2222.6514
2015-03-11 | 10 | 1847.7266 | 931.3297 | 498.2097 | 34.3953 | 453.9331 | 3765.5943
2015-03-11 | 11 | 3115.12 | 1570.1472 | 839.942 | 57.987 | 765.2949 | 6348.491
2015-03-11 | 12 | 3542.0316 | 1785.3281 | 955.0523 | 65.9345 | 870.1748 | 7218.5213
2015-03-11 | 13 | 4729.3787 | 2383.7995 | 1275.2015 | 88.0362 | 1161.8718 | 9638.2877
2015-03-11 | 14 | 5900.0506 | 2973.8661 | 1590.854 | 109.8285 | 1449.4718 | 12024.0711
2015-03-11 | 15 | 4522.5933 | 2279.5716 | 1219.4449 | 84.1874 | 1111.0707 | 9216.8679
2015-03-11 | 16 | 3478.6615 | 1753.3877 | 937.9656 | 64.7547 | 854.607 | 7089.3765
2015-03-11 | 17 | 1884.4143 | 949.8214 | 508.102 | 35.0778 | 462.9466 | 3840.3621
2015-03-11 | 18 | 593.674 | 299.2357 | 160.0746 | 11.0508 | 145.8489 | 1209.884
2015-03-11 | 19 | 60.0346 | 30.26 | 16.1874 | 1.1178 | 14.7483 | 122.3482
2015-03-11 | 20 | 3.3354 | 1.6813 | 0.8993 | 0.06205 | 0.8194 | 6.7974
2015-03-11 | 21 | 0 | 0 | 0 | 0 | 0 | 0
2015-03-11 | 22 | 0 | 0 | 0 | 0 | 0 | 0
2015-03-11 | 23 | 0 | 0 | 0 | 0 | 0 | 0
2015-03-11 | 24 | 0 | 0 | 0 | 0 | 0 | 0
2015-03-12 | 01 | 0 | 0 | 0 | 0 | 0 | 0
2015-03-12 | 02 | 0 | 0 | 0 | 0 | 0 | 0
2015-03-12 | 03 | 0 | 0 | 0 | 0 | 0 | 0
2015-03-12 | 04 | 0 | 0 | 0 | 0 | 0 | 0
2015-03-12 | 05 | 0 | 0 | 0 | 0 | 0 | 0
2015-03-12 | 06 | 0 | 0 | 0 | 0 | 0 | 0
2015-03-12 | 07 | 0 | 0 | 0 | 0 | 0 | 0
2015-03-12 | 08 | 280.1608 | 141.2122 | 75.5412 | 5.2147 | 68.827 | 570.9561
2015-03-12 | 09 | 1063.9433 | 536.2709 | 286.875 | 19.805 | 261.3801 | 2168.2744
2015-03-12 | 10 | 2107.8759 | 1062.4549 | 568.3551 | 39.2377 | 517.8447 | 4295.7683
2015-03-12 | 11 | 3405.2861 | 1716.4033 | 918.181 | 63.3888 | 836.5811 | 6939.8403
2015-03-12 | 12 | 5636.5659 | 2841.0587 | 1519.8102 | 104.9231 | 1384.7418 | 11487.0997
2015-03-12 | 13 | 6503.7299 | 3278.1449 | 1753.6265 | 121.0655 | 1597.779 | 13254.3458
2015-03-12 | 14 | 7194.1254 | 3626.1323 | 1939.7807 | 133.9175 | 1767.3888 | 14661.3448
2015-03-12 | 15 | 5933.4029 | 2990.6766 | 1599.847 | 110.449 | 1457.6659 | 12092.0414
2015-03-12 | 16 | 5079.5796 | 2560.3156 | 1369.6271 | 94.5557 | 1247.9062 | 10351.9842
2015-03-12 | 17 | 4629.3219 | 2333.3664 | 1248.2224 | 86.1739 | 1137.2906 | 9434.3752
2015-03-12 | 18 | 2111.2105 | 1064.1363 | 569.2544 | 39.2997 | 518.6632 | 4302.564
2015-03-12 | 19 | 290.1662 | 146.2561 | 78.2391 | 5.4017 | 71.2852 | 591.3484
2015-03-12 | 20 | 13.3407 | 6.7243 | 3.5972 | 0.2482 | 3.2776 | 27.1881
2015-03-12 | 21 | 0 | 0 | 0 | 0 | 0 | 0
2015-03-12 | 22 | 0 | 0 | 0 | 0 | 0 | 0
2015-03-12 | 23 | 0 | 0 | 0 | 0 | 0 | 0
2015-03-12 | 24 | 0 | 0 | 0 | 0 | 0 | 0
2015-03-13 | 01 | 0 | 0 | 0 | 0 | 0 | 0
2015-03-13 | 02 | 0 | 0 | 0 | 0 | 0 | 0
2015-03-13 | 03 | 0 | 0 | 0 | 0 | 0 | 0
2015-03-13 | 04 | 0 | 0 | 0 | 0 | 0 | 0
2015-03-13 | 05 | 0 | 0 | 0 | 0 | 0 | 0
2015-03-13 | 06 | 0 | 0 | 0 | 0 | 0 | 0
2015-03-13 | 07 | 10.0053 | 5.0431 | 2.6979 | 0.18615 | 2.4582 | 20.3907
2015-03-13 | 08 | 747.0947 | 376.5661 | 201.4424 | 13.9069 | 183.5396 | 1522.5498
2015-03-13 | 09 | 3338.5815 | 1682.7807 | 900.1951 | 62.1469 | 820.193 | 6803.8972
2015-03-13 | 10 | 6713.8499 | 3384.054 | 1810.2824 | 124.9772 | 1649.3995 | 13682.563
2015-03-13 | 11 | 9295.3306 | 4685.2255 | 2506.3372 | 173.0302 | 2283.5947 | 18943.5182
2015-03-13 | 12 | 10962.9541 | 5525.7752 | 2955.9855 | 204.0731 | 2693.282 | 22342.0698
2015-03-13 | 13 | 12040.2381 | 6068.7705 | 3246.4577 | 224.1263 | 2957.9396 | 24537.5323
2015-03-13 | 14 | 12176.9835 | 6137.6961 | 3283.329 | 226.672 | 2991.5334 | 24816.2141
2015-03-13 | 15 | 11299.8133 | 5695.567 | 3046.814 | 210.3435 | 2776.0388 | 23028.5765
2015-03-13 | 16 | 9388.7175 | 4732.2959 | 2531.5176 | 174.7693 | 2306.537 | 19133.8374
2015-03-13 | 17 | 5950.079 | 2999.0822 | 1604.3435 | 110.7593 | 1461.7629 | 12126.0269
2015-03-13 | 18 | 2494.7644 | 1257.4628 | 672.673 | 46.4397 | 612.8916 | 5084.2317
2015-03-13 | 19 | 333.5247 | 168.1096 | 89.9292 | 6.2084 | 81.9374 | 679.7093
2015-03-13 | 20 | 10.0053 | 5.0431 | 2.6979 | 0.18615 | 2.4582 | 20.3907
2015-03-13 | 21 | 0 | 0 | 0 | 0 | 0 | 0
2015-03-13 | 22 | 0 | 0 | 0 | 0 | 0 | 0
2015-03-13 | 23 | 0 | 0 | 0 | 0 | 0 | 0
2015-03-13 | 24 | 0 | 0 | 0 | 0 | 0 | 0
2015-03-14 | 01 | 0 | 0 | 0 | 0 | 0 | 0
2015-03-14 | 02 | 0 | 0 | 0 | 0 | 0 | 0
2015-03-14 | 03 | 0 | 0 | 0 | 0 | 0 | 0
2015-03-14 | 04 | 0 | 0 | 0 | 0 | 0 | 0
2015-03-14 | 05 | 0 | 0 | 0 | 0 | 0 | 0
2015-03-14 | 06 | 0 | 0 | 0 | 0 | 0 | 0
2015-03-14 | 07 | 23.3469 | 11.7674 | 6.2951 | 0.43435 | 5.7358 | 47.5796
2015-03-14 | 08 | 1000.5741 | 504.3296 | 269.7883 | 18.6252 | 245.8123 | 2039.1296
2015-03-14 | 09 | 3385.2746 | 1706.3164 | 912.7853 | 63.0164 | 831.6646 | 6899.0573
2015-03-14 | 10 | 6590.4461 | 3321.8535 | 1777.0083 | 122.6797 | 1619.0826 | 13431.0701
2015-03-14 | 11 | 8084.6364 | 4074.9858 | 2179.893 | 150.4933 | 1986.1618 | 16476.1705
2015-03-14 | 12 | 9221.9551 | 4648.2411 | 2486.5526 | 171.6643 | 2265.5687 | 18793.9819
2015-03-14 | 13 | 10455.9962 | 5270.2482 | 2819.2919 | 194.6364 | 2568.7366 | 21308.9093
2015-03-14 | 14 | 10155.8247 | 5118.949 | 2738.3557 | 189.0485 | 2494.9931 | 20697.1711
2015-03-14 | 15 | 9271.9844 | 4673.4581 | 2500.0421 | 172.5959 | 2277.8589 | 18895.9394
2015-03-14 | 16 | 7510.974 | 3785.8371 | 2025.2142 | 139.8148 | 1845.2301 | 15307.0703
2015-03-14 | 17 | 4722.7088 | 2380.4378 | 1273.4028 | 87.9121 | 1160.233 | 9624.6945
2015-03-14 | 18 | 2114.5458 | 1065.8175 | 570.1536 | 39.3618 | 519.4826 | 4309.3615
2015-03-14 | 19 | 360.2062 | 181.5591 | 97.1236 | 6.7048 | 88.4926 | 734.0864
2015-03-14 | 20 | 16.6761 | 8.4056 | 4.4965 | 0.31025 | 4.097 | 33.9856
2015-03-14 | 21 | 0 | 0 | 0 | 0 | 0 | 0
2015-03-14 | 22 | 0 | 0 | 0 | 0 | 0 | 0
2015-03-14 | 23 | 0 | 0 | 0 | 0 | 0 | 0
2015-03-14 | 24 | 0 | 0 | 0 | 0 | 0 | 0
2015-03-15 | 01 | 0 | 0 | 0 | 0 | 0 | 0
2015-03-15 | 02 | 0 | 0 | 0 | 0 | 0 | 0
2015-03-15 | 03 | 0 | 0 | 0 | 0 | 0 | 0
2015-03-15 | 04 | 0 | 0 | 0 | 0 | 0 | 0
2015-03-15 | 05 | 0 | 0 | 0 | 0 | 0 | 0
2015-03-15 | 06 | 0 | 0 | 0 | 0 | 0 | 0
2015-03-15 | 07 | 13.3407 | 6.7243 | 3.5972 | 0.2482 | 3.2776 | 27.1881
2015-03-15 | 08 | 750.4302 | 378.2475 | 202.3416 | 13.9689 | 184.359 | 1529.3472
2015-03-15 | 09 | 3355.2577 | 1691.1863 | 904.6916 | 62.4571 | 824.2901 | 6837.8828
2015-03-15 | 10 | 6290.2737 | 3170.5544 | 1696.0721 | 117.0917 | 1545.3391 | 12819.3311
2015-03-15 | 11 | 8091.3072 | 4078.3484 | 2181.6916 | 150.6183 | 1987.8006 | 16489.7662
2015-03-15 | 12 | 8261.4042 | 4164.0845 | 2227.5559 | 153.7845 | 2029.5892 | 16836.4183
2015-03-15 | 13 | 8064.6249 | 4064.8997 | 2174.4972 | 150.121 | 1981.2454 | 16435.3884
2015-03-15 | 14 | 7410.9171 | 3735.404 | 1998.2352 | 137.9524 | 1820.6481 | 15103.157
2015-03-15 | 15 | 6123.5113 | 3086.4996 | 1651.1072 | 113.9875 | 1504.37 | 12479.4756
2015-03-15 | 16 | 4362.5017 | 2198.8786 | 1176.2785 | 81.2073 | 1071.7412 | 8890.6073
2015-03-15 | 17 | 2748.2429 | 1385.2263 | 741.0198 | 51.1581 | 675.1644 | 5600.8115
2015-03-15 | 18 | 1143.9895 | 576.6171 | 308.4582 | 21.295 | 281.0448 | 2331.4046
2015-03-15 | 19 | 166.7623 | 84.0548 | 44.965 | 3.1042 | 40.9683 | 339.8546
2015-03-15 | 20 | 13.3407 | 6.7243 | 3.5972 | 0.2482 | 3.2776 | 27.1881
2015-03-15 | 21 | 0 | 0 | 0 | 0 | 0 | 0
2015-03-15 | 22 | 0 | 0 | 0 | 0 | 0 | 0
2015-03-15 | 23 | 0 | 0 | 0 | 0 | 0 | 0
2015-03-15 | 24 | 0 | 0 | 0 | 0 | 0 | 0
2015-03-16 | 01 | 0 | 0 | 0 | 0 | 0 | 0
2015-03-16 | 02 | 0 | 0 | 0 | 0 | 0 | 0
2015-03-16 | 03 | 0 | 0 | 0 | 0 | 0 | 0
2015-03-16 | 04 | 0 | 0 | 0 | 0 | 0 | 0
2015-03-16 | 05 | 0 | 0 | 0 | 0 | 0 | 0
2015-03-16 | 06 | 0 | 0 | 0 | 0 | 0 | 0
2015-03-16 | 07 | 20.0115 | 10.0869 | 5.3958 | 0.3723 | 4.9164 | 40.783
2015-03-16 | 08 | 720.4132 | 363.1175 | 194.2479 | 13.4104 | 176.9845 | 1468.1735
2015-03-16 | 09 | 2734.9014 | 1378.502 | 737.4226 | 50.9099 | 671.8868 | 5573.6225
2015-03-16 | 10 | 6036.7952 | 3042.7909 | 1627.7253 | 112.3734 | 1483.0664 | 12302.7512
2015-03-16 | 11 | 8284.7511 | 4175.8519 | 2233.851 | 154.2189 | 2035.3241 | 16883.9971
2015-03-16 | 12 | 9382.0475 | 4728.9342 | 2529.719 | 174.6444 | 2304.8982 | 19120.2434
2015-03-16 | 13 | 10819.5387 | 5453.4886 | 2917.3156 | 201.4032 | 2658.0486 | 22049.7947
2015-03-16 | 14 | 11543.2864 | 5818.2865 | 3112.4628 | 214.8757 | 2835.8524 | 23524.764
2015-03-16 | 15 | 10379.2854 | 5231.5834 | 2798.608 | 193.2084 | 2549.8912 | 21152.5764
2015-03-16 | 16 | 7070.7216 | 3563.9318 | 1906.5067 | 131.62 | 1737.0728 | 14409.8528
2015-03-16 | 17 | 5006.2042 | 2523.3312 | 1349.8425 | 93.1898 | 1229.8803 | 10202.448
2015-03-16 | 18 | 1460.8381 | 736.3218 | 393.8917 | 27.1932 | 358.8853 | 2977.1301
2015-03-16 | 19 | 183.4385 | 92.4604 | 49.4615 | 3.4144 | 45.0653 | 373.8402
2015-03-16 | 20 | 6.6708 | 3.3626 | 1.7986 | 0.1241 | 1.6388 | 13.5949
2015-03-16 | 21 | 0 | 0 | 0 | 0 | 0 | 0
2015-03-16 | 22 | 0 | 0 | 0 | 0 | 0 | 0
2015-03-16 | 23 | 0 | 0 | 0 | 0 | 0 | 0
2015-03-16 | 24 | 0 | 0 | 0 | 0 | 0 | 0
2015-03-17 | 01 | 0 | 0 | 0 | 0 | 0 | 0
2015-03-17 | 02 | 0 | 0 | 0 | 0 | 0 | 0
2015-03-17 | 03 | 0 | 0 | 0 | 0 | 0 | 0
2015-03-17 | 04 | 0 | 0 | 0 | 0 | 0 | 0
2015-03-17 | 05 | 0 | 0 | 0 | 0 | 0 | 0
2015-03-17 | 06 | 0 | 0 | 0 | 0 | 0 | 0
2015-03-17 | 07 | 20.0115 | 10.0869 | 5.3958 | 0.3723 | 4.9164 | 40.783
2015-03-17 | 08 | 943.8749 | 475.7509 | 254.501 | 17.5703 | 231.8825 | 1923.5798
2015-03-17 | 09 | 3038.4091 | 1531.4824 | 819.258 | 56.559 | 746.4496 | 6192.1582
2015-03-17 | 10 | 6026.7899 | 3037.7478 | 1625.0275 | 112.1873 | 1480.6082 | 12282.3606
2015-03-17 | 11 | 8418.1611 | 4243.0963 | 2269.8221 | 156.7026 | 2068.0993 | 17155.8815
2015-03-17 | 12 | 9848.9814 | 4964.2881 | 2655.6201 | 183.3365 | 2419.6109 | 20071.8371
2015-03-17 | 13 | 10259.2169 | 5171.0634 | 2766.2341 | 190.9729 | 2520.3936 | 20907.8809
2015-03-17 | 14 | 8238.058 | 4152.3171 | 2221.2608 | 153.3493 | 2023.8534 | 16788.8387
2015-03-17 | 15 | 8298.0918 | 4182.5763 | 2237.4482 | 154.4671 | 2038.6018 | 16911.1852
2015-03-17 | 16 | 6366.9845 | 3209.22 | 1716.7552 | 118.5198 | 1564.1844 | 12975.6639
2015-03-17 | 17 | 3638.7531 | 1834.0798 | 981.132 | 67.7348 | 893.9365 | 7415.6363
2015-03-17 | 18 | 1257.388 | 633.7745 | 339.0344 | 23.4056 | 308.9036 | 2562.506
2015-03-17 | 19 | 186.7739 | 94.1417 | 50.3608 | 3.4765 | 45.8847 | 380.6376
2015-03-17 | 20 | 10.0053 | 5.0431 | 2.6979 | 0.18615 | 2.4582 | 20.3907
2015-03-17 | 21 | 0 | 0 | 0 | 0 | 0 | 0
2015-03-17 | 22 | 0 | 0 | 0 | 0 | 0 | 0
2015-03-17 | 23 | 0 | 0 | 0 | 0 | 0 | 0
2015-03-17 | 24 | 0 | 0 | 0 | 0 | 0 | 0
2015-03-18 | 01 | 0 | 0 | 0 | 0 | 0 | 0
2015-03-18 | 02 | 0 | 0 | 0 | 0 | 0 | 0
2015-03-18 | 03 | 0 | 0 | 0 | 0 | 0 | 0
2015-03-18 | 04 | 0 | 0 | 0 | 0 | 0 | 0
2015-03-18 | 05 | 0 | 0 | 0 | 0 | 0 | 0
2015-03-18 | 06 | 0 | 0 | 0 | 0 | 0 | 0
2015-03-18 | 07 | 26.6823 | 13.4487 | 7.1944 | 0.4964 | 6.5552 | 54.377
2015-03-18 | 08 | 673.7193 | 339.5818 | 181.6577 | 12.5409 | 165.5137 | 1373.0135
2015-03-18 | 09 | 2864.976 | 1444.065 | 772.4953 | 53.3307 | 703.8425 | 5838.7095
2015-03-18 | 10 | 5553.1843 | 2799.0313 | 1497.3277 | 103.371 | 1364.2577 | 11317.172
2015-03-18 | 11 | 8281.4157 | 4174.1715 | 2232.9517 | 154.1568 | 2034.5047 | 16877.2005
2015-03-18 | 12 | 10055.7669 | 5068.516 | 2711.3767 | 187.1861 | 2470.412 | 20493.2578
2015-03-18 | 13 | 11113.0403 | 5601.4252 | 2996.4531 | 206.867 | 2730.1532 | 22647.9389
2015-03-18 | 14 | 10869.5671 | 5478.7047 | 2930.8051 | 202.3348 | 2670.3387 | 22151.7506
2015-03-18 | 15 | 8985.1528 | 4528.8833 | 2422.7031 | 167.257 | 2207.3931 | 18311.3894
2015-03-18 | 16 | 7454.2748 | 3757.2584 | 2009.9262 | 138.76 | 1831.3003 | 15191.5196
2015-03-18 | 17 | 5059.568 | 2550.2286 | 1364.2313 | 94.1825 | 1242.9898 | 10311.2004
2015-03-18 | 18 | 1877.7435 | 946.4588 | 506.3033 | 34.9537 | 461.3077 | 3826.7671
2015-03-18 | 19 | 273.49 | 137.8504 | 73.7426 | 5.0907 | 67.1882 | 557.362
2015-03-18 | 20 | 10.0053 | 5.0431 | 2.6979 | 0.18615 | 2.4582 | 20.3907
2015-03-18 | 21 | 0 | 0 | 0 | 0 | 0 | 0
2015-03-18 | 22 | 0 | 0 | 0 | 0 | 0 | 0
2015-03-18 | 23 | 0 | 0 | 0 | 0 | 0 | 0
2015-03-18 | 24 | 0 | 0 | 0 | 0 | 0 | 0
2015-03-19 | 01 | 0 | 0 | 0 | 0 | 0 | 0
2015-03-19 | 02 | 0 | 0 | 0 | 0 | 0 | 0
2015-03-19 | 03 | 0 | 0 | 0 | 0 | 0 | 0
2015-03-19 | 04 | 0 | 0 | 0 | 0 | 0 | 0
2015-03-19 | 05 | 0 | 0 | 0 | 0 | 0 | 0
2015-03-19 | 06 | 0 | 0 | 0 | 0 | 0 | 0
2015-03-19 | 07 | 33.3523 | 16.8113 | 8.993 | 0.6205 | 8.194 | 67.9711
2015-03-19 | 08 | 1010.5794 | 509.3736 | 272.4862 | 18.8114 | 248.2706 | 2059.5211
2015-03-19 | 09 | 3642.0885 | 1835.7612 | 982.0313 | 67.7968 | 894.7559 | 7422.4338
2015-03-19 | 10 | 6963.9939 | 3510.1371 | 1877.7299 | 129.6335 | 1710.8528 | 14192.3471
2015-03-19 | 11 | 9528.7984 | 4802.9029 | 2569.2882 | 177.3763 | 2340.951 | 19419.3168
2015-03-19 | 12 | 11319.8249 | 5705.653 | 3052.2097 | 210.7159 | 2780.9543 | 23069.3579
2015-03-19 | 13 | 12403.7797 | 6252.0109 | 3344.4805 | 230.894 | 3047.2508 | 25278.416
2015-03-19 | 14 | 12557.2013 | 6329.3414 | 3385.8484 | 233.75 | 3084.9424 | 25591.0834
2015-03-19 | 15 | 11793.4304 | 5944.3696 | 3179.9095 | 219.5321 | 2897.3057 | 24034.5473
2015-03-19 | 16 | 9835.6407 | 4957.5638 | 2652.023 | 183.0883 | 2416.3332 | 20044.649
2015-03-19 | 17 | 6453.7015 | 3252.9288 | 1740.137 | 120.1339 | 1585.488 | 13152.3892
2015-03-19 | 18 | 2784.9307 | 1403.718 | 750.9121 | 51.8406 | 684.1769 | 5675.5783
2015-03-19 | 19 | 456.9285 | 230.3109 | 123.2032 | 8.506 | 112.2544 | 931.203
2015-03-19 | 20 | 16.6761 | 8.4056 | 4.4965 | 0.31025 | 4.097 | 33.9856
2015-03-19 | 21 | 0 | 0 | 0 | 0 | 0 | 0
2015-03-19 | 22 | 0 | 0 | 0 | 0 | 0 | 0
2015-03-19 | 23 | 0 | 0 | 0 | 0 | 0 | 0
2015-03-19 | 24 | 0 | 0 | 0 | 0 | 0 | 0
2015-03-20 | 01 | 0 | 0 | 0 | 0 | 0 | 0
2015-03-20 | 02 | 0 | 0 | 0 | 0 | 0 | 0
2015-03-20 | 03 | 0 | 0 | 0 | 0 | 0 | 0
2015-03-20 | 04 | 0 | 0 | 0 | 0 | 0 | 0
2015-03-20 | 05 | 0 | 0 | 0 | 0 | 0 | 0
2015-03-20 | 06 | 0 | 0 | 0 | 0 | 0 | 0
2015-03-20 | 07 | 40.0231 | 20.173 | 10.7916 | 0.7446 | 9.8328 | 81.5652
2015-03-20 | 08 | 1020.5856 | 514.4166 | 275.1841 | 18.9983 | 250.7288 | 2079.9135
2015-03-20 | 09 | 3698.7877 | 1864.3398 | 997.3186 | 68.8525 | 908.6857 | 7537.9844
2015-03-20 | 10 | 7004.017 | 3530.3101 | 1888.5207 | 130.3781 | 1720.6847 | 14273.9106
2015-03-20 | 11 | 9558.8152 | 4818.032 | 2577.3819 | 177.9356 | 2348.3256 | 19480.4904
2015-03-20 | 12 | 11243.1149 | 5666.9883 | 3031.5258 | 209.2878 | 2762.109 | 22913.0259
2015-03-20 | 13 | 12146.9658 | 6122.5661 | 3275.2353 | 226.1127 | 2984.1596 | 24755.0396
2015-03-20 | 14 | 12237.0182 | 6167.9553 | 3299.5164 | 227.7898 | 3006.2825 | 24938.5622
2015-03-20 | 15 | 11373.1887 | 5732.5504 | 3066.5985 | 211.7095 | 2794.0648 | 23178.1119
2015-03-20 | 16 | 9415.3998 | 4745.7455 | 2538.712 | 175.2657 | 2313.0922 | 19188.2154
2015-03-20 | 17 | 6276.933 | 3163.83 | 1692.4749 | 116.8435 | 1542.0615 | 12792.143
2015-03-20 | 18 | 2711.5552 | 1366.7345 | 731.1275 | 50.4747 | 666.1509 | 5526.043
2015-03-20 | 19 | 410.2355 | 206.7752 | 110.6131 | 7.6364 | 100.7828 | 836.043
2015-03-20 | 20 | 16.6761 | 8.4056 | 4.4965 | 0.31025 | 4.097 | 33.9856
2015-03-20 | 21 | 0 | 0 | 0 | 0 | 0 | 0
2015-03-20 | 22 | 0 | 0 | 0 | 0 | 0 | 0
2015-03-20 | 23 | 0 | 0 | 0 | 0 | 0 | 0
2015-03-20 | 24 | 0 | 0 | 0 | 0 | 0 | 0
2015-03-21 | 01 | 0 | 0 | 0 | 0 | 0 | 0
2015-03-21 | 02 | 0 | 0 | 0 | 0 | 0 | 0
2015-03-21 | 03 | 0 | 0 | 0 | 0 | 0 | 0
2015-03-21 | 04 | 0 | 0 | 0 | 0 | 0 | 0
2015-03-21 | 05 | 0 | 0 | 0 | 0 | 0 | 0
2015-03-21 | 06 | 0 | 0 | 0 | 0 | 0 | 0
2015-03-21 | 07 | 96.7223 | 48.7517 | 26.0797 | 1.8003 | 23.7617 | 197.1158
2015-03-21 | 08 | 1060.6079 | 534.5897 | 285.9757 | 19.743 | 260.5607 | 2161.4769
2015-03-21 | 09 | 3672.1062 | 1850.8911 | 990.1242 | 68.3553 | 902.1305 | 7483.6074
2015-03-21 | 10 | 6760.5439 | 3407.5896 | 1822.8726 | 125.8459 | 1660.8702 | 13777.7223
2015-03-21 | 11 | 9281.9898 | 4678.5012 | 2502.74 | 172.782 | 2280.3171 | 18916.3301
2015-03-21 | 12 | 10399.2969 | 5241.6695 | 2804.0038 | 193.5807 | 2554.8076 | 21193.3586
2015-03-21 | 13 | 10362.6092 | 5223.1777 | 2794.1115 | 192.8981 | 2545.7942 | 21118.5908
2015-03-21 | 14 | 11539.951 | 5816.6061 | 3111.5635 | 214.8137 | 2835.0331 | 23517.9675
2015-03-21 | 15 | 8918.4482 | 4495.2615 | 2404.7171 | 166.0152 | 2191.0059 | 18175.448
2015-03-21 | 16 | 8134.6649 | 4100.2028 | 2193.3825 | 151.4249 | 1998.4529 | 16578.128
2015-03-21 | 17 | 4786.078 | 2412.3782 | 1290.4896 | 89.0919 | 1175.8016 | 9753.8393
2015-03-21 | 18 | 2027.8297 | 1022.1088 | 546.7718 | 37.7477 | 498.179 | 4132.6371
2015-03-21 | 19 | 393.5593 | 198.3696 | 106.1166 | 7.3261 | 96.6858 | 802.0575
2015-03-21 | 20 | 20.0115 | 10.0869 | 5.3958 | 0.3723 | 4.9164 | 40.783
2015-03-21 | 21 | 0 | 0 | 0 | 0 | 0 | 0
2015-03-21 | 22 | 0 | 0 | 0 | 0 | 0 | 0
2015-03-21 | 23 | 0 | 0 | 0 | 0 | 0 | 0
2015-03-21 | 24 | 0 | 0 | 0 | 0 | 0 | 0
2015-03-22 | 01 | 0 | 0 | 0 | 0 | 0 | 0
2015-03-22 | 02 | 0 | 0 | 0 | 0 | 0 | 0
2015-03-22 | 03 | 0 | 0 | 0 | 0 | 0 | 0
2015-03-22 | 04 | 0 | 0 | 0 | 0 | 0 | 0
2015-03-22 | 05 | 0 | 0 | 0 | 0 | 0 | 0
2015-03-22 | 06 | 0 | 0 | 0 | 0 | 0 | 0
2015-03-22 | 07 | 60.0346 | 30.26 | 16.1874 | 1.1178 | 14.7483 | 122.3482
2015-03-22 | 08 | 1103.9664 | 556.444 | 297.6666 | 20.5504 | 271.2129 | 2249.8403
2015-03-22 | 09 | 3585.3892 | 1807.1825 | 966.7432 | 66.7412 | 880.827 | 7306.8831
2015-03-22 | 10 | 6453.7015 | 3252.9288 | 1740.137 | 120.1339 | 1585.488 | 13152.3892
2015-03-22 | 11 | 8788.3736 | 4429.6985 | 2369.6444 | 163.5935 | 2159.0502 | 17910.3602
2015-03-22 | 12 | 9325.3483 | 4700.3555 | 2514.4309 | 173.5896 | 2290.9693 | 19004.6936
2015-03-22 | 13 | 8448.178 | 4258.2263 | 2277.9158 | 157.2611 | 2075.4739 | 17217.0552
2015-03-22 | 14 | 7110.7447 | 3584.1049 | 1917.2982 | 132.3654 | 1746.9047 | 14491.4179
2015-03-22 | 15 | 6223.5691 | 3136.9326 | 1678.0862 | 115.8507 | 1528.9511 | 12683.3898
2015-03-22 | 16 | 4702.6973 | 2370.3508 | 1268.007 | 87.5398 | 1155.3174 | 9583.9123
2015-03-22 | 17 | 2804.9422 | 1413.805 | 756.3079 | 52.2138 | 689.0933 | 5716.3622
2015-03-22 | 18 | 1327.428 | 669.0775 | 357.9197 | 24.7095 | 326.111 | 2705.2457
2015-03-22 | 19 | 226.797 | 114.3148 | 61.1524 | 4.2219 | 55.7175 | 462.2036
2015-03-22 | 20 | 10.0053 | 5.0431 | 2.6979 | 0.18615 | 2.4582 | 20.3907
2015-03-22 | 21 | 0 | 0 | 0 | 0 | 0 | 0
2015-03-22 | 22 | 0 | 0 | 0 | 0 | 0 | 0
2015-03-22 | 23 | 0 | 0 | 0 | 0 | 0 | 0
2015-03-22 | 24 | 0 | 0 | 0 | 0 | 0 | 0
2015-03-23 | 01 | 0 | 0 | 0 | 0 | 0 | 0
2015-03-23 | 02 | 0 | 0 | 0 | 0 | 0 | 0
2015-03-23 | 03 | 0 | 0 | 0 | 0 | 0 | 0
2015-03-23 | 04 | 0 | 0 | 0 | 0 | 0 | 0
2015-03-23 | 05 | 0 | 0 | 0 | 0 | 0 | 0
2015-03-23 | 06 | 0 | 0 | 0 | 0 | 0 | 0
2015-03-23 | 07 | 13.3407 | 6.7243 | 3.5972 | 0.2482 | 3.2776 | 27.1881
2015-03-23 | 08 | 310.1778 | 156.3422 | 83.6349 | 5.774 | 76.2017 | 632.1305
2015-03-23 | 09 | 897.181 | 452.2161 | 241.9108 | 16.7008 | 220.4118 | 1828.4205
2015-03-23 | 10 | 2581.4806 | 1301.1715 | 696.0548 | 48.0539 | 634.1952 | 5260.956
2015-03-23 | 11 | 4252.4387 | 2143.4025 | 1146.6024 | 79.1579 | 1044.7018 | 8666.3034
2015-03-23 | 12 | 5383.0874 | 2713.2952 | 1451.4634 | 100.2048 | 1322.4691 | 10970.5199
2015-03-23 | 13 | 7084.0624 | 3570.6562 | 1910.1038 | 131.8682 | 1740.3495 | 14437.04
2015-03-23 | 14 | 8618.2758 | 4343.9624 | 2323.7802 | 160.4273 | 2117.2616 | 17563.7072
2015-03-23 | 15 | 5743.2936 | 2894.8543 | 1548.5869 | 106.9104 | 1410.9617 | 11704.6071
2015-03-23 | 16 | 5703.2705 | 2874.6813 | 1537.7954 | 106.165 | 1401.1289 | 11623.0411
2015-03-23 | 17 | 2868.3114 | 1445.7463 | 773.3946 | 53.3927 | 704.6611 | 5845.5061
2015-03-23 | 18 | 1023.9202 | 516.0979 | 276.0834 | 19.0604 | 251.5482 | 2086.7101
2015-03-23 | 19 | 130.0746 | 65.563 | 35.0727 | 2.4217 | 31.9557 | 265.0878
2015-03-23 | 20 | 10.0053 | 5.0431 | 2.6979 | 0.18615 | 2.4582 | 20.3907
2015-03-23 | 21 | 0 | 0 | 0 | 0 | 0 | 0
2015-03-23 | 22 | 0 | 0 | 0 | 0 | 0 | 0
2015-03-23 | 23 | 0 | 0 | 0 | 0 | 0 | 0
2015-03-23 | 24 | 0 | 0 | 0 | 0 | 0 | 0
2015-03-24 | 01 | 0 | 0 | 0 | 0 | 0 | 0
2015-03-24 | 02 | 0 | 0 | 0 | 0 | 0 | 0
2015-03-24 | 03 | 0 | 0 | 0 | 0 | 0 | 0
2015-03-24 | 04 | 0 | 0 | 0 | 0 | 0 | 0
2015-03-24 | 05 | 0 | 0 | 0 | 0 | 0 | 0
2015-03-24 | 06 | 0 | 0 | 0 | 0 | 0 | 0
2015-03-24 | 07 | 113.3985 | 57.1574 | 30.5762 | 2.1105 | 27.8587 | 231.1014
2015-03-24 | 08 | 1067.2787 | 537.9522 | 287.7743 | 19.867 | 262.1995 | 2175.0718
2015-03-24 | 09 | 2554.7982 | 1287.7228 | 688.8604 | 47.5566 | 627.64 | 5206.5781
2015-03-24 | 10 | 4759.3965 | 2398.9295 | 1283.2951 | 88.5955 | 1169.2464 | 9699.4631
2015-03-24 | 11 | 5696.6006 | 2871.3187 | 1535.9968 | 106.0409 | 1399.4902 | 11609.4471
2015-03-24 | 12 | 5416.4397 | 2730.1065 | 1460.4564 | 100.8261 | 1330.6631 | 11038.4919
2015-03-24 | 13 | 6176.876 | 3113.397 | 1665.4959 | 114.9812 | 1517.4803 | 12588.2306
2015-03-24 | 14 | 5860.0275 | 2953.6922 | 1580.0624 | 109.0831 | 1439.6399 | 11942.5051
2015-03-24 | 15 | 5499.8205 | 2772.1339 | 1482.9389 | 102.3782 | 1351.1472 | 11208.4187
2015-03-24 | 16 | 3795.5101 | 1913.0916 | 1023.3983 | 70.6529 | 932.4475 | 7735.1003
2015-03-24 | 17 | 2037.835 | 1027.1519 | 549.4697 | 37.9338 | 500.6372 | 4153.0277
2015-03-24 | 18 | 697.0663 | 351.3501 | 187.9529 | 12.9761 | 171.2495 | 1420.5948
2015-03-24 | 19 | 110.0631 | 55.4761 | 29.6769 | 2.0485 | 27.0393 | 224.3039
2015-03-24 | 20 | 3.3354 | 1.6813 | 0.8993 | 0.06205 | 0.8194 | 6.7974
2015-03-24 | 21 | 0 | 0 | 0 | 0 | 0 | 0
2015-03-24 | 22 | 0 | 0 | 0 | 0 | 0 | 0
2015-03-24 | 23 | 0 | 0 | 0 | 0 | 0 | 0
2015-03-24 | 24 | 0 | 0 | 0 | 0 | 0 | 0
2015-03-25 | 01 | 0 | 0 | 0 | 0 | 0 | 0
2015-03-25 | 02 | 0 | 0 | 0 | 0 | 0 | 0
2015-03-25 | 03 | 0 | 0 | 0 | 0 | 0 | 0
2015-03-25 | 04 | 0 | 0 | 0 | 0 | 0 | 0
2015-03-25 | 05 | 0 | 0 | 0 | 0 | 0 | 0
2015-03-25 | 06 | 0 | 0 | 0 | 0 | 0 | 0
2015-03-25 | 07 | 70.04 | 35.303 | 18.8853 | 1.3039 | 17.2066 | 142.7388
2015-03-25 | 08 | 1254.0526 | 632.094 | 338.1351 | 23.3436 | 308.0842 | 2555.7095
2015-03-25 | 09 | 3778.8339 | 1904.6859 | 1018.9018 | 70.3426 | 928.3504 | 7701.1147
2015-03-25 | 10 | 7017.3578 | 3537.0344 | 1892.1179 | 130.6263 | 1723.9624 | 14301.0987
2015-03-25 | 11 | 9992.3969 | 5036.5755 | 2694.2901 | 186.0063 | 2454.8442 | 20364.113
2015-03-25 | 12 | 11800.1003 | 5947.7314 | 3181.7081 | 219.6561 | 2898.9446 | 24048.1405
2015-03-25 | 13 | 11563.298 | 5828.3735 | 3117.8586 | 215.2481 | 2840.7688 | 23565.5471
2015-03-25 | 14 | 10876.237 | 5482.0674 | 2932.6037 | 202.459 | 2671.9776 | 22165.3446
2015-03-25 | 15 | 9899.0099 | 4989.5042 | 2669.1096 | 184.2681 | 2431.901 | 20173.7929
2015-03-25 | 16 | 9608.8437 | 4843.249 | 2590.8714 | 178.8664 | 2360.6157 | 19582.4462
2015-03-25 | 17 | 6510.3999 | 3281.5075 | 1755.4251 | 121.1896 | 1599.4178 | 13267.9398
2015-03-25 | 18 | 2894.9938 | 1459.195 | 780.589 | 53.89 | 711.2162 | 5899.884
2015-03-25 | 19 | 440.2524 | 221.9052 | 118.7067 | 8.1949 | 108.1574 | 897.2166
2015-03-25 | 20 | 20.0115 | 10.0869 | 5.3958 | 0.3723 | 4.9164 | 40.783
2015-03-25 | 21 | 0 | 0 | 0 | 0 | 0 | 0
2015-03-25 | 22 | 0 | 0 | 0 | 0 | 0 | 0
2015-03-25 | 23 | 0 | 0 | 0 | 0 | 0 | 0
2015-03-25 | 24 | 0 | 0 | 0 | 0 | 0 | 0
2015-03-26 | 01 | 0 | 0 | 0 | 0 | 0 | 0
2015-03-26 | 02 | 0 | 0 | 0 | 0 | 0 | 0
2015-03-26 | 03 | 0 | 0 | 0 | 0 | 0 | 0
2015-03-26 | 04 | 0 | 0 | 0 | 0 | 0 | 0
2015-03-26 | 05 | 0 | 0 | 0 | 0 | 0 | 0
2015-03-26 | 06 | 0 | 0 | 0 | 0 | 0 | 0
2015-03-26 | 07 | 100.0577 | 50.433 | 26.979 | 1.8623 | 24.5812 | 203.9133
2015-03-26 | 08 | 1354.1095 | 682.5262 | 365.1141 | 25.2067 | 332.6653 | 2759.6219
2015-03-26 | 09 | 3892.2324 | 1961.8433 | 1049.478 | 72.4532 | 956.2092 | 7932.2161
2015-03-26 | 10 | 7420.9224 | 3740.4471 | 2000.9332 | 138.1386 | 1823.1064 | 15123.5476
2015-03-26 | 11 | 10045.7615 | 5063.473 | 2708.6788 | 187 | 2467.9537 | 20472.8671
2015-03-26 | 12 | 11686.7018 | 5890.5739 | 3151.1319 | 217.5456 | 2871.0858 | 23817.0391
2015-03-26 | 13 | 12580.5482 | 6341.1088 | 3392.1435 | 234.1844 | 3090.6782 | 25638.663
2015-03-26 | 14 | 12603.8952 | 6352.8771 | 3398.4385 | 234.6187 | 3096.4131 | 25686.2427
2015-03-26 | 15 | 11806.7711 | 5951.094 | 3183.5067 | 219.7802 | 2900.5833 | 24061.7354
2015-03-26 | 16 | 9515.4568 | 4796.1785 | 2565.691 | 177.1281 | 2337.6734 | 19392.1278
2015-03-26 | 17 | 6643.8099 | 3348.7509 | 1791.3971 | 123.6733 | 1632.193 | 13539.8242
2015-03-26 | 18 | 2801.6068 | 1412.1237 | 755.4086 | 52.1509 | 688.2739 | 5709.5639
2015-03-26 | 19 | 533.6394 | 268.9757 | 143.8871 | 9.9339 | 131.0998 | 1087.5359
2015-03-26 | 20 | 20.0115 | 10.0869 | 5.3958 | 0.3723 | 4.9164 | 40.783
2015-03-26 | 21 | 0 | 0 | 0 | 0 | 0 | 0
2015-03-26 | 22 | 0 | 0 | 0 | 0 | 0 | 0
2015-03-26 | 23 | 0 | 0 | 0 | 0 | 0 | 0
2015-03-26 | 24 | 0 | 0 | 0 | 0 | 0 | 0
2015-03-27 | 01 | 0 | 0 | 0 | 0 | 0 | 0
2015-03-27 | 02 | 0 | 0 | 0 | 0 | 0 | 0
2015-03-27 | 03 | 0 | 0 | 0 | 0 | 0 | 0
2015-03-27 | 04 | 0 | 0 | 0 | 0 | 0 | 0
2015-03-27 | 05 | 0 | 0 | 0 | 0 | 0 | 0
2015-03-27 | 06 | 0 | 0 | 0 | 0 | 0 | 0
2015-03-27 | 07 | 80.0462 | 40.3461 | 21.5832 | 1.49 | 19.6648 | 163.1303
2015-03-27 | 08 | 1307.4164 | 658.9914 | 352.5239 | 24.3372 | 321.1946 | 2664.4635
2015-03-27 | 09 | 3965.6079 | 1998.8277 | 1069.2626 | 73.8191 | 974.2352 | 8081.7524
2015-03-27 | 10 | 7220.8078 | 3639.581 | 1946.9752 | 134.4139 | 1773.944 | 14715.7219
2015-03-27 | 11 | 9795.6176 | 4937.3907 | 2641.2314 | 182.3437 | 2406.5005 | 19963.0838
2015-03-27 | 12 | 11413.2118 | 5752.7243 | 3077.3901 | 212.4541 | 2803.8967 | 23259.6771
2015-03-27 | 13 | 12180.319 | 6139.3766 | 3284.2283 | 226.7341 | 2992.3528 | 24823.0107
2015-03-27 | 14 | 12210.3358 | 6154.5066 | 3292.322 | 227.2926 | 2999.7273 | 24884.1843
2015-03-27 | 15 | 11393.2002 | 5742.6374 | 3071.9943 | 212.0818 | 2798.9811 | 23218.895
2015-03-27 | 16 | 9542.1391 | 4809.6273 | 2572.8854 | 177.6245 | 2344.2286 | 19446.5049
2015-03-27 | 17 | 6530.4115 | 3291.5936 | 1760.8209 | 121.5619 | 1604.3342 | 13308.722
2015-03-27 | 18 | 2838.2945 | 1430.6163 | 765.3009 | 52.8343 | 697.2873 | 5784.3333
2015-03-27 | 19 | 583.6678 | 294.1926 | 157.3766 | 10.8647 | 143.3907 | 1189.4925
2015-03-27 | 20 | 20.0115 | 10.0869 | 5.3958 | 0.3723 | 4.9164 | 40.783
2015-03-27 | 21 | 0 | 0 | 0 | 0 | 0 | 0
2015-03-27 | 22 | 0 | 0 | 0 | 0 | 0 | 0
2015-03-27 | 23 | 0 | 0 | 0 | 0 | 0 | 0
2015-03-27 | 24 | 0 | 0 | 0 | 0 | 0 | 0
2015-03-28 | 01 | 0 | 0 | 0 | 0 | 0 | 0
2015-03-28 | 02 | 0 | 0 | 0 | 0 | 0 | 0
2015-03-28 | 03 | 0 | 0 | 0 | 0 | 0 | 0
2015-03-28 | 04 | 0 | 0 | 0 | 0 | 0 | 0
2015-03-28 | 05 | 0 | 0 | 0 | 0 | 0 | 0
2015-03-28 | 06 | 0 | 0 | 0 | 0 | 0 | 0
2015-03-28 | 07 | 116.7339 | 58.8387 | 31.4755 | 2.1726 | 28.6781 | 237.8988
2015-03-28 | 08 | 1427.4849 | 719.5105 | 384.8987 | 26.5727 | 350.6921 | 2909.159
2015-03-28 | 09 | 3885.5616 | 1958.4816 | 1047.6794 | 72.329 | 954.5704 | 7918.6221
2015-03-28 | 10 | 7060.7163 | 3558.8888 | 1903.8087 | 131.4338 | 1734.6146 | 14389.4622
2015-03-28 | 11 | 9312.0067 | 4693.6312 | 2510.8337 | 173.3414 | 2287.6917 | 18977.5046
2015-03-28 | 12 | 11156.3979 | 5623.2795 | 3008.144 | 207.6737 | 2740.8054 | 22736.3006
2015-03-28 | 13 | 11459.9057 | 5776.2591 | 3089.9804 | 213.3236 | 2815.3683 | 23354.8372
2015-03-28 | 14 | 10682.7932 | 5384.563 | 2880.4443 | 198.8575 | 2624.454 | 21771.112
2015-03-28 | 15 | 8344.7858 | 4206.112 | 2250.0376 | 155.3366 | 2050.0734 | 17006.3452
2015-03-28 | 16 | 8144.6711 | 4105.2459 | 2196.0804 | 151.6111 | 2000.911 | 16598.5195
2015-03-28 | 17 | 5813.3336 | 2930.1574 | 1567.4723 | 108.2144 | 1428.1683 | 11847.3459
2015-03-28 | 18 | 2541.4575 | 1280.9985 | 685.2632 | 47.3084 | 624.3624 | 5179.39
2015-03-28 | 19 | 540.3102 | 272.3383 | 145.6858 | 10.058 | 132.7386 | 1101.1308
2015-03-28 | 20 | 26.6823 | 13.4487 | 7.1944 | 0.4964 | 6.5552 | 54.377
2015-03-28 | 21 | 0 | 0 | 0 | 0 | 0 | 0
2015-03-28 | 22 | 0 | 0 | 0 | 0 | 0 | 0
2015-03-28 | 23 | 0 | 0 | 0 | 0 | 0 | 0
2015-03-28 | 24 | 0 | 0 | 0 | 0 | 0 | 0
2015-03-29 | 01 | 0 | 0 | 0 | 0 | 0 | 0
2015-03-29 | 02 | 0 | 0 | 0 | 0 | 0 | 0
2015-03-29 | 03 | 0 | 0 | 0 | 0 | 0 | 0
2015-03-29 | 04 | 0 | 0 | 0 | 0 | 0 | 0
2015-03-29 | 05 | 0 | 0 | 0 | 0 | 0 | 0
2015-03-29 | 06 | 0 | 0 | 0 | 0 | 0 | 0
2015-03-29 | 07 | 100.0577 | 50.433 | 26.979 | 1.8623 | 24.5812 | 203.9133
2015-03-29 | 08 | 1430.8203 | 721.1919 | 385.798 | 26.6348 | 351.5115 | 2915.9565
2015-03-29 | 09 | 4232.4271 | 2133.3155 | 1141.2066 | 78.7856 | 1039.7855 | 8625.5204
2015-03-29 | 10 | 7597.6902 | 3829.5458 | 2048.596 | 141.4289 | 1866.5337 | 15483.7946
2015-03-29 | 11 | 10182.5061 | 5132.3978 | 2745.5502 | 189.5449 | 2501.5483 | 20751.5472
2015-03-29 | 12 | 11720.055 | 5907.3852 | 3160.1249 | 218.1661 | 2879.2798 | 23885.0111
2015-03-29 | 13 | 12520.5136 | 6310.8488 | 3375.9561 | 233.0666 | 3075.929 | 25516.314
2015-03-29 | 14 | 12547.1959 | 6324.2983 | 3383.1505 | 233.563 | 3082.4842 | 25570.6919
2015-03-29 | 15 | 11723.3895 | 5909.0665 | 3161.0242 | 218.2281 | 2880.0992 | 23891.8076
2015-03-29 | 16 | 9889.0045 | 4984.4612 | 2666.4117 | 184.082 | 2429.4436 | 20153.4031
2015-03-29 | 17 | 6827.2485 | 3441.2114 | 1840.8586 | 127.0877 | 1677.2582 | 13913.6645
2015-03-29 | 18 | 3015.0622 | 1519.7141 | 812.9629 | 56.1246 | 740.7138 | 6144.5777
2015-03-29 | 19 | 663.714 | 334.5387 | 178.9598 | 12.3547 | 163.0555 | 1352.6228
2015-03-29 | 20 | 20.0115 | 10.0869 | 5.3958 | 0.3723 | 4.9164 | 40.783
2015-03-29 | 21 | 0 | 0 | 0 | 0 | 0 | 0
2015-03-29 | 22 | 0 | 0 | 0 | 0 | 0 | 0
2015-03-29 | 23 | 0 | 0 | 0 | 0 | 0 | 0
2015-03-29 | 24 | 0 | 0 | 0 | 0 | 0 | 0
2015-03-30 | 01 | 0 | 0 | 0 | 0 | 0 | 0
2015-03-30 | 02 | 0 | 0 | 0 | 0 | 0 | 0
2015-03-30 | 03 | 0 | 0 | 0 | 0 | 0 | 0
2015-03-30 | 04 | 0 | 0 | 0 | 0 | 0 | 0
2015-03-30 | 05 | 0 | 0 | 0 | 0 | 0 | 0
2015-03-30 | 06 | 0 | 0 | 0 | 0 | 0 | 0
2015-03-30 | 07 | 106.7277 | 53.7948 | 28.7776 | 1.9865 | 26.22 | 217.5065
2015-03-30 | 08 | 1440.8265 | 726.2349 | 388.4959 | 26.8209 | 353.9697 | 2936.3479
2015-03-30 | 09 | 4202.4102 | 2118.1856 | 1133.1129 | 78.2272 | 1032.4108 | 8564.3467
2015-03-30 | 10 | 7434.2632 | 3747.1714 | 2004.5303 | 138.3868 | 1826.3839 | 15150.7357
2015-03-30 | 11 | 9952.3746 | 5016.4025 | 2683.4984 | 185.2609 | 2445.0114 | 20282.5479
2015-03-30 | 12 | 11549.9572 | 5821.6491 | 3114.2614 | 214.9999 | 2837.4913 | 23538.3589
2015-03-30 | 13 | 12293.7166 | 6196.534 | 3314.8045 | 228.8446 | 3020.2115 | 25054.1112
2015-03-30 | 14 | 12410.4505 | 6255.3727 | 3346.2791 | 231.0181 | 3048.8897 | 25292.0101
2015-03-30 | 15 | 11526.6103 | 5809.8817 | 3107.9664 | 214.5655 | 2831.7554 | 23490.7793
2015-03-30 | 16 | 9655.5376 | 4866.7846 | 2603.4616 | 179.7359 | 2372.0873 | 19677.6071
2015-03-30 | 17 | 6580.4407 | 3316.8105 | 1774.3104 | 122.4935 | 1616.6244 | 13410.6795
2015-03-30 | 18 | 2918.3407 | 1470.9624 | 786.8841 | 54.3244 | 716.952 | 5947.4636
2015-03-30 | 19 | 643.7024 | 324.4527 | 173.5641 | 11.9825 | 158.1391 | 1311.8407
2015-03-30 | 20 | 23.3469 | 11.7674 | 6.2951 | 0.43435 | 5.7358 | 47.5796
2015-03-30 | 21 | 0 | 0 | 0 | 0 | 0 | 0
2015-03-30 | 22 | 0 | 0 | 0 | 0 | 0 | 0
2015-03-30 | 23 | 0 | 0 | 0 | 0 | 0 | 0
2015-03-30 | 24 | 0 | 0 | 0 | 0 | 0 | 0
2015-03-31 | 01 | 0 | 0 | 0 | 0 | 0 | 0
2015-03-31 | 02 | 0 | 0 | 0 | 0 | 0 | 0
2015-03-31 | 03 | 0 | 0 | 0 | 0 | 0 | 0
2015-03-31 | 04 | 0 | 0 | 0 | 0 | 0 | 0
2015-03-31 | 05 | 0 | 0 | 0 | 0 | 0 | 0
2015-03-31 | 06 | 0 | 0 | 0 | 0 | 0 | 0
2015-03-31 | 07 | 136.7455 | 68.9248 | 36.8713 | 2.5457 | 33.5946 | 278.6819
2015-03-31 | 08 | 1717.6519 | 865.7666 | 463.1369 | 31.9736 | 421.9774 | 3500.5066
2015-03-31 | 09 | 4402.5248 | 2219.0516 | 1187.0701 | 81.9519 | 1081.5731 | 8972.1716
2015-03-31 | 10 | 7114.0801 | 3585.7862 | 1918.1975 | 132.4274 | 1747.7241 | 14498.2154
2015-03-31 | 11 | 8651.6281 | 4360.7728 | 2332.7731 | 161.0478 | 2125.4556 | 17631.6775
2015-03-31 | 12 | 7991.2495 | 4027.9154 | 2154.7126 | 148.7551 | 1963.2195 | 16285.8521
2015-03-31 | 13 | 8004.5903 | 4034.6398 | 2158.3098 | 149.0042 | 1966.4971 | 16313.0411
2015-03-31 | 14 | 8968.4766 | 4520.4776 | 2418.2067 | 166.946 | 2203.296 | 18277.4029
2015-03-31 | 15 | 7801.1402 | 3932.0932 | 2103.4525 | 145.2165 | 1916.5154 | 15898.4178
2015-03-31 | 16 | 5930.0675 | 2988.9961 | 1598.9478 | 110.3869 | 1456.8464 | 12085.2447
2015-03-31 | 17 | 4135.7047 | 2084.5638 | 1115.1269 | 76.9853 | 1016.0237 | 8428.4045
2015-03-31 | 18 | 2004.4828 | 1010.3414 | 540.4768 | 37.3133 | 492.4433 | 4085.0575
2015-03-31 | 19 | 283.4962 | 142.8935 | 76.4405 | 5.2768 | 69.6465 | 577.7535
2015-03-31 | 20 | 16.6761 | 8.4056 | 4.4965 | 0.31025 | 4.097 | 33.9856
2015-03-31 | 21 | 0 | 0 | 0 | 0 | 0 | 0
2015-03-31 | 22 | 0 | 0 | 0 | 0 | 0 | 0
2015-03-31 | 23 | 0 | 0 | 0 | 0 | 0 | 0
2015-03-31 | 24 | 0 | 0 | 0 | 0 | 0 | 0
2015-04-01 | 01 | 0 | 0 | 0 | 0 | 0 | 0
2015-04-01 | 02 | 0 | 0 | 0 | 0 | 0 | 0
2015-04-01 | 03 | 0 | 0 | 0 | 0 | 0 | 0
2015-04-01 | 04 | 0 | 0 | 0 | 0 | 0 | 0
2015-04-01 | 05 | 0 | 0 | 0 | 0 | 0 | 0
2015-04-01 | 06 | 0 | 0 | 0 | 0 | 0 | 0
2015-04-01 | 07 | 170.3817 | 81.594 | 43.1664 | 3.632 | 40.3554 | 339.1296
2015-04-01 | 08 | 1536.9853 | 736.049 | 389.3952 | 32.7624 | 364.0371 | 3059.2291
2015-04-01 | 09 | 4415.7279 | 2114.6546 | 1118.7241 | 94.1247 | 1045.8714 | 8789.1029
2015-04-01 | 10 | 7223.4777 | 3459.262 | 1830.067 | 153.9741 | 1710.8902 | 14377.6709
2015-04-01 | 11 | 9782.7545 | 4684.8778 | 2478.4589 | 208.5271 | 2317.0583 | 19471.6767
2015-04-01 | 12 | 12267.4881 | 5874.7962 | 3107.9664 | 261.4906 | 2905.5711 | 24417.3125
2015-04-01 | 13 | 13694.4358 | 6558.1495 | 3469.4832 | 291.9078 | 3243.5456 | 27257.522
2015-04-01 | 14 | 13573.7486 | 6500.3529 | 3438.9071 | 289.3349 | 3214.9609 | 27017.3044
2015-04-01 | 15 | 12533.7098 | 6002.2878 | 3175.413 | 267.166 | 2968.6258 | 24947.2025
2015-04-01 | 16 | 10240.6555 | 4904.1634 | 2594.4686 | 218.2877 | 2425.5132 | 20383.0884
2015-04-01 | 17 | 6843.6687 | 3277.3747 | 1733.8419 | 145.8778 | 1620.9322 | 13621.6954
2015-04-01 | 18 | 3066.8722 | 1468.6988 | 776.9918 | 65.3727 | 726.393 | 6104.3286
2015-04-01 | 19 | 699.2754 | 334.877 | 177.1612 | 14.9056 | 165.6242 | 1391.8436
2015-04-01 | 20 | 31.9464 | 15.2991 | 8.0937 | 0.68085 | 7.5667 | 63.5868
2015-04-01 | 21 | 0 | 0 | 0 | 0 | 0 | 0
2015-04-01 | 22 | 0 | 0 | 0 | 0 | 0 | 0
2015-04-01 | 23 | 0 | 0 | 0 | 0 | 0 | 0
2015-04-01 | 24 | 0 | 0 | 0 | 0 | 0 | 0
2015-04-02 | 01 | 0 | 0 | 0 | 0 | 0 | 0
2015-04-02 | 02 | 0 | 0 | 0 | 0 | 0 | 0
2015-04-02 | 03 | 0 | 0 | 0 | 0 | 0 | 0
2015-04-02 | 04 | 0 | 0 | 0 | 0 | 0 | 0
2015-04-02 | 05 | 0 | 0 | 0 | 0 | 0 | 0
2015-04-02 | 06 | 0 | 0 | 0 | 0 | 0 | 0
2015-04-02 | 07 | 42.5952 | 20.3983 | 10.7916 | 0.9078 | 10.0886 | 84.7815
2015-04-02 | 08 | 660.229 | 316.1779 | 167.2689 | 14.0734 | 156.3762 | 1314.1255
2015-04-02 | 09 | 1902.5967 | 911.1371 | 482.0223 | 40.5552 | 450.6326 | 3786.9438
2015-04-02 | 10 | 3652.5596 | 1749.1801 | 925.3754 | 77.8575 | 865.1138 | 7270.0865
2015-04-02 | 11 | 6314.7749 | 3024.0926 | 1599.847 | 134.6043 | 1495.6626 | 12568.9814
2015-04-02 | 12 | 7716.8746 | 3695.5458 | 1955.0689 | 164.4912 | 1827.7524 | 15359.7329
2015-04-02 | 13 | 10244.2051 | 4905.8625 | 2595.3679 | 218.3633 | 2426.3539 | 20390.1528
2015-04-02 | 14 | 10648.8612 | 5099.6498 | 2697.8873 | 226.9891 | 2522.1973 | 21195.5847
2015-04-02 | 15 | 10570.77 | 5062.2523 | 2678.1026 | 225.3239 | 2503.7013 | 21040.1503
2015-04-02 | 16 | 9264.5096 | 4436.6948 | 2347.162 | 197.4805 | 2194.3115 | 18440.1584
2015-04-02 | 17 | 7276.7216 | 3484.7603 | 1843.5565 | 155.1088 | 1723.5016 | 14483.6489
2015-04-02 | 18 | 3499.926 | 1676.0844 | 886.7056 | 74.6037 | 828.9625 | 6966.2821
2015-04-02 | 19 | 894.5043 | 428.3702 | 226.6227 | 19.0672 | 211.8642 | 1780.4287
2015-04-02 | 20 | 46.1448 | 22.0983 | 11.6909 | 0.98345 | 10.9293 | 91.8468
2015-04-02 | 21 | 0 | 0 | 0 | 0 | 0 | 0
2015-04-02 | 22 | 0 | 0 | 0 | 0 | 0 | 0
2015-04-02 | 23 | 0 | 0 | 0 | 0 | 0 | 0
2015-04-02 | 24 | 0 | 0 | 0 | 0 | 0 | 0
2015-04-03 | 01 | 0 | 0 | 0 | 0 | 0 | 0
2015-04-03 | 02 | 0 | 0 | 0 | 0 | 0 | 0
2015-04-03 | 03 | 0 | 0 | 0 | 0 | 0 | 0
2015-04-03 | 04 | 0 | 0 | 0 | 0 | 0 | 0
2015-04-03 | 05 | 0 | 0 | 0 | 0 | 0 | 0
2015-04-03 | 06 | 0 | 0 | 0 | 0 | 0 | 0
2015-04-03 | 07 | 188.1296 | 90.094 | 47.6629 | 4.0103 | 44.5587 | 374.4556
2015-04-03 | 08 | 1781.9094 | 853.3414 | 451.4461 | 37.9831 | 422.0479 | 3546.7278
2015-04-03 | 09 | 4770.6896 | 2284.6427 | 1208.6532 | 101.6906 | 1129.9441 | 9495.6203
2015-04-03 | 10 | 8217.3716 | 3935.2297 | 2081.8693 | 175.1595 | 1946.2951 | 16355.9252
2015-04-03 | 11 | 10989.6253 | 5262.8387 | 2784.22 | 234.2524 | 2602.9074 | 21873.8439
2015-04-03 | 12 | 12672.1451 | 6068.5827 | 3210.4857 | 270.1164 | 3001.4146 | 25222.7445
2015-04-03 | 13 | 13463.711 | 6447.6572 | 3411.0287 | 286.9897 | 3188.8982 | 26798.2849
2015-04-03 | 14 | 13556.0006 | 6491.8538 | 3434.4106 | 288.9567 | 3210.7568 | 26981.9784
2015-04-03 | 15 | 12682.7939 | 6073.6826 | 3213.1836 | 270.3433 | 3003.9365 | 25243.9401
2015-04-03 | 16 | 10613.3652 | 5082.6506 | 2688.8943 | 226.2317 | 2513.79 | 21124.9318
2015-04-03 | 17 | 7376.1113 | 3532.3569 | 1868.7369 | 157.2279 | 1747.0415 | 14681.4745
2015-04-03 | 18 | 3333.0939 | 1596.1904 | 844.4384 | 71.0472 | 789.4477 | 6634.2177
2015-04-03 | 19 | 766.7178 | 367.1745 | 194.2479 | 16.3429 | 181.5983 | 1526.0815
2015-04-03 | 20 | 31.9464 | 15.2991 | 8.0937 | 0.68085 | 7.5667 | 63.5868
2015-04-03 | 21 | 0 | 0 | 0 | 0 | 0 | 0
2015-04-03 | 22 | 0 | 0 | 0 | 0 | 0 | 0
2015-04-03 | 23 | 0 | 0 | 0 | 0 | 0 | 0
2015-04-03 | 24 | 0 | 0 | 0 | 0 | 0 | 0
2015-04-04 | 01 | 0 | 0 | 0 | 0 | 0 | 0
2015-04-04 | 02 | 0 | 0 | 0 | 0 | 0 | 0
2015-04-04 | 03 | 0 | 0 | 0 | 0 | 0 | 0
2015-04-04 | 04 | 0 | 0 | 0 | 0 | 0 | 0
2015-04-04 | 05 | 0 | 0 | 0 | 0 | 0 | 0
2015-04-04 | 06 | 0 | 0 | 0 | 0 | 0 | 0
2015-04-04 | 07 | 205.8776 | 98.5932 | 52.1594 | 4.3886 | 48.7628 | 409.7816
2015-04-04 | 08 | 1764.1614 | 844.8422 | 446.9504 | 37.6048 | 417.8439 | 3511.4027
2015-04-04 | 09 | 4806.1865 | 2301.6419 | 1217.6463 | 102.4479 | 1138.3515 | 9566.274
2015-04-04 | 10 | 7936.9515 | 3800.939 | 2010.8255 | 169.1823 | 1879.8779 | 15797.7761
2015-04-04 | 11 | 9044.4335 | 4331.3025 | 2291.4053 | 192.7894 | 2142.1861 | 18002.1169
2015-04-04 | 12 | 10595.6172 | 5074.1515 | 2684.3977 | 225.8535 | 2509.5859 | 21089.6059
2015-04-04 | 13 | 12448.5194 | 5961.4903 | 3153.8298 | 265.3496 | 2948.4486 | 24777.6377
2015-04-04 | 14 | 13328.8253 | 6383.0614 | 3376.8554 | 284.1142 | 3156.9502 | 26529.8065
2015-04-04 | 15 | 12487.5651 | 5980.1894 | 3163.7221 | 266.1817 | 2957.6966 | 24855.3549
2015-04-04 | 16 | 10446.5332 | 5002.7566 | 2646.6271 | 222.6762 | 2474.2752 | 20792.8683
2015-04-04 | 17 | 7319.3177 | 3505.1594 | 1854.3481 | 156.0166 | 1733.5903 | 14568.4322
2015-04-04 | 18 | 3322.4452 | 1591.0903 | 841.7405 | 70.8203 | 786.9257 | 6613.0221
2015-04-04 | 19 | 791.5651 | 379.0736 | 200.543 | 16.8725 | 187.4836 | 1575.5379
2015-04-04 | 20 | 28.3968 | 13.5991 | 7.1944 | 0.6052 | 6.726 | 56.5216
2015-04-04 | 21 | 0 | 0 | 0 | 0 | 0 | 0
2015-04-04 | 22 | 0 | 0 | 0 | 0 | 0 | 0
2015-04-04 | 23 | 0 | 0 | 0 | 0 | 0 | 0
2015-04-04 | 24 | 0 | 0 | 0 | 0 | 0 | 0
2015-04-05 | 01 | 0 | 0 | 0 | 0 | 0 | 0
2015-04-05 | 02 | 0 | 0 | 0 | 0 | 0 | 0
2015-04-05 | 03 | 0 | 0 | 0 | 0 | 0 | 0
2015-04-05 | 04 | 0 | 0 | 0 | 0 | 0 | 0
2015-04-05 | 05 | 0 | 0 | 0 | 0 | 0 | 0
2015-04-05 | 06 | 0 | 0 | 0 | 0 | 0 | 0
2015-04-05 | 07 | 0 | 0 | 0 | 0 | 0 | 0
2015-04-05 | 08 | 259.1225 | 124.0915 | 65.6489 | 5.5233 | 61.3734 | 515.7596
2015-04-05 | 09 | 1568.9325 | 751.3481 | 397.4889 | 33.4432 | 371.6038 | 3122.8167
2015-04-05 | 10 | 4596.7584 | 2201.3487 | 1164.5884 | 97.9838 | 1088.7488 | 9149.428
2015-04-05 | 11 | 7993.7451 | 3828.1373 | 2025.2142 | 170.3927 | 1893.3291 | 15910.8185
2015-04-05 | 12 | 10652.4108 | 5101.3498 | 2698.7865 | 227.0647 | 2523.038 | 21202.6499
2015-04-05 | 13 | 12423.6714 | 5949.5912 | 3147.5347 | 264.82 | 2942.5631 | 24728.1804
2015-04-05 | 14 | 13147.7941 | 6296.3673 | 3330.9911 | 280.2552 | 3114.0727 | 26169.4804
2015-04-05 | 15 | 12963.214 | 6207.9733 | 3284.2283 | 276.3206 | 3070.3547 | 25802.0908
2015-04-05 | 16 | 11177.755 | 5352.932 | 2831.8821 | 238.2627 | 2647.4661 | 22248.2978
2015-04-05 | 17 | 8707.219 | 4169.8135 | 2205.9727 | 185.6009 | 2062.3167 | 17330.9228
2015-04-05 | 18 | 4902.0256 | 2347.5385 | 1241.9273 | 104.4905 | 1161.0515 | 9757.0336
2015-04-05 | 19 | 2392.444 | 1145.7209 | 606.1257 | 50.9966 | 566.6533 | 4761.9405
2015-04-05 | 20 | 468.5498 | 224.3847 | 118.7067 | 9.9875 | 110.9768 | 932.6055
2015-04-05 | 21 | 39.0456 | 18.6983 | 9.8923 | 0.83215 | 9.248 | 77.7163
2015-04-05 | 22 | 0 | 0 | 0 | 0 | 0 | 0
2015-04-05 | 23 | 0 | 0 | 0 | 0 | 0 | 0
2015-04-05 | 24 | 0 | 0 | 0 | 0 | 0 | 0
2015-04-06 | 01 | 0 | 0 | 0 | 0 | 0 | 0
2015-04-06 | 02 | 0 | 0 | 0 | 0 | 0 | 0
2015-04-06 | 03 | 0 | 0 | 0 | 0 | 0 | 0
2015-04-06 | 04 | 0 | 0 | 0 | 0 | 0 | 0
2015-04-06 | 05 | 0 | 0 | 0 | 0 | 0 | 0
2015-04-06 | 06 | 0 | 0 | 0 | 0 | 0 | 0
2015-04-06 | 07 | 0 | 0 | 0 | 0 | 0 | 0
2015-04-06 | 08 | 220.0761 | 105.3923 | 55.7566 | 4.6912 | 52.1254 | 438.0415
2015-04-06 | 09 | 1302.7109 | 623.8575 | 330.0414 | 27.7686 | 308.5491 | 2592.9276
2015-04-06 | 10 | 3641.9108 | 1744.0801 | 922.6775 | 77.6305 | 862.591 | 7248.8901
2015-04-06 | 11 | 6918.2103 | 3313.0722 | 1752.7272 | 147.4674 | 1638.5875 | 13770.0646
2015-04-06 | 12 | 8327.41 | 3987.9263 | 2109.7476 | 177.5055 | 1972.3578 | 16574.9473
2015-04-06 | 13 | 8891.799 | 4258.2076 | 2252.7355 | 189.5356 | 2106.0348 | 17698.3124
2015-04-06 | 14 | 8323.8605 | 3986.2263 | 2108.8483 | 177.4299 | 1971.5172 | 16567.8821
2015-04-06 | 15 | 6577.447 | 3149.8832 | 1666.3952 | 140.2032 | 1557.8774 | 13091.8062
2015-04-06 | 16 | 6708.7831 | 3212.779 | 1699.6694 | 143.0032 | 1588.9841 | 13353.2186
2015-04-06 | 17 | 6052.1029 | 2898.3011 | 1533.2989 | 129.0053 | 1433.4485 | 12046.1567
2015-04-06 | 18 | 4206.3007 | 2014.3614 | 1065.6654 | 89.6606 | 996.268 | 8372.256
2015-04-06 | 19 | 1909.6959 | 914.5371 | 483.8209 | 40.7065 | 452.3139 | 3801.0742
2015-04-06 | 20 | 397.5577 | 190.3872 | 100.7207 | 8.4745 | 94.1621 | 791.3024
2015-04-06 | 21 | 24.8472 | 11.8992 | 6.2951 | 0.52955 | 5.8854 | 49.4564
2015-04-06 | 22 | 0 | 0 | 0 | 0 | 0 | 0
2015-04-06 | 23 | 0 | 0 | 0 | 0 | 0 | 0
2015-04-06 | 24 | 0 | 0 | 0 | 0 | 0 | 0
2015-04-07 | 01 | 0 | 0 | 0 | 0 | 0 | 0
2015-04-07 | 02 | 0 | 0 | 0 | 0 | 0 | 0
2015-04-07 | 03 | 0 | 0 | 0 | 0 | 0 | 0
2015-04-07 | 04 | 0 | 0 | 0 | 0 | 0 | 0
2015-04-07 | 05 | 0 | 0 | 0 | 0 | 0 | 0
2015-04-07 | 06 | 0 | 0 | 0 | 0 | 0 | 0
2015-04-07 | 07 | 0 | 0 | 0 | 0 | 0 | 0
2015-04-07 | 08 | 209.4272 | 100.2932 | 53.0587 | 4.4642 | 49.6034 | 416.8468
2015-04-07 | 09 | 1043.5883 | 499.766 | 264.3933 | 22.2445 | 247.1749 | 2077.1671
2015-04-07 | 10 | 2445.6889 | 1171.2192 | 619.6151 | 52.1314 | 579.2648 | 4867.9194
2015-04-07 | 11 | 4944.6217 | 2367.9377 | 1252.7189 | 105.3983 | 1171.1402 | 9841.8168
2015-04-07 | 12 | 7191.5312 | 3443.9637 | 1821.9733 | 153.2933 | 1703.3235 | 14314.085
2015-04-07 | 13 | 8057.6388 | 3858.7348 | 2041.4016 | 171.7544 | 1908.4625 | 16037.9921
2015-04-07 | 14 | 9669.1665 | 4630.4821 | 2449.6813 | 206.1054 | 2290.155 | 19245.5903
2015-04-07 | 15 | 8149.9283 | 3902.9314 | 2064.7834 | 173.7221 | 1930.322 | 16221.6873
2015-04-07 | 16 | 7500.3481 | 3591.8535 | 1900.2115 | 159.8757 | 1776.4677 | 14928.7566
2015-04-07 | 17 | 5963.3628 | 2855.8036 | 1510.8172 | 127.1132 | 1412.4306 | 11869.5275
2015-04-07 | 18 | 4756.4912 | 2277.8436 | 1205.056 | 101.388 | 1126.5815 | 9467.3603
2015-04-07 | 19 | 2374.696 | 1137.2218 | 601.6291 | 50.6183 | 562.4501 | 4726.6154
2015-04-07 | 20 | 624.733 | 299.1796 | 158.2759 | 13.317 | 147.9688 | 1243.4743
2015-04-07 | 21 | 35.496 | 16.9992 | 8.993 | 0.7565 | 8.4073 | 70.652
2015-04-07 | 22 | 0 | 0 | 0 | 0 | 0 | 0
2015-04-07 | 23 | 0 | 0 | 0 | 0 | 0 | 0
2015-04-07 | 24 | 0 | 0 | 0 | 0 | 0 | 0
2015-04-08 | 01 | 0 | 0 | 0 | 0 | 0 | 0
2015-04-08 | 02 | 0 | 0 | 0 | 0 | 0 | 0
2015-04-08 | 03 | 0 | 0 | 0 | 0 | 0 | 0
2015-04-08 | 04 | 0 | 0 | 0 | 0 | 0 | 0
2015-04-08 | 05 | 0 | 0 | 0 | 0 | 0 | 0
2015-04-08 | 06 | 3.5496 | 1.7 | 0.8993 | 0.07565 | 0.84065 | 7.0652
2015-04-08 | 07 | 0 | 0 | 0 | 0 | 0 | 0
2015-04-08 | 08 | 223.6265 | 107.0923 | 56.6559 | 4.7668 | 52.9661 | 445.1076
2015-04-08 | 09 | 819.9627 | 392.6728 | 207.7374 | 17.4785 | 194.2088 | 1632.0603
2015-04-08 | 10 | 1615.0773 | 773.4465 | 409.1798 | 34.4267 | 382.5331 | 3214.6634
2015-04-08 | 11 | 2183.0168 | 1045.4277 | 553.067 | 46.5324 | 517.0507 | 4345.0946
2015-04-08 | 12 | 2151.0703 | 1030.1294 | 544.9733 | 45.8515 | 509.4841 | 4281.5087
2015-04-08 | 13 | 2349.8488 | 1125.3227 | 595.3341 | 50.0888 | 556.5647 | 4677.159
2015-04-08 | 14 | 3056.2234 | 1463.5997 | 774.2939 | 65.1457 | 723.8702 | 6083.133
2015-04-08 | 15 | 3652.5596 | 1749.1801 | 925.3754 | 77.8575 | 865.1138 | 7270.0865
2015-04-08 | 16 | 3237.2539 | 1550.2938 | 820.1573 | 69.0047 | 766.7476 | 6443.4573
2015-04-08 | 17 | 2395.9936 | 1147.4209 | 607.0249 | 51.0722 | 567.494 | 4769.0058
2015-04-08 | 18 | 1185.5732 | 567.7609 | 300.3645 | 25.2714 | 280.8043 | 2359.7743
2015-04-08 | 19 | 631.8322 | 302.5796 | 160.0746 | 13.4682 | 149.6501 | 1257.6047
2015-04-08 | 20 | 173.9313 | 83.294 | 44.0657 | 3.7077 | 41.1961 | 346.1948
2015-04-08 | 21 | 24.8472 | 11.8992 | 6.2951 | 0.52955 | 5.8854 | 49.4564
2015-04-08 | 22 | 0 | 0 | 0 | 0 | 0 | 0
2015-04-08 | 23 | 0 | 0 | 0 | 0 | 0 | 0
2015-04-08 | 24 | 0 | 0 | 0 | 0 | 0 | 0
2015-04-09 | 01 | 0 | 0 | 0 | 0 | 0 | 0
2015-04-09 | 02 | 0 | 0 | 0 | 0 | 0 | 0
2015-04-09 | 03 | 0 | 0 | 0 | 0 | 0 | 0
2015-04-09 | 04 | 0 | 0 | 0 | 0 | 0 | 0
2015-04-09 | 05 | 0 | 0 | 0 | 0 | 0 | 0
2015-04-09 | 06 | 0 | 0 | 0 | 0 | 0 | 0
2015-04-09 | 07 | 0 | 0 | 0 | 0 | 0 | 0
2015-04-09 | 08 | 212.9769 | 101.9932 | 53.958 | 4.5399 | 50.4441 | 423.912
2015-04-09 | 09 | 1586.6806 | 759.8481 | 401.9854 | 33.8215 | 375.8071 | 3158.1427
2015-04-09 | 10 | 4082.0638 | 1954.8657 | 1034.1899 | 87.0119 | 966.8419 | 8124.9732
2015-04-09 | 11 | 6378.6677 | 3054.6901 | 1616.0345 | 135.966 | 1510.7959 | 12696.1542
2015-04-09 | 12 | 8405.5013 | 4025.3238 | 2129.5322 | 179.1698 | 1990.8538 | 16730.3808
2015-04-09 | 13 | 10006.3802 | 4791.9711 | 2535.1148 | 213.2939 | 2370.0244 | 19916.7844
2015-04-09 | 14 | 10737.602 | 5142.1464 | 2720.3697 | 228.8803 | 2543.2153 | 21372.2139
2015-04-09 | 15 | 11955.1216 | 5725.2064 | 3028.828 | 254.8325 | 2831.5863 | 23795.5749
2015-04-09 | 16 | 12285.237 | 5883.2954 | 3112.4628 | 261.8697 | 2909.7744 | 24452.6393
2015-04-09 | 17 | 10226.4571 | 4897.3634 | 2590.8714 | 217.985 | 2422.1498 | 20354.8268
2015-04-09 | 18 | 7195.0808 | 3445.6628 | 1822.8726 | 153.3689 | 1704.1641 | 14321.1493
2015-04-09 | 19 | 3325.9947 | 1592.7903 | 842.6399 | 70.8959 | 787.7664 | 6620.0873
2015-04-09 | 20 | 848.3595 | 406.272 | 214.9318 | 18.0837 | 200.9349 | 1688.582
2015-04-09 | 21 | 31.9464 | 15.2991 | 8.0937 | 0.68085 | 7.5667 | 63.5868
2015-04-09 | 22 | 0 | 0 | 0 | 0 | 0 | 0
2015-04-09 | 23 | 0 | 0 | 0 | 0 | 0 | 0
2015-04-09 | 24 | 0 | 0 | 0 | 0 | 0 | 0
2015-04-10 | 01 | 0 | 0 | 0 | 0 | 0 | 0
2015-04-10 | 02 | 0 | 0 | 0 | 0 | 0 | 0
2015-04-10 | 03 | 0 | 0 | 0 | 0 | 0 | 0
2015-04-10 | 04 | 0 | 0 | 0 | 0 | 0 | 0
2015-04-10 | 05 | 0 | 0 | 0 | 0 | 0 | 0
2015-04-10 | 06 | 0 | 0 | 0 | 0 | 0 | 0
2015-04-10 | 07 | 3.5496 | 1.7 | 0.8993 | 0.07565 | 0.84065 | 7.0652
2015-04-10 | 08 | 365.6105 | 175.0881 | 92.627 | 7.7937 | 86.5954 | 727.7147
2015-04-10 | 09 | 2037.4823 | 975.7328 | 516.1957 | 43.4307 | 482.5807 | 4055.4223
2015-04-10 | 10 | 4944.6217 | 2367.9377 | 1252.7189 | 105.3983 | 1171.1402 | 9841.8168
2015-04-10 | 11 | 8235.1196 | 3943.7288 | 2086.3658 | 175.5377 | 1950.4992 | 16391.2512
2015-04-10 | 12 | 10826.3429 | 5184.6439 | 2742.8522 | 230.7716 | 2564.2341 | 21548.8447
2015-04-10 | 13 | 12533.7098 | 6002.2878 | 3175.413 | 267.166 | 2968.6258 | 24947.2025
2015-04-10 | 14 | 13222.3365 | 6332.0648 | 3349.8764 | 281.8447 | 3131.7281 | 26317.8504
2015-04-10 | 15 | 12973.8628 | 6213.0733 | 3286.9262 | 276.5475 | 3072.8766 | 25823.2865
2015-04-10 | 16 | 12118.4041 | 5803.4014 | 3070.1957 | 258.3133 | 2870.2604 | 24120.5749
2015-04-10 | 17 | 10205.1586 | 4887.1642 | 2585.4756 | 217.5311 | 2417.1059 | 20312.4355
2015-04-10 | 18 | 7173.7833 | 3435.4637 | 1817.4768 | 152.915 | 1699.1202 | 14278.759
2015-04-10 | 19 | 3276.2995 | 1568.9921 | 830.0496 | 69.8368 | 775.9956 | 6521.1736
2015-04-10 | 20 | 887.4051 | 424.9711 | 224.8242 | 18.9159 | 210.1829 | 1766.2992
2015-04-10 | 21 | 31.9464 | 15.2991 | 8.0937 | 0.68085 | 7.5667 | 63.5868
2015-04-10 | 22 | 0 | 0 | 0 | 0 | 0 | 0
2015-04-10 | 23 | 0 | 0 | 0 | 0 | 0 | 0
2015-04-10 | 24 | 0 | 0 | 0 | 0 | 0 | 0
2015-04-11 | 01 | 0 | 0 | 0 | 0 | 0 | 0
2015-04-11 | 02 | 0 | 0 | 0 | 0 | 0 | 0
2015-04-11 | 03 | 0 | 0 | 0 | 0 | 0 | 0
2015-04-11 | 04 | 0 | 0 | 0 | 0 | 0 | 0
2015-04-11 | 05 | 0 | 0 | 0 | 0 | 0 | 0
2015-04-11 | 06 | 0 | 0 | 0 | 0 | 0 | 0
2015-04-11 | 07 | 3.5496 | 1.7 | 0.8993 | 0.07565 | 0.84065 | 7.0652
2015-04-11 | 08 | 362.0609 | 173.3881 | 91.7278 | 7.718 | 85.7548 | 720.6496
2015-04-11 | 09 | 2062.3295 | 987.632 | 522.4908 | 43.9603 | 488.4652 | 4104.8778
2015-04-11 | 10 | 4951.7209 | 2371.3368 | 1254.5176 | 105.5496 | 1172.8215 | 9855.9464
2015-04-11 | 11 | 8192.5244 | 3923.3305 | 2075.5742 | 174.63 | 1940.4106 | 16306.4697
2015-04-11 | 12 | 10418.1363 | 4989.1574 | 2639.4327 | 222.071 | 2467.5491 | 20736.3467
2015-04-11 | 13 | 11380.083 | 5449.8251 | 2883.1422 | 242.5755 | 2695.3882 | 22651.0142
2015-04-11 | 14 | 11766.992 | 5635.1124 | 2981.1651 | 250.8222 | 2787.0276 | 23421.1193
2015-04-11 | 15 | 10521.0756 | 5038.454 | 2665.5124 | 224.2648 | 2491.9306 | 20941.2375
2015-04-11 | 16 | 10240.6555 | 4904.1634 | 2594.4686 | 218.2877 | 2425.5132 | 20383.0884
2015-04-11 | 17 | 8884.6998 | 4254.8076 | 2250.9369 | 189.3843 | 2104.3535 | 17684.182
2015-04-11 | 18 | 5029.8121 | 2408.7342 | 1274.3021 | 107.2147 | 1191.3175 | 10011.3807
2015-04-11 | 19 | 2704.8105 | 1295.3107 | 685.2632 | 57.6555 | 640.6382 | 5383.6781
2015-04-11 | 20 | 695.7258 | 333.1771 | 176.2619 | 14.8299 | 164.7835 | 1384.7783
2015-04-11 | 21 | 49.6944 | 23.7983 | 12.5902 | 1.0591 | 11.7699 | 98.9119
2015-04-11 | 22 | 0 | 0 | 0 | 0 | 0 | 0
2015-04-11 | 23 | 0 | 0 | 0 | 0 | 0 | 0
2015-04-11 | 24 | 0 | 0 | 0 | 0 | 0 | 0
2015-04-12 | 01 | 0 | 0 | 0 | 0 | 0 | 0
2015-04-12 | 02 | 0 | 0 | 0 | 0 | 0 | 0
2015-04-12 | 03 | 0 | 0 | 0 | 0 | 0 | 0
2015-04-12 | 04 | 0 | 0 | 0 | 0 | 0 | 0
2015-04-12 | 05 | 0 | 0 | 0 | 0 | 0 | 0
2015-04-12 | 06 | 0 | 0 | 0 | 0 | 0 | 0
2015-04-12 | 07 | 3.5496 | 1.7 | 0.8993 | 0.07565 | 0.84065 | 7.0652
2015-04-12 | 08 | 312.3665 | 149.5898 | 79.1384 | 6.6581 | 73.9848 | 621.7376
2015-04-12 | 09 | 2115.5735 | 1013.1303 | 535.9803 | 45.095 | 501.0767 | 4210.8558
2015-04-12 | 10 | 5278.2858 | 2527.7266 | 1337.2532 | 112.5111 | 1250.1689 | 10505.9456
2015-04-12 | 11 | 8668.1734 | 4151.1144 | 2196.0804 | 184.7687 | 2053.0687 | 17253.2056
2015-04-12 | 12 | 11301.9918 | 5412.4277 | 2863.3576 | 240.9104 | 2676.8922 | 22495.5798
2015-04-12 | 13 | 12789.2828 | 6124.6793 | 3240.1626 | 272.6137 | 3029.1586 | 25455.8969
2015-04-12 | 14 | 13644.7414 | 6534.3512 | 3456.8931 | 290.8479 | 3231.7757 | 27158.6093
2015-04-12 | 15 | 13634.0927 | 6529.2512 | 3454.1952 | 290.6209 | 3229.2528 | 27137.4128
2015-04-12 | 16 | 12601.1531 | 6034.5852 | 3192.4997 | 268.6034 | 2984.5999 | 25081.4413
2015-04-12 | 17 | 10581.4188 | 5067.3515 | 2680.8005 | 225.5509 | 2506.2233 | 21061.345
2015-04-12 | 18 | 7507.4473 | 3595.2526 | 1902.0102 | 160.0269 | 1778.149 | 14942.8861
2015-04-12 | 19 | 3279.8491 | 1570.6921 | 830.9489 | 69.9125 | 776.8371 | 6528.2397
2015-04-12 | 20 | 944.1987 | 452.1685 | 239.213 | 20.1263 | 223.635 | 1879.3415
2015-04-12 | 21 | 42.5952 | 20.3983 | 10.7916 | 0.9078 | 10.0886 | 84.7815
2015-04-12 | 22 | 0 | 0 | 0 | 0 | 0 | 0
2015-04-12 | 23 | 0 | 0 | 0 | 0 | 0 | 0
2015-04-12 | 24 | 0 | 0 | 0 | 0 | 0 | 0
2015-04-13 | 01 | 0 | 0 | 0 | 0 | 0 | 0
2015-04-13 | 02 | 0 | 0 | 0 | 0 | 0 | 0
2015-04-13 | 03 | 0 | 0 | 0 | 0 | 0 | 0
2015-04-13 | 04 | 0 | 0 | 0 | 0 | 0 | 0
2015-04-13 | 05 | 0 | 0 | 0 | 0 | 0 | 0
2015-04-13 | 06 | 0 | 0 | 0 | 0 | 0 | 0
2015-04-13 | 07 | 3.5496 | 1.7 | 0.8993 | 0.07565 | 0.84065 | 7.0652
2015-04-13 | 08 | 323.0153 | 154.689 | 81.8363 | 6.885 | 76.5068 | 642.9324
2015-04-13 | 09 | 2151.0703 | 1030.1294 | 544.9733 | 45.8515 | 509.4841 | 4281.5087
2015-04-13 | 10 | 5150.4994 | 2466.5309 | 1304.8783 | 109.7869 | 1219.903 | 10251.5984
2015-04-13 | 11 | 8451.646 | 4047.422 | 2141.2231 | 180.1532 | 2001.784 | 16822.2284
2015-04-13 | 12 | 10961.2285 | 5249.2396 | 2777.0257 | 233.6472 | 2596.1813 | 21817.3223
2015-04-13 | 13 | 12601.1531 | 6034.5852 | 3192.4997 | 268.6034 | 2984.5999 | 25081.4413
2015-04-13 | 14 | 13268.4813 | 6354.1631 | 3361.5672 | 282.8281 | 3142.6574 | 26409.6972
2015-04-13 | 15 | 13296.8781 | 6367.7622 | 3368.7616 | 283.4334 | 3149.3835 | 26466.2188
2015-04-13 | 16 | 12402.3738 | 5939.392 | 3142.1398 | 264.3662 | 2937.5193 | 24685.791
2015-04-13 | 17 | 10393.2891 | 4977.2583 | 2633.1377 | 221.5406 | 2461.6646 | 20686.8903
2015-04-13 | 18 | 7262.5233 | 3477.9612 | 1839.9593 | 154.8063 | 1720.1382 | 14455.3881
2015-04-13 | 19 | 3325.9947 | 1592.7903 | 842.6399 | 70.8959 | 787.7664 | 6620.0873
2015-04-13 | 20 | 965.4971 | 462.3685 | 244.6087 | 20.5802 | 228.6789 | 1921.7335
2015-04-13 | 21 | 42.5952 | 20.3983 | 10.7916 | 0.9078 | 10.0886 | 84.7815
2015-04-13 | 22 | 0 | 0 | 0 | 0 | 0 | 0
2015-04-13 | 23 | 0 | 0 | 0 | 0 | 0 | 0
2015-04-13 | 24 | 0 | 0 | 0 | 0 | 0 | 0
2015-04-14 | 01 | 0 | 0 | 0 | 0 | 0 | 0
2015-04-14 | 02 | 0 | 0 | 0 | 0 | 0 | 0
2015-04-14 | 03 | 0 | 0 | 0 | 0 | 0 | 0
2015-04-14 | 04 | 0 | 0 | 0 | 0 | 0 | 0
2015-04-14 | 05 | 0 | 0 | 0 | 0 | 0 | 0
2015-04-14 | 06 | 0 | 0 | 0 | 0 | 0 | 0
2015-04-14 | 07 | 10.6488 | 5.1 | 2.6979 | 0.22695 | 2.5219 | 21.1956
2015-04-14 | 08 | 582.1378 | 278.7804 | 147.4844 | 12.4083 | 137.8802 | 1158.6911
2015-04-14 | 09 | 2374.696 | 1137.2218 | 601.6291 | 50.6183 | 562.4501 | 4726.6154
2015-04-14 | 10 | 4923.3233 | 2357.7377 | 1247.3231 | 104.9444 | 1166.0955 | 9799.4239
2015-04-14 | 11 | 7141.8368 | 3420.1645 | 1809.3831 | 152.2341 | 1691.5536 | 14215.1722
2015-04-14 | 12 | 9399.3952 | 4501.2906 | 2381.3353 | 200.3552 | 2226.2596 | 18708.636
2015-04-14 | 13 | 8824.3566 | 4225.9093 | 2235.6496 | 188.0982 | 2090.0608 | 17564.0745
2015-04-14 | 14 | 10226.4571 | 4897.3634 | 2590.8714 | 217.985 | 2422.1498 | 20354.8268
2015-04-14 | 15 | 7720.425 | 3697.2458 | 1955.9682 | 164.5668 | 1828.5931 | 15366.7989
2015-04-14 | 16 | 3109.4675 | 1489.098 | 787.7834 | 66.2805 | 736.4816 | 6189.1109
2015-04-14 | 17 | 1583.1309 | 758.1481 | 401.0861 | 33.7458 | 374.9665 | 3151.0775
2015-04-14 | 18 | 1004.5428 | 481.0668 | 254.501 | 21.4123 | 237.9269 | 1999.4499
2015-04-14 | 19 | 472.0993 | 226.0847 | 119.606 | 10.0632 | 111.8175 | 939.6708
2015-04-14 | 20 | 85.1912 | 40.7974 | 21.5832 | 1.8156 | 20.1773 | 169.5648
2015-04-14 | 21 | 17.748 | 8.4992 | 4.4965 | 0.37825 | 4.2032 | 35.3251
2015-04-14 | 22 | 0 | 0 | 0 | 0 | 0 | 0
2015-04-14 | 23 | 0 | 0 | 0 | 0 | 0 | 0
2015-04-14 | 24 | 0 | 0 | 0 | 0 | 0 | 0
2015-04-15 | 01 | 0 | 0 | 0 | 0 | 0 | 0
2015-04-15 | 02 | 0 | 0 | 0 | 0 | 0 | 0
2015-04-15 | 03 | 0 | 0 | 0 | 0 | 0 | 0
2015-04-15 | 04 | 0 | 0 | 0 | 0 | 0 | 0
2015-04-15 | 05 | 0 | 0 | 0 | 0 | 0 | 0
2015-04-15 | 06 | 0 | 0 | 0 | 0 | 0 | 0
2015-04-15 | 07 | 0 | 0 | 0 | 0 | 0 | 0
2015-04-15 | 08 | 39.0456 | 18.6983 | 9.8923 | 0.83215 | 9.248 | 77.7163
2015-04-15 | 09 | 212.9769 | 101.9932 | 53.958 | 4.5399 | 50.4441 | 423.912
2015-04-15 | 10 | 617.6338 | 295.7796 | 156.4774 | 13.1657 | 146.2876 | 1229.344
2015-04-15 | 11 | 919.3515 | 440.2694 | 232.9179 | 19.5968 | 217.7496 | 1829.8851
2015-04-15 | 12 | 1185.5732 | 567.7609 | 300.3645 | 25.2714 | 280.8043 | 2359.7743
2015-04-15 | 13 | 1590.2301 | 761.5473 | 402.8847 | 33.8971 | 376.6477 | 3165.207
2015-04-15 | 14 | 1970.0391 | 943.4354 | 499.1089 | 41.9925 | 466.6066 | 3921.1826
2015-04-15 | 15 | 2463.4369 | 1179.7192 | 624.1117 | 52.5104 | 583.468 | 4903.2462
2015-04-15 | 16 | 2758.0554 | 1320.8091 | 698.7527 | 58.7903 | 653.2488 | 5489.6562
2015-04-15 | 17 | 2949.7346 | 1412.6031 | 747.3149 | 62.8762 | 698.649 | 5871.1778
2015-04-15 | 18 | 1838.7038 | 880.5397 | 465.8349 | 39.1935 | 435.4992 | 3659.7711
2015-04-15 | 19 | 717.0235 | 343.3762 | 181.6577 | 15.2839 | 169.8283 | 1427.1695
2015-04-15 | 20 | 177.4808 | 84.994 | 44.965 | 3.7833 | 42.0367 | 353.26
2015-04-15 | 21 | 14.1984 | 6.7991 | 3.5972 | 0.3026 | 3.3626 | 28.2599
2015-04-15 | 22 | 0 | 0 | 0 | 0 | 0 | 0
2015-04-15 | 23 | 0 | 0 | 0 | 0 | 0 | 0
2015-04-15 | 24 | 0 | 0 | 0 | 0 | 0 | 0
2015-04-16 | 01 | 0 | 0 | 0 | 0 | 0 | 0
2015-04-16 | 02 | 0 | 0 | 0 | 0 | 0 | 0
2015-04-16 | 03 | 0 | 0 | 0 | 0 | 0 | 0
2015-04-16 | 04 | 0 | 0 | 0 | 0 | 0 | 0
2015-04-16 | 05 | 0 | 0 | 0 | 0 | 0 | 0
2015-04-16 | 06 | 0 | 0 | 0 | 0 | 0 | 0
2015-04-16 | 07 | 7.0992 | 3.4 | 1.7986 | 0.1513 | 1.6813 | 14.1304
2015-04-16 | 08 | 170.3817 | 81.594 | 43.1664 | 3.632 | 40.3554 | 339.1296
2015-04-16 | 09 | 763.1683 | 365.4745 | 193.3486 | 16.2673 | 180.7576 | 1519.0163
2015-04-16 | 10 | 2452.788 | 1174.6192 | 621.4138 | 52.2826 | 580.9461 | 4882.0498
2015-04-16 | 11 | 3808.7429 | 1823.9751 | 964.9447 | 81.1861 | 902.1058 | 7580.9545
2015-04-16 | 12 | 5221.4922 | 2500.5283 | 1322.8643 | 111.2998 | 1236.7177 | 10392.9024
2015-04-16 | 13 | 7085.0424 | 3392.9671 | 1794.9943 | 151.0229 | 1678.1015 | 14102.1282
2015-04-16 | 14 | 7454.2033 | 3569.7544 | 1888.5207 | 158.8922 | 1765.5384 | 14836.909
2015-04-16 | 15 | 7134.7376 | 3416.7654 | 1807.5845 | 152.0828 | 1689.8722 | 14201.0426
2015-04-16 | 16 | 6815.2711 | 3263.7756 | 1726.6475 | 145.2726 | 1614.2061 | 13565.173
2015-04-16 | 17 | 6495.8054 | 3110.7866 | 1645.7114 | 138.4633 | 1538.54 | 12929.3066
2015-04-16 | 18 | 4774.2392 | 2286.3427 | 1209.5525 | 101.7662 | 1130.7848 | 9502.6855
2015-04-16 | 19 | 2591.2233 | 1240.915 | 656.4856 | 55.2338 | 613.7349 | 5157.5926
2015-04-16 | 20 | 983.2451 | 470.8677 | 249.1052 | 20.9584 | 232.883 | 1957.0595
2015-04-16 | 21 | 70.992 | 33.9975 | 17.986 | 1.513 | 16.8147 | 141.3031
2015-04-16 | 22 | 0 | 0 | 0 | 0 | 0 | 0
2015-04-16 | 23 | 0 | 0 | 0 | 0 | 0 | 0
2015-04-16 | 24 | 0 | 0 | 0 | 0 | 0 | 0
2015-04-17 | 01 | 0 | 0 | 0 | 0 | 0 | 0
2015-04-17 | 02 | 0 | 0 | 0 | 0 | 0 | 0
2015-04-17 | 03 | 0 | 0 | 0 | 0 | 0 | 0
2015-04-17 | 04 | 0 | 0 | 0 | 0 | 0 | 0
2015-04-17 | 05 | 0 | 0 | 0 | 0 | 0 | 0
2015-04-17 | 06 | 0 | 0 | 0 | 0 | 0 | 0
2015-04-17 | 07 | 3.5496 | 1.7 | 0.8993 | 0.07565 | 0.84065 | 7.0652
2015-04-17 | 08 | 259.1225 | 124.0915 | 65.6489 | 5.5233 | 61.3734 | 515.7596
2015-04-17 | 09 | 1522.7869 | 729.2499 | 385.798 | 32.4598 | 360.6745 | 3030.9691
2015-04-17 | 10 | 3052.6738 | 1461.8997 | 773.3946 | 65.07 | 723.0295 | 6076.0678
2015-04-17 | 11 | 6126.6453 | 2933.9985 | 1552.1841 | 130.594 | 1451.1038 | 12194.5258
2015-04-17 | 12 | 7826.913 | 3748.2425 | 1982.9471 | 166.8363 | 1853.8151 | 15578.7541
2015-04-17 | 13 | 7908.5547 | 3787.3399 | 2003.6311 | 168.5771 | 1873.1518 | 15741.2545
2015-04-17 | 14 | 9090.5783 | 4353.4008 | 2303.0963 | 193.7728 | 2153.1155 | 18093.9636
2015-04-17 | 15 | 10553.022 | 5053.7523 | 2673.6061 | 224.9457 | 2499.4972 | 21004.8234
2015-04-17 | 16 | 9438.4408 | 4519.9897 | 2391.2276 | 201.1874 | 2235.5077 | 18786.3532
2015-04-17 | 17 | 6694.5847 | 3205.9798 | 1696.0721 | 142.7005 | 1585.6214 | 13324.9587
2015-04-17 | 18 | 5438.0186 | 2604.2207 | 1377.7208 | 115.9154 | 1288.0016 | 10823.877
2015-04-17 | 19 | 3045.5747 | 1458.4997 | 771.596 | 64.9188 | 721.3483 | 6061.9374
2015-04-17 | 20 | 1015.1916 | 486.1669 | 257.1989 | 21.6393 | 240.4497 | 2020.6464
2015-04-17 | 21 | 63.8928 | 30.5983 | 16.1874 | 1.3617 | 15.1334 | 127.1736
2015-04-17 | 22 | 0 | 0 | 0 | 0 | 0 | 0
2015-04-17 | 23 | 0 | 0 | 0 | 0 | 0 | 0
2015-04-17 | 24 | 0 | 0 | 0 | 0 | 0 | 0
2015-04-18 | 01 | 0 | 0 | 0 | 0 | 0 | 0
2015-04-18 | 02 | 0 | 0 | 0 | 0 | 0 | 0
2015-04-18 | 03 | 0 | 0 | 0 | 0 | 0 | 0
2015-04-18 | 04 | 0 | 0 | 0 | 0 | 0 | 0
2015-04-18 | 05 | 0 | 0 | 0 | 0 | 0 | 0
2015-04-18 | 06 | 0 | 0 | 0 | 0 | 0 | 0
2015-04-18 | 07 | 7.0992 | 3.4 | 1.7986 | 0.1513 | 1.6813 | 14.1304
2015-04-18 | 08 | 401.1073 | 192.0864 | 101.62 | 8.5501 | 95.0028 | 798.3668
2015-04-18 | 09 | 2246.9095 | 1076.026 | 569.2544 | 47.895 | 532.1833 | 4472.2682
2015-04-18 | 10 | 5196.6441 | 2488.6291 | 1316.5693 | 110.7703 | 1230.8323 | 10343.4451
2015-04-18 | 11 | 8448.0964 | 4045.722 | 2140.3238 | 180.0776 | 2000.9433 | 16815.1632
2015-04-18 | 12 | 11206.1518 | 5366.5311 | 2839.0765 | 238.8679 | 2654.1921 | 22304.8194
2015-04-18 | 13 | 12846.0764 | 6151.8775 | 3254.5514 | 273.8241 | 3042.6107 | 25568.9401
2015-04-18 | 14 | 13815.1231 | 6615.9452 | 3500.0594 | 294.4799 | 3272.1303 | 27497.738
2015-04-18 | 15 | 13687.3366 | 6554.7495 | 3467.6846 | 291.7566 | 3241.8643 | 27243.3916
2015-04-18 | 16 | 12679.2443 | 6071.9826 | 3212.2843 | 270.2677 | 3003.0959 | 25236.8749
2015-04-18 | 17 | 10734.0524 | 5140.4464 | 2719.4704 | 228.8047 | 2542.3746 | 21365.1486
2015-04-18 | 18 | 7486.1498 | 3585.0535 | 1896.6144 | 159.573 | 1773.1043 | 14900.4949
2015-04-18 | 19 | 3524.7732 | 1687.9844 | 893.0006 | 75.1332 | 834.847 | 7015.7385
2015-04-18 | 20 | 976.1459 | 467.4677 | 247.3066 | 20.8072 | 231.2017 | 1942.9291
2015-04-18 | 21 | 49.6944 | 23.7983 | 12.5902 | 1.0591 | 11.7699 | 98.9119
2015-04-18 | 22 | 0 | 0 | 0 | 0 | 0 | 0
2015-04-18 | 23 | 0 | 0 | 0 | 0 | 0 | 0
2015-04-18 | 24 | 0 | 0 | 0 | 0 | 0 | 0
2015-04-19 | 01 | 0 | 0 | 0 | 0 | 0 | 0
2015-04-19 | 02 | 0 | 0 | 0 | 0 | 0 | 0
2015-04-19 | 03 | 0 | 0 | 0 | 0 | 0 | 0
2015-04-19 | 04 | 0 | 0 | 0 | 0 | 0 | 0
2015-04-19 | 05 | 0 | 0 | 0 | 0 | 0 | 0
2015-04-19 | 06 | 0 | 0 | 0 | 0 | 0 | 0
2015-04-19 | 07 | 10.6488 | 5.1 | 2.6979 | 0.22695 | 2.5219 | 21.1956
2015-04-19 | 08 | 457.9009 | 219.2847 | 116.0088 | 9.7606 | 108.4549 | 911.4099
2015-04-19 | 09 | 2303.704 | 1103.2243 | 583.6431 | 49.1054 | 545.6354 | 4585.3122
2015-04-19 | 10 | 5175.3466 | 2478.43 | 1311.1735 | 110.3164 | 1225.7876 | 10301.0539
2015-04-19 | 11 | 8444.5469 | 4044.022 | 2139.4245 | 180.0019 | 2000.1027 | 16808.0981
2015-04-19 | 12 | 11220.3502 | 5373.3311 | 2842.6737 | 239.1704 | 2657.5547 | 22333.0802
2015-04-19 | 13 | 12501.7635 | 5986.9886 | 3167.3193 | 266.4844 | 2961.0592 | 24883.6148
2015-04-19 | 14 | 13254.2829 | 6347.3639 | 3357.97 | 282.5255 | 3139.2948 | 26381.4372
2015-04-19 | 15 | 13374.9701 | 6405.1597 | 3388.5462 | 285.0976 | 3167.8794 | 26621.6532
2015-04-19 | 16 | 12491.1146 | 5981.8886 | 3164.6214 | 266.2574 | 2958.5372 | 24862.4192
2015-04-19 | 17 | 10088.0219 | 4831.0676 | 2555.7987 | 215.0339 | 2389.361 | 20079.2831
2015-04-19 | 18 | 6556.1494 | 3139.6841 | 1660.9995 | 139.7493 | 1552.8327 | 13049.415
2015-04-19 | 19 | 2793.5513 | 1337.8082 | 707.7457 | 59.5468 | 661.6561 | 5560.3081
2015-04-19 | 20 | 919.3515 | 440.2694 | 232.9179 | 19.5968 | 217.7496 | 1829.8851
2015-04-19 | 21 | 60.3432 | 28.8983 | 15.2881 | 1.286 | 14.2927 | 120.1084
2015-04-19 | 22 | 0 | 0 | 0 | 0 | 0 | 0
2015-04-19 | 23 | 0 | 0 | 0 | 0 | 0 | 0
2015-04-19 | 24 | 0 | 0 | 0 | 0 | 0 | 0
2015-04-20 | 01 | 0 | 0 | 0 | 0 | 0 | 0
2015-04-20 | 02 | 0 | 0 | 0 | 0 | 0 | 0
2015-04-20 | 03 | 0 | 0 | 0 | 0 | 0 | 0
2015-04-20 | 04 | 0 | 0 | 0 | 0 | 0 | 0
2015-04-20 | 05 | 0 | 0 | 0 | 0 | 0 | 0
2015-04-20 | 06 | 0 | 0 | 0 | 0 | 0 | 0
2015-04-20 | 07 | 14.1984 | 6.7991 | 3.5972 | 0.3026 | 3.3626 | 28.2599
2015-04-20 | 08 | 496.9466 | 237.9838 | 125.9012 | 10.5927 | 117.7029 | 989.1272
2015-04-20 | 09 | 2310.8032 | 1106.6244 | 585.4417 | 49.2567 | 547.3167 | 4599.4426
2015-04-20 | 10 | 5093.7058 | 2439.3325 | 1290.4896 | 108.5764 | 1206.4509 | 10138.5552
2015-04-20 | 11 | 8352.2572 | 3999.8254 | 2116.0427 | 178.035 | 1978.2432 | 16624.4037
2015-04-20 | 12 | 11053.5181 | 5293.4362 | 2800.4066 | 235.614 | 2618.0408 | 22001.0158
2015-04-20 | 13 | 12760.8859 | 6111.0801 | 3232.9682 | 272.0085 | 3022.4325 | 25399.3753
2015-04-20 | 14 | 13463.711 | 6447.6572 | 3411.0287 | 286.9897 | 3188.8982 | 26798.2849
2015-04-20 | 15 | 13449.5117 | 6440.8571 | 3407.4315 | 286.6871 | 3185.5348 | 26770.0224
2015-04-20 | 16 | 12498.2139 | 5985.2886 | 3166.42 | 266.4087 | 2960.2185 | 24876.5496
2015-04-20 | 17 | 10464.2811 | 5011.2558 | 2651.1236 | 223.0544 | 2478.4793 | 20828.1943
2015-04-20 | 18 | 7411.6073 | 3549.356 | 1877.7299 | 157.9844 | 1755.4489 | 14752.1265
2015-04-20 | 19 | 3588.666 | 1718.5819 | 909.188 | 76.4949 | 849.9804 | 7142.9112
2015-04-20 | 20 | 1164.2756 | 557.5618 | 294.9687 | 24.8174 | 275.7604 | 2317.3839
2015-04-20 | 21 | 60.3432 | 28.8983 | 15.2881 | 1.286 | 14.2927 | 120.1084
2015-04-20 | 22 | 0 | 0 | 0 | 0 | 0 | 0
2015-04-20 | 23 | 0 | 0 | 0 | 0 | 0 | 0
2015-04-20 | 24 | 0 | 0 | 0 | 0 | 0 | 0
2015-04-21 | 01 | 0 | 0 | 0 | 0 | 0 | 0
2015-04-21 | 02 | 0 | 0 | 0 | 0 | 0 | 0
2015-04-21 | 03 | 0 | 0 | 0 | 0 | 0 | 0
2015-04-21 | 04 | 0 | 0 | 0 | 0 | 0 | 0
2015-04-21 | 05 | 0 | 0 | 0 | 0 | 0 | 0
2015-04-21 | 06 | 0 | 0 | 0 | 0 | 0 | 0
2015-04-21 | 07 | 17.748 | 8.4992 | 4.4965 | 0.37825 | 4.2032 | 35.3251
2015-04-21 | 08 | 493.3969 | 236.2839 | 125.0019 | 10.517 | 116.8614 | 982.0611
2015-04-21 | 09 | 2360.4976 | 1130.4226 | 598.0319 | 50.3158 | 559.0866 | 4698.3546
2015-04-21 | 10 | 5193.0945 | 2486.9291 | 1315.6699 | 110.6947 | 1229.9916 | 10336.38
2015-04-21 | 11 | 8277.7148 | 3964.128 | 2097.1574 | 176.4455 | 1960.5879 | 16476.0336
2015-04-21 | 12 | 10861.8389 | 5201.6421 | 2751.8452 | 231.5281 | 2572.6415 | 21619.4958
2015-04-21 | 13 | 12473.3666 | 5973.3894 | 3160.1249 | 265.8791 | 2954.3339 | 24827.0941
2015-04-21 | 14 | 13240.0845 | 6340.5639 | 3354.3728 | 282.2229 | 3135.9313 | 26353.1756
2015-04-21 | 15 | 12966.7636 | 6209.6733 | 3285.1276 | 276.3962 | 3071.1953 | 25809.156
2015-04-21 | 16 | 11908.9768 | 5703.1082 | 3017.137 | 253.8491 | 2820.657 | 23703.7281
2015-04-21 | 17 | 9977.9834 | 4778.3719 | 2527.9204 | 212.6887 | 2363.2984 | 19860.2627
2015-04-21 | 18 | 7124.088 | 3411.6654 | 1804.8866 | 151.855 | 1687.3503 | 14179.8454
2015-04-21 | 19 | 3460.8804 | 1657.3861 | 876.8133 | 73.7715 | 819.7137 | 6888.5649
2015-04-21 | 20 | 1111.0316 | 532.0634 | 281.4792 | 23.6827 | 263.1489 | 2211.4059
2015-04-21 | 21 | 74.5425 | 35.6974 | 18.8853 | 1.5886 | 17.6553 | 148.3692
2015-04-21 | 22 | 0 | 0 | 0 | 0 | 0 | 0
2015-04-21 | 23 | 0 | 0 | 0 | 0 | 0 | 0
2015-04-21 | 24 | 0 | 0 | 0 | 0 | 0 | 0
2015-04-22 | 01 | 0 | 0 | 0 | 0 | 0 | 0
2015-04-22 | 02 | 0 | 0 | 0 | 0 | 0 | 0
2015-04-22 | 03 | 0 | 0 | 0 | 0 | 0 | 0
2015-04-22 | 04 | 0 | 0 | 0 | 0 | 0 | 0
2015-04-22 | 05 | 0 | 0 | 0 | 0 | 0 | 0
2015-04-22 | 06 | 0 | 0 | 0 | 0 | 0 | 0
2015-04-22 | 07 | 21.2976 | 10.1991 | 5.3958 | 0.4539 | 5.0447 | 42.3912
2015-04-22 | 08 | 546.6418 | 261.7822 | 138.4914 | 11.6518 | 129.4728 | 1088.04
2015-04-22 | 09 | 2293.0552 | 1098.1244 | 580.9452 | 48.8784 | 543.1134 | 4564.1166
2015-04-22 | 10 | 5090.1561 | 2437.6325 | 1289.5902 | 108.5008 | 1205.6102 | 10131.49
2015-04-22 | 11 | 7709.7754 | 3692.1467 | 1953.2703 | 164.3399 | 1826.0703 | 15345.6025
2015-04-22 | 12 | 10258.4035 | 4912.6626 | 2598.9651 | 218.6659 | 2429.7165 | 20418.4136
2015-04-22 | 13 | 11692.4504 | 5599.4149 | 2962.2806 | 249.2336 | 2769.3722 | 23272.7518
2015-04-22 | 14 | 12192.9466 | 5839.0988 | 3089.0811 | 259.9019 | 2887.9158 | 24268.9441
2015-04-22 | 15 | 10045.4258 | 4810.6694 | 2545.0071 | 214.126 | 2379.2724 | 19994.5007
2015-04-22 | 16 | 6609.3934 | 3165.1824 | 1674.4889 | 140.8841 | 1565.4433 | 13155.3922
2015-04-22 | 17 | 3730.6508 | 1786.5776 | 945.16 | 79.5217 | 883.6098 | 7425.5201
2015-04-22 | 18 | 2995.8794 | 1434.7014 | 759.0058 | 63.8597 | 709.5783 | 5963.0246
2015-04-22 | 19 | 1735.7646 | 831.243 | 439.756 | 36.9988 | 411.1178 | 3454.8803
2015-04-22 | 20 | 525.3442 | 251.583 | 133.0956 | 11.1979 | 124.4281 | 1045.6487
2015-04-22 | 21 | 42.5952 | 20.3983 | 10.7916 | 0.9078 | 10.0886 | 84.7815
2015-04-22 | 22 | 0 | 0 | 0 | 0 | 0 | 0
2015-04-22 | 23 | 0 | 0 | 0 | 0 | 0 | 0
2015-04-22 | 24 | 0 | 0 | 0 | 0 | 0 | 0
2015-04-23 | 01 | 0 | 0 | 0 | 0 | 0 | 0
2015-04-23 | 02 | 0 | 0 | 0 | 0 | 0 | 0
2015-04-23 | 03 | 0 | 0 | 0 | 0 | 0 | 0
2015-04-23 | 04 | 0 | 0 | 0 | 0 | 0 | 0
2015-04-23 | 05 | 0 | 0 | 0 | 0 | 0 | 0
2015-04-23 | 06 | 0 | 0 | 0 | 0 | 0 | 0
2015-04-23 | 07 | 28.3968 | 13.5991 | 7.1944 | 0.6052 | 6.726 | 56.5216
2015-04-23 | 08 | 585.6874 | 280.4804 | 148.3836 | 12.4848 | 138.7208 | 1165.7571
2015-04-23 | 09 | 2190.1159 | 1048.8277 | 554.8655 | 46.6837 | 518.732 | 4359.225
2015-04-23 | 10 | 4504.4688 | 2157.1521 | 1141.2066 | 96.016 | 1066.8894 | 8965.7329
2015-04-23 | 11 | 7578.4402 | 3629.251 | 1919.9961 | 161.54 | 1794.9637 | 15084.191
2015-04-23 | 12 | 10329.3955 | 4946.66 | 2616.9502 | 220.1789 | 2446.5312 | 20559.7159
2015-04-23 | 13 | 12093.5569 | 5791.5022 | 3063.9007 | 257.7837 | 2864.3751 | 24071.1185
2015-04-23 | 14 | 11951.5721 | 5723.5064 | 3027.9286 | 254.7569 | 2830.7457 | 23788.5097
2015-04-23 | 15 | 8267.066 | 3959.028 | 2094.4595 | 176.2186 | 1958.0659 | 16454.838
2015-04-23 | 16 | 7056.6456 | 3379.3679 | 1787.7999 | 150.4177 | 1671.3763 | 14045.6074
2015-04-23 | 17 | 7280.2721 | 3486.4603 | 1844.4558 | 155.1845 | 1724.3423 | 14490.715
2015-04-23 | 18 | 6211.8357 | 2974.796 | 1573.7673 | 132.4104 | 1471.282 | 12364.0915
2015-04-23 | 19 | 3073.9715 | 1472.0989 | 778.7904 | 65.5239 | 728.0743 | 6118.459
2015-04-23 | 20 | 734.7714 | 351.8762 | 186.1542 | 15.6621 | 174.0315 | 1462.4956
2015-04-23 | 21 | 85.1912 | 40.7974 | 21.5832 | 1.8156 | 20.1773 | 169.5648
2015-04-23 | 22 | 0 | 0 | 0 | 0 | 0 | 0
2015-04-23 | 23 | 0 | 0 | 0 | 0 | 0 | 0
2015-04-23 | 24 | 0 | 0 | 0 | 0 | 0 | 0
2015-04-24 | 01 | 0 | 0 | 0 | 0 | 0 | 0
2015-04-24 | 02 | 0 | 0 | 0 | 0 | 0 | 0
2015-04-24 | 03 | 0 | 0 | 0 | 0 | 0 | 0
2015-04-24 | 04 | 0 | 0 | 0 | 0 | 0 | 0
2015-04-24 | 05 | 0 | 0 | 0 | 0 | 0 | 0
2015-04-24 | 06 | 0 | 0 | 0 | 0 | 0 | 0
2015-04-24 | 07 | 17.748 | 8.4992 | 4.4965 | 0.37825 | 4.2032 | 35.3251
2015-04-24 | 08 | 617.6338 | 295.7796 | 156.4774 | 13.1657 | 146.2876 | 1229.344
2015-04-24 | 09 | 2435.0401 | 1166.1201 | 616.9172 | 51.9044 | 576.742 | 4846.7238
2015-04-24 | 10 | 4114.0102 | 1970.1648 | 1042.2836 | 87.6936 | 974.4085 | 8188.5608
2015-04-24 | 11 | 5824.9276 | 2789.5079 | 1475.7445 | 124.1629 | 1379.6418 | 11593.9847
2015-04-24 | 12 | 8007.9435 | 3834.9365 | 2028.8114 | 170.6953 | 1896.6925 | 15939.0793
2015-04-24 | 13 | 10290.3499 | 4927.9617 | 2607.0588 | 219.3467 | 2437.2832 | 20482.0004
2015-04-24 | 14 | 9860.8458 | 4722.2753 | 2498.2435 | 210.1914 | 2335.5543 | 19627.1103
2015-04-24 | 15 | 7926.3027 | 3795.8391 | 2008.1276 | 168.9553 | 1877.355 | 15776.5797
2015-04-24 | 16 | 5260.5378 | 2519.2266 | 1332.7567 | 112.132 | 1245.9657 | 10470.6188
2015-04-24 | 17 | 2381.7952 | 1140.6218 | 603.4277 | 50.7696 | 564.1314 | 4740.7458
2015-04-24 | 18 | 1629.2758 | 780.2464 | 412.777 | 34.7293 | 385.8958 | 3242.9243
2015-04-24 | 19 | 795.1146 | 380.7736 | 201.4424 | 16.9481 | 188.3243 | 1582.6031
2015-04-24 | 20 | 173.9313 | 83.294 | 44.0657 | 3.7077 | 41.1961 | 346.1948
2015-04-24 | 21 | 14.1984 | 6.7991 | 3.5972 | 0.3026 | 3.3626 | 28.2599
2015-04-24 | 22 | 0 | 0 | 0 | 0 | 0 | 0
2015-04-24 | 23 | 0 | 0 | 0 | 0 | 0 | 0
2015-04-24 | 24 | 0 | 0 | 0 | 0 | 0 | 0
2015-04-25 | 01 | 0 | 0 | 0 | 0 | 0 | 0
2015-04-25 | 02 | 0 | 0 | 0 | 0 | 0 | 0
2015-04-25 | 03 | 0 | 0 | 0 | 0 | 0 | 0
2015-04-25 | 04 | 0 | 0 | 0 | 0 | 0 | 0
2015-04-25 | 05 | 0 | 0 | 0 | 0 | 0 | 0
2015-04-25 | 06 | 0 | 0 | 0 | 0 | 0 | 0
2015-04-25 | 07 | 42.5952 | 20.3983 | 10.7916 | 0.9078 | 10.0886 | 84.7815
2015-04-25 | 08 | 738.3211 | 353.5754 | 187.0535 | 15.7378 | 174.8722 | 1469.5599
2015-04-25 | 09 | 2065.8791 | 989.332 | 523.39 | 44.0359 | 489.3059 | 4111.943
2015-04-25 | 10 | 3826.4909 | 1832.4742 | 969.4411 | 81.5643 | 906.3091 | 7616.2796
2015-04-25 | 11 | 6815.2711 | 3263.7756 | 1726.6475 | 145.2726 | 1614.2061 | 13565.173
2015-04-25 | 12 | 8973.4406 | 4297.305 | 2273.4193 | 191.2755 | 2125.3714 | 17860.812
2015-04-25 | 13 | 9168.6695 | 4390.7982 | 2322.8809 | 195.4371 | 2171.6114 | 18249.3972
2015-04-25 | 14 | 8540.3869 | 4089.9186 | 2163.7056 | 182.0453 | 2022.8019 | 16998.8584
2015-04-25 | 15 | 6190.5381 | 2964.596 | 1568.3716 | 131.9557 | 1466.2372 | 12321.6986
2015-04-25 | 16 | 3595.7652 | 1721.9819 | 910.9866 | 76.6462 | 851.6617 | 7157.0416
2015-04-25 | 17 | 1554.7341 | 744.549 | 393.8917 | 33.1406 | 368.2404 | 3094.5559
2015-04-25 | 18 | 663.7794 | 317.8779 | 168.1683 | 14.1491 | 157.2168 | 1321.1916
2015-04-25 | 19 | 528.8938 | 253.283 | 133.9948 | 11.2736 | 125.2687 | 1052.7139
2015-04-25 | 20 | 255.5729 | 122.3915 | 64.7496 | 5.4476 | 60.5328 | 508.6944
2015-04-25 | 21 | 35.496 | 16.9992 | 8.993 | 0.7565 | 8.4073 | 70.652
2015-04-25 | 22 | 0 | 0 | 0 | 0 | 0 | 0
2015-04-25 | 23 | 0 | 0 | 0 | 0 | 0 | 0
2015-04-25 | 24 | 0 | 0 | 0 | 0 | 0 | 0
2015-04-26 | 01 | 0 | 0 | 0 | 0 | 0 | 0
2015-04-26 | 02 | 0 | 0 | 0 | 0 | 0 | 0
2015-04-26 | 03 | 0 | 0 | 0 | 0 | 0 | 0
2015-04-26 | 04 | 0 | 0 | 0 | 0 | 0 | 0
2015-04-26 | 05 | 0 | 0 | 0 | 0 | 0 | 0
2015-04-26 | 06 | 0 | 0 | 0 | 0 | 0 | 0
2015-04-26 | 07 | 7.0992 | 3.4 | 1.7986 | 0.1513 | 1.6813 | 14.1304
2015-04-26 | 08 | 234.2753 | 112.1924 | 59.3538 | 4.9937 | 55.488 | 466.3032
2015-04-26 | 09 | 912.2523 | 436.8702 | 231.1192 | 19.4454 | 216.0683 | 1815.7555
2015-04-26 | 10 | 2470.536 | 1183.1184 | 625.9103 | 52.6617 | 585.1493 | 4917.3758
2015-04-26 | 11 | 4870.0792 | 2332.2394 | 1233.8337 | 103.8097 | 1153.4848 | 9693.4467
2015-04-26 | 12 | 5427.3698 | 2599.1215 | 1375.0229 | 115.6884 | 1285.4796 | 10802.6823
2015-04-26 | 13 | 5232.141 | 2505.6274 | 1325.5622 | 111.5268 | 1239.2396 | 10414.0971
2015-04-26 | 14 | 5459.3162 | 2614.4207 | 1383.1166 | 116.3692 | 1293.0464 | 10866.2691
2015-04-26 | 15 | 5509.0107 | 2638.2189 | 1395.7068 | 117.4292 | 1304.8163 | 10965.1819
2015-04-26 | 16 | 5154.049 | 2468.23 | 1305.7776 | 109.8625 | 1220.7437 | 10258.6628
2015-04-26 | 17 | 3297.5971 | 1579.1912 | 835.4454 | 70.2907 | 781.0403 | 6563.5648
2015-04-26 | 18 | 2186.5664 | 1047.1277 | 553.9663 | 46.608 | 517.8914 | 4352.1598
2015-04-26 | 19 | 1377.2524 | 659.5549 | 348.9267 | 29.3573 | 326.2045 | 2741.2959
2015-04-26 | 20 | 500.4961 | 239.6838 | 126.8004 | 10.6684 | 118.5435 | 996.1923
2015-04-26 | 21 | 35.496 | 16.9992 | 8.993 | 0.7565 | 8.4073 | 70.652
2015-04-26 | 22 | 0 | 0 | 0 | 0 | 0 | 0
2015-04-26 | 23 | 0 | 0 | 0 | 0 | 0 | 0
2015-04-26 | 24 | 0 | 0 | 0 | 0 | 0 | 0
2015-04-27 | 01 | 0 | 0 | 0 | 0 | 0 | 0
2015-04-27 | 02 | 0 | 0 | 0 | 0 | 0 | 0
2015-04-27 | 03 | 0 | 0 | 0 | 0 | 0 | 0
2015-04-27 | 04 | 0 | 0 | 0 | 0 | 0 | 0
2015-04-27 | 05 | 0 | 0 | 0 | 0 | 0 | 0
2015-04-27 | 06 | 0 | 0 | 0 | 0 | 0 | 0
2015-04-27 | 07 | 35.496 | 16.9992 | 8.993 | 0.7565 | 8.4073 | 70.652
2015-04-27 | 08 | 500.4961 | 239.6838 | 126.8004 | 10.6684 | 118.5435 | 996.1923
2015-04-27 | 09 | 2143.9711 | 1026.7294 | 543.1746 | 45.7002 | 507.8027 | 4267.3782
2015-04-27 | 10 | 4415.7279 | 2114.6546 | 1118.7241 | 94.1247 | 1045.8714 | 8789.1029
2015-04-27 | 11 | 6808.1719 | 3260.3756 | 1724.8489 | 145.1213 | 1612.5248 | 13551.0425
2015-04-27 | 12 | 8824.3566 | 4225.9093 | 2235.6496 | 188.0982 | 2090.0608 | 17564.0745
2015-04-27 | 13 | 9857.2962 | 4720.5753 | 2497.3442 | 210.1157 | 2334.7137 | 19620.0451
2015-04-27 | 14 | 11791.8392 | 5647.0115 | 2987.4601 | 251.3518 | 2792.913 | 23470.5757
2015-04-27 | 15 | 11674.7015 | 5590.9158 | 2957.7841 | 248.8554 | 2765.169 | 23237.4258
2015-04-27 | 16 | 11206.1518 | 5366.5311 | 2839.0765 | 238.8679 | 2654.1921 | 22304.8194
2015-04-27 | 17 | 10556.5716 | 5055.4524 | 2674.5054 | 225.0213 | 2500.3379 | 21011.8886
2015-04-27 | 18 | 7897.9059 | 3782.2399 | 2000.9332 | 168.3501 | 1870.6299 | 15720.059
2015-04-27 | 19 | 3872.6357 | 1854.5725 | 981.132 | 82.5486 | 917.2392 | 7708.1281
2015-04-27 | 20 | 1363.054 | 652.755 | 345.3295 | 29.0547 | 322.841 | 2713.0342
2015-04-27 | 21 | 81.6416 | 39.0975 | 20.6839 | 1.74 | 19.3366 | 162.4996
2015-04-27 | 22 | 3.5496 | 1.7 | 0.8993 | 0.07565 | 0.84065 | 7.0652
2015-04-27 | 23 | 0 | 0 | 0 | 0 | 0 | 0
2015-04-27 | 24 | 0 | 0 | 0 | 0 | 0 | 0
2015-04-28 | 01 | 0 | 0 | 0 | 0 | 0 | 0
2015-04-28 | 02 | 0 | 0 | 0 | 0 | 0 | 0
2015-04-28 | 03 | 0 | 0 | 0 | 0 | 0 | 0
2015-04-28 | 04 | 0 | 0 | 0 | 0 | 0 | 0
2015-04-28 | 05 | 0 | 0 | 0 | 0 | 0 | 0
2015-04-28 | 06 | 0 | 0 | 0 | 0 | 0 | 0
2015-04-28 | 07 | 31.9464 | 15.2991 | 8.0937 | 0.68085 | 7.5667 | 63.5868
2015-04-28 | 08 | 539.5426 | 258.3821 | 136.6927 | 11.5005 | 127.7915 | 1073.9096
2015-04-28 | 09 | 2619.6201 | 1254.5141 | 663.68 | 55.839 | 620.4609 | 5214.1142
2015-04-28 | 10 | 5555.1563 | 2660.3172 | 1407.3977 | 118.4126 | 1315.7464 | 11057.0303
2015-04-28 | 11 | 8629.1277 | 4132.4161 | 2186.1881 | 183.9366 | 2043.8207 | 17175.4893
2015-04-28 | 12 | 11184.8542 | 5356.3319 | 2833.6807 | 238.4139 | 2649.1474 | 22262.4282
2015-04-28 | 13 | 12778.6339 | 6119.5792 | 3237.4647 | 272.3868 | 3026.6366 | 25434.7013
2015-04-28 | 14 | 13815.1231 | 6615.9452 | 3500.0594 | 294.4799 | 3272.1303 | 27497.738
2015-04-28 | 15 | 13683.7871 | 6553.0495 | 3466.7853 | 291.6809 | 3241.0237 | 27236.3265
2015-04-28 | 16 | 12799.9315 | 6129.7784 | 3242.8605 | 272.8406 | 3031.6806 | 25477.0917
2015-04-28 | 17 | 10829.8925 | 5186.3439 | 2743.7515 | 230.8472 | 2565.0748 | 21555.9099
2015-04-28 | 18 | 7780.7682 | 3726.1441 | 1971.2562 | 165.8528 | 1842.885 | 15486.9065
2015-04-28 | 19 | 3744.8492 | 1793.3767 | 948.7572 | 79.8243 | 886.9724 | 7453.78
2015-04-28 | 20 | 1306.2604 | 625.5566 | 330.9407 | 27.8443 | 309.3898 | 2599.9919
2015-04-28 | 21 | 78.0921 | 37.3974 | 19.7846 | 1.6643 | 18.496 | 155.4344
2015-04-28 | 22 | 3.5496 | 1.7 | 0.8993 | 0.07565 | 0.84065 | 7.0652
2015-04-28 | 23 | 0 | 0 | 0 | 0 | 0 | 0
2015-04-28 | 24 | 0 | 0 | 0 | 0 | 0 | 0
2015-04-29 | 01 | 0 | 0 | 0 | 0 | 0 | 0
2015-04-29 | 02 | 0 | 0 | 0 | 0 | 0 | 0
2015-04-29 | 03 | 0 | 0 | 0 | 0 | 0 | 0
2015-04-29 | 04 | 0 | 0 | 0 | 0 | 0 | 0
2015-04-29 | 05 | 0 | 0 | 0 | 0 | 0 | 0
2015-04-29 | 06 | 0 | 0 | 0 | 0 | 0 | 0
2015-04-29 | 07 | 35.496 | 16.9992 | 8.993 | 0.7565 | 8.4073 | 70.652
2015-04-29 | 08 | 543.0922 | 260.0821 | 137.5921 | 11.5762 | 128.6322 | 1080.9748
2015-04-29 | 09 | 2548.6273 | 1220.5159 | 645.694 | 54.326 | 603.6462 | 5072.8094
2015-04-29 | 10 | 5491.2626 | 2629.7189 | 1391.2103 | 117.0501 | 1300.613 | 10929.8551
2015-04-29 | 11 | 8693.0206 | 4163.0135 | 2202.3755 | 185.2983 | 2058.9533 | 17302.6612
2015-04-29 | 12 | 11280.6943 | 5402.2285 | 2857.9618 | 240.4565 | 2671.8475 | 22453.1886
2015-04-29 | 13 | 12821.2292 | 6139.9784 | 3248.2563 | 273.2946 | 3036.7253 | 25519.4837
2015-04-29 | 14 | 13545.3518 | 6486.7546 | 3431.7126 | 288.7297 | 3208.2349 | 26960.7837
2015-04-29 | 15 | 13282.6797 | 6360.9631 | 3365.1644 | 283.1308 | 3146.0208 | 26437.9589
2015-04-29 | 16 | 12299.4354 | 5890.0954 | 3116.0601 | 262.1723 | 2913.1379 | 24480.901
2015-04-29 | 17 | 9466.8376 | 4533.588 | 2398.422 | 201.7925 | 2242.2328 | 18842.8731
2015-04-29 | 18 | 6875.6151 | 3292.6739 | 1741.9356 | 146.5587 | 1628.4988 | 13685.2822
2015-04-29 | 19 | 3851.3381 | 1844.3734 | 975.7362 | 82.0939 | 912.1945 | 7665.736
2015-04-29 | 20 | 1355.9548 | 649.3558 | 343.5309 | 28.9034 | 321.1597 | 2698.9047
2015-04-29 | 21 | 145.5345 | 69.6949 | 36.8713 | 3.1025 | 34.47 | 289.6732
2015-04-29 | 22 | 7.0992 | 3.4 | 1.7986 | 0.1513 | 1.6813 | 14.1304
2015-04-29 | 23 | 0 | 0 | 0 | 0 | 0 | 0
2015-04-29 | 24 | 0 | 0 | 0 | 0 | 0 | 0
2015-04-30 | 01 | 0 | 0 | 0 | 0 | 0 | 0
2015-04-30 | 02 | 0 | 0 | 0 | 0 | 0 | 0
2015-04-30 | 03 | 0 | 0 | 0 | 0 | 0 | 0
2015-04-30 | 04 | 0 | 0 | 0 | 0 | 0 | 0
2015-04-30 | 05 | 3.5496 | 1.7 | 0.8993 | 0.07565 | 0.84065 | 7.0652
2015-04-30 | 06 | 10.6488 | 5.1 | 2.6979 | 0.22695 | 2.5219 | 21.1956
2015-04-30 | 07 | 42.5952 | 20.3983 | 10.7916 | 0.9078 | 10.0886 | 84.7815
2015-04-30 | 08 | 606.985 | 290.6804 | 153.7794 | 12.9387 | 143.7656 | 1208.1492
2015-04-30 | 09 | 2548.6273 | 1220.5159 | 645.694 | 54.326 | 603.6462 | 5072.8094
2015-04-30 | 10 | 5342.1786 | 2558.3241 | 1353.4397 | 113.8728 | 1265.3023 | 10633.1175
2015-04-30 | 11 | 8508.4405 | 4074.6204 | 2155.6119 | 181.3637 | 2015.2352 | 16935.2717
2015-04-30 | 12 | 11177.755 | 5352.932 | 2831.8821 | 238.2627 | 2647.4661 | 22248.2978
2015-04-30 | 13 | 12317.1834 | 5898.5945 | 3120.5565 | 262.5505 | 2917.3411 | 24516.2262
2015-04-30 | 14 | 12640.1987 | 6053.2843 | 3202.392 | 269.4355 | 2993.8479 | 25159.1585
2015-04-30 | 15 | 13289.7789 | 6364.3622 | 3366.963 | 283.2821 | 3147.7022 | 26452.0884
2015-04-30 | 16 | 12682.7939 | 6073.6826 | 3213.1836 | 270.3433 | 3003.9365 | 25243.9401
2015-04-30 | 17 | 10499.7771 | 5028.254 | 2660.1166 | 223.811 | 2486.8866 | 20898.8455
2015-04-30 | 18 | 7585.5394 | 3632.6501 | 1921.7947 | 161.6912 | 1796.645 | 15098.3205
2015-04-30 | 19 | 3581.5668 | 1715.1818 | 907.3895 | 76.3436 | 848.2992 | 7128.7808
2015-04-30 | 20 | 1327.5581 | 635.7566 | 336.3365 | 28.2982 | 314.4337 | 2642.3831
2015-04-30 | 21 | 78.0921 | 37.3974 | 19.7846 | 1.6643 | 18.496 | 155.4344
2015-04-30 | 22 | 0 | 0 | 0 | 0 | 0 | 0
2015-04-30 | 23 | 0 | 0 | 0 | 0 | 0 | 0
2015-04-30 | 24 | 0 | 0 | 0 | 0 | 0 | 0
2015-05-01 | 01 | 0 | 0 | 0 | 0 | 0 | 0
2015-05-01 | 02 | 0 | 0 | 0 | 0 | 0 | 0
2015-05-01 | 03 | 0 | 0 | 0 | 0 | 0 | 0
2015-05-01 | 04 | 0 | 0 | 0 | 0 | 0 | 0
2015-05-01 | 05 | 0 | 0 | 0 | 0 | 0 | 0
2015-05-01 | 06 | 0 | 0 | 0 | 0 | 0 | 0
2015-05-01 | 07 | 83.6519 | 37.9006 | 19.7846 | 1.6643 | 18.7502 | 161.7516
2015-05-01 | 08 | 779.4865 | 353.1614 | 184.3556 | 15.5108 | 174.7192 | 1507.2336
2015-05-01 | 09 | 2600.8241 | 1178.3541 | 615.1187 | 51.7531 | 582.964 | 5029.014
2015-05-01 | 10 | 5593.2932 | 2534.1509 | 1322.8643 | 111.2998 | 1253.7143 | 10815.3227
2015-05-01 | 11 | 8939.3828 | 4050.1616 | 2114.2441 | 177.8837 | 2003.7262 | 17285.3986
2015-05-01 | 12 | 11642.8716 | 5275.0294 | 2753.6438 | 231.6794 | 2609.7023 | 22512.9266
2015-05-01 | 13 | 13217.0546 | 5988.2441 | 3125.9524 | 263.0044 | 2962.5492 | 25556.8047
2015-05-01 | 14 | 13456.6042 | 6096.7771 | 3182.6074 | 267.7712 | 3016.2429 | 26020.0028
2015-05-01 | 15 | 13247.4736 | 6002.026 | 3133.1467 | 263.6096 | 2969.367 | 25615.623
2015-05-01 | 16 | 11848.2001 | 5368.0577 | 2802.2052 | 235.7653 | 2655.7255 | 22909.9539
2015-05-01 | 17 | 8859.533 | 4013.9839 | 2095.3588 | 176.2943 | 1985.8286 | 17130.9986
2015-05-01 | 18 | 5604.7002 | 2539.3189 | 1325.5622 | 111.5268 | 1256.2711 | 10837.3793
2015-05-01 | 19 | 2855.5835 | 1293.7773 | 675.3709 | 56.8225 | 640.067 | 5521.6213
2015-05-01 | 20 | 885.9533 | 401.3981 | 209.536 | 17.6298 | 198.583 | 1713.1002
2015-05-01 | 21 | 72.2449 | 32.7318 | 17.0867 | 1.4373 | 16.1933 | 139.6941
2015-05-01 | 22 | 0 | 0 | 0 | 0 | 0 | 0
2015-05-01 | 23 | 0 | 0 | 0 | 0 | 0 | 0
2015-05-01 | 24 | 3.802 | 1.7229 | 0.8993 | 0.07565 | 0.85255 | 7.3525
2015-05-02 | 01 | 0 | 0 | 0 | 0 | 0 | 0
2015-05-02 | 02 | 0 | 0 | 0 | 0 | 0 | 0
2015-05-02 | 03 | 0 | 0 | 0 | 0 | 0 | 0
2015-05-02 | 04 | 0 | 0 | 0 | 0 | 0 | 0
2015-05-02 | 05 | 0 | 0 | 0 | 0 | 0 | 0
2015-05-02 | 06 | 0 | 0 | 0 | 0 | 0 | 0
2015-05-02 | 07 | 49.4309 | 22.3958 | 11.6909 | 0.98345 | 11.0798 | 95.5808
2015-05-02 | 08 | 836.5224 | 379.0031 | 197.8451 | 16.6455 | 187.5032 | 1617.5194
2015-05-02 | 09 | 2832.7695 | 1283.4414 | 669.9751 | 56.3686 | 634.9534 | 5477.508
2015-05-02 | 10 | 5216.858 | 2363.5992 | 1233.8337 | 103.8097 | 1169.3374 | 10087.4379
2015-05-02 | 11 | 8908.9639 | 4036.3797 | 2107.0497 | 177.2785 | 1996.9084 | 17226.5802
2015-05-02 | 12 | 11232.2153 | 5088.9738 | 2656.5194 | 223.5084 | 2517.655 | 21718.8719
2015-05-02 | 13 | 12787.3864 | 5793.5745 | 3024.3314 | 254.4543 | 2866.2408 | 24725.9875
2015-05-02 | 14 | 11665.6856 | 5285.3663 | 2759.0397 | 232.1341 | 2614.8159 | 22557.0416
2015-05-02 | 15 | 11563.0217 | 5238.8526 | 2734.7585 | 230.0907 | 2591.8038 | 22358.5275
2015-05-02 | 16 | 11175.1795 | 5063.133 | 2643.03 | 222.3736 | 2504.8709 | 21608.5869
2015-05-02 | 17 | 8829.114 | 4000.202 | 2088.1644 | 175.6891 | 1979.0099 | 17072.1794
2015-05-02 | 18 | 7247.3261 | 3283.5423 | 1714.0573 | 144.2135 | 1624.4588 | 14013.5981
2015-05-02 | 19 | 3494.3823 | 1583.1981 | 826.4524 | 69.5343 | 783.2512 | 6756.8183
2015-05-02 | 20 | 958.1982 | 434.1307 | 226.6227 | 19.0672 | 214.7763 | 1852.7951
2015-05-02 | 21 | 76.0478 | 34.4547 | 17.986 | 1.513 | 17.0459 | 147.0474
2015-05-02 | 22 | 3.802 | 1.7229 | 0.8993 | 0.07565 | 0.85255 | 7.3525
2015-05-02 | 23 | 0 | 0 | 0 | 0 | 0 | 0
2015-05-02 | 24 | 0 | 0 | 0 | 0 | 0 | 0
2015-05-03 | 01 | 0 | 0 | 0 | 0 | 0 | 0
2015-05-03 | 02 | 0 | 0 | 0 | 0 | 0 | 0
2015-05-03 | 03 | 0 | 0 | 0 | 0 | 0 | 0
2015-05-03 | 04 | 0 | 0 | 0 | 0 | 0 | 0
2015-05-03 | 05 | 0 | 0 | 0 | 0 | 0 | 0
2015-05-03 | 06 | 0 | 0 | 0 | 0 | 0 | 0
2015-05-03 | 07 | 49.4309 | 22.3958 | 11.6909 | 0.98345 | 11.0798 | 95.5808
2015-05-03 | 08 | 657.8107 | 298.0338 | 155.578 | 13.09 | 147.4452 | 1271.9578
2015-05-03 | 09 | 2676.8718 | 1212.8089 | 633.1038 | 53.267 | 600.0099 | 5176.0614
2015-05-03 | 10 | 5197.8461 | 2354.9853 | 1229.3372 | 103.4314 | 1165.0763 | 10050.6763
2015-05-03 | 11 | 7829.0899 | 3547.1214 | 1851.6502 | 155.7897 | 1754.8582 | 15138.5093
2015-05-03 | 12 | 10228.3883 | 4634.1703 | 2419.106 | 203.5333 | 2292.6514 | 19777.8493
2015-05-03 | 13 | 10711.2895 | 4852.9586 | 2533.3162 | 213.1426 | 2400.8922 | 20711.599
2015-05-03 | 14 | 9791.1151 | 4436.0557 | 2315.6865 | 194.8319 | 2194.6388 | 18932.3279
2015-05-03 | 15 | 5874.6687 | 2661.633 | 1389.4117 | 116.8988 | 1316.7834 | 11359.3957
2015-05-03 | 16 | 10353.8661 | 4691.0208 | 2448.782 | 206.0298 | 2320.7771 | 20020.4758
2015-05-03 | 17 | 7783.4611 | 3526.4485 | 1840.8586 | 154.8819 | 1744.6309 | 15050.2811
2015-05-03 | 18 | 6441.2226 | 2918.3211 | 1523.4074 | 128.1732 | 1443.7743 | 12454.8987
2015-05-03 | 19 | 4194.019 | 1900.1818 | 991.9228 | 83.4564 | 940.072 | 8109.6519
2015-05-03 | 20 | 1365.0524 | 618.4634 | 322.847 | 27.1626 | 305.9711 | 2639.4965
2015-05-03 | 21 | 95.0597 | 43.0686 | 22.4825 | 1.8913 | 21.307 | 183.8091
2015-05-03 | 22 | 3.802 | 1.7229 | 0.8993 | 0.07565 | 0.85255 | 7.3525
2015-05-03 | 23 | 0 | 0 | 0 | 0 | 0 | 0
2015-05-03 | 24 | 0 | 0 | 0 | 0 | 0 | 0
2015-05-04 | 01 | 0 | 0 | 0 | 0 | 0 | 0
2015-05-04 | 02 | 0 | 0 | 0 | 0 | 0 | 0
2015-05-04 | 03 | 0 | 0 | 0 | 0 | 0 | 0
2015-05-04 | 04 | 0 | 0 | 0 | 0 | 0 | 0
2015-05-04 | 05 | 0 | 0 | 0 | 0 | 0 | 0
2015-05-04 | 06 | 0 | 0 | 0 | 0 | 0 | 0
2015-05-04 | 07 | 45.6288 | 20.6729 | 10.7916 | 0.9078 | 10.2272 | 88.2283
2015-05-04 | 08 | 718.6486 | 325.5976 | 169.9668 | 14.3004 | 161.0818 | 1389.5953
2015-05-04 | 09 | 2604.6269 | 1180.0771 | 616.0179 | 51.8287 | 583.8166 | 5036.3673
2015-05-04 | 10 | 5262.4869 | 2384.2721 | 1244.6253 | 104.7174 | 1179.5645 | 10175.6662
2015-05-04 | 11 | 8627.5884 | 3908.8967 | 2040.5023 | 171.6787 | 1933.8384 | 16682.5046
2015-05-04 | 12 | 11338.6812 | 5137.2104 | 2681.6998 | 225.6265 | 2541.5195 | 21924.7376
2015-05-04 | 13 | 11863.4092 | 5374.9487 | 2805.8024 | 236.0679 | 2659.1349 | 22939.3631
2015-05-04 | 14 | 9855.7551 | 4465.3424 | 2330.9745 | 196.118 | 2209.1271 | 19057.317
2015-05-04 | 15 | 7159.8722 | 3243.9196 | 1693.3742 | 142.4736 | 1604.8561 | 13844.4957
2015-05-04 | 16 | 5832.8428 | 2642.6832 | 1379.5194 | 116.0666 | 1307.408 | 11278.52
2015-05-04 | 17 | 4638.8971 | 2101.7432 | 1097.1409 | 92.3092 | 1039.7897 | 8969.88
2015-05-04 | 18 | 3387.9155 | 1534.9615 | 801.2729 | 67.416 | 759.3875 | 6550.9534
2015-05-04 | 19 | 2422.1124 | 1097.3857 | 572.8515 | 48.1975 | 542.9069 | 4683.4541
2015-05-04 | 20 | 1064.665 | 482.3673 | 251.8031 | 21.1854 | 238.64 | 2058.6609
2015-05-04 | 21 | 102.6638 | 46.5137 | 24.2811 | 2.0425 | 23.012 | 198.5132
2015-05-04 | 22 | 3.802 | 1.7229 | 0.8993 | 0.07565 | 0.85255 | 7.3525
2015-05-04 | 23 | 0 | 0 | 0 | 0 | 0 | 0
2015-05-04 | 24 | 0 | 0 | 0 | 0 | 0 | 0
2015-05-05 | 01 | 0 | 0 | 0 | 0 | 0 | 0
2015-05-05 | 02 | 0 | 0 | 0 | 0 | 0 | 0
2015-05-05 | 03 | 0 | 0 | 0 | 0 | 0 | 0
2015-05-05 | 04 | 0 | 0 | 0 | 0 | 0 | 0
2015-05-05 | 05 | 0 | 0 | 0 | 0 | 0 | 0
2015-05-05 | 06 | 0 | 0 | 0 | 0 | 0 | 0
2015-05-05 | 07 | 45.6288 | 20.6729 | 10.7916 | 0.9078 | 10.2272 | 88.2283
2015-05-05 | 08 | 665.4157 | 301.4797 | 157.3766 | 13.2413 | 149.1504 | 1286.6637
2015-05-05 | 09 | 2019.0611 | 914.7751 | 477.5257 | 40.177 | 452.5646 | 3904.1035
2015-05-05 | 10 | 3140.7619 | 1422.9833 | 742.8184 | 62.4979 | 703.9887 | 6073.0502
2015-05-05 | 11 | 5041.9492 | 2284.3529 | 1192.4659 | 100.3289 | 1130.1319 | 9749.2288
2015-05-05 | 12 | 6889.9028 | 3121.6046 | 1629.524 | 137.1016 | 1544.3438 | 13322.4767
2015-05-05 | 13 | 5764.3999 | 2611.6734 | 1363.332 | 114.7049 | 1292.0671 | 11146.1775
2015-05-05 | 14 | 4946.8895 | 2241.2851 | 1169.9833 | 98.4376 | 1108.825 | 9565.4206
2015-05-05 | 15 | 5513.4434 | 2497.9732 | 1303.979 | 109.7112 | 1235.8158 | 10660.9227
2015-05-05 | 16 | 6494.4564 | 2942.4399 | 1535.9968 | 129.2323 | 1455.7058 | 12557.8311
2015-05-05 | 17 | 7574.3305 | 3431.6982 | 1791.3971 | 150.7203 | 1697.7551 | 14645.9012
2015-05-05 | 18 | 6623.7372 | 3001.0134 | 1566.5729 | 131.8044 | 1484.6839 | 12807.8119
2015-05-05 | 19 | 3692.1059 | 1672.7804 | 873.2161 | 73.4689 | 827.5702 | 7139.1415
2015-05-05 | 20 | 1171.1317 | 530.604 | 276.9827 | 23.3044 | 262.5047 | 2264.5275
2015-05-05 | 21 | 98.8618 | 44.7916 | 23.3818 | 1.9669 | 22.1595 | 191.1616
2015-05-05 | 22 | 3.802 | 1.7229 | 0.8993 | 0.07565 | 0.85255 | 7.3525
2015-05-05 | 23 | 0 | 0 | 0 | 0 | 0 | 0
2015-05-05 | 24 | 0 | 0 | 0 | 0 | 0 | 0
2015-05-06 | 01 | 0 | 0 | 0 | 0 | 0 | 0
2015-05-06 | 02 | 0 | 0 | 0 | 0 | 0 | 0
2015-05-06 | 03 | 0 | 0 | 0 | 0 | 0 | 0
2015-05-06 | 04 | 0 | 0 | 0 | 0 | 0 | 0
2015-05-06 | 05 | 0 | 0 | 0 | 0 | 0 | 0
2015-05-06 | 06 | 0 | 0 | 0 | 0 | 0 | 0
2015-05-06 | 07 | 102.6638 | 46.5137 | 24.2811 | 2.0425 | 23.012 | 198.5132
2015-05-06 | 08 | 916.3723 | 415.18 | 216.7304 | 18.235 | 205.4008 | 1771.9185
2015-05-06 | 09 | 2680.6739 | 1214.5319 | 634.0031 | 53.3426 | 600.8625 | 5183.4139
2015-05-06 | 10 | 5030.5422 | 2279.1849 | 1189.768 | 100.1019 | 1127.5751 | 9727.1722
2015-05-06 | 11 | 7486.8756 | 3392.0746 | 1770.7132 | 148.9803 | 1678.1525 | 14476.7962
2015-05-06 | 12 | 8908.9639 | 4036.3797 | 2107.0497 | 177.2785 | 1996.9084 | 17226.5802
2015-05-06 | 13 | 6642.7491 | 3009.6265 | 1571.0694 | 132.1835 | 1488.945 | 12844.5736
2015-05-06 | 14 | 4060.9362 | 1839.8862 | 960.4482 | 80.8078 | 910.2421 | 7852.3204
2015-05-06 | 15 | 3045.7022 | 1379.9146 | 720.3359 | 60.6058 | 682.6817 | 5889.2403
2015-05-06 | 16 | 3916.4464 | 1774.4217 | 926.2747 | 77.9331 | 877.8553 | 7572.9313
2015-05-06 | 17 | 5908.8906 | 2677.1379 | 1397.5054 | 117.5805 | 1324.4539 | 11425.5683
2015-05-06 | 18 | 4262.4618 | 1931.1915 | 1008.1102 | 84.8181 | 955.4136 | 8241.9952
2015-05-06 | 19 | 2049.48 | 928.557 | 484.7201 | 40.7822 | 459.3825 | 3962.9218
2015-05-06 | 20 | 498.1111 | 225.6792 | 117.8075 | 9.9118 | 111.6492 | 963.1588
2015-05-06 | 21 | 41.8259 | 18.9499 | 9.8923 | 0.83215 | 9.3755 | 80.8758
2015-05-06 | 22 | 0 | 0 | 0 | 0 | 0 | 0
2015-05-06 | 23 | 0 | 0 | 0 | 0 | 0 | 0
2015-05-06 | 24 | 0 | 0 | 0 | 0 | 0 | 0
2015-05-07 | 01 | 0 | 0 | 0 | 0 | 0 | 0
2015-05-07 | 02 | 0 | 0 | 0 | 0 | 0 | 0
2015-05-07 | 03 | 0 | 0 | 0 | 0 | 0 | 0
2015-05-07 | 04 | 0 | 0 | 0 | 0 | 0 | 0
2015-05-07 | 05 | 0 | 0 | 0 | 0 | 0 | 0
2015-05-07 | 06 | 0 | 0 | 0 | 0 | 0 | 0
2015-05-07 | 07 | 53.233 | 24.1187 | 12.5902 | 1.0591 | 11.9323 | 102.9333
2015-05-07 | 08 | 756.6726 | 342.8254 | 178.9598 | 15.0569 | 169.6047 | 1463.1194
2015-05-07 | 09 | 2912.6193 | 1319.6191 | 688.8604 | 57.9581 | 652.8519 | 5631.9087
2015-05-07 | 10 | 5494.4315 | 2489.3593 | 1299.4826 | 109.333 | 1231.5548 | 10624.161
2015-05-07 | 11 | 7532.5045 | 3412.7483 | 1781.5048 | 149.8881 | 1688.3805 | 14565.0262
2015-05-07 | 12 | 9612.4035 | 4355.0864 | 2273.4193 | 191.2755 | 2154.5808 | 18586.7656
2015-05-07 | 13 | 11091.5276 | 5025.2323 | 2623.2453 | 220.7084 | 2486.1208 | 21446.8345
2015-05-07 | 14 | 11547.8119 | 5231.9616 | 2731.1613 | 229.7882 | 2588.3953 | 22329.1184
2015-05-07 | 15 | 11996.4929 | 5435.2442 | 2837.2779 | 238.7166 | 2688.9648 | 23196.6964
2015-05-07 | 16 | 10920.42 | 4947.7089 | 2582.7777 | 217.3042 | 2447.7679 | 21115.9788
2015-05-07 | 17 | 7125.6503 | 3228.4147 | 1685.2805 | 141.7919 | 1597.1857 | 13778.3232
2015-05-07 | 18 | 2676.8718 | 1212.8089 | 633.1038 | 53.267 | 600.0099 | 5176.0614
2015-05-07 | 19 | 1144.5148 | 518.545 | 270.6876 | 22.7749 | 256.5385 | 2213.0608
2015-05-07 | 20 | 547.542 | 248.0742 | 129.4983 | 10.8953 | 122.7289 | 1058.7387
2015-05-07 | 21 | 87.4548 | 39.6228 | 20.6839 | 1.74 | 19.6027 | 169.1041
2015-05-07 | 22 | 3.802 | 1.7229 | 0.8993 | 0.07565 | 0.85255 | 7.3525
2015-05-07 | 23 | 0 | 0 | 0 | 0 | 0 | 0
2015-05-07 | 24 | 0 | 0 | 0 | 0 | 0 | 0
2015-05-08 | 01 | 0 | 0 | 0 | 0 | 0 | 0
2015-05-08 | 02 | 0 | 0 | 0 | 0 | 0 | 0
2015-05-08 | 03 | 0 | 0 | 0 | 0 | 0 | 0
2015-05-08 | 04 | 0 | 0 | 0 | 0 | 0 | 0
2015-05-08 | 05 | 0 | 0 | 0 | 0 | 0 | 0
2015-05-08 | 06 | 0 | 0 | 0 | 0 | 0 | 0
2015-05-08 | 07 | 95.0597 | 43.0686 | 22.4825 | 1.8913 | 21.307 | 183.8091
2015-05-08 | 08 | 965.8031 | 437.5757 | 228.4213 | 19.2185 | 216.4805 | 1867.4993
2015-05-08 | 09 | 2863.1884 | 1297.2233 | 677.1695 | 56.9738 | 641.7721 | 5536.3271
2015-05-08 | 10 | 5205.451 | 2358.4313 | 1231.1357 | 103.5827 | 1166.7805 | 10065.3813
2015-05-08 | 11 | 8646.6003 | 3917.5106 | 2044.9988 | 172.0579 | 1938.1003 | 16719.2679
2015-05-08 | 12 | 10167.5504 | 4606.6065 | 2404.7171 | 202.3229 | 2279.0149 | 19660.2118
2015-05-08 | 13 | 9163.7234 | 4151.8038 | 2167.3028 | 182.3479 | 2054.0114 | 17719.1892
2015-05-08 | 14 | 7167.4763 | 3247.3646 | 1695.1728 | 142.6249 | 1606.5603 | 13859.199
2015-05-08 | 15 | 6361.3728 | 2882.1443 | 1504.5221 | 126.5837 | 1425.8758 | 12300.4987
2015-05-08 | 16 | 5330.9297 | 2415.2818 | 1260.8126 | 106.0791 | 1194.9062 | 10308.0095
2015-05-08 | 17 | 2996.2712 | 1357.5188 | 708.645 | 59.6224 | 671.602 | 5793.6595
2015-05-08 | 18 | 3338.4846 | 1512.5657 | 789.582 | 66.4317 | 748.3077 | 6455.3718
2015-05-08 | 19 | 2315.6465 | 1049.149 | 547.6711 | 46.0785 | 519.0423 | 4477.5875
2015-05-08 | 20 | 654.0087 | 296.3117 | 154.6787 | 13.0144 | 146.5935 | 1264.607
2015-05-08 | 21 | 72.2449 | 32.7318 | 17.0867 | 1.4373 | 16.1933 | 139.6941
2015-05-08 | 22 | 0 | 0 | 0 | 0 | 0 | 0
2015-05-08 | 23 | 0 | 0 | 0 | 0 | 0 | 0
2015-05-08 | 24 | 0 | 0 | 0 | 0 | 0 | 0
2015-05-09 | 01 | 0 | 0 | 0 | 0 | 0 | 0
2015-05-09 | 02 | 0 | 0 | 0 | 0 | 0 | 0
2015-05-09 | 03 | 0 | 0 | 0 | 0 | 0 | 0
2015-05-09 | 04 | 0 | 0 | 0 | 0 | 0 | 0
2015-05-09 | 05 | 0 | 0 | 0 | 0 | 0 | 0
2015-05-09 | 06 | 0 | 0 | 0 | 0 | 0 | 0
2015-05-09 | 07 | 19.0119 | 8.6139 | 4.4965 | 0.37825 | 4.2611 | 36.7617
2015-05-09 | 08 | 269.9685 | 122.3141 | 63.8503 | 5.372 | 60.5123 | 522.0173
2015-05-09 | 09 | 775.6845 | 351.4393 | 183.4563 | 15.4351 | 173.8666 | 1499.8819
2015-05-09 | 10 | 1372.6573 | 621.9093 | 324.6456 | 27.3139 | 307.6753 | 2654.2015
2015-05-09 | 11 | 1794.7206 | 813.1329 | 424.4679 | 35.7127 | 402.2795 | 3470.3137
2015-05-09 | 12 | 2262.4127 | 1025.0303 | 535.0809 | 45.0194 | 507.1108 | 4374.6542
2015-05-09 | 13 | 2676.8718 | 1212.8089 | 633.1038 | 53.267 | 600.0099 | 5176.0614
2015-05-09 | 14 | 2680.6739 | 1214.5319 | 634.0031 | 53.3426 | 600.8625 | 5183.4139
2015-05-09 | 15 | 2760.5238 | 1250.7096 | 652.8884 | 54.9312 | 618.76 | 5337.813
2015-05-09 | 16 | 2783.3386 | 1261.0456 | 658.2842 | 55.3852 | 623.8736 | 5381.9271
2015-05-09 | 17 | 2292.8317 | 1038.8122 | 542.2754 | 45.6246 | 513.9287 | 4433.4725
2015-05-09 | 18 | 1616.0089 | 732.1645 | 382.2008 | 32.1564 | 362.2215 | 3124.7521
2015-05-09 | 19 | 882.1513 | 399.676 | 208.6368 | 17.5542 | 197.7304 | 1705.7486
2015-05-09 | 20 | 368.8303 | 167.1058 | 87.2321 | 7.3389 | 82.6718 | 713.1789
2015-05-09 | 21 | 57.0358 | 25.8408 | 13.4895 | 1.1347 | 12.784 | 110.2849
2015-05-09 | 22 | 3.802 | 1.7229 | 0.8993 | 0.07565 | 0.85255 | 7.3525
2015-05-09 | 23 | 0 | 0 | 0 | 0 | 0 | 0
2015-05-09 | 24 | 0 | 0 | 0 | 0 | 0 | 0
2015-05-10 | 01 | 0 | 0 | 0 | 0 | 0 | 0
2015-05-10 | 02 | 0 | 0 | 0 | 0 | 0 | 0
2015-05-10 | 03 | 0 | 0 | 0 | 0 | 0 | 0
2015-05-10 | 04 | 0 | 0 | 0 | 0 | 0 | 0
2015-05-10 | 05 | 0 | 0 | 0 | 0 | 0 | 0
2015-05-10 | 06 | 0 | 0 | 0 | 0 | 0 | 0
2015-05-10 | 07 | 98.8618 | 44.7916 | 23.3818 | 1.9669 | 22.1595 | 191.1616
2015-05-10 | 08 | 942.9891 | 427.2397 | 223.0255 | 18.7646 | 211.367 | 1823.386
2015-05-10 | 09 | 2802.3505 | 1269.6595 | 662.7807 | 55.7634 | 628.1355 | 5418.6897
2015-05-10 | 10 | 5254.8819 | 2380.827 | 1242.8266 | 104.5662 | 1177.8603 | 10160.9621
2015-05-10 | 11 | 8380.4339 | 3796.9185 | 1982.0478 | 166.7606 | 1878.4405 | 16204.6015
2015-05-10 | 12 | 10159.9454 | 4603.1614 | 2402.9186 | 202.1716 | 2277.3106 | 19645.5077
2015-05-10 | 13 | 12030.7139 | 5450.7491 | 2845.3716 | 239.3974 | 2696.6352 | 23262.8671
2015-05-10 | 14 | 12718.9435 | 5762.5648 | 3008.144 | 253.0926 | 2850.8991 | 24593.6442
2015-05-10 | 15 | 13563.0709 | 6145.0138 | 3207.7878 | 269.8895 | 3040.1074 | 26225.8694
2015-05-10 | 16 | 13532.6519 | 6131.2319 | 3200.5934 | 269.2842 | 3033.2887 | 26167.0503
2015-05-10 | 17 | 11410.927 | 5169.9423 | 2698.7865 | 227.0647 | 2557.7129 | 22064.4335
2015-05-10 | 18 | 8418.4578 | 3814.1463 | 1991.0408 | 167.518 | 1886.9626 | 16278.1256
2015-05-10 | 19 | 4406.9525 | 1996.656 | 1042.2836 | 87.6936 | 987.8003 | 8521.386
2015-05-10 | 20 | 1604.6019 | 726.9965 | 379.5029 | 31.9294 | 359.6647 | 3102.6955
2015-05-10 | 21 | 155.8976 | 70.6324 | 36.8713 | 3.1025 | 34.9435 | 301.4474
2015-05-10 | 22 | 7.6049 | 3.4459 | 1.7986 | 0.1513 | 1.7042 | 14.705
2015-05-10 | 23 | 0 | 0 | 0 | 0 | 0 | 0
2015-05-10 | 24 | 0 | 0 | 0 | 0 | 0 | 0
2015-05-11 | 01 | 0 | 0 | 0 | 0 | 0 | 0
2015-05-11 | 02 | 0 | 0 | 0 | 0 | 0 | 0
2015-05-11 | 03 | 0 | 0 | 0 | 0 | 0 | 0
2015-05-11 | 04 | 0 | 0 | 0 | 0 | 0 | 0
2015-05-11 | 05 | 0 | 0 | 0 | 0 | 0 | 0
2015-05-11 | 06 | 0 | 0 | 0 | 0 | 0 | 0
2015-05-11 | 07 | 155.8976 | 70.6324 | 36.8713 | 3.1025 | 34.9435 | 301.4474
2015-05-11 | 08 | 1163.5267 | 527.1581 | 275.1841 | 23.1532 | 260.7995 | 2249.8216
2015-05-11 | 09 | 2977.2593 | 1348.9058 | 704.1485 | 59.2441 | 667.3409 | 5756.8987
2015-05-11 | 10 | 6235.8949 | 2825.2937 | 1474.8452 | 124.0873 | 1397.7502 | 12057.8713
2015-05-11 | 11 | 9296.8062 | 4212.0993 | 2198.7783 | 184.9957 | 2083.8413 | 17976.5208
2015-05-11 | 12 | 12182.8086 | 5519.6586 | 2881.3436 | 242.4242 | 2730.727 | 23556.962
2015-05-11 | 13 | 13840.6444 | 6270.7739 | 3273.4367 | 275.4127 | 3102.3241 | 26762.5917
2015-05-11 | 14 | 14479.4431 | 6560.1937 | 3424.5182 | 288.1245 | 3245.5082 | 27997.7879
2015-05-11 | 15 | 13334.9284 | 6041.6487 | 3153.8298 | 265.3496 | 2988.9697 | 25784.7262
2015-05-11 | 16 | 11855.8042 | 5371.5036 | 2804.0038 | 235.9166 | 2657.4307 | 22924.6589
2015-05-11 | 17 | 9718.8702 | 4403.323 | 2298.5997 | 193.3945 | 2178.4454 | 18792.633
2015-05-11 | 18 | 6718.7961 | 3044.0812 | 1589.0555 | 133.6965 | 1505.9909 | 12991.6202
2015-05-11 | 19 | 3155.9709 | 1429.8742 | 746.4156 | 62.8005 | 707.398 | 6102.4594
2015-05-11 | 20 | 1155.9218 | 523.7131 | 273.3855 | 23.0019 | 259.0953 | 2235.1175
2015-05-11 | 21 | 152.0948 | 68.9095 | 35.972 | 3.0269 | 34.0918 | 294.0949
2015-05-11 | 22 | 7.6049 | 3.4459 | 1.7986 | 0.1513 | 1.7042 | 14.705
2015-05-11 | 23 | 0 | 0 | 0 | 0 | 0 | 0
2015-05-11 | 24 | 0 | 0 | 0 | 0 | 0 | 0
2015-05-12 | 01 | 0 | 0 | 0 | 0 | 0 | 0
2015-05-12 | 02 | 0 | 0 | 0 | 0 | 0 | 0
2015-05-12 | 03 | 0 | 0 | 0 | 0 | 0 | 0
2015-05-12 | 04 | 0 | 0 | 0 | 0 | 0 | 0
2015-05-12 | 05 | 0 | 0 | 0 | 0 | 0 | 0
2015-05-12 | 06 | 0 | 0 | 0 | 0 | 0 | 0
2015-05-12 | 07 | 144.4906 | 65.4644 | 34.1734 | 2.8756 | 32.3867 | 279.3907
2015-05-12 | 08 | 1155.9218 | 523.7131 | 273.3855 | 23.0019 | 259.0953 | 2235.1175
2015-05-12 | 09 | 2863.1884 | 1297.2233 | 677.1695 | 56.9738 | 641.7721 | 5536.3271
2015-05-12 | 10 | 5802.4239 | 2628.9012 | 1372.325 | 115.4614 | 1300.5901 | 11219.7016
2015-05-12 | 11 | 8680.8214 | 3933.0154 | 2053.0925 | 172.7387 | 1945.7707 | 16785.4388
2015-05-12 | 12 | 10848.1751 | 4914.9771 | 2565.691 | 215.866 | 2431.5746 | 20976.2838
2015-05-12 | 13 | 12140.9826 | 5500.7087 | 2871.4513 | 241.5913 | 2721.3515 | 23476.0854
2015-05-12 | 14 | 11950.864 | 5414.5714 | 2826.4863 | 237.8087 | 2678.7376 | 23108.468
2015-05-12 | 15 | 12042.1208 | 5455.9171 | 2848.0695 | 239.6243 | 2699.192 | 23284.9238
2015-05-12 | 16 | 11068.7127 | 5014.8963 | 2617.8495 | 220.2545 | 2481.0072 | 21402.7203
2015-05-12 | 17 | 8243.5482 | 3734.9 | 1949.6731 | 164.0373 | 1847.758 | 15939.9165
2015-05-12 | 18 | 4646.5021 | 2105.1882 | 1098.9395 | 92.4604 | 1041.4948 | 8984.585
2015-05-12 | 19 | 2220.5867 | 1006.0804 | 525.1887 | 44.1872 | 497.7353 | 4293.7784
2015-05-12 | 20 | 1007.6291 | 456.5265 | 238.3137 | 20.0506 | 225.8561 | 1948.376
2015-05-12 | 21 | 152.0948 | 68.9095 | 35.972 | 3.0269 | 34.0918 | 294.0949
2015-05-12 | 22 | 3.802 | 1.7229 | 0.8993 | 0.07565 | 0.85255 | 7.3525
2015-05-12 | 23 | 0 | 0 | 0 | 0 | 0 | 0
2015-05-12 | 24 | 0 | 0 | 0 | 0 | 0 | 0
2015-05-13 | 01 | 0 | 0 | 0 | 0 | 0 | 0
2015-05-13 | 02 | 0 | 0 | 0 | 0 | 0 | 0
2015-05-13 | 03 | 0 | 0 | 0 | 0 | 0 | 0
2015-05-13 | 04 | 0 | 0 | 0 | 0 | 0 | 0
2015-05-13 | 05 | 0 | 0 | 0 | 0 | 0 | 0
2015-05-13 | 06 | 0 | 0 | 0 | 0 | 0 | 0
2015-05-13 | 07 | 152.0948 | 68.9095 | 35.972 | 3.0269 | 34.0918 | 294.0949
2015-05-13 | 08 | 1254.7836 | 568.5038 | 296.7673 | 24.9688 | 281.2548 | 2426.2782
2015-05-13 | 09 | 2532.3812 | 1147.3445 | 598.9312 | 50.3914 | 567.6232 | 4896.6715
2015-05-13 | 10 | 5893.6807 | 2670.247 | 1393.9082 | 117.2779 | 1321.0445 | 11396.1583
2015-05-13 | 11 | 9186.5374 | 4162.1398 | 2172.6986 | 182.8019 | 2059.125 | 17763.3026
2015-05-13 | 12 | 9806.3242 | 4442.9466 | 2319.2836 | 195.1345 | 2198.0473 | 18961.7363
2015-05-13 | 13 | 10874.7921 | 4927.036 | 2571.9861 | 216.3955 | 2437.5399 | 21027.7496
2015-05-13 | 14 | 11832.9903 | 5361.1668 | 2798.608 | 235.4627 | 2652.3162 | 22880.5439
2015-05-13 | 15 | 12878.6432 | 5834.9202 | 3045.9147 | 256.2699 | 2886.6952 | 24902.4432
2015-05-13 | 16 | 11825.3853 | 5357.7217 | 2796.8094 | 235.3114 | 2650.6119 | 22865.8398
2015-05-13 | 17 | 10300.6332 | 4666.9029 | 2436.1918 | 204.9707 | 2308.8448 | 19917.5434
2015-05-13 | 18 | 7201.6981 | 3262.8695 | 1703.2666 | 143.3057 | 1614.2316 | 13925.3715
2015-05-13 | 19 | 3604.6511 | 1633.1577 | 852.5322 | 71.7281 | 807.9675 | 6970.0365
2015-05-13 | 20 | 1357.4475 | 615.0184 | 321.0484 | 27.0113 | 304.266 | 2624.7915
2015-05-13 | 21 | 182.5137 | 82.6914 | 43.1664 | 3.632 | 40.9096 | 352.9132
2015-05-13 | 22 | 11.407 | 5.168 | 2.6979 | 0.22695 | 2.5568 | 22.0566
2015-05-13 | 23 | 0 | 0 | 0 | 0 | 0 | 0
2015-05-13 | 24 | 0 | 0 | 0 | 0 | 0 | 0
2015-05-14 | 01 | 0 | 0 | 0 | 0 | 0 | 0
2015-05-14 | 02 | 0 | 0 | 0 | 0 | 0 | 0
2015-05-14 | 03 | 0 | 0 | 0 | 0 | 0 | 0
2015-05-14 | 04 | 0 | 0 | 0 | 0 | 0 | 0
2015-05-14 | 05 | 0 | 0 | 0 | 0 | 0 | 0
2015-05-14 | 06 | 0 | 0 | 0 | 0 | 0 | 0
2015-05-14 | 07 | 144.4906 | 65.4644 | 34.1734 | 2.8756 | 32.3867 | 279.3907
2015-05-14 | 08 | 836.5224 | 379.0031 | 197.8451 | 16.6455 | 187.5032 | 1617.5194
2015-05-14 | 09 | 2920.2234 | 1323.0641 | 690.659 | 58.1094 | 654.5561 | 5646.612
2015-05-14 | 10 | 5361.3486 | 2429.0637 | 1268.007 | 106.6843 | 1201.724 | 10366.8278
2015-05-14 | 11 | 5528.6533 | 2504.8641 | 1307.5763 | 110.0138 | 1239.2252 | 10690.3327
2015-05-14 | 12 | 4117.972 | 1865.727 | 973.9376 | 81.9425 | 923.0269 | 7962.6062
2015-05-14 | 13 | 7346.1879 | 3328.3339 | 1737.4391 | 146.1805 | 1646.6183 | 14204.7597
2015-05-14 | 14 | 13262.6834 | 6008.9169 | 3136.7439 | 263.9123 | 2972.7764 | 25645.033
2015-05-14 | 15 | 12270.2634 | 5559.2822 | 2902.0275 | 244.1642 | 2750.3297 | 23726.067
2015-05-14 | 16 | 5631.3171 | 2551.3778 | 1331.8573 | 112.0563 | 1262.2364 | 10888.8451
2015-05-14 | 17 | 1790.9186 | 811.4108 | 423.5686 | 35.6371 | 401.4269 | 3462.962
2015-05-14 | 18 | 1741.4877 | 789.015 | 411.8777 | 34.6536 | 390.3472 | 3367.3812
2015-05-14 | 19 | 2152.1439 | 975.0707 | 509.0013 | 42.8255 | 482.3945 | 4161.436
2015-05-14 | 20 | 992.4201 | 449.6355 | 234.7164 | 19.748 | 222.4467 | 1918.9668
2015-05-14 | 21 | 163.5017 | 74.0775 | 38.6699 | 3.2538 | 36.6486 | 316.1515
2015-05-14 | 22 | 11.407 | 5.168 | 2.6979 | 0.22695 | 2.5568 | 22.0566
2015-05-14 | 23 | 0 | 0 | 0 | 0 | 0 | 0
2015-05-14 | 24 | 0 | 0 | 0 | 0 | 0 | 0
2015-05-15 | 01 | 0 | 0 | 0 | 0 | 0 | 0
2015-05-15 | 02 | 0 | 0 | 0 | 0 | 0 | 0
2015-05-15 | 03 | 0 | 0 | 0 | 0 | 0 | 0
2015-05-15 | 04 | 0 | 0 | 0 | 0 | 0 | 0
2015-05-15 | 05 | 0 | 0 | 0 | 0 | 0 | 0
2015-05-15 | 06 | 0 | 0 | 0 | 0 | 0 | 0
2015-05-15 | 07 | 79.8499 | 36.1777 | 18.8853 | 1.5886 | 17.8976 | 154.3991
2015-05-15 | 08 | 673.0206 | 304.9248 | 159.1752 | 13.3926 | 150.8546 | 1301.3678
2015-05-15 | 09 | 1365.0524 | 618.4634 | 322.847 | 27.1626 | 305.9711 | 2639.4965
2015-05-15 | 10 | 2087.504 | 945.7839 | 493.7132 | 41.5386 | 467.9054 | 4036.4452
2015-05-15 | 11 | 2604.6269 | 1180.0771 | 616.0179 | 51.8287 | 583.8166 | 5036.3673
2015-05-15 | 12 | 4030.5172 | 1826.1043 | 953.2537 | 80.2026 | 903.4242 | 7793.5021
2015-05-15 | 13 | 6342.3608 | 2873.5304 | 1500.0256 | 126.2054 | 1421.6148 | 12263.7371
2015-05-15 | 14 | 6741.6101 | 3054.418 | 1594.4513 | 134.1504 | 1511.1045 | 13035.7343
2015-05-15 | 15 | 7456.4567 | 3378.2927 | 1763.5188 | 148.3751 | 1671.3346 | 14417.9779
2015-05-15 | 16 | 11528.8008 | 5223.3477 | 2726.6648 | 229.4099 | 2584.1335 | 22292.3567
2015-05-15 | 17 | 10992.6658 | 4980.4415 | 2599.8644 | 218.7416 | 2463.9613 | 21255.6746
2015-05-15 | 18 | 7365.1998 | 3336.947 | 1741.9356 | 146.5587 | 1650.8793 | 14241.5205
2015-05-15 | 19 | 3224.4138 | 1460.8831 | 762.603 | 64.1623 | 722.7388 | 6234.801
2015-05-15 | 20 | 1657.8357 | 751.1144 | 392.0931 | 32.9894 | 371.597 | 3205.6297
2015-05-15 | 21 | 209.1306 | 94.7503 | 49.4615 | 4.1616 | 46.8758 | 404.3799
2015-05-15 | 22 | 7.6049 | 3.4459 | 1.7986 | 0.1513 | 1.7042 | 14.705
2015-05-15 | 23 | 0 | 0 | 0 | 0 | 0 | 0
2015-05-15 | 24 | 0 | 0 | 0 | 0 | 0 | 0
2015-05-16 | 01 | 3.802 | 1.7229 | 0.8993 | 0.07565 | 0.85255 | 7.3525
2015-05-16 | 02 | 0 | 0 | 0 | 0 | 0 | 0
2015-05-16 | 03 | 0 | 0 | 0 | 0 | 0 | 0
2015-05-16 | 04 | 0 | 0 | 0 | 0 | 0 | 0
2015-05-16 | 05 | 0 | 0 | 0 | 0 | 0 | 0
2015-05-16 | 06 | 0 | 0 | 0 | 0 | 0 | 0
2015-05-16 | 07 | 228.1425 | 103.3642 | 53.958 | 4.5399 | 51.1369 | 441.1415
2015-05-16 | 08 | 806.1034 | 365.2212 | 190.6507 | 16.0404 | 180.6845 | 1558.7003
2015-05-16 | 09 | 1475.3212 | 668.423 | 348.9267 | 29.3573 | 330.6874 | 2852.7156
2015-05-16 | 10 | 2897.4095 | 1312.7281 | 685.2632 | 57.6555 | 649.4425 | 5602.4987
2015-05-16 | 11 | 4228.2409 | 1915.6866 | 1000.0165 | 84.1372 | 947.7432 | 8175.8245
2015-05-16 | 12 | 4661.7111 | 2112.0792 | 1102.5367 | 92.763 | 1044.9033 | 9013.9933
2015-05-16 | 13 | 5182.637 | 2348.0944 | 1225.7399 | 103.1288 | 1161.6669 | 10021.2671
2015-05-16 | 14 | 5323.3247 | 2411.8359 | 1259.014 | 105.9278 | 1193.202 | 10293.3045
2015-05-16 | 15 | 4597.0712 | 2082.7924 | 1087.2486 | 91.4762 | 1030.415 | 8889.0034
2015-05-16 | 16 | 3878.4225 | 1757.1948 | 917.2817 | 77.1757 | 869.3324 | 7499.4072
2015-05-16 | 17 | 2707.2908 | 1226.5908 | 640.2982 | 53.8721 | 606.8286 | 5234.8805
2015-05-16 | 18 | 1646.4279 | 745.9464 | 389.3952 | 32.7624 | 369.0403 | 3183.5721
2015-05-16 | 19 | 927.7793 | 420.3488 | 219.4283 | 18.462 | 207.9576 | 1793.976
2015-05-16 | 20 | 334.6093 | 151.6009 | 79.1384 | 6.6581 | 75.0014 | 647.0081
2015-05-16 | 21 | 45.6288 | 20.6729 | 10.7916 | 0.9078 | 10.2272 | 88.2283
2015-05-16 | 22 | 3.802 | 1.7229 | 0.8993 | 0.07565 | 0.85255 | 7.3525
2015-05-16 | 23 | 0 | 0 | 0 | 0 | 0 | 0
2015-05-16 | 24 | 0 | 0 | 0 | 0 | 0 | 0
2015-05-17 | 01 | 0 | 0 | 0 | 0 | 0 | 0
2015-05-17 | 02 | 0 | 0 | 0 | 0 | 0 | 0
2015-05-17 | 03 | 0 | 0 | 0 | 0 | 0 | 0
2015-05-17 | 04 | 0 | 0 | 0 | 0 | 0 | 0
2015-05-17 | 05 | 0 | 0 | 0 | 0 | 0 | 0
2015-05-17 | 06 | 0 | 0 | 0 | 0 | 0 | 0
2015-05-17 | 07 | 38.0239 | 17.2278 | 8.993 | 0.7565 | 8.5229 | 73.5242
2015-05-17 | 08 | 452.4822 | 205.0064 | 107.0159 | 9.004 | 101.422 | 874.9305
2015-05-17 | 09 | 1809.9305 | 820.0239 | 428.0651 | 36.0153 | 405.6889 | 3499.7237
2015-05-17 | 10 | 3395.5205 | 1538.4065 | 803.0715 | 67.5674 | 761.0925 | 6565.6584
2015-05-17 | 11 | 4981.1114 | 2256.7891 | 1178.077 | 99.1185 | 1116.4954 | 9631.5914
2015-05-17 | 12 | 6897.5077 | 3125.0505 | 1631.3225 | 137.2529 | 1546.048 | 13337.1817
2015-05-17 | 13 | 9631.4154 | 4363.7002 | 2277.9158 | 191.6538 | 2158.8427 | 18623.5281
2015-05-17 | 14 | 10171.3525 | 4608.3294 | 2405.6164 | 202.3986 | 2279.8675 | 19667.5644
2015-05-17 | 15 | 8289.1771 | 3755.5729 | 1960.4647 | 164.945 | 1857.9852 | 16028.1448
2015-05-17 | 16 | 7874.7179 | 3567.7942 | 1862.4418 | 156.6975 | 1765.0862 | 15226.7377
2015-05-17 | 17 | 8243.5482 | 3734.9 | 1949.6731 | 164.0373 | 1847.758 | 15939.9165
2015-05-17 | 18 | 6479.2465 | 2935.5489 | 1532.3996 | 128.9297 | 1452.2964 | 12528.4212
2015-05-17 | 19 | 3479.1732 | 1576.3072 | 822.8553 | 69.2317 | 779.8427 | 6727.41
2015-05-17 | 20 | 1361.2504 | 616.7413 | 321.9477 | 27.087 | 305.1186 | 2632.1449
2015-05-17 | 21 | 190.1187 | 86.1373 | 44.965 | 3.7833 | 42.6147 | 367.619
2015-05-17 | 22 | 11.407 | 5.168 | 2.6979 | 0.22695 | 2.5568 | 22.0566
2015-05-17 | 23 | 0 | 0 | 0 | 0 | 0 | 0
2015-05-17 | 24 | 0 | 0 | 0 | 0 | 0 | 0
2015-05-18 | 01 | 0 | 0 | 0 | 0 | 0 | 0
2015-05-18 | 02 | 0 | 0 | 0 | 0 | 0 | 0
2015-05-18 | 03 | 0 | 0 | 0 | 0 | 0 | 0
2015-05-18 | 04 | 0 | 0 | 0 | 0 | 0 | 0
2015-05-18 | 05 | 0 | 0 | 0 | 0 | 0 | 0
2015-05-18 | 06 | 0 | 0 | 0 | 0 | 0 | 0
2015-05-18 | 07 | 152.0948 | 68.9095 | 35.972 | 3.0269 | 34.0918 | 294.0949
2015-05-18 | 08 | 1140.7128 | 516.8221 | 269.7883 | 22.6992 | 255.686 | 2205.7083
2015-05-18 | 09 | 3110.3429 | 1409.2014 | 735.624 | 61.8919 | 697.1708 | 6014.2311
2015-05-18 | 10 | 4806.2017 | 2177.5436 | 1136.7101 | 95.6377 | 1077.2909 | 9293.384
2015-05-18 | 11 | 6247.302 | 2830.4617 | 1477.5431 | 124.3142 | 1400.307 | 12079.928
2015-05-18 | 12 | 8958.3948 | 4058.7755 | 2118.7406 | 178.262 | 2007.9881 | 17322.161
2015-05-18 | 13 | 9889.977 | 4480.8464 | 2339.0682 | 196.7988 | 2216.7983 | 19123.4887
2015-05-18 | 14 | 5718.7719 | 2591.0006 | 1352.5404 | 113.7971 | 1281.8391 | 11057.9492
2015-05-18 | 15 | 4695.933 | 2127.584 | 1110.6304 | 93.4439 | 1052.5746 | 9080.1658
2015-05-18 | 16 | 4277.6718 | 1938.0825 | 1011.7074 | 85.1207 | 958.8229 | 8271.4052
2015-05-18 | 17 | 2680.6739 | 1214.5319 | 634.0031 | 53.3426 | 600.8625 | 5183.4139
2015-05-18 | 18 | 1045.653 | 473.7534 | 247.3066 | 20.8072 | 234.379 | 2021.8992
2015-05-18 | 19 | 1007.6291 | 456.5265 | 238.3137 | 20.0506 | 225.8561 | 1948.376
2015-05-18 | 20 | 718.6486 | 325.5976 | 169.9668 | 14.3004 | 161.0818 | 1389.5953
2015-05-18 | 21 | 163.5017 | 74.0775 | 38.6699 | 3.2538 | 36.6486 | 316.1515
2015-05-18 | 22 | 11.407 | 5.168 | 2.6979 | 0.22695 | 2.5568 | 22.0566
2015-05-18 | 23 | 0 | 0 | 0 | 0 | 0 | 0
2015-05-18 | 24 | 0 | 0 | 0 | 0 | 0 | 0
2015-05-19 | 01 | 0 | 0 | 0 | 0 | 0 | 0
2015-05-19 | 02 | 0 | 0 | 0 | 0 | 0 | 0
2015-05-19 | 03 | 0 | 0 | 0 | 0 | 0 | 0
2015-05-19 | 04 | 0 | 0 | 0 | 0 | 0 | 0
2015-05-19 | 05 | 0 | 0 | 0 | 0 | 0 | 0
2015-05-19 | 06 | 0 | 0 | 0 | 0 | 0 | 0
2015-05-19 | 07 | 64.6399 | 29.2867 | 15.2881 | 1.286 | 14.4891 | 124.9899
2015-05-19 | 08 | 646.4038 | 292.8658 | 152.8802 | 12.863 | 144.8884 | 1249.9012
2015-05-19 | 09 | 1825.1395 | 826.9149 | 431.6623 | 36.3179 | 409.0974 | 3529.132
2015-05-19 | 10 | 4855.6326 | 2199.9385 | 1148.401 | 96.6212 | 1088.3706 | 9388.964
2015-05-19 | 11 | 7167.4763 | 3247.3646 | 1695.1728 | 142.6249 | 1606.5603 | 13859.199
2015-05-19 | 12 | 8319.596 | 3769.3547 | 1967.659 | 165.5502 | 1864.8039 | 16086.964
2015-05-19 | 13 | 9711.2653 | 4399.878 | 2296.8012 | 193.2432 | 2176.7404 | 18777.928
2015-05-19 | 14 | 9886.174 | 4479.1243 | 2338.1689 | 196.7231 | 2215.9457 | 19116.1362
2015-05-19 | 15 | 9216.9563 | 4175.9217 | 2179.893 | 183.407 | 2065.9428 | 17822.1208
2015-05-19 | 16 | 10235.9932 | 4637.6161 | 2420.9046 | 203.6846 | 2294.3557 | 19792.5543
2015-05-19 | 17 | 8882.3479 | 4024.3207 | 2100.7546 | 176.7481 | 1990.9422 | 17175.1136
2015-05-19 | 18 | 6007.7524 | 2721.9295 | 1420.8872 | 119.5474 | 1346.6133 | 11616.7298
2015-05-19 | 19 | 2387.8914 | 1081.8809 | 564.7579 | 47.5167 | 535.2365 | 4617.2833
2015-05-19 | 20 | 1038.048 | 470.3084 | 245.5081 | 20.6558 | 232.6739 | 2007.1942
2015-05-19 | 21 | 201.5256 | 91.3053 | 47.6629 | 4.0103 | 45.1715 | 389.6757
2015-05-19 | 22 | 11.407 | 5.168 | 2.6979 | 0.22695 | 2.5568 | 22.0566
2015-05-19 | 23 | 0 | 0 | 0 | 0 | 0 | 0
2015-05-19 | 24 | 0 | 0 | 0 | 0 | 0 | 0
2015-05-20 | 01 | 0 | 0 | 0 | 0 | 0 | 0
2015-05-20 | 02 | 0 | 0 | 0 | 0 | 0 | 0
2015-05-20 | 03 | 0 | 0 | 0 | 0 | 0 | 0
2015-05-20 | 04 | 0 | 0 | 0 | 0 | 0 | 0
2015-05-20 | 05 | 0 | 0 | 0 | 0 | 0 | 0
2015-05-20 | 06 | 0 | 0 | 0 | 0 | 0 | 0
2015-05-20 | 07 | 72.2449 | 32.7318 | 17.0867 | 1.4373 | 16.1933 | 139.6941
2015-05-20 | 08 | 817.5104 | 370.3892 | 193.3486 | 16.2673 | 183.2413 | 1580.7569
2015-05-20 | 09 | 2882.2004 | 1305.8372 | 681.666 | 57.3529 | 646.0331 | 5573.0896
2015-05-20 | 10 | 5996.3454 | 2716.7606 | 1418.1893 | 119.3205 | 1344.0566 | 11594.6724
2015-05-20 | 11 | 8585.7625 | 3889.9468 | 2030.6101 | 170.8466 | 1924.4637 | 16601.6297
2015-05-20 | 12 | 10802.5472 | 4894.3043 | 2554.8994 | 214.9582 | 2421.3465 | 20888.0556
2015-05-20 | 13 | 11840.5952 | 5364.6127 | 2800.4066 | 235.614 | 2654.0213 | 22895.2498
2015-05-20 | 14 | 9836.744 | 4456.7285 | 2326.478 | 195.7397 | 2204.866 | 19020.5562
2015-05-20 | 15 | 8194.1173 | 3712.5051 | 1937.9821 | 163.0538 | 1836.6783 | 15844.3366
2015-05-20 | 16 | 9551.5656 | 4327.5226 | 2259.0305 | 190.0651 | 2140.9443 | 18469.1281
2015-05-20 | 17 | 6749.215 | 3057.8631 | 1596.2498 | 134.3017 | 1512.8088 | 13050.4384
2015-05-20 | 18 | 4144.5881 | 1877.7868 | 980.2327 | 82.4729 | 928.993 | 8014.0737
2015-05-20 | 19 | 1779.5115 | 806.242 | 420.8707 | 35.4102 | 398.8702 | 3440.9045
2015-05-20 | 20 | 615.9848 | 279.0839 | 145.6858 | 12.257 | 138.0706 | 1191.082
2015-05-20 | 21 | 83.6519 | 37.9006 | 19.7846 | 1.6643 | 18.7502 | 161.7516
2015-05-20 | 22 | 3.802 | 1.7229 | 0.8993 | 0.07565 | 0.85255 | 7.3525
2015-05-20 | 23 | 0 | 0 | 0 | 0 | 0 | 0
2015-05-20 | 24 | 0 | 0 | 0 | 0 | 0 | 0
2015-05-21 | 01 | 0 | 0 | 0 | 0 | 0 | 0
2015-05-21 | 02 | 0 | 0 | 0 | 0 | 0 | 0
2015-05-21 | 03 | 0 | 0 | 0 | 0 | 0 | 0
2015-05-21 | 04 | 0 | 0 | 0 | 0 | 0 | 0
2015-05-21 | 05 | 0 | 0 | 0 | 0 | 0 | 0
2015-05-21 | 06 | 0 | 0 | 0 | 0 | 0 | 0
2015-05-21 | 07 | 117.8738 | 53.4046 | 27.8783 | 2.3451 | 26.4205 | 227.9224
2015-05-21 | 08 | 950.5941 | 430.6848 | 224.8242 | 18.9159 | 213.072 | 1838.091
2015-05-21 | 09 | 3041.9001 | 1378.1917 | 719.4366 | 60.5302 | 681.8292 | 5881.8878
2015-05-21 | 10 | 5692.1551 | 2578.9416 | 1346.2461 | 113.2676 | 1275.8729 | 11006.4834
2015-05-21 | 11 | 7464.0616 | 3381.7386 | 1765.3174 | 148.5264 | 1673.0388 | 14432.683
2015-05-21 | 12 | 8791.0901 | 3982.9751 | 2079.1714 | 174.9325 | 1970.487 | 16998.6562
2015-05-21 | 13 | 10178.9574 | 4611.7753 | 2407.4151 | 202.5499 | 2281.5717 | 19682.2694
2015-05-21 | 14 | 8863.3359 | 4015.7068 | 2096.2581 | 176.3699 | 1986.6804 | 17138.3511
2015-05-21 | 15 | 7874.7179 | 3567.7942 | 1862.4418 | 156.6975 | 1765.0862 | 15226.7377
2015-05-21 | 16 | 5083.7752 | 2303.3036 | 1202.3582 | 101.1611 | 1139.5075 | 9830.1055
2015-05-21 | 17 | 3486.7774 | 1579.7522 | 824.6539 | 69.3829 | 781.5469 | 6742.1133
2015-05-21 | 18 | 2585.615 | 1171.4632 | 611.5214 | 51.4505 | 579.5546 | 4999.6048
2015-05-21 | 19 | 1760.4996 | 797.6289 | 416.3742 | 35.0319 | 394.6091 | 3404.1437
2015-05-21 | 20 | 916.3723 | 415.18 | 216.7304 | 18.235 | 205.4008 | 1771.9185
2015-05-21 | 21 | 201.5256 | 91.3053 | 47.6629 | 4.0103 | 45.1715 | 389.6757
2015-05-21 | 22 | 22.814 | 10.3369 | 5.3958 | 0.4539 | 5.1136 | 44.1141
2015-05-21 | 23 | 0 | 0 | 0 | 0 | 0 | 0
2015-05-21 | 24 | 0 | 0 | 0 | 0 | 0 | 0
2015-05-22 | 01 | 0 | 0 | 0 | 0 | 0 | 0
2015-05-22 | 02 | 0 | 0 | 0 | 0 | 0 | 0
2015-05-22 | 03 | 0 | 0 | 0 | 0 | 0 | 0
2015-05-22 | 04 | 0 | 0 | 0 | 0 | 0 | 0
2015-05-22 | 05 | 0 | 0 | 0 | 0 | 0 | 0
2015-05-22 | 06 | 0 | 0 | 0 | 0 | 0 | 0
2015-05-22 | 07 | 155.8976 | 70.6324 | 36.8713 | 3.1025 | 34.9435 | 301.4474
2015-05-22 | 08 | 1041.851 | 472.0305 | 246.4074 | 20.7315 | 233.5265 | 2014.5468
2015-05-22 | 09 | 2490.5552 | 1128.3945 | 589.0389 | 49.5592 | 558.2477 | 4815.7957
2015-05-22 | 10 | 3642.675 | 1650.3846 | 861.5251 | 72.4855 | 816.4905 | 7043.5607
2015-05-22 | 11 | 4962.0994 | 2248.1761 | 1173.5805 | 98.7403 | 1112.2343 | 9594.8306
2015-05-22 | 12 | 6996.3695 | 3169.8412 | 1654.7043 | 139.2198 | 1568.2075 | 13528.3425
2015-05-22 | 13 | 7699.8092 | 3488.5487 | 1821.074 | 153.2176 | 1725.8808 | 14888.5303
2015-05-22 | 14 | 7559.1214 | 3424.8072 | 1787.7999 | 150.4177 | 1694.3458 | 14616.492
2015-05-22 | 15 | 5673.1431 | 2570.3277 | 1341.7496 | 112.8894 | 1271.6119 | 10969.7218
2015-05-22 | 16 | 3844.2006 | 1741.6899 | 909.188 | 76.4949 | 861.662 | 7433.2356
2015-05-22 | 17 | 4076.1461 | 1846.7772 | 964.0453 | 81.1104 | 913.6514 | 7881.7304
2015-05-22 | 18 | 3703.5129 | 1677.9484 | 875.9139 | 73.6958 | 830.127 | 7161.1982
2015-05-22 | 19 | 2551.3931 | 1155.9583 | 603.4277 | 50.7696 | 571.8842 | 4933.4332
2015-05-22 | 20 | 1323.2265 | 599.5135 | 312.9547 | 26.3304 | 296.5956 | 2558.6207
2015-05-22 | 21 | 247.1545 | 111.9781 | 58.4545 | 4.9181 | 55.3987 | 477.904
2015-05-22 | 22 | 15.2099 | 6.8909 | 3.5972 | 0.3026 | 3.4093 | 29.41
2015-05-22 | 23 | 0 | 0 | 0 | 0 | 0 | 0
2015-05-22 | 24 | 0 | 0 | 0 | 0 | 0 | 0
2015-05-23 | 01 | 0 | 0 | 0 | 0 | 0 | 0
2015-05-23 | 02 | 0 | 0 | 0 | 0 | 0 | 0
2015-05-23 | 03 | 0 | 0 | 0 | 0 | 0 | 0
2015-05-23 | 04 | 0 | 0 | 0 | 0 | 0 | 0
2015-05-23 | 05 | 0 | 0 | 0 | 0 | 0 | 0
2015-05-23 | 06 | 0 | 0 | 0 | 0 | 0 | 0
2015-05-23 | 07 | 178.7116 | 80.9685 | 42.2671 | 3.5564 | 40.0571 | 345.5607
2015-05-23 | 08 | 1098.886 | 497.8722 | 259.8969 | 21.8663 | 246.3113 | 2124.8325
2015-05-23 | 09 | 2589.4171 | 1173.1861 | 612.4207 | 51.5262 | 580.4072 | 5006.9573
2015-05-23 | 10 | 3809.9796 | 1726.1851 | 901.0944 | 75.814 | 853.9916 | 7367.0647
2015-05-23 | 11 | 5144.6131 | 2330.8675 | 1216.7469 | 102.3723 | 1153.144 | 9947.7438
2015-05-23 | 12 | 6897.5077 | 3125.0505 | 1631.3225 | 137.2529 | 1546.048 | 13337.1817
2015-05-23 | 13 | 7467.8637 | 3383.4615 | 1766.2167 | 148.6021 | 1673.8914 | 14440.0354
2015-05-23 | 14 | 9118.0945 | 4131.13 | 2156.5112 | 181.4393 | 2043.7842 | 17630.9592
2015-05-23 | 15 | 8536.3316 | 3867.551 | 2018.9191 | 169.8631 | 1913.384 | 16506.0488
2015-05-23 | 16 | 7110.4412 | 3221.5238 | 1681.6834 | 141.4893 | 1593.7763 | 13748.9141
2015-05-23 | 17 | 5882.2737 | 2665.079 | 1391.2103 | 117.0501 | 1318.4877 | 11374.1008
2015-05-23 | 18 | 5365.1507 | 2430.7858 | 1268.9063 | 106.76 | 1202.5766 | 10374.1795
2015-05-23 | 19 | 4129.379 | 1870.8959 | 976.6355 | 82.1695 | 925.5837 | 7984.6637
2015-05-23 | 20 | 1912.5943 | 866.5385 | 452.3454 | 38.0587 | 428.7 | 3698.2369
2015-05-23 | 21 | 212.9326 | 96.4733 | 50.3608 | 4.2373 | 47.7283 | 411.7323
2015-05-23 | 22 | 15.2099 | 6.8909 | 3.5972 | 0.3026 | 3.4093 | 29.41
2015-05-23 | 23 | 0 | 0 | 0 | 0 | 0 | 0
2015-05-23 | 24 | 0 | 0 | 0 | 0 | 0 | 0
2015-05-24 | 01 | 0 | 0 | 0 | 0 | 0 | 0
2015-05-24 | 02 | 0 | 0 | 0 | 0 | 0 | 0
2015-05-24 | 03 | 0 | 0 | 0 | 0 | 0 | 0
2015-05-24 | 04 | 0 | 0 | 0 | 0 | 0 | 0
2015-05-24 | 05 | 0 | 0 | 0 | 0 | 0 | 0
2015-05-24 | 06 | 0 | 0 | 0 | 0 | 0 | 0
2015-05-24 | 07 | 148.2927 | 67.1865 | 35.0727 | 2.9512 | 33.2392 | 286.7424
2015-05-24 | 08 | 1030.444 | 466.8625 | 243.7094 | 20.5046 | 230.9696 | 1992.4901
2015-05-24 | 09 | 3110.3429 | 1409.2014 | 735.624 | 61.8919 | 697.1708 | 6014.2311
2015-05-24 | 10 | 3905.0385 | 1769.2537 | 923.5768 | 77.7061 | 875.2985 | 7550.8738
2015-05-24 | 11 | 5273.8939 | 2389.4401 | 1247.3231 | 104.9444 | 1182.1222 | 10197.7237
2015-05-24 | 12 | 6159.8471 | 2790.839 | 1456.8592 | 122.5743 | 1380.7043 | 11910.8239
2015-05-24 | 13 | 6627.5392 | 3002.7355 | 1567.4723 | 131.88 | 1485.5357 | 12815.1627
2015-05-24 | 14 | 8562.9476 | 3879.6108 | 2025.2142 | 170.3927 | 1919.3502 | 16557.5155
2015-05-24 | 15 | 10601.0207 | 4802.999 | 2507.2365 | 210.9479 | 2376.1759 | 20498.3798
2015-05-24 | 16 | 10391.89 | 4708.2486 | 2457.775 | 206.7863 | 2329.3 | 20094
2015-05-24 | 17 | 9319.621 | 4222.4353 | 2204.1741 | 185.4496 | 2088.9549 | 18020.6349
2015-05-24 | 18 | 7110.4412 | 3221.5238 | 1681.6834 | 141.4893 | 1593.7763 | 13748.9141
2015-05-24 | 19 | 4087.5531 | 1851.9452 | 966.7432 | 81.3374 | 916.2082 | 7903.787
2015-05-24 | 20 | 1250.9815 | 566.7817 | 295.868 | 24.8931 | 280.4022 | 2418.9266
2015-05-24 | 21 | 186.3166 | 84.4143 | 44.0657 | 3.7077 | 41.7622 | 360.2665
2015-05-24 | 22 | 11.407 | 5.168 | 2.6979 | 0.22695 | 2.5568 | 22.0566
2015-05-24 | 23 | 0 | 0 | 0 | 0 | 0 | 0
2015-05-24 | 24 | 0 | 0 | 0 | 0 | 0 | 0
2015-05-25 | 01 | 0 | 0 | 0 | 0 | 0 | 0
2015-05-25 | 02 | 0 | 0 | 0 | 0 | 0 | 0
2015-05-25 | 03 | 0 | 0 | 0 | 0 | 0 | 0
2015-05-25 | 04 | 0 | 0 | 0 | 0 | 0 | 0
2015-05-25 | 05 | 0 | 0 | 0 | 0 | 0 | 0
2015-05-25 | 06 | 0 | 0 | 0 | 0 | 0 | 0
2015-05-25 | 07 | 155.8976 | 70.6324 | 36.8713 | 3.1025 | 34.9435 | 301.4474
2015-05-25 | 08 | 866.9414 | 392.785 | 205.0396 | 17.2508 | 194.321 | 1676.3377
2015-05-25 | 09 | 2152.1439 | 975.0707 | 509.0013 | 42.8255 | 482.3945 | 4161.436
2015-05-25 | 10 | 5406.9767 | 2449.7366 | 1278.7986 | 107.593 | 1211.9521 | 10455.0569
2015-05-25 | 11 | 7779.659 | 3524.7256 | 1839.9593 | 154.8063 | 1743.7793 | 15042.9294
2015-05-25 | 12 | 11372.9031 | 5152.7153 | 2689.7935 | 226.3074 | 2549.1899 | 21990.9093
2015-05-25 | 13 | 10867.1871 | 4923.591 | 2570.1875 | 216.2442 | 2435.8356 | 21013.0455
2015-05-25 | 14 | 10509.7638 | 4761.6532 | 2485.6533 | 209.1323 | 2355.7206 | 20321.9232
2015-05-25 | 15 | 10958.444 | 4964.9367 | 2591.7707 | 218.0607 | 2456.2909 | 21189.503
2015-05-25 | 16 | 10836.7681 | 4909.8091 | 2562.9931 | 215.639 | 2429.0178 | 20954.2272
2015-05-25 | 17 | 10475.5428 | 4746.1484 | 2477.5596 | 208.4514 | 2348.0502 | 20255.7524
2015-05-25 | 18 | 7445.0497 | 3373.1247 | 1760.8209 | 148.1482 | 1668.7778 | 14395.9213
2015-05-25 | 19 | 3064.7141 | 1388.5285 | 724.8324 | 60.9841 | 686.9428 | 5926.0019
2015-05-25 | 20 | 1182.5387 | 535.772 | 279.6806 | 23.5314 | 265.0614 | 2286.5842
2015-05-25 | 21 | 319.3994 | 144.71 | 75.5412 | 6.3555 | 71.5921 | 617.5981
2015-05-25 | 22 | 34.221 | 15.5048 | 8.0937 | 0.68085 | 7.6704 | 66.1708
2015-05-25 | 23 | 0 | 0 | 0 | 0 | 0 | 0
2015-05-25 | 24 | 0 | 0 | 0 | 0 | 0 | 0
2015-05-26 | 01 | 0 | 0 | 0 | 0 | 0 | 0
2015-05-26 | 02 | 0 | 0 | 0 | 0 | 0 | 0
2015-05-26 | 03 | 0 | 0 | 0 | 0 | 0 | 0
2015-05-26 | 04 | 0 | 0 | 0 | 0 | 0 | 0
2015-05-26 | 05 | 0 | 0 | 0 | 0 | 0 | 0
2015-05-26 | 06 | 0 | 0 | 0 | 0 | 0 | 0
2015-05-26 | 07 | 125.4787 | 56.8505 | 29.6769 | 2.4973 | 28.1256 | 242.6291
2015-05-26 | 08 | 673.0206 | 304.9248 | 159.1752 | 13.3926 | 150.8546 | 1301.3678
2015-05-26 | 09 | 1665.4398 | 754.5603 | 393.8917 | 33.1406 | 373.3013 | 3220.3338
2015-05-26 | 10 | 3049.5042 | 1381.6376 | 721.2352 | 60.6815 | 683.5343 | 5896.5928
2015-05-26 | 11 | 3022.8881 | 1369.5786 | 714.9401 | 60.1519 | 677.5681 | 5845.127
2015-05-26 | 12 | 3133.157 | 1419.5374 | 741.0198 | 62.3467 | 702.2844 | 6058.3452
2015-05-26 | 13 | 5182.637 | 2348.0944 | 1225.7399 | 103.1288 | 1161.6669 | 10021.2671
2015-05-26 | 14 | 7905.1368 | 3581.5761 | 1869.6362 | 157.3035 | 1771.904 | 15285.5568
2015-05-26 | 15 | 6429.8156 | 2913.1532 | 1520.7095 | 127.9463 | 1441.2166 | 12432.8412
2015-05-26 | 16 | 6167.4521 | 2794.284 | 1458.6578 | 122.7255 | 1382.4094 | 11925.5289
2015-05-26 | 17 | 4292.8808 | 1944.9734 | 1015.3046 | 85.4233 | 962.2314 | 8300.8136
2015-05-26 | 18 | 4608.4781 | 2087.9613 | 1089.9465 | 91.7031 | 1032.9718 | 8911.0608
2015-05-26 | 19 | 2646.4529 | 1199.027 | 625.9103 | 52.6617 | 593.192 | 5117.244
2015-05-26 | 20 | 1414.4833 | 640.8592 | 334.5379 | 28.1469 | 317.0508 | 2735.0782
2015-05-26 | 21 | 387.8423 | 175.7197 | 91.7278 | 7.718 | 86.9329 | 749.9406
2015-05-26 | 22 | 19.0119 | 8.6139 | 4.4965 | 0.37825 | 4.2611 | 36.7617
2015-05-26 | 23 | 0 | 0 | 0 | 0 | 0 | 0
2015-05-26 | 24 | 0 | 0 | 0 | 0 | 0 | 0
2015-05-27 | 01 | 0 | 0 | 0 | 0 | 0 | 0
2015-05-27 | 02 | 3.802 | 1.7229 | 0.8993 | 0.07565 | 0.85255 | 7.3525
2015-05-27 | 03 | 0 | 0 | 0 | 0 | 0 | 0
2015-05-27 | 04 | 0 | 0 | 0 | 0 | 0 | 0
2015-05-27 | 05 | 0 | 0 | 0 | 0 | 0 | 0
2015-05-27 | 06 | 0 | 0 | 0 | 0 | 0 | 0
2015-05-27 | 07 | 163.5017 | 74.0775 | 38.6699 | 3.2538 | 36.6486 | 316.1515
2015-05-27 | 08 | 1193.9457 | 540.94 | 282.3785 | 23.7584 | 267.6182 | 2308.6408
2015-05-27 | 09 | 3087.5281 | 1398.8646 | 730.2282 | 61.438 | 692.0572 | 5970.1161
2015-05-27 | 10 | 3559.0231 | 1612.4848 | 841.7405 | 70.8203 | 797.7403 | 6881.8091
2015-05-27 | 11 | 5262.4869 | 2384.2721 | 1244.6253 | 104.7174 | 1179.5645 | 10175.6662
2015-05-27 | 12 | 6734.006 | 3050.9722 | 1592.6526 | 133.9991 | 1509.4003 | 13021.0302
2015-05-27 | 13 | 11007.8749 | 4987.3325 | 2603.4616 | 219.0442 | 2467.3707 | 21285.0838
2015-05-27 | 14 | 12498.4059 | 5662.6465 | 2955.9855 | 248.704 | 2801.4665 | 24167.2085
2015-05-27 | 15 | 11365.2982 | 5149.2694 | 2687.995 | 226.1561 | 2547.4857 | 21976.2043
2015-05-27 | 16 | 8547.7386 | 3872.7198 | 2021.6171 | 170.0901 | 1915.9408 | 16528.1063
2015-05-27 | 17 | 7562.9235 | 3426.5302 | 1788.6992 | 150.4933 | 1695.1984 | 14623.8445
2015-05-27 | 18 | 6152.2422 | 2787.3931 | 1455.0606 | 122.4229 | 1379.0001 | 11896.1189
2015-05-27 | 19 | 3125.552 | 1416.0923 | 739.2212 | 62.1945 | 700.5793 | 6043.6394
2015-05-27 | 20 | 1038.048 | 470.3084 | 245.5081 | 20.6558 | 232.6739 | 2007.1942
2015-05-27 | 21 | 114.0708 | 51.6825 | 26.979 | 2.2695 | 25.5688 | 220.5708
2015-05-27 | 22 | 3.802 | 1.7229 | 0.8993 | 0.07565 | 0.85255 | 7.3525
2015-05-27 | 23 | 0 | 0 | 0 | 0 | 0 | 0
2015-05-27 | 24 | 0 | 0 | 0 | 0 | 0 | 0
2015-05-28 | 01 | 0 | 0 | 0 | 0 | 0 | 0
2015-05-28 | 02 | 0 | 0 | 0 | 0 | 0 | 0
2015-05-28 | 03 | 0 | 0 | 0 | 0 | 0 | 0
2015-05-28 | 04 | 0 | 0 | 0 | 0 | 0 | 0
2015-05-28 | 05 | 0 | 0 | 0 | 0 | 0 | 0
2015-05-28 | 06 | 0 | 0 | 0 | 0 | 0 | 0
2015-05-28 | 07 | 197.7236 | 89.5824 | 46.7636 | 3.9346 | 44.319 | 382.3232
2015-05-28 | 08 | 577.9609 | 261.8561 | 136.6927 | 11.5005 | 129.5476 | 1117.5579
2015-05-28 | 09 | 2323.2506 | 1052.5941 | 549.4697 | 46.2298 | 520.7474 | 4492.2917
2015-05-28 | 10 | 4920.2726 | 2229.2253 | 1163.6891 | 97.9081 | 1102.8589 | 9513.9539
2015-05-28 | 11 | 9152.3164 | 4146.6349 | 2164.6049 | 182.121 | 2051.4546 | 17697.1317
2015-05-28 | 12 | 11099.1317 | 5028.6782 | 2625.0439 | 220.8597 | 2487.825 | 21461.5386
2015-05-28 | 13 | 12179.0066 | 5517.9365 | 2880.4443 | 242.3486 | 2729.8745 | 23549.6104
2015-05-28 | 14 | 11429.9389 | 5178.5561 | 2703.2831 | 227.443 | 2561.974 | 22101.1951
2015-05-28 | 15 | 12133.3777 | 5497.2636 | 2869.6527 | 241.44 | 2719.6472 | 23461.3812
2015-05-28 | 16 | 11597.2427 | 5254.3566 | 2742.8522 | 230.7716 | 2599.4751 | 22424.6983
2015-05-28 | 17 | 9658.0323 | 4375.7592 | 2284.2109 | 192.1841 | 2164.8089 | 18674.9955
2015-05-28 | 18 | 7760.6471 | 3516.1125 | 1835.4628 | 154.428 | 1739.5173 | 15006.1678
2015-05-28 | 19 | 4479.1974 | 2029.3877 | 1059.3703 | 89.131 | 1003.9937 | 8661.0801
2015-05-28 | 20 | 1840.3495 | 833.8058 | 435.2595 | 36.6205 | 412.5067 | 3558.542
2015-05-28 | 21 | 353.6212 | 160.2148 | 83.6349 | 7.0363 | 79.2625 | 683.7697
2015-05-28 | 22 | 11.407 | 5.168 | 2.6979 | 0.22695 | 2.5568 | 22.0566
2015-05-28 | 23 | 3.802 | 1.7229 | 0.8993 | 0.07565 | 0.85255 | 7.3525
2015-05-28 | 24 | 0 | 0 | 0 | 0 | 0 | 0
2015-05-29 | 01 | 0 | 0 | 0 | 0 | 0 | 0
2015-05-29 | 02 | 0 | 0 | 0 | 0 | 0 | 0
2015-05-29 | 03 | 0 | 0 | 0 | 0 | 0 | 0
2015-05-29 | 04 | 0 | 0 | 0 | 0 | 0 | 0
2015-05-29 | 05 | 0 | 0 | 0 | 0 | 0 | 0
2015-05-29 | 06 | 0 | 0 | 0 | 0 | 0 | 0
2015-05-29 | 07 | 129.2807 | 58.5735 | 30.5762 | 2.573 | 28.9774 | 249.9807
2015-05-29 | 08 | 916.3723 | 415.18 | 216.7304 | 18.235 | 205.4008 | 1771.9185
2015-05-29 | 09 | 2992.4692 | 1355.7967 | 707.7457 | 59.5468 | 670.7494 | 5786.3079
2015-05-29 | 10 | 6121.8233 | 2773.6112 | 1447.8662 | 121.8169 | 1372.1822 | 11837.2998
2015-05-29 | 11 | 9498.3318 | 4303.4046 | 2246.4412 | 189.006 | 2129.0129 | 18366.1965
2015-05-29 | 12 | 11950.864 | 5414.5714 | 2826.4863 | 237.8087 | 2678.7376 | 23108.468
2015-05-29 | 13 | 13141.0076 | 5953.7893 | 3107.9664 | 261.4906 | 2945.5033 | 25409.7572
2015-05-29 | 14 | 13776.0035 | 6241.4871 | 3258.1486 | 274.1267 | 3087.8349 | 26637.6009
2015-05-29 | 15 | 13947.1111 | 6319.0105 | 3298.6171 | 277.5318 | 3126.1878 | 26968.4583
2015-05-29 | 16 | 12882.4461 | 5836.6431 | 3046.814 | 256.3456 | 2887.5477 | 24909.7965
2015-05-29 | 17 | 10996.4679 | 4982.1636 | 2600.7637 | 218.8172 | 2464.8139 | 21263.0262
2015-05-29 | 18 | 8429.8648 | 3819.3143 | 1993.7387 | 167.7449 | 1889.5203 | 16300.1831
2015-05-29 | 19 | 4486.8023 | 2032.8328 | 1061.1689 | 89.2823 | 1005.6987 | 8675.7851
2015-05-29 | 20 | 1817.5355 | 823.4698 | 429.8637 | 36.1666 | 407.3931 | 3514.4287
2015-05-29 | 21 | 338.4113 | 153.3238 | 80.0377 | 6.7337 | 75.8531 | 654.3597
2015-05-29 | 22 | 15.2099 | 6.8909 | 3.5972 | 0.3026 | 3.4093 | 29.41
2015-05-29 | 23 | 0 | 0 | 0 | 0 | 0 | 0
2015-05-29 | 24 | 0 | 0 | 0 | 0 | 0 | 0
2015-05-30 | 01 | 0 | 0 | 0 | 0 | 0 | 0
2015-05-30 | 02 | 0 | 0 | 0 | 0 | 0 | 0
2015-05-30 | 03 | 0 | 0 | 0 | 0 | 0 | 0
2015-05-30 | 04 | 0 | 0 | 0 | 0 | 0 | 0
2015-05-30 | 05 | 0 | 0 | 0 | 0 | 0 | 0
2015-05-30 | 06 | 0 | 0 | 0 | 0 | 0 | 0
2015-05-30 | 07 | 133.0828 | 60.2956 | 31.4755 | 2.6486 | 29.8299 | 257.3324
2015-05-30 | 08 | 1030.444 | 466.8625 | 243.7094 | 20.5046 | 230.9696 | 1992.4901
2015-05-30 | 09 | 3041.9001 | 1378.1917 | 719.4366 | 60.5302 | 681.8292 | 5881.8878
2015-05-30 | 10 | 5741.5859 | 2601.3374 | 1357.9362 | 114.2511 | 1286.9527 | 11102.0634
2015-05-30 | 11 | 8578.1575 | 3886.5017 | 2028.8114 | 170.6953 | 1922.7586 | 16586.9246
2015-05-30 | 12 | 10692.2775 | 4844.3447 | 2528.8197 | 212.7644 | 2396.6303 | 20674.8364
2015-05-30 | 13 | 10928.025 | 4951.1548 | 2584.5763 | 217.4555 | 2449.4722 | 21130.6838
2015-05-30 | 14 | 11646.6736 | 5276.7524 | 2754.5431 | 231.7551 | 2610.5548 | 22520.2791
2015-05-30 | 15 | 13064.9598 | 5919.3345 | 3089.9804 | 259.9776 | 2928.4574 | 25262.7097
2015-05-30 | 16 | 12772.1765 | 5786.6835 | 3020.7342 | 254.1517 | 2862.8314 | 24696.5775
2015-05-30 | 17 | 10981.2588 | 4975.2727 | 2597.1665 | 218.5146 | 2461.4045 | 21233.6171
2015-05-30 | 18 | 7954.5678 | 3603.9719 | 1881.3271 | 158.287 | 1782.9838 | 15381.1376
2015-05-30 | 19 | 3840.3986 | 1739.967 | 908.2888 | 76.4193 | 860.8094 | 7425.8831
2015-05-30 | 20 | 1110.2938 | 503.0402 | 262.5947 | 22.0932 | 248.8681 | 2146.89
2015-05-30 | 21 | 205.3285 | 93.0282 | 48.5622 | 4.086 | 46.0233 | 397.0282
2015-05-30 | 22 | 11.407 | 5.168 | 2.6979 | 0.22695 | 2.5568 | 22.0566
2015-05-30 | 23 | 0 | 0 | 0 | 0 | 0 | 0
2015-05-30 | 24 | 0 | 0 | 0 | 0 | 0 | 0
2015-05-31 | 01 | 0 | 0 | 0 | 0 | 0 | 0
2015-05-31 | 02 | 0 | 0 | 0 | 0 | 0 | 0
2015-05-31 | 03 | 0 | 0 | 0 | 0 | 0 | 0
2015-05-31 | 04 | 0 | 0 | 0 | 0 | 0 | 0
2015-05-31 | 05 | 0 | 0 | 0 | 0 | 0 | 0
2015-05-31 | 06 | 0 | 0 | 0 | 0 | 0 | 0
2015-05-31 | 07 | 155.8976 | 70.6324 | 36.8713 | 3.1025 | 34.9435 | 301.4474
2015-05-31 | 08 | 958.1982 | 434.1307 | 226.6227 | 19.0672 | 214.7763 | 1852.7951
2015-05-31 | 09 | 3026.6902 | 1371.3008 | 715.8394 | 60.2276 | 678.4207 | 5852.4786
2015-05-31 | 10 | 5821.4358 | 2637.5151 | 1376.8215 | 115.8397 | 1304.8511 | 11256.4633
2015-05-31 | 11 | 8715.0432 | 3948.5203 | 2061.1863 | 173.4195 | 1953.4411 | 16851.6104
2015-05-31 | 12 | 11353.8911 | 5144.1014 | 2685.297 | 225.9291 | 2544.928 | 21954.1468
2015-05-31 | 13 | 12429.9631 | 5631.6367 | 2939.7981 | 247.3423 | 2786.1258 | 24034.866
2015-05-31 | 14 | 13376.7543 | 6060.5994 | 3163.7221 | 266.1817 | 2998.3452 | 25865.6028
2015-05-31 | 15 | 13498.4301 | 6115.727 | 3192.4997 | 268.6034 | 3025.6183 | 26100.8786
2015-05-31 | 16 | 12540.2319 | 5681.5963 | 2965.8778 | 249.5362 | 2810.842 | 24248.0843
2015-05-31 | 17 | 10099.1075 | 4575.5976 | 2388.5297 | 200.9604 | 2263.6741 | 19527.8694
2015-05-31 | 18 | 8148.4893 | 3691.8313 | 1927.1905 | 162.146 | 1826.4502 | 15756.1074
2015-05-31 | 19 | 4593.2691 | 2081.0703 | 1086.3493 | 91.4005 | 1029.5625 | 8881.6517
2015-05-31 | 20 | 1760.4996 | 797.6289 | 416.3742 | 35.0319 | 394.6091 | 3404.1437
2015-05-31 | 21 | 323.2015 | 146.4329 | 76.4405 | 6.4311 | 72.4446 | 624.9506
2015-05-31 | 22 | 11.407 | 5.168 | 2.6979 | 0.22695 | 2.5568 | 22.0566
2015-05-31 | 23 | 0 | 0 | 0 | 0 | 0 | 0
2015-05-31 | 24 | 0 | 0 | 0 | 0 | 0 | 0
2015-06-01 | 01 | 0 | 0 | 0 | 0 | 0 | 0
2015-06-01 | 02 | 0 | 0 | 0 | 0 | 0 | 0
2015-06-01 | 03 | 0 | 0 | 0 | 0 | 0 | 0
2015-06-01 | 04 | 0 | 0 | 0 | 0 | 0 | 0
2015-06-01 | 05 | 0 | 0 | 0 | 0 | 0 | 0
2015-06-01 | 06 | 0 | 0 | 0 | 0 | 0 | 0
2015-06-01 | 07 | 192.5105 | 81.3102 | 42.2671 | 3.5564 | 41.5973 | 361.2415
2015-06-01 | 08 | 1023.9924 | 432.5012 | 224.8242 | 18.9159 | 221.261 | 1921.4947
2015-06-01 | 09 | 2891.7553 | 1221.3828 | 634.9024 | 53.4183 | 624.8418 | 5426.3006
2015-06-01 | 10 | 5623.7666 | 2375.2961 | 1234.7329 | 103.8853 | 1215.1668 | 10552.8478
2015-06-01 | 11 | 9727.9287 | 4108.7606 | 2135.8273 | 179.6994 | 2101.9811 | 18254.1971
2015-06-01 | 12 | 11923.369 | 5036.0426 | 2617.8495 | 220.2545 | 2576.3653 | 22373.881
2015-06-01 | 13 | 14225.3042 | 6008.3049 | 3123.2544 | 262.7775 | 3073.7606 | 26693.4017
2015-06-01 | 14 | 13565.8529 | 5729.7743 | 2978.4671 | 250.5953 | 2931.2683 | 25455.9581
2015-06-01 | 15 | 12865.4419 | 5433.9437 | 2824.6877 | 237.6574 | 2779.9259 | 24141.6567
2015-06-01 | 16 | 13897.6266 | 5869.9045 | 3051.3104 | 256.7246 | 3002.9565 | 26078.5228
2015-06-01 | 17 | 11808.6819 | 4987.6028 | 2592.67 | 218.1363 | 2551.5844 | 22158.6755
2015-06-01 | 18 | 7786.4394 | 3288.7384 | 1709.5608 | 143.8353 | 1682.4705 | 14611.0444
2015-06-01 | 19 | 3084.2658 | 1302.693 | 677.1695 | 56.9738 | 666.4391 | 5787.5412
2015-06-01 | 20 | 1376.246 | 581.2818 | 302.1631 | 25.4226 | 297.375 | 2582.4887
2015-06-01 | 21 | 270.334 | 114.1805 | 59.3538 | 4.9937 | 58.4128 | 507.2749
2015-06-01 | 22 | 20.4799 | 8.6496 | 4.4965 | 0.37825 | 4.4251 | 38.4294
2015-06-01 | 23 | 0 | 0 | 0 | 0 | 0 | 0
2015-06-01 | 24 | 0 | 0 | 0 | 0 | 0 | 0
2015-06-02 | 01 | 0 | 0 | 0 | 0 | 0 | 0
2015-06-02 | 02 | 0 | 0 | 0 | 0 | 0 | 0
2015-06-02 | 03 | 0 | 0 | 0 | 0 | 0 | 0
2015-06-02 | 04 | 0 | 0 | 0 | 0 | 0 | 0
2015-06-02 | 05 | 0 | 0 | 0 | 0 | 0 | 0
2015-06-02 | 06 | 0 | 0 | 0 | 0 | 0 | 0
2015-06-02 | 07 | 147.4546 | 62.2803 | 32.3748 | 2.7243 | 31.8614 | 276.6954
2015-06-02 | 08 | 1044.4724 | 441.1508 | 229.3206 | 19.2942 | 225.686 | 1959.9241
2015-06-02 | 09 | 3170.2807 | 1339.0237 | 696.0548 | 58.5633 | 685.0243 | 5948.9469
2015-06-02 | 10 | 6434.7694 | 2717.8367 | 1412.7935 | 118.8665 | 1390.4053 | 12074.6716
2015-06-02 | 11 | 9961.399 | 4207.3708 | 2187.0874 | 184.0122 | 2152.4286 | 18692.2981
2015-06-02 | 12 | 12656.5476 | 5345.7137 | 2778.8242 | 233.7985 | 2734.7883 | 23749.6724
2015-06-02 | 13 | 14299.0315 | 6039.4455 | 3139.4418 | 264.1392 | 3089.6914 | 26831.7494
2015-06-02 | 14 | 14888.8516 | 6288.5661 | 3268.9402 | 275.0345 | 3217.1378 | 27938.5301
2015-06-02 | 15 | 14991.2511 | 6331.8157 | 3291.4227 | 276.9266 | 3239.2641 | 28130.6803
2015-06-02 | 16 | 14045.0812 | 5932.1848 | 3083.6852 | 259.4481 | 3034.8187 | 26355.2182
2015-06-02 | 17 | 12005.2887 | 5070.6427 | 2635.8356 | 221.7675 | 2594.0666 | 22527.601
2015-06-02 | 18 | 8900.543 | 3759.2993 | 1954.1696 | 164.4155 | 1923.2023 | 16701.6296
2015-06-02 | 19 | 4857.8205 | 2051.7852 | 1066.5647 | 89.7362 | 1049.6633 | 9115.57
2015-06-02 | 20 | 1605.6202 | 678.1614 | 352.5239 | 29.6599 | 346.9377 | 3012.9032
2015-06-02 | 21 | 450.5569 | 190.3006 | 98.9222 | 8.3232 | 97.3547 | 845.4576
2015-06-02 | 22 | 20.4799 | 8.6496 | 4.4965 | 0.37825 | 4.4251 | 38.4294
2015-06-02 | 23 | 0 | 0 | 0 | 0 | 0 | 0
2015-06-02 | 24 | 0 | 0 | 0 | 0 | 0 | 0
2015-06-03 | 01 | 0 | 0 | 0 | 0 | 0 | 0
2015-06-03 | 02 | 0 | 0 | 0 | 0 | 0 | 0
2015-06-03 | 03 | 0 | 0 | 0 | 0 | 0 | 0
2015-06-03 | 04 | 0 | 0 | 0 | 0 | 0 | 0
2015-06-03 | 05 | 0 | 0 | 0 | 0 | 0 | 0
2015-06-03 | 06 | 0 | 0 | 0 | 0 | 0 | 0
2015-06-03 | 07 | 184.3183 | 77.8498 | 40.4685 | 3.4051 | 39.8267 | 345.8684
2015-06-03 | 08 | 1212.4069 | 512.0816 | 266.1919 | 22.3958 | 261.9734 | 2275.0496
2015-06-03 | 09 | 3366.8874 | 1422.0636 | 739.2212 | 62.1945 | 727.5065 | 6317.8732
2015-06-03 | 10 | 6410.1934 | 2707.4565 | 1407.3977 | 118.4126 | 1385.0954 | 12028.5557
2015-06-03 | 11 | 9899.9602 | 4181.4203 | 2173.5979 | 182.8775 | 2139.1533 | 18577.0092
2015-06-03 | 12 | 12500.9007 | 5279.973 | 2744.6508 | 230.9229 | 2701.1564 | 23457.6038
2015-06-03 | 13 | 14122.9047 | 5965.0552 | 3100.7719 | 260.8854 | 3051.6343 | 26501.2515
2015-06-03 | 14 | 14835.6042 | 6266.0759 | 3257.2493 | 274.051 | 3205.6322 | 27838.6126
2015-06-03 | 15 | 14299.0315 | 6039.4455 | 3139.4418 | 264.1392 | 3089.6914 | 26831.7494
2015-06-03 | 16 | 11124.6546 | 4698.692 | 2442.4869 | 205.5002 | 2403.7813 | 20875.1151
2015-06-03 | 17 | 6918.0939 | 2921.977 | 1518.9109 | 127.795 | 1494.8406 | 12981.6174
2015-06-03 | 18 | 4841.4368 | 2044.8654 | 1062.9675 | 89.4336 | 1046.123 | 9084.8264
2015-06-03 | 19 | 1847.2829 | 780.232 | 405.5826 | 34.1241 | 399.1549 | 3466.3765
2015-06-03 | 20 | 688.1226 | 290.6405 | 151.0815 | 12.7118 | 148.6871 | 1291.2435
2015-06-03 | 21 | 94.2072 | 39.7902 | 20.6839 | 1.74 | 20.3558 | 176.7771
2015-06-03 | 22 | 8.1923 | 3.4603 | 1.7986 | 0.1513 | 1.7697 | 15.3723
2015-06-03 | 23 | 0 | 0 | 0 | 0 | 0 | 0
2015-06-03 | 24 | 0 | 0 | 0 | 0 | 0 | 0
2015-06-04 | 01 | 0 | 0 | 0 | 0 | 0 | 0
2015-06-04 | 02 | 0 | 0 | 0 | 0 | 0 | 0
2015-06-04 | 03 | 0 | 0 | 0 | 0 | 0 | 0
2015-06-04 | 04 | 0 | 0 | 0 | 0 | 0 | 0
2015-06-04 | 05 | 0 | 0 | 0 | 0 | 0 | 0
2015-06-04 | 06 | 4.0961 | 1.7298 | 0.8993 | 0.07565 | 0.88485 | 7.6857
2015-06-04 | 07 | 352.2536 | 148.7806 | 77.3398 | 6.5068 | 76.1141 | 660.9949
2015-06-04 | 08 | 1753.0748 | 740.4418 | 384.8987 | 32.3833 | 378.7991 | 3289.5977
2015-06-04 | 09 | 3796.9644 | 1603.7137 | 833.6468 | 70.1394 | 820.4361 | 7124.9006
2015-06-04 | 10 | 5693.3986 | 2404.7061 | 1250.0211 | 105.1713 | 1230.2118 | 10683.5089
2015-06-04 | 11 | 8511.4257 | 3594.9492 | 1868.7369 | 157.2279 | 1839.1229 | 15971.4626
2015-06-04 | 12 | 10518.4516 | 4442.6516 | 2309.3913 | 194.3023 | 2272.7946 | 19737.5916
2015-06-04 | 13 | 10567.6029 | 4463.4112 | 2320.1829 | 195.2101 | 2283.4154 | 19829.8226
2015-06-04 | 14 | 11181.9982 | 4722.9119 | 2455.0771 | 206.5593 | 2416.1726 | 20982.7192
2015-06-04 | 15 | 12054.4399 | 5091.4031 | 2646.6271 | 222.6762 | 2604.6865 | 22619.8328
2015-06-04 | 16 | 10932.1441 | 4617.3819 | 2400.2207 | 201.9447 | 2362.1849 | 20513.8762
2015-06-04 | 17 | 10227.6377 | 4319.8207 | 2245.5419 | 188.9303 | 2209.9567 | 19191.8873
2015-06-04 | 18 | 8015.8137 | 3385.6188 | 1759.9216 | 148.0726 | 1732.0322 | 15041.4589
2015-06-04 | 19 | 3997.6664 | 1688.4842 | 877.7126 | 73.8471 | 863.804 | 7501.5143
2015-06-04 | 20 | 1777.6509 | 750.822 | 390.2945 | 32.8381 | 384.109 | 3335.7145
2015-06-04 | 21 | 405.501 | 171.2707 | 89.0307 | 7.4911 | 87.6197 | 760.9132
2015-06-04 | 22 | 28.6722 | 12.1099 | 6.2951 | 0.52955 | 6.1956 | 53.8024
2015-06-04 | 23 | 0 | 0 | 0 | 0 | 0 | 0
2015-06-04 | 24 | 0 | 0 | 0 | 0 | 0 | 0
2015-06-05 | 01 | 0 | 0 | 0 | 0 | 0 | 0
2015-06-05 | 02 | 0 | 0 | 0 | 0 | 0 | 0
2015-06-05 | 03 | 0 | 0 | 0 | 0 | 0 | 0
2015-06-05 | 04 | 0 | 0 | 0 | 0 | 0 | 0
2015-06-05 | 05 | 0 | 0 | 0 | 0 | 0 | 0
2015-06-05 | 06 | 0 | 0 | 0 | 0 | 0 | 0
2015-06-05 | 07 | 77.8234 | 32.8704 | 17.0867 | 1.4373 | 16.8156 | 146.0334
2015-06-05 | 08 | 606.2038 | 256.0404 | 133.0956 | 11.1979 | 130.9867 | 1137.5244
2015-06-05 | 09 | 1396.726 | 589.9315 | 306.6596 | 25.8009 | 301.8002 | 2620.918
2015-06-05 | 10 | 2121.7122 | 896.1422 | 465.8349 | 39.1935 | 458.4534 | 3981.3362
2015-06-05 | 11 | 4661.2139 | 1968.7453 | 1023.3983 | 86.1042 | 1007.1812 | 8746.6428
2015-06-05 | 12 | 9883.5756 | 4174.5004 | 2170.0007 | 182.5749 | 2135.6131 | 18546.2648
2015-06-05 | 13 | 13127.5845 | 5544.6639 | 2882.2429 | 242.4999 | 2836.5682 | 24633.5593
2015-06-05 | 14 | 13189.0241 | 5570.6144 | 2895.7324 | 243.6347 | 2849.8443 | 24748.8499
2015-06-05 | 15 | 9723.8334 | 4107.03 | 2134.928 | 179.6237 | 2101.0963 | 18246.5114
2015-06-05 | 16 | 10104.7583 | 4267.9205 | 2218.5629 | 186.66 | 2183.4052 | 18961.307
2015-06-05 | 17 | 9875.3841 | 4171.0409 | 2168.2021 | 182.4236 | 2133.8425 | 18530.8933
2015-06-05 | 18 | 7466.9533 | 3153.7984 | 1639.4162 | 137.9338 | 1613.4369 | 14011.5385
2015-06-05 | 19 | 3882.9794 | 1640.0444 | 852.5322 | 71.7281 | 839.0222 | 7286.3062
2015-06-05 | 20 | 1572.8528 | 664.3217 | 345.3295 | 29.0547 | 339.8572 | 2951.4159
2015-06-05 | 21 | 249.8541 | 105.5301 | 54.8573 | 4.6155 | 53.9877 | 468.8447
2015-06-05 | 22 | 16.3837 | 6.9198 | 3.5972 | 0.3026 | 3.5402 | 30.7436
2015-06-05 | 23 | 0 | 0 | 0 | 0 | 0 | 0
2015-06-05 | 24 | 0 | 0 | 0 | 0 | 0 | 0
2015-06-06 | 01 | 0 | 0 | 0 | 0 | 0 | 0
2015-06-06 | 02 | 0 | 0 | 0 | 0 | 0 | 0
2015-06-06 | 03 | 0 | 0 | 0 | 0 | 0 | 0
2015-06-06 | 04 | 0 | 0 | 0 | 0 | 0 | 0
2015-06-06 | 05 | 0 | 0 | 0 | 0 | 0 | 0
2015-06-06 | 06 | 4.0961 | 1.7298 | 0.8993 | 0.07565 | 0.88485 | 7.6857
2015-06-06 | 07 | 106.4948 | 44.9803 | 23.3818 | 1.9669 | 23.0112 | 199.835
2015-06-06 | 08 | 937.9775 | 396.1714 | 205.9389 | 17.3264 | 202.6748 | 1760.089
2015-06-06 | 09 | 2965.4825 | 1252.5234 | 651.0898 | 54.7799 | 640.7725 | 5564.6483
2015-06-06 | 10 | 5926.869 | 2503.3163 | 1301.2812 | 109.4843 | 1280.6602 | 11121.6108
2015-06-06 | 11 | 8134.5969 | 3435.7884 | 1786.0013 | 150.2664 | 1757.6988 | 15264.3518
2015-06-06 | 12 | 9957.3038 | 4205.6411 | 2186.1881 | 183.9366 | 2151.5438 | 18684.6133
2015-06-06 | 13 | 11411.3724 | 4819.7924 | 2505.4379 | 210.7966 | 2465.7344 | 21413.1337
2015-06-06 | 14 | 11378.6049 | 4805.9518 | 2498.2435 | 210.1914 | 2458.6547 | 21351.6464
2015-06-06 | 15 | 12111.7834 | 5115.623 | 2659.2173 | 223.7353 | 2617.0777 | 22727.4368
2015-06-06 | 16 | 12427.1734 | 5248.8333 | 2728.4634 | 229.5612 | 2685.2256 | 23319.257
2015-06-06 | 17 | 9052.0937 | 3823.3094 | 1987.4436 | 167.2154 | 1955.9486 | 16986.0107
2015-06-06 | 18 | 4984.7953 | 2105.4151 | 1094.443 | 92.0814 | 1077.0996 | 9353.8343
2015-06-06 | 19 | 3235.8166 | 1366.7031 | 710.4436 | 59.7737 | 699.1853 | 6071.9223
2015-06-06 | 20 | 1339.3824 | 565.7115 | 294.0694 | 24.7418 | 289.4097 | 2513.3148
2015-06-06 | 21 | 159.743 | 67.4704 | 35.0727 | 2.9512 | 34.5168 | 299.7542
2015-06-06 | 22 | 4.0961 | 1.7298 | 0.8993 | 0.07565 | 0.88485 | 7.6857
2015-06-06 | 23 | 0 | 0 | 0 | 0 | 0 | 0
2015-06-06 | 24 | 0 | 0 | 0 | 0 | 0 | 0
2015-06-07 | 01 | 0 | 0 | 0 | 0 | 0 | 0
2015-06-07 | 02 | 0 | 0 | 0 | 0 | 0 | 0
2015-06-07 | 03 | 0 | 0 | 0 | 0 | 0 | 0
2015-06-07 | 04 | 0 | 0 | 0 | 0 | 0 | 0
2015-06-07 | 05 | 0 | 0 | 0 | 0 | 0 | 0
2015-06-07 | 06 | 0 | 0 | 0 | 0 | 0 | 0
2015-06-07 | 07 | 159.743 | 67.4704 | 35.0727 | 2.9512 | 34.5168 | 299.7542
2015-06-07 | 08 | 1032.1847 | 435.9607 | 226.6227 | 19.0672 | 223.0315 | 1936.8669
2015-06-07 | 09 | 3137.5132 | 1325.1831 | 688.8604 | 57.9581 | 677.9447 | 5887.4595
2015-06-07 | 10 | 6377.4259 | 2693.6168 | 1400.2033 | 117.8075 | 1378.0149 | 11967.0684
2015-06-07 | 11 | 9584.5703 | 4048.21 | 2104.3518 | 177.0516 | 2071.0046 | 17985.1882
2015-06-07 | 12 | 12681.1236 | 5356.094 | 2784.22 | 234.2524 | 2740.0983 | 23795.7883
2015-06-07 | 13 | 14299.0315 | 6039.4455 | 3139.4418 | 264.1392 | 3089.6914 | 26831.7494
2015-06-07 | 14 | 14725.0124 | 6219.3659 | 3232.9682 | 272.0085 | 3181.7362 | 27631.0911
2015-06-07 | 15 | 13565.8529 | 5729.7743 | 2978.4671 | 250.5953 | 2931.2683 | 25455.9581
2015-06-07 | 16 | 10698.6737 | 4518.7717 | 2348.9606 | 197.6318 | 2311.7365 | 20075.7743
2015-06-07 | 17 | 9379.7712 | 3961.7097 | 2059.3877 | 173.2682 | 2026.7527 | 17600.8897
2015-06-07 | 18 | 7647.1763 | 3229.9184 | 1678.9854 | 141.2623 | 1652.3787 | 14349.7213
2015-06-07 | 19 | 4734.9411 | 1999.8851 | 1039.5857 | 87.4667 | 1023.1119 | 8884.9905
2015-06-07 | 20 | 2072.5609 | 875.3819 | 455.0433 | 38.2857 | 447.8327 | 3889.1044
2015-06-07 | 21 | 495.612 | 209.3303 | 108.8144 | 9.1554 | 107.0906 | 930.0028
2015-06-07 | 22 | 24.576 | 10.3802 | 5.3958 | 0.4539 | 5.3099 | 46.1159
2015-06-07 | 23 | 0 | 0 | 0 | 0 | 0 | 0
2015-06-07 | 24 | 0 | 0 | 0 | 0 | 0 | 0
2015-06-08 | 01 | 0 | 0 | 0 | 0 | 0 | 0
2015-06-08 | 02 | 0 | 0 | 0 | 0 | 0 | 0
2015-06-08 | 03 | 0 | 0 | 0 | 0 | 0 | 0
2015-06-08 | 04 | 0 | 0 | 0 | 0 | 0 | 0
2015-06-08 | 05 | 0 | 0 | 0 | 0 | 0 | 0
2015-06-08 | 06 | 4.0961 | 1.7298 | 0.8993 | 0.07565 | 0.88485 | 7.6857
2015-06-08 | 07 | 135.167 | 57.0903 | 29.6769 | 2.4973 | 29.2068 | 253.6383
2015-06-08 | 08 | 954.3613 | 403.0913 | 209.536 | 17.6298 | 206.2151 | 1790.8336
2015-06-08 | 09 | 3129.3209 | 1321.7236 | 687.0618 | 57.8068 | 676.1742 | 5872.0873
2015-06-08 | 10 | 6356.946 | 2684.9664 | 1395.7068 | 117.4292 | 1373.5898 | 11928.6382
2015-06-08 | 11 | 9809.8483 | 4143.3607 | 2153.8133 | 181.2123 | 2119.6824 | 18407.9171
2015-06-08 | 12 | 12488.6131 | 5274.7829 | 2741.953 | 230.6959 | 2698.5018 | 23434.5468
2015-06-08 | 13 | 14184.3444 | 5991.0049 | 3114.2614 | 262.021 | 3064.9096 | 26616.5413
2015-06-08 | 14 | 14602.1339 | 6167.4657 | 3205.9892 | 269.7382 | 3155.1847 | 27400.5116
2015-06-08 | 15 | 14507.9258 | 6127.6755 | 3185.3053 | 267.9982 | 3134.8289 | 27223.7337
2015-06-08 | 16 | 13905.819 | 5873.3648 | 3053.1091 | 256.8759 | 3004.727 | 26093.8959
2015-06-08 | 17 | 11837.3533 | 4999.7128 | 2598.9651 | 218.6659 | 2557.7792 | 22212.4763
2015-06-08 | 18 | 8843.1994 | 3735.0793 | 1941.5793 | 163.3564 | 1910.8119 | 16594.0264
2015-06-08 | 19 | 5091.2909 | 2150.3954 | 1117.8248 | 94.0491 | 1100.1108 | 9553.671
2015-06-08 | 20 | 2183.1519 | 922.0928 | 479.3243 | 40.3282 | 471.7287 | 4096.626
2015-06-08 | 21 | 524.2842 | 221.4403 | 115.1095 | 9.6849 | 113.2854 | 983.8044
2015-06-08 | 22 | 28.6722 | 12.1099 | 6.2951 | 0.52955 | 6.1956 | 53.8024
2015-06-08 | 23 | 0 | 0 | 0 | 0 | 0 | 0
2015-06-08 | 24 | 0 | 0 | 0 | 0 | 0 | 0
2015-06-09 | 01 | 0 | 0 | 0 | 0 | 0 | 0
2015-06-09 | 02 | 0 | 0 | 0 | 0 | 0 | 0
2015-06-09 | 03 | 0 | 0 | 0 | 0 | 0 | 0
2015-06-09 | 04 | 0 | 0 | 0 | 0 | 0 | 0
2015-06-09 | 05 | 0 | 0 | 0 | 0 | 0 | 0
2015-06-09 | 06 | 0 | 0 | 0 | 0 | 0 | 0
2015-06-09 | 07 | 147.4546 | 62.2803 | 32.3748 | 2.7243 | 31.8614 | 276.6954
2015-06-09 | 08 | 974.8412 | 411.7409 | 214.0325 | 18.0081 | 210.641 | 1829.2637
2015-06-09 | 09 | 3071.9773 | 1297.5029 | 674.4716 | 56.7468 | 663.7837 | 5764.4824
2015-06-09 | 10 | 6143.9555 | 2595.0066 | 1348.9432 | 113.4945 | 1327.5674 | 11528.9673
2015-06-09 | 11 | 9494.4583 | 4010.1504 | 2084.5672 | 175.3864 | 2051.5336 | 17816.096
2015-06-09 | 12 | 12222.3752 | 5162.333 | 2683.4984 | 225.7778 | 2640.9738 | 22934.9584
2015-06-09 | 13 | 12246.9505 | 5172.7132 | 2688.8943 | 226.2317 | 2646.2838 | 22981.0734
2015-06-09 | 14 | 12070.8236 | 5098.3229 | 2650.2243 | 222.9788 | 2608.2267 | 22650.5765
2015-06-09 | 15 | 9523.1305 | 4022.2604 | 2090.8623 | 175.916 | 2057.7293 | 17869.8985
2015-06-09 | 16 | 10272.6928 | 4338.8513 | 2255.4333 | 189.7625 | 2219.6925 | 19276.4326
2015-06-09 | 17 | 10420.1483 | 4401.1309 | 2287.8082 | 192.4868 | 2251.5539 | 19553.128
2015-06-09 | 18 | 8191.9404 | 3460.0091 | 1798.5915 | 151.3255 | 1770.0893 | 15371.9559
2015-06-09 | 19 | 5013.4675 | 2117.5251 | 1100.7381 | 92.6118 | 1083.2944 | 9407.6368
2015-06-09 | 20 | 2064.3686 | 871.9223 | 453.2447 | 38.1344 | 446.0621 | 3873.7322
2015-06-09 | 21 | 548.8603 | 231.8205 | 120.5053 | 10.1388 | 118.5962 | 1029.9212
2015-06-09 | 22 | 20.4799 | 8.6496 | 4.4965 | 0.37825 | 4.4251 | 38.4294
2015-06-09 | 23 | 0 | 0 | 0 | 0 | 0 | 0
2015-06-09 | 24 | 0 | 0 | 0 | 0 | 0 | 0
2015-06-10 | 01 | 0 | 0 | 0 | 0 | 0 | 0
2015-06-10 | 02 | 0 | 0 | 0 | 0 | 0 | 0
2015-06-10 | 03 | 0 | 0 | 0 | 0 | 0 | 0
2015-06-10 | 04 | 0 | 0 | 0 | 0 | 0 | 0
2015-06-10 | 05 | 0 | 0 | 0 | 0 | 0 | 0
2015-06-10 | 06 | 0 | 0 | 0 | 0 | 0 | 0
2015-06-10 | 07 | 167.9345 | 70.93 | 36.8713 | 3.1025 | 36.2865 | 315.1247
2015-06-10 | 08 | 991.2249 | 418.6607 | 217.6298 | 18.3107 | 214.1805 | 1860.0065
2015-06-10 | 09 | 2494.4457 | 1053.5725 | 547.6711 | 46.0785 | 538.9927 | 4680.7605
2015-06-10 | 10 | 4415.4559 | 1864.945 | 969.4411 | 81.5643 | 954.0782 | 8285.4847
2015-06-10 | 11 | 5472.2158 | 2311.286 | 1201.4588 | 101.0854 | 1182.4197 | 10268.4658
2015-06-10 | 12 | 5971.924 | 2522.3461 | 1311.1735 | 110.3164 | 1290.3952 | 11206.1552
2015-06-10 | 13 | 8294.3391 | 3503.2588 | 1821.074 | 153.2176 | 1792.2156 | 15564.1052
2015-06-10 | 14 | 10350.5163 | 4371.7208 | 2272.52 | 191.1998 | 2236.5081 | 19422.4651
2015-06-10 | 15 | 11042.7359 | 4664.0919 | 2424.5017 | 203.9873 | 2386.0809 | 20721.3977
2015-06-10 | 16 | 10317.7488 | 4357.8812 | 2265.3256 | 190.5947 | 2229.4276 | 19360.9778
2015-06-10 | 17 | 11034.5436 | 4660.6316 | 2422.7031 | 203.8359 | 2384.3103 | 20706.0247
2015-06-10 | 18 | 8761.2798 | 3700.4792 | 1923.5933 | 161.8425 | 1893.1106 | 16440.3056
2015-06-10 | 19 | 4898.7803 | 2069.0853 | 1075.5577 | 90.4927 | 1058.5135 | 9192.4295
2015-06-10 | 20 | 2002.9298 | 845.9718 | 439.756 | 36.9988 | 432.7869 | 3758.4433
2015-06-10 | 21 | 208.8943 | 88.23 | 45.8643 | 3.859 | 45.1375 | 391.9851
2015-06-10 | 22 | 12.2876 | 5.1901 | 2.6979 | 0.22695 | 2.6554 | 23.0579
2015-06-10 | 23 | 0 | 0 | 0 | 0 | 0 | 0
2015-06-10 | 24 | 0 | 0 | 0 | 0 | 0 | 0
2015-06-11 | 01 | 0 | 0 | 0 | 0 | 0 | 0
2015-06-11 | 02 | 0 | 0 | 0 | 0 | 0 | 0
2015-06-11 | 03 | 0 | 0 | 0 | 0 | 0 | 0
2015-06-11 | 04 | 0 | 0 | 0 | 0 | 0 | 0
2015-06-11 | 05 | 0 | 0 | 0 | 0 | 0 | 0
2015-06-11 | 06 | 0 | 0 | 0 | 0 | 0 | 0
2015-06-11 | 07 | 184.3183 | 77.8498 | 40.4685 | 3.4051 | 39.8267 | 345.8684
2015-06-11 | 08 | 1114.1035 | 470.5608 | 244.6087 | 20.5802 | 240.7319 | 2090.5852
2015-06-11 | 09 | 2850.7955 | 1204.0828 | 625.9103 | 52.6617 | 615.9908 | 5349.441
2015-06-11 | 10 | 5279.7053 | 2229.9759 | 1159.1926 | 97.5298 | 1140.8224 | 9907.226
2015-06-11 | 11 | 8077.2533 | 3411.5685 | 1773.4111 | 149.2073 | 1745.3084 | 15156.7486
2015-06-11 | 12 | 8384.451 | 3541.3193 | 1840.8586 | 154.8819 | 1811.6866 | 15733.1974
2015-06-11 | 13 | 6926.2854 | 2925.4373 | 1520.7095 | 127.9463 | 1496.6103 | 12996.9887
2015-06-11 | 14 | 7643.0801 | 3228.1878 | 1678.0862 | 141.1867 | 1651.4939 | 14342.0347
2015-06-11 | 15 | 8544.1941 | 3608.7889 | 1875.9313 | 157.8331 | 1846.2034 | 16032.9508
2015-06-11 | 16 | 7864.2629 | 3321.6087 | 1726.6475 | 145.2726 | 1699.286 | 14757.0778
2015-06-11 | 17 | 7589.8327 | 3205.6985 | 1666.3952 | 140.2032 | 1639.9883 | 14242.1181
2015-06-11 | 18 | 7045.0686 | 2975.6078 | 1546.7884 | 130.1401 | 1522.2769 | 13219.8817
2015-06-11 | 19 | 4911.0679 | 2074.2754 | 1078.2556 | 90.7197 | 1061.1689 | 9215.4875
2015-06-11 | 20 | 1576.9489 | 666.0515 | 346.2288 | 29.1303 | 340.7421 | 2959.1016
2015-06-11 | 21 | 528.3804 | 223.1709 | 116.0088 | 9.7606 | 114.1711 | 991.4918
2015-06-11 | 22 | 57.3435 | 24.2199 | 12.5902 | 1.0591 | 12.3904 | 107.6032
2015-06-11 | 23 | 0 | 0 | 0 | 0 | 0 | 0
2015-06-11 | 24 | 0 | 0 | 0 | 0 | 0 | 0
2015-06-12 | 01 | 0 | 0 | 0 | 0 | 0 | 0
2015-06-12 | 02 | 0 | 0 | 0 | 0 | 0 | 0
2015-06-12 | 03 | 0 | 0 | 0 | 0 | 0 | 0
2015-06-12 | 04 | 0 | 0 | 0 | 0 | 0 | 0
2015-06-12 | 05 | 0 | 0 | 0 | 0 | 0 | 0
2015-06-12 | 06 | 0 | 0 | 0 | 0 | 0 | 0
2015-06-12 | 07 | 151.5507 | 64.0101 | 33.2741 | 2.7999 | 32.7462 | 284.3811
2015-06-12 | 08 | 958.4566 | 404.821 | 210.4353 | 17.7055 | 207.1008 | 1798.5192
2015-06-12 | 09 | 3100.6495 | 1309.6137 | 680.7667 | 57.2764 | 669.9785 | 5818.2849
2015-06-12 | 10 | 6295.5063 | 2659.0168 | 1382.2173 | 116.2936 | 1360.3136 | 11813.3476
2015-06-12 | 11 | 9666.4898 | 4082.8101 | 2122.3378 | 178.5646 | 2088.7058 | 18138.9082
2015-06-12 | 12 | 12042.1523 | 5086.213 | 2643.9293 | 222.4492 | 2602.0319 | 22596.7757
2015-06-12 | 13 | 13586.3329 | 5738.4248 | 2982.9637 | 250.9735 | 2935.6934 | 25494.3883
2015-06-12 | 14 | 14000.0261 | 5913.1551 | 3073.793 | 258.6159 | 3025.0828 | 26270.6729
2015-06-12 | 15 | 14081.9449 | 5947.7551 | 3091.7789 | 260.1289 | 3042.7841 | 26424.392
2015-06-12 | 16 | 13053.8571 | 5513.5241 | 2866.0555 | 241.1373 | 2820.6374 | 24495.2116
2015-06-12 | 17 | 11460.5245 | 4840.552 | 2516.2295 | 211.7044 | 2476.3551 | 21505.3655
2015-06-12 | 18 | 9007.0386 | 3804.2795 | 1977.5513 | 166.3824 | 1946.2135 | 16901.4654
2015-06-12 | 19 | 5353.4326 | 2261.1156 | 1175.3791 | 98.8915 | 1156.7531 | 10045.572
2015-06-12 | 20 | 2203.6318 | 930.7423 | 483.8209 | 40.7065 | 476.1539 | 4135.0554
2015-06-12 | 21 | 495.612 | 209.3303 | 108.8144 | 9.1554 | 107.0906 | 930.0028
2015-06-12 | 22 | 24.576 | 10.3802 | 5.3958 | 0.4539 | 5.3099 | 46.1159
2015-06-12 | 23 | 0 | 0 | 0 | 0 | 0 | 0
2015-06-12 | 24 | 0 | 0 | 0 | 0 | 0 | 0
2015-06-13 | 01 | 0 | 0 | 0 | 0 | 0 | 0
2015-06-13 | 02 | 0 | 0 | 0 | 0 | 0 | 0
2015-06-13 | 03 | 0 | 0 | 0 | 0 | 0 | 0
2015-06-13 | 04 | 0 | 0 | 0 | 0 | 0 | 0
2015-06-13 | 05 | 0 | 0 | 0 | 0 | 0 | 0
2015-06-13 | 06 | 0 | 0 | 0 | 0 | 0 | 0
2015-06-13 | 07 | 139.2631 | 58.82 | 30.5762 | 2.573 | 30.0917 | 261.324
2015-06-13 | 08 | 933.8814 | 394.4408 | 205.0396 | 17.2508 | 201.79 | 1752.4025
2015-06-13 | 09 | 3145.7047 | 1328.6435 | 690.659 | 58.1094 | 679.7144 | 5902.8309
2015-06-13 | 10 | 6365.1375 | 2688.4268 | 1397.5054 | 117.5805 | 1375.3595 | 11944.0096
2015-06-13 | 11 | 9797.5607 | 4138.1706 | 2151.1154 | 180.9854 | 2117.027 | 18384.8591
2015-06-13 | 12 | 12369.8299 | 5224.6134 | 2715.8733 | 228.5021 | 2672.8352 | 23211.6538
2015-06-13 | 13 | 13983.6424 | 5906.2352 | 3070.1957 | 258.3133 | 3021.5426 | 26239.9293
2015-06-13 | 14 | 14376.8549 | 6072.315 | 3156.5277 | 265.5765 | 3106.5069 | 26977.7811
2015-06-13 | 15 | 14241.6879 | 6015.2256 | 3126.8516 | 263.0801 | 3077.3009 | 26724.1462
2015-06-13 | 16 | 13340.5749 | 5634.6245 | 2929.0065 | 246.4337 | 2882.5905 | 25033.2301
2015-06-13 | 17 | 11661.2273 | 4925.3225 | 2560.2952 | 215.4121 | 2519.7222 | 21881.9793
2015-06-13 | 18 | 9068.4775 | 3830.2301 | 1991.0408 | 167.518 | 1959.4888 | 17016.7552
2015-06-13 | 19 | 5193.6904 | 2193.6451 | 1140.3073 | 95.9403 | 1122.2371 | 9745.8203
2015-06-13 | 20 | 2084.8485 | 880.572 | 457.7412 | 38.5126 | 450.4881 | 3912.1624
2015-06-13 | 21 | 462.8446 | 195.4906 | 101.62 | 8.5501 | 100.0101 | 868.5155
2015-06-13 | 22 | 12.2876 | 5.1901 | 2.6979 | 0.22695 | 2.6554 | 23.0579
2015-06-13 | 23 | 0 | 0 | 0 | 0 | 0 | 0
2015-06-13 | 24 | 0 | 0 | 0 | 0 | 0 | 0
2015-06-14 | 01 | 0 | 0 | 0 | 0 | 0 | 0
2015-06-14 | 02 | 0 | 0 | 0 | 0 | 0 | 0
2015-06-14 | 03 | 0 | 0 | 0 | 0 | 0 | 0
2015-06-14 | 04 | 0 | 0 | 0 | 0 | 0 | 0
2015-06-14 | 05 | 0 | 0 | 0 | 0 | 0 | 0
2015-06-14 | 06 | 0 | 0 | 0 | 0 | 0 | 0
2015-06-14 | 07 | 229.3742 | 96.8804 | 50.3608 | 4.2373 | 49.5626 | 430.4153
2015-06-14 | 08 | 888.8254 | 375.411 | 195.1473 | 16.4186 | 192.0549 | 1667.8573
2015-06-14 | 09 | 3071.9773 | 1297.5029 | 674.4716 | 56.7468 | 663.7837 | 5764.4824
2015-06-14 | 10 | 6299.6024 | 2660.7465 | 1383.1166 | 116.3692 | 1361.1985 | 11821.0333
2015-06-14 | 11 | 9674.6813 | 4086.2705 | 2124.1364 | 178.7159 | 2090.4755 | 18154.2796
2015-06-14 | 12 | 12009.3848 | 5072.3724 | 2636.7349 | 221.844 | 2594.9514 | 22535.2876
2015-06-14 | 13 | 13189.0241 | 5570.6144 | 2895.7324 | 243.6347 | 2849.8443 | 24748.8499
2015-06-14 | 14 | 14266.264 | 6025.6049 | 3132.2474 | 263.534 | 3082.6109 | 26770.2612
2015-06-14 | 15 | 14393.2387 | 6079.2357 | 3160.1249 | 265.8791 | 3110.0471 | 27008.5256
2015-06-14 | 16 | 13504.4132 | 5703.8247 | 2964.9785 | 249.4605 | 2917.9922 | 25340.6692
2015-06-14 | 17 | 10457.012 | 4416.7011 | 2295.9019 | 193.1676 | 2259.5193 | 19622.3018
2015-06-14 | 18 | 8552.3855 | 3612.2492 | 1877.7299 | 157.9844 | 1847.9731 | 16048.3221
2015-06-14 | 19 | 5169.1143 | 2183.2658 | 1134.9115 | 95.4865 | 1116.9263 | 9699.7045
2015-06-14 | 20 | 2134.0006 | 901.3324 | 468.5328 | 39.4205 | 461.108 | 4004.3942
2015-06-14 | 21 | 475.1322 | 200.6807 | 104.3179 | 8.7771 | 102.6655 | 891.5735
2015-06-14 | 22 | 24.576 | 10.3802 | 5.3958 | 0.4539 | 5.3099 | 46.1159
2015-06-14 | 23 | 0 | 0 | 0 | 0 | 0 | 0
2015-06-14 | 24 | 0 | 0 | 0 | 0 | 0 | 0
2015-06-15 | 01 | 0 | 0 | 0 | 0 | 0 | 0
2015-06-15 | 02 | 0 | 0 | 0 | 0 | 0 | 0
2015-06-15 | 03 | 0 | 0 | 0 | 0 | 0 | 0
2015-06-15 | 04 | 0 | 0 | 0 | 0 | 0 | 0
2015-06-15 | 05 | 0 | 0 | 0 | 0 | 0 | 0
2015-06-15 | 06 | 0 | 0 | 0 | 0 | 0 | 0
2015-06-15 | 07 | 151.5507 | 64.0101 | 33.2741 | 2.7999 | 32.7462 | 284.3811
2015-06-15 | 08 | 946.169 | 399.6309 | 207.7374 | 17.4785 | 204.4454 | 1775.4613
2015-06-15 | 09 | 3031.0175 | 1280.2029 | 665.4786 | 55.9903 | 654.9335 | 5687.6228
2015-06-15 | 10 | 6189.0107 | 2614.0365 | 1358.8355 | 114.3267 | 1337.3024 | 11613.5117
2015-06-15 | 11 | 8515.5219 | 3596.6789 | 1869.6362 | 157.3035 | 1840.0077 | 15979.1483
2015-06-15 | 12 | 10297.2689 | 4349.2307 | 2260.8292 | 190.2164 | 2225.0025 | 19322.5477
2015-06-15 | 13 | 12591.0126 | 5318.0335 | 2764.4354 | 232.588 | 2720.6273 | 23626.6969
2015-06-15 | 14 | 11444.1407 | 4833.6321 | 2512.6323 | 211.4018 | 2472.8149 | 21474.6218
2015-06-15 | 15 | 11677.6111 | 4932.2423 | 2563.8924 | 215.7147 | 2523.2624 | 21912.7229
2015-06-15 | 16 | 8495.0419 | 3588.0294 | 1865.1397 | 156.9244 | 1835.5827 | 15940.7181
2015-06-15 | 17 | 4632.5425 | 1956.6345 | 1017.1032 | 85.5746 | 1000.9855 | 8692.8403
2015-06-15 | 18 | 2068.4648 | 873.6521 | 454.144 | 38.2101 | 446.9479 | 3881.4187
2015-06-15 | 19 | 761.8507 | 321.7811 | 167.2689 | 14.0734 | 164.6187 | 1429.5929
2015-06-15 | 20 | 757.7546 | 320.0505 | 166.3697 | 13.9978 | 163.733 | 1421.9055
2015-06-15 | 21 | 208.8943 | 88.23 | 45.8643 | 3.859 | 45.1375 | 391.9851
2015-06-15 | 22 | 24.576 | 10.3802 | 5.3958 | 0.4539 | 5.3099 | 46.1159
2015-06-15 | 23 | 0 | 0 | 0 | 0 | 0 | 0
2015-06-15 | 24 | 0 | 0 | 0 | 0 | 0 | 0
2015-06-16 | 01 | 0 | 0 | 0 | 0 | 0 | 0
2015-06-16 | 02 | 0 | 0 | 0 | 0 | 0 | 0
2015-06-16 | 03 | 0 | 0 | 0 | 0 | 0 | 0
2015-06-16 | 04 | 0 | 0 | 0 | 0 | 0 | 0
2015-06-16 | 05 | 4.0961 | 1.7298 | 0.8993 | 0.07565 | 0.88485 | 7.6857
2015-06-16 | 06 | 0 | 0 | 0 | 0 | 0 | 0
2015-06-16 | 07 | 172.0307 | 72.6606 | 37.7706 | 3.1782 | 37.1722 | 322.8121
2015-06-16 | 08 | 1073.1445 | 453.2608 | 235.6157 | 19.8237 | 231.8817 | 2013.7265
2015-06-16 | 09 | 3051.4974 | 1288.8533 | 669.9751 | 56.3686 | 659.3586 | 5726.0531
2015-06-16 | 10 | 5976.0202 | 2524.0767 | 1312.0728 | 110.392 | 1291.2801 | 11213.8417
2015-06-16 | 11 | 9359.2913 | 3953.0601 | 2054.8911 | 172.89 | 2022.3276 | 17562.4603
2015-06-16 | 12 | 11947.9451 | 5046.4228 | 2623.2453 | 220.7084 | 2581.6752 | 22419.9969
2015-06-16 | 13 | 13610.9089 | 5748.8041 | 2988.3594 | 251.4275 | 2941.0034 | 25540.5033
2015-06-16 | 14 | 13823.8993 | 5838.7648 | 3035.1231 | 255.3621 | 2987.0258 | 25940.1751
2015-06-16 | 15 | 14094.2334 | 5952.9452 | 3094.4769 | 260.3558 | 3045.4387 | 26447.4499
2015-06-16 | 16 | 12976.0337 | 5480.6538 | 2848.9688 | 239.7 | 2803.8219 | 24349.1782
2015-06-16 | 17 | 11476.9083 | 4847.4726 | 2519.8267 | 212.0078 | 2479.8954 | 21536.1109
2015-06-16 | 18 | 8482.7543 | 3582.8392 | 1862.4418 | 156.6975 | 1832.9281 | 15917.661
2015-06-16 | 19 | 4837.3406 | 2043.1348 | 1062.0682 | 89.3579 | 1045.2382 | 9077.1398
2015-06-16 | 20 | 2027.505 | 856.352 | 445.1518 | 37.4535 | 438.0968 | 3804.5592
2015-06-16 | 21 | 516.0919 | 217.9808 | 113.3109 | 9.5336 | 111.5157 | 968.4331
2015-06-16 | 22 | 32.7675 | 13.8397 | 7.1944 | 0.6052 | 7.0805 | 61.4873
2015-06-16 | 23 | 0 | 0 | 0 | 0 | 0 | 0
2015-06-16 | 24 | 0 | 0 | 0 | 0 | 0 | 0
2015-06-17 | 01 | 0 | 0 | 0 | 0 | 0 | 0
2015-06-17 | 02 | 0 | 0 | 0 | 0 | 0 | 0
2015-06-17 | 03 | 0 | 0 | 0 | 0 | 0 | 0
2015-06-17 | 04 | 0 | 0 | 0 | 0 | 0 | 0
2015-06-17 | 05 | 0 | 0 | 0 | 0 | 0 | 0
2015-06-17 | 06 | 0 | 0 | 0 | 0 | 0 | 0
2015-06-17 | 07 | 147.4546 | 62.2803 | 32.3748 | 2.7243 | 31.8614 | 276.6954
2015-06-17 | 08 | 925.6891 | 390.9813 | 203.2409 | 17.0995 | 200.0203 | 1737.0311
2015-06-17 | 09 | 3031.0175 | 1280.2029 | 665.4786 | 55.9903 | 654.9335 | 5687.6228
2015-06-17 | 10 | 6225.8743 | 2629.6067 | 1366.9292 | 115.0075 | 1345.2678 | 11682.6856
2015-06-17 | 11 | 9580.4741 | 4046.4802 | 2103.4525 | 176.9759 | 2070.1197 | 17977.5026
2015-06-17 | 12 | 12115.8796 | 5117.3528 | 2660.1166 | 223.811 | 2617.9626 | 22735.1226
2015-06-17 | 13 | 13823.8993 | 5838.7648 | 3035.1231 | 255.3621 | 2987.0258 | 25940.1751
2015-06-17 | 14 | 14380.9511 | 6074.0456 | 3157.427 | 265.6522 | 3107.3918 | 26985.4676
2015-06-17 | 15 | 14274.4563 | 6029.0653 | 3134.046 | 263.6853 | 3084.3814 | 26785.6344
2015-06-17 | 16 | 13381.5347 | 5651.9245 | 2937.9995 | 247.191 | 2891.4416 | 25110.0914
2015-06-17 | 17 | 11501.4843 | 4857.852 | 2525.2225 | 212.4617 | 2485.2054 | 21582.2259
2015-06-17 | 18 | 8667.0726 | 3660.689 | 1902.9095 | 160.1026 | 1872.7549 | 16263.5286
2015-06-17 | 19 | 4775.901 | 2017.1852 | 1048.5787 | 88.2232 | 1031.9621 | 8961.85
2015-06-17 | 20 | 1921.0102 | 811.3717 | 421.77 | 35.4858 | 415.0856 | 3604.7233
2015-06-17 | 21 | 606.2038 | 256.0404 | 133.0956 | 11.1979 | 130.9867 | 1137.5244
2015-06-17 | 22 | 49.1513 | 20.7604 | 10.7916 | 0.9078 | 10.6207 | 92.2318
2015-06-17 | 23 | 0 | 0 | 0 | 0 | 0 | 0
2015-06-17 | 24 | 0 | 0 | 0 | 0 | 0 | 0
2015-06-18 | 01 | 0 | 0 | 0 | 0 | 0 | 0
2015-06-18 | 02 | 0 | 0 | 0 | 0 | 0 | 0
2015-06-18 | 03 | 0 | 0 | 0 | 0 | 0 | 0
2015-06-18 | 04 | 0 | 0 | 0 | 0 | 0 | 0
2015-06-18 | 05 | 0 | 0 | 0 | 0 | 0 | 0
2015-06-18 | 06 | 0 | 0 | 0 | 0 | 0 | 0
2015-06-18 | 07 | 151.5507 | 64.0101 | 33.2741 | 2.7999 | 32.7462 | 284.3811
2015-06-18 | 08 | 999.4164 | 422.121 | 219.4283 | 18.462 | 215.951 | 1875.3788
2015-06-18 | 09 | 3047.4021 | 1287.1235 | 669.0758 | 56.293 | 658.4729 | 5718.3673
2015-06-18 | 10 | 6152.147 | 2598.467 | 1350.7418 | 113.6458 | 1329.3371 | 11544.3387
2015-06-18 | 11 | 9433.0195 | 3984.1999 | 2071.0777 | 174.2517 | 2038.2584 | 17700.8072
2015-06-18 | 12 | 11943.8489 | 5044.693 | 2622.346 | 220.6328 | 2580.7904 | 22412.3113
2015-06-18 | 13 | 13684.6362 | 5779.9448 | 3004.5468 | 252.79 | 2956.9349 | 25678.8528
2015-06-18 | 14 | 14532.5019 | 6138.0557 | 3190.7011 | 268.4521 | 3140.1388 | 27269.8496
2015-06-18 | 15 | 14491.5421 | 6120.7557 | 3181.7081 | 267.6956 | 3131.2886 | 27192.9901
2015-06-18 | 16 | 13528.9893 | 5714.204 | 2970.3734 | 249.9144 | 2923.303 | 25386.7843
2015-06-18 | 17 | 11657.1312 | 4923.5927 | 2559.3959 | 215.3364 | 2518.8373 | 21874.2935
2015-06-18 | 18 | 8794.0482 | 3714.3198 | 1930.7877 | 162.4486 | 1900.1911 | 16501.7955
2015-06-18 | 19 | 5128.1545 | 2165.9658 | 1125.9185 | 94.73 | 1108.0761 | 9622.8449
2015-06-18 | 20 | 2052.0811 | 866.7322 | 450.5467 | 37.9074 | 443.4076 | 3850.6751
2015-06-18 | 21 | 434.1732 | 183.3807 | 95.325 | 8.0206 | 93.8145 | 814.714
2015-06-18 | 22 | 24.576 | 10.3802 | 5.3958 | 0.4539 | 5.3099 | 46.1159
2015-06-18 | 23 | 0 | 0 | 0 | 0 | 0 | 0
2015-06-18 | 24 | 0 | 0 | 0 | 0 | 0 | 0
2015-06-19 | 01 | 0 | 0 | 0 | 0 | 0 | 0
2015-06-19 | 02 | 0 | 0 | 0 | 0 | 0 | 0
2015-06-19 | 03 | 0 | 0 | 0 | 0 | 0 | 0
2015-06-19 | 04 | 0 | 0 | 0 | 0 | 0 | 0
2015-06-19 | 05 | 0 | 0 | 0 | 0 | 0 | 0
2015-06-19 | 06 | 0 | 0 | 0 | 0 | 0 | 0
2015-06-19 | 07 | 143.3593 | 60.5497 | 31.4755 | 2.6486 | 30.9765 | 269.0097
2015-06-19 | 08 | 925.6891 | 390.9813 | 203.2409 | 17.0995 | 200.0203 | 1737.0311
2015-06-19 | 09 | 2981.8663 | 1259.4433 | 654.687 | 55.0825 | 644.3127 | 5595.3919
2015-06-19 | 10 | 6078.4197 | 2567.3264 | 1334.5553 | 112.2841 | 1313.4064 | 11405.9919
2015-06-19 | 11 | 9400.2512 | 3970.3602 | 2063.8841 | 173.6465 | 2031.1779 | 17639.3199
2015-06-19 | 12 | 11722.6662 | 4951.2729 | 2573.7847 | 216.5468 | 2532.9983 | 21997.269
2015-06-19 | 13 | 13492.1256 | 5698.6346 | 2962.2806 | 249.2336 | 2915.3376 | 25317.6121
2015-06-19 | 14 | 14413.7186 | 6087.8853 | 3164.6214 | 266.2574 | 3114.4722 | 27046.9549
2015-06-19 | 15 | 14393.2387 | 6079.2357 | 3160.1249 | 265.8791 | 3110.0471 | 27008.5256
2015-06-19 | 16 | 13434.7821 | 5674.4147 | 2949.6904 | 248.1745 | 2902.9472 | 25210.0089
2015-06-19 | 17 | 11599.7876 | 4899.3728 | 2546.8057 | 214.2774 | 2506.4468 | 21766.6903
2015-06-19 | 18 | 8843.1994 | 3735.0793 | 1941.5793 | 163.3564 | 1910.8119 | 16594.0264
2015-06-19 | 19 | 5218.2656 | 2204.0253 | 1145.7031 | 96.3942 | 1127.5471 | 9791.9354
2015-06-19 | 20 | 2154.4805 | 909.9819 | 473.0292 | 39.7987 | 465.534 | 4042.8244
2015-06-19 | 21 | 507.9005 | 214.5205 | 111.5123 | 9.3823 | 109.7452 | 953.0608
2015-06-19 | 22 | 24.576 | 10.3802 | 5.3958 | 0.4539 | 5.3099 | 46.1159
2015-06-19 | 23 | 0 | 0 | 0 | 0 | 0 | 0
2015-06-19 | 24 | 0 | 0 | 0 | 0 | 0 | 0
2015-06-20 | 01 | 0 | 0 | 0 | 0 | 0 | 0
2015-06-20 | 02 | 0 | 0 | 0 | 0 | 0 | 0
2015-06-20 | 03 | 0 | 0 | 0 | 0 | 0 | 0
2015-06-20 | 04 | 0 | 0 | 0 | 0 | 0 | 0
2015-06-20 | 05 | 0 | 0 | 0 | 0 | 0 | 0
2015-06-20 | 06 | 0 | 0 | 0 | 0 | 0 | 0
2015-06-20 | 07 | 147.4546 | 62.2803 | 32.3748 | 2.7243 | 31.8614 | 276.6954
2015-06-20 | 08 | 946.169 | 399.6309 | 207.7374 | 17.4785 | 204.4454 | 1775.4613
2015-06-20 | 09 | 3067.8821 | 1295.7731 | 673.5723 | 56.6712 | 662.8988 | 5756.7976
2015-06-20 | 10 | 6049.7475 | 2555.2164 | 1328.2602 | 111.7537 | 1307.2107 | 11352.1886
2015-06-20 | 11 | 9424.8272 | 3980.7404 | 2069.2791 | 174.1004 | 2036.4878 | 17685.4349
2015-06-20 | 12 | 11993.0002 | 5065.4526 | 2633.1377 | 221.5406 | 2591.4111 | 22504.5422
2015-06-20 | 13 | 13492.1256 | 5698.6346 | 2962.2806 | 249.2336 | 2915.3376 | 25317.6121
2015-06-20 | 14 | 14069.6573 | 5942.565 | 3089.0811 | 259.9019 | 3040.1287 | 26401.334
2015-06-20 | 15 | 14090.1372 | 5951.2146 | 3093.5775 | 260.2802 | 3044.5538 | 26439.7634
2015-06-20 | 16 | 13225.8878 | 5586.1838 | 2903.8261 | 244.3155 | 2857.8096 | 24818.0229
2015-06-20 | 17 | 11259.8216 | 4755.7823 | 2472.1638 | 207.9975 | 2432.9881 | 21128.7535
2015-06-20 | 18 | 8363.9711 | 3532.6689 | 1836.3621 | 154.5036 | 1807.2615 | 15694.7672
2015-06-20 | 19 | 5017.5636 | 2119.2557 | 1101.6374 | 92.6874 | 1084.1801 | 9415.3242
2015-06-20 | 20 | 2080.7533 | 878.8422 | 456.8419 | 38.437 | 449.6024 | 3904.4767
2015-06-20 | 21 | 421.8847 | 178.1906 | 92.627 | 7.7937 | 91.1599 | 791.656
2015-06-20 | 22 | 24.576 | 10.3802 | 5.3958 | 0.4539 | 5.3099 | 46.1159
2015-06-20 | 23 | 0 | 0 | 0 | 0 | 0 | 0
2015-06-20 | 24 | 0 | 0 | 0 | 0 | 0 | 0
2015-06-21 | 01 | 0 | 0 | 0 | 0 | 0 | 0
2015-06-21 | 02 | 0 | 0 | 0 | 0 | 0 | 0
2015-06-21 | 03 | 0 | 0 | 0 | 0 | 0 | 0
2015-06-21 | 04 | 0 | 0 | 0 | 0 | 0 | 0
2015-06-21 | 05 | 0 | 0 | 0 | 0 | 0 | 0
2015-06-21 | 06 | 0 | 0 | 0 | 0 | 0 | 0
2015-06-21 | 07 | 299.0062 | 126.2904 | 65.6489 | 5.5233 | 64.6085 | 561.0774
2015-06-21 | 08 | 1187.8317 | 501.7014 | 260.7962 | 21.9419 | 256.6626 | 2228.9338
2015-06-21 | 09 | 3145.7047 | 1328.6435 | 690.659 | 58.1094 | 679.7144 | 5902.8309
2015-06-21 | 10 | 6066.1321 | 2562.1363 | 1331.8573 | 112.0563 | 1310.751 | 11382.9331
2015-06-21 | 11 | 9568.1865 | 4041.2901 | 2100.7546 | 176.7481 | 2067.4644 | 17954.4437
2015-06-21 | 12 | 12279.7188 | 5186.553 | 2696.0887 | 226.8378 | 2653.3643 | 23042.5624
2015-06-21 | 13 | 14008.2176 | 5916.6154 | 3075.5915 | 258.7672 | 3026.8534 | 26286.0452
2015-06-21 | 14 | 14638.9975 | 6183.036 | 3214.0829 | 270.419 | 3163.1501 | 27469.6854
2015-06-21 | 15 | 14634.9013 | 6181.3054 | 3213.1836 | 270.3433 | 3162.2652 | 27461.9989
2015-06-21 | 16 | 13553.5653 | 5724.5842 | 2975.7693 | 250.3683 | 2928.613 | 25432.9001
2015-06-21 | 17 | 11300.7815 | 4773.0823 | 2481.1568 | 208.754 | 2441.8383 | 21205.613
2015-06-21 | 18 | 8097.7333 | 3420.2189 | 1777.9076 | 149.5856 | 1749.7335 | 15195.1789
2015-06-21 | 19 | 4800.477 | 2027.5654 | 1053.9745 | 88.6771 | 1037.2728 | 9007.9668
2015-06-21 | 20 | 2260.9754 | 954.9622 | 496.411 | 41.7656 | 488.5443 | 4242.6586
2015-06-21 | 21 | 532.4757 | 224.9006 | 116.9081 | 9.8362 | 115.056 | 999.1767
2015-06-21 | 22 | 24.576 | 10.3802 | 5.3958 | 0.4539 | 5.3099 | 46.1159
2015-06-21 | 23 | 0 | 0 | 0 | 0 | 0 | 0
2015-06-21 | 24 | 0 | 0 | 0 | 0 | 0 | 0
2015-06-22 | 01 | 12.2876 | 5.1901 | 2.6979 | 0.22695 | 2.6554 | 23.0579
2015-06-22 | 02 | 0 | 0 | 0 | 0 | 0 | 0
2015-06-22 | 03 | 0 | 0 | 0 | 0 | 0 | 0
2015-06-22 | 04 | 0 | 0 | 0 | 0 | 0 | 0
2015-06-22 | 05 | 0 | 0 | 0 | 0 | 0 | 0
2015-06-22 | 06 | 0 | 0 | 0 | 0 | 0 | 0
2015-06-22 | 07 | 167.9345 | 70.93 | 36.8713 | 3.1025 | 36.2865 | 315.1247
2015-06-22 | 08 | 950.2652 | 401.3607 | 208.6368 | 17.5542 | 205.3303 | 1783.147
2015-06-22 | 09 | 2965.4825 | 1252.5234 | 651.0898 | 54.7799 | 640.7725 | 5564.6483
2015-06-22 | 10 | 5943.2527 | 2510.2362 | 1304.8783 | 109.7869 | 1284.1996 | 11152.3536
2015-06-22 | 11 | 9187.2607 | 3880.3996 | 2017.1206 | 169.7118 | 1985.1554 | 17239.6481
2015-06-22 | 12 | 11956.1365 | 5049.8831 | 2625.0439 | 220.8597 | 2583.4458 | 22435.3692
2015-06-22 | 13 | 13651.8687 | 5766.1042 | 2997.3524 | 252.1848 | 2949.8544 | 25617.3646
2015-06-22 | 14 | 14385.0472 | 6075.7753 | 3158.3263 | 265.7278 | 3108.2775 | 26993.1542
2015-06-22 | 15 | 14327.7037 | 6051.5554 | 3145.7369 | 264.6687 | 3095.8861 | 26885.551
2015-06-22 | 16 | 13397.9184 | 5658.8444 | 2941.5967 | 247.4936 | 2894.981 | 25140.8342
2015-06-22 | 17 | 11509.6758 | 4861.3124 | 2527.0211 | 212.6131 | 2486.9759 | 21597.5982
2015-06-22 | 18 | 8814.528 | 3722.9694 | 1935.2842 | 162.8269 | 1904.6162 | 16540.2248
2015-06-22 | 19 | 5201.8818 | 2197.1055 | 1142.1059 | 96.0917 | 1124.0068 | 9761.1917
2015-06-22 | 20 | 2134.0006 | 901.3324 | 468.5328 | 39.4205 | 461.108 | 4004.3942
2015-06-22 | 21 | 475.1322 | 200.6807 | 104.3179 | 8.7771 | 102.6655 | 891.5735
2015-06-22 | 22 | 24.576 | 10.3802 | 5.3958 | 0.4539 | 5.3099 | 46.1159
2015-06-22 | 23 | 0 | 0 | 0 | 0 | 0 | 0
2015-06-22 | 24 | 0 | 0 | 0 | 0 | 0 | 0
2015-06-23 | 01 | 0 | 0 | 0 | 0 | 0 | 0
2015-06-23 | 02 | 0 | 0 | 0 | 0 | 0 | 0
2015-06-23 | 03 | 0 | 0 | 0 | 0 | 0 | 0
2015-06-23 | 04 | 0 | 0 | 0 | 0 | 0 | 0
2015-06-23 | 05 | 0 | 0 | 0 | 0 | 0 | 0
2015-06-23 | 06 | 0 | 0 | 0 | 0 | 0 | 0
2015-06-23 | 07 | 163.8392 | 69.2002 | 35.972 | 3.0269 | 35.4016 | 307.4399
2015-06-23 | 08 | 958.4566 | 404.821 | 210.4353 | 17.7055 | 207.1008 | 1798.5192
2015-06-23 | 09 | 2957.2903 | 1249.0631 | 649.2912 | 54.6287 | 639.002 | 5549.2752
2015-06-23 | 10 | 5922.7728 | 2501.5865 | 1300.3818 | 109.4086 | 1279.7744 | 11113.9243
2015-06-23 | 11 | 9367.4837 | 3956.5197 | 2056.6898 | 173.0413 | 2024.0974 | 17577.8317
2015-06-23 | 12 | 12033.96 | 5082.7526 | 2642.1307 | 222.2979 | 2600.2613 | 22581.4026
2015-06-23 | 13 | 13524.8931 | 5712.4743 | 2969.4741 | 249.8388 | 2922.4181 | 25379.0985
2015-06-23 | 14 | 14081.9449 | 5947.7551 | 3091.7789 | 260.1289 | 3042.7841 | 26424.392
2015-06-23 | 15 | 14081.9449 | 5947.7551 | 3091.7789 | 260.1289 | 3042.7841 | 26424.392
2015-06-23 | 16 | 13131.6806 | 5546.3936 | 2883.1422 | 242.5755 | 2837.4538 | 24641.2459
2015-06-23 | 17 | 11276.2054 | 4762.7022 | 2475.761 | 208.3002 | 2436.5284 | 21159.4971
2015-06-23 | 18 | 8232.9002 | 3477.3092 | 1807.5845 | 152.0828 | 1778.9404 | 15448.8172
2015-06-23 | 19 | 5279.7053 | 2229.9759 | 1159.1926 | 97.5298 | 1140.8224 | 9907.226
2015-06-23 | 20 | 2871.2753 | 1212.7332 | 630.4059 | 53.04 | 620.4167 | 5387.8712
2015-06-23 | 21 | 868.3456 | 366.7605 | 190.6507 | 16.0404 | 187.6299 | 1629.4271
2015-06-23 | 22 | 69.6311 | 29.41 | 15.2881 | 1.286 | 15.0458 | 130.6611
2015-06-23 | 23 | 0 | 0 | 0 | 0 | 0 | 0
2015-06-23 | 24 | 0 | 0 | 0 | 0 | 0 | 0
2015-06-24 | 01 | 0 | 0 | 0 | 0 | 0 | 0
2015-06-24 | 02 | 0 | 0 | 0 | 0 | 0 | 0
2015-06-24 | 03 | 0 | 0 | 0 | 0 | 0 | 0
2015-06-24 | 04 | 0 | 0 | 0 | 0 | 0 | 0
2015-06-24 | 05 | 0 | 0 | 0 | 0 | 0 | 0
2015-06-24 | 06 | 0 | 0 | 0 | 0 | 0 | 0
2015-06-24 | 07 | 163.8392 | 69.2002 | 35.972 | 3.0269 | 35.4016 | 307.4399
2015-06-24 | 08 | 937.9775 | 396.1714 | 205.9389 | 17.3264 | 202.6748 | 1760.089
2015-06-24 | 09 | 2838.507 | 1198.8927 | 623.2124 | 52.4348 | 613.3362 | 5326.383
2015-06-24 | 10 | 5795.7981 | 2447.9558 | 1272.5036 | 107.0626 | 1252.3381 | 10875.6582
2015-06-24 | 11 | 9125.8219 | 3854.4499 | 2003.6311 | 168.5771 | 1971.8793 | 17124.3593
2015-06-24 | 12 | 11587.4992 | 4894.1827 | 2544.1078 | 214.0504 | 2503.7915 | 21743.6315
2015-06-24 | 13 | 13279.1352 | 5608.674 | 2915.517 | 245.2989 | 2869.3153 | 24917.9404
2015-06-24 | 14 | 14049.1774 | 5933.9146 | 3084.5845 | 259.5237 | 3035.7036 | 26362.9038
2015-06-24 | 15 | 13963.1625 | 5897.5847 | 3065.6992 | 257.935 | 3017.1175 | 26201.4991
2015-06-24 | 16 | 13004.7051 | 5492.7638 | 2855.2639 | 240.2295 | 2810.0167 | 24402.979
2015-06-24 | 17 | 11419.5647 | 4823.2519 | 2507.2365 | 210.9479 | 2467.505 | 21428.5059
2015-06-24 | 18 | 8638.4013 | 3648.5791 | 1896.6144 | 159.573 | 1866.5592 | 16209.727
2015-06-24 | 19 | 5083.0986 | 2146.9351 | 1116.0262 | 93.8978 | 1098.3402 | 9538.298
2015-06-24 | 20 | 2138.0968 | 903.0621 | 469.4321 | 39.4961 | 461.9937 | 4012.0808
2015-06-24 | 21 | 479.2283 | 202.4105 | 105.2172 | 8.8527 | 103.5504 | 899.2592
2015-06-24 | 22 | 20.4799 | 8.6496 | 4.4965 | 0.37825 | 4.4251 | 38.4294
2015-06-24 | 23 | 0 | 0 | 0 | 0 | 0 | 0
2015-06-24 | 24 | 0 | 0 | 0 | 0 | 0 | 0
2015-06-25 | 01 | 0 | 0 | 0 | 0 | 0 | 0
2015-06-25 | 02 | 0 | 0 | 0 | 0 | 0 | 0
2015-06-25 | 03 | 0 | 0 | 0 | 0 | 0 | 0
2015-06-25 | 04 | 0 | 0 | 0 | 0 | 0 | 0
2015-06-25 | 05 | 0 | 0 | 0 | 0 | 0 | 0
2015-06-25 | 06 | 0 | 0 | 0 | 0 | 0 | 0
2015-06-25 | 07 | 155.6469 | 65.7398 | 34.1734 | 2.8756 | 33.6319 | 292.0676
2015-06-25 | 08 | 925.6891 | 390.9813 | 203.2409 | 17.0995 | 200.0203 | 1737.0311
2015-06-25 | 09 | 2863.0831 | 1209.2729 | 628.6082 | 52.8887 | 618.6461 | 5372.4989
2015-06-25 | 10 | 5758.9336 | 2432.3863 | 1264.4099 | 106.3817 | 1244.3728 | 10806.4844
2015-06-25 | 11 | 8990.6548 | 3797.3597 | 1973.9542 | 166.0798 | 1942.6733 | 16870.7218
2015-06-25 | 12 | 11562.924 | 4883.8025 | 2538.712 | 213.5965 | 2498.4815 | 21697.5165
2015-06-25 | 13 | 13250.463 | 5596.564 | 2909.2219 | 244.7694 | 2863.1196 | 24864.138
2015-06-25 | 14 | 13930.3942 | 5883.745 | 3058.5048 | 257.3298 | 3010.037 | 26140.0109
2015-06-25 | 15 | 13926.2988 | 5882.0153 | 3057.6055 | 257.2542 | 3009.1521 | 26132.326
2015-06-25 | 16 | 13070.2409 | 5520.444 | 2869.6527 | 241.44 | 2824.1777 | 24525.9552
2015-06-25 | 17 | 11276.2054 | 4762.7022 | 2475.761 | 208.3002 | 2436.5284 | 21159.4971
2015-06-25 | 18 | 8634.3051 | 3646.8493 | 1895.7151 | 159.4974 | 1865.6744 | 16202.0412
2015-06-25 | 19 | 5128.1545 | 2165.9658 | 1125.9185 | 94.73 | 1108.0761 | 9622.8449
2015-06-25 | 20 | 2125.8083 | 897.872 | 466.7341 | 39.2691 | 459.3383 | 3989.0219
2015-06-25 | 21 | 503.8043 | 212.7907 | 110.6131 | 9.3066 | 108.8603 | 945.3751
2015-06-25 | 22 | 24.576 | 10.3802 | 5.3958 | 0.4539 | 5.3099 | 46.1159
2015-06-25 | 23 | 0 | 0 | 0 | 0 | 0 | 0
2015-06-25 | 24 | 0 | 0 | 0 | 0 | 0 | 0
2015-06-26 | 01 | 0 | 0 | 0 | 0 | 0 | 0
2015-06-26 | 02 | 0 | 0 | 0 | 0 | 0 | 0
2015-06-26 | 03 | 0 | 0 | 0 | 0 | 0 | 0
2015-06-26 | 04 | 0 | 0 | 0 | 0 | 0 | 0
2015-06-26 | 05 | 0 | 0 | 0 | 0 | 0 | 0
2015-06-26 | 06 | 0 | 0 | 0 | 0 | 0 | 0
2015-06-26 | 07 | 122.8794 | 51.9001 | 26.979 | 2.2695 | 26.5514 | 230.5795
2015-06-26 | 08 | 856.0579 | 361.5713 | 187.9529 | 15.8134 | 184.9744 | 1606.37
2015-06-26 | 09 | 2818.0271 | 1190.2431 | 618.7158 | 52.0557 | 608.9111 | 5287.9528
2015-06-26 | 10 | 5787.6058 | 2444.4963 | 1270.7049 | 106.9113 | 1250.5684 | 10860.2868
2015-06-26 | 11 | 9207.7406 | 3889.05 | 2021.6171 | 170.0901 | 1989.5805 | 17278.0783
2015-06-26 | 12 | 11878.3131 | 5017.0128 | 2607.9572 | 219.4224 | 2566.6294 | 22289.335
2015-06-26 | 13 | 13283.2314 | 5610.4046 | 2916.4163 | 245.3746 | 2870.2001 | 24925.6269
2015-06-26 | 14 | 13942.6826 | 5888.9351 | 3061.2027 | 257.5568 | 3012.6924 | 26163.0697
2015-06-26 | 15 | 13877.1467 | 5861.2549 | 3046.814 | 256.3456 | 2998.5314 | 26040.0926
2015-06-26 | 16 | 13029.2811 | 5503.1439 | 2860.6597 | 240.6834 | 2815.3275 | 24449.0957
2015-06-26 | 17 | 11292.59 | 4769.622 | 2479.3582 | 208.6027 | 2440.0686 | 21190.2416
2015-06-26 | 18 | 8564.6739 | 3617.4393 | 1880.4278 | 158.2114 | 1850.6285 | 16071.3809
2015-06-26 | 19 | 5107.6746 | 2157.3153 | 1121.422 | 94.3517 | 1103.651 | 9584.4147
2015-06-26 | 20 | 2158.5759 | 911.7126 | 473.9285 | 39.8743 | 466.4188 | 4050.5101
2015-06-26 | 21 | 528.3804 | 223.1709 | 116.0088 | 9.7606 | 114.1711 | 991.4918
2015-06-26 | 22 | 20.4799 | 8.6496 | 4.4965 | 0.37825 | 4.4251 | 38.4294
2015-06-26 | 23 | 0 | 0 | 0 | 0 | 0 | 0
2015-06-26 | 24 | 0 | 0 | 0 | 0 | 0 | 0
2015-06-27 | 01 | 0 | 0 | 0 | 0 | 0 | 0
2015-06-27 | 02 | 0 | 0 | 0 | 0 | 0 | 0
2015-06-27 | 03 | 0 | 0 | 0 | 0 | 0 | 0
2015-06-27 | 04 | 0 | 0 | 0 | 0 | 0 | 0
2015-06-27 | 05 | 0 | 0 | 0 | 0 | 0 | 0
2015-06-27 | 06 | 0 | 0 | 0 | 0 | 0 | 0
2015-06-27 | 07 | 237.5665 | 100.34 | 52.1594 | 4.3886 | 51.3323 | 445.7868
2015-06-27 | 08 | 929.7853 | 392.711 | 204.1402 | 17.1751 | 200.9051 | 1744.7168
2015-06-27 | 09 | 2793.4519 | 1179.8629 | 613.3201 | 51.6018 | 603.6003 | 5241.8369
2015-06-27 | 10 | 5603.2876 | 2366.6456 | 1230.2364 | 103.507 | 1210.7409 | 10514.4175
2015-06-27 | 11 | 8916.9267 | 3766.2199 | 1957.7668 | 164.7181 | 1926.7426 | 16732.3741
2015-06-27 | 12 | 11558.8278 | 4882.0727 | 2537.8127 | 213.5208 | 2497.5966 | 21689.8308
2015-06-27 | 13 | 13119.3921 | 5541.2044 | 2880.4443 | 242.3486 | 2834.7984 | 24618.1879
2015-06-27 | 14 | 13741.9798 | 5804.1646 | 3017.137 | 253.8491 | 2969.3254 | 25786.4559
2015-06-27 | 15 | 13242.2715 | 5593.1045 | 2907.4233 | 244.6181 | 2861.3499 | 24848.7674
2015-06-27 | 16 | 12758.9471 | 5388.9635 | 2801.3059 | 235.6897 | 2756.9147 | 23941.8208
2015-06-27 | 17 | 11304.8776 | 4774.8121 | 2482.0561 | 208.8297 | 2442.7232 | 21213.2987
2015-06-27 | 18 | 8359.875 | 3530.9391 | 1835.4628 | 154.428 | 1806.3766 | 15687.0815
2015-06-27 | 19 | 4730.8458 | 1998.1553 | 1038.6864 | 87.391 | 1022.227 | 8877.3056
2015-06-27 | 20 | 1990.6413 | 840.7817 | 437.0581 | 36.7719 | 430.1314 | 3735.3845
2015-06-27 | 21 | 516.0919 | 217.9808 | 113.3109 | 9.5336 | 111.5157 | 968.4331
2015-06-27 | 22 | 40.9598 | 17.3001 | 8.993 | 0.7565 | 8.8502 | 76.8595
2015-06-27 | 23 | 0 | 0 | 0 | 0 | 0 | 0
2015-06-27 | 24 | 0 | 0 | 0 | 0 | 0 | 0
2015-06-28 | 01 | 0 | 0 | 0 | 0 | 0 | 0
2015-06-28 | 02 | 12.2876 | 5.1901 | 2.6979 | 0.22695 | 2.6554 | 23.0579
2015-06-28 | 03 | 0 | 0 | 0 | 0 | 0 | 0
2015-06-28 | 04 | 0 | 0 | 0 | 0 | 0 | 0
2015-06-28 | 05 | 0 | 0 | 0 | 0 | 0 | 0
2015-06-28 | 06 | 0 | 0 | 0 | 0 | 0 | 0
2015-06-28 | 07 | 155.6469 | 65.7398 | 34.1734 | 2.8756 | 33.6319 | 292.0676
2015-06-28 | 08 | 897.0177 | 378.8714 | 196.9458 | 16.5699 | 193.8246 | 1683.2295
2015-06-28 | 09 | 2740.2036 | 1157.3727 | 601.6291 | 50.6183 | 592.0947 | 5141.9186
2015-06-28 | 10 | 5681.1101 | 2399.516 | 1247.3231 | 104.9444 | 1227.5572 | 10660.4509
2015-06-28 | 11 | 8888.2553 | 3754.1092 | 1951.4717 | 164.1885 | 1920.5469 | 16678.5717
2015-06-28 | 12 | 11431.8523 | 4828.442 | 2509.9344 | 211.1748 | 2470.1595 | 21451.5631
2015-06-28 | 13 | 12804.003 | 5407.9941 | 2811.1982 | 236.5219 | 2766.6497 | 24026.3669
2015-06-28 | 14 | 13008.8012 | 5494.4935 | 2856.1632 | 240.3052 | 2810.9024 | 24410.6655
2015-06-28 | 15 | 12939.17 | 5465.0835 | 2840.8751 | 239.0191 | 2795.8565 | 24280.0043
2015-06-28 | 16 | 12103.592 | 5112.1627 | 2657.4187 | 223.584 | 2615.3072 | 22712.0646
2015-06-28 | 17 | 9674.6813 | 4086.2705 | 2124.1364 | 178.7159 | 2090.4755 | 18154.2796
2015-06-28 | 18 | 7753.6711 | 3274.8987 | 1702.3673 | 143.2301 | 1675.3899 | 14549.5571
2015-06-28 | 19 | 4833.2445 | 2041.405 | 1061.1689 | 89.2823 | 1044.3525 | 9069.4532
2015-06-28 | 20 | 2072.5609 | 875.3819 | 455.0433 | 38.2857 | 447.8327 | 3889.1044
2015-06-28 | 21 | 495.612 | 209.3303 | 108.8144 | 9.1554 | 107.0906 | 930.0028
2015-06-28 | 22 | 24.576 | 10.3802 | 5.3958 | 0.4539 | 5.3099 | 46.1159
2015-06-28 | 23 | 0 | 0 | 0 | 0 | 0 | 0
2015-06-28 | 24 | 0 | 0 | 0 | 0 | 0 | 0
2015-06-29 | 01 | 0 | 0 | 0 | 0 | 0 | 0
2015-06-29 | 02 | 0 | 0 | 0 | 0 | 0 | 0
2015-06-29 | 03 | 0 | 0 | 0 | 0 | 0 | 0
2015-06-29 | 04 | 0 | 0 | 0 | 0 | 0 | 0
2015-06-29 | 05 | 0 | 0 | 0 | 0 | 0 | 0
2015-06-29 | 06 | 0 | 0 | 0 | 0 | 0 | 0
2015-06-29 | 07 | 147.4546 | 62.2803 | 32.3748 | 2.7243 | 31.8614 | 276.6954
2015-06-29 | 08 | 856.0579 | 361.5713 | 187.9529 | 15.8134 | 184.9744 | 1606.37
2015-06-29 | 09 | 2707.4361 | 1143.5331 | 594.4348 | 50.0131 | 585.0142 | 5080.4313
2015-06-29 | 10 | 5431.256 | 2293.9859 | 1192.4659 | 100.3289 | 1173.5695 | 10191.6062
2015-06-29 | 11 | 8495.0419 | 3588.0294 | 1865.1397 | 156.9244 | 1835.5827 | 15940.7181
2015-06-29 | 12 | 10997.6799 | 4645.0622 | 2414.6094 | 203.1551 | 2376.345 | 20636.8517
2015-06-29 | 13 | 12484.5169 | 5273.0532 | 2741.0536 | 230.6203 | 2697.6161 | 23426.8602
2015-06-29 | 14 | 13070.2409 | 5520.444 | 2869.6527 | 241.44 | 2824.1777 | 24525.9552
2015-06-29 | 15 | 12652.4514 | 5343.9832 | 2777.925 | 233.7228 | 2733.9034 | 23741.9858
2015-06-29 | 16 | 12033.96 | 5082.7526 | 2642.1307 | 222.2979 | 2600.2613 | 22581.4026
2015-06-29 | 17 | 9641.9138 | 4072.4299 | 2116.942 | 178.1107 | 2083.395 | 18092.7915
2015-06-29 | 18 | 7876.5505 | 3326.798 | 1729.3454 | 145.4996 | 1701.9414 | 14780.1349
2015-06-29 | 19 | 4509.6631 | 1904.7344 | 990.1242 | 83.3051 | 974.434 | 8462.2609
2015-06-29 | 20 | 1863.6666 | 787.1518 | 409.1798 | 34.4267 | 402.6952 | 3497.1201
2015-06-29 | 21 | 458.7484 | 193.7609 | 100.7207 | 8.4745 | 99.1253 | 860.8298
2015-06-29 | 22 | 28.6722 | 12.1099 | 6.2951 | 0.52955 | 6.1956 | 53.8024
2015-06-29 | 23 | 0 | 0 | 0 | 0 | 0 | 0
2015-06-29 | 24 | 0 | 0 | 0 | 0 | 0 | 0
2015-06-30 | 01 | 0 | 0 | 0 | 0 | 0 | 0
2015-06-30 | 02 | 0 | 0 | 0 | 0 | 0 | 0
2015-06-30 | 03 | 0 | 0 | 0 | 0 | 0 | 0
2015-06-30 | 04 | 0 | 0 | 0 | 0 | 0 | 0
2015-06-30 | 05 | 0 | 0 | 0 | 0 | 0 | 0
2015-06-30 | 06 | 0 | 0 | 0 | 0 | 0 | 0
2015-06-30 | 07 | 163.8392 | 69.2002 | 35.972 | 3.0269 | 35.4016 | 307.4399
2015-06-30 | 08 | 958.4566 | 404.821 | 210.4353 | 17.7055 | 207.1008 | 1798.5192
2015-06-30 | 09 | 2564.0777 | 1082.9824 | 562.9592 | 47.3654 | 554.0376 | 4811.4225
2015-06-30 | 10 | 5468.1205 | 2309.5563 | 1200.5595 | 101.0097 | 1181.5349 | 10260.7809
2015-06-30 | 11 | 8335.2989 | 3520.5589 | 1830.067 | 153.9741 | 1801.0658 | 15640.9648
2015-06-30 | 12 | 10796.9771 | 4560.2917 | 2370.5437 | 199.4474 | 2332.978 | 20260.2379
2015-06-30 | 13 | 12156.8394 | 5134.6528 | 2669.1096 | 224.5675 | 2626.8128 | 22811.9821
2015-06-30 | 14 | 12701.6035 | 5364.7435 | 2788.7157 | 234.6306 | 2744.5242 | 23834.2176
2015-06-30 | 15 | 12603.3002 | 5323.2236 | 2767.1334 | 232.815 | 2723.2827 | 23649.7549
2015-06-30 | 16 | 11648.9389 | 4920.1323 | 2557.5973 | 215.1851 | 2517.0676 | 21858.9213
2015-06-30 | 17 | 9826.232 | 4150.2805 | 2157.4105 | 181.5149 | 2123.2227 | 18438.6607
2015-06-30 | 18 | 8064.9649 | 3406.3784 | 1770.7132 | 148.9803 | 1742.653 | 15133.6899
2015-06-30 | 19 | 4464.6071 | 1885.7046 | 980.2327 | 82.4729 | 964.699 | 8377.7164
2015-06-30 | 20 | 1863.6666 | 787.1518 | 409.1798 | 34.4267 | 402.6952 | 3497.1201
2015-06-30 | 21 | 491.5168 | 207.6006 | 107.9151 | 9.0797 | 106.2049 | 922.3172
2015-06-30 | 22 | 32.7675 | 13.8397 | 7.1944 | 0.6052 | 7.0805 | 61.4873
2015-06-30 | 23 | 0 | 0 | 0 | 0 | 0 | 0
2015-06-30 | 24 | 0 | 0 | 0 | 0 | 0 | 0
2015-07-01 | 01 | 0 | 0 | 0 | 0 | 0 | 0
2015-07-01 | 02 | 0 | 0 | 0 | 0 | 0 | 0
2015-07-01 | 03 | 0 | 0 | 0 | 0 | 0 | 0
2015-07-01 | 04 | 0 | 0 | 0 | 0 | 0 | 0
2015-07-01 | 05 | 0 | 0 | 0 | 0 | 0 | 0
2015-07-01 | 06 | 0 | 0 | 0 | 0 | 0 | 0
2015-07-01 | 07 | 293.9393 | 116.9218 | 59.3538 | 4.9937 | 61.4278 | 536.6364
2015-07-01 | 08 | 1349.4489 | 536.7767 | 272.4862 | 22.9262 | 282.0096 | 2463.6476
2015-07-01 | 09 | 3086.3644 | 1227.678 | 623.2124 | 52.4348 | 644.9928 | 5634.6823
2015-07-01 | 10 | 5852.0673 | 2327.8049 | 1181.6742 | 99.4211 | 1222.974 | 10683.9415
2015-07-01 | 11 | 9210.1028 | 3663.5467 | 1859.7439 | 156.4706 | 1924.7408 | 16814.6048
2015-07-01 | 12 | 11949.0841 | 4753.0445 | 2412.8108 | 203.0038 | 2497.1377 | 21815.0808
2015-07-01 | 13 | 13623.6478 | 5419.1435 | 2750.946 | 231.4525 | 2847.0903 | 24872.2801
2015-07-01 | 14 | 14171.4439 | 5637.0427 | 2861.559 | 240.7591 | 2961.57 | 25872.3748
2015-07-01 | 15 | 13561.2969 | 5394.3422 | 2738.3557 | 230.3933 | 2834.0598 | 24758.4481
2015-07-01 | 16 | 13089.2129 | 5206.5585 | 2643.03 | 222.3736 | 2735.4028 | 23896.5778
2015-07-01 | 17 | 11022.7294 | 4384.5635 | 2225.7573 | 187.266 | 2303.5467 | 20123.863
2015-07-01 | 18 | 8858.2665 | 3523.5951 | 1788.6992 | 150.4933 | 1851.2133 | 16172.2674
2015-07-01 | 19 | 5050.4144 | 2008.9274 | 1019.8011 | 85.8015 | 1055.4433 | 9220.3877
2015-07-01 | 20 | 2137.7415 | 850.34 | 431.6623 | 36.3179 | 446.7481 | 3902.8099
2015-07-01 | 21 | 525.5278 | 209.0422 | 106.1166 | 8.9284 | 109.8259 | 959.4409
2015-07-01 | 22 | 26.7215 | 10.6293 | 5.3958 | 0.4539 | 5.5845 | 48.7849
2015-07-01 | 23 | 0 | 0 | 0 | 0 | 0 | 0
2015-07-01 | 24 | 0 | 0 | 0 | 0 | 0 | 0
2015-07-02 | 01 | 0 | 0 | 0 | 0 | 0 | 0
2015-07-02 | 02 | 0 | 0 | 0 | 0 | 0 | 0
2015-07-02 | 03 | 0 | 0 | 0 | 0 | 0 | 0
2015-07-02 | 04 | 0 | 0 | 0 | 0 | 0 | 0
2015-07-02 | 05 | 0 | 0 | 0 | 0 | 0 | 0
2015-07-02 | 06 | 0 | 0 | 0 | 0 | 0 | 0
2015-07-02 | 07 | 97.9795 | 38.9742 | 19.7846 | 1.6643 | 20.4756 | 178.8782
2015-07-02 | 08 | 961.9832 | 382.653 | 194.2479 | 16.3429 | 201.0369 | 1756.2641
2015-07-02 | 09 | 2868.1363 | 1140.8726 | 579.1467 | 48.7271 | 599.3877 | 5236.2703
2015-07-02 | 10 | 5562.581 | 2212.6546 | 1123.2206 | 94.503 | 1162.4761 | 10155.4353
2015-07-02 | 11 | 8956.246 | 3562.5684 | 1808.4838 | 152.1585 | 1871.6898 | 16351.1465
2015-07-02 | 12 | 11735.3099 | 4668.0104 | 2369.6444 | 199.3717 | 2452.4625 | 21424.7991
2015-07-02 | 13 | 13418.7808 | 5337.6524 | 2709.5781 | 227.9725 | 2804.2766 | 24498.2606
2015-07-02 | 14 | 14291.6926 | 5684.8748 | 2885.8401 | 242.8025 | 2986.6994 | 26091.9094
2015-07-02 | 15 | 14046.743 | 5587.4401 | 2836.3786 | 238.6409 | 2935.509 | 25644.7117
2015-07-02 | 16 | 12946.6968 | 5149.8695 | 2614.2523 | 219.9519 | 2705.6197 | 23636.3903
2015-07-02 | 17 | 11668.505 | 4641.4369 | 2356.155 | 198.237 | 2438.5021 | 21302.836
2015-07-02 | 18 | 8764.7401 | 3486.3923 | 1769.8139 | 148.9047 | 1831.6684 | 16001.5194
2015-07-02 | 19 | 5210.7448 | 2072.7029 | 1052.1759 | 88.5258 | 1088.9494 | 9513.0988
2015-07-02 | 20 | 2128.8344 | 846.7963 | 429.8637 | 36.1666 | 444.8866 | 3886.5476
2015-07-02 | 21 | 423.0943 | 168.2966 | 85.4335 | 7.1876 | 88.4187 | 772.4307
2015-07-02 | 22 | 31.1754 | 12.4007 | 6.2951 | 0.52955 | 6.5152 | 56.916
2015-07-02 | 23 | 0 | 0 | 0 | 0 | 0 | 0
2015-07-02 | 24 | 0 | 0 | 0 | 0 | 0 | 0
2015-07-03 | 01 | 0 | 0 | 0 | 0 | 0 | 0
2015-07-03 | 02 | 0 | 0 | 0 | 0 | 0 | 0
2015-07-03 | 03 | 13.3611 | 5.3142 | 2.6979 | 0.22695 | 2.7923 | 24.3925
2015-07-03 | 04 | 0 | 0 | 0 | 0 | 0 | 0
2015-07-03 | 05 | 0 | 0 | 0 | 0 | 0 | 0
2015-07-03 | 06 | 0 | 0 | 0 | 0 | 0 | 0
2015-07-03 | 07 | 191.5058 | 76.1761 | 38.6699 | 3.2538 | 40.0214 | 349.6271
2015-07-03 | 08 | 984.2515 | 391.5109 | 198.7445 | 16.7212 | 205.6907 | 1796.9187
2015-07-03 | 09 | 2881.4974 | 1146.1867 | 581.8446 | 48.9541 | 602.1799 | 5260.6627
2015-07-03 | 10 | 5722.9123 | 2276.43 | 1155.5954 | 97.2272 | 1195.9823 | 10448.1473
2015-07-03 | 11 | 9080.9478 | 3612.1719 | 1833.6642 | 154.2767 | 1897.7499 | 16578.8105
2015-07-03 | 12 | 11819.9291 | 4701.6696 | 2386.7311 | 200.8091 | 2470.1467 | 21579.2858
2015-07-03 | 13 | 13476.6786 | 5360.6831 | 2721.269 | 228.956 | 2816.3764 | 24603.9631
2015-07-03 | 14 | 14104.6399 | 5610.47 | 2848.0695 | 239.6243 | 2947.6087 | 25750.4126
2015-07-03 | 15 | 13855.2372 | 5511.264 | 2797.7087 | 235.3871 | 2895.4884 | 25295.0854
2015-07-03 | 16 | 13053.5834 | 5192.3865 | 2635.8356 | 221.7675 | 2727.9577 | 23831.5307
2015-07-03 | 17 | 11062.8121 | 4400.5078 | 2233.851 | 187.9469 | 2311.9226 | 20197.0404
2015-07-03 | 18 | 8399.5428 | 3341.1265 | 1696.0721 | 142.7005 | 1755.3486 | 15334.7905
2015-07-03 | 19 | 5103.8573 | 2030.1859 | 1030.5927 | 86.7094 | 1066.6114 | 9317.9567
2015-07-03 | 20 | 2253.5361 | 896.3998 | 455.0433 | 38.2857 | 470.9476 | 4114.2125
2015-07-03 | 21 | 516.6206 | 205.4985 | 104.3179 | 8.7771 | 107.9644 | 943.1787
2015-07-03 | 22 | 31.1754 | 12.4007 | 6.2951 | 0.52955 | 6.5152 | 56.916
2015-07-03 | 23 | 0 | 0 | 0 | 0 | 0 | 0
2015-07-03 | 24 | 0 | 0 | 0 | 0 | 0 | 0
2015-07-04 | 01 | 0 | 0 | 0 | 0 | 0 | 0
2015-07-04 | 02 | 0 | 0 | 0 | 0 | 0 | 0
2015-07-04 | 03 | 0 | 0 | 0 | 0 | 0 | 0
2015-07-04 | 04 | 0 | 0 | 0 | 0 | 0 | 0
2015-07-04 | 05 | 0 | 0 | 0 | 0 | 0 | 0
2015-07-04 | 06 | 0 | 0 | 0 | 0 | 0 | 0
2015-07-04 | 07 | 75.712 | 30.1163 | 15.2881 | 1.286 | 15.8227 | 138.2253
2015-07-04 | 08 | 877.3649 | 348.9939 | 177.1612 | 14.9056 | 183.3527 | 1601.7783
2015-07-04 | 09 | 2400.5054 | 954.8602 | 484.7201 | 40.7822 | 501.6615 | 4382.5294
2015-07-04 | 10 | 5188.4765 | 2063.845 | 1047.6794 | 88.1475 | 1084.2957 | 9472.4442
2015-07-04 | 11 | 6635.9058 | 2639.5959 | 1339.951 | 112.7381 | 1386.7818 | 12114.9726
2015-07-04 | 12 | 8190.2217 | 3257.8638 | 1653.805 | 139.1441 | 1711.605 | 14952.6398
2015-07-04 | 13 | 10118.6431 | 4024.9413 | 2043.2002 | 171.9057 | 2114.6087 | 18473.299
2015-07-04 | 14 | 11735.3099 | 4668.0104 | 2369.6444 | 199.3717 | 2452.4625 | 21424.7991
2015-07-04 | 15 | 12688.3861 | 5047.1198 | 2562.0938 | 215.5634 | 2651.6379 | 23164.8009
2015-07-04 | 16 | 12198.4868 | 4852.2505 | 2463.1708 | 207.241 | 2549.2579 | 22270.4071
2015-07-04 | 17 | 9962.7658 | 3962.9372 | 2011.7248 | 169.2579 | 2082.0334 | 18188.719
2015-07-04 | 18 | 7067.9072 | 2811.4353 | 1427.1823 | 120.0769 | 1477.062 | 12903.6638
2015-07-04 | 19 | 3785.5838 | 1505.8098 | 764.4016 | 64.3135 | 791.1171 | 6911.2259
2015-07-04 | 20 | 1189.1185 | 473.0012 | 240.1123 | 20.202 | 248.5035 | 2170.9374
2015-07-04 | 21 | 218.2281 | 86.8054 | 44.0657 | 3.7077 | 45.6059 | 398.4128
2015-07-04 | 22 | 13.3611 | 5.3142 | 2.6979 | 0.22695 | 2.7923 | 24.3925
2015-07-04 | 23 | 0 | 0 | 0 | 0 | 0 | 0
2015-07-04 | 24 | 0 | 0 | 0 | 0 | 0 | 0
2015-07-05 | 01 | 0 | 0 | 0 | 0 | 0 | 0
2015-07-05 | 02 | 0 | 0 | 0 | 0 | 0 | 0
2015-07-05 | 03 | 0 | 0 | 0 | 0 | 0 | 0
2015-07-05 | 04 | 0 | 0 | 0 | 0 | 0 | 0
2015-07-05 | 05 | 0 | 0 | 0 | 0 | 0 | 0
2015-07-05 | 06 | 0 | 0 | 0 | 0 | 0 | 0
2015-07-05 | 07 | 17.8143 | 7.0864 | 3.5972 | 0.3026 | 3.723 | 32.5236
2015-07-05 | 08 | 418.6411 | 166.5252 | 84.5342 | 7.112 | 87.4879 | 764.3004
2015-07-05 | 09 | 1002.0667 | 398.5965 | 202.3416 | 17.0238 | 209.4136 | 1829.4422
2015-07-05 | 10 | 1540.9556 | 612.9529 | 311.1561 | 26.1791 | 322.031 | 2813.2747
2015-07-05 | 11 | 3839.0275 | 1527.0684 | 775.1932 | 65.2213 | 802.2853 | 7008.7957
2015-07-05 | 12 | 5843.1601 | 2324.2613 | 1179.8756 | 99.2698 | 1221.1126 | 10667.6793
2015-07-05 | 13 | 10996.008 | 4373.9343 | 2220.3615 | 186.8113 | 2297.9623 | 20075.0773
2015-07-05 | 14 | 13205.0067 | 5252.6183 | 2666.4117 | 224.3405 | 2759.6023 | 24107.9796
2015-07-05 | 15 | 14438.6619 | 5743.3353 | 2915.517 | 245.2989 | 3017.4133 | 26360.2263
2015-07-05 | 16 | 12470.1587 | 4960.3144 | 2518.0281 | 211.8557 | 2606.032 | 22766.3889
2015-07-05 | 17 | 10287.8806 | 4092.2595 | 2077.3728 | 174.7812 | 2149.9764 | 18782.2706
2015-07-05 | 18 | 8105.6034 | 3224.2047 | 1636.7183 | 137.7068 | 1693.9208 | 14798.1541
2015-07-05 | 19 | 4925.7126 | 1959.3239 | 994.6207 | 83.6833 | 1029.3831 | 8992.7237
2015-07-05 | 20 | 2364.8768 | 940.6882 | 477.5257 | 40.177 | 494.2155 | 4317.4832
2015-07-05 | 21 | 547.7961 | 217.8992 | 110.6131 | 9.3066 | 114.4797 | 1000.0947
2015-07-05 | 22 | 26.7215 | 10.6293 | 5.3958 | 0.4539 | 5.5845 | 48.7849
2015-07-05 | 23 | 0 | 0 | 0 | 0 | 0 | 0
2015-07-05 | 24 | 0 | 0 | 0 | 0 | 0 | 0
2015-07-06 | 01 | 0 | 0 | 0 | 0 | 0 | 0
2015-07-06 | 02 | 0 | 0 | 0 | 0 | 0 | 0
2015-07-06 | 03 | 0 | 0 | 0 | 0 | 0 | 0
2015-07-06 | 04 | 0 | 0 | 0 | 0 | 0 | 0
2015-07-06 | 05 | 0 | 0 | 0 | 0 | 0 | 0
2015-07-06 | 06 | 0 | 0 | 0 | 0 | 0 | 0
2015-07-06 | 07 | 124.7018 | 49.6034 | 25.1804 | 2.1182 | 26.0602 | 227.664
2015-07-06 | 08 | 810.56 | 322.4203 | 163.6718 | 13.7708 | 169.3922 | 1479.8152
2015-07-06 | 09 | 2440.588 | 970.8046 | 492.8138 | 41.463 | 510.0374 | 4455.7068
2015-07-06 | 10 | 4925.7126 | 1959.3239 | 994.6207 | 83.6833 | 1029.3831 | 8992.7237
2015-07-06 | 11 | 7637.9716 | 3038.1924 | 1542.2919 | 129.7619 | 1596.1946 | 13944.4123
2015-07-06 | 12 | 9379.3403 | 3730.865 | 1893.9165 | 159.3461 | 1960.1085 | 17123.5764
2015-07-06 | 13 | 9633.1971 | 3831.8434 | 1945.1766 | 163.659 | 2013.1604 | 17587.0364
2015-07-06 | 14 | 9535.2175 | 3792.8691 | 1925.3919 | 161.9938 | 1992.6839 | 17408.1564
2015-07-06 | 15 | 7918.5507 | 3149.8 | 1598.9478 | 134.5286 | 1654.8302 | 14456.6572
2015-07-06 | 16 | 6194.9963 | 2464.2137 | 1250.9204 | 105.247 | 1294.6392 | 11310.0167
2015-07-06 | 17 | 4752.0211 | 1890.2342 | 959.5489 | 80.7322 | 993.0847 | 8675.621
2015-07-06 | 18 | 4925.7126 | 1959.3239 | 994.6207 | 83.6833 | 1029.3831 | 8992.7237
2015-07-06 | 19 | 4155.2352 | 1652.848 | 839.0426 | 70.5934 | 868.3668 | 7586.086
2015-07-06 | 20 | 2333.7013 | 928.2876 | 471.2306 | 39.6474 | 487.7002 | 4260.5672
2015-07-06 | 21 | 556.7033 | 221.4428 | 112.4116 | 9.458 | 116.3404 | 1016.3561
2015-07-06 | 22 | 40.0826 | 15.9435 | 8.0937 | 0.68085 | 8.3767 | 73.1774
2015-07-06 | 23 | 0 | 0 | 0 | 0 | 0 | 0
2015-07-06 | 24 | 0 | 0 | 0 | 0 | 0 | 0
2015-07-07 | 01 | 0 | 0 | 0 | 0 | 0 | 0
2015-07-07 | 02 | 0 | 0 | 0 | 0 | 0 | 0
2015-07-07 | 03 | 0 | 0 | 0 | 0 | 0 | 0
2015-07-07 | 04 | 0 | 0 | 0 | 0 | 0 | 0
2015-07-07 | 05 | 0 | 0 | 0 | 0 | 0 | 0
2015-07-07 | 06 | 0 | 0 | 0 | 0 | 0 | 0
2015-07-07 | 07 | 129.1549 | 51.3749 | 26.0797 | 2.1938 | 26.9909 | 235.7942
2015-07-07 | 08 | 948.623 | 377.338 | 191.55 | 16.116 | 198.2447 | 1731.8716
2015-07-07 | 09 | 2792.4251 | 1110.7562 | 563.8586 | 47.4411 | 583.5649 | 5098.0459
2015-07-07 | 10 | 5700.644 | 2267.5722 | 1151.0989 | 96.8481 | 1191.3294 | 10407.4927
2015-07-07 | 11 | 8234.7583 | 3275.5787 | 1662.798 | 139.9006 | 1720.9117 | 15033.9474
2015-07-07 | 12 | 10002.8484 | 3978.8806 | 2019.8184 | 169.9388 | 2090.4101 | 18261.8964
2015-07-07 | 13 | 10212.1694 | 4062.1432 | 2062.0856 | 173.4952 | 2134.1545 | 18644.0479
2015-07-07 | 14 | 11178.6067 | 4446.5676 | 2257.2319 | 189.9138 | 2336.1221 | 20408.4422
2015-07-07 | 15 | 7139.1653 | 2839.7803 | 1441.5711 | 121.2874 | 1491.9532 | 13033.7572
2015-07-07 | 16 | 5313.1783 | 2113.4485 | 1072.8598 | 90.2657 | 1110.3558 | 9700.1082
2015-07-07 | 17 | 5477.9627 | 2178.9954 | 1106.1339 | 93.0657 | 1144.7928 | 10000.9504
2015-07-07 | 18 | 6377.595 | 2536.8463 | 1287.7916 | 108.3495 | 1332.7992 | 11643.3816
2015-07-07 | 19 | 4177.5035 | 1661.7049 | 843.5391 | 70.9716 | 873.0206 | 7626.7397
2015-07-07 | 20 | 2324.7942 | 924.7447 | 469.4321 | 39.4961 | 485.8388 | 4244.3059
2015-07-07 | 21 | 556.7033 | 221.4428 | 112.4116 | 9.458 | 116.3404 | 1016.3561
2015-07-07 | 22 | 31.1754 | 12.4007 | 6.2951 | 0.52955 | 6.5152 | 56.916
2015-07-07 | 23 | 0 | 0 | 0 | 0 | 0 | 0
2015-07-07 | 24 | 0 | 0 | 0 | 0 | 0 | 0
2015-07-08 | 01 | 0 | 0 | 0 | 0 | 0 | 0
2015-07-08 | 02 | 0 | 0 | 0 | 0 | 0 | 0
2015-07-08 | 03 | 0 | 0 | 0 | 0 | 0 | 0
2015-07-08 | 04 | 0 | 0 | 0 | 0 | 0 | 0
2015-07-08 | 05 | 0 | 0 | 0 | 0 | 0 | 0
2015-07-08 | 06 | 0 | 0 | 0 | 0 | 0 | 0
2015-07-08 | 07 | 164.7844 | 65.5469 | 33.2741 | 2.7999 | 34.4369 | 300.8422
2015-07-08 | 08 | 993.1587 | 395.0537 | 200.543 | 16.8725 | 207.5521 | 1813.18
2015-07-08 | 09 | 3064.0961 | 1218.8201 | 618.7158 | 52.0557 | 640.339 | 5594.0268
2015-07-08 | 10 | 3255.602 | 1294.9963 | 657.3849 | 55.3095 | 680.3604 | 5943.653
2015-07-08 | 11 | 2543.0215 | 1011.5501 | 513.4977 | 43.2038 | 531.4447 | 4642.7178
2015-07-08 | 12 | 3242.2408 | 1289.682 | 654.687 | 55.0825 | 677.5681 | 5919.2606
2015-07-08 | 13 | 6569.1017 | 2613.0224 | 1326.4615 | 111.6024 | 1372.8206 | 11993.0087
2015-07-08 | 14 | 10381.407 | 4129.4615 | 2096.2581 | 176.3699 | 2169.5221 | 18953.0187
2015-07-08 | 15 | 8938.4317 | 3555.4829 | 1804.8866 | 151.855 | 1867.9668 | 16318.623
2015-07-08 | 16 | 12122.7756 | 4822.1341 | 2447.8827 | 205.9541 | 2533.436 | 22132.1827
2015-07-08 | 17 | 10889.1205 | 4331.4172 | 2198.7783 | 184.9957 | 2275.6242 | 19879.936
2015-07-08 | 18 | 8880.5339 | 3532.4529 | 1793.1957 | 150.8716 | 1855.8671 | 16212.9212
2015-07-08 | 19 | 5460.1476 | 2171.909 | 1102.5367 | 92.763 | 1141.0697 | 9968.426
2015-07-08 | 20 | 2280.2576 | 907.029 | 460.439 | 38.7396 | 476.5312 | 4162.9965
2015-07-08 | 21 | 400.8268 | 159.4387 | 80.937 | 6.8093 | 83.7649 | 731.7769
2015-07-08 | 22 | 31.1754 | 12.4007 | 6.2951 | 0.52955 | 6.5152 | 56.916
2015-07-08 | 23 | 0 | 0 | 0 | 0 | 0 | 0
2015-07-08 | 24 | 0 | 0 | 0 | 0 | 0 | 0
2015-07-09 | 01 | 0 | 0 | 0 | 0 | 0 | 0
2015-07-09 | 02 | 0 | 0 | 0 | 0 | 0 | 0
2015-07-09 | 03 | 0 | 0 | 0 | 0 | 0 | 0
2015-07-09 | 04 | 0 | 0 | 0 | 0 | 0 | 0
2015-07-09 | 05 | 0 | 0 | 0 | 0 | 0 | 0
2015-07-09 | 06 | 0 | 0 | 0 | 0 | 0 | 0
2015-07-09 | 07 | 97.9795 | 38.9742 | 19.7846 | 1.6643 | 20.4756 | 178.8782
2015-07-09 | 08 | 837.2823 | 333.0495 | 169.0675 | 14.2247 | 174.9767 | 1528.6009
2015-07-09 | 09 | 2939.3944 | 1169.2166 | 593.5354 | 49.9375 | 614.2789 | 5366.3628
2015-07-09 | 10 | 6097.0168 | 2425.2395 | 1231.1357 | 103.5827 | 1274.1636 | 11131.1385
2015-07-09 | 11 | 9757.8988 | 3881.4459 | 1970.3569 | 165.7772 | 2039.2206 | 17814.6995
2015-07-09 | 12 | 12550.3239 | 4992.2022 | 2534.2155 | 213.2182 | 2622.7855 | 22912.7454
2015-07-09 | 13 | 13917.5872 | 5536.0653 | 2810.2989 | 236.4462 | 2908.5181 | 25408.9157
2015-07-09 | 14 | 12585.9525 | 5006.3742 | 2541.4099 | 213.8234 | 2630.2315 | 22977.7916
2015-07-09 | 15 | 10020.6627 | 3985.967 | 2023.4156 | 170.2414 | 2094.1331 | 18294.4199
2015-07-09 | 16 | 5776.3552 | 2297.6885 | 1166.387 | 98.1351 | 1207.1513 | 10545.7171
2015-07-09 | 17 | 4916.8054 | 1955.7811 | 992.8221 | 83.532 | 1027.5216 | 8976.4624
2015-07-09 | 18 | 5224.1059 | 2078.0171 | 1054.8738 | 88.7528 | 1091.7417 | 9537.4913
2015-07-09 | 19 | 3705.4186 | 1473.9221 | 748.2142 | 62.9519 | 774.3636 | 6764.8703
2015-07-09 | 20 | 2191.1852 | 871.5985 | 442.4539 | 37.2257 | 457.9171 | 4000.3805
2015-07-09 | 21 | 752.6631 | 299.3904 | 151.9808 | 12.7874 | 157.2925 | 1374.1143
2015-07-09 | 22 | 66.8041 | 26.5727 | 13.4895 | 1.1347 | 13.9612 | 121.9623
2015-07-09 | 23 | 0 | 0 | 0 | 0 | 0 | 0
2015-07-09 | 24 | 0 | 0 | 0 | 0 | 0 | 0
2015-07-10 | 01 | 0 | 0 | 0 | 0 | 0 | 0
2015-07-10 | 02 | 0 | 0 | 0 | 0 | 0 | 0
2015-07-10 | 03 | 0 | 0 | 0 | 0 | 0 | 0
2015-07-10 | 04 | 0 | 0 | 0 | 0 | 0 | 0
2015-07-10 | 05 | 0 | 0 | 0 | 0 | 0 | 0
2015-07-10 | 06 | 0 | 0 | 0 | 0 | 0 | 0
2015-07-10 | 07 | 120.2478 | 47.8312 | 24.2811 | 2.0425 | 25.1294 | 219.532
2015-07-10 | 08 | 886.272 | 352.5367 | 178.9598 | 15.0569 | 185.2141 | 1618.0396
2015-07-10 | 09 | 2926.0332 | 1163.9025 | 590.8375 | 49.7105 | 611.4866 | 5341.9704
2015-07-10 | 10 | 5941.1396 | 2363.2355 | 1199.6602 | 100.9341 | 1241.5882 | 10846.5576
2015-07-10 | 11 | 7842.8387 | 3119.6836 | 1583.6596 | 133.2426 | 1639.0082 | 14318.4327
2015-07-10 | 12 | 11842.1966 | 4710.5274 | 2391.2276 | 201.1874 | 2474.7996 | 21619.9387
2015-07-10 | 13 | 11178.6067 | 4446.5676 | 2257.2319 | 189.9138 | 2336.1221 | 20408.4422
2015-07-10 | 14 | 5981.2222 | 2379.1797 | 1207.754 | 101.6149 | 1249.965 | 10919.7358
2015-07-10 | 15 | 9927.1372 | 3948.7642 | 2004.5303 | 168.6527 | 2074.5882 | 18123.6728
2015-07-10 | 16 | 12496.8802 | 4970.9437 | 2523.4239 | 212.3104 | 2611.6165 | 22815.1747
2015-07-10 | 17 | 11116.2558 | 4421.7663 | 2244.6426 | 188.8547 | 2323.0916 | 20294.6111
2015-07-10 | 18 | 8457.4397 | 3364.1564 | 1707.7631 | 143.684 | 1767.4484 | 15440.4914
2015-07-10 | 19 | 5037.0532 | 2003.6123 | 1017.1032 | 85.5746 | 1052.651 | 9195.9944
2015-07-10 | 20 | 1995.2254 | 793.6501 | 402.8847 | 33.8971 | 416.9649 | 3642.6223
2015-07-10 | 21 | 378.5585 | 150.5809 | 76.4405 | 6.4311 | 79.112 | 691.1231
2015-07-10 | 22 | 13.3611 | 5.3142 | 2.6979 | 0.22695 | 2.7923 | 24.3925
2015-07-10 | 23 | 0 | 0 | 0 | 0 | 0 | 0
2015-07-10 | 24 | 0 | 0 | 0 | 0 | 0 | 0
2015-07-11 | 01 | 0 | 0 | 0 | 0 | 0 | 0
2015-07-11 | 02 | 0 | 0 | 0 | 0 | 0 | 0
2015-07-11 | 03 | 0 | 0 | 0 | 0 | 0 | 0
2015-07-11 | 04 | 0 | 0 | 0 | 0 | 0 | 0
2015-07-11 | 05 | 0 | 0 | 0 | 0 | 0 | 0
2015-07-11 | 06 | 0 | 0 | 0 | 0 | 0 | 0
2015-07-11 | 07 | 142.5161 | 56.689 | 28.7776 | 2.4208 | 29.7831 | 260.1867
2015-07-11 | 08 | 984.2515 | 391.5109 | 198.7445 | 16.7212 | 205.6907 | 1796.9187
2015-07-11 | 09 | 3077.4573 | 1224.1352 | 621.4138 | 52.2826 | 643.1313 | 5618.4201
2015-07-11 | 10 | 6043.5731 | 2403.9811 | 1220.3442 | 102.6749 | 1262.9946 | 11033.5678
2015-07-11 | 11 | 9686.6408 | 3853.1018 | 1955.9682 | 164.5668 | 2024.3285 | 17684.6061
2015-07-11 | 12 | 12572.5922 | 5001.06 | 2538.712 | 213.5965 | 2627.4392 | 22953.4
2015-07-11 | 13 | 13988.8453 | 5564.4102 | 2824.6877 | 237.6574 | 2923.4101 | 25539.0108
2015-07-11 | 14 | 14180.352 | 5640.5864 | 2863.3576 | 240.9104 | 2963.4307 | 25888.637
2015-07-11 | 15 | 13454.4103 | 5351.8252 | 2716.7725 | 228.5778 | 2811.7227 | 24563.3085
2015-07-11 | 16 | 10270.0664 | 4085.1731 | 2073.7756 | 174.4786 | 2146.2534 | 18749.7471
2015-07-11 | 17 | 9236.8242 | 3674.176 | 1865.1397 | 156.9244 | 1930.3253 | 16863.3897
2015-07-11 | 18 | 7370.7546 | 2931.8999 | 1488.3347 | 125.222 | 1540.3513 | 13456.5625
2015-07-11 | 19 | 5094.9501 | 2026.6431 | 1028.7941 | 86.558 | 1064.7499 | 9301.6954
2015-07-11 | 20 | 2151.1026 | 855.6542 | 434.3602 | 36.5449 | 449.5403 | 3927.2023
2015-07-11 | 21 | 409.734 | 162.9815 | 82.7356 | 6.9607 | 85.6264 | 748.0382
2015-07-11 | 22 | 22.2683 | 8.8578 | 4.4965 | 0.37825 | 4.6537 | 40.6546
2015-07-11 | 23 | 0 | 0 | 0 | 0 | 0 | 0
2015-07-11 | 24 | 0 | 0 | 0 | 0 | 0 | 0
2015-07-12 | 01 | 0 | 0 | 0 | 0 | 0 | 0
2015-07-12 | 02 | 0 | 0 | 0 | 0 | 0 | 0
2015-07-12 | 03 | 0 | 0 | 0 | 0 | 0 | 0
2015-07-12 | 04 | 0 | 0 | 0 | 0 | 0 | 0
2015-07-12 | 05 | 0 | 0 | 0 | 0 | 0 | 0
2015-07-12 | 06 | 0 | 0 | 0 | 0 | 0 | 0
2015-07-12 | 07 | 93.5264 | 37.202 | 18.8853 | 1.5886 | 19.5449 | 170.7471
2015-07-12 | 08 | 810.56 | 322.4203 | 163.6718 | 13.7708 | 169.3922 | 1479.8152
2015-07-12 | 09 | 2934.9412 | 1167.4452 | 592.6362 | 49.8618 | 613.3481 | 5358.2325
2015-07-12 | 10 | 6177.1821 | 2457.1273 | 1247.3231 | 104.9444 | 1290.9171 | 11277.494
2015-07-12 | 11 | 9953.8587 | 3959.3935 | 2009.9262 | 169.1067 | 2080.1718 | 18172.4568
2015-07-12 | 12 | 12942.2428 | 5148.0981 | 2613.353 | 219.8763 | 2704.689 | 23628.2592
2015-07-12 | 13 | 14768.2306 | 5874.4299 | 2982.0644 | 250.8979 | 3086.2871 | 26961.9099
2015-07-12 | 14 | 15480.8111 | 6157.876 | 3125.9524 | 263.0044 | 3235.2029 | 28262.8468
2015-07-12 | 15 | 15391.7388 | 6122.4455 | 3107.9664 | 261.4906 | 3216.5887 | 28100.2299
2015-07-12 | 16 | 14572.2708 | 5796.4815 | 2942.496 | 247.5693 | 3045.3349 | 26604.1525
2015-07-12 | 17 | 12608.2208 | 5015.232 | 2545.9064 | 214.2017 | 2634.8852 | 23018.4463
2015-07-12 | 18 | 9455.0523 | 3760.9814 | 1909.2045 | 160.6321 | 1975.9312 | 17261.8017
2015-07-12 | 19 | 5883.2427 | 2340.2056 | 1187.9694 | 99.9506 | 1229.4885 | 10740.8567
2015-07-12 | 20 | 2645.455 | 1052.2949 | 534.1816 | 44.9438 | 552.851 | 4829.7263
2015-07-12 | 21 | 605.693 | 240.9299 | 122.304 | 10.2901 | 126.5786 | 1105.7956
2015-07-12 | 22 | 26.7215 | 10.6293 | 5.3958 | 0.4539 | 5.5845 | 48.7849
2015-07-12 | 23 | 0 | 0 | 0 | 0 | 0 | 0
2015-07-12 | 24 | 0 | 0 | 0 | 0 | 0 | 0
2015-07-13 | 01 | 0 | 0 | 0 | 0 | 0 | 0
2015-07-13 | 02 | 0 | 0 | 0 | 0 | 0 | 0
2015-07-13 | 03 | 0 | 0 | 0 | 0 | 0 | 0
2015-07-13 | 04 | 0 | 0 | 0 | 0 | 0 | 0
2015-07-13 | 05 | 0 | 0 | 0 | 0 | 0 | 0
2015-07-13 | 06 | 0 | 0 | 0 | 0 | 0 | 0
2015-07-13 | 07 | 84.6192 | 33.6591 | 17.0867 | 1.4373 | 17.6834 | 154.4858
2015-07-13 | 08 | 783.8385 | 311.791 | 158.2759 | 13.317 | 163.8077 | 1431.0302
2015-07-13 | 09 | 2961.6627 | 1178.0745 | 598.0319 | 50.3158 | 618.9326 | 5407.0175
2015-07-13 | 10 | 5981.2222 | 2379.1797 | 1207.754 | 101.6149 | 1249.965 | 10919.7358
2015-07-13 | 11 | 9633.1971 | 3831.8434 | 1945.1766 | 163.659 | 2013.1604 | 17587.0364
2015-07-13 | 12 | 12345.4569 | 4910.7109 | 2492.8477 | 209.7375 | 2579.9718 | 22538.7249
2015-07-13 | 13 | 13427.6889 | 5341.196 | 2711.3767 | 228.1238 | 2806.1381 | 24514.5236
2015-07-13 | 14 | 13592.4724 | 5406.7429 | 2744.6508 | 230.9229 | 2840.575 | 24815.3641
2015-07-13 | 15 | 13396.5134 | 5328.7954 | 2705.0817 | 227.5943 | 2799.6229 | 24457.6076
2015-07-13 | 16 | 12973.4182 | 5160.4987 | 2619.6481 | 220.4058 | 2711.2042 | 23685.1752
2015-07-13 | 17 | 10497.2016 | 4175.5221 | 2119.6399 | 178.3376 | 2193.7208 | 19164.4221
2015-07-13 | 18 | 7410.8372 | 2947.8442 | 1496.4284 | 125.9029 | 1548.728 | 13529.7407
2015-07-13 | 19 | 4694.1241 | 1867.2043 | 947.8579 | 79.7487 | 980.985 | 8569.9201
2015-07-13 | 20 | 2200.0924 | 875.1413 | 444.2525 | 37.377 | 459.7786 | 4016.6418
2015-07-13 | 21 | 654.6836 | 260.4162 | 132.1962 | 11.1223 | 136.8169 | 1195.2351
2015-07-13 | 22 | 31.1754 | 12.4007 | 6.2951 | 0.52955 | 6.5152 | 56.916
2015-07-13 | 23 | 0 | 0 | 0 | 0 | 0 | 0
2015-07-13 | 24 | 0 | 0 | 0 | 0 | 0 | 0
2015-07-14 | 01 | 0 | 0 | 0 | 0 | 0 | 0
2015-07-14 | 02 | 0 | 0 | 0 | 0 | 0 | 0
2015-07-14 | 03 | 0 | 0 | 0 | 0 | 0 | 0
2015-07-14 | 04 | 0 | 0 | 0 | 0 | 0 | 0
2015-07-14 | 05 | 0 | 0 | 0 | 0 | 0 | 0
2015-07-14 | 06 | 0 | 0 | 0 | 0 | 0 | 0
2015-07-14 | 07 | 106.8866 | 42.517 | 21.5832 | 1.8156 | 22.3371 | 195.1396
2015-07-14 | 08 | 988.7056 | 393.2822 | 199.6437 | 16.7968 | 206.6214 | 1805.0498
2015-07-14 | 09 | 3010.6524 | 1197.5616 | 607.9243 | 51.1479 | 629.1708 | 5496.457
2015-07-14 | 10 | 5999.0373 | 2386.2654 | 1211.3511 | 101.9176 | 1253.688 | 10952.2594
2015-07-14 | 11 | 9441.6912 | 3755.6663 | 1906.5067 | 160.4052 | 1973.139 | 17237.4084
2015-07-14 | 12 | 12283.1061 | 4885.9096 | 2480.2575 | 208.6784 | 2566.9422 | 22424.8938
2015-07-14 | 13 | 14069.0113 | 5596.298 | 2840.8751 | 239.0191 | 2940.1627 | 25685.3663
2015-07-14 | 14 | 13525.6683 | 5380.1694 | 2731.1613 | 229.7882 | 2826.6146 | 24693.4019
2015-07-14 | 15 | 12826.449 | 5102.0374 | 2589.9721 | 217.9094 | 2680.4903 | 23416.8582
2015-07-14 | 16 | 13245.0901 | 5268.5626 | 2674.5054 | 225.0213 | 2767.9783 | 24181.1578
2015-07-14 | 17 | 10630.8097 | 4228.6684 | 2146.6189 | 180.6072 | 2221.6424 | 19408.3466
2015-07-14 | 18 | 7143.6193 | 2841.5517 | 1442.4704 | 121.363 | 1492.8839 | 13041.8883
2015-07-14 | 19 | 4925.7126 | 1959.3239 | 994.6207 | 83.6833 | 1029.3831 | 8992.7237
2015-07-14 | 20 | 2449.4951 | 974.3473 | 494.6125 | 41.6143 | 511.8989 | 4471.9681
2015-07-14 | 21 | 538.8889 | 214.3564 | 108.8144 | 9.1554 | 112.6182 | 983.8333
2015-07-14 | 22 | 40.0826 | 15.9435 | 8.0937 | 0.68085 | 8.3767 | 73.1774
2015-07-14 | 23 | 0 | 0 | 0 | 0 | 0 | 0
2015-07-14 | 24 | 0 | 0 | 0 | 0 | 0 | 0
2015-07-15 | 01 | 0 | 0 | 0 | 0 | 0 | 0
2015-07-15 | 02 | 0 | 0 | 0 | 0 | 0 | 0
2015-07-15 | 03 | 0 | 0 | 0 | 0 | 0 | 0
2015-07-15 | 04 | 0 | 0 | 0 | 0 | 0 | 0
2015-07-15 | 05 | 0 | 0 | 0 | 0 | 0 | 0
2015-07-15 | 06 | 0 | 0 | 0 | 0 | 0 | 0
2015-07-15 | 07 | 160.3304 | 63.7755 | 32.3748 | 2.7243 | 33.5061 | 292.7111
2015-07-15 | 08 | 850.6426 | 338.3646 | 171.7654 | 14.4517 | 177.769 | 1552.9933
2015-07-15 | 09 | 2618.7335 | 1041.6656 | 528.7858 | 44.4898 | 547.2665 | 4780.9414
2015-07-15 | 10 | 5491.323 | 2184.3096 | 1108.8318 | 93.2926 | 1147.585 | 10025.342
2015-07-15 | 11 | 8969.6071 | 3567.8835 | 1811.1817 | 152.3854 | 1874.4821 | 16375.5398
2015-07-15 | 12 | 11984.7127 | 4767.2165 | 2420.0053 | 203.609 | 2504.5837 | 21880.1271
2015-07-15 | 13 | 13311.8942 | 5295.1353 | 2687.995 | 226.1561 | 2781.9395 | 24303.1201
2015-07-15 | 14 | 13859.6903 | 5513.0354 | 2798.608 | 235.4627 | 2896.4192 | 25303.2156
2015-07-15 | 15 | 14193.7123 | 5645.9006 | 2866.0555 | 241.1373 | 2966.2229 | 25913.0286
2015-07-15 | 16 | 13681.5456 | 5442.1734 | 2762.6368 | 232.4367 | 2859.1901 | 24977.9827
2015-07-15 | 17 | 12189.5797 | 4848.7077 | 2461.3722 | 207.0897 | 2547.3964 | 22254.1458
2015-07-15 | 18 | 9232.371 | 3672.4046 | 1864.2404 | 156.8488 | 1929.3946 | 16855.2595
2015-07-15 | 19 | 5348.8069 | 2127.6206 | 1080.0542 | 90.8709 | 1117.8018 | 9765.1544
2015-07-15 | 20 | 2168.9169 | 862.7406 | 437.9574 | 36.8475 | 453.2633 | 3959.7259
2015-07-15 | 21 | 432.0023 | 171.8394 | 87.2321 | 7.3389 | 90.2802 | 788.6929
2015-07-15 | 22 | 13.3611 | 5.3142 | 2.6979 | 0.22695 | 2.7923 | 24.3925
2015-07-15 | 23 | 0 | 0 | 0 | 0 | 0 | 0
2015-07-15 | 24 | 0 | 0 | 0 | 0 | 0 | 0
2015-07-16 | 01 | 0 | 0 | 0 | 0 | 0 | 0
2015-07-16 | 02 | 0 | 0 | 0 | 0 | 0 | 0
2015-07-16 | 03 | 0 | 0 | 0 | 0 | 0 | 0
2015-07-16 | 04 | 0 | 0 | 0 | 0 | 0 | 0
2015-07-16 | 05 | 0 | 0 | 0 | 0 | 0 | 0
2015-07-16 | 06 | 0 | 0 | 0 | 0 | 0 | 0
2015-07-16 | 07 | 129.1549 | 51.3749 | 26.0797 | 2.1938 | 26.9909 | 235.7942
2015-07-16 | 08 | 917.4475 | 364.9373 | 185.255 | 15.5864 | 191.7294 | 1674.9556
2015-07-16 | 09 | 2966.1166 | 1179.8459 | 598.9312 | 50.3914 | 619.8633 | 5415.1485
2015-07-16 | 10 | 6105.924 | 2428.7823 | 1232.9343 | 103.734 | 1276.0251 | 11147.3998
2015-07-16 | 11 | 8871.6268 | 3528.9093 | 1791.3971 | 150.7203 | 1854.0055 | 16196.6591
2015-07-16 | 12 | 12091.6002 | 4809.7335 | 2441.5876 | 205.4246 | 2526.9208 | 22075.2667
2015-07-16 | 13 | 14460.9302 | 5752.1931 | 2920.0135 | 245.6772 | 3022.0671 | 26400.881
2015-07-16 | 14 | 14968.6437 | 5954.1489 | 3022.5328 | 254.303 | 3128.1692 | 27327.7975
2015-07-16 | 15 | 14590.0851 | 5803.5679 | 2946.0932 | 247.8719 | 3049.0579 | 26636.6761
2015-07-16 | 16 | 13035.7692 | 5185.3 | 2632.2384 | 221.465 | 2724.2347 | 23799.0072
2015-07-16 | 17 | 11142.9772 | 4432.3955 | 2250.0376 | 189.3086 | 2328.6762 | 20343.3951
2015-07-16 | 18 | 8306.0164 | 3303.9237 | 1677.1869 | 141.1111 | 1735.8037 | 15164.0417
2015-07-16 | 19 | 5103.8573 | 2030.1859 | 1030.5927 | 86.7094 | 1066.6114 | 9317.9567
2015-07-16 | 20 | 1870.5236 | 744.0475 | 377.7043 | 31.7781 | 390.9048 | 3414.9583
2015-07-16 | 21 | 289.4862 | 115.1504 | 58.4545 | 4.9181 | 60.4971 | 528.5062
2015-07-16 | 22 | 13.3611 | 5.3142 | 2.6979 | 0.22695 | 2.7923 | 24.3925
2015-07-16 | 23 | 0 | 0 | 0 | 0 | 0 | 0
2015-07-16 | 24 | 0 | 0 | 0 | 0 | 0 | 0
2015-07-17 | 01 | 0 | 0 | 0 | 0 | 0 | 0
2015-07-17 | 02 | 0 | 0 | 0 | 0 | 0 | 0
2015-07-17 | 03 | 13.3611 | 5.3142 | 2.6979 | 0.22695 | 2.7923 | 24.3925
2015-07-17 | 04 | 0 | 0 | 0 | 0 | 0 | 0
2015-07-17 | 05 | 0 | 0 | 0 | 0 | 0 | 0
2015-07-17 | 06 | 0 | 0 | 0 | 0 | 0 | 0
2015-07-17 | 07 | 120.2478 | 47.8312 | 24.2811 | 2.0425 | 25.1294 | 219.532
2015-07-17 | 08 | 1010.9739 | 402.1401 | 204.1402 | 17.1751 | 211.2751 | 1845.7044
2015-07-17 | 09 | 2975.0238 | 1183.3895 | 600.7298 | 50.5427 | 621.7249 | 5431.4108
2015-07-17 | 10 | 5045.9604 | 2007.156 | 1018.9018 | 85.7259 | 1054.5125 | 9212.2566
2015-07-17 | 11 | 7330.672 | 2915.9564 | 1480.241 | 124.5412 | 1531.9746 | 13383.3852
2015-07-17 | 12 | 8773.6473 | 3489.9359 | 1771.6125 | 149.056 | 1833.5299 | 16017.7817
2015-07-17 | 13 | 12024.7953 | 4783.1608 | 2428.0981 | 204.2899 | 2512.9595 | 21953.3036
2015-07-17 | 14 | 11802.114 | 4694.5831 | 2383.1339 | 200.5065 | 2466.4237 | 21546.7613
2015-07-17 | 15 | 12657.2106 | 5034.7191 | 2555.7987 | 215.0339 | 2645.1226 | 23107.8849
2015-07-17 | 16 | 11588.3399 | 4609.5491 | 2339.9675 | 196.8744 | 2421.7486 | 21156.4796
2015-07-17 | 17 | 9539.6715 | 3794.6406 | 1926.2912 | 162.0703 | 1993.6146 | 17416.2883
2015-07-17 | 18 | 7134.7122 | 2838.0089 | 1440.6718 | 121.2117 | 1491.0224 | 13025.627
2015-07-17 | 19 | 3549.5413 | 1411.918 | 716.7387 | 60.3032 | 741.7882 | 6480.2895
2015-07-17 | 20 | 1460.7896 | 581.0651 | 294.9687 | 24.8174 | 305.2783 | 2666.9192
2015-07-17 | 21 | 213.7741 | 85.034 | 43.1664 | 3.632 | 44.6751 | 390.2817
2015-07-17 | 22 | 17.8143 | 7.0864 | 3.5972 | 0.3026 | 3.723 | 32.5236
2015-07-17 | 23 | 0 | 0 | 0 | 0 | 0 | 0
2015-07-17 | 24 | 0 | 0 | 0 | 0 | 0 | 0
2015-07-18 | 01 | 0 | 0 | 0 | 0 | 0 | 0
2015-07-18 | 02 | 0 | 0 | 0 | 0 | 0 | 0
2015-07-18 | 03 | 0 | 0 | 0 | 0 | 0 | 0
2015-07-18 | 04 | 0 | 0 | 0 | 0 | 0 | 0
2015-07-18 | 05 | 0 | 0 | 0 | 0 | 0 | 0
2015-07-18 | 06 | 0 | 0 | 0 | 0 | 0 | 0
2015-07-18 | 07 | 89.0724 | 35.4305 | 17.986 | 1.513 | 18.6141 | 162.616
2015-07-18 | 08 | 788.2926 | 313.5625 | 159.1752 | 13.3926 | 164.7385 | 1439.1614
2015-07-18 | 09 | 2819.1465 | 1121.3854 | 569.2544 | 47.895 | 589.1495 | 5146.8308
2015-07-18 | 10 | 5624.932 | 2237.4558 | 1135.8108 | 95.5621 | 1175.5067 | 10269.2674
2015-07-18 | 11 | 8733.5647 | 3473.9916 | 1763.5188 | 148.3751 | 1825.1531 | 15944.6034
2015-07-18 | 12 | 11606.155 | 4616.6356 | 2343.5648 | 197.1779 | 2425.4716 | 21189.0048
2015-07-18 | 13 | 13663.7305 | 5435.0878 | 2759.0397 | 232.1341 | 2855.467 | 24945.4591
2015-07-18 | 14 | 15226.9544 | 6056.8985 | 3074.6922 | 258.6916 | 3182.1518 | 27799.3885
2015-07-18 | 15 | 14839.4887 | 5902.774 | 2996.4531 | 252.1091 | 3101.1782 | 27092.0032
2015-07-18 | 16 | 13757.2568 | 5472.2898 | 2777.925 | 233.7228 | 2875.012 | 25116.2063
2015-07-18 | 17 | 10555.0986 | 4198.5521 | 2131.3308 | 179.3211 | 2205.8205 | 19270.123
2015-07-18 | 18 | 8181.3146 | 3254.321 | 1652.0065 | 138.9928 | 1709.7435 | 14936.3785
2015-07-18 | 19 | 4876.7229 | 1939.8377 | 984.7293 | 82.8512 | 1019.1449 | 8903.2859
2015-07-18 | 20 | 2320.3402 | 922.9725 | 468.5328 | 39.4205 | 484.908 | 4236.1739
2015-07-18 | 21 | 627.9613 | 249.787 | 126.8004 | 10.6684 | 131.2323 | 1146.4494
2015-07-18 | 22 | 44.5366 | 17.7157 | 8.993 | 0.7565 | 9.3075 | 81.3093
2015-07-18 | 23 | 0 | 0 | 0 | 0 | 0 | 0
2015-07-18 | 24 | 0 | 0 | 0 | 0 | 0 | 0
2015-07-19 | 01 | 0 | 0 | 0 | 0 | 0 | 0
2015-07-19 | 02 | 0 | 0 | 0 | 0 | 0 | 0
2015-07-19 | 03 | 0 | 0 | 0 | 0 | 0 | 0
2015-07-19 | 04 | 0 | 0 | 0 | 0 | 0 | 0
2015-07-19 | 05 | 0 | 0 | 0 | 0 | 0 | 0
2015-07-19 | 06 | 0 | 0 | 0 | 0 | 0 | 0
2015-07-19 | 07 | 84.6192 | 33.6591 | 17.0867 | 1.4373 | 17.6834 | 154.4858
2015-07-19 | 08 | 872.9109 | 347.2216 | 176.2619 | 14.8299 | 182.4219 | 1593.6463
2015-07-19 | 09 | 2836.9608 | 1128.4719 | 572.8515 | 48.1975 | 592.8724 | 5179.3543
2015-07-19 | 10 | 5838.7061 | 2322.4898 | 1178.9763 | 99.1941 | 1220.1818 | 10659.5482
2015-07-19 | 11 | 9570.847 | 3807.0412 | 1932.5863 | 162.5999 | 2000.1299 | 17473.2044
2015-07-19 | 12 | 12670.5717 | 5040.0342 | 2558.4966 | 215.2608 | 2647.9149 | 23132.2782
2015-07-19 | 13 | 14483.1984 | 5761.0509 | 2924.51 | 246.0554 | 3026.7208 | 26441.5356
2015-07-19 | 14 | 14772.6838 | 5876.2013 | 2982.9637 | 250.9735 | 3087.2178 | 26970.0401
2015-07-19 | 15 | 13957.6707 | 5552.0087 | 2818.3926 | 237.1279 | 2916.8949 | 25482.0947
2015-07-19 | 16 | 14135.8153 | 5622.8707 | 2854.3646 | 240.1539 | 2954.124 | 25807.3285
2015-07-19 | 17 | 12238.5694 | 4868.1948 | 2471.2645 | 207.9219 | 2557.6347 | 22343.5853
2015-07-19 | 18 | 8809.2759 | 3504.108 | 1778.8069 | 149.6612 | 1840.9759 | 16082.8279
2015-07-19 | 19 | 4533.7937 | 1803.4289 | 915.4831 | 77.0245 | 947.4788 | 8277.2091
2015-07-19 | 20 | 1670.1106 | 664.3277 | 337.2358 | 28.3739 | 349.0219 | 3049.0698
2015-07-19 | 21 | 374.1045 | 148.8095 | 75.5412 | 6.3555 | 78.1813 | 682.992
2015-07-19 | 22 | 22.2683 | 8.8578 | 4.4965 | 0.37825 | 4.6537 | 40.6546
2015-07-19 | 23 | 0 | 0 | 0 | 0 | 0 | 0
2015-07-19 | 24 | 13.3611 | 5.3142 | 2.6979 | 0.22695 | 2.7923 | 24.3925
2015-07-20 | 01 | 0 | 0 | 0 | 0 | 0 | 0
2015-07-20 | 02 | 0 | 0 | 0 | 0 | 0 | 0
2015-07-20 | 03 | 0 | 0 | 0 | 0 | 0 | 0
2015-07-20 | 04 | 0 | 0 | 0 | 0 | 0 | 0
2015-07-20 | 05 | 0 | 0 | 0 | 0 | 0 | 0
2015-07-20 | 06 | 0 | 0 | 0 | 0 | 0 | 0
2015-07-20 | 07 | 13.3611 | 5.3142 | 2.6979 | 0.22695 | 2.7923 | 24.3925
2015-07-20 | 08 | 173.6915 | 69.0897 | 35.0727 | 2.9512 | 36.2984 | 317.1035
2015-07-20 | 09 | 681.405 | 271.0455 | 137.5921 | 11.5762 | 142.4014 | 1244.02
2015-07-20 | 10 | 1389.5315 | 552.721 | 280.5799 | 23.607 | 290.3863 | 2536.8258
2015-07-20 | 11 | 3113.0859 | 1238.3072 | 628.6082 | 52.8887 | 650.5772 | 5683.4672
2015-07-20 | 12 | 6983.2889 | 2777.7762 | 1410.0956 | 118.6396 | 1459.3777 | 12749.178
2015-07-20 | 13 | 10612.9955 | 4221.5819 | 2143.0217 | 180.3045 | 2217.9194 | 19375.8231
2015-07-20 | 14 | 12902.1602 | 5132.1538 | 2605.2602 | 219.1954 | 2696.313 | 23555.0827
2015-07-20 | 15 | 13120.3883 | 5218.9592 | 2649.325 | 222.9031 | 2741.9181 | 23953.4939
2015-07-20 | 16 | 12879.8919 | 5123.2959 | 2600.7637 | 218.8172 | 2691.6593 | 23514.4281
2015-07-20 | 17 | 11205.3281 | 4457.1969 | 2262.6278 | 190.3677 | 2341.7058 | 20457.2262
2015-07-20 | 18 | 8301.5624 | 3302.1523 | 1676.2876 | 141.0354 | 1734.8729 | 15155.9106
2015-07-20 | 19 | 4898.9911 | 1948.6947 | 989.2249 | 83.2294 | 1023.7987 | 8943.9388
2015-07-20 | 20 | 1790.3584 | 712.1598 | 361.5169 | 30.4164 | 374.1521 | 3268.6036
2015-07-20 | 21 | 307.3005 | 122.2359 | 62.0517 | 5.2207 | 64.2201 | 561.0289
2015-07-20 | 22 | 17.8143 | 7.0864 | 3.5972 | 0.3026 | 3.723 | 32.5236
2015-07-20 | 23 | 0 | 0 | 0 | 0 | 0 | 0
2015-07-20 | 24 | 0 | 0 | 0 | 0 | 0 | 0
2015-07-21 | 01 | 0 | 0 | 0 | 0 | 0 | 0
2015-07-21 | 02 | 0 | 0 | 0 | 0 | 0 | 0
2015-07-21 | 03 | 0 | 0 | 0 | 0 | 0 | 0
2015-07-21 | 04 | 0 | 0 | 0 | 0 | 0 | 0
2015-07-21 | 05 | 0 | 0 | 0 | 0 | 0 | 0
2015-07-21 | 06 | 0 | 0 | 0 | 0 | 0 | 0
2015-07-21 | 07 | 89.0724 | 35.4305 | 17.986 | 1.513 | 18.6141 | 162.616
2015-07-21 | 08 | 806.1069 | 320.6489 | 162.7725 | 13.6952 | 168.4615 | 1471.6849
2015-07-21 | 09 | 2983.9309 | 1186.9324 | 602.5284 | 50.694 | 623.5863 | 5447.6721
2015-07-21 | 10 | 6021.3048 | 2395.1232 | 1215.8477 | 102.2966 | 1258.3417 | 10992.914
2015-07-21 | 11 | 8951.792 | 3560.797 | 1807.5845 | 152.0828 | 1870.759 | 16343.0154
2015-07-21 | 12 | 11686.3202 | 4648.5233 | 2359.7521 | 198.5396 | 2442.2242 | 21335.3596
2015-07-21 | 13 | 13766.1639 | 5475.8326 | 2779.7235 | 233.8741 | 2876.8734 | 25132.4676
2015-07-21 | 14 | 13659.2773 | 5433.3156 | 2758.1404 | 232.0585 | 2854.5363 | 24937.328
2015-07-21 | 15 | 12777.4584 | 5082.5512 | 2580.0798 | 217.0772 | 2670.2521 | 23327.4187
2015-07-21 | 16 | 11156.3384 | 4437.7097 | 2252.7355 | 189.5356 | 2331.4684 | 20367.7875
2015-07-21 | 17 | 10261.1592 | 4081.6303 | 2071.977 | 174.3273 | 2144.3927 | 18733.4866
2015-07-21 | 18 | 8791.4616 | 3497.0215 | 1775.2097 | 149.3586 | 1837.2529 | 16050.3044
2015-07-21 | 19 | 5491.323 | 2184.3096 | 1108.8318 | 93.2926 | 1147.585 | 10025.342
2015-07-21 | 20 | 2208.9995 | 878.6841 | 446.0511 | 37.5292 | 461.6401 | 4032.904
2015-07-21 | 21 | 391.9189 | 155.8959 | 79.1384 | 6.6581 | 81.9034 | 715.5147
2015-07-21 | 22 | 13.3611 | 5.3142 | 2.6979 | 0.22695 | 2.7923 | 24.3925
2015-07-21 | 23 | 0 | 0 | 0 | 0 | 0 | 0
2015-07-21 | 24 | 0 | 0 | 0 | 0 | 0 | 0
2015-07-22 | 01 | 0 | 0 | 0 | 0 | 0 | 0
2015-07-22 | 02 | 0 | 0 | 0 | 0 | 0 | 0
2015-07-22 | 03 | 0 | 0 | 0 | 0 | 0 | 0
2015-07-22 | 04 | 0 | 0 | 0 | 0 | 0 | 0
2015-07-22 | 05 | 0 | 0 | 0 | 0 | 0 | 0
2015-07-22 | 06 | 0 | 0 | 0 | 0 | 0 | 0
2015-07-22 | 07 | 75.712 | 30.1163 | 15.2881 | 1.286 | 15.8227 | 138.2253
2015-07-22 | 08 | 757.1171 | 301.1618 | 152.8802 | 12.863 | 158.2233 | 1382.2453
2015-07-22 | 09 | 2872.5903 | 1142.6439 | 580.046 | 48.8027 | 600.3184 | 5244.4014
2015-07-22 | 10 | 6128.1923 | 2437.6402 | 1237.4308 | 104.1123 | 1280.6789 | 11188.0545
2015-07-22 | 11 | 8938.4317 | 3555.4829 | 1804.8866 | 151.855 | 1867.9668 | 16318.623
2015-07-22 | 12 | 10457.1182 | 4159.5778 | 2111.5462 | 177.6568 | 2185.344 | 19091.2431
2015-07-22 | 13 | 10412.5824 | 4141.863 | 2102.5532 | 176.8994 | 2176.0374 | 19009.9355
2015-07-22 | 14 | 12853.1704 | 5112.6667 | 2595.3679 | 218.3633 | 2686.0748 | 23465.6432
2015-07-22 | 15 | 14118.0011 | 5615.7842 | 2850.7674 | 239.8513 | 2950.401 | 25774.805
2015-07-22 | 16 | 7856.1998 | 3124.9978 | 1586.3575 | 133.4695 | 1641.8005 | 14342.8252
2015-07-22 | 17 | 6898.6697 | 2744.117 | 1393.0089 | 117.2022 | 1441.6943 | 12594.6923
2015-07-22 | 18 | 4876.7229 | 1939.8377 | 984.7293 | 82.8512 | 1019.1449 | 8903.2859
2015-07-22 | 19 | 4230.9464 | 1682.9634 | 854.3307 | 71.8794 | 884.1895 | 7724.3095
2015-07-22 | 20 | 1781.4512 | 708.6161 | 359.7183 | 30.2651 | 372.2906 | 3252.3414
2015-07-22 | 21 | 476.538 | 189.5551 | 96.2242 | 8.0962 | 99.5877 | 870.0014
2015-07-22 | 22 | 31.1754 | 12.4007 | 6.2951 | 0.52955 | 6.5152 | 56.916
2015-07-22 | 23 | 0 | 0 | 0 | 0 | 0 | 0
2015-07-22 | 24 | 0 | 0 | 0 | 0 | 0 | 0
2015-07-23 | 01 | 0 | 0 | 0 | 0 | 0 | 0
2015-07-23 | 02 | 0 | 0 | 0 | 0 | 0 | 0
2015-07-23 | 03 | 0 | 0 | 0 | 0 | 0 | 0
2015-07-23 | 04 | 0 | 0 | 0 | 0 | 0 | 0
2015-07-23 | 05 | 0 | 0 | 0 | 0 | 0 | 0
2015-07-23 | 06 | 0 | 0 | 0 | 0 | 0 | 0
2015-07-23 | 07 | 115.7947 | 46.0598 | 23.3818 | 1.9669 | 24.1987 | 211.4018
2015-07-23 | 08 | 761.5702 | 302.9332 | 153.7794 | 12.9387 | 159.154 | 1390.3756
2015-07-23 | 09 | 2730.0742 | 1085.9549 | 551.2684 | 46.3811 | 570.5353 | 4984.2139
2015-07-23 | 10 | 5887.6959 | 2341.9769 | 1188.8687 | 100.0263 | 1230.4192 | 10748.987
2015-07-23 | 11 | 9272.4536 | 3688.3481 | 1872.3341 | 157.5305 | 1937.7714 | 16928.4376
2015-07-23 | 12 | 11632.8764 | 4627.2649 | 2348.9606 | 197.6318 | 2431.0561 | 21237.7897
2015-07-23 | 13 | 13864.1443 | 5514.8068 | 2799.5073 | 235.5384 | 2897.3499 | 25311.3468
2015-07-23 | 14 | 14487.6516 | 5762.8224 | 2925.4093 | 246.1311 | 3027.6516 | 26449.6659
2015-07-23 | 15 | 14238.2488 | 5663.6163 | 2875.0485 | 241.8947 | 2975.5304 | 25994.3387
2015-07-23 | 16 | 14233.7948 | 5661.8449 | 2874.1492 | 241.819 | 2974.5997 | 25986.2076
2015-07-23 | 17 | 13013.5009 | 5176.4422 | 2627.7418 | 221.0867 | 2719.581 | 23758.3525
2015-07-23 | 18 | 10007.3025 | 3980.652 | 2020.7178 | 170.0144 | 2091.3408 | 18270.0275
2015-07-23 | 19 | 5544.7667 | 2205.5681 | 1119.6234 | 94.2004 | 1158.754 | 10122.9127
2015-07-23 | 20 | 2191.1852 | 871.5985 | 442.4539 | 37.2257 | 457.9171 | 4000.3805
2015-07-23 | 21 | 432.0023 | 171.8394 | 87.2321 | 7.3389 | 90.2802 | 788.6929
2015-07-23 | 22 | 13.3611 | 5.3142 | 2.6979 | 0.22695 | 2.7923 | 24.3925
2015-07-23 | 23 | 0 | 0 | 0 | 0 | 0 | 0
2015-07-23 | 24 | 0 | 0 | 0 | 0 | 0 | 0
2015-07-24 | 01 | 0 | 0 | 0 | 0 | 0 | 0
2015-07-24 | 02 | 0 | 0 | 0 | 0 | 0 | 0
2015-07-24 | 03 | 0 | 0 | 0 | 0 | 0 | 0
2015-07-24 | 04 | 0 | 0 | 0 | 0 | 0 | 0
2015-07-24 | 05 | 0 | 0 | 0 | 0 | 0 | 0
2015-07-24 | 06 | 0 | 0 | 0 | 0 | 0 | 0
2015-07-24 | 07 | 62.3509 | 24.8013 | 12.5902 | 1.0591 | 13.0305 | 113.832
2015-07-24 | 08 | 699.2193 | 278.1319 | 141.1892 | 11.8788 | 146.1243 | 1276.5436
2015-07-24 | 09 | 2841.4148 | 1130.2433 | 573.7509 | 48.2732 | 593.8032 | 5187.4854
2015-07-24 | 10 | 6301.8838 | 2506.7307 | 1272.5036 | 107.0626 | 1316.9772 | 11505.158
2015-07-24 | 11 | 10034.0239 | 3991.2812 | 2026.1136 | 170.4683 | 2096.9253 | 18318.8124
2015-07-24 | 12 | 13200.5536 | 5250.8469 | 2665.5124 | 224.2648 | 2758.6716 | 24099.8494
2015-07-24 | 13 | 15142.3352 | 6023.2394 | 3057.6055 | 257.2542 | 3164.4675 | 27644.9019
2015-07-24 | 14 | 16028.6073 | 6375.776 | 3236.5654 | 272.3111 | 3349.6825 | 29262.9424
2015-07-24 | 15 | 16157.7622 | 6427.1501 | 3262.6451 | 274.505 | 3376.6734 | 29498.7357
2015-07-24 | 16 | 15360.5634 | 6110.0448 | 3101.6712 | 260.9611 | 3210.0734 | 28043.3139
2015-07-24 | 17 | 13200.5536 | 5250.8469 | 2665.5124 | 224.2648 | 2758.6716 | 24099.8494
2015-07-24 | 18 | 10007.3025 | 3980.652 | 2020.7178 | 170.0144 | 2091.3408 | 18270.0275
2015-07-24 | 19 | 5562.581 | 2212.6546 | 1123.2206 | 94.503 | 1162.4761 | 10155.4353
2015-07-24 | 20 | 2182.2781 | 868.0548 | 440.6553 | 37.0744 | 456.0556 | 3984.1183
2015-07-24 | 21 | 383.0117 | 152.3523 | 77.3398 | 6.5068 | 80.0428 | 699.2533
2015-07-24 | 22 | 8.9071 | 3.5428 | 1.7986 | 0.1513 | 1.8615 | 16.2614
2015-07-24 | 23 | 0 | 0 | 0 | 0 | 0 | 0
2015-07-24 | 24 | 0 | 0 | 0 | 0 | 0 | 0
2015-07-25 | 01 | 0 | 0 | 0 | 0 | 0 | 0
2015-07-25 | 02 | 0 | 0 | 0 | 0 | 0 | 0
2015-07-25 | 03 | 0 | 0 | 0 | 0 | 0 | 0
2015-07-25 | 04 | 0 | 0 | 0 | 0 | 0 | 0
2015-07-25 | 05 | 0 | 0 | 0 | 0 | 0 | 0
2015-07-25 | 06 | 0 | 0 | 0 | 0 | 0 | 0
2015-07-25 | 07 | 75.712 | 30.1163 | 15.2881 | 1.286 | 15.8227 | 138.2253
2015-07-25 | 08 | 721.4876 | 286.9897 | 145.6858 | 12.257 | 150.7772 | 1317.1974
2015-07-25 | 09 | 2877.0435 | 1144.4153 | 580.9452 | 48.8784 | 601.2492 | 5252.5316
2015-07-25 | 10 | 6235.0789 | 2480.1572 | 1259.014 | 105.9278 | 1303.016 | 11383.194
2015-07-25 | 11 | 9895.9618 | 3936.3636 | 1998.2352 | 168.1232 | 2068.0729 | 18066.7568
2015-07-25 | 12 | 13031.316 | 5183.5287 | 2631.3391 | 221.3893 | 2723.3039 | 23790.8769
2015-07-25 | 13 | 15030.9946 | 5978.9501 | 3035.1231 | 255.3621 | 3141.1997 | 27441.6295
2015-07-25 | 14 | 15917.2666 | 6331.4868 | 3214.0829 | 270.419 | 3326.4138 | 29059.6691
2015-07-25 | 15 | 15587.6978 | 6200.393 | 3147.5347 | 264.82 | 3257.5408 | 28457.9864
2015-07-25 | 16 | 14256.0631 | 5670.7027 | 2878.6457 | 242.1973 | 2979.2534 | 26026.8623
2015-07-25 | 17 | 11476.9992 | 4565.2608 | 2317.485 | 194.9832 | 2398.4807 | 20953.2089
2015-07-25 | 18 | 9659.9194 | 3842.4726 | 1950.5724 | 164.1129 | 2018.744 | 17635.8213
2015-07-25 | 19 | 5335.4466 | 2122.3063 | 1077.3563 | 90.644 | 1115.0096 | 9740.7628
2015-07-25 | 20 | 2111.02 | 839.7107 | 426.2665 | 35.864 | 441.1645 | 3854.0258
2015-07-25 | 21 | 409.734 | 162.9815 | 82.7356 | 6.9607 | 85.6264 | 748.0382
2015-07-25 | 22 | 13.3611 | 5.3142 | 2.6979 | 0.22695 | 2.7923 | 24.3925
2015-07-25 | 23 | 0 | 0 | 0 | 0 | 0 | 0
2015-07-25 | 24 | 0 | 0 | 0 | 0 | 0 | 0
2015-07-26 | 01 | 0 | 0 | 0 | 0 | 0 | 0
2015-07-26 | 02 | 0 | 0 | 0 | 0 | 0 | 0
2015-07-26 | 03 | 0 | 0 | 0 | 0 | 0 | 0
2015-07-26 | 04 | 0 | 0 | 0 | 0 | 0 | 0
2015-07-26 | 05 | 0 | 0 | 0 | 0 | 0 | 0
2015-07-26 | 06 | 0 | 0 | 0 | 0 | 0 | 0
2015-07-26 | 07 | 62.3509 | 24.8013 | 12.5902 | 1.0591 | 13.0305 | 113.832
2015-07-26 | 08 | 685.8591 | 272.8177 | 138.4914 | 11.6518 | 143.3321 | 1252.152
2015-07-26 | 09 | 2810.2394 | 1117.8426 | 567.4557 | 47.7436 | 587.288 | 5130.5694
2015-07-26 | 10 | 6252.8941 | 2487.2436 | 1262.6112 | 106.2305 | 1306.739 | 11415.7184
2015-07-26 | 11 | 10034.0239 | 3991.2812 | 2026.1136 | 170.4683 | 2096.9253 | 18318.8124
2015-07-26 | 12 | 13253.9973 | 5272.1055 | 2676.304 | 225.1726 | 2769.8398 | 24197.4192
2015-07-26 | 13 | 15293.7584 | 6083.4712 | 3088.1818 | 259.8263 | 3196.1122 | 27921.3499
2015-07-26 | 14 | 16113.2265 | 6409.4352 | 3253.6521 | 273.7484 | 3367.3659 | 29417.4281
2015-07-26 | 15 | 16073.1438 | 6393.4909 | 3245.5584 | 273.0676 | 3358.9892 | 29344.2499
2015-07-26 | 16 | 15182.4178 | 6039.1829 | 3065.6992 | 257.935 | 3172.8443 | 27718.0793
2015-07-26 | 17 | 12821.995 | 5100.2661 | 2589.0728 | 217.8337 | 2679.5595 | 23408.7271
2015-07-26 | 18 | 9838.064 | 3913.3337 | 1986.5443 | 167.1397 | 2055.9732 | 17961.055
2015-07-26 | 19 | 5411.1578 | 2152.4218 | 1092.6444 | 91.9301 | 1130.8315 | 9878.9856
2015-07-26 | 20 | 2186.7312 | 869.8263 | 441.5546 | 37.1501 | 456.9863 | 3992.2485
2015-07-26 | 21 | 405.28 | 161.2101 | 81.8363 | 6.885 | 84.6957 | 739.9072
2015-07-26 | 22 | 13.3611 | 5.3142 | 2.6979 | 0.22695 | 2.7923 | 24.3925
2015-07-26 | 23 | 0 | 0 | 0 | 0 | 0 | 0
2015-07-26 | 24 | 0 | 0 | 0 | 0 | 0 | 0
2015-07-27 | 01 | 0 | 0 | 0 | 0 | 0 | 0
2015-07-27 | 02 | 0 | 0 | 0 | 0 | 0 | 0
2015-07-27 | 03 | 0 | 0 | 0 | 0 | 0 | 0
2015-07-27 | 04 | 0 | 0 | 0 | 0 | 0 | 0
2015-07-27 | 05 | 0 | 0 | 0 | 0 | 0 | 0
2015-07-27 | 06 | 0 | 0 | 0 | 0 | 0 | 0
2015-07-27 | 07 | 53.4438 | 21.2585 | 10.7916 | 0.9078 | 11.169 | 97.5707
2015-07-27 | 08 | 654.6836 | 260.4162 | 132.1962 | 11.1223 | 136.8169 | 1195.2351
2015-07-27 | 09 | 2681.0844 | 1066.4678 | 541.376 | 45.549 | 560.2971 | 4894.7743
2015-07-27 | 10 | 6092.5628 | 2423.4682 | 1230.2364 | 103.507 | 1273.2329 | 11123.0073
2015-07-27 | 11 | 7548.8993 | 3002.7618 | 1524.3067 | 128.2489 | 1577.5804 | 13781.7972
2015-07-27 | 12 | 7032.2787 | 2797.2633 | 1419.9879 | 119.4718 | 1469.616 | 12838.6176
2015-07-27 | 13 | 8208.0361 | 3264.9495 | 1657.4022 | 139.4468 | 1715.328 | 14985.1626
2015-07-27 | 14 | 14968.6437 | 5954.1489 | 3022.5328 | 254.303 | 3128.1692 | 27327.7975
2015-07-27 | 15 | 16010.7929 | 6368.6896 | 3232.9682 | 272.0085 | 3345.9595 | 29230.4188
2015-07-27 | 16 | 15373.9237 | 6115.359 | 3104.3691 | 261.188 | 3212.8657 | 28067.7055
2015-07-27 | 17 | 13320.8013 | 5298.679 | 2689.7935 | 226.3074 | 2783.801 | 24319.3823
2015-07-27 | 18 | 10083.0137 | 4010.7684 | 2036.0058 | 171.3005 | 2107.1636 | 18408.2519
2015-07-27 | 19 | 5500.231 | 2187.8533 | 1110.6304 | 93.4439 | 1149.4465 | 10041.605
2015-07-27 | 20 | 2186.7312 | 869.8263 | 441.5546 | 37.1501 | 456.9863 | 3992.2485
2015-07-27 | 21 | 391.9189 | 155.8959 | 79.1384 | 6.6581 | 81.9034 | 715.5147
2015-07-27 | 22 | 13.3611 | 5.3142 | 2.6979 | 0.22695 | 2.7923 | 24.3925
2015-07-27 | 23 | 0 | 0 | 0 | 0 | 0 | 0
2015-07-27 | 24 | 0 | 0 | 0 | 0 | 0 | 0
2015-07-28 | 01 | 0 | 0 | 0 | 0 | 0 | 0
2015-07-28 | 02 | 0 | 0 | 0 | 0 | 0 | 0
2015-07-28 | 03 | 0 | 0 | 0 | 0 | 0 | 0
2015-07-28 | 04 | 0 | 0 | 0 | 0 | 0 | 0
2015-07-28 | 05 | 0 | 0 | 0 | 0 | 0 | 0
2015-07-28 | 06 | 0 | 0 | 0 | 0 | 0 | 0
2015-07-28 | 07 | 57.8969 | 23.0299 | 11.6909 | 0.98345 | 12.0997 | 105.7009
2015-07-28 | 08 | 668.0439 | 265.7312 | 134.8941 | 11.3492 | 139.6091 | 1219.6276
2015-07-28 | 09 | 2810.2394 | 1117.8426 | 567.4557 | 47.7436 | 587.288 | 5130.5694
2015-07-28 | 10 | 6128.1923 | 2437.6402 | 1237.4308 | 104.1123 | 1280.6789 | 11188.0545
2015-07-28 | 11 | 10140.9114 | 4033.7983 | 2047.6967 | 172.2848 | 2119.2625 | 18513.9537
2015-07-28 | 12 | 13378.6982 | 5321.7089 | 2701.4844 | 227.2917 | 2795.9007 | 24425.084
2015-07-28 | 13 | 15378.3776 | 6117.1304 | 3105.2685 | 261.2637 | 3213.7964 | 28075.8366
2015-07-28 | 14 | 16273.5569 | 6473.2107 | 3286.0269 | 276.4719 | 3400.8721 | 29710.1384
2015-07-28 | 15 | 16393.8047 | 6521.0419 | 3310.308 | 278.5153 | 3426.0015 | 29929.6713
2015-07-28 | 16 | 15480.8111 | 6157.876 | 3125.9524 | 263.0044 | 3235.2029 | 28262.8468
2015-07-28 | 17 | 13378.6982 | 5321.7089 | 2701.4844 | 227.2917 | 2795.9007 | 24425.084
2015-07-28 | 18 | 10189.9011 | 4053.2853 | 2057.5891 | 173.117 | 2129.5008 | 18603.3933
2015-07-28 | 19 | 5589.3034 | 2223.2838 | 1128.6164 | 94.9569 | 1168.0607 | 10204.2211
2015-07-28 | 20 | 2253.5361 | 896.3998 | 455.0433 | 38.2857 | 470.9476 | 4114.2125
2015-07-28 | 21 | 414.1871 | 164.7529 | 83.6349 | 7.0363 | 86.5572 | 756.1685
2015-07-28 | 22 | 13.3611 | 5.3142 | 2.6979 | 0.22695 | 2.7923 | 24.3925
2015-07-28 | 23 | 0 | 0 | 0 | 0 | 0 | 0
2015-07-28 | 24 | 0 | 0 | 0 | 0 | 0 | 0
2015-07-29 | 01 | 0 | 0 | 0 | 0 | 0 | 0
2015-07-29 | 02 | 0 | 0 | 0 | 0 | 0 | 0
2015-07-29 | 03 | 0 | 0 | 0 | 0 | 0 | 0
2015-07-29 | 04 | 0 | 0 | 0 | 0 | 0 | 0
2015-07-29 | 05 | 0 | 0 | 0 | 0 | 0 | 0
2015-07-29 | 06 | 0 | 0 | 0 | 0 | 0 | 0
2015-07-29 | 07 | 48.9897 | 19.4871 | 9.8923 | 0.83215 | 10.2382 | 89.4395
2015-07-29 | 08 | 663.5908 | 263.9599 | 133.9948 | 11.2736 | 138.6783 | 1211.4974
2015-07-29 | 09 | 2801.3322 | 1114.299 | 565.6572 | 47.5923 | 585.4264 | 5114.3072
2015-07-29 | 10 | 6105.924 | 2428.7823 | 1232.9343 | 103.734 | 1276.0251 | 11147.3998
2015-07-29 | 11 | 9851.4252 | 3918.6487 | 1989.2422 | 167.3667 | 2058.7655 | 17985.4483
2015-07-29 | 12 | 13000.1406 | 5171.128 | 2625.0439 | 220.8597 | 2716.7887 | 23733.961
2015-07-29 | 13 | 14888.4784 | 5922.2611 | 3006.3454 | 252.9413 | 3111.4165 | 27181.4428
2015-07-29 | 14 | 15658.9558 | 6228.7379 | 3161.9235 | 266.0304 | 3272.432 | 28588.0797
2015-07-29 | 15 | 15650.0487 | 6225.1943 | 3160.1249 | 265.8791 | 3270.5705 | 28571.8176
2015-07-29 | 16 | 14710.3338 | 5851.4 | 2970.3734 | 249.9144 | 3074.1873 | 26856.209
2015-07-29 | 17 | 12893.253 | 5128.611 | 2603.4616 | 219.0442 | 2694.4516 | 23538.8213
2015-07-29 | 18 | 9700.0019 | 3858.416 | 1958.6661 | 164.7937 | 2027.1208 | 17708.9986
2015-07-29 | 19 | 5255.2814 | 2090.4186 | 1061.1689 | 89.2823 | 1098.2561 | 9594.4073
2015-07-29 | 20 | 2093.2049 | 832.6243 | 422.6693 | 35.5615 | 437.4414 | 3821.5014
2015-07-29 | 21 | 369.6514 | 147.0381 | 74.6419 | 6.2798 | 77.2505 | 674.8618
2015-07-29 | 22 | 8.9071 | 3.5428 | 1.7986 | 0.1513 | 1.8615 | 16.2614
2015-07-29 | 23 | 0 | 0 | 0 | 0 | 0 | 0
2015-07-29 | 24 | 0 | 0 | 0 | 0 | 0 | 0
2015-07-30 | 01 | 0 | 0 | 0 | 0 | 0 | 0
2015-07-30 | 02 | 0 | 0 | 0 | 0 | 0 | 0
2015-07-30 | 03 | 0 | 0 | 0 | 0 | 0 | 0
2015-07-30 | 04 | 0 | 0 | 0 | 0 | 0 | 0
2015-07-30 | 05 | 0 | 0 | 0 | 0 | 0 | 0
2015-07-30 | 06 | 0 | 0 | 0 | 0 | 0 | 0
2015-07-30 | 07 | 48.9897 | 19.4871 | 9.8923 | 0.83215 | 10.2382 | 89.4395
2015-07-30 | 08 | 654.6836 | 260.4162 | 132.1962 | 11.1223 | 136.8169 | 1195.2351
2015-07-30 | 09 | 2738.9814 | 1089.4977 | 553.067 | 46.5324 | 572.3968 | 5000.4752
2015-07-30 | 10 | 6056.9343 | 2409.2953 | 1223.0421 | 102.9019 | 1265.7868 | 11057.9603
2015-07-30 | 11 | 9762.3528 | 3883.2173 | 1971.2562 | 165.8528 | 2040.1513 | 17822.8306
2015-07-30 | 12 | 12764.0981 | 5077.2361 | 2577.3819 | 216.8503 | 2667.4606 | 23303.0271
2015-07-30 | 13 | 14523.281 | 5776.9952 | 2932.6037 | 246.7363 | 3035.0967 | 26514.713
2015-07-30 | 14 | 15436.2746 | 6140.1611 | 3116.9594 | 262.248 | 3225.8953 | 28181.5383
2015-07-30 | 15 | 15525.3469 | 6175.5917 | 3134.9453 | 263.7609 | 3244.5104 | 28344.1552
2015-07-30 | 16 | 14674.7043 | 5837.2271 | 2963.1799 | 249.3092 | 3066.7413 | 26791.1619
2015-07-30 | 17 | 12666.1177 | 5038.262 | 2557.5973 | 215.1851 | 2646.9842 | 23124.1463
2015-07-30 | 18 | 9619.8368 | 3826.5283 | 1942.4786 | 163.4321 | 2010.3682 | 17562.6439
2015-07-30 | 19 | 5344.3538 | 2125.8491 | 1079.1549 | 90.7953 | 1116.8711 | 9757.0242
2015-07-30 | 20 | 2088.7517 | 830.8529 | 421.77 | 35.4858 | 436.5107 | 3813.3712
2015-07-30 | 21 | 351.8363 | 139.9517 | 71.0447 | 5.9772 | 73.5276 | 642.3374
2015-07-30 | 22 | 8.9071 | 3.5428 | 1.7986 | 0.1513 | 1.8615 | 16.2614
2015-07-30 | 23 | 0 | 0 | 0 | 0 | 0 | 0
2015-07-30 | 24 | 0 | 0 | 0 | 0 | 0 | 0
2015-07-31 | 01 | 0 | 0 | 0 | 0 | 0 | 0
2015-07-31 | 02 | 0 | 0 | 0 | 0 | 0 | 0
2015-07-31 | 03 | 0 | 0 | 0 | 0 | 0 | 0
2015-07-31 | 04 | 17.8143 | 7.0864 | 3.5972 | 0.3026 | 3.723 | 32.5236
2015-07-31 | 05 | 0 | 0 | 0 | 0 | 0 | 0
2015-07-31 | 06 | 0 | 0 | 0 | 0 | 0 | 0
2015-07-31 | 07 | 53.4438 | 21.2585 | 10.7916 | 0.9078 | 11.169 | 97.5707
2015-07-31 | 08 | 734.8488 | 292.3039 | 148.3836 | 12.4848 | 153.5695 | 1341.5907
2015-07-31 | 09 | 2422.7737 | 963.7181 | 489.2166 | 41.1604 | 506.3152 | 4423.1841
2015-07-31 | 10 | 5691.7369 | 2264.0294 | 1149.3003 | 96.6968 | 1189.4679 | 10391.2313
2015-07-31 | 11 | 9241.2782 | 3675.9474 | 1866.039 | 157.0001 | 1931.2561 | 16871.5208
2015-07-31 | 12 | 12078.239 | 4804.4193 | 2438.8897 | 205.1976 | 2524.1285 | 22050.8743
2015-07-31 | 13 | 14086.8256 | 5603.3836 | 2844.4723 | 239.3218 | 2943.8857 | 25717.889
2015-07-31 | 14 | 14821.6744 | 5895.6884 | 2992.856 | 251.8065 | 3097.4552 | 27059.4805
2015-07-31 | 15 | 14483.1984 | 5761.0509 | 2924.51 | 246.0554 | 3026.7208 | 26441.5356
2015-07-31 | 16 | 13329.7085 | 5302.2218 | 2691.5921 | 226.4587 | 2785.6625 | 24335.6437
2015-07-31 | 17 | 12363.2712 | 4917.7974 | 2496.4449 | 210.0401 | 2583.6948 | 22571.2485
2015-07-31 | 18 | 9361.526 | 3723.7786 | 1890.3193 | 159.0435 | 1956.3855 | 17091.0529
2015-07-31 | 19 | 4983.6095 | 1982.3538 | 1006.3116 | 84.6668 | 1041.482 | 9098.4238
2015-07-31 | 20 | 2021.9468 | 804.2794 | 408.2805 | 34.351 | 422.5494 | 3691.4072
2015-07-31 | 21 | 329.5688 | 131.0938 | 66.5482 | 5.5989 | 68.8738 | 601.6836
2015-07-31 | 22 | 13.3611 | 5.3142 | 2.6979 | 0.22695 | 2.7923 | 24.3925
2015-07-31 | 23 | 0 | 0 | 0 | 0 | 0 | 0
2015-07-31 | 24 | 0 | 0 | 0 | 0 | 0 | 0
2015-08-01 | 01 | 0 | 0 | 0 | 0 | 0 | 0
2015-08-01 | 02 | 0 | 0 | 0 | 0 | 0 | 0
2015-08-01 | 03 | 0 | 0 | 0 | 0 | 0 | 0
2015-08-01 | 04 | 0 | 0 | 0 | 0 | 0 | 0
2015-08-01 | 05 | 0 | 0 | 0 | 0 | 0 | 0
2015-08-01 | 06 | 0 | 0 | 0 | 0 | 0 | 0
2015-08-01 | 07 | 57.3393 | 21.6418 | 10.7916 | 0.9078 | 11.7121 | 102.3927
2015-08-01 | 08 | 740.6339 | 279.5412 | 139.3906 | 11.7275 | 151.2822 | 1322.5754
2015-08-01 | 09 | 2819.1873 | 1064.0614 | 530.5844 | 44.6411 | 575.8478 | 5034.3222
2015-08-01 | 10 | 5953.7417 | 2247.1535 | 1120.5227 | 94.276 | 1216.1128 | 10631.8068
2015-08-01 | 11 | 9422.7753 | 3556.4892 | 1773.4111 | 149.2073 | 1924.6992 | 16826.5821
2015-08-01 | 12 | 12313.6363 | 4647.6037 | 2317.485 | 194.9832 | 2515.1874 | 21988.8957
2015-08-01 | 13 | 13938.2532 | 5260.7911 | 2623.2453 | 220.7084 | 2847.0325 | 24890.0306
2015-08-01 | 14 | 15013.3672 | 5666.5777 | 2825.587 | 237.7331 | 3066.6351 | 26809.9002
2015-08-01 | 15 | 14812.6789 | 5590.8308 | 2787.8164 | 234.5549 | 3025.643 | 26451.524
2015-08-01 | 16 | 14349.1858 | 5415.8914 | 2700.5851 | 227.216 | 2930.9691 | 25623.8475
2015-08-01 | 17 | 12347.0847 | 4660.2279 | 2323.7802 | 195.5127 | 2522.0197 | 22048.6251
2015-08-01 | 18 | 8944.9469 | 3376.1405 | 1683.4819 | 141.6406 | 1827.098 | 15973.308
2015-08-01 | 19 | 4864.2924 | 1835.9567 | 915.4831 | 77.0245 | 993.582 | 8686.3387
2015-08-01 | 20 | 1982.9879 | 748.4497 | 373.2078 | 31.3999 | 405.0454 | 3541.0907
2015-08-01 | 21 | 348.8145 | 131.6548 | 65.6489 | 5.5233 | 71.2487 | 622.8902
2015-08-01 | 22 | 14.3352 | 5.4103 | 2.6979 | 0.22695 | 2.9282 | 25.5986
2015-08-01 | 23 | 0 | 0 | 0 | 0 | 0 | 0
2015-08-01 | 24 | 0 | 0 | 0 | 0 | 0 | 0
2015-08-02 | 01 | 0 | 0 | 0 | 0 | 0 | 0
2015-08-02 | 02 | 0 | 0 | 0 | 0 | 0 | 0
2015-08-02 | 03 | 0 | 0 | 0 | 0 | 0 | 0
2015-08-02 | 04 | 0 | 0 | 0 | 0 | 0 | 0
2015-08-02 | 05 | 0 | 0 | 0 | 0 | 0 | 0
2015-08-02 | 06 | 0 | 0 | 0 | 0 | 0 | 0
2015-08-02 | 07 | 95.5655 | 36.0697 | 17.986 | 1.513 | 19.5203 | 170.6545
2015-08-02 | 08 | 984.3263 | 371.5197 | 185.255 | 15.5864 | 201.059 | 1757.7464
2015-08-02 | 09 | 3120.2191 | 1177.6818 | 587.2403 | 49.4079 | 637.3368 | 5571.886
2015-08-02 | 10 | 5246.5553 | 1980.2365 | 987.4272 | 83.0782 | 1071.663 | 9368.9601
2015-08-02 | 11 | 8342.8834 | 3148.8998 | 1570.1701 | 132.1078 | 1704.12 | 14898.1812
2015-08-02 | 12 | 10373.6533 | 3915.3847 | 1952.3709 | 164.2642 | 2118.9259 | 18524.5991
2015-08-02 | 13 | 13632.4428 | 5145.3679 | 2565.691 | 215.866 | 2784.5677 | 24343.9354
2015-08-02 | 14 | 14688.4437 | 5543.9397 | 2764.4354 | 232.588 | 3000.2662 | 26229.6731
2015-08-02 | 15 | 10990.0521 | 4148.0357 | 2068.3798 | 174.0248 | 2244.8321 | 19625.3244
2015-08-02 | 16 | 6097.0899 | 2301.2577 | 1147.5017 | 96.5455 | 1245.3936 | 10887.7885
2015-08-02 | 17 | 2699.73 | 1018.974 | 508.102 | 42.7499 | 551.4477 | 4821.0036
2015-08-02 | 18 | 2866.9701 | 1082.0959 | 539.5774 | 45.3976 | 585.6083 | 5119.6494
2015-08-02 | 19 | 2503.8203 | 945.0308 | 471.2306 | 39.6474 | 511.4314 | 4471.1606
2015-08-02 | 20 | 1151.5664 | 434.6424 | 216.7304 | 18.235 | 235.2196 | 2056.3939
2015-08-02 | 21 | 167.24 | 63.1227 | 31.4755 | 2.6486 | 34.1606 | 298.6475
2015-08-02 | 22 | 4.7787 | 1.8037 | 0.8993 | 0.07565 | 0.9758 | 8.5331
2015-08-02 | 23 | 0 | 0 | 0 | 0 | 0 | 0
2015-08-02 | 24 | 0 | 0 | 0 | 0 | 0 | 0
2015-08-03 | 01 | 0 | 0 | 0 | 0 | 0 | 0
2015-08-03 | 02 | 0 | 0 | 0 | 0 | 0 | 0
2015-08-03 | 03 | 0 | 0 | 0 | 0 | 0 | 0
2015-08-03 | 04 | 0 | 0 | 0 | 0 | 0 | 0
2015-08-03 | 05 | 0 | 0 | 0 | 0 | 0 | 0
2015-08-03 | 06 | 0 | 0 | 0 | 0 | 0 | 0
2015-08-03 | 07 | 0 | 0 | 0 | 0 | 0 | 0
2015-08-03 | 08 | 205.4663 | 77.5506 | 38.6699 | 3.2538 | 41.9688 | 366.9093
2015-08-03 | 09 | 874.4256 | 330.0397 | 164.571 | 13.8465 | 178.6105 | 1561.4933
2015-08-03 | 10 | 1471.7112 | 555.4758 | 276.9827 | 23.3044 | 300.6119 | 2628.0861
2015-08-03 | 11 | 2006.8789 | 757.4673 | 377.7043 | 31.7781 | 409.9261 | 3583.7547
2015-08-03 | 12 | 2570.7162 | 970.2793 | 483.8209 | 40.7065 | 525.0951 | 4590.618
2015-08-03 | 13 | 3693.6129 | 1394.1003 | 695.1555 | 58.4876 | 754.4583 | 6595.8147
2015-08-03 | 14 | 4658.8262 | 1758.4061 | 876.8133 | 73.7715 | 951.6132 | 8319.4302
2015-08-03 | 15 | 4353.0166 | 1642.9829 | 819.258 | 68.9291 | 889.1485 | 7773.335
2015-08-03 | 16 | 5213.107 | 1967.6114 | 981.132 | 82.5486 | 1064.8307 | 9309.2298
2015-08-03 | 17 | 5714.8271 | 2156.9787 | 1075.5577 | 90.4927 | 1167.3126 | 10205.1689
2015-08-03 | 18 | 6087.5334 | 2297.6512 | 1145.7031 | 96.3942 | 1243.4421 | 10870.724
2015-08-03 | 19 | 3832.1833 | 1446.4016 | 721.2352 | 60.6815 | 782.7633 | 6843.265
2015-08-03 | 20 | 2049.8838 | 773.6989 | 385.798 | 32.4598 | 418.71 | 3660.5505
2015-08-03 | 21 | 324.9235 | 122.6371 | 61.1524 | 5.145 | 66.3688 | 580.227
2015-08-03 | 22 | 14.3352 | 5.4103 | 2.6979 | 0.22695 | 2.9282 | 25.5986
2015-08-03 | 23 | 0 | 0 | 0 | 0 | 0 | 0
2015-08-03 | 24 | 0 | 0 | 0 | 0 | 0 | 0
2015-08-04 | 01 | 0 | 0 | 0 | 0 | 0 | 0
2015-08-04 | 02 | 0 | 0 | 0 | 0 | 0 | 0
2015-08-04 | 03 | 0 | 0 | 0 | 0 | 0 | 0
2015-08-04 | 04 | 0 | 0 | 0 | 0 | 0 | 0
2015-08-04 | 05 | 0 | 0 | 0 | 0 | 0 | 0
2015-08-04 | 06 | 0 | 0 | 0 | 0 | 0 | 0
2015-08-04 | 07 | 43.0049 | 16.2316 | 8.0937 | 0.68085 | 8.7839 | 76.795
2015-08-04 | 08 | 664.1815 | 250.6854 | 125.0019 | 10.517 | 135.666 | 1186.0517
2015-08-04 | 09 | 2852.6357 | 1076.6857 | 536.8795 | 45.1707 | 582.6801 | 5094.0517
2015-08-04 | 10 | 6135.3161 | 2315.6856 | 1154.6961 | 97.1508 | 1253.2017 | 10956.0503
2015-08-04 | 11 | 10287.6444 | 3882.9224 | 1936.1835 | 162.9025 | 2101.3581 | 18371.0109
2015-08-04 | 12 | 13340.9676 | 5035.3541 | 2510.8337 | 211.2505 | 2725.0303 | 23823.4362
2015-08-04 | 13 | 15538.9784 | 5864.9617 | 2924.51 | 246.0554 | 3173.9969 | 27748.5024
2015-08-04 | 14 | 16465.9654 | 6214.8396 | 3098.9734 | 260.7341 | 3363.3438 | 29403.8562
2015-08-04 | 15 | 16389.5121 | 6185.9838 | 3084.5845 | 259.5237 | 3347.7276 | 29267.3317
2015-08-04 | 16 | 15457.7472 | 5834.3022 | 2909.2219 | 244.7694 | 3157.4049 | 27603.4457
2015-08-04 | 17 | 13207.1759 | 4984.8565 | 2485.6533 | 209.1323 | 2697.7019 | 23584.5199
2015-08-04 | 18 | 9050.069 | 3415.8168 | 1703.2666 | 143.3057 | 1848.5698 | 16161.0279
2015-08-04 | 19 | 4988.5276 | 1882.8477 | 938.865 | 78.9922 | 1018.9588 | 8908.1912
2015-08-04 | 20 | 1978.2092 | 746.6468 | 372.3085 | 31.3242 | 404.0696 | 3532.5583
2015-08-04 | 21 | 353.5932 | 133.4585 | 66.5482 | 5.5989 | 72.2254 | 631.4242
2015-08-04 | 22 | 19.1131 | 7.2139 | 3.5972 | 0.3026 | 3.904 | 34.1309
2015-08-04 | 23 | 0 | 0 | 0 | 0 | 0 | 0
2015-08-04 | 24 | 0 | 0 | 0 | 0 | 0 | 0
2015-08-05 | 01 | 0 | 0 | 0 | 0 | 0 | 0
2015-08-05 | 02 | 0 | 0 | 0 | 0 | 0 | 0
2015-08-05 | 03 | 0 | 0 | 0 | 0 | 0 | 0
2015-08-05 | 04 | 0 | 0 | 0 | 0 | 0 | 0
2015-08-05 | 05 | 0 | 0 | 0 | 0 | 0 | 0
2015-08-05 | 06 | 0 | 0 | 0 | 0 | 0 | 0
2015-08-05 | 07 | 62.118 | 23.4455 | 11.6909 | 0.98345 | 12.6879 | 110.9258
2015-08-05 | 08 | 1008.2181 | 380.5373 | 189.7514 | 15.9647 | 205.9389 | 1800.4105
2015-08-05 | 09 | 2360.4721 | 890.9258 | 444.2525 | 37.377 | 482.1506 | 4215.178
2015-08-05 | 10 | 5303.8946 | 2001.8783 | 998.2179 | 83.986 | 1083.3751 | 9471.352
2015-08-05 | 11 | 7841.1633 | 2959.5334 | 1475.7445 | 124.1629 | 1601.6388 | 14002.2429
2015-08-05 | 12 | 8338.1048 | 3147.097 | 1569.2708 | 132.0313 | 1703.1442 | 14889.648
2015-08-05 | 13 | 7392.0046 | 2790.0051 | 1391.2103 | 117.0501 | 1509.8933 | 13200.1634
2015-08-05 | 14 | 7047.968 | 2660.1532 | 1326.4615 | 111.6024 | 1439.6203 | 12585.8055
2015-08-05 | 15 | 5733.9402 | 2164.1926 | 1079.1549 | 90.7953 | 1171.2167 | 10239.2997
2015-08-05 | 16 | 7047.968 | 2660.1532 | 1326.4615 | 111.6024 | 1439.6203 | 12585.8055
2015-08-05 | 17 | 6751.7149 | 2548.3365 | 1270.7049 | 106.9113 | 1379.1072 | 12056.7748
2015-08-05 | 18 | 3841.7399 | 1450.009 | 723.0338 | 60.8328 | 784.7149 | 6860.3305
2015-08-05 | 19 | 2747.5128 | 1037.0085 | 517.0949 | 43.5064 | 561.2083 | 4906.3309
2015-08-05 | 20 | 1638.9513 | 618.5986 | 308.4582 | 25.9522 | 334.7725 | 2926.7328
2015-08-05 | 21 | 339.2579 | 128.0482 | 63.8503 | 5.372 | 69.2971 | 605.8256
2015-08-05 | 22 | 14.3352 | 5.4103 | 2.6979 | 0.22695 | 2.9282 | 25.5986
2015-08-05 | 23 | 0 | 0 | 0 | 0 | 0 | 0
2015-08-05 | 24 | 0 | 0 | 0 | 0 | 0 | 0
2015-08-06 | 01 | 0 | 0 | 0 | 0 | 0 | 0
2015-08-06 | 02 | 0 | 0 | 0 | 0 | 0 | 0
2015-08-06 | 03 | 0 | 0 | 0 | 0 | 0 | 0
2015-08-06 | 04 | 0 | 0 | 0 | 0 | 0 | 0
2015-08-06 | 05 | 0 | 0 | 0 | 0 | 0 | 0
2015-08-06 | 06 | 0 | 0 | 0 | 0 | 0 | 0
2015-08-06 | 07 | 43.0049 | 16.2316 | 8.0937 | 0.68085 | 8.7839 | 76.795
2015-08-06 | 08 | 788.4167 | 297.5765 | 148.3836 | 12.4848 | 161.0427 | 1407.9043
2015-08-06 | 09 | 2981.6487 | 1125.3805 | 561.1606 | 47.2133 | 609.0326 | 5324.4357
2015-08-06 | 10 | 6355.1168 | 2398.6464 | 1196.063 | 100.6315 | 1298.0987 | 11348.5565
2015-08-06 | 11 | 10072.6215 | 3801.7644 | 1895.7151 | 159.4974 | 2057.4369 | 17987.0353
2015-08-06 | 12 | 12595.5558 | 4754.0092 | 2370.5437 | 199.4474 | 2572.7724 | 22492.3286
2015-08-06 | 13 | 12294.5233 | 4640.3897 | 2313.8879 | 194.6806 | 2511.2834 | 21954.7648
2015-08-06 | 14 | 12404.424 | 4681.8697 | 2334.5717 | 196.4205 | 2533.7318 | 22151.0179
2015-08-06 | 15 | 12160.7316 | 4589.8912 | 2288.7075 | 192.5624 | 2483.955 | 21715.8476
2015-08-06 | 16 | 12442.6502 | 4696.2976 | 2341.7661 | 197.0266 | 2541.5399 | 22219.2805
2015-08-06 | 17 | 10937.4914 | 4128.1975 | 2058.4884 | 173.1926 | 2234.0958 | 19531.4657
2015-08-06 | 18 | 6393.343 | 2413.0743 | 1203.2575 | 101.2367 | 1305.9069 | 11416.8184
2015-08-06 | 19 | 3502.4819 | 1321.9608 | 659.1835 | 55.4608 | 715.4178 | 6254.5049
2015-08-06 | 20 | 1452.5982 | 548.2619 | 273.3855 | 23.0019 | 296.7078 | 2593.9552
2015-08-06 | 21 | 253.249 | 95.585 | 47.6629 | 4.0103 | 51.7284 | 452.2357
2015-08-06 | 22 | 4.7787 | 1.8037 | 0.8993 | 0.07565 | 0.9758 | 8.5331
2015-08-06 | 23 | 0 | 0 | 0 | 0 | 0 | 0
2015-08-06 | 24 | 0 | 0 | 0 | 0 | 0 | 0
2015-08-07 | 01 | 0 | 0 | 0 | 0 | 0 | 0
2015-08-07 | 02 | 0 | 0 | 0 | 0 | 0 | 0
2015-08-07 | 03 | 0 | 0 | 0 | 0 | 0 | 0
2015-08-07 | 04 | 0 | 0 | 0 | 0 | 0 | 0
2015-08-07 | 05 | 0 | 0 | 0 | 0 | 0 | 0
2015-08-07 | 06 | 0 | 0 | 0 | 0 | 0 | 0
2015-08-07 | 07 | 0 | 0 | 0 | 0 | 0 | 0
2015-08-07 | 08 | 219.8006 | 82.9608 | 41.3678 | 3.4807 | 44.897 | 392.507
2015-08-07 | 09 | 807.5297 | 304.7904 | 151.9808 | 12.7874 | 164.9468 | 1442.0352
2015-08-07 | 10 | 1954.3183 | 737.6291 | 367.812 | 30.9459 | 399.1898 | 3489.8951
2015-08-07 | 11 | 2962.5356 | 1118.1665 | 557.5634 | 46.9106 | 605.1286 | 5290.3048
2015-08-07 | 12 | 4491.5862 | 1695.2842 | 845.3377 | 71.1229 | 917.4526 | 8020.7836
2015-08-07 | 13 | 7626.1405 | 2878.3762 | 1435.276 | 120.7578 | 1557.7185 | 13618.2691
2015-08-07 | 14 | 7525.7963 | 2840.5028 | 1416.3907 | 119.1692 | 1537.2216 | 13439.0806
2015-08-07 | 15 | 10674.6851 | 4029.0051 | 2009.0268 | 169.031 | 2180.4149 | 19062.1629
2015-08-07 | 16 | 10760.6948 | 4061.4683 | 2025.2142 | 170.3927 | 2197.9835 | 19215.7536
2015-08-07 | 17 | 11467.8804 | 4328.3853 | 2158.3098 | 181.5906 | 2342.4334 | 20478.5995
2015-08-07 | 18 | 9183.8607 | 3466.3153 | 1728.4461 | 145.4239 | 1875.899 | 16399.945
2015-08-07 | 19 | 3168.0019 | 1195.7162 | 596.2333 | 50.1645 | 647.0974 | 5657.2132
2015-08-07 | 20 | 525.6111 | 198.3841 | 98.9222 | 8.3232 | 107.3618 | 938.6023
2015-08-07 | 21 | 38.2262 | 14.4279 | 7.1944 | 0.6052 | 7.8081 | 68.2618
2015-08-07 | 22 | 9.5565 | 3.6074 | 1.7986 | 0.1513 | 1.9525 | 17.0663
2015-08-07 | 23 | 0 | 0 | 0 | 0 | 0 | 0
2015-08-07 | 24 | 0 | 0 | 0 | 0 | 0 | 0
2015-08-08 | 01 | 0 | 0 | 0 | 0 | 0 | 0
2015-08-08 | 02 | 0 | 0 | 0 | 0 | 0 | 0
2015-08-08 | 03 | 0 | 0 | 0 | 0 | 0 | 0
2015-08-08 | 04 | 0 | 0 | 0 | 0 | 0 | 0
2015-08-08 | 05 | 0 | 0 | 0 | 0 | 0 | 0
2015-08-08 | 06 | 0 | 0 | 0 | 0 | 0 | 0
2015-08-08 | 07 | 38.2262 | 14.4279 | 7.1944 | 0.6052 | 7.8081 | 68.2618
2015-08-08 | 08 | 678.5159 | 256.0965 | 127.6998 | 10.744 | 138.5942 | 1211.6503
2015-08-08 | 09 | 2828.7439 | 1067.668 | 532.383 | 44.7925 | 577.8003 | 5051.3876
2015-08-08 | 10 | 6130.5374 | 2313.8828 | 1153.7968 | 97.0751 | 1252.226 | 10947.5181
2015-08-08 | 11 | 10091.7347 | 3808.9792 | 1899.3122 | 159.8 | 2061.3409 | 18021.1671
2015-08-08 | 12 | 12523.8813 | 4726.9571 | 2357.0543 | 198.3126 | 2558.1319 | 22364.3373
2015-08-08 | 13 | 12963.4834 | 4892.8788 | 2439.789 | 205.2733 | 2647.9259 | 23149.3505
2015-08-08 | 14 | 12222.8496 | 4613.3367 | 2300.3983 | 193.5459 | 2496.6438 | 21826.7743
2015-08-08 | 15 | 13106.8317 | 4946.983 | 2466.768 | 207.5437 | 2677.2059 | 23405.3322
2015-08-08 | 16 | 13097.2751 | 4943.3764 | 2464.9694 | 207.3923 | 2675.2543 | 23388.2676
2015-08-08 | 17 | 11095.1741 | 4187.7128 | 2088.1644 | 175.6891 | 2266.304 | 19813.0444
2015-08-08 | 18 | 9136.0779 | 3448.28 | 1719.4531 | 144.6675 | 1866.1384 | 16314.6169
2015-08-08 | 19 | 5045.8677 | 1904.4896 | 949.6565 | 79.9 | 1030.6709 | 9010.5848
2015-08-08 | 20 | 1901.7568 | 717.7901 | 357.9197 | 30.1138 | 388.4534 | 3396.0339
2015-08-08 | 21 | 210.2441 | 79.3534 | 39.5692 | 3.3294 | 42.9445 | 375.4407
2015-08-08 | 22 | 9.5565 | 3.6074 | 1.7986 | 0.1513 | 1.9525 | 17.0663
2015-08-08 | 23 | 0 | 0 | 0 | 0 | 0 | 0
2015-08-08 | 24 | 0 | 0 | 0 | 0 | 0 | 0
2015-08-09 | 01 | 0 | 0 | 0 | 0 | 0 | 0
2015-08-09 | 02 | 0 | 0 | 0 | 0 | 0 | 0
2015-08-09 | 03 | 0 | 0 | 0 | 0 | 0 | 0
2015-08-09 | 04 | 0 | 0 | 0 | 0 | 0 | 0
2015-08-09 | 05 | 0 | 0 | 0 | 0 | 0 | 0
2015-08-09 | 06 | 0 | 0 | 0 | 0 | 0 | 0
2015-08-09 | 07 | 33.4483 | 12.6242 | 6.2951 | 0.52955 | 6.8323 | 59.7295
2015-08-09 | 08 | 640.2897 | 241.6677 | 120.5053 | 10.1388 | 130.7861 | 1143.3877
2015-08-09 | 09 | 2833.5217 | 1069.4717 | 533.2823 | 44.8681 | 578.776 | 5059.9199
2015-08-09 | 10 | 6336.0037 | 2391.4325 | 1192.4659 | 100.3289 | 1294.1947 | 11314.4256
2015-08-09 | 11 | 10215.9707 | 3855.8694 | 1922.694 | 161.7669 | 2086.7177 | 18243.0187
2015-08-09 | 12 | 13512.9855 | 5100.2805 | 2543.2085 | 213.9748 | 2760.1667 | 24130.616
2015-08-09 | 13 | 15605.8742 | 5890.2101 | 2937.1002 | 247.1154 | 3187.6615 | 27867.9614
2015-08-09 | 14 | 16270.0557 | 6140.8964 | 3062.102 | 257.6324 | 3323.3274 | 29054.014
2015-08-09 | 15 | 16599.7571 | 6265.3372 | 3124.1537 | 262.8531 | 3390.6721 | 29642.7733
2015-08-09 | 16 | 14893.9099 | 5621.4903 | 2803.1045 | 235.841 | 3042.235 | 26596.5807
2015-08-09 | 17 | 13250.1799 | 5001.088 | 2493.747 | 209.8132 | 2706.4867 | 23661.3148
2015-08-09 | 18 | 9547.0104 | 3603.3803 | 1796.7929 | 151.1742 | 1950.0759 | 17048.4338
2015-08-09 | 19 | 5064.9808 | 1911.7035 | 953.2537 | 80.2026 | 1034.5749 | 9044.7157
2015-08-09 | 20 | 1858.7519 | 701.5594 | 349.826 | 29.433 | 379.6695 | 3319.2398
2015-08-09 | 21 | 191.131 | 72.1395 | 35.972 | 3.0269 | 39.0405 | 341.3098
2015-08-09 | 22 | 4.7787 | 1.8037 | 0.8993 | 0.07565 | 0.9758 | 8.5331
2015-08-09 | 23 | 0 | 0 | 0 | 0 | 0 | 0
2015-08-09 | 24 | 0 | 0 | 0 | 0 | 0 | 0
2015-08-10 | 01 | 0 | 0 | 0 | 0 | 0 | 0
2015-08-10 | 02 | 14.3352 | 5.4103 | 2.6979 | 0.22695 | 2.9282 | 25.5986
2015-08-10 | 03 | 0 | 0 | 0 | 0 | 0 | 0
2015-08-10 | 04 | 0 | 0 | 0 | 0 | 0 | 0
2015-08-10 | 05 | 0 | 0 | 0 | 0 | 0 | 0
2015-08-10 | 06 | 0 | 0 | 0 | 0 | 0 | 0
2015-08-10 | 07 | 43.0049 | 16.2316 | 8.0937 | 0.68085 | 8.7839 | 76.795
2015-08-10 | 08 | 745.4126 | 281.3449 | 140.29 | 11.8031 | 152.2579 | 1331.1085
2015-08-10 | 09 | 2728.3997 | 1029.7945 | 513.4977 | 43.2038 | 557.3042 | 4872.2
2015-08-10 | 10 | 5733.9402 | 2164.1926 | 1079.1549 | 90.7953 | 1171.2167 | 10239.2997
2015-08-10 | 11 | 8954.5035 | 3379.747 | 1685.2805 | 141.7919 | 1829.0495 | 15990.3725
2015-08-10 | 12 | 12055.6095 | 4550.2149 | 2268.9228 | 190.8973 | 2462.4832 | 21528.1276
2015-08-10 | 13 | 14827.0141 | 5596.241 | 2790.5143 | 234.7819 | 3028.5712 | 26477.1226
2015-08-10 | 14 | 16255.7205 | 6135.4853 | 3059.4041 | 257.4055 | 3320.3992 | 29028.4146
2015-08-10 | 15 | 16250.9426 | 6133.6824 | 3058.5048 | 257.3298 | 3319.4234 | 29019.8832
2015-08-10 | 16 | 14860.4616 | 5608.8652 | 2796.8094 | 235.3114 | 3035.4027 | 26536.8504
2015-08-10 | 17 | 12724.5688 | 4802.704 | 2394.8248 | 201.4899 | 2599.1249 | 22722.7125
2015-08-10 | 18 | 9499.2277 | 3585.3459 | 1787.7999 | 150.4177 | 1940.3154 | 16963.1066
2015-08-10 | 19 | 4816.5097 | 1817.9214 | 906.4901 | 76.2679 | 983.8223 | 8601.0115
2015-08-10 | 20 | 1954.3183 | 737.6291 | 367.812 | 30.9459 | 399.1898 | 3489.8951
2015-08-10 | 21 | 181.5744 | 68.5329 | 34.1734 | 2.8756 | 37.0889 | 324.2452
2015-08-10 | 22 | 4.7787 | 1.8037 | 0.8993 | 0.07565 | 0.9758 | 8.5331
2015-08-10 | 23 | 0 | 0 | 0 | 0 | 0 | 0
2015-08-10 | 24 | 0 | 0 | 0 | 0 | 0 | 0
2015-08-11 | 01 | 0 | 0 | 0 | 0 | 0 | 0
2015-08-11 | 02 | 0 | 0 | 0 | 0 | 0 | 0
2015-08-11 | 03 | 0 | 0 | 0 | 0 | 0 | 0
2015-08-11 | 04 | 0 | 0 | 0 | 0 | 0 | 0
2015-08-11 | 05 | 0 | 0 | 0 | 0 | 0 | 0
2015-08-11 | 06 | 0 | 0 | 0 | 0 | 0 | 0
2015-08-11 | 07 | 28.6696 | 10.8213 | 5.3958 | 0.4539 | 5.8565 | 51.1972
2015-08-11 | 08 | 578.1726 | 218.2231 | 108.8144 | 9.1554 | 118.0973 | 1032.4627
2015-08-11 | 09 | 2341.359 | 883.7119 | 440.6553 | 37.0744 | 478.2466 | 4181.0471
2015-08-11 | 10 | 5590.5919 | 2110.0876 | 1052.1759 | 88.5258 | 1141.9359 | 9983.3171
2015-08-11 | 11 | 8921.0552 | 3367.1228 | 1678.9854 | 141.2623 | 1822.2181 | 15930.6439
2015-08-11 | 12 | 12318.415 | 4649.4065 | 2318.3843 | 195.0588 | 2516.1641 | 21997.4288
2015-08-11 | 13 | 14435.1947 | 5448.3546 | 2716.7725 | 228.5778 | 2948.5378 | 25777.4375
2015-08-11 | 14 | 15883.0142 | 5994.8128 | 2989.2587 | 251.5031 | 3244.2698 | 28362.8587
2015-08-11 | 15 | 15677.5479 | 5917.2631 | 2950.5897 | 248.2502 | 3202.3011 | 27995.9519
2015-08-11 | 16 | 14052.9319 | 5304.0748 | 2644.8286 | 222.5249 | 2870.4568 | 25094.8169
2015-08-11 | 17 | 9422.7753 | 3556.4892 | 1773.4111 | 149.2073 | 1924.6992 | 16826.5821
2015-08-11 | 18 | 3335.2419 | 1258.839 | 627.7088 | 52.8131 | 681.258 | 5955.8607
2015-08-11 | 19 | 960.4354 | 362.502 | 180.7585 | 15.2082 | 196.1791 | 1715.0832
2015-08-11 | 20 | 430.0456 | 162.3143 | 80.937 | 6.8093 | 87.8415 | 767.9478
2015-08-11 | 21 | 71.6745 | 27.0521 | 13.4895 | 1.1347 | 14.6404 | 127.9913
2015-08-11 | 22 | 0 | 0 | 0 | 0 | 0 | 0
2015-08-11 | 23 | 0 | 0 | 0 | 0 | 0 | 0
2015-08-11 | 24 | 0 | 0 | 0 | 0 | 0 | 0
2015-08-12 | 01 | 0 | 0 | 0 | 0 | 0 | 0
2015-08-12 | 02 | 0 | 0 | 0 | 0 | 0 | 0
2015-08-12 | 03 | 14.3352 | 5.4103 | 2.6979 | 0.22695 | 2.9282 | 25.5986
2015-08-12 | 04 | 0 | 0 | 0 | 0 | 0 | 0
2015-08-12 | 05 | 0 | 0 | 0 | 0 | 0 | 0
2015-08-12 | 06 | 14.3352 | 5.4103 | 2.6979 | 0.22695 | 2.9282 | 25.5986
2015-08-12 | 07 | 14.3352 | 5.4103 | 2.6979 | 0.22695 | 2.9282 | 25.5986
2015-08-12 | 08 | 874.4256 | 330.0397 | 164.571 | 13.8465 | 178.6105 | 1561.4933
2015-08-12 | 09 | 2828.7439 | 1067.668 | 532.383 | 44.7925 | 577.8003 | 5051.3876
2015-08-12 | 10 | 5882.0671 | 2220.1005 | 1107.0332 | 93.1413 | 1201.4733 | 10503.8155
2015-08-12 | 11 | 8581.7972 | 3239.0746 | 1615.1352 | 135.8904 | 1752.921 | 15324.8183
2015-08-12 | 12 | 12022.1611 | 4537.5899 | 2262.6278 | 190.3677 | 2455.6508 | 21468.3973
2015-08-12 | 13 | 14769.6748 | 5574.5992 | 2779.7235 | 233.8741 | 3016.8591 | 26374.7307
2015-08-12 | 14 | 15519.8653 | 5857.7478 | 2920.9128 | 245.7528 | 3170.0928 | 27714.3715
2015-08-12 | 15 | 15261.8375 | 5760.3591 | 2872.3506 | 241.6669 | 3117.3886 | 27253.6027
2015-08-12 | 16 | 13154.6144 | 4965.0183 | 2475.761 | 208.3002 | 2686.9664 | 23490.6603
2015-08-12 | 17 | 8744.2585 | 3300.3936 | 1645.7114 | 138.4633 | 1786.105 | 15614.9318
2015-08-12 | 18 | 7535.3528 | 2844.1093 | 1418.1893 | 119.3205 | 1539.174 | 13456.146
2015-08-12 | 19 | 3354.355 | 1266.0529 | 631.3052 | 53.1156 | 685.162 | 5989.9908
2015-08-12 | 20 | 1323.5843 | 499.5679 | 249.1052 | 20.9584 | 270.3561 | 2363.572
2015-08-12 | 21 | 210.2441 | 79.3534 | 39.5692 | 3.3294 | 42.9445 | 375.4407
2015-08-12 | 22 | 9.5565 | 3.6074 | 1.7986 | 0.1513 | 1.9525 | 17.0663
2015-08-12 | 23 | 0 | 0 | 0 | 0 | 0 | 0
2015-08-12 | 24 | 0 | 0 | 0 | 0 | 0 | 0
2015-08-13 | 01 | 0 | 0 | 0 | 0 | 0 | 0
2015-08-13 | 02 | 0 | 0 | 0 | 0 | 0 | 0
2015-08-13 | 03 | 0 | 0 | 0 | 0 | 0 | 0
2015-08-13 | 04 | 0 | 0 | 0 | 0 | 0 | 0
2015-08-13 | 05 | 0 | 0 | 0 | 0 | 0 | 0
2015-08-13 | 06 | 0 | 0 | 0 | 0 | 0 | 0
2015-08-13 | 07 | 23.8918 | 9.0176 | 4.4965 | 0.37825 | 4.8798 | 42.664
2015-08-13 | 08 | 492.1636 | 185.7599 | 92.627 | 7.7937 | 100.5295 | 878.8736
2015-08-13 | 09 | 2671.0604 | 1008.1527 | 502.7061 | 42.2951 | 545.592 | 4769.8065
2015-08-13 | 10 | 6111.4244 | 2306.6688 | 1150.1996 | 96.7725 | 1248.3219 | 10913.3871
2015-08-13 | 11 | 9833.7078 | 3711.5905 | 1850.7509 | 155.7141 | 2008.6367 | 17560.3999
2015-08-13 | 12 | 13030.3793 | 4918.1272 | 2452.3792 | 206.3324 | 2661.5897 | 23268.8078
2015-08-13 | 13 | 15252.281 | 5756.7517 | 2870.552 | 241.5156 | 3115.4361 | 27236.5364
2015-08-13 | 14 | 16055.0329 | 6059.7392 | 3021.6335 | 254.2274 | 3279.4062 | 28670.0393
2015-08-13 | 15 | 15792.2273 | 5960.5468 | 2972.172 | 250.0657 | 3225.7253 | 28200.7373
2015-08-13 | 16 | 14616.7692 | 5516.8876 | 2750.946 | 231.4525 | 2985.6267 | 26101.6818
2015-08-13 | 17 | 12342.306 | 4658.4241 | 2322.8809 | 195.4371 | 2521.0439 | 22040.092
2015-08-13 | 18 | 8572.2406 | 3235.468 | 1613.3365 | 135.7391 | 1750.9686 | 15307.7528
2015-08-13 | 19 | 4200.1109 | 1585.2713 | 790.4813 | 66.5074 | 857.916 | 7500.2869
2015-08-13 | 20 | 1385.7023 | 523.0135 | 260.7962 | 21.9419 | 283.044 | 2474.4979
2015-08-13 | 21 | 119.4573 | 45.0874 | 22.4825 | 1.8913 | 24.4001 | 213.3185
2015-08-13 | 22 | 4.7787 | 1.8037 | 0.8993 | 0.07565 | 0.9758 | 8.5331
2015-08-13 | 23 | 0 | 0 | 0 | 0 | 0 | 0
2015-08-13 | 24 | 0 | 0 | 0 | 0 | 0 | 0
2015-08-14 | 01 | 0 | 0 | 0 | 0 | 0 | 0
2015-08-14 | 02 | 0 | 0 | 0 | 0 | 0 | 0
2015-08-14 | 03 | 0 | 0 | 0 | 0 | 0 | 0
2015-08-14 | 04 | 0 | 0 | 0 | 0 | 0 | 0
2015-08-14 | 05 | 0 | 0 | 0 | 0 | 0 | 0
2015-08-14 | 06 | 0 | 0 | 0 | 0 | 0 | 0
2015-08-14 | 07 | 23.8918 | 9.0176 | 4.4965 | 0.37825 | 4.8798 | 42.664
2015-08-14 | 08 | 535.1676 | 201.9914 | 100.7207 | 8.4745 | 109.3134 | 955.6678
2015-08-14 | 09 | 2408.2548 | 908.9611 | 453.2447 | 38.1344 | 491.9112 | 4300.5062
2015-08-14 | 10 | 5757.832 | 2173.2103 | 1083.6514 | 91.1736 | 1176.0965 | 10281.9638
2015-08-14 | 11 | 9594.7932 | 3621.4156 | 1805.7859 | 151.9307 | 1959.8356 | 17133.7611
2015-08-14 | 12 | 13092.4973 | 4941.5727 | 2464.0701 | 207.3167 | 2674.2776 | 23379.7345
2015-08-14 | 13 | 15257.0597 | 5758.5553 | 2871.4513 | 241.5913 | 3116.412 | 27245.0696
2015-08-14 | 14 | 16193.6033 | 6112.0406 | 3047.7132 | 256.4212 | 3307.7113 | 28917.4896
2015-08-14 | 15 | 16098.0369 | 6075.97 | 3029.7272 | 254.9082 | 3288.191 | 28746.8334
2015-08-14 | 16 | 14631.1044 | 5522.2978 | 2753.6438 | 231.6794 | 2988.5541 | 26127.2796
2015-08-14 | 17 | 12318.415 | 4649.4065 | 2318.3843 | 195.0588 | 2516.1641 | 21997.4288
2015-08-14 | 18 | 7850.7198 | 2963.1399 | 1477.5431 | 124.3142 | 1603.5904 | 14019.3075
2015-08-14 | 19 | 3655.3867 | 1379.6724 | 687.9611 | 57.8824 | 746.6502 | 6527.5529
2015-08-14 | 20 | 1161.1229 | 438.2489 | 218.5291 | 18.3864 | 237.1712 | 2073.4585
2015-08-14 | 21 | 100.3442 | 37.8734 | 18.8853 | 1.5886 | 20.4961 | 179.1876
2015-08-14 | 22 | 4.7787 | 1.8037 | 0.8993 | 0.07565 | 0.9758 | 8.5331
2015-08-14 | 23 | 0 | 0 | 0 | 0 | 0 | 0
2015-08-14 | 24 | 0 | 0 | 0 | 0 | 0 | 0
2015-08-15 | 01 | 0 | 0 | 0 | 0 | 0 | 0
2015-08-15 | 02 | 0 | 0 | 0 | 0 | 0 | 0
2015-08-15 | 03 | 0 | 0 | 0 | 0 | 0 | 0
2015-08-15 | 04 | 0 | 0 | 0 | 0 | 0 | 0
2015-08-15 | 05 | 0 | 0 | 0 | 0 | 0 | 0
2015-08-15 | 06 | 0 | 0 | 0 | 0 | 0 | 0
2015-08-15 | 07 | 9.5565 | 3.6074 | 1.7986 | 0.1513 | 1.9525 | 17.0663
2015-08-15 | 08 | 563.8373 | 212.8119 | 106.1166 | 8.9284 | 115.1699 | 1006.8641
2015-08-15 | 09 | 2690.1735 | 1015.3666 | 506.3033 | 42.5986 | 549.4961 | 4803.9382
2015-08-15 | 10 | 6063.6416 | 2288.6335 | 1141.2066 | 96.016 | 1238.5613 | 10828.059
2015-08-15 | 11 | 9728.5849 | 3671.9133 | 1830.9663 | 154.0498 | 1987.164 | 17372.6783
2015-08-15 | 12 | 12801.0212 | 4831.5598 | 2409.2137 | 202.7012 | 2614.7411 | 22859.237
2015-08-15 | 13 | 14936.914 | 5637.7211 | 2811.1982 | 236.5219 | 3051.0189 | 26673.374
2015-08-15 | 14 | 15610.6521 | 5892.0138 | 2937.9995 | 247.191 | 3188.6373 | 27876.4937
2015-08-15 | 15 | 15400.408 | 5812.6604 | 2898.4303 | 243.8616 | 3145.6928 | 27501.053
2015-08-15 | 16 | 13780.5697 | 5201.2758 | 2593.5693 | 218.212 | 2814.8243 | 24608.4512
2015-08-15 | 17 | 11529.9984 | 4351.83 | 2170.0007 | 182.5749 | 2355.1214 | 20589.5253
2015-08-15 | 18 | 8863.7159 | 3345.481 | 1668.1938 | 140.3545 | 1810.5059 | 15828.2512
2015-08-15 | 19 | 4482.0296 | 1691.6768 | 843.5391 | 70.9716 | 915.501 | 8003.7181
2015-08-15 | 20 | 1314.0277 | 495.9605 | 247.3066 | 20.8072 | 268.4036 | 2346.5058
2015-08-15 | 21 | 105.1221 | 39.6771 | 19.7846 | 1.6643 | 21.4727 | 187.7208
2015-08-15 | 22 | 0 | 0 | 0 | 0 | 0 | 0
2015-08-15 | 23 | 0 | 0 | 0 | 0 | 0 | 0
2015-08-15 | 24 | 0 | 0 | 0 | 0 | 0 | 0
2015-08-16 | 01 | 0 | 0 | 0 | 0 | 0 | 0
2015-08-16 | 02 | 0 | 0 | 0 | 0 | 0 | 0
2015-08-16 | 03 | 0 | 0 | 0 | 0 | 0 | 0
2015-08-16 | 04 | 0 | 0 | 0 | 0 | 0 | 0
2015-08-16 | 05 | 0 | 0 | 0 | 0 | 0 | 0
2015-08-16 | 06 | 0 | 0 | 0 | 0 | 0 | 0
2015-08-16 | 07 | 28.6696 | 10.8213 | 5.3958 | 0.4539 | 5.8565 | 51.1972
2015-08-16 | 08 | 606.8422 | 229.0436 | 114.2103 | 9.6092 | 123.9538 | 1083.659
2015-08-16 | 09 | 2632.8342 | 993.7248 | 495.5118 | 41.6899 | 537.784 | 4701.5446
2015-08-16 | 10 | 5839.0622 | 2203.8689 | 1098.9395 | 92.4604 | 1192.6886 | 10427.0197
2015-08-16 | 11 | 9489.6712 | 3581.7385 | 1786.0013 | 150.2664 | 1938.3638 | 16946.0412
2015-08-16 | 12 | 12136.8406 | 4580.8744 | 2284.2109 | 192.1841 | 2479.0752 | 21673.1853
2015-08-16 | 13 | 13723.2305 | 5179.6339 | 2582.7777 | 217.3042 | 2803.1121 | 24506.0585
2015-08-16 | 14 | 14411.3029 | 5439.337 | 2712.276 | 228.1995 | 2943.6579 | 25734.7734
2015-08-16 | 15 | 14373.0767 | 5424.9091 | 2705.0817 | 227.5943 | 2935.8498 | 25666.5116
2015-08-16 | 16 | 13751.9001 | 5190.4553 | 2588.1735 | 217.7581 | 2808.9678 | 24557.2548
2015-08-16 | 17 | 11797.5818 | 4452.8261 | 2220.3615 | 186.8113 | 2409.778 | 21067.3588
2015-08-16 | 18 | 8318.9916 | 3139.883 | 1565.6736 | 131.7287 | 1699.2401 | 14855.5172
2015-08-16 | 19 | 4204.8897 | 1587.0741 | 791.3806 | 66.5831 | 858.8918 | 7508.8192
2015-08-16 | 20 | 1447.8203 | 546.4582 | 272.4862 | 22.9262 | 295.732 | 2585.4229
2015-08-16 | 21 | 152.9048 | 57.7116 | 28.7776 | 2.4208 | 31.2324 | 273.0472
2015-08-16 | 22 | 0 | 0 | 0 | 0 | 0 | 0
2015-08-16 | 23 | 0 | 0 | 0 | 0 | 0 | 0
2015-08-16 | 24 | 0 | 0 | 0 | 0 | 0 | 0
2015-08-17 | 01 | 0 | 0 | 0 | 0 | 0 | 0
2015-08-17 | 02 | 0 | 0 | 0 | 0 | 0 | 0
2015-08-17 | 03 | 0 | 0 | 0 | 0 | 0 | 0
2015-08-17 | 04 | 0 | 0 | 0 | 0 | 0 | 0
2015-08-17 | 05 | 0 | 0 | 0 | 0 | 0 | 0
2015-08-17 | 06 | 0 | 0 | 0 | 0 | 0 | 0
2015-08-17 | 07 | 14.3352 | 5.4103 | 2.6979 | 0.22695 | 2.9282 | 25.5986
2015-08-17 | 08 | 587.7291 | 221.8296 | 110.6131 | 9.3066 | 120.0498 | 1049.5282
2015-08-17 | 09 | 2685.3956 | 1013.5638 | 505.404 | 42.523 | 548.5195 | 4795.4059
2015-08-17 | 10 | 6039.7506 | 2279.6158 | 1136.7101 | 95.6377 | 1233.6815 | 10785.3958
2015-08-17 | 11 | 9828.9291 | 3709.7867 | 1849.8516 | 155.6384 | 2007.66 | 17551.8659
2015-08-17 | 12 | 12996.9309 | 4905.503 | 2446.0841 | 205.8029 | 2654.7574 | 23209.0783
2015-08-17 | 13 | 15075.4844 | 5690.0224 | 2837.2779 | 238.7166 | 3079.3239 | 26920.8252
2015-08-17 | 14 | 16155.3762 | 6097.6127 | 3040.5188 | 255.816 | 3299.9032 | 28849.227
2015-08-17 | 15 | 16351.2859 | 6171.5559 | 3077.3901 | 258.9185 | 3339.9194 | 29199.07
2015-08-17 | 16 | 15366.9596 | 5800.0362 | 2892.1352 | 243.3321 | 3138.8605 | 27441.3235
2015-08-17 | 17 | 12944.3703 | 4885.6649 | 2436.1918 | 204.9707 | 2644.0219 | 23115.2196
2015-08-17 | 18 | 9212.5304 | 3477.1358 | 1733.8419 | 145.8778 | 1881.7547 | 16451.1406
2015-08-17 | 19 | 4558.4829 | 1720.5334 | 857.928 | 72.182 | 931.1172 | 8140.2435
2015-08-17 | 20 | 1533.8293 | 578.9214 | 288.6736 | 24.2879 | 313.3007 | 2739.0128
2015-08-17 | 21 | 114.6786 | 43.2837 | 21.5832 | 1.8156 | 23.4243 | 204.7854
2015-08-17 | 22 | 4.7787 | 1.8037 | 0.8993 | 0.07565 | 0.9758 | 8.5331
2015-08-17 | 23 | 0 | 0 | 0 | 0 | 0 | 0
2015-08-17 | 24 | 0 | 0 | 0 | 0 | 0 | 0
2015-08-18 | 01 | 0 | 0 | 0 | 0 | 0 | 0
2015-08-18 | 02 | 0 | 0 | 0 | 0 | 0 | 0
2015-08-18 | 03 | 0 | 0 | 0 | 0 | 0 | 0
2015-08-18 | 04 | 0 | 0 | 0 | 0 | 0 | 0
2015-08-18 | 05 | 0 | 0 | 0 | 0 | 0 | 0
2015-08-18 | 06 | 0 | 0 | 0 | 0 | 0 | 0
2015-08-18 | 07 | 19.1131 | 7.2139 | 3.5972 | 0.3026 | 3.904 | 34.1309
2015-08-18 | 08 | 554.2808 | 209.2054 | 104.3179 | 8.7771 | 113.2174 | 989.7987
2015-08-18 | 09 | 2709.2866 | 1022.5806 | 509.9006 | 42.9012 | 553.4001 | 4838.0691
2015-08-18 | 10 | 6063.6416 | 2288.6335 | 1141.2066 | 96.016 | 1238.5613 | 10828.059
2015-08-18 | 11 | 9862.3774 | 3722.4109 | 1856.1467 | 156.1679 | 2014.4923 | 17611.5954
2015-08-18 | 12 | 13087.7186 | 4939.769 | 2463.1708 | 207.241 | 2673.3018 | 23371.2013
2015-08-18 | 13 | 15352.6252 | 5794.6251 | 2889.4373 | 243.1051 | 3135.9322 | 27415.7249
2015-08-18 | 14 | 16499.4129 | 6227.4638 | 3105.2685 | 261.2637 | 3370.1761 | 29463.5848
2015-08-18 | 15 | 16485.0785 | 6222.0535 | 3102.5705 | 261.0367 | 3367.2478 | 29437.9871
2015-08-18 | 16 | 15357.403 | 5796.4288 | 2890.3366 | 243.1808 | 3136.9089 | 27424.2581
2015-08-18 | 17 | 12844.0261 | 4847.7914 | 2417.3074 | 203.382 | 2623.525 | 22936.0319
2015-08-18 | 18 | 9050.069 | 3415.8168 | 1703.2666 | 143.3057 | 1848.5698 | 16161.0279
2015-08-18 | 19 | 4491.5862 | 1695.2842 | 845.3377 | 71.1229 | 917.4526 | 8020.7836
2015-08-18 | 20 | 1500.3809 | 566.2972 | 282.3785 | 23.7584 | 306.4683 | 2679.2833
2015-08-18 | 21 | 129.0138 | 48.694 | 24.2811 | 2.0425 | 26.3526 | 230.384
2015-08-18 | 22 | 4.7787 | 1.8037 | 0.8993 | 0.07565 | 0.9758 | 8.5331
2015-08-18 | 23 | 0 | 0 | 0 | 0 | 0 | 0
2015-08-18 | 24 | 0 | 0 | 0 | 0 | 0 | 0
2015-08-19 | 01 | 0 | 0 | 0 | 0 | 0 | 0
2015-08-19 | 02 | 0 | 0 | 0 | 0 | 0 | 0
2015-08-19 | 03 | 0 | 0 | 0 | 0 | 0 | 0
2015-08-19 | 04 | 0 | 0 | 0 | 0 | 0 | 0
2015-08-19 | 05 | 0 | 0 | 0 | 0 | 0 | 0
2015-08-19 | 06 | 0 | 0 | 0 | 0 | 0 | 0
2015-08-19 | 07 | 14.3352 | 5.4103 | 2.6979 | 0.22695 | 2.9282 | 25.5986
2015-08-19 | 08 | 597.2856 | 225.437 | 112.4116 | 9.458 | 122.0014 | 1066.5936
2015-08-19 | 09 | 2651.9473 | 1000.9388 | 499.1089 | 41.9925 | 541.688 | 4735.6755
2015-08-19 | 10 | 6011.081 | 2268.7953 | 1131.3143 | 95.1838 | 1227.825 | 10734.1995
2015-08-19 | 11 | 9776.3685 | 3689.9486 | 1839.9593 | 154.8063 | 1996.9245 | 17458.0072
2015-08-19 | 12 | 12949.1482 | 4887.4677 | 2437.0911 | 205.0463 | 2644.9977 | 23123.751
2015-08-19 | 13 | 15147.159 | 5717.0753 | 2850.7674 | 239.8513 | 3093.9634 | 27048.8165
2015-08-19 | 14 | 16055.0329 | 6059.7392 | 3021.6335 | 254.2274 | 3279.4062 | 28670.0393
2015-08-19 | 15 | 16040.6977 | 6054.3281 | 3018.9356 | 254.0004 | 3276.4788 | 28644.4407
2015-08-19 | 16 | 14879.5747 | 5616.0792 | 2800.4066 | 235.614 | 3039.3068 | 26570.9813
2015-08-19 | 17 | 12361.4199 | 4665.6381 | 2326.478 | 195.7397 | 2524.9479 | 22074.2237
2015-08-19 | 18 | 8720.3676 | 3291.3759 | 1641.2148 | 138.085 | 1781.2252 | 15572.2686
2015-08-19 | 19 | 4252.6724 | 1605.1094 | 800.3736 | 67.3404 | 868.6524 | 7594.1482
2015-08-19 | 20 | 1352.2539 | 510.3884 | 254.501 | 21.4123 | 276.2117 | 2414.7675
2015-08-19 | 21 | 119.4573 | 45.0874 | 22.4825 | 1.8913 | 24.4001 | 213.3185
2015-08-19 | 22 | 4.7787 | 1.8037 | 0.8993 | 0.07565 | 0.9758 | 8.5331
2015-08-19 | 23 | 0 | 0 | 0 | 0 | 0 | 0
2015-08-19 | 24 | 0 | 0 | 0 | 0 | 0 | 0
2015-08-20 | 01 | 0 | 0 | 0 | 0 | 0 | 0
2015-08-20 | 02 | 0 | 0 | 0 | 0 | 0 | 0
2015-08-20 | 03 | 0 | 0 | 0 | 0 | 0 | 0
2015-08-20 | 04 | 0 | 0 | 0 | 0 | 0 | 0
2015-08-20 | 05 | 0 | 0 | 0 | 0 | 0 | 0
2015-08-20 | 06 | 0 | 0 | 0 | 0 | 0 | 0
2015-08-20 | 07 | 14.3352 | 5.4103 | 2.6979 | 0.22695 | 2.9282 | 25.5986
2015-08-20 | 08 | 587.7291 | 221.8296 | 110.6131 | 9.3066 | 120.0498 | 1049.5282
2015-08-20 | 09 | 2513.3769 | 948.6374 | 473.0292 | 39.7987 | 513.383 | 4488.2253
2015-08-20 | 10 | 5600.1485 | 2113.695 | 1053.9745 | 88.6771 | 1143.8883 | 10000.3834
2015-08-20 | 11 | 9145.6345 | 3451.8874 | 1721.2517 | 144.8187 | 1868.0909 | 16331.6832
2015-08-20 | 12 | 12213.293 | 4609.7302 | 2298.5997 | 193.3945 | 2494.6914 | 21809.7089
2015-08-20 | 13 | 14320.5161 | 5405.071 | 2695.1894 | 226.7613 | 2925.1135 | 25572.6512
2015-08-20 | 14 | 15376.5161 | 5803.6427 | 2893.9338 | 243.4834 | 3140.8129 | 27458.389
2015-08-20 | 15 | 15395.6292 | 5810.8567 | 2897.531 | 243.786 | 3144.7169 | 27492.5199
2015-08-20 | 16 | 14353.9636 | 5417.6951 | 2701.4844 | 227.2917 | 2931.9458 | 25632.3807
2015-08-20 | 17 | 11864.4777 | 4478.0746 | 2232.9517 | 187.8713 | 2423.4426 | 21186.8178
2015-08-20 | 18 | 8256.8736 | 3116.4374 | 1553.9827 | 130.7453 | 1686.5521 | 14744.5913
2015-08-20 | 19 | 3999.4234 | 1509.5243 | 752.7107 | 63.3301 | 816.9239 | 7141.9125
2015-08-20 | 20 | 1242.3541 | 468.9085 | 233.8171 | 19.6724 | 253.7632 | 2218.5153
2015-08-20 | 21 | 105.1221 | 39.6771 | 19.7846 | 1.6643 | 21.4727 | 187.7208
2015-08-20 | 22 | 0 | 0 | 0 | 0 | 0 | 0
2015-08-20 | 23 | 0 | 0 | 0 | 0 | 0 | 0
2015-08-20 | 24 | 0 | 0 | 0 | 0 | 0 | 0
2015-08-21 | 01 | 0 | 0 | 0 | 0 | 0 | 0
2015-08-21 | 02 | 0 | 0 | 0 | 0 | 0 | 0
2015-08-21 | 03 | 0 | 0 | 0 | 0 | 0 | 0
2015-08-21 | 04 | 0 | 0 | 0 | 0 | 0 | 0
2015-08-21 | 05 | 0 | 0 | 0 | 0 | 0 | 0
2015-08-21 | 06 | 0 | 0 | 0 | 0 | 0 | 0
2015-08-21 | 07 | 9.5565 | 3.6074 | 1.7986 | 0.1513 | 1.9525 | 17.0663
2015-08-21 | 08 | 592.5069 | 223.6333 | 111.5123 | 9.3823 | 121.0256 | 1058.0604
2015-08-21 | 09 | 2537.2687 | 957.655 | 477.5257 | 40.177 | 518.2637 | 4530.8902
2015-08-21 | 10 | 5719.6058 | 2158.7824 | 1076.457 | 90.5683 | 1168.2885 | 10213.702
2015-08-21 | 11 | 9441.8884 | 3563.704 | 1777.0083 | 149.5099 | 1928.6033 | 16860.7139
2015-08-21 | 12 | 12672.0083 | 4782.865 | 2384.9325 | 200.6578 | 2588.3886 | 22628.8521
2015-08-21 | 13 | 14741.0051 | 5563.7778 | 2774.3277 | 233.4202 | 3011.0026 | 26323.5336
2015-08-21 | 14 | 15572.4258 | 5877.5859 | 2930.8051 | 246.585 | 3180.8292 | 27808.2311
2015-08-21 | 15 | 15476.8603 | 5841.5162 | 2912.8191 | 245.072 | 3161.3089 | 27637.5766
2015-08-21 | 16 | 14392.1898 | 5432.1231 | 2708.6788 | 227.8969 | 2939.7539 | 25700.6425
2015-08-21 | 17 | 11874.0342 | 4481.682 | 2234.7503 | 188.0225 | 2425.3943 | 21203.8832
2015-08-21 | 18 | 8156.5303 | 3078.564 | 1535.0974 | 129.1567 | 1666.0553 | 14565.4037
2015-08-21 | 19 | 3913.4144 | 1477.0611 | 736.5233 | 61.9676 | 799.3553 | 6988.3218
2015-08-21 | 20 | 1161.1229 | 438.2489 | 218.5291 | 18.3864 | 237.1712 | 2073.4585
2015-08-21 | 21 | 90.7876 | 34.266 | 17.0867 | 1.4373 | 18.5445 | 162.1222
2015-08-21 | 22 | 0 | 0 | 0 | 0 | 0 | 0
2015-08-21 | 23 | 0 | 0 | 0 | 0 | 0 | 0
2015-08-21 | 24 | 0 | 0 | 0 | 0 | 0 | 0
2015-08-22 | 01 | 0 | 0 | 0 | 0 | 0 | 0
2015-08-22 | 02 | 0 | 0 | 0 | 0 | 0 | 0
2015-08-22 | 03 | 0 | 0 | 0 | 0 | 0 | 0
2015-08-22 | 04 | 0 | 0 | 0 | 0 | 0 | 0
2015-08-22 | 05 | 0 | 0 | 0 | 0 | 0 | 0
2015-08-22 | 06 | 0 | 0 | 0 | 0 | 0 | 0
2015-08-22 | 07 | 9.5565 | 3.6074 | 1.7986 | 0.1513 | 1.9525 | 17.0663
2015-08-22 | 08 | 549.5029 | 207.4017 | 103.4186 | 8.7014 | 112.2417 | 981.2663
2015-08-22 | 09 | 2594.608 | 979.2969 | 488.3173 | 41.0847 | 529.9758 | 4633.2829
2015-08-22 | 10 | 5901.1802 | 2227.3145 | 1110.6304 | 93.4439 | 1205.3773 | 10537.9464
2015-08-22 | 11 | 9714.2505 | 3666.5031 | 1828.2684 | 153.8228 | 1984.2357 | 17347.0805
2015-08-22 | 12 | 12930.0351 | 4880.2537 | 2433.4939 | 204.7438 | 2641.0936 | 23089.6202
2015-08-22 | 13 | 15085.0409 | 5693.6298 | 2839.0765 | 238.8679 | 3081.2755 | 26937.8906
2015-08-22 | 14 | 16217.4942 | 6121.0574 | 3052.2097 | 256.8003 | 3312.5911 | 28960.1528
2015-08-22 | 15 | 16289.1688 | 6148.1103 | 3065.6992 | 257.935 | 3327.2315 | 29088.145
2015-08-22 | 16 | 15199.7195 | 5736.9135 | 2860.6597 | 240.6834 | 3104.6998 | 27142.676
2015-08-22 | 17 | 12705.4557 | 4795.49 | 2391.2276 | 201.1874 | 2595.2209 | 22688.5816
2015-08-22 | 18 | 9107.4083 | 3437.4587 | 1714.0573 | 144.2135 | 1860.2828 | 16263.4206
2015-08-22 | 19 | 4310.0117 | 1626.7513 | 811.1644 | 68.2482 | 880.3645 | 7696.5401
2015-08-22 | 20 | 1333.1409 | 503.1745 | 250.9038 | 21.1098 | 272.3077 | 2380.6367
2015-08-22 | 21 | 81.2311 | 30.6595 | 15.2881 | 1.286 | 16.592 | 145.0567
2015-08-22 | 22 | 0 | 0 | 0 | 0 | 0 | 0
2015-08-22 | 23 | 0 | 0 | 0 | 0 | 0 | 0
2015-08-22 | 24 | 0 | 0 | 0 | 0 | 0 | 0
2015-08-23 | 01 | 0 | 0 | 0 | 0 | 0 | 0
2015-08-23 | 02 | 0 | 0 | 0 | 0 | 0 | 0
2015-08-23 | 03 | 0 | 0 | 0 | 0 | 0 | 0
2015-08-23 | 04 | 0 | 0 | 0 | 0 | 0 | 0
2015-08-23 | 05 | 0 | 0 | 0 | 0 | 0 | 0
2015-08-23 | 06 | 0 | 0 | 0 | 0 | 0 | 0
2015-08-23 | 07 | 4.7787 | 1.8037 | 0.8993 | 0.07565 | 0.9758 | 8.5331
2015-08-23 | 08 | 563.8373 | 212.8119 | 106.1166 | 8.9284 | 115.1699 | 1006.8641
2015-08-23 | 09 | 2532.49 | 955.8513 | 476.6264 | 40.1013 | 517.2871 | 4522.3562
2015-08-23 | 10 | 5848.6188 | 2207.4763 | 1100.7381 | 92.6118 | 1194.641 | 10444.086
2015-08-23 | 11 | 9408.4401 | 3551.079 | 1770.7132 | 148.9803 | 1921.771 | 16800.9836
2015-08-23 | 12 | 12456.9855 | 4701.7078 | 2344.4641 | 197.2535 | 2544.4682 | 22244.8791
2015-08-23 | 13 | 12901.3654 | 4869.4333 | 2428.099 | 204.2899 | 2635.2371 | 23038.4246
2015-08-23 | 14 | 13455.6462 | 5078.6386 | 2532.4169 | 213.0669 | 2748.4546 | 24028.2233
2015-08-23 | 15 | 13522.5421 | 5103.8871 | 2545.0071 | 214.126 | 2762.1192 | 24147.6815
2015-08-23 | 16 | 13460.4249 | 5080.4415 | 2533.3162 | 213.1426 | 2749.4313 | 24036.7565
2015-08-23 | 17 | 11367.5362 | 4290.5118 | 2139.4245 | 180.0019 | 2321.9373 | 20299.4119
2015-08-23 | 18 | 8070.5205 | 3046.1008 | 1518.9109 | 127.795 | 1648.4874 | 14411.8146
2015-08-23 | 19 | 3922.971 | 1480.6685 | 738.3219 | 62.1189 | 801.3078 | 7005.388
2015-08-23 | 20 | 1118.1181 | 422.0173 | 210.4353 | 17.7055 | 228.3873 | 1996.6636
2015-08-23 | 21 | 86.0089 | 32.4632 | 16.1874 | 1.3617 | 17.5687 | 153.5899
2015-08-23 | 22 | 0 | 0 | 0 | 0 | 0 | 0
2015-08-23 | 23 | 0 | 0 | 0 | 0 | 0 | 0
2015-08-23 | 24 | 0 | 0 | 0 | 0 | 0 | 0
2015-08-24 | 01 | 0 | 0 | 0 | 0 | 0 | 0
2015-08-24 | 02 | 0 | 0 | 0 | 0 | 0 | 0
2015-08-24 | 03 | 0 | 0 | 0 | 0 | 0 | 0
2015-08-24 | 04 | 0 | 0 | 0 | 0 | 0 | 0
2015-08-24 | 05 | 0 | 0 | 0 | 0 | 0 | 0
2015-08-24 | 06 | 0 | 0 | 0 | 0 | 0 | 0
2015-08-24 | 07 | 9.5565 | 3.6074 | 1.7986 | 0.1513 | 1.9525 | 17.0663
2015-08-24 | 08 | 578.1726 | 218.2231 | 108.8144 | 9.1554 | 118.0973 | 1032.4627
2015-08-24 | 09 | 2470.3728 | 932.4067 | 464.9355 | 39.1178 | 504.5991 | 4411.432
2015-08-24 | 10 | 5848.6188 | 2207.4763 | 1100.7381 | 92.6118 | 1194.641 | 10444.086
2015-08-24 | 11 | 8371.5531 | 3159.7211 | 1575.5659 | 132.5618 | 1709.9765 | 14949.3784
2015-08-24 | 12 | 12304.0798 | 4643.9962 | 2315.6865 | 194.8319 | 2513.2358 | 21971.8302
2015-08-24 | 13 | 14683.665 | 5542.136 | 2763.5361 | 232.5124 | 2999.2904 | 26221.14
2015-08-24 | 14 | 15825.6748 | 5973.171 | 2978.4671 | 250.5953 | 3232.5576 | 28260.466
2015-08-24 | 15 | 15902.1272 | 6002.0268 | 2992.856 | 251.8065 | 3248.1738 | 28396.9904
2015-08-24 | 16 | 14057.7105 | 5305.8785 | 2645.7279 | 222.6005 | 2871.4326 | 25103.35
2015-08-24 | 17 | 11252.8576 | 4247.2281 | 2117.8413 | 178.1864 | 2298.5122 | 20094.6256
2015-08-24 | 18 | 7974.955 | 3010.0311 | 1500.9249 | 126.2811 | 1628.9672 | 14241.1593
2015-08-24 | 19 | 4032.8709 | 1522.1485 | 759.0058 | 63.8597 | 823.7554 | 7201.6403
2015-08-24 | 20 | 1271.0237 | 479.7289 | 239.213 | 20.1263 | 259.6198 | 2269.7116
2015-08-24 | 21 | 62.118 | 23.4455 | 11.6909 | 0.98345 | 12.6879 | 110.9258
2015-08-24 | 22 | 0 | 0 | 0 | 0 | 0 | 0
2015-08-24 | 23 | 0 | 0 | 0 | 0 | 0 | 0
2015-08-24 | 24 | 0 | 0 | 0 | 0 | 0 | 0
2015-08-25 | 01 | 0 | 0 | 0 | 0 | 0 | 0
2015-08-25 | 02 | 0 | 0 | 0 | 0 | 0 | 0
2015-08-25 | 03 | 0 | 0 | 0 | 0 | 0 | 0
2015-08-25 | 04 | 0 | 0 | 0 | 0 | 0 | 0
2015-08-25 | 05 | 0 | 0 | 0 | 0 | 0 | 0
2015-08-25 | 06 | 0 | 0 | 0 | 0 | 0 | 0
2015-08-25 | 07 | 9.5565 | 3.6074 | 1.7986 | 0.1513 | 1.9525 | 17.0663
2015-08-25 | 08 | 487.3849 | 183.9562 | 91.7278 | 7.718 | 99.5537 | 870.3405
2015-08-25 | 09 | 2599.3859 | 981.1006 | 489.2166 | 41.1604 | 530.9516 | 4641.8152
2015-08-25 | 10 | 5652.7091 | 2133.5332 | 1063.8668 | 89.5093 | 1154.6247 | 10094.243
2015-08-25 | 11 | 9322.4311 | 3518.6166 | 1754.5258 | 147.6187 | 1904.2032 | 16647.3954
2015-08-25 | 12 | 12428.3158 | 4690.8873 | 2339.0682 | 196.7988 | 2538.6117 | 22193.6819
2015-08-25 | 13 | 14167.6104 | 5347.3594 | 2666.4117 | 224.3405 | 2893.8811 | 25299.6031
2015-08-25 | 14 | 15046.8147 | 5679.2019 | 2831.8821 | 238.2627 | 3073.4674 | 26869.6288
2015-08-25 | 15 | 14229.7284 | 5370.804 | 2678.1026 | 225.3239 | 2906.5691 | 25410.5281
2015-08-25 | 16 | 11157.2921 | 4211.1575 | 2099.8553 | 176.6725 | 2278.992 | 19923.9694
2015-08-25 | 17 | 7057.5245 | 2663.7606 | 1328.2602 | 111.7537 | 1441.5728 | 12602.8718
2015-08-25 | 18 | 4697.0524 | 1772.8339 | 884.0077 | 74.3767 | 959.4213 | 8387.692
2015-08-25 | 19 | 2178.8976 | 822.3928 | 410.0791 | 34.5023 | 445.0625 | 3890.9345
2015-08-25 | 20 | 554.2808 | 209.2054 | 104.3179 | 8.7771 | 113.2174 | 989.7987
2015-08-25 | 21 | 57.3393 | 21.6418 | 10.7916 | 0.9078 | 11.7121 | 102.3927
2015-08-25 | 22 | 0 | 0 | 0 | 0 | 0 | 0
2015-08-25 | 23 | 0 | 0 | 0 | 0 | 0 | 0
2015-08-25 | 24 | 0 | 0 | 0 | 0 | 0 | 0
2015-08-26 | 01 | 0 | 0 | 0 | 0 | 0 | 0
2015-08-26 | 02 | 0 | 0 | 0 | 0 | 0 | 0
2015-08-26 | 03 | 0 | 0 | 0 | 0 | 0 | 0
2015-08-26 | 04 | 0 | 0 | 0 | 0 | 0 | 0
2015-08-26 | 05 | 0 | 0 | 0 | 0 | 0 | 0
2015-08-26 | 06 | 0 | 0 | 0 | 0 | 0 | 0
2015-08-26 | 07 | 0 | 0 | 0 | 0 | 0 | 0
2015-08-26 | 08 | 186.3531 | 70.3366 | 35.0727 | 2.9512 | 38.0647 | 332.7784
2015-08-26 | 09 | 664.1815 | 250.6854 | 125.0019 | 10.517 | 135.666 | 1186.0517
2015-08-26 | 10 | 1672.3997 | 631.2228 | 314.7533 | 26.4818 | 341.6048 | 2986.4623
2015-08-26 | 11 | 2632.8342 | 993.7248 | 495.5118 | 41.6899 | 537.784 | 4701.5446
2015-08-26 | 12 | 4472.473 | 1688.0702 | 841.7405 | 70.8203 | 913.5485 | 7986.6527
2015-08-26 | 13 | 5514.1395 | 2081.2318 | 1037.7871 | 87.3154 | 1126.3197 | 9846.7936
2015-08-26 | 14 | 4835.6228 | 1825.1353 | 910.0874 | 76.5705 | 987.7263 | 8635.1424
2015-08-26 | 15 | 4529.8132 | 1709.7121 | 852.5322 | 71.7281 | 925.2607 | 8089.0462
2015-08-26 | 16 | 5948.963 | 2245.3498 | 1119.6234 | 94.2004 | 1215.1371 | 10623.2737
2015-08-26 | 17 | 8562.6841 | 3231.8606 | 1611.5379 | 135.5877 | 1749.0169 | 15290.6874
2015-08-26 | 18 | 7086.1942 | 2674.5811 | 1333.656 | 112.2085 | 1447.4284 | 12654.0681
2015-08-26 | 19 | 3736.6178 | 1410.3319 | 703.2492 | 59.1685 | 763.243 | 6672.6105
2015-08-26 | 20 | 788.4167 | 297.5765 | 148.3836 | 12.4848 | 161.0427 | 1407.9043
2015-08-26 | 21 | 52.5615 | 19.8381 | 9.8923 | 0.83215 | 10.7363 | 93.8604
2015-08-26 | 22 | 0 | 0 | 0 | 0 | 0 | 0
2015-08-26 | 23 | 0 | 0 | 0 | 0 | 0 | 0
2015-08-26 | 24 | 0 | 0 | 0 | 0 | 0 | 0
2015-08-27 | 01 | 0 | 0 | 0 | 0 | 0 | 0
2015-08-27 | 02 | 0 | 0 | 0 | 0 | 0 | 0
2015-08-27 | 03 | 0 | 0 | 0 | 0 | 0 | 0
2015-08-27 | 04 | 0 | 0 | 0 | 0 | 0 | 0
2015-08-27 | 05 | 0 | 0 | 0 | 0 | 0 | 0
2015-08-27 | 06 | 0 | 0 | 0 | 0 | 0 | 0
2015-08-27 | 07 | 4.7787 | 1.8037 | 0.8993 | 0.07565 | 0.9758 | 8.5331
2015-08-27 | 08 | 420.489 | 158.7078 | 79.1384 | 6.6581 | 85.8891 | 750.8824
2015-08-27 | 09 | 2456.0376 | 926.9956 | 462.2376 | 38.8909 | 501.6709 | 4385.8326
2015-08-27 | 10 | 5872.5106 | 2216.494 | 1105.2346 | 92.99 | 1199.5208 | 10486.75
2015-08-27 | 11 | 9499.2277 | 3585.3459 | 1787.7999 | 150.4177 | 1940.3154 | 16963.1066
2015-08-27 | 12 | 12968.2613 | 4894.6816 | 2440.6883 | 205.3489 | 2648.9017 | 23157.8819
2015-08-27 | 13 | 15003.8107 | 5662.9703 | 2823.7884 | 237.5818 | 3064.6835 | 26792.8347
2015-08-27 | 14 | 15940.3543 | 6016.4547 | 3000.0503 | 252.4117 | 3255.9819 | 28465.2531
2015-08-27 | 15 | 15003.8107 | 5662.9703 | 2823.7884 | 237.5818 | 3064.6835 | 26792.8347
2015-08-27 | 16 | 14463.8644 | 5459.1752 | 2722.1683 | 229.0317 | 2954.3943 | 25828.6338
2015-08-27 | 17 | 12222.8496 | 4613.3367 | 2300.3983 | 193.5459 | 2496.6438 | 21826.7743
2015-08-27 | 18 | 8400.2227 | 3170.5417 | 1580.9617 | 133.0156 | 1715.8321 | 15000.5739
2015-08-27 | 19 | 4080.6545 | 1540.1838 | 767.9988 | 64.6162 | 833.5159 | 7286.9693
2015-08-27 | 20 | 1075.114 | 405.7857 | 202.3416 | 17.0238 | 219.6035 | 1919.8686
2015-08-27 | 21 | 47.7828 | 18.0353 | 8.993 | 0.7565 | 9.7606 | 85.3281
2015-08-27 | 22 | 0 | 0 | 0 | 0 | 0 | 0
2015-08-27 | 23 | 0 | 0 | 0 | 0 | 0 | 0
2015-08-27 | 24 | 0 | 0 | 0 | 0 | 0 | 0
2015-08-28 | 01 | 0 | 0 | 0 | 0 | 0 | 0
2015-08-28 | 02 | 0 | 0 | 0 | 0 | 0 | 0
2015-08-28 | 03 | 0 | 0 | 0 | 0 | 0 | 0
2015-08-28 | 04 | 0 | 0 | 0 | 0 | 0 | 0
2015-08-28 | 05 | 0 | 0 | 0 | 0 | 0 | 0
2015-08-28 | 06 | 0 | 0 | 0 | 0 | 0 | 0
2015-08-28 | 07 | 4.7787 | 1.8037 | 0.8993 | 0.07565 | 0.9758 | 8.5331
2015-08-28 | 08 | 367.9276 | 138.8688 | 69.2461 | 5.8259 | 75.1527 | 657.0211
2015-08-28 | 09 | 2446.4811 | 923.389 | 460.439 | 38.7396 | 499.7192 | 4368.7679
2015-08-28 | 10 | 5901.1802 | 2227.3145 | 1110.6304 | 93.4439 | 1205.3773 | 10537.9464
2015-08-28 | 11 | 9776.3685 | 3689.9486 | 1839.9593 | 154.8063 | 1996.9245 | 17458.0072
2015-08-28 | 12 | 12920.4785 | 4876.6472 | 2431.6953 | 204.5924 | 2639.1412 | 23072.5547
2015-08-28 | 13 | 14836.5706 | 5599.8484 | 2792.3129 | 234.9332 | 3030.5228 | 26494.1881
2015-08-28 | 14 | 15715.775 | 5931.691 | 2957.7841 | 248.8554 | 3210.1092 | 28064.2145
2015-08-28 | 15 | 15744.4446 | 5942.5115 | 2963.1799 | 249.3092 | 3215.9657 | 28115.4109
2015-08-28 | 16 | 14764.8961 | 5572.7955 | 2778.8242 | 233.7985 | 3015.8825 | 26366.1967
2015-08-28 | 17 | 12456.9855 | 4701.7078 | 2344.4641 | 197.2535 | 2544.4682 | 22244.8791
2015-08-28 | 18 | 8758.5938 | 3305.8038 | 1648.4092 | 138.6902 | 1789.0332 | 15640.5304
2015-08-28 | 19 | 3918.1923 | 1478.8648 | 737.4226 | 62.0432 | 800.3311 | 6996.8541
2015-08-28 | 20 | 989.1051 | 373.3234 | 186.1542 | 15.6621 | 202.0348 | 1766.2796
2015-08-28 | 21 | 33.4483 | 12.6242 | 6.2951 | 0.52955 | 6.8323 | 59.7295
2015-08-28 | 22 | 0 | 0 | 0 | 0 | 0 | 0
2015-08-28 | 23 | 0 | 0 | 0 | 0 | 0 | 0
2015-08-28 | 24 | 0 | 0 | 0 | 0 | 0 | 0
2015-08-29 | 01 | 0 | 0 | 0 | 0 | 0 | 0
2015-08-29 | 02 | 0 | 0 | 0 | 0 | 0 | 0
2015-08-29 | 03 | 0 | 0 | 0 | 0 | 0 | 0
2015-08-29 | 04 | 0 | 0 | 0 | 0 | 0 | 0
2015-08-29 | 05 | 0 | 0 | 0 | 0 | 0 | 0
2015-08-29 | 06 | 0 | 0 | 0 | 0 | 0 | 0
2015-08-29 | 07 | 4.7787 | 1.8037 | 0.8993 | 0.07565 | 0.9758 | 8.5331
2015-08-29 | 08 | 606.8422 | 229.0436 | 114.2103 | 9.6092 | 123.9538 | 1083.659
2015-08-29 | 09 | 2436.9245 | 919.7816 | 458.6404 | 38.5883 | 497.7668 | 4351.7016
2015-08-29 | 10 | 5824.7279 | 2198.4587 | 1096.2416 | 92.2335 | 1189.7612 | 10401.4228
2015-08-29 | 11 | 9288.9836 | 3505.9916 | 1748.2307 | 147.0891 | 1897.3709 | 16587.6659
2015-08-29 | 12 | 12801.0212 | 4831.5598 | 2409.2137 | 202.7012 | 2614.7411 | 22859.237
2015-08-29 | 13 | 13880.9139 | 5239.1492 | 2612.4537 | 219.8006 | 2835.3203 | 24787.6379
2015-08-29 | 14 | 12571.664 | 4744.9924 | 2366.0473 | 199.0692 | 2567.8925 | 22449.6653
2015-08-29 | 15 | 13321.8545 | 5028.1402 | 2507.2365 | 210.9479 | 2721.1262 | 23789.3053
2015-08-29 | 16 | 12175.0668 | 4595.3023 | 2291.4053 | 192.7894 | 2486.8832 | 21741.4471
2015-08-29 | 17 | 9241.2 | 3487.9572 | 1739.2377 | 146.3317 | 1887.6111 | 16502.3377
2015-08-29 | 18 | 7229.5432 | 2728.6861 | 1360.6341 | 114.478 | 1476.7093 | 12910.0507
2015-08-29 | 19 | 3225.3411 | 1217.3581 | 607.0249 | 51.0722 | 658.8095 | 5759.6059
2015-08-29 | 20 | 888.7609 | 335.45 | 167.2689 | 14.0734 | 181.5387 | 1587.0919
2015-08-29 | 21 | 57.3393 | 21.6418 | 10.7916 | 0.9078 | 11.7121 | 102.3927
2015-08-29 | 22 | 0 | 0 | 0 | 0 | 0 | 0
2015-08-29 | 23 | 0 | 0 | 0 | 0 | 0 | 0
2015-08-29 | 24 | 0 | 0 | 0 | 0 | 0 | 0
2015-08-30 | 01 | 0 | 0 | 0 | 0 | 0 | 0
2015-08-30 | 02 | 0 | 0 | 0 | 0 | 0 | 0
2015-08-30 | 03 | 0 | 0 | 0 | 0 | 0 | 0
2015-08-30 | 04 | 0 | 0 | 0 | 0 | 0 | 0
2015-08-30 | 05 | 0 | 0 | 0 | 0 | 0 | 0
2015-08-30 | 06 | 0 | 0 | 0 | 0 | 0 | 0
2015-08-30 | 07 | 4.7787 | 1.8037 | 0.8993 | 0.07565 | 0.9758 | 8.5331
2015-08-30 | 08 | 563.8373 | 212.8119 | 106.1166 | 8.9284 | 115.1699 | 1006.8641
2015-08-30 | 09 | 2365.2499 | 892.7295 | 445.1518 | 37.4535 | 483.1273 | 4223.7121
2015-08-30 | 10 | 4591.9303 | 1733.1576 | 864.223 | 72.7124 | 937.9495 | 8199.9729
2015-08-30 | 11 | 7229.5432 | 2728.6861 | 1360.6341 | 114.478 | 1476.7093 | 12910.0507
2015-08-30 | 12 | 9537.4539 | 3599.7738 | 1794.9943 | 151.0229 | 1948.1235 | 17031.3684
2015-08-30 | 13 | 11128.6224 | 4200.3371 | 2094.4595 | 176.2186 | 2273.1363 | 19872.7739
2015-08-30 | 14 | 11123.8438 | 4198.5333 | 2093.5602 | 176.1429 | 2272.1605 | 19864.2408
2015-08-30 | 15 | 10703.3556 | 4039.8256 | 2014.4226 | 169.4849 | 2186.2714 | 19113.3601
2015-08-30 | 16 | 10220.7485 | 3857.6732 | 1923.5933 | 161.8425 | 2087.6935 | 18251.551
2015-08-30 | 17 | 8438.4489 | 3184.9696 | 1588.1562 | 133.6208 | 1723.6402 | 15068.8357
2015-08-30 | 18 | 5585.8133 | 2108.2839 | 1051.2766 | 88.4501 | 1140.9601 | 9974.784
2015-08-30 | 19 | 2890.8619 | 1091.1136 | 544.0739 | 45.7759 | 590.4882 | 5162.3135
2015-08-30 | 20 | 1161.1229 | 438.2489 | 218.5291 | 18.3864 | 237.1712 | 2073.4585
2015-08-30 | 21 | 71.6745 | 27.0521 | 13.4895 | 1.1347 | 14.6404 | 127.9913
2015-08-30 | 22 | 0 | 0 | 0 | 0 | 0 | 0
2015-08-30 | 23 | 0 | 0 | 0 | 0 | 0 | 0
2015-08-30 | 24 | 0 | 0 | 0 | 0 | 0 | 0
2015-08-31 | 01 | 0 | 0 | 0 | 0 | 0 | 0
2015-08-31 | 02 | 0 | 0 | 0 | 0 | 0 | 0
2015-08-31 | 03 | 0 | 0 | 0 | 0 | 0 | 0
2015-08-31 | 04 | 0 | 0 | 0 | 0 | 0 | 0
2015-08-31 | 05 | 0 | 0 | 0 | 0 | 0 | 0
2015-08-31 | 06 | 0 | 0 | 0 | 0 | 0 | 0
2015-08-31 | 07 | 0 | 0 | 0 | 0 | 0 | 0
2015-08-31 | 08 | 372.7063 | 140.6724 | 70.1454 | 5.9015 | 76.1294 | 665.5551
2015-08-31 | 09 | 2226.6804 | 840.4281 | 419.0721 | 35.2589 | 454.8222 | 3976.2617
2015-08-31 | 10 | 5724.3836 | 2160.5852 | 1077.3563 | 90.644 | 1169.2642 | 10222.2334
2015-08-31 | 11 | 9637.7981 | 3637.6472 | 1813.8796 | 152.6124 | 1968.6196 | 17210.5569
2015-08-31 | 12 | 12973.04 | 4896.4853 | 2441.5876 | 205.4246 | 2649.8776 | 23166.4151
2015-08-31 | 13 | 14999.032 | 5661.1666 | 2822.8891 | 237.5061 | 3063.7077 | 26784.3016
2015-08-31 | 14 | 16050.2542 | 6057.9356 | 3020.7342 | 254.1517 | 3278.4304 | 28661.5062
2015-08-31 | 15 | 15973.8018 | 6029.0797 | 3006.3454 | 252.9413 | 3262.8142 | 28524.9826
2015-08-31 | 16 | 14430.416 | 5446.5509 | 2715.8733 | 228.5021 | 2947.562 | 25768.9043
2015-08-31 | 17 | 11811.9171 | 4458.2364 | 2223.0594 | 187.0391 | 2412.7063 | 21092.9582
2015-08-31 | 18 | 8295.0999 | 3130.8654 | 1561.1771 | 131.3505 | 1694.3602 | 14812.8531
2015-08-31 | 19 | 3908.6358 | 1475.2583 | 735.624 | 61.8919 | 798.3795 | 6979.7895
2015-08-31 | 20 | 1008.2181 | 380.5373 | 189.7514 | 15.9647 | 205.9389 | 1800.4105
2015-08-31 | 21 | 43.0049 | 16.2316 | 8.0937 | 0.68085 | 8.7839 | 76.795
2015-08-31 | 22 | 0 | 0 | 0 | 0 | 0 | 0
2015-08-31 | 23 | 0 | 0 | 0 | 0 | 0 | 0
2015-08-31 | 24 | 0 | 0 | 0 | 0 | 0 | 0
2015-09-01 | 01 | 0 | 0 | 0 | 0 | 0 | 0
2015-09-01 | 02 | 0 | 0 | 0 | 0 | 0 | 0
2015-09-01 | 03 | 0 | 0 | 0 | 0 | 0 | 0
2015-09-01 | 04 | 0 | 0 | 0 | 0 | 0 | 0
2015-09-01 | 05 | 0 | 0 | 0 | 0 | 0 | 0
2015-09-01 | 06 | 0 | 0 | 0 | 0 | 0 | 0
2015-09-01 | 07 | 0 | 0 | 0 | 0 | 0 | 0
2015-09-01 | 08 | 395.4021 | 154.8938 | 69.2461 | 5.8259 | 77.6977 | 703.0656
2015-09-01 | 09 | 2187.5489 | 856.9462 | 383.1001 | 32.232 | 429.8577 | 3889.685
2015-09-01 | 10 | 4431.5846 | 1736.0204 | 776.0925 | 65.297 | 870.8148 | 7879.8094
2015-09-01 | 11 | 8929.9258 | 3498.192 | 1563.8751 | 131.5774 | 1754.7477 | 15878.3179
2015-09-01 | 12 | 13551.5092 | 5308.6418 | 2373.2416 | 199.6744 | 2662.897 | 24095.964
2015-09-01 | 13 | 15764.7341 | 6175.6461 | 2760.8382 | 232.2854 | 3097.8003 | 28031.3042
2015-09-01 | 14 | 15569.6004 | 6099.2047 | 2726.6648 | 229.4099 | 3059.456 | 27684.336
2015-09-01 | 15 | 16057.4341 | 6290.3077 | 2812.0975 | 236.5975 | 3155.3165 | 28551.7533
2015-09-01 | 16 | 15374.4668 | 6022.7634 | 2692.4914 | 226.5344 | 3021.1116 | 27337.3676
2015-09-01 | 17 | 12293.4114 | 4815.7966 | 2152.914 | 181.1367 | 2415.6788 | 21858.9374
2015-09-01 | 18 | 8488.3074 | 3325.1932 | 1486.5361 | 125.0707 | 1667.9686 | 15093.076
2015-09-01 | 19 | 3635.6455 | 1424.2209 | 636.701 | 53.5695 | 714.4114 | 6464.5483
2015-09-01 | 20 | 1027.0185 | 402.322 | 179.8591 | 15.1326 | 201.8113 | 1826.1434
2015-09-01 | 21 | 66.7565 | 26.1511 | 11.6909 | 0.98345 | 13.1181 | 118.6999
2015-09-01 | 22 | 0 | 0 | 0 | 0 | 0 | 0
2015-09-01 | 23 | 0 | 0 | 0 | 0 | 0 | 0
2015-09-01 | 24 | 0 | 0 | 0 | 0 | 0 | 0
2015-09-02 | 01 | 0 | 0 | 0 | 0 | 0 | 0
2015-09-02 | 02 | 0 | 0 | 0 | 0 | 0 | 0
2015-09-02 | 03 | 0 | 0 | 0 | 0 | 0 | 0
2015-09-02 | 04 | 0 | 0 | 0 | 0 | 0 | 0
2015-09-02 | 05 | 0 | 0 | 0 | 0 | 0 | 0
2015-09-02 | 06 | 0 | 0 | 0 | 0 | 0 | 0
2015-09-02 | 07 | 0 | 0 | 0 | 0 | 0 | 0
2015-09-02 | 08 | 446.7532 | 175.0099 | 78.2391 | 6.5824 | 87.788 | 794.3726
2015-09-02 | 09 | 2608.6271 | 1021.898 | 456.8419 | 38.437 | 512.6001 | 4638.4041
2015-09-02 | 10 | 6249.4074 | 2448.1309 | 1094.443 | 92.0814 | 1228.0205 | 11112.0831
2015-09-02 | 11 | 10470.4538 | 4101.675 | 1833.6642 | 154.2767 | 2057.4641 | 18617.5338
2015-09-02 | 12 | 13156.107 | 5153.7472 | 2303.9956 | 193.8484 | 2585.2002 | 23392.8984
2015-09-02 | 13 | 15199.8734 | 5954.369 | 2661.9153 | 223.9623 | 2986.8039 | 27026.9238
2015-09-02 | 14 | 15338.5211 | 6008.6823 | 2686.1964 | 226.0048 | 3014.0481 | 27273.4527
2015-09-02 | 15 | 15918.7864 | 6235.9944 | 2787.8164 | 234.5549 | 3128.0714 | 28305.2235
2015-09-02 | 16 | 13176.6473 | 5161.7941 | 2307.5927 | 194.151 | 2589.236 | 23429.4212
2015-09-02 | 17 | 10752.8833 | 4212.3135 | 1883.1257 | 158.4383 | 2112.9623 | 19119.7232
2015-09-02 | 18 | 6470.2162 | 2534.6303 | 1133.1129 | 95.3351 | 1271.4096 | 11504.7041
2015-09-02 | 19 | 3399.4313 | 1331.6865 | 595.3341 | 50.0888 | 667.9946 | 6044.5353
2015-09-02 | 20 | 852.425 | 333.9276 | 149.2829 | 12.5604 | 167.5035 | 1515.6996
2015-09-02 | 21 | 30.8108 | 12.07 | 5.3958 | 0.4539 | 6.0545 | 54.785
2015-09-02 | 22 | 0 | 0 | 0 | 0 | 0 | 0
2015-09-02 | 23 | 0 | 0 | 0 | 0 | 0 | 0
2015-09-02 | 24 | 0 | 0 | 0 | 0 | 0 | 0
2015-09-03 | 01 | 0 | 0 | 0 | 0 | 0 | 0
2015-09-03 | 02 | 0 | 0 | 0 | 0 | 0 | 0
2015-09-03 | 03 | 0 | 0 | 0 | 0 | 0 | 0
2015-09-03 | 04 | 0 | 0 | 0 | 0 | 0 | 0
2015-09-03 | 05 | 0 | 0 | 0 | 0 | 0 | 0
2015-09-03 | 06 | 0 | 0 | 0 | 0 | 0 | 0
2015-09-03 | 07 | 0 | 0 | 0 | 0 | 0 | 0
2015-09-03 | 08 | 292.7 | 114.6616 | 51.2601 | 4.3129 | 57.5161 | 520.4508
2015-09-03 | 09 | 2454.5739 | 961.5497 | 429.8637 | 36.1666 | 482.3283 | 4364.4822
2015-09-03 | 10 | 6382.9203 | 2500.4322 | 1117.8248 | 94.0491 | 1254.2558 | 11349.4822
2015-09-03 | 11 | 10686.1269 | 4186.1624 | 1871.4348 | 157.4549 | 2099.8443 | 19001.0233
2015-09-03 | 12 | 13741.5071 | 5383.0712 | 2406.5158 | 202.4743 | 2700.2324 | 24433.8008
2015-09-03 | 13 | 14039.3429 | 5499.7448 | 2458.6743 | 206.8619 | 2758.7575 | 24963.3814
2015-09-03 | 14 | 14588.7974 | 5714.9869 | 2554.8994 | 214.9582 | 2866.7261 | 25940.368
2015-09-03 | 15 | 17069.0472 | 6686.5955 | 2989.2587 | 251.5031 | 3354.1 | 30350.5046
2015-09-03 | 16 | 16201.2167 | 6346.633 | 2837.2779 | 238.7166 | 3183.5696 | 28807.4137
2015-09-03 | 17 | 13628.5354 | 5338.816 | 2386.7311 | 200.8091 | 2678.0329 | 24232.9245
2015-09-03 | 18 | 7810.4757 | 3059.6609 | 1367.8285 | 115.0832 | 1534.7736 | 13887.8219
2015-09-03 | 19 | 3912.9401 | 1532.8475 | 685.2632 | 57.6555 | 768.8998 | 6957.6061
2015-09-03 | 20 | 862.6956 | 337.9506 | 151.0815 | 12.7118 | 169.5215 | 1533.961
2015-09-03 | 21 | 35.9457 | 14.0811 | 6.2951 | 0.52955 | 7.0635 | 63.9149
2015-09-03 | 22 | 0 | 0 | 0 | 0 | 0 | 0
2015-09-03 | 23 | 0 | 0 | 0 | 0 | 0 | 0
2015-09-03 | 24 | 0 | 0 | 0 | 0 | 0 | 0
2015-09-04 | 01 | 0 | 0 | 0 | 0 | 0 | 0
2015-09-04 | 02 | 0 | 0 | 0 | 0 | 0 | 0
2015-09-04 | 03 | 0 | 0 | 0 | 0 | 0 | 0
2015-09-04 | 04 | 0 | 0 | 0 | 0 | 0 | 0
2015-09-04 | 05 | 0 | 0 | 0 | 0 | 0 | 0
2015-09-04 | 06 | 0 | 0 | 0 | 0 | 0 | 0
2015-09-04 | 07 | 0 | 0 | 0 | 0 | 0 | 0
2015-09-04 | 08 | 369.7271 | 144.8358 | 64.7496 | 5.4476 | 72.6521 | 657.4121
2015-09-04 | 09 | 2547.0054 | 997.7589 | 446.0511 | 37.5292 | 500.4919 | 4528.8365
2015-09-04 | 10 | 6583.1888 | 2578.8855 | 1152.8975 | 96.9994 | 1293.6091 | 11705.5804
2015-09-04 | 11 | 11250.9876 | 4407.4396 | 1970.3569 | 165.7772 | 2210.8407 | 20005.4019
2015-09-04 | 12 | 14999.6049 | 5875.9157 | 2626.8425 | 221.011 | 2947.4506 | 26670.8248
2015-09-04 | 13 | 17217.9646 | 6744.9319 | 3015.3384 | 253.6978 | 3383.363 | 30615.2958
2015-09-04 | 14 | 18029.3092 | 7062.7665 | 3157.427 | 265.6522 | 3542.7932 | 32057.948
2015-09-04 | 15 | 18378.496 | 7199.5561 | 3218.5794 | 270.7972 | 3611.4094 | 32678.8382
2015-09-04 | 16 | 15759.5984 | 6173.6341 | 2759.939 | 232.2098 | 3096.7914 | 28022.1727
2015-09-04 | 17 | 11933.9549 | 4674.9838 | 2089.963 | 175.8404 | 2345.0446 | 21219.7867
2015-09-04 | 18 | 8015.8791 | 3140.1252 | 1403.8005 | 118.1101 | 1575.1359 | 14253.0507
2015-09-04 | 19 | 3260.7836 | 1277.3732 | 571.053 | 48.0463 | 640.7504 | 5798.0064
2015-09-04 | 20 | 698.3727 | 273.5793 | 122.304 | 10.2901 | 137.2317 | 1241.7777
2015-09-04 | 21 | 35.9457 | 14.0811 | 6.2951 | 0.52955 | 7.0635 | 63.9149
2015-09-04 | 22 | 0 | 0 | 0 | 0 | 0 | 0
2015-09-04 | 23 | 0 | 0 | 0 | 0 | 0 | 0
2015-09-04 | 24 | 0 | 0 | 0 | 0 | 0 | 0
2015-09-05 | 01 | 0 | 0 | 0 | 0 | 0 | 0
2015-09-05 | 02 | 0 | 0 | 0 | 0 | 0 | 0
2015-09-05 | 03 | 0 | 0 | 0 | 0 | 0 | 0
2015-09-05 | 04 | 0 | 0 | 0 | 0 | 0 | 0
2015-09-05 | 05 | 0 | 0 | 0 | 0 | 0 | 0
2015-09-05 | 06 | 0 | 0 | 0 | 0 | 0 | 0
2015-09-05 | 07 | 0 | 0 | 0 | 0 | 0 | 0
2015-09-05 | 08 | 379.9968 | 148.8588 | 66.5482 | 5.5989 | 74.67 | 675.6726
2015-09-05 | 09 | 2557.276 | 1001.7819 | 447.8497 | 37.6805 | 502.5098 | 4547.098
2015-09-05 | 10 | 6413.7302 | 2512.5023 | 1123.2206 | 94.503 | 1260.3103 | 11404.2664
2015-09-05 | 11 | 9818.2964 | 3846.2007 | 1719.4531 | 144.6675 | 1929.3139 | 17457.9315
2015-09-05 | 12 | 11769.6321 | 4610.6125 | 2061.1863 | 173.4195 | 2312.7548 | 20927.6052
2015-09-05 | 13 | 12611.7866 | 4940.517 | 2208.6706 | 185.8279 | 2478.2405 | 22425.0426
2015-09-05 | 14 | 10603.9659 | 4153.9772 | 1857.046 | 156.2436 | 2083.6993 | 18854.932
2015-09-05 | 15 | 8226.4181 | 3222.6008 | 1440.6718 | 121.2117 | 1616.507 | 14627.4094
2015-09-05 | 16 | 10300.9953 | 4035.2917 | 1803.9873 | 151.7794 | 2024.1653 | 18316.219
2015-09-05 | 17 | 11682.3354 | 4576.4153 | 2045.8981 | 172.1335 | 2295.601 | 20772.3833
2015-09-05 | 18 | 8976.1419 | 3516.2962 | 1571.9688 | 132.2591 | 1763.829 | 15960.495
2015-09-05 | 19 | 3774.2933 | 1478.5342 | 660.9821 | 55.6121 | 741.6556 | 6711.0773
2015-09-05 | 20 | 985.9379 | 386.2289 | 172.6647 | 14.5274 | 193.7388 | 1753.0978
2015-09-05 | 21 | 41.0805 | 16.093 | 7.1944 | 0.6052 | 8.0724 | 73.0456
2015-09-05 | 22 | 0 | 0 | 0 | 0 | 0 | 0
2015-09-05 | 23 | 0 | 0 | 0 | 0 | 0 | 0
2015-09-05 | 24 | 0 | 0 | 0 | 0 | 0 | 0
2015-09-06 | 01 | 0 | 0 | 0 | 0 | 0 | 0
2015-09-06 | 02 | 0 | 0 | 0 | 0 | 0 | 0
2015-09-06 | 03 | 0 | 0 | 0 | 0 | 0 | 0
2015-09-06 | 04 | 0 | 0 | 0 | 0 | 0 | 0
2015-09-06 | 05 | 5.1349 | 2.012 | 0.8993 | 0.07565 | 1.009 | 9.1307
2015-09-06 | 06 | 0 | 0 | 0 | 0 | 0 | 0
2015-09-06 | 07 | 0 | 0 | 0 | 0 | 0 | 0
2015-09-06 | 08 | 338.9162 | 132.7666 | 59.3538 | 4.9937 | 66.5975 | 602.6279
2015-09-06 | 09 | 2639.4378 | 1033.968 | 462.2376 | 38.8909 | 518.6547 | 4693.1892
2015-09-06 | 10 | 6886.1586 | 2697.5702 | 1205.9553 | 101.4637 | 1353.143 | 12244.2908
2015-09-06 | 11 | 11302.3386 | 4427.5557 | 1979.3499 | 166.5337 | 2220.931 | 20096.709
2015-09-06 | 12 | 15189.6037 | 5950.3459 | 2660.1166 | 223.811 | 2984.786 | 27008.6633
2015-09-06 | 13 | 17418.2332 | 6823.3852 | 3050.4111 | 256.6481 | 3422.7162 | 30971.3939
2015-09-06 | 14 | 18142.2818 | 7107.0217 | 3177.2116 | 267.3173 | 3564.9927 | 32258.8252
2015-09-06 | 15 | 14696.6343 | 5757.231 | 2573.7847 | 216.5468 | 2887.9167 | 26132.1135
2015-09-06 | 16 | 11250.9876 | 4407.4396 | 1970.3569 | 165.7772 | 2210.8407 | 20005.4019
2015-09-06 | 17 | 7985.0683 | 3128.0552 | 1398.4047 | 117.6562 | 1569.0813 | 14198.2657
2015-09-06 | 18 | 5273.74 | 2065.925 | 923.5768 | 77.7061 | 1036.2996 | 9377.2476
2015-09-06 | 19 | 2541.8706 | 995.7478 | 445.1518 | 37.4535 | 499.4821 | 4519.7059
2015-09-06 | 20 | 559.725 | 219.266 | 98.0228 | 8.2475 | 109.9874 | 995.2488
2015-09-06 | 21 | 35.9457 | 14.0811 | 6.2951 | 0.52955 | 7.0635 | 63.9149
2015-09-06 | 22 | 0 | 0 | 0 | 0 | 0 | 0
2015-09-06 | 23 | 0 | 0 | 0 | 0 | 0 | 0
2015-09-06 | 24 | 0 | 0 | 0 | 0 | 0 | 0
2015-09-07 | 01 | 0 | 0 | 0 | 0 | 0 | 0
2015-09-07 | 02 | 0 | 0 | 0 | 0 | 0 | 0
2015-09-07 | 03 | 0 | 0 | 0 | 0 | 0 | 0
2015-09-07 | 04 | 0 | 0 | 0 | 0 | 0 | 0
2015-09-07 | 05 | 0 | 0 | 0 | 0 | 0 | 0
2015-09-07 | 06 | 0 | 0 | 0 | 0 | 0 | 0
2015-09-07 | 07 | 0 | 0 | 0 | 0 | 0 | 0
2015-09-07 | 08 | 333.7814 | 130.7546 | 58.4545 | 4.9181 | 65.5885 | 593.4972
2015-09-07 | 09 | 2464.8445 | 965.5737 | 431.6623 | 36.3179 | 484.347 | 4382.7453
2015-09-07 | 10 | 6639.6747 | 2601.0127 | 1162.7898 | 97.8324 | 1304.7083 | 11806.018
2015-09-07 | 11 | 10994.2332 | 4306.8591 | 1925.3919 | 161.9938 | 2160.3872 | 19548.8652
2015-09-07 | 12 | 14896.9028 | 5835.6835 | 2608.8565 | 219.4981 | 2927.2699 | 26488.2108
2015-09-07 | 13 | 17233.37 | 6750.9669 | 3018.0363 | 253.9248 | 3386.3898 | 30642.6878
2015-09-07 | 14 | 18481.1972 | 7239.7883 | 3236.5654 | 272.3111 | 3631.5901 | 32861.4522
2015-09-07 | 15 | 18316.8744 | 7175.4169 | 3207.7878 | 269.8895 | 3599.3003 | 32569.2689
2015-09-07 | 16 | 16935.5351 | 6634.2933 | 2965.8778 | 249.5362 | 3327.8648 | 30113.1072
2015-09-07 | 17 | 14054.7483 | 5505.7798 | 2461.3722 | 207.0897 | 2761.7843 | 24990.7743
2015-09-07 | 18 | 9433.1648 | 3695.3299 | 1652.0065 | 138.9928 | 1853.6349 | 16773.129
2015-09-07 | 19 | 4154.29 | 1627.393 | 727.5303 | 61.2111 | 816.3256 | 7386.7499
2015-09-07 | 20 | 821.6151 | 321.8576 | 143.8871 | 12.1057 | 161.449 | 1460.9145
2015-09-07 | 21 | 35.9457 | 14.0811 | 6.2951 | 0.52955 | 7.0635 | 63.9149
2015-09-07 | 22 | 5.1349 | 2.012 | 0.8993 | 0.07565 | 1.009 | 9.1307
2015-09-07 | 23 | 0 | 0 | 0 | 0 | 0 | 0
2015-09-07 | 24 | 0 | 0 | 0 | 0 | 0 | 0
2015-09-08 | 01 | 0 | 0 | 0 | 0 | 0 | 0
2015-09-08 | 02 | 0 | 0 | 0 | 0 | 0 | 0
2015-09-08 | 03 | 0 | 0 | 0 | 0 | 0 | 0
2015-09-08 | 04 | 0 | 0 | 0 | 0 | 0 | 0
2015-09-08 | 05 | 0 | 0 | 0 | 0 | 0 | 0
2015-09-08 | 06 | 0 | 0 | 0 | 0 | 0 | 0
2015-09-08 | 07 | 0 | 0 | 0 | 0 | 0 | 0
2015-09-08 | 08 | 323.5109 | 126.7316 | 56.6559 | 4.7668 | 63.5707 | 575.2358
2015-09-08 | 09 | 2603.4922 | 1019.8869 | 455.9425 | 38.3614 | 511.5912 | 4629.2743
2015-09-08 | 10 | 6757.7814 | 2647.28 | 1183.4728 | 99.5724 | 1327.9168 | 12016.0233
2015-09-08 | 11 | 11148.2855 | 4367.2073 | 1952.3709 | 164.2642 | 2190.6591 | 19822.7871
2015-09-08 | 12 | 14845.5526 | 5815.5674 | 2599.8644 | 218.7416 | 2917.1788 | 26396.9047
2015-09-08 | 13 | 16930.3994 | 6632.2814 | 2964.9785 | 249.4605 | 3326.8558 | 30103.9757
2015-09-08 | 14 | 18234.7134 | 7143.2308 | 3193.399 | 268.6791 | 3583.1554 | 32423.1777
2015-09-08 | 15 | 18322.0101 | 7177.428 | 3208.6871 | 269.9651 | 3600.3093 | 32578.3996
2015-09-08 | 16 | 16868.7787 | 6608.1422 | 2954.1869 | 248.5528 | 3314.7467 | 29994.4073
2015-09-08 | 17 | 13864.7495 | 5431.3495 | 2428.0981 | 204.2899 | 2724.4498 | 24652.9367
2015-09-08 | 18 | 9289.3822 | 3639.0047 | 1626.826 | 136.8738 | 1825.3809 | 16517.4677
2015-09-08 | 19 | 4046.4531 | 1585.1497 | 708.645 | 59.6224 | 795.1359 | 7195.0061
2015-09-08 | 20 | 826.75 | 323.8696 | 144.7864 | 12.1814 | 162.458 | 1470.0452
2015-09-08 | 21 | 25.6751 | 10.058 | 4.4965 | 0.37825 | 5.0456 | 45.6535
2015-09-08 | 22 | 0 | 0 | 0 | 0 | 0 | 0
2015-09-08 | 23 | 0 | 0 | 0 | 0 | 0 | 0
2015-09-08 | 24 | 0 | 0 | 0 | 0 | 0 | 0
2015-09-09 | 01 | 0 | 0 | 0 | 0 | 0 | 0
2015-09-09 | 02 | 0 | 0 | 0 | 0 | 0 | 0
2015-09-09 | 03 | 0 | 0 | 0 | 0 | 0 | 0
2015-09-09 | 04 | 0 | 0 | 0 | 0 | 0 | 0
2015-09-09 | 05 | 0 | 0 | 0 | 0 | 0 | 0
2015-09-09 | 06 | 0 | 0 | 0 | 0 | 0 | 0
2015-09-09 | 07 | 0 | 0 | 0 | 0 | 0 | 0
2015-09-09 | 08 | 272.1598 | 106.6155 | 47.6629 | 4.0103 | 53.4803 | 483.9288
2015-09-09 | 09 | 2500.7901 | 979.6548 | 437.9574 | 36.8475 | 491.4096 | 4446.6594
2015-09-09 | 10 | 6706.4303 | 2627.1638 | 1174.4798 | 98.8159 | 1317.8264 | 11924.7163
2015-09-09 | 11 | 11096.9345 | 4347.0913 | 1943.378 | 163.5077 | 2180.5687 | 19731.4801
2015-09-09 | 12 | 14737.7157 | 5773.3241 | 2580.9791 | 217.1529 | 2895.9891 | 26205.1608
2015-09-09 | 13 | 16766.0766 | 6567.9101 | 2936.2009 | 247.0397 | 3294.566 | 29811.7933
2015-09-09 | 14 | 17777.6897 | 6964.1979 | 3113.3621 | 261.9453 | 3493.3496 | 31610.5446
2015-09-09 | 15 | 17890.6623 | 7008.4531 | 3133.1467 | 263.6096 | 3515.549 | 31811.4208
2015-09-09 | 16 | 16463.106 | 6449.2254 | 2883.1422 | 242.5755 | 3235.032 | 29273.0812
2015-09-09 | 17 | 13484.7527 | 5282.4907 | 2361.5507 | 198.6909 | 2649.7798 | 23977.2649
2015-09-09 | 18 | 8899.115 | 3486.122 | 1558.4793 | 131.1235 | 1748.6931 | 15823.5328
2015-09-09 | 19 | 3902.6705 | 1528.8244 | 683.4646 | 57.5042 | 766.8819 | 6939.3456
2015-09-09 | 20 | 734.3184 | 287.6604 | 128.5991 | 10.8196 | 144.2951 | 1305.6927
2015-09-09 | 21 | 20.5403 | 8.0461 | 3.5972 | 0.3026 | 4.0358 | 36.5219
2015-09-09 | 22 | 0 | 0 | 0 | 0 | 0 | 0
2015-09-09 | 23 | 0 | 0 | 0 | 0 | 0 | 0
2015-09-09 | 24 | 0 | 0 | 0 | 0 | 0 | 0
2015-09-10 | 01 | 0 | 0 | 0 | 0 | 0 | 0
2015-09-10 | 02 | 0 | 0 | 0 | 0 | 0 | 0
2015-09-10 | 03 | 0 | 0 | 0 | 0 | 0 | 0
2015-09-10 | 04 | 0 | 0 | 0 | 0 | 0 | 0
2015-09-10 | 05 | 0 | 0 | 0 | 0 | 0 | 0
2015-09-10 | 06 | 0 | 0 | 0 | 0 | 0 | 0
2015-09-10 | 07 | 0 | 0 | 0 | 0 | 0 | 0
2015-09-10 | 08 | 287.5652 | 112.6505 | 50.3608 | 4.2373 | 56.5071 | 511.3209
2015-09-10 | 09 | 2485.3847 | 973.6197 | 435.2595 | 36.6205 | 488.3828 | 4419.2673
2015-09-10 | 10 | 6531.8377 | 2558.7694 | 1143.9045 | 96.243 | 1283.5187 | 11614.2734
2015-09-10 | 11 | 10835.0452 | 4244.4997 | 1897.5137 | 159.6487 | 2129.1072 | 19265.8144
2015-09-10 | 12 | 14332.0429 | 5614.4064 | 2509.9344 | 211.1748 | 2816.2735 | 25483.8321
2015-09-10 | 13 | 16422.0255 | 6433.1323 | 2875.9478 | 241.9703 | 3226.9595 | 29200.0356
2015-09-10 | 14 | 17567.1515 | 6881.7216 | 3076.4908 | 258.8428 | 3451.9783 | 31236.1851
2015-09-10 | 15 | 17721.2037 | 6942.0698 | 3103.4698 | 261.1123 | 3482.2503 | 31510.106
2015-09-10 | 16 | 16463.106 | 6449.2254 | 2883.1422 | 242.5755 | 3235.032 | 29273.0812
2015-09-10 | 17 | 13484.7527 | 5282.4907 | 2361.5507 | 198.6909 | 2649.7798 | 23977.2649
2015-09-10 | 18 | 8873.4399 | 3476.064 | 1553.9827 | 130.7453 | 1743.6475 | 15777.8793
2015-09-10 | 19 | 3825.6434 | 1498.6503 | 669.9751 | 56.3686 | 751.7459 | 6802.3834
2015-09-10 | 20 | 677.8325 | 265.5324 | 118.7067 | 9.9875 | 133.195 | 1205.2541
2015-09-10 | 21 | 20.5403 | 8.0461 | 3.5972 | 0.3026 | 4.0358 | 36.5219
2015-09-10 | 22 | 0 | 0 | 0 | 0 | 0 | 0
2015-09-10 | 23 | 0 | 0 | 0 | 0 | 0 | 0
2015-09-10 | 24 | 0 | 0 | 0 | 0 | 0 | 0
2015-09-11 | 01 | 0 | 0 | 0 | 0 | 0 | 0
2015-09-11 | 02 | 0 | 0 | 0 | 0 | 0 | 0
2015-09-11 | 03 | 0 | 0 | 0 | 0 | 0 | 0
2015-09-11 | 04 | 0 | 0 | 0 | 0 | 0 | 0
2015-09-11 | 05 | 0 | 0 | 0 | 0 | 0 | 0
2015-09-11 | 06 | 0 | 0 | 0 | 0 | 0 | 0
2015-09-11 | 07 | 0 | 0 | 0 | 0 | 0 | 0
2015-09-11 | 08 | 261.8901 | 102.5924 | 45.8643 | 3.859 | 51.4615 | 465.6674
2015-09-11 | 09 | 2464.8445 | 965.5737 | 431.6623 | 36.3179 | 484.347 | 4382.7453
2015-09-11 | 10 | 6516.4323 | 2552.7344 | 1141.2066 | 96.016 | 1280.491 | 11586.8804
2015-09-11 | 11 | 10876.1257 | 4260.5918 | 1904.708 | 160.2539 | 2137.1797 | 19338.8591
2015-09-11 | 12 | 14219.0711 | 5570.1511 | 2490.1498 | 209.5105 | 2794.0741 | 25282.9567
2015-09-11 | 13 | 16000.9482 | 6268.1805 | 2802.2052 | 235.7653 | 3144.2163 | 28451.3156
2015-09-11 | 14 | 16920.1298 | 6628.2584 | 2963.1799 | 249.3092 | 3324.8379 | 30085.7151
2015-09-11 | 15 | 17038.2364 | 6674.5255 | 2983.863 | 251.0492 | 3348.0455 | 30295.7195
2015-09-11 | 16 | 15749.3287 | 6169.6111 | 2758.1404 | 232.0585 | 3094.7726 | 28003.9113
2015-09-11 | 17 | 12919.8929 | 5061.2136 | 2262.6278 | 190.3677 | 2538.7834 | 22972.8854
2015-09-11 | 18 | 8524.253 | 3339.2743 | 1492.8312 | 125.6002 | 1675.0321 | 15156.9909
2015-09-11 | 19 | 3738.3476 | 1464.4531 | 654.687 | 55.0825 | 734.5921 | 6647.1623
2015-09-11 | 20 | 662.4271 | 259.4982 | 116.0088 | 9.7606 | 130.1681 | 1177.8628
2015-09-11 | 21 | 20.5403 | 8.0461 | 3.5972 | 0.3026 | 4.0358 | 36.5219
2015-09-11 | 22 | 0 | 0 | 0 | 0 | 0 | 0
2015-09-11 | 23 | 0 | 0 | 0 | 0 | 0 | 0
2015-09-11 | 24 | 0 | 0 | 0 | 0 | 0 | 0
2015-09-12 | 01 | 0 | 0 | 0 | 0 | 0 | 0
2015-09-12 | 02 | 0 | 0 | 0 | 0 | 0 | 0
2015-09-12 | 03 | 0 | 0 | 0 | 0 | 0 | 0
2015-09-12 | 04 | 0 | 0 | 0 | 0 | 0 | 0
2015-09-12 | 05 | 0 | 0 | 0 | 0 | 0 | 0
2015-09-12 | 06 | 0 | 0 | 0 | 0 | 0 | 0
2015-09-12 | 07 | 0 | 0 | 0 | 0 | 0 | 0
2015-09-12 | 08 | 256.7544 | 100.5805 | 44.965 | 3.7833 | 50.4526 | 456.5358
2015-09-12 | 09 | 2439.1685 | 955.5156 | 427.1658 | 35.9397 | 479.3014 | 4337.091
2015-09-12 | 10 | 6382.9203 | 2500.4322 | 1117.8248 | 94.0491 | 1254.2558 | 11349.4822
2015-09-12 | 11 | 10670.7223 | 4180.1274 | 1868.7369 | 157.2279 | 2096.8174 | 18973.632
2015-09-12 | 12 | 14095.8288 | 5521.872 | 2468.5666 | 207.695 | 2769.8567 | 25063.8191
2015-09-12 | 13 | 16226.8918 | 6356.691 | 2841.7744 | 239.0948 | 3188.6152 | 28853.0672
2015-09-12 | 14 | 17279.5863 | 6769.0711 | 3026.13 | 254.6056 | 3395.4712 | 30724.8641
2015-09-12 | 15 | 17228.2352 | 6748.955 | 3017.137 | 253.8491 | 3385.3809 | 30633.5571
2015-09-12 | 16 | 15133.117 | 5928.2179 | 2650.2243 | 222.9788 | 2973.6859 | 26908.2239
2015-09-12 | 17 | 11928.8201 | 4672.9727 | 2089.0637 | 175.7647 | 2344.0356 | 21210.6569
2015-09-12 | 18 | 7420.2084 | 2906.7782 | 1299.4826 | 109.333 | 1458.0849 | 13193.887
2015-09-12 | 19 | 3070.7856 | 1202.9438 | 537.7789 | 45.2463 | 603.415 | 5460.1696
2015-09-12 | 20 | 446.7532 | 175.0099 | 78.2391 | 6.5824 | 87.788 | 794.3726
2015-09-12 | 21 | 20.5403 | 8.0461 | 3.5972 | 0.3026 | 4.0358 | 36.5219
2015-09-12 | 22 | 0 | 0 | 0 | 0 | 0 | 0
2015-09-12 | 23 | 0 | 0 | 0 | 0 | 0 | 0
2015-09-12 | 24 | 0 | 0 | 0 | 0 | 0 | 0
2015-09-13 | 01 | 0 | 0 | 0 | 0 | 0 | 0
2015-09-13 | 02 | 0 | 0 | 0 | 0 | 0 | 0
2015-09-13 | 03 | 0 | 0 | 0 | 0 | 0 | 0
2015-09-13 | 04 | 0 | 0 | 0 | 0 | 0 | 0
2015-09-13 | 05 | 0 | 0 | 0 | 0 | 0 | 0
2015-09-13 | 06 | 0 | 0 | 0 | 0 | 0 | 0
2015-09-13 | 07 | 0 | 0 | 0 | 0 | 0 | 0
2015-09-13 | 08 | 287.5652 | 112.6505 | 50.3608 | 4.2373 | 56.5071 | 511.3209
2015-09-13 | 09 | 2213.2249 | 867.0042 | 387.5966 | 32.6111 | 434.9025 | 3935.3393
2015-09-13 | 10 | 5617.7911 | 2200.7027 | 983.8299 | 82.7755 | 1103.9069 | 9989.0062
2015-09-13 | 11 | 9166.1399 | 3590.7255 | 1605.2428 | 135.0582 | 1801.1636 | 16298.3301
2015-09-13 | 12 | 11482.0669 | 4497.962 | 2010.8255 | 169.1823 | 2256.2477 | 20416.2843
2015-09-13 | 13 | 11240.717 | 4403.4165 | 1968.5584 | 165.6259 | 2208.8219 | 19987.1397
2015-09-13 | 14 | 12165.0343 | 4765.5063 | 2130.4315 | 179.2455 | 2390.4524 | 21630.6699
2015-09-13 | 15 | 13305.0245 | 5212.0844 | 2330.0752 | 196.0423 | 2614.4623 | 23657.6887
2015-09-13 | 16 | 12801.7854 | 5014.9464 | 2241.9447 | 188.6277 | 2515.575 | 22762.8793
2015-09-13 | 17 | 9248.3017 | 3622.9116 | 1619.6317 | 136.2686 | 1817.3085 | 16444.4221
2015-09-13 | 18 | 5720.4932 | 2240.9349 | 1001.8151 | 84.2886 | 1124.0876 | 10171.6194
2015-09-13 | 19 | 2357.0075 | 923.3295 | 412.777 | 34.7293 | 463.1565 | 4190.9998
2015-09-13 | 20 | 313.2403 | 122.7086 | 54.8573 | 4.6155 | 61.5528 | 556.9744
2015-09-13 | 21 | 15.4054 | 6.035 | 2.6979 | 0.22695 | 3.0269 | 27.3921
2015-09-13 | 22 | 0 | 0 | 0 | 0 | 0 | 0
2015-09-13 | 23 | 0 | 0 | 0 | 0 | 0 | 0
2015-09-13 | 24 | 0 | 0 | 0 | 0 | 0 | 0
2015-09-14 | 01 | 0 | 0 | 0 | 0 | 0 | 0
2015-09-14 | 02 | 0 | 0 | 0 | 0 | 0 | 0
2015-09-14 | 03 | 0 | 0 | 0 | 0 | 0 | 0
2015-09-14 | 04 | 0 | 0 | 0 | 0 | 0 | 0
2015-09-14 | 05 | 0 | 0 | 0 | 0 | 0 | 0
2015-09-14 | 06 | 0 | 0 | 0 | 0 | 0 | 0
2015-09-14 | 07 | 0 | 0 | 0 | 0 | 0 | 0
2015-09-14 | 08 | 138.6478 | 54.3133 | 24.2811 | 2.0425 | 27.2442 | 246.5289
2015-09-14 | 09 | 708.6424 | 277.6024 | 124.1025 | 10.4414 | 139.2495 | 1260.0383
2015-09-14 | 10 | 1442.9609 | 565.2627 | 252.7025 | 21.2611 | 283.5447 | 2565.7318
2015-09-14 | 11 | 2552.1411 | 999.7708 | 446.9504 | 37.6048 | 501.5008 | 4537.9681
2015-09-14 | 12 | 5617.7911 | 2200.7027 | 983.8299 | 82.7755 | 1103.9069 | 9989.0062
2015-09-14 | 13 | 6521.5672 | 2554.7464 | 1142.1059 | 96.0917 | 1281.4999 | 11596.0111
2015-09-14 | 14 | 8580.7398 | 3361.4023 | 1502.7235 | 126.4324 | 1686.1314 | 15257.4295
2015-09-14 | 15 | 9926.1334 | 3888.444 | 1738.3384 | 146.2561 | 1950.5043 | 17649.6762
2015-09-14 | 16 | 8565.3344 | 3355.3673 | 1500.0256 | 126.2054 | 1683.1046 | 15230.0374
2015-09-14 | 17 | 5499.6836 | 2154.4355 | 963.1461 | 81.0347 | 1080.6985 | 9778.9984
2015-09-14 | 18 | 1812.6879 | 710.0985 | 317.4512 | 26.7087 | 356.1968 | 3223.1431
2015-09-14 | 19 | 1201.6119 | 470.7172 | 210.4353 | 17.7055 | 236.1189 | 2136.5889
2015-09-14 | 20 | 154.0531 | 60.3483 | 26.979 | 2.2695 | 30.2719 | 273.9219
2015-09-14 | 21 | 5.1349 | 2.012 | 0.8993 | 0.07565 | 1.009 | 9.1307
2015-09-14 | 22 | 0 | 0 | 0 | 0 | 0 | 0
2015-09-14 | 23 | 0 | 0 | 0 | 0 | 0 | 0
2015-09-14 | 24 | 0 | 0 | 0 | 0 | 0 | 0
2015-09-15 | 01 | 0 | 0 | 0 | 0 | 0 | 0
2015-09-15 | 02 | 0 | 0 | 0 | 0 | 0 | 0
2015-09-15 | 03 | 0 | 0 | 0 | 0 | 0 | 0
2015-09-15 | 04 | 0 | 0 | 0 | 0 | 0 | 0
2015-09-15 | 05 | 0 | 0 | 0 | 0 | 0 | 0
2015-09-15 | 06 | 0 | 0 | 0 | 0 | 0 | 0
2015-09-15 | 07 | 0 | 0 | 0 | 0 | 0 | 0
2015-09-15 | 08 | 174.5934 | 68.3944 | 30.5762 | 2.573 | 34.3077 | 310.4446
2015-09-15 | 09 | 765.1283 | 299.7304 | 133.9948 | 11.2736 | 150.3488 | 1360.476
2015-09-15 | 10 | 2855.1118 | 1118.4555 | 500.0082 | 42.0682 | 561.0349 | 5076.6785
2015-09-15 | 11 | 4559.9618 | 1786.3107 | 798.575 | 67.1882 | 896.0411 | 8108.0769
2015-09-15 | 12 | 4975.9042 | 1949.2514 | 871.4174 | 73.3176 | 977.7746 | 8847.6653
2015-09-15 | 13 | 4015.6422 | 1573.0797 | 703.2492 | 59.1685 | 789.0814 | 7140.221
2015-09-15 | 14 | 2084.8477 | 816.714 | 365.1141 | 30.719 | 409.6762 | 3707.071
2015-09-15 | 15 | 2362.1424 | 925.3414 | 413.6763 | 34.8049 | 464.1654 | 4200.1305
2015-09-15 | 16 | 3574.0239 | 1400.0809 | 625.9103 | 52.6617 | 702.3023 | 6354.9791
2015-09-15 | 17 | 5073.4715 | 1987.4717 | 888.5041 | 74.7549 | 996.9471 | 9021.1495
2015-09-15 | 18 | 2290.251 | 897.1784 | 401.0861 | 33.7458 | 450.0384 | 4072.2998
2015-09-15 | 19 | 821.6151 | 321.8576 | 143.8871 | 12.1057 | 161.449 | 1460.9145
2015-09-15 | 20 | 148.9175 | 58.3363 | 26.0797 | 2.1938 | 29.263 | 264.7903
2015-09-15 | 21 | 5.1349 | 2.012 | 0.8993 | 0.07565 | 1.009 | 9.1307
2015-09-15 | 22 | 0 | 0 | 0 | 0 | 0 | 0
2015-09-15 | 23 | 0 | 0 | 0 | 0 | 0 | 0
2015-09-15 | 24 | 0 | 0 | 0 | 0 | 0 | 0
2015-09-16 | 01 | 0 | 0 | 0 | 0 | 0 | 0
2015-09-16 | 02 | 0 | 0 | 0 | 0 | 0 | 0
2015-09-16 | 03 | 0 | 0 | 0 | 0 | 0 | 0
2015-09-16 | 04 | 0 | 0 | 0 | 0 | 0 | 0
2015-09-16 | 05 | 0 | 0 | 0 | 0 | 0 | 0
2015-09-16 | 06 | 0 | 0 | 0 | 0 | 0 | 0
2015-09-16 | 07 | 0 | 0 | 0 | 0 | 0 | 0
2015-09-16 | 08 | 200.2685 | 78.4524 | 35.0727 | 2.9512 | 39.3533 | 356.0982
2015-09-16 | 09 | 580.2652 | 227.3121 | 101.62 | 8.5501 | 114.0233 | 1031.7708
2015-09-16 | 10 | 1622.6891 | 635.6691 | 284.1771 | 23.9096 | 318.8613 | 2885.3063
2015-09-16 | 11 | 1946.1999 | 762.4007 | 340.833 | 28.6764 | 382.432 | 3460.5421
2015-09-16 | 12 | 1992.4161 | 780.5048 | 348.9267 | 29.3573 | 391.5134 | 3542.7184
2015-09-16 | 13 | 2326.1967 | 911.2595 | 407.3812 | 34.2754 | 457.102 | 4136.2147
2015-09-16 | 14 | 3276.189 | 1283.4082 | 573.7509 | 48.2732 | 643.7772 | 5825.3985
2015-09-16 | 15 | 4118.3443 | 1613.3119 | 721.2352 | 60.6815 | 809.262 | 7322.835
2015-09-16 | 16 | 2962.9487 | 1160.6997 | 518.8936 | 43.6577 | 582.2253 | 5268.425
2015-09-16 | 17 | 3009.1641 | 1178.8038 | 526.9873 | 44.3385 | 591.3067 | 5350.6004
2015-09-16 | 18 | 2295.3859 | 899.1904 | 401.9854 | 33.8215 | 451.0474 | 4081.4306
2015-09-16 | 19 | 1068.099 | 418.415 | 187.0535 | 15.7378 | 209.8837 | 1899.189
2015-09-16 | 20 | 138.6478 | 54.3133 | 24.2811 | 2.0425 | 27.2442 | 246.5289
2015-09-16 | 21 | 5.1349 | 2.012 | 0.8993 | 0.07565 | 1.009 | 9.1307
2015-09-16 | 22 | 0 | 0 | 0 | 0 | 0 | 0
2015-09-16 | 23 | 0 | 0 | 0 | 0 | 0 | 0
2015-09-16 | 24 | 0 | 0 | 0 | 0 | 0 | 0
2015-09-17 | 01 | 0 | 0 | 0 | 0 | 0 | 0
2015-09-17 | 02 | 0 | 0 | 0 | 0 | 0 | 0
2015-09-17 | 03 | 0 | 0 | 0 | 0 | 0 | 0
2015-09-17 | 04 | 0 | 0 | 0 | 0 | 0 | 0
2015-09-17 | 05 | 0 | 0 | 0 | 0 | 0 | 0
2015-09-17 | 06 | 20.5403 | 8.0461 | 3.5972 | 0.3026 | 4.0358 | 36.5219
2015-09-17 | 07 | 0 | 0 | 0 | 0 | 0 | 0
2015-09-17 | 08 | 61.6208 | 24.1392 | 10.7916 | 0.9078 | 12.1082 | 109.5675
2015-09-17 | 09 | 939.7218 | 368.1248 | 164.571 | 13.8465 | 184.6574 | 1670.9215
2015-09-17 | 10 | 4133.7497 | 1619.3469 | 723.9331 | 60.9084 | 812.2898 | 7350.2279
2015-09-17 | 11 | 6665.3498 | 2611.0708 | 1167.2863 | 98.2107 | 1309.7539 | 11851.6715
2015-09-17 | 12 | 8462.6323 | 3315.1352 | 1482.0396 | 124.6924 | 1662.923 | 15047.4225
2015-09-17 | 13 | 9299.6519 | 3643.0277 | 1628.6246 | 137.0251 | 1827.3997 | 16535.7291
2015-09-17 | 14 | 13423.132 | 5258.3516 | 2350.7591 | 197.7831 | 2637.6707 | 23867.6966
2015-09-17 | 15 | 13412.8614 | 5254.3286 | 2348.9606 | 197.6318 | 2635.6528 | 23849.4352
2015-09-17 | 16 | 11851.7931 | 4642.7986 | 2075.5742 | 174.63 | 2328.8997 | 21073.6956
2015-09-17 | 17 | 8791.278 | 3443.8778 | 1539.5939 | 129.5349 | 1727.5026 | 15631.7873
2015-09-17 | 18 | 6331.5692 | 2480.3161 | 1108.8318 | 93.2926 | 1244.1654 | 11258.1752
2015-09-17 | 19 | 2382.6826 | 933.3876 | 417.2735 | 35.1075 | 468.2021 | 4236.6533
2015-09-17 | 20 | 241.349 | 94.5455 | 42.2671 | 3.5564 | 47.4258 | 429.1438
2015-09-17 | 21 | 5.1349 | 2.012 | 0.8993 | 0.07565 | 1.009 | 9.1307
2015-09-17 | 22 | 0 | 0 | 0 | 0 | 0 | 0
2015-09-17 | 23 | 0 | 0 | 0 | 0 | 0 | 0
2015-09-17 | 24 | 0 | 0 | 0 | 0 | 0 | 0
2015-09-18 | 01 | 0 | 0 | 0 | 0 | 0 | 0
2015-09-18 | 02 | 0 | 0 | 0 | 0 | 0 | 0
2015-09-18 | 03 | 0 | 0 | 0 | 0 | 0 | 0
2015-09-18 | 04 | 0 | 0 | 0 | 0 | 0 | 0
2015-09-18 | 05 | 0 | 0 | 0 | 0 | 0 | 0
2015-09-18 | 06 | 0 | 0 | 0 | 0 | 0 | 0
2015-09-18 | 07 | 0 | 0 | 0 | 0 | 0 | 0
2015-09-18 | 08 | 174.5934 | 68.3944 | 30.5762 | 2.573 | 34.3077 | 310.4446
2015-09-18 | 09 | 2259.4403 | 885.1092 | 395.6903 | 33.2919 | 443.9848 | 4017.5165
2015-09-18 | 10 | 6490.7564 | 2542.6764 | 1136.7101 | 95.6377 | 1275.4462 | 11541.2269
2015-09-18 | 11 | 10958.2875 | 4292.7779 | 1919.0968 | 161.4643 | 2153.3245 | 19484.9512
2015-09-18 | 12 | 14640.1484 | 5735.103 | 2563.8924 | 215.7147 | 2876.8173 | 26031.6759
2015-09-18 | 13 | 16766.0766 | 6567.9101 | 2936.2009 | 247.0397 | 3294.566 | 29811.7933
2015-09-18 | 14 | 18024.1744 | 7060.7545 | 3156.5277 | 265.5765 | 3541.7843 | 32048.8174
2015-09-18 | 15 | 18209.0374 | 7133.1728 | 3188.9025 | 268.3008 | 3578.1107 | 32377.5243
2015-09-18 | 16 | 16694.1853 | 6539.7478 | 2923.6107 | 245.9798 | 3280.439 | 29683.9627
2015-09-18 | 17 | 13402.5909 | 5250.3047 | 2347.162 | 197.4805 | 2633.6349 | 23831.1729
2015-09-18 | 18 | 8154.5268 | 3194.4385 | 1428.0816 | 120.1526 | 1602.38 | 14499.5796
2015-09-18 | 19 | 3348.0803 | 1311.5704 | 586.341 | 49.3323 | 657.9042 | 5953.2283
2015-09-18 | 20 | 400.537 | 156.9057 | 70.1454 | 5.9015 | 78.7066 | 712.1963
2015-09-18 | 21 | 10.2706 | 4.023 | 1.7986 | 0.1513 | 2.0179 | 18.2614
2015-09-18 | 22 | 0 | 0 | 0 | 0 | 0 | 0
2015-09-18 | 23 | 0 | 0 | 0 | 0 | 0 | 0
2015-09-18 | 24 | 0 | 0 | 0 | 0 | 0 | 0
2015-09-19 | 01 | 0 | 0 | 0 | 0 | 0 | 0
2015-09-19 | 02 | 0 | 0 | 0 | 0 | 0 | 0
2015-09-19 | 03 | 0 | 0 | 0 | 0 | 0 | 0
2015-09-19 | 04 | 0 | 0 | 0 | 0 | 0 | 0
2015-09-19 | 05 | 0 | 0 | 0 | 0 | 0 | 0
2015-09-19 | 06 | 0 | 0 | 0 | 0 | 0 | 0
2015-09-19 | 07 | 0 | 0 | 0 | 0 | 0 | 0
2015-09-19 | 08 | 174.5934 | 68.3944 | 30.5762 | 2.573 | 34.3077 | 310.4446
2015-09-19 | 09 | 2197.8195 | 860.9692 | 384.8987 | 32.3833 | 431.8757 | 3907.9464
2015-09-19 | 10 | 6403.4605 | 2508.4792 | 1121.422 | 94.3517 | 1258.2924 | 11386.0058
2015-09-19 | 11 | 10886.3962 | 4264.6157 | 1906.5067 | 160.4052 | 2139.1975 | 19357.1214
2015-09-19 | 12 | 14403.9343 | 5642.5694 | 2522.5246 | 212.2348 | 2830.4005 | 25611.6636
2015-09-19 | 13 | 16380.945 | 6417.0393 | 2868.7534 | 241.3643 | 3218.8871 | 29126.9891
2015-09-19 | 14 | 17469.5842 | 6843.5013 | 3059.4041 | 257.4055 | 3432.8066 | 31062.7018
2015-09-19 | 15 | 17680.1233 | 6925.9768 | 3096.2755 | 260.5071 | 3474.1778 | 31437.0605
2015-09-19 | 16 | 16314.1886 | 6390.8882 | 2857.0625 | 240.3808 | 3205.769 | 29008.2891
2015-09-19 | 17 | 12981.5137 | 5085.3528 | 2273.4193 | 191.2755 | 2550.8917 | 23082.4529
2015-09-19 | 18 | 7610.2072 | 2981.2075 | 1332.7567 | 112.132 | 1495.4203 | 13531.7237
2015-09-19 | 19 | 2891.0574 | 1132.5374 | 506.3033 | 42.5986 | 568.0983 | 5140.5951
2015-09-19 | 20 | 354.3216 | 138.8007 | 62.0517 | 5.2207 | 69.6252 | 630.02
2015-09-19 | 21 | 10.2706 | 4.023 | 1.7986 | 0.1513 | 2.0179 | 18.2614
2015-09-19 | 22 | 0 | 0 | 0 | 0 | 0 | 0
2015-09-19 | 23 | 0 | 0 | 0 | 0 | 0 | 0
2015-09-19 | 24 | 0 | 0 | 0 | 0 | 0 | 0
2015-09-20 | 01 | 0 | 0 | 0 | 0 | 0 | 0
2015-09-20 | 02 | 0 | 0 | 0 | 0 | 0 | 0
2015-09-20 | 03 | 0 | 0 | 0 | 0 | 0 | 0
2015-09-20 | 04 | 0 | 0 | 0 | 0 | 0 | 0
2015-09-20 | 05 | 0 | 0 | 0 | 0 | 0 | 0
2015-09-20 | 06 | 0 | 0 | 0 | 0 | 0 | 0
2015-09-20 | 07 | 0 | 0 | 0 | 0 | 0 | 0
2015-09-20 | 08 | 148.9175 | 58.3363 | 26.0797 | 2.1938 | 29.263 | 264.7903
2015-09-20 | 09 | 2125.9282 | 832.8071 | 372.3085 | 31.3242 | 417.7486 | 3780.1166
2015-09-20 | 10 | 6239.1377 | 2444.1078 | 1092.6444 | 91.9301 | 1226.0026 | 11093.8226
2015-09-20 | 11 | 10706.668 | 4194.2094 | 1875.032 | 157.7575 | 2103.8809 | 19037.5478
2015-09-20 | 12 | 14162.5853 | 5548.0231 | 2480.2575 | 208.6784 | 2782.9748 | 25182.5191
2015-09-20 | 13 | 15975.2723 | 6258.1224 | 2797.7087 | 235.3871 | 3139.1716 | 28405.6621
2015-09-20 | 14 | 17104.9928 | 6700.6767 | 2995.5538 | 252.0335 | 3361.1635 | 30414.4204
2015-09-20 | 15 | 17243.6406 | 6754.9899 | 3019.8349 | 254.0761 | 3388.4077 | 30660.9492
2015-09-20 | 16 | 15749.3287 | 6169.6111 | 2758.1404 | 232.0585 | 3094.7726 | 28003.9113
2015-09-20 | 17 | 12437.1941 | 4872.1218 | 2178.0944 | 183.2558 | 2443.9319 | 22114.5979
2015-09-20 | 18 | 7522.9105 | 2947.0104 | 1317.4685 | 110.846 | 1478.2664 | 13376.5018
2015-09-20 | 19 | 3075.9205 | 1204.9549 | 538.6781 | 45.322 | 604.4239 | 5469.2995
2015-09-20 | 20 | 318.376 | 124.7197 | 55.7566 | 4.6912 | 62.5617 | 566.1051
2015-09-20 | 21 | 10.2706 | 4.023 | 1.7986 | 0.1513 | 2.0179 | 18.2614
2015-09-20 | 22 | 0 | 0 | 0 | 0 | 0 | 0
2015-09-20 | 23 | 0 | 0 | 0 | 0 | 0 | 0
2015-09-20 | 24 | 0 | 0 | 0 | 0 | 0 | 0
2015-09-21 | 01 | 0 | 0 | 0 | 0 | 0 | 0
2015-09-21 | 02 | 0 | 0 | 0 | 0 | 0 | 0
2015-09-21 | 03 | 0 | 0 | 0 | 0 | 0 | 0
2015-09-21 | 04 | 0 | 0 | 0 | 0 | 0 | 0
2015-09-21 | 05 | 0 | 0 | 0 | 0 | 0 | 0
2015-09-21 | 06 | 0 | 0 | 0 | 0 | 0 | 0
2015-09-21 | 07 | 0 | 0 | 0 | 0 | 0 | 0
2015-09-21 | 08 | 154.0531 | 60.3483 | 26.979 | 2.2695 | 30.2719 | 273.9219
2015-09-21 | 09 | 2059.1717 | 806.6559 | 360.6176 | 30.3407 | 404.6314 | 3661.4175
2015-09-21 | 10 | 6121.0302 | 2397.8407 | 1071.9605 | 90.1901 | 1202.7942 | 10883.8157
2015-09-21 | 11 | 10521.8041 | 4121.7911 | 1842.6572 | 155.0332 | 2067.5545 | 18708.84
2015-09-21 | 12 | 13844.2092 | 5423.3034 | 2424.5017 | 203.9873 | 2720.4131 | 24616.4148
2015-09-21 | 13 | 15574.7353 | 6101.2167 | 2727.5641 | 229.4855 | 3060.465 | 27693.4667
2015-09-21 | 14 | 16920.1298 | 6628.2584 | 2963.1799 | 249.3092 | 3324.8379 | 30085.7151
2015-09-21 | 15 | 17017.6961 | 6666.4794 | 2980.2658 | 250.7466 | 3344.0096 | 30259.1976
2015-09-21 | 16 | 15487.4386 | 6067.0186 | 2712.276 | 228.1995 | 3043.3111 | 27538.2439
2015-09-21 | 17 | 12221.5202 | 4787.6344 | 2140.3238 | 180.0776 | 2401.5518 | 21731.1076
2015-09-21 | 18 | 7307.2366 | 2862.5229 | 1279.6979 | 107.6686 | 1435.8854 | 12993.0116
2015-09-21 | 19 | 2968.0835 | 1162.7116 | 519.7928 | 43.7334 | 583.2343 | 5277.5557
2015-09-21 | 20 | 282.4304 | 110.6386 | 49.4615 | 4.1616 | 55.4982 | 502.1902
2015-09-21 | 21 | 5.1349 | 2.012 | 0.8993 | 0.07565 | 1.009 | 9.1307
2015-09-21 | 22 | 0 | 0 | 0 | 0 | 0 | 0
2015-09-21 | 23 | 0 | 0 | 0 | 0 | 0 | 0
2015-09-21 | 24 | 0 | 0 | 0 | 0 | 0 | 0
2015-09-22 | 01 | 0 | 0 | 0 | 0 | 0 | 0
2015-09-22 | 02 | 0 | 0 | 0 | 0 | 0 | 0
2015-09-22 | 03 | 0 | 0 | 0 | 0 | 0 | 0
2015-09-22 | 04 | 0 | 0 | 0 | 0 | 0 | 0
2015-09-22 | 05 | 0 | 0 | 0 | 0 | 0 | 0
2015-09-22 | 06 | 0 | 0 | 0 | 0 | 0 | 0
2015-09-22 | 07 | 0 | 0 | 0 | 0 | 0 | 0
2015-09-22 | 08 | 138.6478 | 54.3133 | 24.2811 | 2.0425 | 27.2442 | 246.5289
2015-09-22 | 09 | 1899.9846 | 744.2957 | 332.7393 | 27.9956 | 373.3506 | 3378.3658
2015-09-22 | 10 | 5674.277 | 2222.8299 | 993.7214 | 83.6077 | 1115.0062 | 10089.4422
2015-09-22 | 11 | 9869.6475 | 3866.3168 | 1728.4461 | 145.4239 | 1939.4042 | 17549.2385
2015-09-22 | 12 | 13263.944 | 5195.9913 | 2322.8809 | 195.4371 | 2606.3899 | 23584.6431
2015-09-22 | 13 | 15256.3593 | 5976.4962 | 2671.8075 | 224.7944 | 2997.9032 | 27127.3607
2015-09-22 | 14 | 16483.6463 | 6457.2715 | 2886.7394 | 242.8781 | 3239.0678 | 29309.6031
2015-09-22 | 15 | 16771.2114 | 6569.922 | 2937.1002 | 247.1154 | 3295.5749 | 29820.924
2015-09-22 | 16 | 14922.5787 | 5845.7415 | 2613.353 | 219.8763 | 2932.3147 | 26533.8643
2015-09-22 | 17 | 11954.4952 | 4683.0308 | 2093.5602 | 176.1429 | 2349.0812 | 21256.3104
2015-09-22 | 18 | 7158.3192 | 2804.1857 | 1253.6182 | 105.474 | 1406.6234 | 12728.2204
2015-09-22 | 19 | 2880.7868 | 1128.5135 | 504.5047 | 42.4473 | 566.0804 | 5122.3329
2015-09-22 | 20 | 256.7544 | 100.5805 | 44.965 | 3.7833 | 50.4526 | 456.5358
2015-09-22 | 21 | 5.1349 | 2.012 | 0.8993 | 0.07565 | 1.009 | 9.1307
2015-09-22 | 22 | 0 | 0 | 0 | 0 | 0 | 0
2015-09-22 | 23 | 0 | 0 | 0 | 0 | 0 | 0
2015-09-22 | 24 | 0 | 0 | 0 | 0 | 0 | 0
2015-09-23 | 01 | 0 | 0 | 0 | 0 | 0 | 0
2015-09-23 | 02 | 0 | 0 | 0 | 0 | 0 | 0
2015-09-23 | 03 | 0 | 0 | 0 | 0 | 0 | 0
2015-09-23 | 04 | 0 | 0 | 0 | 0 | 0 | 0
2015-09-23 | 05 | 0 | 0 | 0 | 0 | 0 | 0
2015-09-23 | 06 | 0 | 0 | 0 | 0 | 0 | 0
2015-09-23 | 07 | 0 | 0 | 0 | 0 | 0 | 0
2015-09-23 | 08 | 133.5121 | 52.3022 | 23.3818 | 1.9669 | 26.2352 | 237.3982
2015-09-23 | 09 | 1874.3086 | 734.2376 | 328.2428 | 27.6173 | 368.305 | 3332.7114
2015-09-23 | 10 | 5715.3575 | 2238.923 | 1000.9158 | 84.2129 | 1123.0786 | 10162.4878
2015-09-23 | 11 | 10003.1604 | 3918.6181 | 1751.8279 | 147.3917 | 1965.6403 | 17786.6385
2015-09-23 | 12 | 13438.5365 | 5264.3866 | 2353.457 | 198.0101 | 2640.6984 | 23895.0887
2015-09-23 | 13 | 15220.4136 | 5962.4151 | 2665.5124 | 224.2648 | 2990.8406 | 27063.4466
2015-09-23 | 14 | 16406.6201 | 6427.0974 | 2873.2499 | 241.7426 | 3223.9318 | 29172.6417
2015-09-23 | 15 | 16822.5625 | 6590.0381 | 2946.0932 | 247.8719 | 3305.6653 | 29912.231
2015-09-23 | 16 | 15446.3581 | 6050.9264 | 2705.0817 | 227.5943 | 3035.2387 | 27465.1992
2015-09-23 | 17 | 11964.7657 | 4687.0538 | 2095.3588 | 176.2943 | 2351.0991 | 21274.5718
2015-09-23 | 18 | 7101.8324 | 2782.0585 | 1243.726 | 104.6418 | 1395.5232 | 12627.7819
2015-09-23 | 19 | 2767.8151 | 1084.2583 | 484.7201 | 40.7822 | 543.881 | 4921.4567
2015-09-23 | 20 | 225.9444 | 88.5105 | 39.5692 | 3.3294 | 44.398 | 401.7516
2015-09-23 | 21 | 5.1349 | 2.012 | 0.8993 | 0.07565 | 1.009 | 9.1307
2015-09-23 | 22 | 0 | 0 | 0 | 0 | 0 | 0
2015-09-23 | 23 | 0 | 0 | 0 | 0 | 0 | 0
2015-09-23 | 24 | 0 | 0 | 0 | 0 | 0 | 0
2015-09-24 | 01 | 0 | 0 | 0 | 0 | 0 | 0
2015-09-24 | 02 | 0 | 0 | 0 | 0 | 0 | 0
2015-09-24 | 03 | 0 | 0 | 0 | 0 | 0 | 0
2015-09-24 | 04 | 0 | 0 | 0 | 0 | 0 | 0
2015-09-24 | 05 | 0 | 0 | 0 | 0 | 0 | 0
2015-09-24 | 06 | 0 | 0 | 0 | 0 | 0 | 0
2015-09-24 | 07 | 0 | 0 | 0 | 0 | 0 | 0
2015-09-24 | 08 | 143.7826 | 56.3252 | 25.1804 | 2.1182 | 28.2531 | 255.6596
2015-09-24 | 09 | 2038.6315 | 798.6099 | 357.0204 | 30.0381 | 400.5948 | 3624.8947
2015-09-24 | 10 | 6203.192 | 2430.0259 | 1086.3493 | 91.4005 | 1218.9391 | 11029.9069
2015-09-24 | 11 | 10449.9127 | 4093.6289 | 1830.067 | 153.9741 | 2053.4275 | 18581.0102
2015-09-24 | 12 | 13849.3441 | 5425.3154 | 2425.401 | 204.0629 | 2721.422 | 24625.5455
2015-09-24 | 13 | 15728.7884 | 6161.565 | 2754.5431 | 231.7551 | 3090.7368 | 27967.3885
2015-09-24 | 14 | 16997.1559 | 6658.4325 | 2976.6685 | 250.444 | 3339.973 | 30222.674
2015-09-24 | 15 | 16499.0517 | 6463.3065 | 2889.4373 | 243.1051 | 3242.0946 | 29336.9952
2015-09-24 | 16 | 13946.9114 | 5463.5356 | 2442.4869 | 205.5002 | 2740.5946 | 24799.0288
2015-09-24 | 17 | 10614.2364 | 4158.0003 | 1858.8446 | 156.3949 | 2085.7172 | 18873.1934
2015-09-24 | 18 | 5561.3052 | 2178.5747 | 973.9376 | 81.9425 | 1092.8067 | 9888.5668
2015-09-24 | 19 | 2269.7108 | 889.1323 | 397.4889 | 33.4432 | 446.0026 | 4035.7779
2015-09-24 | 20 | 282.4304 | 110.6386 | 49.4615 | 4.1616 | 55.4982 | 502.1902
2015-09-24 | 21 | 10.2706 | 4.023 | 1.7986 | 0.1513 | 2.0179 | 18.2614
2015-09-24 | 22 | 0 | 0 | 0 | 0 | 0 | 0
2015-09-24 | 23 | 0 | 0 | 0 | 0 | 0 | 0
2015-09-24 | 24 | 0 | 0 | 0 | 0 | 0 | 0
2015-09-25 | 01 | 0 | 0 | 0 | 0 | 0 | 0
2015-09-25 | 02 | 0 | 0 | 0 | 0 | 0 | 0
2015-09-25 | 03 | 0 | 0 | 0 | 0 | 0 | 0
2015-09-25 | 04 | 0 | 0 | 0 | 0 | 0 | 0
2015-09-25 | 05 | 0 | 0 | 0 | 0 | 0 | 0
2015-09-25 | 06 | 0 | 0 | 0 | 0 | 0 | 0
2015-09-25 | 07 | 0 | 0 | 0 | 0 | 0 | 0
2015-09-25 | 08 | 133.5121 | 52.3022 | 23.3818 | 1.9669 | 26.2352 | 237.3982
2015-09-25 | 09 | 2002.6859 | 784.5279 | 350.7253 | 29.5086 | 393.5313 | 3560.9789
2015-09-25 | 10 | 6146.7053 | 2407.8987 | 1076.457 | 90.5683 | 1207.839 | 10929.4683
2015-09-25 | 11 | 10557.7497 | 4135.8722 | 1848.9523 | 155.5627 | 2074.6179 | 18772.7549
2015-09-25 | 12 | 13982.857 | 5477.6168 | 2448.782 | 206.0298 | 2747.6582 | 24862.9437
2015-09-25 | 13 | 15805.8146 | 6191.7392 | 2768.0327 | 232.8906 | 3105.8728 | 28104.3499
2015-09-25 | 14 | 17089.5874 | 6694.6416 | 2992.856 | 251.8065 | 3358.1366 | 30387.0282
2015-09-25 | 15 | 17300.1265 | 6777.118 | 3029.7272 | 254.9082 | 3399.5078 | 30761.3878
2015-09-25 | 16 | 15605.5461 | 6113.2858 | 2732.9599 | 229.9394 | 3066.5195 | 27748.2508
2015-09-25 | 17 | 12000.7114 | 4701.135 | 2101.6539 | 176.8238 | 2358.1627 | 21338.4867
2015-09-25 | 18 | 6187.7867 | 2423.9918 | 1083.6514 | 91.1736 | 1215.9114 | 11002.5148
2015-09-25 | 19 | 2495.6552 | 977.6428 | 437.0581 | 36.7719 | 490.4007 | 4437.5287
2015-09-25 | 20 | 220.8087 | 86.4994 | 38.6699 | 3.2538 | 43.3891 | 392.6209
2015-09-25 | 21 | 5.1349 | 2.012 | 0.8993 | 0.07565 | 1.009 | 9.1307
2015-09-25 | 22 | 0 | 0 | 0 | 0 | 0 | 0
2015-09-25 | 23 | 0 | 0 | 0 | 0 | 0 | 0
2015-09-25 | 24 | 0 | 0 | 0 | 0 | 0 | 0
2015-09-26 | 01 | 0 | 0 | 0 | 0 | 0 | 0
2015-09-26 | 02 | 0 | 0 | 0 | 0 | 0 | 0
2015-09-26 | 03 | 0 | 0 | 0 | 0 | 0 | 0
2015-09-26 | 04 | 0 | 0 | 0 | 0 | 0 | 0
2015-09-26 | 05 | 0 | 0 | 0 | 0 | 0 | 0
2015-09-26 | 06 | 0 | 0 | 0 | 0 | 0 | 0
2015-09-26 | 07 | 0 | 0 | 0 | 0 | 0 | 0
2015-09-26 | 08 | 179.7283 | 70.4064 | 31.4755 | 2.6486 | 35.3166 | 319.5754
2015-09-26 | 09 | 1735.6609 | 679.9243 | 303.9617 | 25.5739 | 341.0608 | 3086.1817
2015-09-26 | 10 | 5078.6064 | 1989.4836 | 889.4034 | 74.8306 | 997.9561 | 9030.2802
2015-09-26 | 11 | 8745.0626 | 3425.7737 | 1531.5003 | 128.8541 | 1718.4212 | 15549.6118
2015-09-26 | 12 | 12637.4625 | 4950.5751 | 2213.1671 | 186.2061 | 2483.2852 | 22470.696
2015-09-26 | 13 | 15292.3049 | 5990.5781 | 2678.1026 | 225.3239 | 3004.9668 | 27191.2765
2015-09-26 | 14 | 15954.7321 | 6250.0755 | 2794.1115 | 235.0845 | 3135.1349 | 28369.1384
2015-09-26 | 15 | 15538.7896 | 6087.1348 | 2721.269 | 228.956 | 3053.4014 | 27629.5509
2015-09-26 | 16 | 11898.0093 | 4660.9028 | 2083.6679 | 175.3108 | 2337.9811 | 21155.8718
2015-09-26 | 17 | 9109.654 | 3568.5983 | 1595.3505 | 134.2261 | 1790.0643 | 16197.8933
2015-09-26 | 18 | 5232.6595 | 2049.8319 | 916.3824 | 77.1001 | 1028.2271 | 9304.2011
2015-09-26 | 19 | 1899.9846 | 744.2957 | 332.7393 | 27.9956 | 373.3506 | 3378.3658
2015-09-26 | 20 | 143.7826 | 56.3252 | 25.1804 | 2.1182 | 28.2531 | 255.6596
2015-09-26 | 21 | 0 | 0 | 0 | 0 | 0 | 0
2015-09-26 | 22 | 0 | 0 | 0 | 0 | 0 | 0
2015-09-26 | 23 | 0 | 0 | 0 | 0 | 0 | 0
2015-09-26 | 24 | 0 | 0 | 0 | 0 | 0 | 0
2015-09-27 | 01 | 0 | 0 | 0 | 0 | 0 | 0
2015-09-27 | 02 | 0 | 0 | 0 | 0 | 0 | 0
2015-09-27 | 03 | 0 | 0 | 0 | 0 | 0 | 0
2015-09-27 | 04 | 0 | 0 | 0 | 0 | 0 | 0
2015-09-27 | 05 | 0 | 0 | 0 | 0 | 0 | 0
2015-09-27 | 06 | 0 | 0 | 0 | 0 | 0 | 0
2015-09-27 | 07 | 0 | 0 | 0 | 0 | 0 | 0
2015-09-27 | 08 | 195.1336 | 76.4413 | 34.1734 | 2.8756 | 38.3443 | 346.9683
2015-09-27 | 09 | 1581.6086 | 619.5761 | 276.9827 | 23.3044 | 310.7889 | 2812.2607
2015-09-27 | 10 | 5843.7356 | 2289.2132 | 1023.3983 | 86.1042 | 1148.3049 | 10390.7561
2015-09-27 | 11 | 10105.8616 | 3958.8503 | 1769.8139 | 148.9047 | 1985.821 | 17969.2516
2015-09-27 | 12 | 13869.8844 | 5433.3615 | 2428.9974 | 204.3655 | 2725.4587 | 24662.0674
2015-09-27 | 13 | 15487.4386 | 6067.0186 | 2712.276 | 228.1995 | 3043.3111 | 27538.2439
2015-09-27 | 14 | 16344.9994 | 6402.9582 | 2862.4583 | 240.8347 | 3211.8236 | 29063.0742
2015-09-27 | 15 | 15672.3017 | 6139.437 | 2744.6508 | 230.9229 | 3079.6367 | 27866.9491
2015-09-27 | 16 | 11507.742 | 4508.0201 | 2015.322 | 169.5606 | 2261.2932 | 20461.9378
2015-09-27 | 17 | 8837.4942 | 3461.9828 | 1547.6876 | 130.2157 | 1736.584 | 15713.9644
2015-09-27 | 18 | 4904.0129 | 1921.0884 | 858.8272 | 72.2576 | 963.6475 | 8719.8338
2015-09-27 | 19 | 1571.3381 | 615.553 | 275.1841 | 23.1532 | 308.771 | 2793.9993
2015-09-27 | 20 | 154.0531 | 60.3483 | 26.979 | 2.2695 | 30.2719 | 273.9219
2015-09-27 | 21 | 5.1349 | 2.012 | 0.8993 | 0.07565 | 1.009 | 9.1307
2015-09-27 | 22 | 0 | 0 | 0 | 0 | 0 | 0
2015-09-27 | 23 | 0 | 0 | 0 | 0 | 0 | 0
2015-09-27 | 24 | 0 | 0 | 0 | 0 | 0 | 0
2015-09-28 | 01 | 0 | 0 | 0 | 0 | 0 | 0
2015-09-28 | 02 | 0 | 0 | 0 | 0 | 0 | 0
2015-09-28 | 03 | 0 | 0 | 0 | 0 | 0 | 0
2015-09-28 | 04 | 0 | 0 | 0 | 0 | 0 | 0
2015-09-28 | 05 | 0 | 0 | 0 | 0 | 0 | 0
2015-09-28 | 06 | 0 | 0 | 0 | 0 | 0 | 0
2015-09-28 | 07 | 0 | 0 | 0 | 0 | 0 | 0
2015-09-28 | 08 | 97.5664 | 38.2203 | 17.0867 | 1.4373 | 19.1717 | 173.4825
2015-09-28 | 09 | 1417.2858 | 555.2047 | 248.206 | 20.8828 | 278.4991 | 2520.0783
2015-09-28 | 10 | 5499.6836 | 2154.4355 | 963.1461 | 81.0347 | 1080.6985 | 9778.9984
2015-09-28 | 11 | 9320.193 | 3651.0739 | 1632.2218 | 137.3285 | 1831.4355 | 16572.2528
2015-09-28 | 12 | 12221.5202 | 4787.6344 | 2140.3238 | 180.0776 | 2401.5518 | 21731.1076
2015-09-28 | 13 | 14624.743 | 5729.068 | 2561.1945 | 215.4877 | 2873.7897 | 26004.2829
2015-09-28 | 14 | 15271.7647 | 5982.5312 | 2674.5054 | 225.0213 | 3000.9309 | 27154.7536
2015-09-28 | 15 | 12945.568 | 5071.2717 | 2267.1242 | 190.7459 | 2543.829 | 23018.5389
2015-09-28 | 16 | 9499.9213 | 3721.4802 | 1663.6973 | 139.9763 | 1866.7522 | 16891.8273
2015-09-28 | 17 | 5838.5998 | 2287.2021 | 1022.499 | 86.0285 | 1147.296 | 10381.6254
2015-09-28 | 18 | 2711.3292 | 1062.1302 | 474.8278 | 39.95 | 532.7808 | 4821.0181
2015-09-28 | 19 | 934.5869 | 366.1128 | 163.6718 | 13.7708 | 183.6484 | 1661.7908
2015-09-28 | 20 | 92.4315 | 36.2091 | 16.1874 | 1.3617 | 18.1628 | 164.3526
2015-09-28 | 21 | 0 | 0 | 0 | 0 | 0 | 0
2015-09-28 | 22 | 0 | 0 | 0 | 0 | 0 | 0
2015-09-28 | 23 | 0 | 0 | 0 | 0 | 0 | 0
2015-09-28 | 24 | 0 | 0 | 0 | 0 | 0 | 0
2015-09-29 | 01 | 0 | 0 | 0 | 0 | 0 | 0
2015-09-29 | 02 | 0 | 0 | 0 | 0 | 0 | 0
2015-09-29 | 03 | 0 | 0 | 0 | 0 | 0 | 0
2015-09-29 | 04 | 0 | 0 | 0 | 0 | 0 | 0
2015-09-29 | 05 | 0 | 0 | 0 | 0 | 0 | 0
2015-09-29 | 06 | 0 | 0 | 0 | 0 | 0 | 0
2015-09-29 | 07 | 0 | 0 | 0 | 0 | 0 | 0
2015-09-29 | 08 | 159.188 | 62.3602 | 27.8783 | 2.3451 | 31.2809 | 283.0525
2015-09-29 | 09 | 1848.6335 | 724.1796 | 323.7463 | 27.2383 | 363.2602 | 3287.058
2015-09-29 | 10 | 5201.8487 | 2037.762 | 910.9866 | 76.6462 | 1022.1735 | 9249.417
2015-09-29 | 11 | 9356.1387 | 3665.1558 | 1638.5169 | 137.8581 | 1838.499 | 16636.1685
2015-09-29 | 12 | 12077.7375 | 4731.3091 | 2115.1434 | 177.9594 | 2373.2986 | 21475.448
2015-09-29 | 13 | 13905.83 | 5447.4426 | 2435.2925 | 204.895 | 2732.5222 | 24725.9823
2015-09-29 | 14 | 13885.2897 | 5439.3965 | 2431.6953 | 204.5924 | 2728.4855 | 24689.4595
2015-09-29 | 15 | 12236.9255 | 4793.6694 | 2143.0217 | 180.3045 | 2404.5786 | 21758.4997
2015-09-29 | 16 | 8298.3095 | 3250.7638 | 1453.262 | 122.2716 | 1630.6332 | 14755.2401
2015-09-29 | 17 | 4791.0412 | 1876.8332 | 839.0426 | 70.5934 | 941.4489 | 8518.9592
2015-09-29 | 18 | 2254.3054 | 883.0973 | 394.791 | 33.2163 | 442.975 | 4008.385
2015-09-29 | 19 | 744.5881 | 291.6834 | 130.3976 | 10.971 | 146.3131 | 1323.9532
2015-09-29 | 20 | 71.8913 | 28.1622 | 12.5902 | 1.0591 | 14.127 | 127.8298
2015-09-29 | 21 | 0 | 0 | 0 | 0 | 0 | 0
2015-09-29 | 22 | 0 | 0 | 0 | 0 | 0 | 0
2015-09-29 | 23 | 0 | 0 | 0 | 0 | 0 | 0
2015-09-29 | 24 | 0 | 0 | 0 | 0 | 0 | 0
2015-09-30 | 01 | 0 | 0 | 0 | 0 | 0 | 0
2015-09-30 | 02 | 0 | 0 | 0 | 0 | 0 | 0
2015-09-30 | 03 | 0 | 0 | 0 | 0 | 0 | 0
2015-09-30 | 04 | 0 | 0 | 0 | 0 | 0 | 0
2015-09-30 | 05 | 0 | 0 | 0 | 0 | 0 | 0
2015-09-30 | 06 | 0 | 0 | 0 | 0 | 0 | 0
2015-09-30 | 07 | 0 | 0 | 0 | 0 | 0 | 0
2015-09-30 | 08 | 66.7565 | 26.1511 | 11.6909 | 0.98345 | 13.1181 | 118.6999
2015-09-30 | 09 | 621.3466 | 243.4051 | 108.8144 | 9.1554 | 122.0957 | 1104.8173
2015-09-30 | 10 | 2531.6009 | 991.7239 | 443.3532 | 37.3014 | 497.4642 | 4501.4436
2015-09-30 | 11 | 5294.2802 | 2073.9711 | 927.174 | 78.0088 | 1040.3362 | 9413.7704
2015-09-30 | 12 | 7718.0442 | 3023.4517 | 1351.6411 | 113.7215 | 1516.61 | 13723.4684
2015-09-30 | 13 | 10336.941 | 4049.3728 | 1810.2824 | 152.3098 | 2031.2288 | 18380.1348
2015-09-30 | 14 | 11425.581 | 4475.8348 | 2000.9332 | 168.3501 | 2245.1483 | 20315.8475
2015-09-30 | 15 | 8616.6854 | 3375.4835 | 1509.0186 | 126.9619 | 1693.1949 | 15321.3443
2015-09-30 | 16 | 5094.0117 | 1995.5178 | 892.1013 | 75.0575 | 1000.9829 | 9057.6714
2015-09-30 | 17 | 3214.5682 | 1259.2682 | 562.9592 | 47.3654 | 631.669 | 5715.8301
2015-09-30 | 18 | 1982.1456 | 776.4818 | 347.1281 | 29.206 | 389.4955 | 3524.457
2015-09-30 | 19 | 662.4271 | 259.4982 | 116.0088 | 9.7606 | 130.1681 | 1177.8628
2015-09-30 | 20 | 82.1619 | 32.1861 | 14.3888 | 1.2104 | 16.1449 | 146.0921
2015-09-30 | 21 | 0 | 0 | 0 | 0 | 0 | 0
2015-09-30 | 22 | 0 | 0 | 0 | 0 | 0 | 0
2015-09-30 | 23 | 0 | 0 | 0 | 0 | 0 | 0
2015-09-30 | 24 | 0 | 0 | 0 | 0 | 0 | 0
2015-10-01 | 01 | 0 | 0 | 0 | 0 | 0 | 0
2015-10-01 | 02 | 0 | 0 | 0 | 0 | 0 | 0
2015-10-01 | 03 | 0 | 0 | 0 | 0 | 0 | 0
2015-10-01 | 04 | 0 | 0 | 0 | 0 | 0 | 0
2015-10-01 | 05 | 0 | 0 | 0 | 0 | 0 | 0
2015-10-01 | 06 | 0 | 0 | 0 | 0 | 0 | 0
2015-10-01 | 07 | 0 | 0 | 0 | 0 | 0 | 0
2015-10-01 | 08 | 99.9736 | 42.8629 | 16.1874 | 1.3617 | 19.0901 | 179.4758
2015-10-01 | 09 | 1616.2351 | 692.9557 | 261.6954 | 22.0175 | 308.6171 | 2901.5209
2015-10-01 | 10 | 4498.7984 | 1928.8446 | 728.4296 | 61.2867 | 859.038 | 8076.3974
2015-10-01 | 11 | 8519.9469 | 3652.8988 | 1379.5194 | 116.0666 | 1626.8694 | 15295.3012
2015-10-01 | 12 | 10813.7791 | 4636.3709 | 1750.9286 | 147.316 | 2064.8727 | 19413.2673
2015-10-01 | 13 | 12807.6912 | 5491.2541 | 2073.7756 | 174.4786 | 2445.6064 | 22992.806
2015-10-01 | 14 | 14579.4405 | 6250.8855 | 2360.6514 | 198.6152 | 2783.9192 | 26173.512
2015-10-01 | 15 | 14990.4419 | 6427.1016 | 2427.1997 | 204.2142 | 2862.3988 | 26911.3561
2015-10-01 | 16 | 14068.4656 | 6031.8074 | 2277.9158 | 191.6538 | 2686.3493 | 25256.1919
2015-10-01 | 17 | 11769.0796 | 5045.9527 | 1905.6073 | 160.3295 | 2247.2852 | 21128.2545
2015-10-01 | 18 | 6609.3467 | 2833.7351 | 1070.1619 | 90.0388 | 1262.0435 | 11865.3259
2015-10-01 | 19 | 2149.4264 | 921.5589 | 348.0274 | 29.2816 | 410.4293 | 3858.7238
2015-10-01 | 20 | 149.9596 | 64.2948 | 24.2811 | 2.0425 | 28.6348 | 269.2129
2015-10-01 | 21 | 0 | 0 | 0 | 0 | 0 | 0
2015-10-01 | 22 | 0 | 0 | 0 | 0 | 0 | 0
2015-10-01 | 23 | 0 | 0 | 0 | 0 | 0 | 0
2015-10-01 | 24 | 0 | 0 | 0 | 0 | 0 | 0
2015-10-02 | 01 | 0 | 0 | 0 | 0 | 0 | 0
2015-10-02 | 02 | 0 | 0 | 0 | 0 | 0 | 0
2015-10-02 | 03 | 0 | 0 | 0 | 0 | 0 | 0
2015-10-02 | 04 | 0 | 0 | 0 | 0 | 0 | 0
2015-10-02 | 05 | 0 | 0 | 0 | 0 | 0 | 0
2015-10-02 | 06 | 0 | 0 | 0 | 0 | 0 | 0
2015-10-02 | 07 | 0 | 0 | 0 | 0 | 0 | 0
2015-10-02 | 08 | 144.4057 | 61.9131 | 23.3818 | 1.9669 | 27.574 | 259.2415
2015-10-02 | 09 | 949.7466 | 407.2002 | 153.7794 | 12.9387 | 181.3526 | 1705.0175
2015-10-02 | 10 | 3771.2154 | 1616.8955 | 610.6222 | 51.3749 | 720.1072 | 6770.2151
2015-10-02 | 11 | 8725.448 | 3741.0064 | 1412.7935 | 118.8665 | 1666.1088 | 15664.2233
2015-10-02 | 12 | 7870.1211 | 3374.2875 | 1274.3021 | 107.2147 | 1502.7855 | 14128.711
2015-10-02 | 13 | 4904.2459 | 2102.679 | 794.0785 | 66.81 | 936.4569 | 8804.2702
2015-10-02 | 14 | 4637.651 | 1988.3769 | 750.9121 | 63.1788 | 885.5512 | 8325.6701
2015-10-02 | 15 | 7314.7132 | 3136.1583 | 1184.3721 | 99.648 | 1396.7319 | 13131.6237
2015-10-02 | 16 | 6792.6305 | 2912.3176 | 1099.8388 | 92.5361 | 1297.0413 | 12194.3643
2015-10-02 | 17 | 6453.8324 | 2767.0585 | 1044.9815 | 87.9206 | 1232.3478 | 11586.1409
2015-10-02 | 18 | 2549.3191 | 1093.0124 | 412.777 | 34.7293 | 486.7882 | 4576.6261
2015-10-02 | 19 | 827.5566 | 354.8121 | 133.9948 | 11.2736 | 158.0209 | 1485.658
2015-10-02 | 20 | 99.9736 | 42.8629 | 16.1874 | 1.3617 | 19.0901 | 179.4758
2015-10-02 | 21 | 0 | 0 | 0 | 0 | 0 | 0
2015-10-02 | 22 | 0 | 0 | 0 | 0 | 0 | 0
2015-10-02 | 23 | 5.5539 | 2.3817 | 0.8993 | 0.07565 | 1.0608 | 9.9713
2015-10-02 | 24 | 0 | 0 | 0 | 0 | 0 | 0
2015-10-03 | 01 | 0 | 0 | 0 | 0 | 0 | 0
2015-10-03 | 02 | 0 | 0 | 0 | 0 | 0 | 0
2015-10-03 | 03 | 0 | 0 | 0 | 0 | 0 | 0
2015-10-03 | 04 | 0 | 0 | 0 | 0 | 0 | 0
2015-10-03 | 05 | 0 | 0 | 0 | 0 | 0 | 0
2015-10-03 | 06 | 0 | 0 | 0 | 0 | 0 | 0
2015-10-03 | 07 | 0 | 0 | 0 | 0 | 0 | 0
2015-10-03 | 08 | 66.6485 | 28.5753 | 10.7916 | 0.9078 | 12.7262 | 119.6494
2015-10-03 | 09 | 866.4356 | 371.4814 | 140.29 | 11.8031 | 165.444 | 1555.4541
2015-10-03 | 10 | 2604.8599 | 1116.8252 | 421.77 | 35.4858 | 497.3936 | 4676.3345
2015-10-03 | 11 | 5015.3273 | 2150.3045 | 812.0637 | 68.3238 | 957.6678 | 9003.6871
2015-10-03 | 12 | 8042.2971 | 3448.1074 | 1302.1805 | 109.5599 | 1535.6627 | 14437.8076
2015-10-03 | 13 | 9369.7208 | 4017.236 | 1517.1123 | 127.6437 | 1789.1318 | 16820.8447
2015-10-03 | 14 | 9086.4626 | 3895.7906 | 1471.248 | 123.7846 | 1735.0447 | 16312.3305
2015-10-03 | 15 | 9425.2615 | 4041.0487 | 1526.1053 | 128.4001 | 1799.7373 | 16920.5531
2015-10-03 | 16 | 9464.1397 | 4057.7181 | 1532.3996 | 128.9297 | 1807.1612 | 16990.3482
2015-10-03 | 17 | 6937.037 | 2974.2307 | 1123.2206 | 94.503 | 1324.6154 | 12453.6067
2015-10-03 | 18 | 3326.8898 | 1426.3927 | 538.6781 | 45.322 | 635.2636 | 5972.5462
2015-10-03 | 19 | 1094.1523 | 469.1141 | 177.1612 | 14.9056 | 208.9266 | 1964.2599
2015-10-03 | 20 | 94.4189 | 40.4821 | 15.2881 | 1.286 | 18.0293 | 169.5044
2015-10-03 | 21 | 0 | 0 | 0 | 0 | 0 | 0
2015-10-03 | 22 | 0 | 0 | 0 | 0 | 0 | 0
2015-10-03 | 23 | 0 | 0 | 0 | 0 | 0 | 0
2015-10-03 | 24 | 0 | 0 | 0 | 0 | 0 | 0
2015-10-04 | 01 | 0 | 0 | 0 | 0 | 0 | 0
2015-10-04 | 02 | 0 | 0 | 0 | 0 | 0 | 0
2015-10-04 | 03 | 0 | 0 | 0 | 0 | 0 | 0
2015-10-04 | 04 | 0 | 0 | 0 | 0 | 0 | 0
2015-10-04 | 05 | 0 | 0 | 0 | 0 | 0 | 0
2015-10-04 | 06 | 0 | 0 | 0 | 0 | 0 | 0
2015-10-04 | 07 | 0 | 0 | 0 | 0 | 0 | 0
2015-10-04 | 08 | 99.9736 | 42.8629 | 16.1874 | 1.3617 | 19.0901 | 179.4758
2015-10-04 | 09 | 1238.5579 | 531.0273 | 200.543 | 16.8725 | 236.5006 | 2223.5014
2015-10-04 | 10 | 3426.8625 | 1469.2556 | 554.8655 | 46.6837 | 654.3538 | 6152.0212
2015-10-04 | 11 | 8925.3944 | 3826.7331 | 1445.1683 | 121.5899 | 1704.2883 | 16023.174
2015-10-04 | 12 | 13896.2896 | 5957.9874 | 2250.0376 | 189.3086 | 2653.4722 | 24947.0954
2015-10-04 | 13 | 16295.6492 | 6986.7042 | 2638.5334 | 221.9953 | 3111.6256 | 29254.5078
2015-10-04 | 14 | 17262.0575 | 7401.0486 | 2795.0108 | 235.1601 | 3296.1597 | 30989.4368
2015-10-04 | 15 | 16606.677 | 7120.0565 | 2688.8943 | 226.2317 | 3171.0159 | 29812.8753
2015-10-04 | 16 | 15251.4837 | 6539.0219 | 2469.4659 | 207.7706 | 2912.2445 | 27379.9867
2015-10-04 | 17 | 11752.4179 | 5038.8094 | 1902.9095 | 160.1026 | 2244.1037 | 21098.343
2015-10-04 | 18 | 6459.3863 | 2769.4403 | 1045.8808 | 87.9963 | 1233.4086 | 11596.1122
2015-10-04 | 19 | 1738.4251 | 745.3438 | 281.4792 | 23.6827 | 331.9488 | 3120.8796
2015-10-04 | 20 | 83.3111 | 35.7196 | 13.4895 | 1.1347 | 15.9078 | 149.5626
2015-10-04 | 21 | 0 | 0 | 0 | 0 | 0 | 0
2015-10-04 | 22 | 0 | 0 | 0 | 0 | 0 | 0
2015-10-04 | 23 | 0 | 0 | 0 | 0 | 0 | 0
2015-10-04 | 24 | 0 | 0 | 0 | 0 | 0 | 0
2015-10-05 | 01 | 0 | 0 | 0 | 0 | 0 | 0
2015-10-05 | 02 | 5.5539 | 2.3817 | 0.8993 | 0.07565 | 1.0608 | 9.9713
2015-10-05 | 03 | 0 | 0 | 0 | 0 | 0 | 0
2015-10-05 | 04 | 0 | 0 | 0 | 0 | 0 | 0
2015-10-05 | 05 | 0 | 0 | 0 | 0 | 0 | 0
2015-10-05 | 06 | 0 | 0 | 0 | 0 | 0 | 0
2015-10-05 | 07 | 0 | 0 | 0 | 0 | 0 | 0
2015-10-05 | 08 | 44.4329 | 19.0502 | 7.1944 | 0.6052 | 8.4847 | 79.7674
2015-10-05 | 09 | 1166.3555 | 500.0711 | 188.8521 | 15.8891 | 222.7136 | 2093.8815
2015-10-05 | 10 | 5876.209 | 2519.4043 | 951.4551 | 80.0513 | 1122.0518 | 10549.1715
2015-10-05 | 11 | 10436.1028 | 4474.4434 | 1689.777 | 142.171 | 1992.7553 | 18735.2495
2015-10-05 | 12 | 12918.7726 | 5538.8805 | 2091.7616 | 175.9916 | 2466.8173 | 23192.2236
2015-10-05 | 13 | 13185.3683 | 5653.1817 | 2134.928 | 179.6237 | 2517.7229 | 23670.8247
2015-10-05 | 14 | 13013.1923 | 5579.3618 | 2107.0497 | 177.2785 | 2484.8466 | 23361.729
2015-10-05 | 15 | 9075.3548 | 3891.0271 | 1469.4494 | 123.6333 | 1732.923 | 16292.3878
2015-10-05 | 16 | 6453.8324 | 2767.0585 | 1044.9815 | 87.9206 | 1232.3478 | 11586.1409
2015-10-05 | 17 | 3765.6615 | 1614.5147 | 609.7228 | 51.2992 | 719.0464 | 6760.2446
2015-10-05 | 18 | 1499.5997 | 642.9485 | 242.8101 | 20.4289 | 286.3463 | 2692.1336
2015-10-05 | 19 | 460.9882 | 197.6471 | 74.6419 | 6.2798 | 88.0251 | 827.5821
2015-10-05 | 20 | 44.4329 | 19.0502 | 7.1944 | 0.6052 | 8.4847 | 79.7674
2015-10-05 | 21 | 0 | 0 | 0 | 0 | 0 | 0
2015-10-05 | 22 | 0 | 0 | 0 | 0 | 0 | 0
2015-10-05 | 23 | 0 | 0 | 0 | 0 | 0 | 0
2015-10-05 | 24 | 0 | 0 | 0 | 0 | 0 | 0
2015-10-06 | 01 | 0 | 0 | 0 | 0 | 0 | 0
2015-10-06 | 02 | 0 | 0 | 0 | 0 | 0 | 0
2015-10-06 | 03 | 0 | 0 | 0 | 0 | 0 | 0
2015-10-06 | 04 | 0 | 0 | 0 | 0 | 0 | 0
2015-10-06 | 05 | 0 | 0 | 0 | 0 | 0 | 0
2015-10-06 | 06 | 0 | 0 | 0 | 0 | 0 | 0
2015-10-06 | 07 | 0 | 0 | 0 | 0 | 0 | 0
2015-10-06 | 08 | 61.0946 | 26.1944 | 9.8923 | 0.83215 | 11.6662 | 109.6798
2015-10-06 | 09 | 1021.949 | 438.1572 | 165.4703 | 13.9222 | 195.1396 | 1834.6383
2015-10-06 | 10 | 4371.0553 | 1874.0749 | 707.7457 | 59.5468 | 834.6456 | 7847.0682
2015-10-06 | 11 | 9553.0046 | 4095.8185 | 1546.7884 | 130.1401 | 1824.1297 | 17149.8813
2015-10-06 | 12 | 12624.4074 | 5412.6717 | 2044.0995 | 171.9822 | 2410.6085 | 22663.7693
2015-10-06 | 13 | 13890.7357 | 5955.6057 | 2249.1382 | 189.233 | 2652.4122 | 24937.1249
2015-10-06 | 14 | 13235.3551 | 5674.6136 | 2143.0217 | 180.3045 | 2527.2685 | 23760.5634
2015-10-06 | 15 | 12441.1227 | 5334.0891 | 2014.4226 | 169.4849 | 2375.6106 | 22334.73
2015-10-06 | 16 | 7692.3903 | 3298.0867 | 1245.5246 | 104.7931 | 1468.8484 | 13809.6431
2015-10-06 | 17 | 6242.7774 | 2676.5701 | 1010.8081 | 85.045 | 1192.0476 | 11207.2483
2015-10-06 | 18 | 3798.9858 | 1628.8023 | 615.1187 | 51.7531 | 725.4095 | 6820.0694
2015-10-06 | 19 | 1494.0458 | 640.5668 | 241.9108 | 20.3532 | 285.2855 | 2682.1623
2015-10-06 | 20 | 116.6353 | 50.0072 | 18.8853 | 1.5886 | 22.2717 | 209.3881
2015-10-06 | 21 | 5.5539 | 2.3817 | 0.8993 | 0.07565 | 1.0608 | 9.9713
2015-10-06 | 22 | 0 | 0 | 0 | 0 | 0 | 0
2015-10-06 | 23 | 0 | 0 | 0 | 0 | 0 | 0
2015-10-06 | 24 | 0 | 0 | 0 | 0 | 0 | 0
2015-10-07 | 01 | 0 | 0 | 0 | 0 | 0 | 0
2015-10-07 | 02 | 0 | 0 | 0 | 0 | 0 | 0
2015-10-07 | 03 | 0 | 0 | 0 | 0 | 0 | 0
2015-10-07 | 04 | 0 | 0 | 0 | 0 | 0 | 0
2015-10-07 | 05 | 0 | 0 | 0 | 0 | 0 | 0
2015-10-07 | 06 | 0 | 0 | 0 | 0 | 0 | 0
2015-10-07 | 07 | 5.5539 | 2.3817 | 0.8993 | 0.07565 | 1.0608 | 9.9713
2015-10-07 | 08 | 72.2032 | 30.957 | 11.6909 | 0.98345 | 13.787 | 129.6216
2015-10-07 | 09 | 1838.3978 | 788.2067 | 297.6666 | 25.0444 | 351.0389 | 3300.3545
2015-10-07 | 10 | 6148.3585 | 2636.088 | 995.52 | 83.759 | 1174.0183 | 11037.7439
2015-10-07 | 11 | 11119.2537 | 4767.3423 | 1800.3901 | 151.4768 | 2123.2023 | 19961.6652
2015-10-07 | 12 | 14946.009 | 6408.0505 | 2420.0053 | 203.609 | 2853.9149 | 26831.5887
2015-10-07 | 13 | 16884.3804 | 7239.121 | 2733.8592 | 230.0151 | 3224.0432 | 30311.419
2015-10-07 | 14 | 18211.8042 | 7808.2496 | 2948.7911 | 248.0988 | 3477.5123 | 32694.4561
2015-10-07 | 15 | 18228.4659 | 7815.393 | 2951.489 | 248.3258 | 3480.6939 | 32724.3676
2015-10-07 | 16 | 16073.4864 | 6891.4524 | 2602.5623 | 218.9685 | 3069.2047 | 28855.6742
2015-10-07 | 17 | 11680.2146 | 5007.8524 | 1891.2186 | 159.1192 | 2230.3167 | 20968.7214
2015-10-07 | 18 | 5942.8574 | 2547.9804 | 962.2468 | 80.9591 | 1134.778 | 10668.8217
2015-10-07 | 19 | 1577.3569 | 676.2863 | 255.4004 | 21.488 | 301.1933 | 2831.7248
2015-10-07 | 20 | 116.6353 | 50.0072 | 18.8853 | 1.5886 | 22.2717 | 209.3881
2015-10-07 | 21 | 0 | 0 | 0 | 0 | 0 | 0
2015-10-07 | 22 | 0 | 0 | 0 | 0 | 0 | 0
2015-10-07 | 23 | 0 | 0 | 0 | 0 | 0 | 0
2015-10-07 | 24 | 0 | 0 | 0 | 0 | 0 | 0
2015-10-08 | 01 | 0 | 0 | 0 | 0 | 0 | 0
2015-10-08 | 02 | 0 | 0 | 0 | 0 | 0 | 0
2015-10-08 | 03 | 5.5539 | 2.3817 | 0.8993 | 0.07565 | 1.0608 | 9.9713
2015-10-08 | 04 | 0 | 0 | 0 | 0 | 0 | 0
2015-10-08 | 05 | 0 | 0 | 0 | 0 | 0 | 0
2015-10-08 | 06 | 0 | 0 | 0 | 0 | 0 | 0
2015-10-08 | 07 | 0 | 0 | 0 | 0 | 0 | 0
2015-10-08 | 08 | 72.2032 | 30.957 | 11.6909 | 0.98345 | 13.787 | 129.6216
2015-10-08 | 09 | 1216.3415 | 521.5022 | 196.9458 | 16.5699 | 232.2583 | 2183.6177
2015-10-08 | 10 | 4387.717 | 1881.2191 | 710.4436 | 59.7737 | 837.8271 | 7876.9806
2015-10-08 | 11 | 9019.8141 | 3867.2144 | 1460.4564 | 122.8769 | 1722.3176 | 16192.6794
2015-10-08 | 12 | 14140.6688 | 6062.7635 | 2289.6067 | 192.638 | 2700.1363 | 25385.8135
2015-10-08 | 13 | 15679.1467 | 6722.3814 | 2538.712 | 213.5965 | 2993.9057 | 28147.7424
2015-10-08 | 14 | 16989.908 | 7284.3657 | 2750.946 | 231.4525 | 3244.1933 | 30500.8654
2015-10-08 | 15 | 17539.761 | 7520.1132 | 2839.9758 | 238.9435 | 3349.187 | 31487.9805
2015-10-08 | 16 | 15423.6597 | 6612.8419 | 2497.3442 | 210.1157 | 2945.1208 | 27689.0824
2015-10-08 | 17 | 10969.2933 | 4703.0475 | 1776.109 | 149.4342 | 2094.5675 | 19692.4515
2015-10-08 | 18 | 5792.8979 | 2483.6856 | 937.9656 | 78.9166 | 1106.1441 | 10399.6097
2015-10-08 | 19 | 1632.8976 | 700.0991 | 264.3933 | 22.2445 | 311.7987 | 2931.4333
2015-10-08 | 20 | 116.6353 | 50.0072 | 18.8853 | 1.5886 | 22.2717 | 209.3881
2015-10-08 | 21 | 0 | 0 | 0 | 0 | 0 | 0
2015-10-08 | 22 | 0 | 0 | 0 | 0 | 0 | 0
2015-10-08 | 23 | 0 | 0 | 0 | 0 | 0 | 0
2015-10-08 | 24 | 0 | 0 | 0 | 0 | 0 | 0
2015-10-09 | 01 | 0 | 0 | 0 | 0 | 0 | 0
2015-10-09 | 02 | 0 | 0 | 0 | 0 | 0 | 0
2015-10-09 | 03 | 0 | 0 | 0 | 0 | 0 | 0
2015-10-09 | 04 | 0 | 0 | 0 | 0 | 0 | 0
2015-10-09 | 05 | 0 | 0 | 0 | 0 | 0 | 0
2015-10-09 | 06 | 0 | 0 | 0 | 0 | 0 | 0
2015-10-09 | 07 | 0 | 0 | 0 | 0 | 0 | 0
2015-10-09 | 08 | 61.0946 | 26.1944 | 9.8923 | 0.83215 | 11.6662 | 109.6798
2015-10-09 | 09 | 1671.7758 | 716.7684 | 270.6876 | 22.7749 | 319.2226 | 3001.2293
2015-10-09 | 10 | 5998.3981 | 2571.7931 | 971.2397 | 81.7156 | 1145.3835 | 10768.5302
2015-10-09 | 11 | 11008.1715 | 4719.7168 | 1782.4041 | 149.9638 | 2101.9913 | 19762.2476
2015-10-09 | 12 | 12946.543 | 5550.7865 | 2096.2581 | 176.3699 | 2472.1204 | 23242.0779
2015-10-09 | 13 | 13590.8157 | 5827.0161 | 2200.5769 | 185.147 | 2595.1426 | 24398.6984
2015-10-09 | 14 | 10402.7777 | 4460.1557 | 1684.3812 | 141.7163 | 1986.3922 | 18675.4231
2015-10-09 | 15 | 8986.4898 | 3852.9267 | 1455.0606 | 122.4229 | 1715.9545 | 16132.8546
2015-10-09 | 16 | 7486.8901 | 3209.9791 | 1212.2505 | 101.9932 | 1429.6091 | 13440.7219
2015-10-09 | 17 | 7064.7801 | 3029.0005 | 1143.9045 | 96.243 | 1349.0078 | 12682.9358
2015-10-09 | 18 | 4737.6237 | 2031.2399 | 767.0995 | 64.5405 | 904.6414 | 8505.145
2015-10-09 | 19 | 1338.5315 | 573.8911 | 216.7304 | 18.235 | 255.5899 | 2402.978
2015-10-09 | 20 | 94.4189 | 40.4821 | 15.2881 | 1.286 | 18.0293 | 169.5044
2015-10-09 | 21 | 0 | 0 | 0 | 0 | 0 | 0
2015-10-09 | 22 | 0 | 0 | 0 | 0 | 0 | 0
2015-10-09 | 23 | 0 | 0 | 0 | 0 | 0 | 0
2015-10-09 | 24 | 0 | 0 | 0 | 0 | 0 | 0
2015-10-10 | 01 | 0 | 0 | 0 | 0 | 0 | 0
2015-10-10 | 02 | 0 | 0 | 0 | 0 | 0 | 0
2015-10-10 | 03 | 0 | 0 | 0 | 0 | 0 | 0
2015-10-10 | 04 | 0 | 0 | 0 | 0 | 0 | 0
2015-10-10 | 05 | 0 | 0 | 0 | 0 | 0 | 0
2015-10-10 | 06 | 0 | 0 | 0 | 0 | 0 | 0
2015-10-10 | 07 | 0 | 0 | 0 | 0 | 0 | 0
2015-10-10 | 08 | 38.8781 | 16.6694 | 6.2951 | 0.52955 | 7.4239 | 69.796
2015-10-10 | 09 | 1616.2351 | 692.9557 | 261.6954 | 22.0175 | 308.6171 | 2901.5209
2015-10-10 | 10 | 5920.641 | 2538.4553 | 958.6496 | 80.6565 | 1130.5365 | 10628.9389
2015-10-10 | 11 | 11230.3351 | 4814.9678 | 1818.3761 | 152.9906 | 2144.4131 | 20161.0828
2015-10-10 | 12 | 14846.0362 | 6365.1876 | 2403.8178 | 202.2473 | 2834.8248 | 26652.1138
2015-10-10 | 13 | 16806.6233 | 7205.7832 | 2721.269 | 228.956 | 3209.1954 | 30171.8269
2015-10-10 | 14 | 18261.791 | 7829.6806 | 2956.8848 | 248.7797 | 3487.057 | 32784.1931
2015-10-10 | 15 | 18361.7638 | 7872.5444 | 2973.0714 | 250.1414 | 3506.1471 | 32963.6681
2015-10-10 | 16 | 16262.325 | 6972.4166 | 2633.1377 | 221.5406 | 3105.2625 | 29194.6822
2015-10-10 | 17 | 12091.216 | 5184.0675 | 1957.7668 | 164.7181 | 2308.7972 | 21706.5656
2015-10-10 | 18 | 6065.0475 | 2600.3684 | 982.0313 | 82.6242 | 1158.1105 | 10888.1821
2015-10-10 | 19 | 1577.3569 | 676.2863 | 255.4004 | 21.488 | 301.1933 | 2831.7248
2015-10-10 | 20 | 88.8649 | 38.1004 | 14.3888 | 1.2104 | 16.9686 | 159.5331
2015-10-10 | 21 | 0 | 0 | 0 | 0 | 0 | 0
2015-10-10 | 22 | 0 | 0 | 0 | 0 | 0 | 0
2015-10-10 | 23 | 0 | 0 | 0 | 0 | 0 | 0
2015-10-10 | 24 | 0 | 0 | 0 | 0 | 0 | 0
2015-10-11 | 01 | 0 | 0 | 0 | 0 | 0 | 0
2015-10-11 | 02 | 0 | 0 | 0 | 0 | 0 | 0
2015-10-11 | 03 | 0 | 0 | 0 | 0 | 0 | 0
2015-10-11 | 04 | 0 | 0 | 0 | 0 | 0 | 0
2015-10-11 | 05 | 0 | 0 | 0 | 0 | 0 | 0
2015-10-11 | 06 | 0 | 0 | 0 | 0 | 0 | 0
2015-10-11 | 07 | 0 | 0 | 0 | 0 | 0 | 0
2015-10-11 | 08 | 44.4329 | 19.0502 | 7.1944 | 0.6052 | 8.4847 | 79.7674
2015-10-11 | 09 | 1632.8976 | 700.0991 | 264.3933 | 22.2445 | 311.7987 | 2931.4333
2015-10-11 | 10 | 5815.1143 | 2493.2106 | 941.5629 | 79.2191 | 1110.3856 | 10439.4926
2015-10-11 | 11 | 10647.1569 | 4564.9326 | 1723.9496 | 145.0457 | 2033.0564 | 19114.1412
2015-10-11 | 12 | 14757.1713 | 6327.0872 | 2389.429 | 201.036 | 2817.8562 | 26492.5799
2015-10-11 | 13 | 17067.6651 | 7317.7036 | 2763.5361 | 232.5124 | 3259.0411 | 30640.4583
2015-10-11 | 14 | 18533.9406 | 7946.3644 | 3000.9497 | 252.4874 | 3539.0234 | 33272.7655
2015-10-11 | 15 | 18583.9266 | 7967.7955 | 3009.0433 | 253.1683 | 3548.569 | 33362.5025
2015-10-11 | 16 | 16434.5009 | 7046.2365 | 2661.0159 | 223.8866 | 3138.1397 | 29503.7796
2015-10-11 | 17 | 12191.1896 | 5226.9313 | 1973.9542 | 166.0798 | 2327.8865 | 21886.0414
2015-10-11 | 18 | 6070.6014 | 2602.7502 | 982.9306 | 82.6999 | 1159.1705 | 10898.1526
2015-10-11 | 19 | 1505.1536 | 645.3293 | 243.7094 | 20.5046 | 287.4062 | 2702.1033
2015-10-11 | 20 | 94.4189 | 40.4821 | 15.2881 | 1.286 | 18.0293 | 169.5044
2015-10-11 | 21 | 0 | 0 | 0 | 0 | 0 | 0
2015-10-11 | 22 | 0 | 0 | 0 | 0 | 0 | 0
2015-10-11 | 23 | 0 | 0 | 0 | 0 | 0 | 0
2015-10-11 | 24 | 0 | 0 | 0 | 0 | 0 | 0
2015-10-12 | 01 | 0 | 0 | 0 | 0 | 0 | 0
2015-10-12 | 02 | 0 | 0 | 0 | 0 | 0 | 0
2015-10-12 | 03 | 0 | 0 | 0 | 0 | 0 | 0
2015-10-12 | 04 | 0 | 0 | 0 | 0 | 0 | 0
2015-10-12 | 05 | 0 | 0 | 0 | 0 | 0 | 0
2015-10-12 | 06 | 0 | 0 | 0 | 0 | 0 | 0
2015-10-12 | 07 | 0 | 0 | 0 | 0 | 0 | 0
2015-10-12 | 08 | 38.8781 | 16.6694 | 6.2951 | 0.52955 | 7.4239 | 69.796
2015-10-12 | 09 | 1577.3569 | 676.2863 | 255.4004 | 21.488 | 301.1933 | 2831.7248
2015-10-12 | 10 | 5970.6278 | 2559.8863 | 966.7432 | 81.3374 | 1140.0812 | 10718.6759
2015-10-12 | 11 | 11269.2133 | 4831.6372 | 1824.6712 | 153.5202 | 2151.837 | 20230.8789
2015-10-12 | 12 | 14790.4955 | 6341.3748 | 2394.8248 | 201.4899 | 2824.2193 | 26552.4045
2015-10-12 | 13 | 16878.8265 | 7236.7402 | 2732.9599 | 229.9394 | 3222.9824 | 30301.4485
2015-10-12 | 14 | 18333.9934 | 7860.6376 | 2968.5748 | 249.7631 | 3500.844 | 32913.813
2015-10-12 | 15 | 18345.1021 | 7865.4002 | 2970.3734 | 249.9144 | 3502.9656 | 32933.7557
2015-10-12 | 16 | 16228.9998 | 6958.1289 | 2627.7418 | 221.0867 | 3098.8994 | 29134.8567
2015-10-12 | 17 | 12035.6753 | 5160.2548 | 1948.7738 | 163.9616 | 2298.1917 | 21606.8572
2015-10-12 | 18 | 6053.9388 | 2595.6059 | 980.2327 | 82.4729 | 1155.9889 | 10868.2394
2015-10-12 | 19 | 1449.6129 | 621.5166 | 234.7164 | 19.748 | 276.8008 | 2602.3949
2015-10-12 | 20 | 88.8649 | 38.1004 | 14.3888 | 1.2104 | 16.9686 | 159.5331
2015-10-12 | 21 | 0 | 0 | 0 | 0 | 0 | 0
2015-10-12 | 22 | 0 | 0 | 0 | 0 | 0 | 0
2015-10-12 | 23 | 0 | 0 | 0 | 0 | 0 | 0
2015-10-12 | 24 | 0 | 0 | 0 | 0 | 0 | 0
2015-10-13 | 01 | 0 | 0 | 0 | 0 | 0 | 0
2015-10-13 | 02 | 0 | 0 | 0 | 0 | 0 | 0
2015-10-13 | 03 | 0 | 0 | 0 | 0 | 0 | 0
2015-10-13 | 04 | 0 | 0 | 0 | 0 | 0 | 0
2015-10-13 | 05 | 0 | 0 | 0 | 0 | 0 | 0
2015-10-13 | 06 | 0 | 0 | 0 | 0 | 0 | 0
2015-10-13 | 07 | 0 | 0 | 0 | 0 | 0 | 0
2015-10-13 | 08 | 33.3242 | 14.2877 | 5.3958 | 0.4539 | 6.3631 | 59.8247
2015-10-13 | 09 | 1499.5997 | 642.9485 | 242.8101 | 20.4289 | 286.3463 | 2692.1336
2015-10-13 | 10 | 5815.1143 | 2493.2106 | 941.5629 | 79.2191 | 1110.3856 | 10439.4926
2015-10-13 | 11 | 11147.0241 | 4779.2491 | 1804.8866 | 151.855 | 2128.5046 | 20011.5194
2015-10-13 | 12 | 14707.1845 | 6305.6553 | 2381.3353 | 200.3552 | 2808.3116 | 26402.8419
2015-10-13 | 13 | 16623.3395 | 7127.2007 | 2691.5921 | 226.4587 | 3174.1975 | 29842.7886
2015-10-13 | 14 | 17922.9921 | 7684.4224 | 2902.0275 | 244.1642 | 3422.3643 | 32175.9705
2015-10-13 | 15 | 17895.2217 | 7672.5156 | 2897.531 | 243.786 | 3417.062 | 32126.1163
2015-10-13 | 16 | 15662.4851 | 6715.2371 | 2536.0141 | 213.3696 | 2990.7241 | 28117.83
2015-10-13 | 17 | 11446.9432 | 4907.8379 | 1853.4488 | 155.941 | 2185.7741 | 20549.9451
2015-10-13 | 18 | 5609.6133 | 2405.103 | 908.2888 | 76.4193 | 1071.1462 | 10070.5705
2015-10-13 | 19 | 1271.8822 | 545.3149 | 205.9389 | 17.3264 | 242.8637 | 2283.3261
2015-10-13 | 20 | 83.3111 | 35.7196 | 13.4895 | 1.1347 | 15.9078 | 149.5626
2015-10-13 | 21 | 0 | 0 | 0 | 0 | 0 | 0
2015-10-13 | 22 | 0 | 0 | 0 | 0 | 0 | 0
2015-10-13 | 23 | 0 | 0 | 0 | 0 | 0 | 0
2015-10-13 | 24 | 0 | 0 | 0 | 0 | 0 | 0
2015-10-14 | 01 | 0 | 0 | 0 | 0 | 0 | 0
2015-10-14 | 02 | 0 | 0 | 0 | 0 | 0 | 0
2015-10-14 | 03 | 0 | 0 | 0 | 0 | 0 | 0
2015-10-14 | 04 | 0 | 0 | 0 | 0 | 0 | 0
2015-10-14 | 05 | 0 | 0 | 0 | 0 | 0 | 0
2015-10-14 | 06 | 0 | 0 | 0 | 0 | 0 | 0
2015-10-14 | 07 | 0 | 0 | 0 | 0 | 0 | 0
2015-10-14 | 08 | 27.7703 | 11.9068 | 4.4965 | 0.37825 | 5.3023 | 49.8542
2015-10-14 | 09 | 1421.8426 | 609.6098 | 230.2199 | 19.3698 | 271.4985 | 2552.5406
2015-10-14 | 10 | 5659.6001 | 2426.5341 | 916.3824 | 77.1001 | 1080.6908 | 10160.3075
2015-10-14 | 11 | 10980.4011 | 4707.81 | 1777.9076 | 149.5856 | 2096.689 | 19712.3933
2015-10-14 | 12 | 14485.0217 | 6210.4034 | 2345.3634 | 197.3292 | 2765.8898 | 26004.0075
2015-10-14 | 13 | 16334.5274 | 7003.3736 | 2644.8286 | 222.5249 | 3119.0495 | 29324.3039
2015-10-14 | 14 | 17623.0721 | 7555.8327 | 2853.4653 | 240.0782 | 3365.0956 | 31637.544
2015-10-14 | 15 | 17550.8697 | 7524.8758 | 2841.7744 | 239.0948 | 3351.3077 | 31507.9224
2015-10-14 | 16 | 15440.3214 | 6619.9853 | 2500.0421 | 210.3427 | 2948.3023 | 27718.9938
2015-10-14 | 17 | 11469.1596 | 4917.3639 | 1857.046 | 156.2436 | 2190.0165 | 20589.8296
2015-10-14 | 18 | 5576.289 | 2390.8154 | 902.893 | 75.9654 | 1064.7831 | 10010.7458
2015-10-14 | 19 | 1171.9095 | 502.452 | 189.7514 | 15.9647 | 223.7744 | 2103.852
2015-10-14 | 20 | 72.2032 | 30.957 | 11.6909 | 0.98345 | 13.787 | 129.6216
2015-10-14 | 21 | 0 | 0 | 0 | 0 | 0 | 0
2015-10-14 | 22 | 0 | 0 | 0 | 0 | 0 | 0
2015-10-14 | 23 | 0 | 0 | 0 | 0 | 0 | 0
2015-10-14 | 24 | 0 | 0 | 0 | 0 | 0 | 0
2015-10-15 | 01 | 0 | 0 | 0 | 0 | 0 | 0
2015-10-15 | 02 | 0 | 0 | 0 | 0 | 0 | 0
2015-10-15 | 03 | 0 | 0 | 0 | 0 | 0 | 0
2015-10-15 | 04 | 0 | 0 | 0 | 0 | 0 | 0
2015-10-15 | 05 | 0 | 0 | 0 | 0 | 0 | 0
2015-10-15 | 06 | 0 | 0 | 0 | 0 | 0 | 0
2015-10-15 | 07 | 0 | 0 | 0 | 0 | 0 | 0
2015-10-15 | 08 | 27.7703 | 11.9068 | 4.4965 | 0.37825 | 5.3023 | 49.8542
2015-10-15 | 09 | 1405.18 | 602.4664 | 227.5221 | 19.1428 | 268.3169 | 2522.6283
2015-10-15 | 10 | 5626.2758 | 2412.2464 | 910.9866 | 76.6462 | 1074.3277 | 10100.4828
2015-10-15 | 11 | 10669.3734 | 4574.4577 | 1727.5468 | 145.3483 | 2037.2987 | 19154.0249
2015-10-15 | 12 | 13974.0467 | 5991.3253 | 2262.6278 | 190.3677 | 2668.32 | 25086.6875
2015-10-15 | 13 | 15651.3764 | 6710.4746 | 2534.2155 | 213.2182 | 2988.6034 | 28097.8881
2015-10-15 | 14 | 17462.0039 | 7486.7753 | 2827.3856 | 237.8844 | 3334.3392 | 31348.3884
2015-10-15 | 15 | 17323.1521 | 7427.2431 | 2804.9031 | 235.9923 | 3307.826 | 31099.1166
2015-10-15 | 16 | 15179.2804 | 6508.0649 | 2457.775 | 206.7863 | 2898.4575 | 27250.3642
2015-10-15 | 17 | 10952.6308 | 4695.9032 | 1773.4111 | 149.2073 | 2091.3859 | 19662.5383
2015-10-15 | 18 | 5237.49 | 2245.5563 | 848.0356 | 71.3499 | 1000.0896 | 9402.5215
2015-10-15 | 19 | 1105.2601 | 473.8767 | 178.9598 | 15.0569 | 211.0473 | 1984.2009
2015-10-15 | 20 | 83.3111 | 35.7196 | 13.4895 | 1.1347 | 15.9078 | 149.5626
2015-10-15 | 21 | 0 | 0 | 0 | 0 | 0 | 0
2015-10-15 | 22 | 0 | 0 | 0 | 0 | 0 | 0
2015-10-15 | 23 | 0 | 0 | 0 | 0 | 0 | 0
2015-10-15 | 24 | 0 | 0 | 0 | 0 | 0 | 0
2015-10-16 | 01 | 0 | 0 | 0 | 0 | 0 | 0
2015-10-16 | 02 | 0 | 0 | 0 | 0 | 0 | 0
2015-10-16 | 03 | 0 | 0 | 0 | 0 | 0 | 0
2015-10-16 | 04 | 0 | 0 | 0 | 0 | 0 | 0
2015-10-16 | 05 | 0 | 0 | 0 | 0 | 0 | 0
2015-10-16 | 06 | 0 | 0 | 0 | 0 | 0 | 0
2015-10-16 | 07 | 0 | 0 | 0 | 0 | 0 | 0
2015-10-16 | 08 | 38.8781 | 16.6694 | 6.2951 | 0.52955 | 7.4239 | 69.796
2015-10-16 | 09 | 1494.0458 | 640.5668 | 241.9108 | 20.3532 | 285.2855 | 2682.1623
2015-10-16 | 10 | 5420.7747 | 2324.1388 | 877.7126 | 73.8471 | 1035.0875 | 9731.5608
2015-10-16 | 11 | 10002.885 | 4288.7031 | 1619.6317 | 136.2686 | 1910.0333 | 17957.5216
2015-10-16 | 12 | 13613.0322 | 5836.5412 | 2204.1741 | 185.4496 | 2599.385 | 24438.5821
2015-10-16 | 13 | 15729.1336 | 6743.8124 | 2546.8057 | 214.2774 | 3003.4512 | 28237.4803
2015-10-16 | 14 | 16012.3909 | 6865.2587 | 2592.67 | 218.1363 | 3057.5384 | 28745.9945
2015-10-16 | 15 | 15184.8343 | 6510.4466 | 2458.6743 | 206.8619 | 2899.5183 | 27260.3355
2015-10-16 | 16 | 13468.6257 | 5774.628 | 2180.7923 | 183.4827 | 2571.811 | 24179.3397
2015-10-16 | 17 | 9092.0165 | 3898.1714 | 1472.1473 | 123.8603 | 1736.1046 | 16322.3001
2015-10-16 | 18 | 4454.3663 | 1909.7944 | 721.2352 | 60.6815 | 850.5533 | 7996.6308
2015-10-16 | 19 | 944.1928 | 404.8193 | 152.8802 | 12.863 | 180.2918 | 1695.047
2015-10-16 | 20 | 49.9868 | 21.4319 | 8.0937 | 0.68085 | 9.5446 | 89.7379
2015-10-16 | 21 | 0 | 0 | 0 | 0 | 0 | 0
2015-10-16 | 22 | 0 | 0 | 0 | 0 | 0 | 0
2015-10-16 | 23 | 0 | 0 | 0 | 0 | 0 | 0
2015-10-16 | 24 | 0 | 0 | 0 | 0 | 0 | 0
2015-10-17 | 01 | 0 | 0 | 0 | 0 | 0 | 0
2015-10-17 | 02 | 0 | 0 | 0 | 0 | 0 | 0
2015-10-17 | 03 | 0 | 0 | 0 | 0 | 0 | 0
2015-10-17 | 04 | 0 | 0 | 0 | 0 | 0 | 0
2015-10-17 | 05 | 0 | 0 | 0 | 0 | 0 | 0
2015-10-17 | 06 | 0 | 0 | 0 | 0 | 0 | 0
2015-10-17 | 07 | 0 | 0 | 0 | 0 | 0 | 0
2015-10-17 | 08 | 22.2164 | 9.5251 | 3.5972 | 0.3026 | 4.2423 | 39.8837
2015-10-17 | 09 | 833.1105 | 357.1938 | 134.8941 | 11.3492 | 159.0809 | 1495.6286
2015-10-17 | 10 | 3271.3491 | 1402.5799 | 529.6852 | 44.5655 | 624.6582 | 5872.8378
2015-10-17 | 11 | 5681.8165 | 2436.0592 | 919.9796 | 77.4035 | 1084.9332 | 10200.1921
2015-10-17 | 12 | 11396.9572 | 4886.4069 | 1845.3551 | 155.2601 | 2176.2295 | 20460.2089
2015-10-17 | 13 | 12735.4888 | 5460.2971 | 2062.0856 | 173.4952 | 2431.8194 | 22863.1861
2015-10-17 | 14 | 6637.117 | 2845.6411 | 1074.6584 | 90.4171 | 1267.3457 | 11915.1793
2015-10-17 | 15 | 3365.7679 | 1443.062 | 544.9733 | 45.8515 | 642.6875 | 6042.3423
2015-10-17 | 16 | 2249.3992 | 964.4227 | 364.2148 | 30.6434 | 429.5186 | 4038.1987
2015-10-17 | 17 | 2343.8189 | 1004.904 | 379.5029 | 31.9294 | 447.548 | 4207.7032
2015-10-17 | 18 | 1716.2087 | 735.8186 | 277.882 | 23.3801 | 327.7073 | 3080.9967
2015-10-17 | 19 | 483.2046 | 207.1722 | 78.2391 | 6.5824 | 92.2666 | 867.465
2015-10-17 | 20 | 44.4329 | 19.0502 | 7.1944 | 0.6052 | 8.4847 | 79.7674
2015-10-17 | 21 | 0 | 0 | 0 | 0 | 0 | 0
2015-10-17 | 22 | 0 | 0 | 0 | 0 | 0 | 0
2015-10-17 | 23 | 0 | 0 | 0 | 0 | 0 | 0
2015-10-17 | 24 | 0 | 0 | 0 | 0 | 0 | 0
2015-10-18 | 01 | 0 | 0 | 0 | 0 | 0 | 0
2015-10-18 | 02 | 0 | 0 | 0 | 0 | 0 | 0
2015-10-18 | 03 | 0 | 0 | 0 | 0 | 0 | 0
2015-10-18 | 04 | 0 | 0 | 0 | 0 | 0 | 0
2015-10-18 | 05 | 0 | 0 | 0 | 0 | 0 | 0
2015-10-18 | 06 | 0 | 0 | 0 | 0 | 0 | 0
2015-10-18 | 07 | 0 | 0 | 0 | 0 | 0 | 0
2015-10-18 | 08 | 5.5539 | 2.3817 | 0.8993 | 0.07565 | 1.0608 | 9.9713
2015-10-18 | 09 | 744.2455 | 319.0926 | 120.5053 | 10.1388 | 142.1123 | 1336.0946
2015-10-18 | 10 | 4115.5674 | 1764.5354 | 666.3779 | 56.066 | 785.8607 | 7388.4074
2015-10-18 | 11 | 9369.7208 | 4017.236 | 1517.1123 | 127.6437 | 1789.1318 | 16820.8447
2015-10-18 | 12 | 13129.8276 | 5629.369 | 2125.935 | 178.8672 | 2507.1175 | 23571.1162
2015-10-18 | 13 | 13912.9521 | 5965.1309 | 2252.7355 | 189.5356 | 2656.6537 | 24977.0077
2015-10-18 | 14 | 15007.1045 | 6434.245 | 2429.8967 | 204.4411 | 2865.5804 | 26941.2677
2015-10-18 | 15 | 13812.9785 | 5922.2679 | 2236.5489 | 188.1738 | 2637.5644 | 24797.5336
2015-10-18 | 16 | 6925.9284 | 2969.4682 | 1121.422 | 94.3517 | 1322.4937 | 12433.664
2015-10-18 | 17 | 3976.7156 | 1705.0031 | 643.8954 | 54.1747 | 759.3467 | 7139.1355
2015-10-18 | 18 | 1660.668 | 712.0059 | 268.8899 | 22.6236 | 317.1018 | 2981.2892
2015-10-18 | 19 | 183.2846 | 78.5825 | 29.6769 | 2.4973 | 34.9979 | 329.0392
2015-10-18 | 20 | 5.5539 | 2.3817 | 0.8993 | 0.07565 | 1.0608 | 9.9713
2015-10-18 | 21 | 0 | 0 | 0 | 0 | 0 | 0
2015-10-18 | 22 | 0 | 0 | 0 | 0 | 0 | 0
2015-10-18 | 23 | 0 | 0 | 0 | 0 | 0 | 0
2015-10-18 | 24 | 0 | 0 | 0 | 0 | 0 | 0
2015-10-19 | 01 | 0 | 0 | 0 | 0 | 0 | 0
2015-10-19 | 02 | 0 | 0 | 0 | 0 | 0 | 0
2015-10-19 | 03 | 0 | 0 | 0 | 0 | 0 | 0
2015-10-19 | 04 | 0 | 0 | 0 | 0 | 0 | 0
2015-10-19 | 05 | 0 | 0 | 0 | 0 | 0 | 0
2015-10-19 | 06 | 0 | 0 | 0 | 0 | 0 | 0
2015-10-19 | 07 | 0 | 0 | 0 | 0 | 0 | 0
2015-10-19 | 08 | 0 | 0 | 0 | 0 | 0 | 0
2015-10-19 | 09 | 372.1232 | 159.5467 | 60.2531 | 5.0694 | 71.0566 | 668.049
2015-10-19 | 10 | 2699.2795 | 1157.3065 | 437.0581 | 36.7719 | 515.423 | 4845.839
2015-10-19 | 11 | 7609.0793 | 3262.3672 | 1232.035 | 103.6583 | 1452.9407 | 13660.0805
2015-10-19 | 12 | 12579.9745 | 5393.6214 | 2036.9051 | 171.3761 | 2402.1246 | 22584.0019
2015-10-19 | 13 | 14995.9958 | 6429.4824 | 2428.0981 | 204.2899 | 2863.4596 | 26921.3258
2015-10-19 | 14 | 10330.5753 | 4429.1987 | 1672.6904 | 140.7328 | 1972.6052 | 18545.8023
2015-10-19 | 15 | 10175.061 | 4362.523 | 1647.51 | 138.6146 | 1942.9105 | 18266.619
2015-10-19 | 16 | 10197.2774 | 4372.0481 | 1651.1072 | 138.9172 | 1947.1528 | 18306.5027
2015-10-19 | 17 | 6142.8047 | 2633.7063 | 994.6207 | 83.6833 | 1172.9575 | 11027.7725
2015-10-19 | 18 | 2915.8884 | 1250.1774 | 472.13 | 39.723 | 556.784 | 5234.7029
2015-10-19 | 19 | 594.286 | 254.7977 | 96.2242 | 8.0962 | 113.4775 | 1066.8818
2015-10-19 | 20 | 38.8781 | 16.6694 | 6.2951 | 0.52955 | 7.4239 | 69.796
2015-10-19 | 21 | 0 | 0 | 0 | 0 | 0 | 0
2015-10-19 | 22 | 0 | 0 | 0 | 0 | 0 | 0
2015-10-19 | 23 | 0 | 0 | 0 | 0 | 0 | 0
2015-10-19 | 24 | 0 | 0 | 0 | 0 | 0 | 0
2015-10-20 | 01 | 0 | 0 | 0 | 0 | 0 | 0
2015-10-20 | 02 | 0 | 0 | 0 | 0 | 0 | 0
2015-10-20 | 03 | 0 | 0 | 0 | 0 | 0 | 0
2015-10-20 | 04 | 0 | 0 | 0 | 0 | 0 | 0
2015-10-20 | 05 | 0 | 0 | 0 | 0 | 0 | 0
2015-10-20 | 06 | 0 | 0 | 0 | 0 | 0 | 0
2015-10-20 | 07 | 0 | 0 | 0 | 0 | 0 | 0
2015-10-20 | 08 | 5.5539 | 2.3817 | 0.8993 | 0.07565 | 1.0608 | 9.9713
2015-10-20 | 09 | 949.7466 | 407.2002 | 153.7794 | 12.9387 | 181.3526 | 1705.0175
2015-10-20 | 10 | 4459.9203 | 1912.1762 | 722.1345 | 60.7571 | 851.6141 | 8006.6022
2015-10-20 | 11 | 9541.8969 | 4091.0559 | 1544.9897 | 129.9888 | 1822.009 | 17129.9403
2015-10-20 | 12 | 13313.1123 | 5707.9514 | 2155.6119 | 181.3637 | 2542.1154 | 23900.1546
2015-10-20 | 13 | 13340.8826 | 5719.8582 | 2160.1084 | 181.7419 | 2547.4186 | 23950.0097
2015-10-20 | 14 | 12624.4074 | 5412.6717 | 2044.0995 | 171.9822 | 2410.6085 | 22663.7693
2015-10-20 | 15 | 13218.6925 | 5667.4702 | 2140.3238 | 180.0776 | 2524.0869 | 23730.651
2015-10-20 | 16 | 11147.0241 | 4779.2491 | 1804.8866 | 151.855 | 2128.5046 | 20011.5194
2015-10-20 | 17 | 7947.8782 | 3407.6253 | 1286.8923 | 108.2738 | 1517.6334 | 14268.3031
2015-10-20 | 18 | 3393.5383 | 1454.9679 | 549.4697 | 46.2298 | 647.9907 | 6092.1965
2015-10-20 | 19 | 627.6102 | 269.0854 | 101.62 | 8.5501 | 119.8415 | 1126.7073
2015-10-20 | 20 | 38.8781 | 16.6694 | 6.2951 | 0.52955 | 7.4239 | 69.796
2015-10-20 | 21 | 0 | 0 | 0 | 0 | 0 | 0
2015-10-20 | 22 | 0 | 0 | 0 | 0 | 0 | 0
2015-10-20 | 23 | 0 | 0 | 0 | 0 | 0 | 0
2015-10-20 | 24 | 0 | 0 | 0 | 0 | 0 | 0
2015-10-21 | 01 | 0 | 0 | 0 | 0 | 0 | 0
2015-10-21 | 02 | 0 | 0 | 0 | 0 | 0 | 0
2015-10-21 | 03 | 0 | 0 | 0 | 0 | 0 | 0
2015-10-21 | 04 | 0 | 0 | 0 | 0 | 0 | 0
2015-10-21 | 05 | 0 | 0 | 0 | 0 | 0 | 0
2015-10-21 | 06 | 0 | 0 | 0 | 0 | 0 | 0
2015-10-21 | 07 | 0 | 0 | 0 | 0 | 0 | 0
2015-10-21 | 08 | 5.5539 | 2.3817 | 0.8993 | 0.07565 | 1.0608 | 9.9713
2015-10-21 | 09 | 783.1245 | 335.7619 | 126.8004 | 10.6684 | 149.5362 | 1405.8915
2015-10-21 | 10 | 3310.2272 | 1419.2484 | 535.9803 | 45.095 | 632.0821 | 5942.6331
2015-10-21 | 11 | 6609.3467 | 2833.7351 | 1070.1619 | 90.0388 | 1262.0435 | 11865.3259
2015-10-21 | 12 | 9069.8009 | 3888.6463 | 1468.5501 | 123.5577 | 1731.8631 | 16282.4181
2015-10-21 | 13 | 11319.2001 | 4853.0691 | 1832.7649 | 154.2011 | 2161.3817 | 20320.6168
2015-10-21 | 14 | 14790.4955 | 6341.3748 | 2394.8248 | 201.4899 | 2824.2193 | 26552.4045
2015-10-21 | 15 | 13746.3301 | 5893.6926 | 2225.7573 | 187.266 | 2624.8382 | 24677.8842
2015-10-21 | 16 | 8953.1647 | 3838.6391 | 1449.6648 | 121.9682 | 1709.5914 | 16073.0282
2015-10-21 | 17 | 8936.503 | 3831.4957 | 1446.9669 | 121.7412 | 1706.4099 | 16043.1167
2015-10-21 | 18 | 4893.138 | 2097.9165 | 792.2799 | 66.6587 | 934.3361 | 8784.3293
2015-10-21 | 19 | 921.9763 | 395.2942 | 149.2829 | 12.5604 | 176.0494 | 1655.1634
2015-10-21 | 20 | 44.4329 | 19.0502 | 7.1944 | 0.6052 | 8.4847 | 79.7674
2015-10-21 | 21 | 0 | 0 | 0 | 0 | 0 | 0
2015-10-21 | 22 | 0 | 0 | 0 | 0 | 0 | 0
2015-10-21 | 23 | 0 | 0 | 0 | 0 | 0 | 0
2015-10-21 | 24 | 0 | 0 | 0 | 0 | 0 | 0
2015-10-22 | 01 | 0 | 0 | 0 | 0 | 0 | 0
2015-10-22 | 02 | 0 | 0 | 0 | 0 | 0 | 0
2015-10-22 | 03 | 0 | 0 | 0 | 0 | 0 | 0
2015-10-22 | 04 | 0 | 0 | 0 | 0 | 0 | 0
2015-10-22 | 05 | 0 | 0 | 0 | 0 | 0 | 0
2015-10-22 | 06 | 0 | 0 | 0 | 0 | 0 | 0
2015-10-22 | 07 | 0 | 0 | 0 | 0 | 0 | 0
2015-10-22 | 08 | 5.5539 | 2.3817 | 0.8993 | 0.07565 | 1.0608 | 9.9713
2015-10-22 | 09 | 777.5698 | 333.3802 | 125.9012 | 10.5927 | 148.4754 | 1395.9193
2015-10-22 | 10 | 4098.9057 | 1757.392 | 663.68 | 55.839 | 782.6791 | 7358.4959
2015-10-22 | 11 | 9791.83 | 4198.2137 | 1585.4582 | 133.3939 | 1869.7331 | 17578.629
2015-10-22 | 12 | 13396.4233 | 5743.671 | 2169.1014 | 182.4993 | 2558.024 | 24049.7189
2015-10-22 | 13 | 14162.8853 | 6072.2886 | 2293.204 | 192.9407 | 2704.3787 | 25425.6972
2015-10-22 | 14 | 13985.1545 | 5996.0878 | 2264.4263 | 190.519 | 2670.4408 | 25106.6285
2015-10-22 | 15 | 13040.9626 | 5591.2685 | 2111.5462 | 177.6568 | 2490.1489 | 23411.5831
2015-10-22 | 16 | 12302.271 | 5274.5568 | 1991.9401 | 167.5936 | 2349.0974 | 22085.459
2015-10-22 | 17 | 9786.2761 | 4195.8329 | 1584.5589 | 133.3183 | 1868.6723 | 17568.6585
2015-10-22 | 18 | 4870.9216 | 2088.3913 | 788.6827 | 66.3561 | 930.0938 | 8744.4455
2015-10-22 | 19 | 805.3401 | 345.287 | 130.3976 | 10.971 | 153.7786 | 1445.7743
2015-10-22 | 20 | 44.4329 | 19.0502 | 7.1944 | 0.6052 | 8.4847 | 79.7674
2015-10-22 | 21 | 0 | 0 | 0 | 0 | 0 | 0
2015-10-22 | 22 | 0 | 0 | 0 | 0 | 0 | 0
2015-10-22 | 23 | 0 | 0 | 0 | 0 | 0 | 0
2015-10-22 | 24 | 0 | 0 | 0 | 0 | 0 | 0
2015-10-23 | 01 | 0 | 0 | 0 | 0 | 0 | 0
2015-10-23 | 02 | 0 | 0 | 0 | 0 | 0 | 0
2015-10-23 | 03 | 0 | 0 | 0 | 0 | 0 | 0
2015-10-23 | 04 | 0 | 0 | 0 | 0 | 0 | 0
2015-10-23 | 05 | 0 | 0 | 0 | 0 | 0 | 0
2015-10-23 | 06 | 0 | 0 | 0 | 0 | 0 | 0
2015-10-23 | 07 | 0 | 0 | 0 | 0 | 0 | 0
2015-10-23 | 08 | 5.5539 | 2.3817 | 0.8993 | 0.07565 | 1.0608 | 9.9713
2015-10-23 | 09 | 1044.1655 | 447.6822 | 169.0675 | 14.2247 | 199.3819 | 1874.522
2015-10-23 | 10 | 4904.2459 | 2102.679 | 794.0785 | 66.81 | 936.4569 | 8804.2702
2015-10-23 | 11 | 10213.9392 | 4379.1924 | 1653.805 | 139.1441 | 1950.3343 | 18336.415
2015-10-23 | 12 | 14079.5743 | 6036.57 | 2279.7144 | 191.805 | 2688.4701 | 25276.1338
2015-10-23 | 13 | 16095.702 | 6900.9783 | 2606.1595 | 219.2711 | 3073.4461 | 28895.557
2015-10-23 | 14 | 17778.5864 | 7622.5084 | 2878.6457 | 242.1973 | 3394.7904 | 31916.7282
2015-10-23 | 15 | 17223.1794 | 7384.3801 | 2788.7157 | 234.6306 | 3288.7359 | 30919.6416
2015-10-23 | 16 | 14807.1573 | 6348.5183 | 2397.5227 | 201.7169 | 2827.4009 | 26582.3161
2015-10-23 | 17 | 10358.3457 | 4441.1055 | 1677.1869 | 141.1111 | 1977.9083 | 18595.6574
2015-10-23 | 18 | 4959.7865 | 2126.4918 | 803.0715 | 67.5674 | 947.0624 | 8903.9795
2015-10-23 | 19 | 833.1105 | 357.1938 | 134.8941 | 11.3492 | 159.0809 | 1495.6286
2015-10-23 | 20 | 38.8781 | 16.6694 | 6.2951 | 0.52955 | 7.4239 | 69.796
2015-10-23 | 21 | 0 | 0 | 0 | 0 | 0 | 0
2015-10-23 | 22 | 0 | 0 | 0 | 0 | 0 | 0
2015-10-23 | 23 | 0 | 0 | 0 | 0 | 0 | 0
2015-10-23 | 24 | 0 | 0 | 0 | 0 | 0 | 0
2015-10-24 | 01 | 0 | 0 | 0 | 0 | 0 | 0
2015-10-24 | 02 | 0 | 0 | 0 | 0 | 0 | 0
2015-10-24 | 03 | 0 | 0 | 0 | 0 | 0 | 0
2015-10-24 | 04 | 0 | 0 | 0 | 0 | 0 | 0
2015-10-24 | 05 | 0 | 0 | 0 | 0 | 0 | 0
2015-10-24 | 06 | 0 | 0 | 0 | 0 | 0 | 0
2015-10-24 | 07 | 0 | 0 | 0 | 0 | 0 | 0
2015-10-24 | 08 | 0 | 0 | 0 | 0 | 0 | 0
2015-10-24 | 09 | 755.3542 | 323.8551 | 122.304 | 10.2901 | 144.2331 | 1356.0364
2015-10-24 | 10 | 3921.1749 | 1681.1904 | 634.9024 | 53.4183 | 748.7421 | 7039.428
2015-10-24 | 11 | 9469.6936 | 4060.099 | 1533.2989 | 129.0053 | 1808.222 | 17000.3188
2015-10-24 | 12 | 14379.4942 | 6165.1596 | 2328.2766 | 195.891 | 2745.7397 | 25814.5612
2015-10-24 | 13 | 16801.0694 | 7203.4015 | 2720.3697 | 228.8803 | 3208.1354 | 30161.8565
2015-10-24 | 14 | 18278.4527 | 7836.8249 | 2959.5827 | 249.0067 | 3490.2385 | 32814.1055
2015-10-24 | 15 | 18122.9392 | 7770.1484 | 2934.4023 | 246.8884 | 3460.5438 | 32534.9221
2015-10-24 | 16 | 15751.35 | 6753.3376 | 2550.4029 | 214.5799 | 3007.6927 | 28277.3631
2015-10-24 | 17 | 9919.5739 | 4252.9835 | 1606.1421 | 135.1338 | 1894.1255 | 17807.959
2015-10-24 | 18 | 3432.4165 | 1471.6373 | 555.7649 | 46.7593 | 655.4138 | 6161.9917
2015-10-24 | 19 | 427.6639 | 183.3595 | 69.2461 | 5.8259 | 81.6612 | 767.7566
2015-10-24 | 20 | 27.7703 | 11.9068 | 4.4965 | 0.37825 | 5.3023 | 49.8542
2015-10-24 | 21 | 0 | 0 | 0 | 0 | 0 | 0
2015-10-24 | 22 | 0 | 0 | 0 | 0 | 0 | 0
2015-10-24 | 23 | 0 | 0 | 0 | 0 | 0 | 0
2015-10-24 | 24 | 0 | 0 | 0 | 0 | 0 | 0
2015-10-25 | 01 | 0 | 0 | 0 | 0 | 0 | 0
2015-10-25 | 02 | 0 | 0 | 0 | 0 | 0 | 0
2015-10-25 | 03 | 0 | 0 | 0 | 0 | 0 | 0
2015-10-25 | 04 | 0 | 0 | 0 | 0 | 0 | 0
2015-10-25 | 05 | 0 | 0 | 0 | 0 | 0 | 0
2015-10-25 | 06 | 0 | 0 | 0 | 0 | 0 | 0
2015-10-25 | 07 | 11.1078 | 4.7626 | 1.7986 | 0.1513 | 2.1208 | 19.941
2015-10-25 | 08 | 855.327 | 366.7189 | 138.4914 | 11.6518 | 163.3233 | 1535.5122
2015-10-25 | 09 | 3337.9976 | 1431.1552 | 540.4768 | 45.4733 | 637.3853 | 5992.4881
2015-10-25 | 10 | 6092.8178 | 2612.2752 | 986.5279 | 83.0025 | 1163.4128 | 10938.0363
2015-10-25 | 11 | 7903.4453 | 3388.5752 | 1279.6979 | 107.6686 | 1509.1495 | 14188.5366
2015-10-25 | 12 | 8408.8655 | 3605.2724 | 1361.5334 | 114.5537 | 1605.6585 | 15095.8835
2015-10-25 | 13 | 6626.0084 | 2840.8785 | 1072.8598 | 90.2657 | 1265.225 | 11895.2374
2015-10-25 | 14 | 6898.158 | 2957.5622 | 1116.9255 | 93.9734 | 1317.1914 | 12383.8107
2015-10-25 | 15 | 5559.6264 | 2383.6712 | 900.1951 | 75.7384 | 1061.6007 | 9980.8317
2015-10-25 | 16 | 3376.8758 | 1447.8246 | 546.7718 | 46.0029 | 644.8083 | 6062.2833
2015-10-25 | 17 | 1377.4097 | 590.5596 | 223.0255 | 18.7646 | 263.0138 | 2472.7732
2015-10-25 | 18 | 205.5011 | 88.1076 | 33.2741 | 2.7999 | 39.2402 | 368.923
2015-10-25 | 19 | 5.5539 | 2.3817 | 0.8993 | 0.07565 | 1.0608 | 9.9713
2015-10-25 | 20 | 0 | 0 | 0 | 0 | 0 | 0
2015-10-25 | 21 | 0 | 0 | 0 | 0 | 0 | 0
2015-10-25 | 22 | 0 | 0 | 0 | 0 | 0 | 0
2015-10-25 | 23 | 0 | 0 | 0 | 0 | 0 | 0
2015-10-25 | 24 | 0 | 0 | 0 | 0 | 0 | 0
2015-10-26 | 01 | 0 | 0 | 0 | 0 | 0 | 0
2015-10-26 | 02 | 0 | 0 | 0 | 0 | 0 | 0
2015-10-26 | 03 | 0 | 0 | 0 | 0 | 0 | 0
2015-10-26 | 04 | 0 | 0 | 0 | 0 | 0 | 0
2015-10-26 | 05 | 0 | 0 | 0 | 0 | 0 | 0
2015-10-26 | 06 | 0 | 0 | 0 | 0 | 0 | 0
2015-10-26 | 07 | 0 | 0 | 0 | 0 | 0 | 0
2015-10-26 | 08 | 927.5302 | 397.675 | 150.1823 | 12.6361 | 177.1103 | 1665.1338
2015-10-26 | 09 | 4559.8939 | 1955.0391 | 738.3219 | 62.1189 | 870.7034 | 8186.0772
2015-10-26 | 10 | 10197.2774 | 4372.0481 | 1651.1072 | 138.9172 | 1947.1528 | 18306.5027
2015-10-26 | 11 | 14290.6284 | 6127.0584 | 2313.8879 | 194.6806 | 2728.7712 | 25655.0264
2015-10-26 | 12 | 16506.7033 | 7077.1935 | 2672.7069 | 224.87 | 3151.9266 | 29633.4004
2015-10-26 | 13 | 17739.7082 | 7605.84 | 2872.3506 | 241.6669 | 3387.3664 | 31846.9321
2015-10-26 | 14 | 17406.4632 | 7462.9626 | 2818.3926 | 237.1279 | 3323.7337 | 31248.6801
2015-10-26 | 15 | 13718.5597 | 5881.7858 | 2221.2608 | 186.8869 | 2619.5351 | 24628.0283
2015-10-26 | 16 | 8603.2589 | 3688.6184 | 1393.0089 | 117.2022 | 1642.7772 | 15444.8655
2015-10-26 | 17 | 3643.4715 | 1562.1257 | 589.9382 | 49.6349 | 695.7148 | 6540.8852
2015-10-26 | 18 | 655.3806 | 280.9921 | 106.1166 | 8.9284 | 125.1438 | 1176.5615
2015-10-26 | 19 | 44.4329 | 19.0502 | 7.1944 | 0.6052 | 8.4847 | 79.7674
2015-10-26 | 20 | 0 | 0 | 0 | 0 | 0 | 0
2015-10-26 | 21 | 0 | 0 | 0 | 0 | 0 | 0
2015-10-26 | 22 | 0 | 0 | 0 | 0 | 0 | 0
2015-10-26 | 23 | 0 | 0 | 0 | 0 | 0 | 0
2015-10-26 | 24 | 0 | 0 | 0 | 0 | 0 | 0
2015-10-27 | 01 | 0 | 0 | 0 | 0 | 0 | 0
2015-10-27 | 02 | 0 | 0 | 0 | 0 | 0 | 0
2015-10-27 | 03 | 0 | 0 | 0 | 0 | 0 | 0
2015-10-27 | 04 | 0 | 0 | 0 | 0 | 0 | 0
2015-10-27 | 05 | 0 | 0 | 0 | 0 | 0 | 0
2015-10-27 | 06 | 0 | 0 | 0 | 0 | 0 | 0
2015-10-27 | 07 | 0 | 0 | 0 | 0 | 0 | 0
2015-10-27 | 08 | 949.7466 | 407.2002 | 153.7794 | 12.9387 | 181.3526 | 1705.0175
2015-10-27 | 09 | 4737.6237 | 2031.2399 | 767.0995 | 64.5405 | 904.6414 | 8505.145
2015-10-27 | 10 | 10175.061 | 4362.523 | 1647.51 | 138.6146 | 1942.9105 | 18266.619
2015-10-27 | 11 | 14079.5743 | 6036.57 | 2279.7144 | 191.805 | 2688.4701 | 25276.1338
2015-10-27 | 12 | 15223.7133 | 6527.1151 | 2464.9694 | 207.3923 | 2906.9414 | 27330.1316
2015-10-27 | 13 | 16323.4196 | 6998.611 | 2643.03 | 222.3736 | 3116.9288 | 29304.3628
2015-10-27 | 14 | 14451.6966 | 6196.1158 | 2339.9675 | 196.8744 | 2759.5267 | 25944.1811
2015-10-27 | 15 | 11258.1055 | 4826.8746 | 1822.8726 | 153.3689 | 2149.7155 | 20210.9371
2015-10-27 | 16 | 7742.3772 | 3319.5177 | 1253.6182 | 105.474 | 1478.3939 | 13899.381
2015-10-27 | 17 | 3587.9307 | 1538.313 | 580.9452 | 48.8784 | 685.1093 | 6441.1767
2015-10-27 | 18 | 560.9618 | 240.51 | 90.8285 | 7.6423 | 107.1144 | 1007.0571
2015-10-27 | 19 | 27.7703 | 11.9068 | 4.4965 | 0.37825 | 5.3023 | 49.8542
2015-10-27 | 20 | 0 | 0 | 0 | 0 | 0 | 0
2015-10-27 | 21 | 0 | 0 | 0 | 0 | 0 | 0
2015-10-27 | 22 | 0 | 0 | 0 | 0 | 0 | 0
2015-10-27 | 23 | 0 | 0 | 0 | 0 | 0 | 0
2015-10-27 | 24 | 0 | 0 | 0 | 0 | 0 | 0
2015-10-28 | 01 | 0 | 0 | 0 | 0 | 0 | 0
2015-10-28 | 02 | 0 | 0 | 0 | 0 | 0 | 0
2015-10-28 | 03 | 0 | 0 | 0 | 0 | 0 | 0
2015-10-28 | 04 | 0 | 0 | 0 | 0 | 0 | 0
2015-10-28 | 05 | 0 | 0 | 0 | 0 | 0 | 0
2015-10-28 | 06 | 0 | 0 | 0 | 0 | 0 | 0
2015-10-28 | 07 | 0 | 0 | 0 | 0 | 0 | 0
2015-10-28 | 08 | 522.0828 | 223.8416 | 84.5342 | 7.112 | 99.6906 | 937.261
2015-10-28 | 09 | 2427.13 | 1040.6235 | 392.9924 | 33.065 | 463.4566 | 4357.2675
2015-10-28 | 10 | 4348.8389 | 1864.5498 | 704.1485 | 59.2441 | 830.4033 | 7807.1845
2015-10-28 | 11 | 7520.2143 | 3224.2668 | 1217.6463 | 102.4479 | 1435.9721 | 13500.5475
2015-10-28 | 12 | 9969.5599 | 4274.4154 | 1614.2359 | 135.8147 | 1903.6702 | 17897.6961
2015-10-28 | 13 | 9419.7068 | 4038.6679 | 1525.206 | 128.3245 | 1798.6765 | 16910.5817
2015-10-28 | 14 | 6081.7092 | 2607.5127 | 984.7293 | 82.8512 | 1161.2921 | 10918.0944
2015-10-28 | 15 | 4071.1354 | 1745.4852 | 659.1835 | 55.4608 | 777.376 | 7308.6408
2015-10-28 | 16 | 2554.8731 | 1095.3933 | 413.6763 | 34.8049 | 487.849 | 4586.5966
2015-10-28 | 17 | 1171.9095 | 502.452 | 189.7514 | 15.9647 | 223.7744 | 2103.852
2015-10-28 | 18 | 161.0682 | 69.0574 | 26.0797 | 2.1938 | 30.7555 | 289.1547
2015-10-28 | 19 | 5.5539 | 2.3817 | 0.8993 | 0.07565 | 1.0608 | 9.9713
2015-10-28 | 20 | 16.6625 | 7.1442 | 2.6979 | 0.22695 | 3.1815 | 29.9132
2015-10-28 | 21 | 0 | 0 | 0 | 0 | 0 | 0
2015-10-28 | 22 | 0 | 0 | 0 | 0 | 0 | 0
2015-10-28 | 23 | 0 | 0 | 0 | 0 | 0 | 0
2015-10-28 | 24 | 0 | 0 | 0 | 0 | 0 | 0
2015-10-29 | 01 | 0 | 0 | 0 | 0 | 0 | 0
2015-10-29 | 02 | 0 | 0 | 0 | 0 | 0 | 0
2015-10-29 | 03 | 0 | 0 | 0 | 0 | 0 | 0
2015-10-29 | 04 | 0 | 0 | 0 | 0 | 0 | 0
2015-10-29 | 05 | 0 | 0 | 0 | 0 | 0 | 0
2015-10-29 | 06 | 0 | 0 | 0 | 0 | 0 | 0
2015-10-29 | 07 | 0 | 0 | 0 | 0 | 0 | 0
2015-10-29 | 08 | 261.0418 | 111.9203 | 42.2671 | 3.5564 | 49.8457 | 468.6313
2015-10-29 | 09 | 1760.6407 | 754.8688 | 285.0764 | 23.9853 | 336.1911 | 3160.7624
2015-10-29 | 10 | 2760.3741 | 1183.5009 | 446.9504 | 37.6048 | 527.0884 | 4955.5187
2015-10-29 | 11 | 4282.1903 | 1835.9745 | 693.3569 | 58.3363 | 817.677 | 7687.5351
2015-10-29 | 12 | 4926.4623 | 2112.2041 | 797.6757 | 67.1126 | 940.6992 | 8844.1539
2015-10-29 | 13 | 3310.2272 | 1419.2484 | 535.9803 | 45.095 | 632.0821 | 5942.6331
2015-10-29 | 14 | 3432.4165 | 1471.6373 | 555.7649 | 46.7593 | 655.4138 | 6161.9917
2015-10-29 | 15 | 2899.2259 | 1243.0332 | 469.4321 | 39.4961 | 553.6024 | 5204.7897
2015-10-29 | 16 | 1527.3701 | 654.8545 | 247.3066 | 20.8072 | 291.6486 | 2741.9869
2015-10-29 | 17 | 677.597 | 290.5172 | 109.7137 | 9.231 | 129.3861 | 1216.4452
2015-10-29 | 18 | 105.5275 | 45.2447 | 17.0867 | 1.4373 | 20.1501 | 189.4463
2015-10-29 | 19 | 5.5539 | 2.3817 | 0.8993 | 0.07565 | 1.0608 | 9.9713
2015-10-29 | 20 | 0 | 0 | 0 | 0 | 0 | 0
2015-10-29 | 21 | 0 | 0 | 0 | 0 | 0 | 0
2015-10-29 | 22 | 0 | 0 | 0 | 0 | 0 | 0
2015-10-29 | 23 | 0 | 0 | 0 | 0 | 0 | 0
2015-10-29 | 24 | 0 | 0 | 0 | 0 | 0 | 0
2015-10-30 | 01 | 0 | 0 | 0 | 0 | 0 | 0
2015-10-30 | 02 | 0 | 0 | 0 | 0 | 0 | 0
2015-10-30 | 03 | 0 | 0 | 0 | 0 | 0 | 0
2015-10-30 | 04 | 0 | 0 | 0 | 0 | 0 | 0
2015-10-30 | 05 | 0 | 0 | 0 | 0 | 0 | 0
2015-10-30 | 06 | 0 | 0 | 0 | 0 | 0 | 0
2015-10-30 | 07 | 0 | 0 | 0 | 0 | 0 | 0
2015-10-30 | 08 | 755.3542 | 323.8551 | 122.304 | 10.2901 | 144.2331 | 1356.0364
2015-10-30 | 09 | 4165.5542 | 1785.9673 | 674.4716 | 56.7468 | 795.4053 | 7478.1453
2015-10-30 | 10 | 10063.9796 | 4314.8975 | 1629.524 | 137.1016 | 1921.6995 | 18067.2022
2015-10-30 | 11 | 14351.7239 | 6153.2528 | 2323.7802 | 195.5127 | 2740.4365 | 25764.7062
2015-10-30 | 12 | 16079.0403 | 6893.834 | 2603.4616 | 219.0442 | 3070.2646 | 28865.6447
2015-10-30 | 13 | 15145.9562 | 6493.7773 | 2452.3792 | 206.3324 | 2892.0944 | 27190.5395
2015-10-30 | 14 | 9914.0192 | 4250.6026 | 1605.2428 | 135.0582 | 1893.0648 | 17797.9876
2015-10-30 | 15 | 6176.1289 | 2647.9939 | 1000.0165 | 84.1372 | 1179.3214 | 11087.5981
2015-10-30 | 16 | 3626.8097 | 1554.9823 | 587.2403 | 49.4079 | 692.5332 | 6510.9737
2015-10-30 | 17 | 1427.3965 | 611.9915 | 231.1192 | 19.4454 | 272.5593 | 2562.512
2015-10-30 | 18 | 227.7167 | 97.6327 | 36.8713 | 3.1025 | 43.4817 | 408.805
2015-10-30 | 19 | 11.1078 | 4.7626 | 1.7986 | 0.1513 | 2.1208 | 19.941
2015-10-30 | 20 | 0 | 0 | 0 | 0 | 0 | 0
2015-10-30 | 21 | 0 | 0 | 0 | 0 | 0 | 0
2015-10-30 | 22 | 0 | 0 | 0 | 0 | 0 | 0
2015-10-30 | 23 | 0 | 0 | 0 | 0 | 0 | 0
2015-10-30 | 24 | 0 | 0 | 0 | 0 | 0 | 0
2015-10-31 | 01 | 0 | 0 | 0 | 0 | 0 | 0
2015-10-31 | 02 | 0 | 0 | 0 | 0 | 0 | 0
2015-10-31 | 03 | 0 | 0 | 0 | 0 | 0 | 0
2015-10-31 | 04 | 0 | 0 | 0 | 0 | 0 | 0
2015-10-31 | 05 | 0 | 0 | 0 | 0 | 0 | 0
2015-10-31 | 06 | 0 | 0 | 0 | 0 | 0 | 0
2015-10-31 | 07 | 0 | 0 | 0 | 0 | 0 | 0
2015-10-31 | 08 | 466.5421 | 200.028 | 75.5412 | 6.3555 | 89.0851 | 837.5517
2015-10-31 | 09 | 3499.0658 | 1500.2126 | 566.5565 | 47.668 | 668.1408 | 6281.6436
2015-10-31 | 10 | 9536.343 | 4088.6743 | 1544.0904 | 129.9132 | 1820.9482 | 17119.969
2015-10-31 | 11 | 13118.7198 | 5624.6064 | 2124.1364 | 178.7159 | 2504.9967 | 23551.1753
2015-10-31 | 12 | 15856.8775 | 6798.5822 | 2567.4896 | 216.0173 | 3027.8436 | 28466.8103
2015-10-31 | 13 | 17673.0589 | 7577.2638 | 2861.559 | 240.7591 | 3374.6402 | 31727.281
2015-10-31 | 14 | 17528.6532 | 7515.3506 | 2838.1772 | 238.7922 | 3347.0662 | 31468.0395
2015-10-31 | 15 | 14696.0758 | 6300.8927 | 2379.5367 | 200.2039 | 2806.19 | 26382.8993
2015-10-31 | 16 | 9247.5308 | 3964.8479 | 1497.3277 | 125.9785 | 1765.8002 | 16601.4852
2015-10-31 | 17 | 4026.7024 | 1726.435 | 651.9891 | 54.8556 | 768.8921 | 7228.8743
2015-10-31 | 18 | 488.7585 | 209.5539 | 79.1384 | 6.6581 | 93.3274 | 877.4363
2015-10-31 | 19 | 22.2164 | 9.5251 | 3.5972 | 0.3026 | 4.2423 | 39.8837
2015-10-31 | 20 | 0 | 0 | 0 | 0 | 0 | 0
2015-10-31 | 21 | 0 | 0 | 0 | 0 | 0 | 0
2015-10-31 | 22 | 0 | 0 | 0 | 0 | 0 | 0
2015-10-31 | 23 | 0 | 0 | 0 | 0 | 0 | 0
2015-10-31 | 24 | 0 | 0 | 0 | 0 | 0 | 0
2015-11-01 | 01 | 0 | 0 | 0 | 0 | 0 | 0
2015-11-01 | 02 | 0 | 0 | 0 | 0 | 0 | 0
2015-11-01 | 03 | 0 | 0 | 0 | 0 | 0 | 0
2015-11-01 | 04 | 0 | 0 | 0 | 0 | 0 | 0
2015-11-01 | 05 | 0 | 0 | 0 | 0 | 0 | 0
2015-11-01 | 06 | 0 | 0 | 0 | 0 | 0 | 0
2015-11-01 | 07 | 6.0401 | 2.6469 | 0.8993 | 0.0782 | 1.1016 | 10.7661
2015-11-01 | 08 | 972.4994 | 426.1535 | 144.7864 | 12.5783 | 177.4035 | 1733.4211
2015-11-01 | 09 | 4566.517 | 2001.0666 | 679.8674 | 59.0622 | 833.0263 | 8139.5396
2015-11-01 | 10 | 9791.4347 | 4290.647 | 1457.7585 | 126.6406 | 1786.1585 | 17452.6394
2015-11-01 | 11 | 12074.6928 | 5291.1803 | 1797.6922 | 156.1722 | 2202.6721 | 21522.4097
2015-11-01 | 12 | 13059.2725 | 5722.6275 | 1944.2773 | 168.9069 | 2382.2797 | 23277.3639
2015-11-01 | 13 | 13143.8381 | 5759.6842 | 1956.8674 | 170.0008 | 2397.7063 | 23428.097
2015-11-01 | 14 | 7417.57 | 3250.4102 | 1104.3353 | 95.9378 | 1353.1175 | 13221.3709
2015-11-01 | 15 | 4059.1265 | 1778.7261 | 604.327 | 52.5003 | 740.4682 | 7235.1481
2015-11-01 | 16 | 2832.9318 | 1241.4029 | 421.77 | 36.6409 | 516.7847 | 5049.5304
2015-11-01 | 17 | 1183.9123 | 518.7949 | 176.2619 | 15.3127 | 215.9697 | 2110.2516
2015-11-01 | 18 | 126.8481 | 55.5849 | 18.8853 | 1.6405 | 23.1395 | 226.0983
2015-11-01 | 19 | 6.0401 | 2.6469 | 0.8993 | 0.0782 | 1.1016 | 10.7661
2015-11-01 | 20 | 0 | 0 | 0 | 0 | 0 | 0
2015-11-01 | 21 | 0 | 0 | 0 | 0 | 0 | 0
2015-11-01 | 22 | 0 | 0 | 0 | 0 | 0 | 0
2015-11-01 | 23 | 0 | 0 | 0 | 0 | 0 | 0
2015-11-01 | 24 | 0 | 0 | 0 | 0 | 0 | 0
2015-11-02 | 01 | 0 | 0 | 0 | 0 | 0 | 0
2015-11-02 | 02 | 0 | 0 | 0 | 0 | 0 | 0
2015-11-02 | 03 | 0 | 0 | 0 | 0 | 0 | 0
2015-11-02 | 04 | 0 | 0 | 0 | 0 | 0 | 0
2015-11-02 | 05 | 0 | 0 | 0 | 0 | 0 | 0
2015-11-02 | 06 | 0 | 0 | 0 | 0 | 0 | 0
2015-11-02 | 07 | 6.0401 | 2.6469 | 0.8993 | 0.0782 | 1.1016 | 10.7661
2015-11-02 | 08 | 1008.7409 | 442.0349 | 150.1823 | 13.0466 | 184.0148 | 1798.0195
2015-11-02 | 09 | 3799.3904 | 1664.9086 | 565.6572 | 49.141 | 693.0866 | 6772.1837
2015-11-02 | 10 | 7006.8254 | 3070.4201 | 1043.1829 | 90.6253 | 1278.1892 | 12489.2429
2015-11-02 | 11 | 9978.6855 | 4372.7009 | 1485.6368 | 129.0632 | 1820.3175 | 17786.4038
2015-11-02 | 12 | 14031.772 | 6148.7802 | 2089.0637 | 181.4852 | 2559.6832 | 25010.7842
2015-11-02 | 13 | 14357.9518 | 6291.7136 | 2137.6259 | 185.7037 | 2619.1858 | 25592.1808
2015-11-02 | 14 | 10643.1263 | 4663.8616 | 1584.5589 | 137.6567 | 1941.5249 | 18970.7284
2015-11-02 | 15 | 7175.9558 | 3144.5334 | 1068.3633 | 92.8123 | 1309.0416 | 12790.7065
2015-11-02 | 16 | 6088.6894 | 2668.0888 | 906.4901 | 78.7499 | 1110.7018 | 10852.7201
2015-11-02 | 17 | 3467.1704 | 1519.3282 | 516.1957 | 44.8443 | 632.4833 | 6180.0219
2015-11-02 | 18 | 446.9869 | 195.8715 | 66.5482 | 5.7809 | 81.5396 | 796.7271
2015-11-02 | 19 | 12.081 | 5.2938 | 1.7986 | 0.1564 | 2.2041 | 21.5339
2015-11-02 | 20 | 0 | 0 | 0 | 0 | 0 | 0
2015-11-02 | 21 | 0 | 0 | 0 | 0 | 0 | 0
2015-11-02 | 22 | 0 | 0 | 0 | 0 | 0 | 0
2015-11-02 | 23 | 0 | 0 | 0 | 0 | 0 | 0
2015-11-02 | 24 | 0 | 0 | 0 | 0 | 0 | 0
2015-11-03 | 01 | 0 | 0 | 0 | 0 | 0 | 0
2015-11-03 | 02 | 0 | 0 | 0 | 0 | 0 | 0
2015-11-03 | 03 | 0 | 0 | 0 | 0 | 0 | 0
2015-11-03 | 04 | 0 | 0 | 0 | 0 | 0 | 0
2015-11-03 | 05 | 0 | 0 | 0 | 0 | 0 | 0
2015-11-03 | 06 | 0 | 0 | 0 | 0 | 0 | 0
2015-11-03 | 07 | 0 | 0 | 0 | 0 | 0 | 0
2015-11-03 | 08 | 114.767 | 50.2911 | 17.0867 | 1.4841 | 20.9355 | 204.5644
2015-11-03 | 09 | 924.1761 | 404.9774 | 137.5921 | 11.9535 | 168.589 | 1647.2881
2015-11-03 | 10 | 3551.736 | 1556.3848 | 528.7858 | 45.9374 | 647.9099 | 6330.7541
2015-11-03 | 11 | 9785.3938 | 4288.0001 | 1456.8592 | 126.5624 | 1785.0569 | 17441.8725
2015-11-03 | 12 | 14400.2342 | 6310.2419 | 2143.921 | 186.2503 | 2626.8987 | 25667.5461
2015-11-03 | 13 | 14436.4765 | 6326.1233 | 2149.3168 | 186.7195 | 2633.5099 | 25732.146
2015-11-03 | 14 | 10250.5019 | 4491.8122 | 1526.1053 | 132.5787 | 1869.9023 | 18270.9005
2015-11-03 | 15 | 5454.4509 | 2390.1626 | 812.0637 | 70.5474 | 995.0041 | 9722.2286
2015-11-03 | 16 | 3521.5338 | 1543.1503 | 524.2894 | 45.5472 | 642.4003 | 6276.921
2015-11-03 | 17 | 1691.3028 | 741.1354 | 251.8031 | 21.8747 | 308.5288 | 3014.6449
2015-11-03 | 18 | 241.615 | 105.8769 | 35.972 | 3.1246 | 44.0759 | 430.6644
2015-11-03 | 19 | 12.081 | 5.2938 | 1.7986 | 0.1564 | 2.2041 | 21.5339
2015-11-03 | 20 | 0 | 0 | 0 | 0 | 0 | 0
2015-11-03 | 21 | 0 | 0 | 0 | 0 | 0 | 0
2015-11-03 | 22 | 0 | 0 | 0 | 0 | 0 | 0
2015-11-03 | 23 | 0 | 0 | 0 | 0 | 0 | 0
2015-11-03 | 24 | 0 | 0 | 0 | 0 | 0 | 0
2015-11-04 | 01 | 0 | 0 | 0 | 0 | 0 | 0
2015-11-04 | 02 | 0 | 0 | 0 | 0 | 0 | 0
2015-11-04 | 03 | 0 | 0 | 0 | 0 | 0 | 0
2015-11-04 | 04 | 0 | 0 | 0 | 0 | 0 | 0
2015-11-04 | 05 | 0 | 0 | 0 | 0 | 0 | 0
2015-11-04 | 06 | 0 | 0 | 0 | 0 | 0 | 0
2015-11-04 | 07 | 0 | 0 | 0 | 0 | 0 | 0
2015-11-04 | 08 | 356.382 | 156.1679 | 53.0587 | 4.6095 | 65.0114 | 635.2296
2015-11-04 | 09 | 1624.8583 | 712.0195 | 241.9108 | 21.0154 | 296.4077 | 2896.2118
2015-11-04 | 10 | 3702.7445 | 1622.5582 | 551.2684 | 47.8907 | 675.4567 | 6599.9185
2015-11-04 | 11 | 5466.5319 | 2395.4564 | 813.8623 | 70.703 | 997.2081 | 9743.7617
2015-11-04 | 12 | 5979.9633 | 2620.4446 | 890.3027 | 77.344 | 1090.8679 | 10658.9227
2015-11-04 | 13 | 6137.0127 | 2689.264 | 913.6845 | 79.3755 | 1119.5171 | 10938.854
2015-11-04 | 14 | 4747.7285 | 2080.4745 | 706.8464 | 61.4065 | 866.0829 | 8462.5388
2015-11-04 | 15 | 3291.9998 | 1442.5681 | 490.1159 | 42.5782 | 600.5284 | 5867.7905
2015-11-04 | 16 | 2639.6401 | 1156.7013 | 392.9924 | 34.1411 | 481.525 | 4704.9999
2015-11-04 | 17 | 930.2162 | 407.6243 | 138.4914 | 12.0309 | 169.6906 | 1658.0533
2015-11-04 | 18 | 108.7269 | 47.6442 | 16.1874 | 1.4059 | 19.8339 | 193.7983
2015-11-04 | 19 | 0 | 0 | 0 | 0 | 0 | 0
2015-11-04 | 20 | 0 | 0 | 0 | 0 | 0 | 0
2015-11-04 | 21 | 0 | 0 | 0 | 0 | 0 | 0
2015-11-04 | 22 | 0 | 0 | 0 | 0 | 0 | 0
2015-11-04 | 23 | 0 | 0 | 0 | 0 | 0 | 0
2015-11-04 | 24 | 0 | 0 | 0 | 0 | 0 | 0
2015-11-05 | 01 | 0 | 0 | 0 | 0 | 0 | 0
2015-11-05 | 02 | 0 | 0 | 0 | 0 | 0 | 0
2015-11-05 | 03 | 0 | 0 | 0 | 0 | 0 | 0
2015-11-05 | 04 | 0 | 0 | 0 | 0 | 0 | 0
2015-11-05 | 05 | 0 | 0 | 0 | 0 | 0 | 0
2015-11-05 | 06 | 0 | 0 | 0 | 0 | 0 | 0
2015-11-05 | 07 | 0 | 0 | 0 | 0 | 0 | 0
2015-11-05 | 08 | 265.7763 | 116.4644 | 39.5692 | 3.4374 | 48.4832 | 473.7305
2015-11-05 | 09 | 1769.8275 | 775.546 | 263.4941 | 22.8905 | 322.8529 | 3154.6109
2015-11-05 | 10 | 4089.3279 | 1791.9606 | 608.8236 | 52.8904 | 745.9778 | 7288.9804
2015-11-05 | 11 | 5200.7556 | 2278.9928 | 774.2939 | 67.2656 | 948.7249 | 9270.0328
2015-11-05 | 12 | 7816.2345 | 3425.1064 | 1163.6891 | 101.0939 | 1425.8419 | 13931.9658
2015-11-05 | 13 | 8015.5663 | 3512.4542 | 1193.3652 | 103.6719 | 1462.204 | 14287.2616
2015-11-05 | 14 | 8166.5756 | 3578.6275 | 1215.8477 | 105.6252 | 1489.7508 | 14556.4268
2015-11-05 | 15 | 6402.7891 | 2805.7285 | 953.2537 | 82.813 | 1168.0003 | 11412.5845
2015-11-05 | 16 | 3424.888 | 1500.7999 | 509.9006 | 44.2969 | 624.7695 | 6104.6549
2015-11-05 | 17 | 1256.3961 | 550.5578 | 187.0535 | 16.2503 | 229.1923 | 2239.4499
2015-11-05 | 18 | 138.9282 | 60.8787 | 20.6839 | 1.7969 | 25.3436 | 247.6313
2015-11-05 | 19 | 0 | 0 | 0 | 0 | 0 | 0
2015-11-05 | 20 | 0 | 0 | 0 | 0 | 0 | 0
2015-11-05 | 21 | 0 | 0 | 0 | 0 | 0 | 0
2015-11-05 | 22 | 0 | 0 | 0 | 0 | 0 | 0
2015-11-05 | 23 | 0 | 0 | 0 | 0 | 0 | 0
2015-11-05 | 24 | 0 | 0 | 0 | 0 | 0 | 0
2015-11-06 | 01 | 0 | 0 | 0 | 0 | 0 | 0
2015-11-06 | 02 | 0 | 0 | 0 | 0 | 0 | 0
2015-11-06 | 03 | 0 | 0 | 0 | 0 | 0 | 0
2015-11-06 | 04 | 0 | 0 | 0 | 0 | 0 | 0
2015-11-06 | 05 | 0 | 0 | 0 | 0 | 0 | 0
2015-11-06 | 06 | 0 | 0 | 0 | 0 | 0 | 0
2015-11-06 | 07 | 0 | 0 | 0 | 0 | 0 | 0
2015-11-06 | 08 | 157.0494 | 68.8194 | 23.3818 | 2.0315 | 28.6492 | 279.9313
2015-11-06 | 09 | 1220.1537 | 534.6763 | 181.6577 | 15.7811 | 222.581 | 2174.8499
2015-11-06 | 10 | 2996.0222 | 1312.8692 | 446.0511 | 38.7498 | 546.5355 | 5340.2278
2015-11-06 | 11 | 4282.6196 | 1876.6614 | 637.6003 | 55.3911 | 781.2375 | 7633.51
2015-11-06 | 12 | 5508.8143 | 2413.9855 | 820.1573 | 71.2504 | 1004.921 | 9819.1286
2015-11-06 | 13 | 7459.8533 | 3268.9385 | 1110.6304 | 96.4843 | 1360.8304 | 13296.737
2015-11-06 | 14 | 8522.9577 | 3734.7955 | 1268.9063 | 110.2348 | 1554.7622 | 15191.6565
2015-11-06 | 15 | 6342.3846 | 2779.2595 | 944.2607 | 82.0318 | 1156.9817 | 11304.9184
2015-11-06 | 16 | 6722.928 | 2946.015 | 1000.9158 | 86.9533 | 1226.4004 | 11983.2125
2015-11-06 | 17 | 2754.4071 | 1206.9923 | 410.0791 | 35.6252 | 502.4605 | 4909.5643
2015-11-06 | 18 | 271.8164 | 119.1114 | 40.4685 | 3.5156 | 49.5847 | 484.4966
2015-11-06 | 19 | 6.0401 | 2.6469 | 0.8993 | 0.0782 | 1.1016 | 10.7661
2015-11-06 | 20 | 0 | 0 | 0 | 0 | 0 | 0
2015-11-06 | 21 | 0 | 0 | 0 | 0 | 0 | 0
2015-11-06 | 22 | 0 | 0 | 0 | 0 | 0 | 0
2015-11-06 | 23 | 0 | 0 | 0 | 0 | 0 | 0
2015-11-06 | 24 | 0 | 0 | 0 | 0 | 0 | 0
2015-11-07 | 01 | 0 | 0 | 0 | 0 | 0 | 0
2015-11-07 | 02 | 0 | 0 | 0 | 0 | 0 | 0
2015-11-07 | 03 | 0 | 0 | 0 | 0 | 0 | 0
2015-11-07 | 04 | 0 | 0 | 0 | 0 | 0 | 0
2015-11-07 | 05 | 0 | 0 | 0 | 0 | 0 | 0
2015-11-07 | 06 | 0 | 0 | 0 | 0 | 0 | 0
2015-11-07 | 07 | 0 | 0 | 0 | 0 | 0 | 0
2015-11-07 | 08 | 591.9561 | 259.3979 | 88.1314 | 7.6559 | 107.9848 | 1055.1263
2015-11-07 | 09 | 4179.9336 | 1831.6641 | 622.313 | 54.0626 | 762.5061 | 7450.4795
2015-11-07 | 10 | 10226.3407 | 4481.2247 | 1522.5081 | 132.266 | 1865.495 | 18227.8344
2015-11-07 | 11 | 14798.8987 | 6484.9381 | 2203.2748 | 191.4064 | 2699.6229 | 26378.141
2015-11-07 | 12 | 17305.6506 | 7583.4076 | 2576.4826 | 223.8288 | 3156.9059 | 30846.2756
2015-11-07 | 13 | 19027.1548 | 8337.7775 | 2832.7814 | 246.0946 | 3470.9444 | 33914.7527
2015-11-07 | 14 | 18894.2675 | 8279.5457 | 2812.9968 | 244.3758 | 3446.7024 | 33677.8882
2015-11-07 | 15 | 16037.1735 | 7027.556 | 2387.6304 | 207.4221 | 2925.5096 | 28585.2917
2015-11-07 | 16 | 9676.6678 | 4240.3559 | 1440.6718 | 125.1565 | 1765.2231 | 17248.075
2015-11-07 | 17 | 3745.0277 | 1641.0865 | 557.5634 | 48.4372 | 683.1697 | 6675.2846
2015-11-07 | 18 | 283.8974 | 124.4052 | 42.2671 | 3.672 | 51.7888 | 506.0305
2015-11-07 | 19 | 6.0401 | 2.6469 | 0.8993 | 0.0782 | 1.1016 | 10.7661
2015-11-07 | 20 | 0 | 0 | 0 | 0 | 0 | 0
2015-11-07 | 21 | 0 | 0 | 0 | 0 | 0 | 0
2015-11-07 | 22 | 0 | 0 | 0 | 0 | 0 | 0
2015-11-07 | 23 | 0 | 0 | 0 | 0 | 0 | 0
2015-11-07 | 24 | 0 | 0 | 0 | 0 | 0 | 0
2015-11-08 | 01 | 0 | 0 | 0 | 0 | 0 | 0
2015-11-08 | 02 | 0 | 0 | 0 | 0 | 0 | 0
2015-11-08 | 03 | 0 | 0 | 0 | 0 | 0 | 0
2015-11-08 | 04 | 0 | 0 | 0 | 0 | 0 | 0
2015-11-08 | 05 | 0 | 0 | 0 | 0 | 0 | 0
2015-11-08 | 06 | 0 | 0 | 0 | 0 | 0 | 0
2015-11-08 | 07 | 0 | 0 | 0 | 0 | 0 | 0
2015-11-08 | 08 | 942.2972 | 412.9181 | 140.29 | 12.1873 | 171.8947 | 1679.5873
2015-11-08 | 09 | 4886.6568 | 2141.3531 | 727.5303 | 63.2034 | 891.4265 | 8710.1701
2015-11-08 | 10 | 9435.0527 | 4134.479 | 1404.6998 | 122.032 | 1721.1471 | 16817.4106
2015-11-08 | 11 | 13403.5735 | 5873.5017 | 1995.5373 | 173.3601 | 2445.087 | 23891.0596
2015-11-08 | 12 | 15439.1773 | 6765.5112 | 2298.5997 | 199.688 | 2816.4231 | 27519.3994
2015-11-08 | 13 | 18779.5005 | 8229.2546 | 2795.9101 | 242.8918 | 3425.7669 | 33473.3238
2015-11-08 | 14 | 19256.6888 | 8438.3605 | 2866.9548 | 249.0636 | 3512.8154 | 34323.8832
2015-11-08 | 15 | 16441.8781 | 7204.8992 | 2447.8827 | 212.6573 | 2999.3363 | 29306.6536
2015-11-08 | 16 | 9755.1925 | 4274.7656 | 1452.3627 | 126.1723 | 1779.5473 | 17388.0403
2015-11-08 | 17 | 3436.969 | 1506.0938 | 511.6992 | 44.4533 | 626.9736 | 6126.1888
2015-11-08 | 18 | 205.3727 | 89.9954 | 30.5762 | 2.6562 | 37.4638 | 366.0644
2015-11-08 | 19 | 6.0401 | 2.6469 | 0.8993 | 0.0782 | 1.1016 | 10.7661
2015-11-08 | 20 | 0 | 0 | 0 | 0 | 0 | 0
2015-11-08 | 21 | 0 | 0 | 0 | 0 | 0 | 0
2015-11-08 | 22 | 0 | 0 | 0 | 0 | 0 | 0
2015-11-08 | 23 | 0 | 0 | 0 | 0 | 0 | 0
2015-11-08 | 24 | 0 | 0 | 0 | 0 | 0 | 0
2015-11-09 | 01 | 0 | 0 | 0 | 0 | 0 | 0
2015-11-09 | 02 | 0 | 0 | 0 | 0 | 0 | 0
2015-11-09 | 03 | 0 | 0 | 0 | 0 | 0 | 0
2015-11-09 | 04 | 0 | 0 | 0 | 0 | 0 | 0
2015-11-09 | 05 | 0 | 0 | 0 | 0 | 0 | 0
2015-11-09 | 06 | 0 | 0 | 0 | 0 | 0 | 0
2015-11-09 | 07 | 0 | 0 | 0 | 0 | 0 | 0
2015-11-09 | 08 | 181.2106 | 79.407 | 26.979 | 2.3435 | 33.0565 | 322.9966
2015-11-09 | 09 | 1401.3652 | 614.0842 | 208.6368 | 18.1254 | 255.6375 | 2497.8491
2015-11-09 | 10 | 3714.8255 | 1627.852 | 553.067 | 48.0471 | 677.6608 | 6621.4524
2015-11-09 | 11 | 8432.3519 | 3695.0911 | 1255.4169 | 109.0626 | 1538.2339 | 15030.1565
2015-11-09 | 12 | 13971.3684 | 6122.3111 | 2080.0707 | 180.704 | 2548.6647 | 24903.119
2015-11-09 | 13 | 14001.5698 | 6135.5457 | 2084.5672 | 181.0942 | 2554.1743 | 24956.9512
2015-11-09 | 14 | 13941.1662 | 6109.0766 | 2075.5742 | 180.3131 | 2543.155 | 24849.2851
2015-11-09 | 15 | 8837.0565 | 3872.4343 | 1315.6699 | 114.297 | 1612.0607 | 15751.5183
2015-11-09 | 16 | 6124.9317 | 2683.9702 | 911.8859 | 79.2191 | 1117.3131 | 10917.3201
2015-11-09 | 17 | 1667.1416 | 730.5478 | 248.206 | 21.5628 | 304.1206 | 2971.5788
2015-11-09 | 18 | 175.1705 | 76.7601 | 26.0797 | 2.2652 | 31.9549 | 312.2305
2015-11-09 | 19 | 6.0401 | 2.6469 | 0.8993 | 0.0782 | 1.1016 | 10.7661
2015-11-09 | 20 | 0 | 0 | 0 | 0 | 0 | 0
2015-11-09 | 21 | 0 | 0 | 0 | 0 | 0 | 0
2015-11-09 | 22 | 0 | 0 | 0 | 0 | 0 | 0
2015-11-09 | 23 | 0 | 0 | 0 | 0 | 0 | 0
2015-11-09 | 24 | 0 | 0 | 0 | 0 | 0 | 0
2015-11-10 | 01 | 0 | 0 | 0 | 0 | 0 | 0
2015-11-10 | 02 | 0 | 0 | 0 | 0 | 0 | 0
2015-11-10 | 03 | 0 | 0 | 0 | 0 | 0 | 0
2015-11-10 | 04 | 0 | 0 | 0 | 0 | 0 | 0
2015-11-10 | 05 | 0 | 0 | 0 | 0 | 0 | 0
2015-11-10 | 06 | 0 | 0 | 0 | 0 | 0 | 0
2015-11-10 | 07 | 0 | 0 | 0 | 0 | 0 | 0
2015-11-10 | 08 | 60.4036 | 26.469 | 8.993 | 0.78115 | 11.0185 | 107.6652
2015-11-10 | 09 | 567.7941 | 248.8103 | 84.5342 | 7.344 | 103.5776 | 1012.0602
2015-11-10 | 10 | 1304.7194 | 571.7329 | 194.2479 | 16.8751 | 238.0077 | 2325.583
2015-11-10 | 11 | 2138.2897 | 937.0077 | 318.3505 | 27.6564 | 390.0684 | 3811.3728
2015-11-10 | 12 | 2277.218 | 997.8864 | 339.0344 | 29.4534 | 415.4111 | 4059.0033
2015-11-10 | 13 | 2186.6131 | 958.1829 | 325.5449 | 28.2812 | 398.8829 | 3897.505
2015-11-10 | 14 | 1872.5134 | 820.5433 | 278.7813 | 24.219 | 341.5852 | 3337.6423
2015-11-10 | 15 | 1256.3961 | 550.5578 | 187.0535 | 16.2503 | 229.1923 | 2239.4499
2015-11-10 | 16 | 875.8527 | 383.8022 | 130.3976 | 11.3279 | 159.7737 | 1561.1542
2015-11-10 | 17 | 332.2199 | 145.5803 | 49.4615 | 4.2967 | 60.6042 | 592.1627
2015-11-10 | 18 | 30.2022 | 13.2345 | 4.4965 | 0.391 | 5.5097 | 53.8339
2015-11-10 | 19 | 0 | 0 | 0 | 0 | 0 | 0
2015-11-10 | 20 | 0 | 0 | 0 | 0 | 0 | 0
2015-11-10 | 21 | 0 | 0 | 0 | 0 | 0 | 0
2015-11-10 | 22 | 0 | 0 | 0 | 0 | 0 | 0
2015-11-10 | 23 | 0 | 0 | 0 | 0 | 0 | 0
2015-11-10 | 24 | 0 | 0 | 0 | 0 | 0 | 0
2015-11-11 | 01 | 0 | 0 | 0 | 0 | 0 | 0
2015-11-11 | 02 | 0 | 0 | 0 | 0 | 0 | 0
2015-11-11 | 03 | 0 | 0 | 0 | 0 | 0 | 0
2015-11-11 | 04 | 0 | 0 | 0 | 0 | 0 | 0
2015-11-11 | 05 | 0 | 0 | 0 | 0 | 0 | 0
2015-11-11 | 06 | 0 | 0 | 0 | 0 | 0 | 0
2015-11-11 | 07 | 0 | 0 | 0 | 0 | 0 | 0
2015-11-11 | 08 | 96.6458 | 42.3504 | 14.3888 | 1.2504 | 17.6298 | 172.2652
2015-11-11 | 09 | 881.8937 | 386.4491 | 131.297 | 11.4062 | 160.8752 | 1571.9211
2015-11-11 | 10 | 2911.4565 | 1275.8126 | 433.4609 | 37.6567 | 531.1097 | 5189.4965
2015-11-11 | 11 | 6275.941 | 2750.1436 | 934.3685 | 81.1724 | 1144.8608 | 11186.4862
2015-11-11 | 12 | 8154.4954 | 3573.3337 | 1214.049 | 105.4689 | 1487.5476 | 14534.8946
2015-11-11 | 13 | 11851.1998 | 5193.2441 | 1764.4181 | 153.2813 | 2161.9019 | 21124.0453
2015-11-11 | 14 | 13898.8838 | 6090.5483 | 2069.2791 | 179.7665 | 2535.4421 | 24773.9198
2015-11-11 | 15 | 12666.649 | 5550.5782 | 1885.8236 | 163.829 | 2310.657 | 22577.5368
2015-11-11 | 16 | 8202.8179 | 3594.5089 | 1221.2434 | 106.0944 | 1496.3621 | 14621.0268
2015-11-11 | 17 | 3038.3046 | 1331.3975 | 452.3454 | 39.2972 | 554.2493 | 5415.594
2015-11-11 | 18 | 193.2917 | 84.7017 | 28.7776 | 2.4998 | 35.2605 | 344.5313
2015-11-11 | 19 | 0 | 0 | 0 | 0 | 0 | 0
2015-11-11 | 20 | 0 | 0 | 0 | 0 | 0 | 0
2015-11-11 | 21 | 0 | 0 | 0 | 0 | 0 | 0
2015-11-11 | 22 | 0 | 0 | 0 | 0 | 0 | 0
2015-11-11 | 23 | 0 | 0 | 0 | 0 | 0 | 0
2015-11-11 | 24 | 0 | 0 | 0 | 0 | 0 | 0
2015-11-12 | 01 | 0 | 0 | 0 | 0 | 0 | 0
2015-11-12 | 02 | 0 | 0 | 0 | 0 | 0 | 0
2015-11-12 | 03 | 0 | 0 | 0 | 0 | 0 | 0
2015-11-12 | 04 | 0 | 0 | 0 | 0 | 0 | 0
2015-11-12 | 05 | 0 | 0 | 0 | 0 | 0 | 0
2015-11-12 | 06 | 0 | 0 | 0 | 0 | 0 | 0
2015-11-12 | 07 | 0 | 0 | 0 | 0 | 0 | 0
2015-11-12 | 08 | 446.9869 | 195.8715 | 66.5482 | 5.7809 | 81.5396 | 796.7271
2015-11-12 | 09 | 3509.4528 | 1537.8565 | 522.4908 | 45.3909 | 640.1962 | 6255.3872
2015-11-12 | 10 | 7894.7592 | 3459.5161 | 1175.3791 | 102.1097 | 1440.1661 | 14071.9302
2015-11-12 | 11 | 12702.8913 | 5566.4596 | 1891.2186 | 164.2973 | 2317.2683 | 22642.1351
2015-11-12 | 12 | 15439.1773 | 6765.5112 | 2298.5997 | 199.688 | 2816.4231 | 27519.3994
2015-11-12 | 13 | 16870.7439 | 7392.83 | 2511.733 | 218.2035 | 3077.5703 | 30071.0807
2015-11-12 | 14 | 17420.4176 | 7633.6987 | 2593.5693 | 225.3129 | 3177.8423 | 31050.8408
2015-11-12 | 15 | 14798.8987 | 6484.9381 | 2203.2748 | 191.4064 | 2699.6229 | 26378.141
2015-11-12 | 16 | 8849.1375 | 3877.7281 | 1317.4685 | 114.4534 | 1614.2648 | 15773.0522
2015-11-12 | 17 | 3237.6364 | 1418.746 | 482.0223 | 41.8753 | 590.6114 | 5770.8914
2015-11-12 | 18 | 175.1705 | 76.7601 | 26.0797 | 2.2652 | 31.9549 | 312.2305
2015-11-12 | 19 | 0 | 0 | 0 | 0 | 0 | 0
2015-11-12 | 20 | 0 | 0 | 0 | 0 | 0 | 0
2015-11-12 | 21 | 0 | 0 | 0 | 0 | 0 | 0
2015-11-12 | 22 | 0 | 0 | 0 | 0 | 0 | 0
2015-11-12 | 23 | 0 | 0 | 0 | 0 | 0 | 0
2015-11-12 | 24 | 0 | 0 | 0 | 0 | 0 | 0
2015-11-13 | 01 | 0 | 0 | 0 | 0 | 0 | 0
2015-11-13 | 02 | 0 | 0 | 0 | 0 | 0 | 0
2015-11-13 | 03 | 0 | 0 | 0 | 0 | 0 | 0
2015-11-13 | 04 | 0 | 0 | 0 | 0 | 0 | 0
2015-11-13 | 05 | 0 | 0 | 0 | 0 | 0 | 0
2015-11-13 | 06 | 0 | 0 | 0 | 0 | 0 | 0
2015-11-13 | 07 | 0 | 0 | 0 | 0 | 0 | 0
2015-11-13 | 08 | 446.9869 | 195.8715 | 66.5482 | 5.7809 | 81.5396 | 796.7271
2015-11-13 | 09 | 3787.3101 | 1659.6148 | 563.8586 | 48.9846 | 690.8834 | 6750.6515
2015-11-13 | 10 | 9972.6454 | 4370.054 | 1484.7375 | 128.9849 | 1819.2151 | 17775.6369
2015-11-13 | 11 | 14605.6069 | 6400.2373 | 2174.4972 | 188.9065 | 2664.3624 | 26033.6104
2015-11-13 | 12 | 17263.3682 | 7564.8793 | 2570.1875 | 223.2823 | 3149.193 | 30770.9104
2015-11-13 | 13 | 18713.056 | 8200.1387 | 2786.0186 | 242.0315 | 3413.6459 | 33354.8908
2015-11-13 | 14 | 18368.755 | 8049.2645 | 2734.7585 | 237.5784 | 3350.8385 | 32741.195
2015-11-13 | 15 | 15227.7644 | 6672.8689 | 2267.1242 | 196.9535 | 2777.8569 | 27142.5681
2015-11-13 | 16 | 8782.693 | 3848.6122 | 1307.5763 | 113.594 | 1602.1437 | 15654.6192
2015-11-13 | 17 | 3116.8293 | 1365.8072 | 464.0362 | 40.313 | 568.5735 | 5555.5592
2015-11-13 | 18 | 151.0093 | 66.1725 | 22.4825 | 1.9533 | 27.5468 | 269.1644
2015-11-13 | 19 | 0 | 0 | 0 | 0 | 0 | 0
2015-11-13 | 20 | 0 | 0 | 0 | 0 | 0 | 0
2015-11-13 | 21 | 0 | 0 | 0 | 0 | 0 | 0
2015-11-13 | 22 | 0 | 0 | 0 | 0 | 0 | 0
2015-11-13 | 23 | 0 | 0 | 0 | 0 | 0 | 0
2015-11-13 | 24 | 0 | 0 | 0 | 0 | 0 | 0
2015-11-14 | 01 | 0 | 0 | 0 | 0 | 0 | 0
2015-11-14 | 02 | 0 | 0 | 0 | 0 | 0 | 0
2015-11-14 | 03 | 0 | 0 | 0 | 0 | 0 | 0
2015-11-14 | 04 | 0 | 0 | 0 | 0 | 0 | 0
2015-11-14 | 05 | 0 | 0 | 0 | 0 | 0 | 0
2015-11-14 | 06 | 0 | 0 | 0 | 0 | 0 | 0
2015-11-14 | 07 | 0 | 0 | 0 | 0 | 0 | 0
2015-11-14 | 08 | 422.8257 | 185.2839 | 62.951 | 5.4689 | 77.1324 | 753.6618
2015-11-14 | 09 | 3751.0678 | 1643.7334 | 558.4628 | 48.5154 | 684.2721 | 6686.0516
2015-11-14 | 10 | 9966.6053 | 4367.4071 | 1483.8382 | 128.9067 | 1818.1134 | 17764.8708
2015-11-14 | 11 | 14460.6377 | 6336.7109 | 2152.914 | 187.0315 | 2637.9172 | 25775.2113
2015-11-14 | 12 | 17245.2471 | 7556.9386 | 2567.4896 | 223.0476 | 3145.8874 | 30738.6104
2015-11-14 | 13 | 18688.8947 | 8189.5511 | 2782.4214 | 241.7196 | 3409.2387 | 33311.8255
2015-11-14 | 14 | 18411.0374 | 8067.7929 | 2741.0536 | 238.1258 | 3358.5514 | 32816.5612
2015-11-14 | 15 | 15348.5715 | 6725.8077 | 2285.1102 | 198.5158 | 2799.8949 | 27357.9002
2015-11-14 | 16 | 8849.1375 | 3877.7281 | 1317.4685 | 114.4534 | 1614.2648 | 15773.0522
2015-11-14 | 17 | 3183.273 | 1394.9231 | 473.9285 | 41.1723 | 580.6945 | 5673.9914
2015-11-14 | 18 | 144.9692 | 63.5256 | 21.5832 | 1.8751 | 26.4452 | 258.3983
2015-11-14 | 19 | 0 | 0 | 0 | 0 | 0 | 0
2015-11-14 | 20 | 0 | 0 | 0 | 0 | 0 | 0
2015-11-14 | 21 | 0 | 0 | 0 | 0 | 0 | 0
2015-11-14 | 22 | 0 | 0 | 0 | 0 | 0 | 0
2015-11-14 | 23 | 0 | 0 | 0 | 0 | 0 | 0
2015-11-14 | 24 | 0 | 0 | 0 | 0 | 0 | 0
2015-11-15 | 01 | 0 | 0 | 0 | 0 | 0 | 0
2015-11-15 | 02 | 0 | 0 | 0 | 0 | 0 | 0
2015-11-15 | 03 | 0 | 0 | 0 | 0 | 0 | 0
2015-11-15 | 04 | 0 | 0 | 0 | 0 | 0 | 0
2015-11-15 | 05 | 0 | 0 | 0 | 0 | 0 | 0
2015-11-15 | 06 | 0 | 0 | 0 | 0 | 0 | 0
2015-11-15 | 07 | 0 | 0 | 0 | 0 | 0 | 0
2015-11-15 | 08 | 398.6644 | 174.6962 | 59.3538 | 5.1561 | 72.7243 | 710.5949
2015-11-15 | 09 | 3618.1797 | 1585.5016 | 538.6781 | 46.7967 | 660.0301 | 6449.1863
2015-11-15 | 10 | 9869.9595 | 4325.0567 | 1469.4494 | 127.6564 | 1800.4836 | 17592.6056
2015-11-15 | 11 | 14502.9201 | 6355.2392 | 2159.2091 | 187.5789 | 2645.6309 | 25850.5782
2015-11-15 | 12 | 17209.0048 | 7541.0572 | 2562.0938 | 222.5785 | 3139.2761 | 30674.0104
2015-11-15 | 13 | 18646.6123 | 8171.022 | 2776.1264 | 241.1722 | 3401.5249 | 33236.4578
2015-11-15 | 14 | 18374.7959 | 8051.9114 | 2735.6578 | 237.6566 | 3351.9401 | 32751.962
2015-11-15 | 15 | 15203.6032 | 6662.2813 | 2263.527 | 196.6415 | 2773.4497 | 27099.5028
2015-11-15 | 16 | 8051.8086 | 3528.3356 | 1198.761 | 104.1411 | 1468.8153 | 14351.8616
2015-11-15 | 17 | 1727.5451 | 757.0177 | 257.1989 | 22.3439 | 315.14 | 3079.2457
2015-11-15 | 18 | 108.7269 | 47.6442 | 16.1874 | 1.4059 | 19.8339 | 193.7983
2015-11-15 | 19 | 0 | 0 | 0 | 0 | 0 | 0
2015-11-15 | 20 | 0 | 0 | 0 | 0 | 0 | 0
2015-11-15 | 21 | 0 | 0 | 0 | 0 | 0 | 0
2015-11-15 | 22 | 0 | 0 | 0 | 0 | 0 | 0
2015-11-15 | 23 | 0 | 0 | 0 | 0 | 0 | 0
2015-11-15 | 24 | 0 | 0 | 0 | 0 | 0 | 0
2015-11-16 | 01 | 0 | 0 | 0 | 0 | 0 | 0
2015-11-16 | 02 | 0 | 0 | 0 | 0 | 0 | 0
2015-11-16 | 03 | 0 | 0 | 0 | 0 | 0 | 0
2015-11-16 | 04 | 0 | 0 | 0 | 0 | 0 | 0
2015-11-16 | 05 | 0 | 0 | 0 | 0 | 0 | 0
2015-11-16 | 06 | 0 | 0 | 0 | 0 | 0 | 0
2015-11-16 | 07 | 0 | 0 | 0 | 0 | 0 | 0
2015-11-16 | 08 | 132.8881 | 58.2318 | 19.7846 | 1.7187 | 24.2411 | 236.8644
2015-11-16 | 09 | 712.7632 | 312.3359 | 106.1166 | 9.2191 | 130.0228 | 1270.4576
2015-11-16 | 10 | 1195.9925 | 524.0888 | 178.0606 | 15.4692 | 218.1738 | 2131.7847
2015-11-16 | 11 | 1769.8275 | 775.546 | 263.4941 | 22.8905 | 322.8529 | 3154.6109
2015-11-16 | 12 | 2277.218 | 997.8864 | 339.0344 | 29.4534 | 415.4111 | 4059.0033
2015-11-16 | 13 | 3147.0307 | 1379.0417 | 468.5328 | 40.7031 | 574.0832 | 5609.3914
2015-11-16 | 14 | 3334.2822 | 1461.0964 | 496.411 | 43.1247 | 608.2413 | 5943.1558
2015-11-16 | 15 | 2645.6802 | 1159.3482 | 393.8917 | 34.2184 | 482.6266 | 4715.7652
2015-11-16 | 16 | 1975.2002 | 865.5405 | 294.0694 | 25.5467 | 360.3167 | 3520.6736
2015-11-16 | 17 | 966.4585 | 423.5066 | 143.8871 | 12.5001 | 176.3019 | 1722.6542
2015-11-16 | 18 | 54.3635 | 23.8221 | 8.0937 | 0.70295 | 9.9169 | 96.8992
2015-11-16 | 19 | 0 | 0 | 0 | 0 | 0 | 0
2015-11-16 | 20 | 0 | 0 | 0 | 0 | 0 | 0
2015-11-16 | 21 | 0 | 0 | 0 | 0 | 0 | 0
2015-11-16 | 22 | 0 | 0 | 0 | 0 | 0 | 0
2015-11-16 | 23 | 0 | 0 | 0 | 0 | 0 | 0
2015-11-16 | 24 | 0 | 0 | 0 | 0 | 0 | 0
2015-11-17 | 01 | 0 | 0 | 0 | 0 | 0 | 0
2015-11-17 | 02 | 0 | 0 | 0 | 0 | 0 | 0
2015-11-17 | 03 | 0 | 0 | 0 | 0 | 0 | 0
2015-11-17 | 04 | 0 | 0 | 0 | 0 | 0 | 0
2015-11-17 | 05 | 0 | 0 | 0 | 0 | 0 | 0
2015-11-17 | 06 | 0 | 0 | 0 | 0 | 0 | 0
2015-11-17 | 07 | 0 | 0 | 0 | 0 | 0 | 0
2015-11-17 | 08 | 380.5433 | 166.7555 | 56.6559 | 4.9215 | 69.4186 | 678.2949
2015-11-17 | 09 | 2579.2366 | 1130.2323 | 383.9994 | 33.3591 | 470.5056 | 4597.3329
2015-11-17 | 10 | 5243.038 | 2297.5211 | 780.589 | 67.813 | 956.4379 | 9345.3989
2015-11-17 | 11 | 5218.8767 | 2286.9335 | 776.9918 | 67.5002 | 952.0306 | 9302.3329
2015-11-17 | 12 | 4403.4275 | 1929.6003 | 655.5863 | 56.9534 | 803.2755 | 7848.8431
2015-11-17 | 13 | 4246.3781 | 1860.78 | 632.2045 | 54.9219 | 774.6263 | 7568.9109
2015-11-17 | 14 | 4016.8441 | 1760.1978 | 598.0319 | 51.9537 | 732.7553 | 7159.7829
2015-11-17 | 15 | 2996.0222 | 1312.8692 | 446.0511 | 38.7498 | 546.5355 | 5340.2278
2015-11-17 | 16 | 1679.2217 | 735.8416 | 250.0045 | 21.7192 | 306.3247 | 2993.1118
2015-11-17 | 17 | 428.8658 | 187.9307 | 63.8503 | 5.5471 | 78.234 | 764.4279
2015-11-17 | 18 | 54.3635 | 23.8221 | 8.0937 | 0.70295 | 9.9169 | 96.8992
2015-11-17 | 19 | 0 | 0 | 0 | 0 | 0 | 0
2015-11-17 | 20 | 0 | 0 | 0 | 0 | 0 | 0
2015-11-17 | 21 | 0 | 0 | 0 | 0 | 0 | 0
2015-11-17 | 22 | 0 | 0 | 0 | 0 | 0 | 0
2015-11-17 | 23 | 0 | 0 | 0 | 0 | 0 | 0
2015-11-17 | 24 | 0 | 0 | 0 | 0 | 0 | 0
2015-11-18 | 01 | 0 | 0 | 0 | 0 | 0 | 0
2015-11-18 | 02 | 0 | 0 | 0 | 0 | 0 | 0
2015-11-18 | 03 | 0 | 0 | 0 | 0 | 0 | 0
2015-11-18 | 04 | 0 | 0 | 0 | 0 | 0 | 0
2015-11-18 | 05 | 0 | 0 | 0 | 0 | 0 | 0
2015-11-18 | 06 | 0 | 0 | 0 | 0 | 0 | 0
2015-11-18 | 07 | 0 | 0 | 0 | 0 | 0 | 0
2015-11-18 | 08 | 78.5247 | 34.4097 | 11.6909 | 1.0157 | 14.3242 | 139.9652
2015-11-18 | 09 | 924.1761 | 404.9774 | 137.5921 | 11.9535 | 168.589 | 1647.2881
2015-11-18 | 10 | 2349.7026 | 1029.6492 | 349.826 | 30.3909 | 428.6337 | 4188.2025
2015-11-18 | 11 | 3883.956 | 1701.9652 | 578.2473 | 50.2341 | 708.5132 | 6922.9159
2015-11-18 | 12 | 4844.3744 | 2122.8248 | 721.2352 | 62.656 | 883.7135 | 8634.8041
2015-11-18 | 13 | 5599.42 | 2453.689 | 833.6468 | 72.4217 | 1021.4492 | 9980.6269
2015-11-18 | 14 | 6879.9774 | 3014.8344 | 1024.2976 | 88.9848 | 1255.0496 | 12263.1438
2015-11-18 | 15 | 8547.1189 | 3745.383 | 1272.5036 | 110.5476 | 1559.1703 | 15234.7234
2015-11-18 | 16 | 5732.3082 | 2511.9208 | 853.4315 | 74.1412 | 1045.6904 | 10217.4922
2015-11-18 | 17 | 2289.2991 | 1003.1802 | 340.833 | 29.6097 | 417.6152 | 4080.5372
2015-11-18 | 18 | 144.9692 | 63.5256 | 21.5832 | 1.8751 | 26.4452 | 258.3983
2015-11-18 | 19 | 0 | 0 | 0 | 0 | 0 | 0
2015-11-18 | 20 | 0 | 0 | 0 | 0 | 0 | 0
2015-11-18 | 21 | 0 | 0 | 0 | 0 | 0 | 0
2015-11-18 | 22 | 0 | 0 | 0 | 0 | 0 | 0
2015-11-18 | 23 | 0 | 0 | 0 | 0 | 0 | 0
2015-11-18 | 24 | 0 | 0 | 0 | 0 | 0 | 0
2015-11-19 | 01 | 0 | 0 | 0 | 0 | 0 | 0
2015-11-19 | 02 | 0 | 0 | 0 | 0 | 0 | 0
2015-11-19 | 03 | 0 | 0 | 0 | 0 | 0 | 0
2015-11-19 | 04 | 0 | 0 | 0 | 0 | 0 | 0
2015-11-19 | 05 | 0 | 0 | 0 | 0 | 0 | 0
2015-11-19 | 06 | 0 | 0 | 0 | 0 | 0 | 0
2015-11-19 | 07 | 6.0401 | 2.6469 | 0.8993 | 0.0782 | 1.1016 | 10.7661
2015-11-19 | 08 | 114.767 | 50.2911 | 17.0867 | 1.4841 | 20.9355 | 204.5644
2015-11-19 | 09 | 1365.1229 | 598.2028 | 203.2409 | 17.6562 | 249.0262 | 2433.2491
2015-11-19 | 10 | 4657.1228 | 2040.7701 | 693.3569 | 60.2344 | 849.5546 | 8301.0388
2015-11-19 | 11 | 6910.1795 | 3028.0689 | 1028.7941 | 89.3749 | 1260.5585 | 12316.976
2015-11-19 | 12 | 8722.2895 | 3822.1431 | 1298.5832 | 112.8128 | 1591.1252 | 15546.9539
2015-11-19 | 13 | 9163.2363 | 4015.3677 | 1364.2313 | 118.5164 | 1671.5624 | 16332.9141
2015-11-19 | 14 | 6541.7173 | 2866.6071 | 973.9376 | 84.6098 | 1193.3439 | 11660.2158
2015-11-19 | 15 | 3914.1573 | 1715.1997 | 582.7438 | 50.6251 | 714.023 | 6976.749
2015-11-19 | 16 | 2065.8051 | 905.244 | 307.5589 | 26.7189 | 376.8449 | 3682.1719
2015-11-19 | 17 | 585.9152 | 256.751 | 87.2321 | 7.5777 | 106.8833 | 1044.3593
2015-11-19 | 18 | 60.4036 | 26.469 | 8.993 | 0.78115 | 11.0185 | 107.6652
2015-11-19 | 19 | 0 | 0 | 0 | 0 | 0 | 0
2015-11-19 | 20 | 0 | 0 | 0 | 0 | 0 | 0
2015-11-19 | 21 | 0 | 0 | 0 | 0 | 0 | 0
2015-11-19 | 22 | 0 | 0 | 0 | 0 | 0 | 0
2015-11-19 | 23 | 0 | 0 | 0 | 0 | 0 | 0
2015-11-19 | 24 | 0 | 0 | 0 | 0 | 0 | 0
2015-11-20 | 01 | 0 | 0 | 0 | 0 | 0 | 0
2015-11-20 | 02 | 0 | 0 | 0 | 0 | 0 | 0
2015-11-20 | 03 | 0 | 0 | 0 | 0 | 0 | 0
2015-11-20 | 04 | 0 | 0 | 0 | 0 | 0 | 0
2015-11-20 | 05 | 0 | 0 | 0 | 0 | 0 | 0
2015-11-20 | 06 | 6.0401 | 2.6469 | 0.8993 | 0.0782 | 1.1016 | 10.7661
2015-11-20 | 07 | 0 | 0 | 0 | 0 | 0 | 0
2015-11-20 | 08 | 120.8071 | 52.938 | 17.986 | 1.5623 | 22.0379 | 215.3313
2015-11-20 | 09 | 2609.4388 | 1143.4668 | 388.4959 | 33.7501 | 476.0153 | 4651.1669
2015-11-20 | 10 | 7792.0733 | 3414.5188 | 1160.0919 | 100.7819 | 1421.4346 | 13888.9006
2015-11-20 | 11 | 12334.4291 | 5404.9978 | 1836.3621 | 159.5314 | 2250.0529 | 21985.3733
2015-11-20 | 12 | 15868.0431 | 6953.442 | 2362.45 | 205.2351 | 2894.6571 | 28283.8273
2015-11-20 | 13 | 17637.8706 | 7728.9879 | 2625.9432 | 228.1255 | 3217.5101 | 31438.4374
2015-11-20 | 14 | 18471.4418 | 8094.2618 | 2750.0467 | 238.9069 | 3369.57 | 32924.2273
2015-11-20 | 15 | 15433.1372 | 6762.8643 | 2297.7005 | 199.6097 | 2815.3216 | 27508.6333
2015-11-20 | 16 | 8837.0565 | 3872.4343 | 1315.6699 | 114.297 | 1612.0607 | 15751.5183
2015-11-20 | 17 | 2718.1648 | 1191.111 | 404.6833 | 35.156 | 495.8492 | 4844.9643
2015-11-20 | 18 | 102.686 | 44.9973 | 15.2881 | 1.3285 | 18.7323 | 183.0322
2015-11-20 | 19 | 0 | 0 | 0 | 0 | 0 | 0
2015-11-20 | 20 | 0 | 0 | 0 | 0 | 0 | 0
2015-11-20 | 21 | 0 | 0 | 0 | 0 | 0 | 0
2015-11-20 | 22 | 0 | 0 | 0 | 0 | 0 | 0
2015-11-20 | 23 | 0 | 0 | 0 | 0 | 0 | 0
2015-11-20 | 24 | 0 | 0 | 0 | 0 | 0 | 0
2015-11-21 | 01 | 0 | 0 | 0 | 0 | 0 | 0
2015-11-21 | 02 | 0 | 0 | 0 | 0 | 0 | 0
2015-11-21 | 03 | 0 | 0 | 0 | 0 | 0 | 0
2015-11-21 | 04 | 0 | 0 | 0 | 0 | 0 | 0
2015-11-21 | 05 | 0 | 0 | 0 | 0 | 0 | 0
2015-11-21 | 06 | 0 | 0 | 0 | 0 | 0 | 0
2015-11-21 | 07 | 0 | 0 | 0 | 0 | 0 | 0
2015-11-21 | 08 | 241.615 | 105.8769 | 35.972 | 3.1246 | 44.0759 | 430.6644
2015-11-21 | 09 | 3394.6858 | 1487.5655 | 505.404 | 43.9068 | 619.2607 | 6050.8227
2015-11-21 | 10 | 9501.4972 | 4163.5949 | 1414.5921 | 122.8913 | 1733.2681 | 16935.8437
2015-11-21 | 11 | 14418.3553 | 6318.1826 | 2146.6189 | 186.4849 | 2630.2043 | 25699.8461
2015-11-21 | 12 | 17360.0141 | 7607.2297 | 2584.5763 | 224.5317 | 3166.8229 | 30943.1747
2015-11-21 | 13 | 18858.0252 | 8263.6643 | 2807.601 | 243.9067 | 3440.0911 | 33613.2882
2015-11-21 | 14 | 18586.2088 | 8144.5529 | 2767.1334 | 240.391 | 3390.5064 | 33128.7925
2015-11-21 | 15 | 15233.8045 | 6675.5158 | 2268.0235 | 197.0317 | 2778.9585 | 27153.3341
2015-11-21 | 16 | 8782.693 | 3848.6122 | 1307.5763 | 113.594 | 1602.1437 | 15654.6192
2015-11-21 | 17 | 2941.6588 | 1289.0471 | 437.9574 | 38.0468 | 536.6186 | 5243.3287
2015-11-21 | 18 | 108.7269 | 47.6442 | 16.1874 | 1.4059 | 19.8339 | 193.7983
2015-11-21 | 19 | 0 | 0 | 0 | 0 | 0 | 0
2015-11-21 | 20 | 0 | 0 | 0 | 0 | 0 | 0
2015-11-21 | 21 | 0 | 0 | 0 | 0 | 0 | 0
2015-11-21 | 22 | 0 | 0 | 0 | 0 | 0 | 0
2015-11-21 | 23 | 0 | 0 | 0 | 0 | 0 | 0
2015-11-21 | 24 | 0 | 0 | 0 | 0 | 0 | 0
2015-11-22 | 01 | 0 | 0 | 0 | 0 | 0 | 0
2015-11-22 | 02 | 0 | 0 | 0 | 0 | 0 | 0
2015-11-22 | 03 | 0 | 0 | 0 | 0 | 0 | 0
2015-11-22 | 04 | 0 | 0 | 0 | 0 | 0 | 0
2015-11-22 | 05 | 0 | 0 | 0 | 0 | 0 | 0
2015-11-22 | 06 | 0 | 0 | 0 | 0 | 0 | 0
2015-11-22 | 07 | 0 | 0 | 0 | 0 | 0 | 0
2015-11-22 | 08 | 247.6551 | 108.5237 | 36.8713 | 3.2028 | 45.1775 | 441.4305
2015-11-22 | 09 | 3201.3941 | 1402.8638 | 476.6264 | 41.4061 | 584.0001 | 5706.2905
2015-11-22 | 10 | 9193.4385 | 4028.6022 | 1368.7278 | 118.9065 | 1677.0721 | 16386.7471
2015-11-22 | 11 | 14146.539 | 6199.0712 | 2106.1504 | 182.9693 | 2580.6195 | 25215.3495
2015-11-22 | 12 | 17136.5202 | 7509.2935 | 2551.3022 | 221.6409 | 3126.0535 | 30544.8104
2015-11-22 | 13 | 18682.8547 | 8186.9042 | 2781.5221 | 241.6414 | 3408.1362 | 33301.0586
2015-11-22 | 14 | 18235.8668 | 7991.0319 | 2714.974 | 235.8597 | 3326.5965 | 32504.329
2015-11-22 | 15 | 15004.2705 | 6574.9336 | 2233.851 | 194.0626 | 2737.0876 | 26744.2054
2015-11-22 | 16 | 8619.6035 | 3777.1458 | 1283.2951 | 111.4843 | 1572.3929 | 15363.9217
2015-11-22 | 17 | 2845.0129 | 1246.6967 | 423.5686 | 36.7973 | 518.9887 | 5071.0643
2015-11-22 | 18 | 102.686 | 44.9973 | 15.2881 | 1.3285 | 18.7323 | 183.0322
2015-11-22 | 19 | 0 | 0 | 0 | 0 | 0 | 0
2015-11-22 | 20 | 0 | 0 | 0 | 0 | 0 | 0
2015-11-22 | 21 | 0 | 0 | 0 | 0 | 0 | 0
2015-11-22 | 22 | 0 | 0 | 0 | 0 | 0 | 0
2015-11-22 | 23 | 0 | 0 | 0 | 0 | 0 | 0
2015-11-22 | 24 | 0 | 0 | 0 | 0 | 0 | 0
2015-11-23 | 01 | 0 | 0 | 0 | 0 | 0 | 0
2015-11-23 | 02 | 0 | 0 | 0 | 0 | 0 | 0
2015-11-23 | 03 | 0 | 0 | 0 | 0 | 0 | 0
2015-11-23 | 04 | 0 | 0 | 0 | 0 | 0 | 0
2015-11-23 | 05 | 0 | 0 | 0 | 0 | 0 | 0
2015-11-23 | 06 | 0 | 0 | 0 | 0 | 0 | 0
2015-11-23 | 07 | 0 | 0 | 0 | 0 | 0 | 0
2015-11-23 | 08 | 259.7354 | 113.8175 | 38.6699 | 3.3592 | 47.3815 | 462.9636
2015-11-23 | 09 | 3201.3941 | 1402.8638 | 476.6264 | 41.4061 | 584.0001 | 5706.2905
2015-11-23 | 10 | 8474.6343 | 3713.6194 | 1261.7119 | 109.6101 | 1545.9477 | 15105.5234
2015-11-23 | 11 | 11899.5223 | 5214.4202 | 1771.6125 | 153.9069 | 2170.7172 | 21210.1792
2015-11-23 | 12 | 15076.7551 | 6606.6964 | 2244.6426 | 195.0002 | 2750.3101 | 26873.4045
2015-11-23 | 13 | 16997.592 | 7448.4149 | 2530.6183 | 219.844 | 3100.7099 | 30297.179
2015-11-23 | 14 | 15288.168 | 6699.3387 | 2276.1172 | 197.7346 | 2788.8764 | 27250.235
2015-11-23 | 15 | 10794.1355 | 4730.035 | 1607.0414 | 139.6099 | 1969.0717 | 19239.8936
2015-11-23 | 16 | 5617.5412 | 2461.6297 | 836.3447 | 72.6563 | 1024.7549 | 10012.9269
2015-11-23 | 17 | 1437.6075 | 629.9656 | 214.0325 | 18.5938 | 262.2488 | 2562.4483
2015-11-23 | 18 | 108.7269 | 47.6442 | 16.1874 | 1.4059 | 19.8339 | 193.7983
2015-11-23 | 19 | 0 | 0 | 0 | 0 | 0 | 0
2015-11-23 | 20 | 0 | 0 | 0 | 0 | 0 | 0
2015-11-23 | 21 | 0 | 0 | 0 | 0 | 0 | 0
2015-11-23 | 22 | 0 | 0 | 0 | 0 | 0 | 0
2015-11-23 | 23 | 0 | 0 | 0 | 0 | 0 | 0
2015-11-23 | 24 | 0 | 0 | 0 | 0 | 0 | 0
2015-11-24 | 01 | 0 | 0 | 0 | 0 | 0 | 0
2015-11-24 | 02 | 0 | 0 | 0 | 0 | 0 | 0
2015-11-24 | 03 | 0 | 0 | 0 | 0 | 0 | 0
2015-11-24 | 04 | 0 | 0 | 0 | 0 | 0 | 0
2015-11-24 | 05 | 0 | 0 | 0 | 0 | 0 | 0
2015-11-24 | 06 | 0 | 0 | 0 | 0 | 0 | 0
2015-11-24 | 07 | 0 | 0 | 0 | 0 | 0 | 0
2015-11-24 | 08 | 235.5741 | 103.23 | 35.0727 | 3.0473 | 42.9734 | 419.8974
2015-11-24 | 09 | 2681.9225 | 1175.2296 | 399.2875 | 34.6876 | 489.2379 | 4780.3651
2015-11-24 | 10 | 5593.3799 | 2451.0422 | 832.7475 | 72.3444 | 1020.3477 | 9969.8616
2015-11-24 | 11 | 6952.4619 | 3046.5972 | 1035.0892 | 89.9223 | 1268.2722 | 12392.3429
2015-11-24 | 12 | 6173.255 | 2705.1454 | 919.0803 | 79.8439 | 1126.1284 | 11003.4531
2015-11-24 | 13 | 4735.6475 | 2075.1807 | 705.0478 | 61.2501 | 863.8796 | 8441.0057
2015-11-24 | 14 | 4101.409 | 1797.2544 | 610.6222 | 53.0468 | 748.181 | 7310.5134
2015-11-24 | 15 | 2869.1741 | 1257.2843 | 427.1658 | 37.1093 | 523.396 | 5114.1295
2015-11-24 | 16 | 1504.0512 | 659.0815 | 223.9248 | 19.4531 | 274.3698 | 2680.8804
2015-11-24 | 17 | 422.8257 | 185.2839 | 62.951 | 5.4689 | 77.1324 | 753.6618
2015-11-24 | 18 | 30.2022 | 13.2345 | 4.4965 | 0.391 | 5.5097 | 53.8339
2015-11-24 | 19 | 0 | 0 | 0 | 0 | 0 | 0
2015-11-24 | 20 | 0 | 0 | 0 | 0 | 0 | 0
2015-11-24 | 21 | 0 | 0 | 0 | 0 | 0 | 0
2015-11-24 | 22 | 0 | 0 | 0 | 0 | 0 | 0
2015-11-24 | 23 | 0 | 0 | 0 | 0 | 0 | 0
2015-11-24 | 24 | 0 | 0 | 0 | 0 | 0 | 0
2015-11-25 | 01 | 0 | 0 | 0 | 0 | 0 | 0
2015-11-25 | 02 | 0 | 0 | 0 | 0 | 0 | 0
2015-11-25 | 03 | 0 | 0 | 0 | 0 | 0 | 0
2015-11-25 | 04 | 0 | 0 | 0 | 0 | 0 | 0
2015-11-25 | 05 | 0 | 0 | 0 | 0 | 0 | 0
2015-11-25 | 06 | 0 | 0 | 0 | 0 | 0 | 0
2015-11-25 | 07 | 0 | 0 | 0 | 0 | 0 | 0
2015-11-25 | 08 | 169.1304 | 74.1132 | 25.1804 | 2.1879 | 30.8524 | 301.4644
2015-11-25 | 09 | 1636.9393 | 717.3133 | 243.7094 | 21.1718 | 298.611 | 2917.7448
2015-11-25 | 10 | 5158.4732 | 2260.4645 | 767.9988 | 66.719 | 941.0112 | 9194.6668
2015-11-25 | 11 | 8311.5448 | 3642.1531 | 1237.4308 | 107.5003 | 1516.1969 | 14814.8259
2015-11-25 | 12 | 8577.3211 | 3758.6175 | 1277.0001 | 110.9377 | 1564.6791 | 15288.5556
2015-11-25 | 13 | 6191.3762 | 2713.0861 | 921.7782 | 80.0785 | 1129.4341 | 11035.7531
2015-11-25 | 14 | 3358.4435 | 1471.6841 | 500.0082 | 43.4376 | 612.6494 | 5986.2228
2015-11-25 | 15 | 1655.0605 | 725.254 | 246.4074 | 21.4064 | 301.9174 | 2950.0457
2015-11-25 | 16 | 1026.862 | 449.9755 | 152.8802 | 13.2812 | 187.3204 | 1830.3194
2015-11-25 | 17 | 368.4622 | 161.4617 | 54.8573 | 4.766 | 67.2154 | 656.7627
2015-11-25 | 18 | 36.2423 | 15.8814 | 5.3958 | 0.46835 | 6.6113 | 64.5992
2015-11-25 | 19 | 0 | 0 | 0 | 0 | 0 | 0
2015-11-25 | 20 | 0 | 0 | 0 | 0 | 0 | 0
2015-11-25 | 21 | 0 | 0 | 0 | 0 | 0 | 0
2015-11-25 | 22 | 0 | 0 | 0 | 0 | 0 | 0
2015-11-25 | 23 | 0 | 0 | 0 | 0 | 0 | 0
2015-11-25 | 24 | 0 | 0 | 0 | 0 | 0 | 0
2015-11-26 | 01 | 0 | 0 | 0 | 0 | 0 | 0
2015-11-26 | 02 | 0 | 0 | 0 | 0 | 0 | 0
2015-11-26 | 03 | 0 | 0 | 0 | 0 | 0 | 0
2015-11-26 | 04 | 0 | 0 | 0 | 0 | 0 | 0
2015-11-26 | 05 | 0 | 0 | 0 | 0 | 0 | 0
2015-11-26 | 06 | 0 | 0 | 0 | 0 | 0 | 0
2015-11-26 | 07 | 0 | 0 | 0 | 0 | 0 | 0
2015-11-26 | 08 | 24.1612 | 10.5876 | 3.5972 | 0.3128 | 4.4072 | 43.0661
2015-11-26 | 09 | 1147.67 | 502.9135 | 170.8662 | 14.8436 | 209.3584 | 2045.6517
2015-11-26 | 10 | 4367.1852 | 1913.7189 | 650.1905 | 56.4842 | 796.6642 | 7784.2431
2015-11-26 | 11 | 5937.6801 | 2601.9163 | 884.0077 | 76.7975 | 1083.155 | 10583.5565
2015-11-26 | 12 | 6898.0985 | 3022.7751 | 1026.9955 | 89.2194 | 1258.3553 | 12295.4438
2015-11-26 | 13 | 9712.91 | 4256.2373 | 1446.0676 | 125.6257 | 1771.8343 | 17312.675
2015-11-26 | 14 | 9779.3537 | 4285.3532 | 1455.9599 | 126.4851 | 1783.9554 | 17431.1073
2015-11-26 | 15 | 6426.9503 | 2816.316 | 956.851 | 83.1249 | 1172.4076 | 11455.6498
2015-11-26 | 16 | 5164.5133 | 2263.1114 | 768.8981 | 66.7972 | 942.1136 | 9205.4337
2015-11-26 | 17 | 1365.1229 | 598.2028 | 203.2409 | 17.6562 | 249.0262 | 2433.2491
2015-11-26 | 18 | 66.4436 | 29.1159 | 9.8923 | 0.85935 | 12.121 | 118.4322
2015-11-26 | 19 | 0 | 0 | 0 | 0 | 0 | 0
2015-11-26 | 20 | 0 | 0 | 0 | 0 | 0 | 0
2015-11-26 | 21 | 0 | 0 | 0 | 0 | 0 | 0
2015-11-26 | 22 | 0 | 0 | 0 | 0 | 0 | 0
2015-11-26 | 23 | 0 | 0 | 0 | 0 | 0 | 0
2015-11-26 | 24 | 0 | 0 | 0 | 0 | 0 | 0
2015-11-27 | 01 | 0 | 0 | 0 | 0 | 0 | 0
2015-11-27 | 02 | 0 | 0 | 0 | 0 | 0 | 0
2015-11-27 | 03 | 0 | 0 | 0 | 0 | 0 | 0
2015-11-27 | 04 | 0 | 0 | 0 | 0 | 0 | 0
2015-11-27 | 05 | 0 | 0 | 0 | 0 | 0 | 0
2015-11-27 | 06 | 0 | 0 | 0 | 0 | 0 | 0
2015-11-27 | 07 | 0 | 0 | 0 | 0 | 0 | 0
2015-11-27 | 08 | 54.3635 | 23.8221 | 8.0937 | 0.70295 | 9.9169 | 96.8992
2015-11-27 | 09 | 1655.0605 | 725.254 | 246.4074 | 21.4064 | 301.9174 | 2950.0457
2015-11-27 | 10 | 4941.0202 | 2165.1752 | 735.624 | 63.9064 | 901.3434 | 8807.0693
2015-11-27 | 11 | 9555.8598 | 4187.417 | 1422.6858 | 123.5943 | 1743.1851 | 17032.742
2015-11-27 | 12 | 12497.5185 | 5476.4641 | 1860.6432 | 161.6411 | 2279.8045 | 22276.0716
2015-11-27 | 13 | 13808.278 | 6050.8448 | 2055.7904 | 178.5943 | 2518.9138 | 24612.4215
2015-11-27 | 14 | 13675.3899 | 5992.6122 | 2036.0058 | 176.8757 | 2494.6718 | 24375.5554
2015-11-27 | 15 | 10395.4711 | 4555.3387 | 1547.6876 | 134.4539 | 1896.3474 | 18529.2988
2015-11-27 | 16 | 5104.1097 | 2236.6424 | 759.9051 | 66.0161 | 931.0942 | 9097.7676
2015-11-27 | 17 | 1606.7371 | 704.0788 | 239.213 | 20.7816 | 293.1021 | 2863.9127
2015-11-27 | 18 | 96.6458 | 42.3504 | 14.3888 | 1.2504 | 17.6298 | 172.2652
2015-11-27 | 19 | 0 | 0 | 0 | 0 | 0 | 0
2015-11-27 | 20 | 0 | 0 | 0 | 0 | 0 | 0
2015-11-27 | 21 | 0 | 0 | 0 | 0 | 0 | 0
2015-11-27 | 22 | 0 | 0 | 0 | 0 | 0 | 0
2015-11-27 | 23 | 0 | 0 | 0 | 0 | 0 | 0
2015-11-27 | 24 | 0 | 0 | 0 | 0 | 0 | 0
2015-11-28 | 01 | 6.0401 | 2.6469 | 0.8993 | 0.0782 | 1.1016 | 10.7661
2015-11-28 | 02 | 0 | 0 | 0 | 0 | 0 | 0
2015-11-28 | 03 | 0 | 0 | 0 | 0 | 0 | 0
2015-11-28 | 04 | 0 | 0 | 0 | 0 | 0 | 0
2015-11-28 | 05 | 0 | 0 | 0 | 0 | 0 | 0
2015-11-28 | 06 | 0 | 0 | 0 | 0 | 0 | 0
2015-11-28 | 07 | 0 | 0 | 0 | 0 | 0 | 0
2015-11-28 | 08 | 12.081 | 5.2938 | 1.7986 | 0.1564 | 2.2041 | 21.5339
2015-11-28 | 09 | 217.4529 | 95.2892 | 32.3748 | 2.8127 | 39.6678 | 387.5975
2015-11-28 | 10 | 833.5704 | 365.2739 | 124.1025 | 10.7814 | 152.0608 | 1485.7889
2015-11-28 | 11 | 1824.1909 | 799.368 | 271.5869 | 23.5935 | 332.7699 | 3251.5093
2015-11-28 | 12 | 2198.6933 | 963.4767 | 327.3435 | 28.4376 | 401.087 | 3919.038
2015-11-28 | 13 | 2863.1341 | 1254.6374 | 426.2665 | 37.0311 | 522.2944 | 5103.3634
2015-11-28 | 14 | 3128.9103 | 1371.101 | 465.8349 | 40.4685 | 570.7776 | 5577.0922
2015-11-28 | 15 | 2536.9542 | 1111.7039 | 377.7043 | 32.8126 | 462.7927 | 4521.9677
2015-11-28 | 16 | 1624.8583 | 712.0195 | 241.9108 | 21.0154 | 296.4077 | 2896.2118
2015-11-28 | 17 | 477.1891 | 209.106 | 71.0447 | 6.1719 | 87.0494 | 850.561
2015-11-28 | 18 | 48.3233 | 21.1752 | 7.1944 | 0.62475 | 8.8154 | 86.133
2015-11-28 | 19 | 0 | 0 | 0 | 0 | 0 | 0
2015-11-28 | 20 | 0 | 0 | 0 | 0 | 0 | 0
2015-11-28 | 21 | 0 | 0 | 0 | 0 | 0 | 0
2015-11-28 | 22 | 0 | 0 | 0 | 0 | 0 | 0
2015-11-28 | 23 | 0 | 0 | 0 | 0 | 0 | 0
2015-11-28 | 24 | 0 | 0 | 0 | 0 | 0 | 0
2015-11-29 | 01 | 0 | 0 | 0 | 0 | 0 | 0
2015-11-29 | 02 | 0 | 0 | 0 | 0 | 0 | 0
2015-11-29 | 03 | 0 | 0 | 0 | 0 | 0 | 0
2015-11-29 | 04 | 0 | 0 | 0 | 0 | 0 | 0
2015-11-29 | 05 | 0 | 0 | 0 | 0 | 0 | 0
2015-11-29 | 06 | 0 | 0 | 0 | 0 | 0 | 0
2015-11-29 | 07 | 0 | 0 | 0 | 0 | 0 | 0
2015-11-29 | 08 | 12.081 | 5.2938 | 1.7986 | 0.1564 | 2.2041 | 21.5339
2015-11-29 | 09 | 320.1397 | 140.2866 | 47.6629 | 4.1404 | 58.4001 | 570.6296
2015-11-29 | 10 | 1195.9925 | 524.0888 | 178.0606 | 15.4692 | 218.1738 | 2131.7847
2015-11-29 | 11 | 2784.6093 | 1220.2269 | 414.5756 | 36.0153 | 507.9702 | 4963.3974
2015-11-29 | 12 | 4343.024 | 1903.1313 | 646.5933 | 56.1722 | 792.2569 | 7741.1778
2015-11-29 | 13 | 4475.9122 | 1961.3631 | 666.3779 | 57.8909 | 816.4981 | 7978.0422
2015-11-29 | 14 | 4016.8441 | 1760.1978 | 598.0319 | 51.9537 | 732.7553 | 7159.7829
2015-11-29 | 15 | 4294.7006 | 1881.9552 | 639.3989 | 55.5466 | 783.4416 | 7655.0431
2015-11-29 | 16 | 2935.6178 | 1286.4002 | 437.0581 | 37.9686 | 535.517 | 5232.5617
2015-11-29 | 17 | 978.5395 | 428.8003 | 145.6858 | 12.6565 | 178.506 | 1744.1881
2015-11-29 | 18 | 90.6058 | 39.7035 | 13.4895 | 1.1722 | 16.5282 | 161.4991
2015-11-29 | 19 | 0 | 0 | 0 | 0 | 0 | 0
2015-11-29 | 20 | 0 | 0 | 0 | 0 | 0 | 0
2015-11-29 | 21 | 0 | 0 | 0 | 0 | 0 | 0
2015-11-29 | 22 | 0 | 0 | 0 | 0 | 0 | 0
2015-11-29 | 23 | 0 | 0 | 0 | 0 | 0 | 0
2015-11-29 | 24 | 0 | 0 | 0 | 0 | 0 | 0
2015-11-30 | 01 | 0 | 0 | 0 | 0 | 0 | 0
2015-11-30 | 02 | 0 | 0 | 0 | 0 | 0 | 0
2015-11-30 | 03 | 0 | 0 | 0 | 0 | 0 | 0
2015-11-30 | 04 | 0 | 0 | 0 | 0 | 0 | 0
2015-11-30 | 05 | 0 | 0 | 0 | 0 | 0 | 0
2015-11-30 | 06 | 0 | 0 | 0 | 0 | 0 | 0
2015-11-30 | 07 | 0 | 0 | 0 | 0 | 0 | 0
2015-11-30 | 08 | 36.2423 | 15.8814 | 5.3958 | 0.46835 | 6.6113 | 64.5992
2015-11-30 | 09 | 930.2162 | 407.6243 | 138.4914 | 12.0309 | 169.6906 | 1658.0533
2015-11-30 | 10 | 3751.0678 | 1643.7334 | 558.4628 | 48.5154 | 684.2721 | 6686.0516
2015-11-30 | 11 | 7411.53 | 3247.7633 | 1103.436 | 95.8596 | 1352.0151 | 13210.604
2015-11-30 | 12 | 10250.5019 | 4491.8122 | 1526.1053 | 132.5787 | 1869.9023 | 18270.9005
2015-11-30 | 13 | 12358.5903 | 5415.5854 | 1839.9593 | 159.8442 | 2254.4609 | 22028.4402
2015-11-30 | 14 | 12908.264 | 5656.4542 | 1921.7947 | 166.9536 | 2354.7329 | 23008.1995
2015-11-30 | 15 | 11071.992 | 4851.7923 | 1648.4092 | 143.2037 | 2019.7589 | 19735.1563
2015-11-30 | 16 | 7000.7853 | 3067.7732 | 1042.2836 | 90.5471 | 1277.0867 | 12478.476
2015-11-30 | 17 | 2138.2897 | 937.0077 | 318.3505 | 27.6564 | 390.0684 | 3811.3728
2015-11-30 | 18 | 108.7269 | 47.6442 | 16.1874 | 1.4059 | 19.8339 | 193.7983
2015-11-30 | 19 | 0 | 0 | 0 | 0 | 0 | 0
2015-11-30 | 20 | 0 | 0 | 0 | 0 | 0 | 0
2015-11-30 | 21 | 0 | 0 | 0 | 0 | 0 | 0
2015-11-30 | 22 | 0 | 0 | 0 | 0 | 0 | 0
2015-11-30 | 23 | 0 | 0 | 0 | 0 | 0 | 0
2015-11-30 | 24 | 0 | 0 | 0 | 0 | 0 | 0
2015-12-01 | 01 | 6.59 | 2.8058 | 0.8993 | 0.085 | 1.1432 | 11.5235
2015-12-01 | 02 | 0 | 0 | 0 | 0 | 0 | 0
2015-12-01 | 03 | 0 | 0 | 0 | 0 | 0 | 0
2015-12-01 | 04 | 0 | 0 | 0 | 0 | 0 | 0
2015-12-01 | 05 | 0 | 0 | 0 | 0 | 0 | 0
2015-12-01 | 06 | 0 | 0 | 0 | 0 | 0 | 0
2015-12-01 | 07 | 0 | 0 | 0 | 0 | 0 | 0
2015-12-01 | 08 | 112.0283 | 47.6969 | 15.2881 | 1.4467 | 19.4336 | 195.8935
2015-12-01 | 09 | 2332.8224 | 993.2207 | 318.3505 | 30.1163 | 404.6722 | 4079.1823
2015-12-01 | 10 | 7393.8619 | 3148.0056 | 1009.0095 | 95.4541 | 1282.6066 | 12928.9378
2015-12-01 | 11 | 12349.4621 | 5257.8994 | 1685.2805 | 159.4311 | 2142.2499 | 21594.3231
2015-12-01 | 12 | 15453.3026 | 6579.3885 | 2108.8483 | 199.5009 | 2680.6705 | 27021.7108
2015-12-01 | 13 | 16718.5625 | 7118.0853 | 2281.513 | 215.8354 | 2900.1541 | 29234.1503
2015-12-01 | 14 | 16448.3763 | 7003.0505 | 2244.6426 | 212.3478 | 2853.2851 | 28761.7024
2015-12-01 | 15 | 13311.5873 | 5667.5331 | 1816.5775 | 171.8521 | 2309.1491 | 23276.6992
2015-12-01 | 16 | 8243.9579 | 3509.9424 | 1125.0192 | 106.4293 | 1430.0723 | 14415.4211
2015-12-01 | 17 | 2418.4914 | 1029.6951 | 330.0414 | 31.2222 | 419.5337 | 4228.9838
2015-12-01 | 18 | 98.8482 | 42.0861 | 13.4895 | 1.2758 | 17.147 | 172.8467
2015-12-01 | 19 | 0 | 0 | 0 | 0 | 0 | 0
2015-12-01 | 20 | 0 | 0 | 0 | 0 | 0 | 0
2015-12-01 | 21 | 0 | 0 | 0 | 0 | 0 | 0
2015-12-01 | 22 | 0 | 0 | 0 | 0 | 0 | 0
2015-12-01 | 23 | 0 | 0 | 0 | 0 | 0 | 0
2015-12-01 | 24 | 0 | 0 | 0 | 0 | 0 | 0
2015-12-02 | 01 | 0 | 0 | 0 | 0 | 0 | 0
2015-12-02 | 02 | 0 | 0 | 0 | 0 | 0 | 0
2015-12-02 | 03 | 0 | 0 | 0 | 0 | 0 | 0
2015-12-02 | 04 | 0 | 0 | 0 | 0 | 0 | 0
2015-12-02 | 05 | 0 | 0 | 0 | 0 | 0 | 0
2015-12-02 | 06 | 0 | 0 | 0 | 0 | 0 | 0
2015-12-02 | 07 | 0 | 0 | 0 | 0 | 0 | 0
2015-12-02 | 08 | 98.8482 | 42.0861 | 13.4895 | 1.2758 | 17.147 | 172.8467
2015-12-02 | 09 | 2425.0814 | 1032.501 | 330.9407 | 31.308 | 420.6769 | 4240.508
2015-12-02 | 10 | 7591.5583 | 3232.1777 | 1035.9885 | 98.0067 | 1316.9008 | 13274.6319
2015-12-02 | 11 | 12566.9287 | 5350.4882 | 1714.9566 | 162.2387 | 2179.9738 | 21974.5859
2015-12-02 | 12 | 13449.975 | 5726.4534 | 1835.4628 | 173.6388 | 2333.1548 | 23518.6848
2015-12-02 | 13 | 8599.8121 | 3661.4506 | 1173.5805 | 111.0228 | 1491.8018 | 15037.6679
2015-12-02 | 14 | 10075.9484 | 4289.9296 | 1375.0229 | 130.0797 | 1747.8661 | 17618.8468
2015-12-02 | 15 | 6985.2881 | 2974.0523 | 953.2537 | 90.1799 | 1211.7319 | 12214.506
2015-12-02 | 16 | 4098.9142 | 1745.1512 | 559.362 | 52.9168 | 711.0352 | 7167.3794
2015-12-02 | 17 | 981.8945 | 418.0504 | 133.9948 | 12.6761 | 170.3281 | 1716.9439
2015-12-02 | 18 | 105.4382 | 44.891 | 14.3888 | 1.3608 | 18.2903 | 184.3692
2015-12-02 | 19 | 0 | 0 | 0 | 0 | 0 | 0
2015-12-02 | 20 | 0 | 0 | 0 | 0 | 0 | 0
2015-12-02 | 21 | 0 | 0 | 0 | 0 | 0 | 0
2015-12-02 | 22 | 0 | 0 | 0 | 0 | 0 | 0
2015-12-02 | 23 | 0 | 0 | 0 | 0 | 0 | 0
2015-12-02 | 24 | 0 | 0 | 0 | 0 | 0 | 0
2015-12-03 | 01 | 0 | 0 | 0 | 0 | 0 | 0
2015-12-03 | 02 | 0 | 0 | 0 | 0 | 0 | 0
2015-12-03 | 03 | 0 | 0 | 0 | 0 | 0 | 0
2015-12-03 | 04 | 0 | 0 | 0 | 0 | 0 | 0
2015-12-03 | 05 | 0 | 0 | 0 | 0 | 0 | 0
2015-12-03 | 06 | 0 | 0 | 0 | 0 | 0 | 0
2015-12-03 | 07 | 0 | 0 | 0 | 0 | 0 | 0
2015-12-03 | 08 | 105.4382 | 44.891 | 14.3888 | 1.3608 | 18.2903 | 184.3692
2015-12-03 | 09 | 1878.12 | 799.6273 | 256.2996 | 24.2462 | 325.7956 | 3284.0889
2015-12-03 | 10 | 6352.6586 | 2704.7043 | 866.921 | 82.0122 | 1101.9902 | 11108.2862
2015-12-03 | 11 | 9970.5102 | 4245.0385 | 1360.6341 | 128.7189 | 1729.5757 | 17434.4775
2015-12-03 | 12 | 13944.2168 | 5936.8811 | 1902.9095 | 180.0189 | 2418.8909 | 24382.9172
2015-12-03 | 13 | 15104.0384 | 6430.686 | 2061.1863 | 194.9925 | 2620.0842 | 26410.9875
2015-12-03 | 14 | 13891.4973 | 5914.4351 | 1895.7151 | 179.3381 | 2409.7458 | 24290.7314
2015-12-03 | 15 | 8217.5986 | 3498.7198 | 1121.422 | 106.0885 | 1425.4993 | 14369.3282
2015-12-03 | 16 | 3565.1329 | 1517.8892 | 486.5188 | 46.0258 | 618.4404 | 6234.0071
2015-12-03 | 17 | 935.765 | 398.4111 | 127.6998 | 12.081 | 162.3262 | 1636.2832
2015-12-03 | 18 | 98.8482 | 42.0861 | 13.4895 | 1.2758 | 17.147 | 172.8467
2015-12-03 | 19 | 0 | 0 | 0 | 0 | 0 | 0
2015-12-03 | 20 | 0 | 0 | 0 | 0 | 0 | 0
2015-12-03 | 21 | 0 | 0 | 0 | 0 | 0 | 0
2015-12-03 | 22 | 0 | 0 | 0 | 0 | 0 | 0
2015-12-03 | 23 | 0 | 0 | 0 | 0 | 0 | 0
2015-12-03 | 24 | 0 | 0 | 0 | 0 | 0 | 0
2015-12-04 | 01 | 0 | 0 | 0 | 0 | 0 | 0
2015-12-04 | 02 | 0 | 0 | 0 | 0 | 0 | 0
2015-12-04 | 03 | 0 | 0 | 0 | 0 | 0 | 0
2015-12-04 | 04 | 0 | 0 | 0 | 0 | 0 | 0
2015-12-04 | 05 | 0 | 0 | 0 | 0 | 0 | 0
2015-12-04 | 06 | 0 | 0 | 0 | 0 | 0 | 0
2015-12-04 | 07 | 0 | 0 | 0 | 0 | 0 | 0
2015-12-04 | 08 | 46.1295 | 19.6401 | 6.2951 | 0.59585 | 8.0019 | 80.6625
2015-12-04 | 09 | 883.0454 | 375.9652 | 120.5053 | 11.4002 | 153.181 | 1544.0972
2015-12-04 | 10 | 2754.5763 | 1172.7867 | 375.9057 | 35.5615 | 477.8335 | 4816.6636
2015-12-04 | 11 | 3973.7066 | 1691.8426 | 542.2754 | 51.3 | 689.3151 | 6948.4398
2015-12-04 | 12 | 5153.2976 | 2194.0651 | 703.2492 | 66.5286 | 893.9382 | 9011.0786
2015-12-04 | 13 | 5383.9442 | 2292.2647 | 734.7247 | 69.5062 | 933.9477 | 9414.3875
2015-12-04 | 14 | 7182.9853 | 3058.2235 | 980.2327 | 92.7316 | 1246.026 | 12560.1992
2015-12-04 | 15 | 6504.2255 | 2769.2354 | 887.6048 | 83.969 | 1128.2823 | 11373.317
2015-12-04 | 16 | 4329.5608 | 1843.3508 | 590.8375 | 55.8943 | 751.0447 | 7570.6882
2015-12-04 | 17 | 1028.0231 | 437.6905 | 140.29 | 13.2719 | 178.33 | 1797.6055
2015-12-04 | 18 | 79.0789 | 33.6685 | 10.7916 | 1.0209 | 13.7173 | 138.2772
2015-12-04 | 19 | 0 | 0 | 0 | 0 | 0 | 0
2015-12-04 | 20 | 0 | 0 | 0 | 0 | 0 | 0
2015-12-04 | 21 | 0 | 0 | 0 | 0 | 0 | 0
2015-12-04 | 22 | 0 | 0 | 0 | 0 | 0 | 0
2015-12-04 | 23 | 0 | 0 | 0 | 0 | 0 | 0
2015-12-04 | 24 | 0 | 0 | 0 | 0 | 0 | 0
2015-12-05 | 01 | 0 | 0 | 0 | 0 | 0 | 0
2015-12-05 | 02 | 0 | 0 | 0 | 0 | 0 | 0
2015-12-05 | 03 | 0 | 0 | 0 | 0 | 0 | 0
2015-12-05 | 04 | 0 | 0 | 0 | 0 | 0 | 0
2015-12-05 | 05 | 0 | 0 | 0 | 0 | 0 | 0
2015-12-05 | 06 | 0 | 0 | 0 | 0 | 0 | 0
2015-12-05 | 07 | 0 | 0 | 0 | 0 | 0 | 0
2015-12-05 | 08 | 52.7195 | 22.4459 | 7.1944 | 0.68085 | 9.1451 | 92.1859
2015-12-05 | 09 | 1983.5583 | 844.5184 | 270.6876 | 25.6079 | 344.086 | 3468.4581
2015-12-05 | 10 | 7499.3001 | 3192.8975 | 1023.3983 | 96.8158 | 1300.897 | 13113.3087
2015-12-05 | 11 | 13357.716 | 5687.1732 | 1822.8726 | 172.4471 | 2317.151 | 23357.36
2015-12-05 | 12 | 16632.8935 | 7081.611 | 2269.8221 | 214.7295 | 2885.2927 | 29084.3488
2015-12-05 | 13 | 18333.0864 | 7805.4837 | 2501.8407 | 236.6791 | 3180.224 | 32057.3139
2015-12-05 | 14 | 18023.3618 | 7673.6155 | 2459.5736 | 232.6807 | 3126.4963 | 31515.7279
2015-12-05 | 15 | 14603.2065 | 6217.4525 | 1992.8394 | 188.5266 | 2533.2049 | 25535.2299
2015-12-05 | 16 | 7795.8456 | 3319.1539 | 1063.8668 | 100.6442 | 1352.3381 | 13631.8487
2015-12-05 | 17 | 2207.6149 | 939.913 | 301.2638 | 28.5005 | 382.9531 | 3860.2452
2015-12-05 | 18 | 112.0283 | 47.6969 | 15.2881 | 1.4467 | 19.4336 | 195.8935
2015-12-05 | 19 | 0 | 0 | 0 | 0 | 0 | 0
2015-12-05 | 20 | 0 | 0 | 0 | 0 | 0 | 0
2015-12-05 | 21 | 6.59 | 2.8058 | 0.8993 | 0.085 | 1.1432 | 11.5235
2015-12-05 | 22 | 0 | 0 | 0 | 0 | 0 | 0
2015-12-05 | 23 | 0 | 0 | 0 | 0 | 0 | 0
2015-12-05 | 24 | 0 | 0 | 0 | 0 | 0 | 0
2015-12-06 | 01 | 0 | 0 | 0 | 0 | 0 | 0
2015-12-06 | 02 | 0 | 0 | 0 | 0 | 0 | 0
2015-12-06 | 03 | 0 | 0 | 0 | 0 | 0 | 0
2015-12-06 | 04 | 0 | 0 | 0 | 0 | 0 | 0
2015-12-06 | 05 | 0 | 0 | 0 | 0 | 0 | 0
2015-12-06 | 06 | 0 | 0 | 0 | 0 | 0 | 0
2015-12-06 | 07 | 0 | 0 | 0 | 0 | 0 | 0
2015-12-06 | 08 | 19.7693 | 8.4176 | 2.6979 | 0.255 | 3.4297 | 34.5695
2015-12-06 | 09 | 1067.5626 | 454.5247 | 145.6858 | 13.7819 | 185.1895 | 1866.7445
2015-12-06 | 10 | 3321.307 | 1414.0779 | 453.2447 | 42.8783 | 576.1445 | 5807.6522
2015-12-06 | 11 | 7894.6937 | 3361.24 | 1077.3563 | 101.9201 | 1369.4851 | 13804.6953
2015-12-06 | 12 | 15169.9373 | 6458.7428 | 2070.1784 | 195.8434 | 2631.515 | 26526.2169
2015-12-06 | 13 | 17239.1645 | 7339.7356 | 2352.5577 | 222.5564 | 2990.4623 | 30144.4765
2015-12-06 | 14 | 16342.9381 | 6958.1595 | 2230.2538 | 210.9861 | 2834.9948 | 28577.3324
2015-12-06 | 15 | 8790.9193 | 3742.816 | 1199.6602 | 113.4903 | 1524.9527 | 15371.8386
2015-12-06 | 16 | 4316.3808 | 1837.7399 | 589.0389 | 55.7243 | 748.7591 | 7547.643
2015-12-06 | 17 | 1462.9562 | 622.8673 | 199.6437 | 18.887 | 253.7777 | 2558.1319
2015-12-06 | 18 | 79.0789 | 33.6685 | 10.7916 | 1.0209 | 13.7173 | 138.2772
2015-12-06 | 19 | 0 | 0 | 0 | 0 | 0 | 0
2015-12-06 | 20 | 0 | 0 | 0 | 0 | 0 | 0
2015-12-06 | 21 | 0 | 0 | 0 | 0 | 0 | 0
2015-12-06 | 22 | 0 | 0 | 0 | 0 | 0 | 0
2015-12-06 | 23 | 0 | 0 | 0 | 0 | 0 | 0
2015-12-06 | 24 | 0 | 0 | 0 | 0 | 0 | 0
2015-12-07 | 01 | 0 | 0 | 0 | 0 | 0 | 0
2015-12-07 | 02 | 0 | 0 | 0 | 0 | 0 | 0
2015-12-07 | 03 | 0 | 0 | 0 | 0 | 0 | 0
2015-12-07 | 04 | 6.59 | 2.8058 | 0.8993 | 0.085 | 1.1432 | 11.5235
2015-12-07 | 05 | 6.59 | 2.8058 | 0.8993 | 0.085 | 1.1432 | 11.5235
2015-12-07 | 06 | 0 | 0 | 0 | 0 | 0 | 0
2015-12-07 | 07 | 0 | 0 | 0 | 0 | 0 | 0
2015-12-07 | 08 | 46.1295 | 19.6401 | 6.2951 | 0.59585 | 8.0019 | 80.6625
2015-12-07 | 09 | 1258.6698 | 535.8901 | 171.7654 | 16.2494 | 218.3403 | 2200.9152
2015-12-07 | 10 | 3176.3293 | 1352.3517 | 433.4609 | 41.0065 | 550.9946 | 5554.1431
2015-12-07 | 11 | 8560.2726 | 3644.6164 | 1168.1856 | 110.5127 | 1484.9432 | 14968.5306
2015-12-07 | 12 | 12402.1817 | 5280.3454 | 1692.4749 | 160.1111 | 2151.395 | 21686.5082
2015-12-07 | 13 | 11987.0179 | 5103.5853 | 1635.819 | 154.7518 | 2079.3771 | 20960.5512
2015-12-07 | 14 | 7598.1483 | 3234.9827 | 1036.8878 | 98.0917 | 1318.044 | 13286.1545
2015-12-07 | 15 | 4843.5728 | 2062.1961 | 660.9821 | 62.5302 | 840.2105 | 8469.4918
2015-12-07 | 16 | 2543.6989 | 1083.0037 | 347.1281 | 32.8389 | 441.2528 | 4447.9225
2015-12-07 | 17 | 665.5797 | 283.3764 | 90.8285 | 8.5926 | 115.4572 | 1163.8344
2015-12-07 | 18 | 72.4888 | 30.8626 | 9.8923 | 0.93585 | 12.5749 | 126.7546
2015-12-07 | 19 | 0 | 0 | 0 | 0 | 0 | 0
2015-12-07 | 20 | 0 | 0 | 0 | 0 | 0 | 0
2015-12-07 | 21 | 6.59 | 2.8058 | 0.8993 | 0.085 | 1.1432 | 11.5235
2015-12-07 | 22 | 0 | 0 | 0 | 0 | 0 | 0
2015-12-07 | 23 | 0 | 0 | 0 | 0 | 0 | 0
2015-12-07 | 24 | 0 | 0 | 0 | 0 | 0 | 0
2015-12-08 | 01 | 0 | 0 | 0 | 0 | 0 | 0
2015-12-08 | 02 | 0 | 0 | 0 | 0 | 0 | 0
2015-12-08 | 03 | 0 | 0 | 0 | 0 | 0 | 0
2015-12-08 | 04 | 0 | 0 | 0 | 0 | 0 | 0
2015-12-08 | 05 | 0 | 0 | 0 | 0 | 0 | 0
2015-12-08 | 06 | 0 | 0 | 0 | 0 | 0 | 0
2015-12-08 | 07 | 0 | 0 | 0 | 0 | 0 | 0
2015-12-08 | 08 | 19.7693 | 8.4176 | 2.6979 | 0.255 | 3.4297 | 34.5695
2015-12-08 | 09 | 1700.193 | 723.8727 | 232.0186 | 21.9495 | 294.9313 | 2972.9651
2015-12-08 | 10 | 6695.3327 | 2850.6008 | 913.6845 | 86.4365 | 1161.4332 | 11707.4878
2015-12-08 | 11 | 9647.6054 | 4107.5587 | 1316.5693 | 124.5505 | 1673.5616 | 16869.8454
2015-12-08 | 12 | 14860.2125 | 6326.8747 | 2027.9121 | 191.8442 | 2577.7873 | 25984.6309
2015-12-08 | 13 | 12553.7494 | 5344.8765 | 1713.158 | 162.0687 | 2177.6872 | 21951.5399
2015-12-08 | 14 | 11815.6808 | 5030.6375 | 1612.4372 | 152.5402 | 2049.6552 | 20660.9509
2015-12-08 | 15 | 10774.4776 | 4587.3353 | 1470.3487 | 139.0983 | 1869.0386 | 18840.2984
2015-12-08 | 16 | 4804.0334 | 2045.3618 | 655.5863 | 62.0194 | 833.351 | 8400.352
2015-12-08 | 17 | 1008.2539 | 429.2738 | 137.5921 | 13.0169 | 174.9011 | 1763.0377
2015-12-08 | 18 | 98.8482 | 42.0861 | 13.4895 | 1.2758 | 17.147 | 172.8467
2015-12-08 | 19 | 0 | 0 | 0 | 0 | 0 | 0
2015-12-08 | 20 | 0 | 0 | 0 | 0 | 0 | 0
2015-12-08 | 21 | 0 | 0 | 0 | 0 | 0 | 0
2015-12-08 | 22 | 0 | 0 | 0 | 0 | 0 | 0
2015-12-08 | 23 | 0 | 0 | 0 | 0 | 0 | 0
2015-12-08 | 24 | 0 | 0 | 0 | 0 | 0 | 0
2015-12-09 | 01 | 0 | 0 | 0 | 0 | 0 | 0
2015-12-09 | 02 | 0 | 0 | 0 | 0 | 0 | 0
2015-12-09 | 03 | 0 | 0 | 0 | 0 | 0 | 0
2015-12-09 | 04 | 0 | 0 | 0 | 0 | 0 | 0
2015-12-09 | 05 | 0 | 0 | 0 | 0 | 0 | 0
2015-12-09 | 06 | 0 | 0 | 0 | 0 | 0 | 0
2015-12-09 | 07 | 0 | 0 | 0 | 0 | 0 | 0
2015-12-09 | 08 | 13.1801 | 5.6117 | 1.7986 | 0.17 | 2.2865 | 23.0469
2015-12-09 | 09 | 942.3551 | 401.2161 | 128.5991 | 12.1661 | 163.4694 | 1647.8058
2015-12-09 | 10 | 2530.5197 | 1077.3928 | 345.3295 | 32.6689 | 438.9672 | 4424.8781
2015-12-09 | 11 | 4520.6681 | 1924.717 | 616.9172 | 58.3618 | 784.1964 | 7904.8606
2015-12-09 | 12 | 4237.3018 | 1804.0714 | 578.2473 | 54.7034 | 735.0409 | 7409.365
2015-12-09 | 13 | 4164.813 | 1773.2079 | 568.3551 | 53.7676 | 722.466 | 7282.6096
2015-12-09 | 14 | 5851.8267 | 2491.4698 | 798.575 | 75.5472 | 1015.1108 | 10232.5295
2015-12-09 | 15 | 5555.2812 | 2365.2134 | 758.1065 | 71.7188 | 963.6697 | 9713.9895
2015-12-09 | 16 | 2036.277 | 866.9643 | 277.882 | 26.2879 | 353.2311 | 3560.6424
2015-12-09 | 17 | 362.4442 | 154.3141 | 49.4615 | 4.6792 | 62.8728 | 633.7719
2015-12-09 | 18 | 32.9494 | 14.0284 | 4.4965 | 0.425 | 5.7154 | 57.6147
2015-12-09 | 19 | 0 | 0 | 0 | 0 | 0 | 0
2015-12-09 | 20 | 0 | 0 | 0 | 0 | 0 | 0
2015-12-09 | 21 | 0 | 0 | 0 | 0 | 0 | 0
2015-12-09 | 22 | 6.59 | 2.8058 | 0.8993 | 0.085 | 1.1432 | 11.5235
2015-12-09 | 23 | 6.59 | 2.8058 | 0.8993 | 0.085 | 1.1432 | 11.5235
2015-12-09 | 24 | 6.59 | 2.8058 | 0.8993 | 0.085 | 1.1432 | 11.5235
2015-12-10 | 01 | 0 | 0 | 0 | 0 | 0 | 0
2015-12-10 | 02 | 0 | 0 | 0 | 0 | 0 | 0
2015-12-10 | 03 | 0 | 0 | 0 | 0 | 0 | 0
2015-12-10 | 04 | 0 | 0 | 0 | 0 | 0 | 0
2015-12-10 | 05 | 0 | 0 | 0 | 0 | 0 | 0
2015-12-10 | 06 | 0 | 0 | 0 | 0 | 0 | 0
2015-12-10 | 07 | 0 | 0 | 0 | 0 | 0 | 0
2015-12-10 | 08 | 6.59 | 2.8058 | 0.8993 | 0.085 | 1.1432 | 11.5235
2015-12-10 | 09 | 573.3207 | 244.097 | 78.2391 | 7.4018 | 99.4534 | 1002.5121
2015-12-10 | 10 | 1957.1989 | 833.2958 | 267.0913 | 25.2671 | 339.5138 | 3422.3669
2015-12-10 | 11 | 3611.2624 | 1537.5285 | 492.8138 | 46.6208 | 626.4423 | 6314.6678
2015-12-10 | 12 | 5232.3764 | 2227.7335 | 714.0408 | 67.5495 | 907.6555 | 9149.3558
2015-12-10 | 13 | 8500.9639 | 3619.3655 | 1160.0919 | 109.7469 | 1474.6548 | 14864.8229
2015-12-10 | 14 | 12033.1474 | 5123.2254 | 1642.1141 | 155.3477 | 2087.379 | 21041.2136
2015-12-10 | 15 | 10108.8978 | 4303.958 | 1379.5194 | 130.5056 | 1753.5814 | 17676.4623
2015-12-10 | 16 | 4692.0051 | 1997.6649 | 640.2982 | 60.5736 | 813.9175 | 8204.4592
2015-12-10 | 17 | 922.5849 | 392.7994 | 125.9012 | 11.9102 | 160.0397 | 1613.2354
2015-12-10 | 18 | 72.4888 | 30.8626 | 9.8923 | 0.93585 | 12.5749 | 126.7546
2015-12-10 | 19 | 0 | 0 | 0 | 0 | 0 | 0
2015-12-10 | 20 | 0 | 0 | 0 | 0 | 0 | 0
2015-12-10 | 21 | 0 | 0 | 0 | 0 | 0 | 0
2015-12-10 | 22 | 0 | 0 | 0 | 0 | 0 | 0
2015-12-10 | 23 | 6.59 | 2.8058 | 0.8993 | 0.085 | 1.1432 | 11.5235
2015-12-10 | 24 | 0 | 0 | 0 | 0 | 0 | 0
2015-12-11 | 01 | 13.1801 | 5.6117 | 1.7986 | 0.17 | 2.2865 | 23.0469
2015-12-11 | 02 | 6.59 | 2.8058 | 0.8993 | 0.085 | 1.1432 | 11.5235
2015-12-11 | 03 | 0 | 0 | 0 | 0 | 0 | 0
2015-12-11 | 04 | 0 | 0 | 0 | 0 | 0 | 0
2015-12-11 | 05 | 0 | 0 | 0 | 0 | 0 | 0
2015-12-11 | 06 | 0 | 0 | 0 | 0 | 0 | 0
2015-12-11 | 07 | 0 | 0 | 0 | 0 | 0 | 0
2015-12-11 | 08 | 13.1801 | 5.6117 | 1.7986 | 0.17 | 2.2865 | 23.0469
2015-12-11 | 09 | 658.9897 | 280.5706 | 89.9292 | 8.5076 | 114.3139 | 1152.311
2015-12-11 | 10 | 4039.6054 | 1719.9002 | 551.2684 | 52.1509 | 700.7468 | 7063.6717
2015-12-11 | 11 | 8481.1946 | 3610.9479 | 1157.394 | 109.4919 | 1471.2251 | 14830.2535
2015-12-11 | 12 | 11031.4836 | 4696.7575 | 1505.4214 | 142.4158 | 1913.6211 | 19289.6994
2015-12-11 | 13 | 12711.9064 | 5412.2135 | 1734.7412 | 164.1103 | 2205.1227 | 22228.0941
2015-12-11 | 14 | 13166.6097 | 5605.8078 | 1796.7929 | 169.9804 | 2284.0002 | 23023.191
2015-12-11 | 15 | 9911.2014 | 4219.7868 | 1352.5404 | 127.953 | 1719.2874 | 17330.769
2015-12-11 | 16 | 5897.9553 | 2511.11 | 804.8701 | 76.1421 | 1023.1127 | 10313.1902
2015-12-11 | 17 | 1324.5686 | 563.9478 | 180.7585 | 17.1003 | 229.772 | 2316.1472
2015-12-11 | 18 | 85.669 | 36.4744 | 11.6909 | 1.1058 | 14.8605 | 149.8006
2015-12-11 | 19 | 0 | 0 | 0 | 0 | 0 | 0
2015-12-11 | 20 | 0 | 0 | 0 | 0 | 0 | 0
2015-12-11 | 21 | 0 | 0 | 0 | 0 | 0 | 0
2015-12-11 | 22 | 0 | 0 | 0 | 0 | 0 | 0
2015-12-11 | 23 | 0 | 0 | 0 | 0 | 0 | 0
2015-12-11 | 24 | 0 | 0 | 0 | 0 | 0 | 0
2015-12-12 | 01 | 0 | 0 | 0 | 0 | 0 | 0
2015-12-12 | 02 | 0 | 0 | 0 | 0 | 0 | 0
2015-12-12 | 03 | 0 | 0 | 0 | 0 | 0 | 0
2015-12-12 | 04 | 0 | 0 | 0 | 0 | 0 | 0
2015-12-12 | 05 | 0 | 0 | 0 | 0 | 0 | 0
2015-12-12 | 06 | 0 | 0 | 0 | 0 | 0 | 0
2015-12-12 | 07 | 0 | 0 | 0 | 0 | 0 | 0
2015-12-12 | 08 | 13.1801 | 5.6117 | 1.7986 | 0.17 | 2.2865 | 23.0469
2015-12-12 | 09 | 836.9168 | 356.3251 | 114.2103 | 10.8043 | 145.1791 | 1463.4356
2015-12-12 | 10 | 4092.3241 | 1742.3453 | 558.4628 | 52.8317 | 709.8919 | 7155.8559
2015-12-12 | 11 | 8474.6046 | 3608.142 | 1156.4947 | 109.4069 | 1470.0818 | 14818.73
2015-12-12 | 12 | 9733.2743 | 4144.0331 | 1328.2602 | 125.6563 | 1688.4221 | 17019.646
2015-12-12 | 13 | 14240.7623 | 6063.1384 | 1943.378 | 183.8474 | 2470.332 | 24901.4581
2015-12-12 | 14 | 14491.1782 | 6169.7548 | 1977.5513 | 187.0807 | 2513.7713 | 25339.3364
2015-12-12 | 15 | 12415.361 | 5285.9562 | 1694.2735 | 160.2819 | 2153.6815 | 21709.5542
2015-12-12 | 16 | 8553.6834 | 3641.8106 | 1167.2863 | 110.4277 | 1483.7999 | 14957.008
2015-12-12 | 17 | 2787.5257 | 1186.815 | 380.4022 | 35.9865 | 483.5497 | 4874.2791
2015-12-12 | 18 | 158.1578 | 67.337 | 21.5832 | 2.0417 | 27.4354 | 276.5551
2015-12-12 | 19 | 0 | 0 | 0 | 0 | 0 | 0
2015-12-12 | 20 | 0 | 0 | 0 | 0 | 0 | 0
2015-12-12 | 21 | 0 | 0 | 0 | 0 | 0 | 0
2015-12-12 | 22 | 0 | 0 | 0 | 0 | 0 | 0
2015-12-12 | 23 | 0 | 0 | 0 | 0 | 0 | 0
2015-12-12 | 24 | 0 | 0 | 0 | 0 | 0 | 0
2015-12-13 | 01 | 0 | 0 | 0 | 0 | 0 | 0
2015-12-13 | 02 | 0 | 0 | 0 | 0 | 0 | 0
2015-12-13 | 03 | 0 | 0 | 0 | 0 | 0 | 0
2015-12-13 | 04 | 0 | 0 | 0 | 0 | 0 | 0
2015-12-13 | 05 | 0 | 0 | 0 | 0 | 0 | 0
2015-12-13 | 06 | 0 | 0 | 0 | 0 | 0 | 0
2015-12-13 | 07 | 0 | 0 | 0 | 0 | 0 | 0
2015-12-13 | 08 | 32.9494 | 14.0284 | 4.4965 | 0.425 | 5.7154 | 57.6147
2015-12-13 | 09 | 1456.3671 | 620.0614 | 198.7445 | 18.802 | 252.6344 | 2546.6093
2015-12-13 | 10 | 4237.3018 | 1804.0714 | 578.2473 | 54.7034 | 735.0409 | 7409.365
2015-12-13 | 11 | 7018.2375 | 2988.0806 | 957.7503 | 90.6049 | 1217.4473 | 12272.1206
2015-12-13 | 12 | 9324.7006 | 3970.0788 | 1272.5036 | 120.3812 | 1617.5475 | 16305.2117
2015-12-13 | 13 | 8869.9982 | 3776.4845 | 1210.4518 | 114.5111 | 1538.6708 | 15510.1166
2015-12-13 | 14 | 8731.6105 | 3717.5651 | 1191.5666 | 112.7244 | 1514.6643 | 15268.131
2015-12-13 | 15 | 7980.3619 | 3397.7144 | 1089.0472 | 103.0259 | 1384.3465 | 13954.4959
2015-12-13 | 16 | 3881.4476 | 1652.5632 | 529.6852 | 50.1092 | 673.3113 | 6787.1165
2015-12-13 | 17 | 948.9451 | 404.022 | 129.4983 | 12.251 | 164.6127 | 1659.3292
2015-12-13 | 18 | 85.669 | 36.4744 | 11.6909 | 1.1058 | 14.8605 | 149.8006
2015-12-13 | 19 | 0 | 0 | 0 | 0 | 0 | 0
2015-12-13 | 20 | 0 | 0 | 0 | 0 | 0 | 0
2015-12-13 | 21 | 6.59 | 2.8058 | 0.8993 | 0.085 | 1.1432 | 11.5235
2015-12-13 | 22 | 0 | 0 | 0 | 0 | 0 | 0
2015-12-13 | 23 | 0 | 0 | 0 | 0 | 0 | 0
2015-12-13 | 24 | 6.59 | 2.8058 | 0.8993 | 0.085 | 1.1432 | 11.5235
2015-12-14 | 01 | 0 | 0 | 0 | 0 | 0 | 0
2015-12-14 | 02 | 0 | 0 | 0 | 0 | 0 | 0
2015-12-14 | 03 | 0 | 0 | 0 | 0 | 0 | 0
2015-12-14 | 04 | 0 | 0 | 0 | 0 | 0 | 0
2015-12-14 | 05 | 0 | 0 | 0 | 0 | 0 | 0
2015-12-14 | 06 | 0 | 0 | 0 | 0 | 0 | 0
2015-12-14 | 07 | 0 | 0 | 0 | 0 | 0 | 0
2015-12-14 | 08 | 0 | 0 | 0 | 0 | 0 | 0
2015-12-14 | 09 | 46.1295 | 19.6401 | 6.2951 | 0.59585 | 8.0019 | 80.6625
2015-12-14 | 10 | 197.6972 | 84.1713 | 26.979 | 2.5526 | 34.2941 | 345.6941
2015-12-14 | 11 | 467.8825 | 199.2052 | 63.8503 | 6.0401 | 81.1631 | 818.1412
2015-12-14 | 12 | 764.428 | 325.4624 | 104.3179 | 9.8685 | 132.6042 | 1336.6811
2015-12-14 | 13 | 856.6861 | 364.7426 | 116.9081 | 11.0602 | 148.6089 | 1498.006
2015-12-14 | 14 | 500.8319 | 213.2336 | 68.3468 | 6.466 | 86.8785 | 875.7567
2015-12-14 | 15 | 494.2418 | 210.4285 | 67.4475 | 6.3809 | 85.7361 | 864.2349
2015-12-14 | 16 | 243.8259 | 103.8114 | 33.2741 | 3.1475 | 42.296 | 426.3549
2015-12-14 | 17 | 85.669 | 36.4744 | 11.6909 | 1.1058 | 14.8605 | 149.8006
2015-12-14 | 18 | 26.3593 | 11.2226 | 3.5972 | 0.34 | 4.5721 | 46.0912
2015-12-14 | 19 | 0 | 0 | 0 | 0 | 0 | 0
2015-12-14 | 20 | 0 | 0 | 0 | 0 | 0 | 0
2015-12-14 | 21 | 0 | 0 | 0 | 0 | 0 | 0
2015-12-14 | 22 | 0 | 0 | 0 | 0 | 0 | 0
2015-12-14 | 23 | 0 | 0 | 0 | 0 | 0 | 0
2015-12-14 | 24 | 0 | 0 | 0 | 0 | 0 | 0
2015-12-15 | 01 | 0 | 0 | 0 | 0 | 0 | 0
2015-12-15 | 02 | 0 | 0 | 0 | 0 | 0 | 0
2015-12-15 | 03 | 0 | 0 | 0 | 0 | 0 | 0
2015-12-15 | 04 | 0 | 0 | 0 | 0 | 0 | 0
2015-12-15 | 05 | 0 | 0 | 0 | 0 | 0 | 0
2015-12-15 | 06 | 0 | 0 | 0 | 0 | 0 | 0
2015-12-15 | 07 | 0 | 0 | 0 | 0 | 0 | 0
2015-12-15 | 08 | 0 | 0 | 0 | 0 | 0 | 0
2015-12-15 | 09 | 52.7195 | 22.4459 | 7.1944 | 0.68085 | 9.1451 | 92.1859
2015-12-15 | 10 | 257.006 | 109.4231 | 35.0727 | 3.3175 | 44.5825 | 449.4018
2015-12-15 | 11 | 705.1183 | 300.2106 | 96.2242 | 9.1026 | 122.3167 | 1232.9726
2015-12-15 | 12 | 915.9957 | 389.9936 | 125.0019 | 11.8252 | 158.8973 | 1601.7137
2015-12-15 | 13 | 1074.1526 | 457.3306 | 146.585 | 13.8669 | 186.3319 | 1878.2671
2015-12-15 | 14 | 1107.102 | 471.359 | 151.0815 | 14.2927 | 192.0481 | 1935.8835
2015-12-15 | 15 | 909.4056 | 387.1877 | 124.1025 | 11.7402 | 157.754 | 1590.1902
2015-12-15 | 16 | 474.4725 | 202.011 | 64.7496 | 6.1251 | 82.3063 | 829.6646
2015-12-15 | 17 | 112.0283 | 47.6969 | 15.2881 | 1.4467 | 19.4336 | 195.8935
2015-12-15 | 18 | 26.3593 | 11.2226 | 3.5972 | 0.34 | 4.5721 | 46.0912
2015-12-15 | 19 | 0 | 0 | 0 | 0 | 0 | 0
2015-12-15 | 20 | 0 | 0 | 0 | 0 | 0 | 0
2015-12-15 | 21 | 0 | 0 | 0 | 0 | 0 | 0
2015-12-15 | 22 | 6.59 | 2.8058 | 0.8993 | 0.085 | 1.1432 | 11.5235
2015-12-15 | 23 | 0 | 0 | 0 | 0 | 0 | 0
2015-12-15 | 24 | 0 | 0 | 0 | 0 | 0 | 0
2015-12-16 | 01 | 0 | 0 | 0 | 0 | 0 | 0
2015-12-16 | 02 | 0 | 0 | 0 | 0 | 0 | 0
2015-12-16 | 03 | 0 | 0 | 0 | 0 | 0 | 0
2015-12-16 | 04 | 0 | 0 | 0 | 0 | 0 | 0
2015-12-16 | 05 | 0 | 0 | 0 | 0 | 0 | 0
2015-12-16 | 06 | 0 | 0 | 0 | 0 | 0 | 0
2015-12-16 | 07 | 0 | 0 | 0 | 0 | 0 | 0
2015-12-16 | 08 | 0 | 0 | 0 | 0 | 0 | 0
2015-12-16 | 09 | 65.8988 | 28.0568 | 8.993 | 0.85085 | 11.4316 | 115.2311
2015-12-16 | 10 | 303.1355 | 129.0623 | 41.3678 | 3.9134 | 52.5844 | 530.0634
2015-12-16 | 11 | 685.3491 | 291.7939 | 93.5264 | 8.8476 | 118.8869 | 1198.4039
2015-12-16 | 12 | 1093.9228 | 465.7481 | 149.2829 | 14.1227 | 189.7617 | 1912.8383
2015-12-16 | 13 | 1304.7993 | 555.5303 | 178.0606 | 16.8453 | 226.3423 | 2281.5777
2015-12-16 | 14 | 1370.6981 | 583.5879 | 187.0535 | 17.6953 | 237.7739 | 2396.8088
2015-12-16 | 15 | 1199.361 | 510.6392 | 163.6718 | 15.4836 | 208.052 | 2097.2075
2015-12-16 | 16 | 817.1467 | 347.9076 | 111.5123 | 10.5493 | 141.7494 | 1428.8653
2015-12-16 | 17 | 283.3653 | 120.6456 | 38.6699 | 3.6584 | 49.1555 | 495.4948
2015-12-16 | 18 | 46.1295 | 19.6401 | 6.2951 | 0.59585 | 8.0019 | 80.6625
2015-12-16 | 19 | 0 | 0 | 0 | 0 | 0 | 0
2015-12-16 | 20 | 0 | 0 | 0 | 0 | 0 | 0
2015-12-16 | 21 | 0 | 0 | 0 | 0 | 0 | 0
2015-12-16 | 22 | 0 | 0 | 0 | 0 | 0 | 0
2015-12-16 | 23 | 0 | 0 | 0 | 0 | 0 | 0
2015-12-16 | 24 | 0 | 0 | 0 | 0 | 0 | 0
2015-12-17 | 01 | 0 | 0 | 0 | 0 | 0 | 0
2015-12-17 | 02 | 0 | 0 | 0 | 0 | 0 | 0
2015-12-17 | 03 | 0 | 0 | 0 | 0 | 0 | 0
2015-12-17 | 04 | 0 | 0 | 0 | 0 | 0 | 0
2015-12-17 | 05 | 0 | 0 | 0 | 0 | 0 | 0
2015-12-17 | 06 | 0 | 0 | 0 | 0 | 0 | 0
2015-12-17 | 07 | 0 | 0 | 0 | 0 | 0 | 0
2015-12-17 | 08 | 0 | 0 | 0 | 0 | 0 | 0
2015-12-17 | 09 | 191.1072 | 81.3654 | 26.0797 | 2.4676 | 33.1508 | 334.1707
2015-12-17 | 10 | 672.1689 | 286.1823 | 91.7278 | 8.6776 | 116.6004 | 1175.357
2015-12-17 | 11 | 1502.4957 | 639.7015 | 205.0396 | 19.397 | 260.6363 | 2627.2701
2015-12-17 | 12 | 2214.2049 | 942.718 | 302.1631 | 28.5855 | 384.0963 | 3871.7678
2015-12-17 | 13 | 2523.9297 | 1074.587 | 344.4302 | 32.5839 | 437.8239 | 4413.3547
2015-12-17 | 14 | 2313.0532 | 984.8041 | 315.6526 | 29.8613 | 401.2433 | 4044.6145
2015-12-17 | 15 | 1654.0635 | 704.2327 | 225.7235 | 21.3537 | 286.9285 | 2892.3018
2015-12-17 | 16 | 968.7144 | 412.4395 | 132.1962 | 12.506 | 168.0425 | 1693.8987
2015-12-17 | 17 | 316.3148 | 134.674 | 43.1664 | 4.0834 | 54.8709 | 553.1094
2015-12-17 | 18 | 52.7195 | 22.4459 | 7.1944 | 0.68085 | 9.1451 | 92.1859
2015-12-17 | 19 | 0 | 0 | 0 | 0 | 0 | 0
2015-12-17 | 20 | 0 | 0 | 0 | 0 | 0 | 0
2015-12-17 | 21 | 0 | 0 | 0 | 0 | 0 | 0
2015-12-17 | 22 | 0 | 0 | 0 | 0 | 0 | 0
2015-12-17 | 23 | 0 | 0 | 0 | 0 | 0 | 0
2015-12-17 | 24 | 0 | 0 | 0 | 0 | 0 | 0
2015-12-18 | 01 | 0 | 0 | 0 | 0 | 0 | 0
2015-12-18 | 02 | 0 | 0 | 0 | 0 | 0 | 0
2015-12-18 | 03 | 0 | 0 | 0 | 0 | 0 | 0
2015-12-18 | 04 | 0 | 0 | 0 | 0 | 0 | 0
2015-12-18 | 05 | 0 | 0 | 0 | 0 | 0 | 0
2015-12-18 | 06 | 0 | 0 | 0 | 0 | 0 | 0
2015-12-18 | 07 | 0 | 0 | 0 | 0 | 0 | 0
2015-12-18 | 08 | 0 | 0 | 0 | 0 | 0 | 0
2015-12-18 | 09 | 289.9554 | 123.4514 | 39.5692 | 3.7434 | 50.2979 | 507.0173
2015-12-18 | 10 | 1041.2033 | 443.3022 | 142.0885 | 13.4419 | 180.6165 | 1820.6524
2015-12-18 | 11 | 2504.1595 | 1066.1694 | 341.7323 | 32.3289 | 434.3942 | 4378.7843
2015-12-18 | 12 | 3637.6218 | 1548.7518 | 496.411 | 46.9616 | 631.0154 | 6360.7616
2015-12-18 | 13 | 5232.3764 | 2227.7335 | 714.0408 | 67.5495 | 907.6555 | 9149.3558
2015-12-18 | 14 | 5845.2366 | 2488.664 | 797.6757 | 75.4613 | 1013.9675 | 10221.0052
2015-12-18 | 15 | 5693.6689 | 2424.1328 | 776.9918 | 73.5046 | 987.6753 | 9955.9735
2015-12-18 | 16 | 3657.3911 | 1557.1685 | 499.1089 | 47.2167 | 634.4443 | 6395.3294
2015-12-18 | 17 | 883.0454 | 375.9652 | 120.5053 | 11.4002 | 153.181 | 1544.0972
2015-12-18 | 18 | 65.8988 | 28.0568 | 8.993 | 0.85085 | 11.4316 | 115.2311
2015-12-18 | 19 | 0 | 0 | 0 | 0 | 0 | 0
2015-12-18 | 20 | 0 | 0 | 0 | 0 | 0 | 0
2015-12-18 | 21 | 0 | 0 | 0 | 0 | 0 | 0
2015-12-18 | 22 | 0 | 0 | 0 | 0 | 0 | 0
2015-12-18 | 23 | 0 | 0 | 0 | 0 | 0 | 0
2015-12-18 | 24 | 0 | 0 | 0 | 0 | 0 | 0
2015-12-19 | 01 | 0 | 0 | 0 | 0 | 0 | 0
2015-12-19 | 02 | 0 | 0 | 0 | 0 | 0 | 0
2015-12-19 | 03 | 0 | 0 | 0 | 0 | 0 | 0
2015-12-19 | 04 | 0 | 0 | 0 | 0 | 0 | 0
2015-12-19 | 05 | 0 | 0 | 0 | 0 | 0 | 0
2015-12-19 | 06 | 0 | 0 | 0 | 0 | 0 | 0
2015-12-19 | 07 | 6.59 | 2.8058 | 0.8993 | 0.085 | 1.1432 | 11.5235
2015-12-19 | 08 | 0 | 0 | 0 | 0 | 0 | 0
2015-12-19 | 09 | 520.602 | 221.6511 | 71.0447 | 6.721 | 90.3083 | 910.327
2015-12-19 | 10 | 2299.8731 | 979.1923 | 313.854 | 29.6913 | 398.9568 | 4021.5676
2015-12-19 | 11 | 4830.3927 | 2056.5852 | 659.1835 | 62.3602 | 837.924 | 8446.4457
2015-12-19 | 12 | 6458.0968 | 2749.5953 | 881.3098 | 83.3739 | 1120.2804 | 11292.6563
2015-12-19 | 13 | 7591.5583 | 3232.1777 | 1035.9885 | 98.0067 | 1316.9008 | 13274.6319
2015-12-19 | 14 | 7393.8619 | 3148.0056 | 1009.0095 | 95.4541 | 1282.6066 | 12928.9378
2015-12-19 | 15 | 5561.8713 | 2368.0184 | 759.0058 | 71.8037 | 964.8129 | 9725.5122
2015-12-19 | 16 | 3696.9305 | 1574.0028 | 504.5047 | 47.7275 | 641.3029 | 6464.4684
2015-12-19 | 17 | 1350.9288 | 575.1703 | 184.3556 | 17.4403 | 234.3442 | 2362.2393
2015-12-19 | 18 | 72.4888 | 30.8626 | 9.8923 | 0.93585 | 12.5749 | 126.7546
2015-12-19 | 19 | 13.1801 | 5.6117 | 1.7986 | 0.17 | 2.2865 | 23.0469
2015-12-19 | 20 | 0 | 0 | 0 | 0 | 0 | 0
2015-12-19 | 21 | 0 | 0 | 0 | 0 | 0 | 0
2015-12-19 | 22 | 0 | 0 | 0 | 0 | 0 | 0
2015-12-19 | 23 | 0 | 0 | 0 | 0 | 0 | 0
2015-12-19 | 24 | 0 | 0 | 0 | 0 | 0 | 0
2015-12-20 | 01 | 0 | 0 | 0 | 0 | 0 | 0
2015-12-20 | 02 | 0 | 0 | 0 | 0 | 0 | 0
2015-12-20 | 03 | 0 | 0 | 0 | 0 | 0 | 0
2015-12-20 | 04 | 0 | 0 | 0 | 0 | 0 | 0
2015-12-20 | 05 | 0 | 0 | 0 | 0 | 0 | 0
2015-12-20 | 06 | 0 | 0 | 0 | 0 | 0 | 0
2015-12-20 | 07 | 0 | 0 | 0 | 0 | 0 | 0
2015-12-20 | 08 | 6.59 | 2.8058 | 0.8993 | 0.085 | 1.1432 | 11.5235
2015-12-20 | 09 | 144.9777 | 61.7253 | 19.7846 | 1.8717 | 25.1489 | 253.5083
2015-12-20 | 10 | 527.1912 | 224.457 | 71.944 | 6.8059 | 91.4515 | 921.8496
2015-12-20 | 11 | 1126.8722 | 479.7765 | 153.7794 | 14.5477 | 195.4771 | 1970.453
2015-12-20 | 12 | 1957.1989 | 833.2958 | 267.0913 | 25.2671 | 339.5138 | 3422.3669
2015-12-20 | 13 | 3143.3799 | 1338.3233 | 428.9644 | 40.5807 | 545.2792 | 5496.5276
2015-12-20 | 14 | 3004.9922 | 1279.4038 | 410.0791 | 38.794 | 521.2736 | 5254.5428
2015-12-20 | 15 | 2227.3842 | 948.3297 | 303.9617 | 28.7555 | 386.382 | 3894.813
2015-12-20 | 16 | 1377.2881 | 586.3929 | 187.9529 | 17.7803 | 238.9171 | 2408.3313
2015-12-20 | 17 | 329.4948 | 140.2857 | 44.965 | 4.2534 | 57.1574 | 576.1563
2015-12-20 | 18 | 26.3593 | 11.2226 | 3.5972 | 0.34 | 4.5721 | 46.0912
2015-12-20 | 19 | 0 | 0 | 0 | 0 | 0 | 0
2015-12-20 | 20 | 0 | 0 | 0 | 0 | 0 | 0
2015-12-20 | 21 | 0 | 0 | 0 | 0 | 0 | 0
2015-12-20 | 22 | 0 | 0 | 0 | 0 | 0 | 0
2015-12-20 | 23 | 0 | 0 | 0 | 0 | 0 | 0
2015-12-20 | 24 | 0 | 0 | 0 | 0 | 0 | 0
2015-12-21 | 01 | 0 | 0 | 0 | 0 | 0 | 0
2015-12-21 | 02 | 0 | 0 | 0 | 0 | 0 | 0
2015-12-21 | 03 | 0 | 0 | 0 | 0 | 0 | 0
2015-12-21 | 04 | 0 | 0 | 0 | 0 | 0 | 0
2015-12-21 | 05 | 0 | 0 | 0 | 0 | 0 | 0
2015-12-21 | 06 | 0 | 0 | 0 | 0 | 0 | 0
2015-12-21 | 07 | 0 | 0 | 0 | 0 | 0 | 0
2015-12-21 | 08 | 6.59 | 2.8058 | 0.8993 | 0.085 | 1.1432 | 11.5235
2015-12-21 | 09 | 500.8319 | 213.2336 | 68.3468 | 6.466 | 86.8785 | 875.7567
2015-12-21 | 10 | 1179.5909 | 502.2217 | 160.9738 | 15.2286 | 204.6222 | 2062.6372
2015-12-21 | 11 | 1871.53 | 796.8215 | 255.4004 | 24.1612 | 324.6524 | 3272.5655
2015-12-21 | 12 | 3189.5085 | 1357.9634 | 435.2595 | 41.1765 | 553.2812 | 5577.1891
2015-12-21 | 13 | 2398.7213 | 1021.2784 | 327.3435 | 30.9672 | 416.1039 | 4194.4142
2015-12-21 | 14 | 1904.4794 | 810.8499 | 259.8969 | 24.5871 | 330.3687 | 3330.1818
2015-12-21 | 15 | 1054.3834 | 448.9139 | 143.8871 | 13.6119 | 182.903 | 1843.6993
2015-12-21 | 16 | 533.7813 | 227.2628 | 72.8433 | 6.8909 | 92.5948 | 933.3731
2015-12-21 | 17 | 158.1578 | 67.337 | 21.5832 | 2.0417 | 27.4354 | 276.5551
2015-12-21 | 18 | 26.3593 | 11.2226 | 3.5972 | 0.34 | 4.5721 | 46.0912
2015-12-21 | 19 | 0 | 0 | 0 | 0 | 0 | 0
2015-12-21 | 20 | 6.59 | 2.8058 | 0.8993 | 0.085 | 1.1432 | 11.5235
2015-12-21 | 21 | 6.59 | 2.8058 | 0.8993 | 0.085 | 1.1432 | 11.5235
2015-12-21 | 22 | 6.59 | 2.8058 | 0.8993 | 0.085 | 1.1432 | 11.5235
2015-12-21 | 23 | 6.59 | 2.8058 | 0.8993 | 0.085 | 1.1432 | 11.5235
2015-12-21 | 24 | 0 | 0 | 0 | 0 | 0 | 0
2015-12-22 | 01 | 0 | 0 | 0 | 0 | 0 | 0
2015-12-22 | 02 | 0 | 0 | 0 | 0 | 0 | 0
2015-12-22 | 03 | 0 | 0 | 0 | 0 | 0 | 0
2015-12-22 | 04 | 0 | 0 | 0 | 0 | 0 | 0
2015-12-22 | 05 | 0 | 0 | 0 | 0 | 0 | 0
2015-12-22 | 06 | 0 | 0 | 0 | 0 | 0 | 0
2015-12-22 | 07 | 0 | 0 | 0 | 0 | 0 | 0
2015-12-22 | 08 | 0 | 0 | 0 | 0 | 0 | 0
2015-12-22 | 09 | 13.1801 | 5.6117 | 1.7986 | 0.17 | 2.2865 | 23.0469
2015-12-22 | 10 | 105.4382 | 44.891 | 14.3888 | 1.3608 | 18.2903 | 184.3692
2015-12-22 | 11 | 329.4948 | 140.2857 | 44.965 | 4.2534 | 57.1574 | 576.1563
2015-12-22 | 12 | 612.8602 | 260.9313 | 83.6349 | 7.9118 | 106.312 | 1071.6503
2015-12-22 | 13 | 612.8602 | 260.9313 | 83.6349 | 7.9118 | 106.312 | 1071.6503
2015-12-22 | 14 | 764.428 | 325.4624 | 104.3179 | 9.8685 | 132.6042 | 1336.6811
2015-12-22 | 15 | 514.012 | 218.8452 | 70.1454 | 6.636 | 89.165 | 898.8036
2015-12-22 | 16 | 395.3936 | 168.3425 | 53.958 | 5.1042 | 68.5882 | 691.3866
2015-12-22 | 17 | 125.2084 | 53.3086 | 17.0867 | 1.6167 | 21.7201 | 218.9404
2015-12-22 | 18 | 0 | 0 | 0 | 0 | 0 | 0
2015-12-22 | 19 | 0 | 0 | 0 | 0 | 0 | 0
2015-12-22 | 20 | 0 | 0 | 0 | 0 | 0 | 0
2015-12-22 | 21 | 0 | 0 | 0 | 0 | 0 | 0
2015-12-22 | 22 | 0 | 0 | 0 | 0 | 0 | 0
2015-12-22 | 23 | 0 | 0 | 0 | 0 | 0 | 0
2015-12-22 | 24 | 0 | 0 | 0 | 0 | 0 | 0
2015-12-23 | 01 | 0 | 0 | 0 | 0 | 0 | 0
2015-12-23 | 02 | 0 | 0 | 0 | 0 | 0 | 0
2015-12-23 | 03 | 0 | 0 | 0 | 0 | 0 | 0
2015-12-23 | 04 | 0 | 0 | 0 | 0 | 0 | 0
2015-12-23 | 05 | 0 | 0 | 0 | 0 | 0 | 0
2015-12-23 | 06 | 0 | 0 | 0 | 0 | 0 | 0
2015-12-23 | 07 | 0 | 0 | 0 | 0 | 0 | 0
2015-12-23 | 08 | 0 | 0 | 0 | 0 | 0 | 0
2015-12-23 | 09 | 46.1295 | 19.6401 | 6.2951 | 0.59585 | 8.0019 | 80.6625
2015-12-23 | 10 | 257.006 | 109.4231 | 35.0727 | 3.3175 | 44.5825 | 449.4018
2015-12-23 | 11 | 1034.6132 | 440.4964 | 141.1892 | 13.3569 | 179.4733 | 1809.129
2015-12-23 | 12 | 1752.9116 | 746.3187 | 239.213 | 22.6304 | 304.0765 | 3065.1501
2015-12-23 | 13 | 2444.8508 | 1040.9185 | 333.6386 | 31.5631 | 424.1058 | 4275.0767
2015-12-23 | 14 | 2807.295 | 1195.2326 | 383.1001 | 36.2423 | 486.9786 | 4908.8486
2015-12-23 | 15 | 3716.7006 | 1582.4204 | 507.2026 | 47.9825 | 644.7327 | 6499.0388
2015-12-23 | 16 | 2649.1372 | 1127.8956 | 361.5169 | 34.2006 | 459.5431 | 4632.2935
2015-12-23 | 17 | 738.0686 | 314.239 | 100.7207 | 9.5285 | 128.0321 | 1290.589
2015-12-23 | 18 | 52.7195 | 22.4459 | 7.1944 | 0.68085 | 9.1451 | 92.1859
2015-12-23 | 19 | 6.59 | 2.8058 | 0.8993 | 0.085 | 1.1432 | 11.5235
2015-12-23 | 20 | 0 | 0 | 0 | 0 | 0 | 0
2015-12-23 | 21 | 0 | 0 | 0 | 0 | 0 | 0
2015-12-23 | 22 | 0 | 0 | 0 | 0 | 0 | 0
2015-12-23 | 23 | 6.59 | 2.8058 | 0.8993 | 0.085 | 1.1432 | 11.5235
2015-12-23 | 24 | 0 | 0 | 0 | 0 | 0 | 0
2015-12-24 | 01 | 0 | 0 | 0 | 0 | 0 | 0
2015-12-24 | 02 | 0 | 0 | 0 | 0 | 0 | 0
2015-12-24 | 03 | 0 | 0 | 0 | 0 | 0 | 0
2015-12-24 | 04 | 0 | 0 | 0 | 0 | 0 | 0
2015-12-24 | 05 | 0 | 0 | 0 | 0 | 0 | 0
2015-12-24 | 06 | 0 | 0 | 0 | 0 | 0 | 0
2015-12-24 | 07 | 0 | 0 | 0 | 0 | 0 | 0
2015-12-24 | 08 | 0 | 0 | 0 | 0 | 0 | 0
2015-12-24 | 09 | 276.7753 | 117.8397 | 37.7706 | 3.5734 | 48.0123 | 483.9713
2015-12-24 | 10 | 1607.9339 | 684.5934 | 219.4283 | 20.7587 | 278.9266 | 2811.641
2015-12-24 | 11 | 3492.6441 | 1487.0257 | 476.6264 | 45.0899 | 605.8655 | 6107.2517
2015-12-24 | 12 | 5265.3259 | 2241.762 | 718.5373 | 67.9754 | 913.3709 | 9206.9713
2015-12-24 | 13 | 6398.7872 | 2724.3435 | 873.2161 | 82.6081 | 1109.9921 | 11188.9469
2015-12-24 | 14 | 5977.0342 | 2544.7784 | 815.6608 | 77.163 | 1036.8308 | 10451.4674
2015-12-24 | 15 | 3947.3465 | 1680.62 | 538.6781 | 50.9601 | 684.743 | 6902.3477
2015-12-24 | 16 | 1640.8834 | 698.6218 | 223.9248 | 21.1837 | 284.6429 | 2869.2566
2015-12-24 | 17 | 507.4219 | 216.0394 | 69.2461 | 6.5509 | 88.0217 | 887.2801
2015-12-24 | 18 | 46.1295 | 19.6401 | 6.2951 | 0.59585 | 8.0019 | 80.6625
2015-12-24 | 19 | 6.59 | 2.8058 | 0.8993 | 0.085 | 1.1432 | 11.5235
2015-12-24 | 20 | 0 | 0 | 0 | 0 | 0 | 0
2015-12-24 | 21 | 0 | 0 | 0 | 0 | 0 | 0
2015-12-24 | 22 | 0 | 0 | 0 | 0 | 0 | 0
2015-12-24 | 23 | 0 | 0 | 0 | 0 | 0 | 0
2015-12-24 | 24 | 0 | 0 | 0 | 0 | 0 | 0
2015-12-25 | 01 | 0 | 0 | 0 | 0 | 0 | 0
2015-12-25 | 02 | 0 | 0 | 0 | 0 | 0 | 0
2015-12-25 | 03 | 0 | 0 | 0 | 0 | 0 | 0
2015-12-25 | 04 | 0 | 0 | 0 | 0 | 0 | 0
2015-12-25 | 05 | 0 | 0 | 0 | 0 | 0 | 0
2015-12-25 | 06 | 0 | 0 | 0 | 0 | 0 | 0
2015-12-25 | 07 | 6.59 | 2.8058 | 0.8993 | 0.085 | 1.1432 | 11.5235
2015-12-25 | 08 | 0 | 0 | 0 | 0 | 0 | 0
2015-12-25 | 09 | 46.1295 | 19.6401 | 6.2951 | 0.59585 | 8.0019 | 80.6625
2015-12-25 | 10 | 263.596 | 112.228 | 35.972 | 3.4034 | 45.7257 | 460.9252
2015-12-25 | 11 | 566.7307 | 241.2912 | 77.3398 | 7.3168 | 98.3102 | 990.9887
2015-12-25 | 12 | 863.2762 | 367.5476 | 117.8075 | 11.1452 | 149.7522 | 1509.5286
2015-12-25 | 13 | 1357.518 | 577.9762 | 185.255 | 17.5253 | 235.4874 | 2373.7618
2015-12-25 | 14 | 1640.8834 | 698.6218 | 223.9248 | 21.1837 | 284.6429 | 2869.2566
2015-12-25 | 15 | 1449.777 | 617.2564 | 197.8451 | 18.7161 | 251.4912 | 2535.0859
2015-12-25 | 16 | 1080.7427 | 460.1364 | 147.4844 | 13.9527 | 187.4751 | 1889.7914
2015-12-25 | 17 | 316.3148 | 134.674 | 43.1664 | 4.0834 | 54.8709 | 553.1094
2015-12-25 | 18 | 32.9494 | 14.0284 | 4.4965 | 0.425 | 5.7154 | 57.6147
2015-12-25 | 19 | 6.59 | 2.8058 | 0.8993 | 0.085 | 1.1432 | 11.5235
2015-12-25 | 20 | 0 | 0 | 0 | 0 | 0 | 0
2015-12-25 | 21 | 0 | 0 | 0 | 0 | 0 | 0
2015-12-25 | 22 | 0 | 0 | 0 | 0 | 0 | 0
2015-12-25 | 23 | 0 | 0 | 0 | 0 | 0 | 0
2015-12-25 | 24 | 0 | 0 | 0 | 0 | 0 | 0
2015-12-26 | 01 | 0 | 0 | 0 | 0 | 0 | 0
2015-12-26 | 02 | 0 | 0 | 0 | 0 | 0 | 0
2015-12-26 | 03 | 0 | 0 | 0 | 0 | 0 | 0
2015-12-26 | 04 | 0 | 0 | 0 | 0 | 0 | 0
2015-12-26 | 05 | 0 | 0 | 0 | 0 | 0 | 0
2015-12-26 | 06 | 0 | 0 | 0 | 0 | 0 | 0
2015-12-26 | 07 | 0 | 0 | 0 | 0 | 0 | 0
2015-12-26 | 08 | 0 | 0 | 0 | 0 | 0 | 0
2015-12-26 | 09 | 276.7753 | 117.8397 | 37.7706 | 3.5734 | 48.0123 | 483.9713
2015-12-26 | 10 | 1324.5686 | 563.9478 | 180.7585 | 17.1003 | 229.772 | 2316.1472
2015-12-26 | 11 | 2682.0874 | 1141.924 | 366.0134 | 34.6256 | 465.2594 | 4689.9098
2015-12-26 | 12 | 3835.319 | 1632.9231 | 523.39 | 49.5133 | 665.3094 | 6706.455
2015-12-26 | 13 | 4487.7178 | 1910.6878 | 612.4207 | 57.936 | 778.4801 | 7847.2425
2015-12-26 | 14 | 4494.3079 | 1913.4936 | 613.3201 | 58.021 | 779.6234 | 7858.7659
2015-12-26 | 15 | 3980.2967 | 1694.6484 | 543.1746 | 51.385 | 690.4584 | 6959.9632
2015-12-26 | 16 | 2939.0926 | 1251.3462 | 401.0861 | 37.9432 | 509.8419 | 5139.3099
2015-12-26 | 17 | 968.7144 | 412.4395 | 132.1962 | 12.506 | 168.0425 | 1693.8987
2015-12-26 | 18 | 52.7195 | 22.4459 | 7.1944 | 0.68085 | 9.1451 | 92.1859
2015-12-26 | 19 | 0 | 0 | 0 | 0 | 0 | 0
2015-12-26 | 20 | 0 | 0 | 0 | 0 | 0 | 0
2015-12-26 | 21 | 0 | 0 | 0 | 0 | 0 | 0
2015-12-26 | 22 | 0 | 0 | 0 | 0 | 0 | 0
2015-12-26 | 23 | 0 | 0 | 0 | 0 | 0 | 0
2015-12-26 | 24 | 0 | 0 | 0 | 0 | 0 | 0
2015-12-27 | 01 | 0 | 0 | 0 | 0 | 0 | 0
2015-12-27 | 02 | 0 | 0 | 0 | 0 | 0 | 0
2015-12-27 | 03 | 0 | 0 | 0 | 0 | 0 | 0
2015-12-27 | 04 | 0 | 0 | 0 | 0 | 0 | 0
2015-12-27 | 05 | 0 | 0 | 0 | 0 | 0 | 0
2015-12-27 | 06 | 0 | 0 | 0 | 0 | 0 | 0
2015-12-27 | 07 | 0 | 0 | 0 | 0 | 0 | 0
2015-12-27 | 08 | 6.59 | 2.8058 | 0.8993 | 0.085 | 1.1432 | 11.5235
2015-12-27 | 09 | 454.7024 | 193.5943 | 62.0517 | 5.8701 | 78.8766 | 795.0951
2015-12-27 | 10 | 2398.7213 | 1021.2784 | 327.3435 | 30.9672 | 416.1039 | 4194.4142
2015-12-27 | 11 | 4342.7401 | 1848.9625 | 592.6362 | 56.0643 | 753.3312 | 7593.7343
2015-12-27 | 12 | 5463.0222 | 2325.9332 | 745.5163 | 70.5271 | 947.6658 | 9552.6646
2015-12-27 | 13 | 5812.2872 | 2474.6356 | 793.1792 | 75.0363 | 1008.2522 | 10163.3905
2015-12-27 | 14 | 5944.0849 | 2530.7501 | 811.1644 | 76.738 | 1031.1146 | 10393.8519
2015-12-27 | 15 | 5232.3764 | 2227.7335 | 714.0408 | 67.5495 | 907.6555 | 9149.3558
2015-12-27 | 16 | 2866.6037 | 1220.4835 | 391.1938 | 37.0073 | 497.267 | 5012.5554
2015-12-27 | 17 | 691.9391 | 294.5998 | 94.4256 | 8.9327 | 120.0302 | 1209.9274
2015-12-27 | 18 | 65.8988 | 28.0568 | 8.993 | 0.85085 | 11.4316 | 115.2311
2015-12-27 | 19 | 6.59 | 2.8058 | 0.8993 | 0.085 | 1.1432 | 11.5235
2015-12-27 | 20 | 0 | 0 | 0 | 0 | 0 | 0
2015-12-27 | 21 | 0 | 0 | 0 | 0 | 0 | 0
2015-12-27 | 22 | 0 | 0 | 0 | 0 | 0 | 0
2015-12-27 | 23 | 0 | 0 | 0 | 0 | 0 | 0
2015-12-27 | 24 | 0 | 0 | 0 | 0 | 0 | 0
2015-12-28 | 01 | 0 | 0 | 0 | 0 | 0 | 0
2015-12-28 | 02 | 0 | 0 | 0 | 0 | 0 | 0
2015-12-28 | 03 | 0 | 0 | 0 | 0 | 0 | 0
2015-12-28 | 04 | 0 | 0 | 0 | 0 | 0 | 0
2015-12-28 | 05 | 0 | 0 | 0 | 0 | 0 | 0
2015-12-28 | 06 | 0 | 0 | 0 | 0 | 0 | 0
2015-12-28 | 07 | 0 | 0 | 0 | 0 | 0 | 0
2015-12-28 | 08 | 0 | 0 | 0 | 0 | 0 | 0
2015-12-28 | 09 | 204.2864 | 86.9771 | 27.8783 | 2.6376 | 35.4374 | 357.2167
2015-12-28 | 10 | 1074.1526 | 457.3306 | 146.585 | 13.8669 | 186.3319 | 1878.2671
2015-12-28 | 11 | 1884.7101 | 802.4331 | 257.1989 | 24.3313 | 326.9389 | 3295.6124
2015-12-28 | 12 | 2418.4914 | 1029.6951 | 330.0414 | 31.2222 | 419.5337 | 4228.9838
2015-12-28 | 13 | 2807.295 | 1195.2326 | 383.1001 | 36.2423 | 486.9786 | 4908.8486
2015-12-28 | 14 | 3077.4811 | 1310.2665 | 419.9714 | 39.7298 | 533.8476 | 5381.2964
2015-12-28 | 15 | 2556.8791 | 1088.6154 | 348.9267 | 33.0089 | 443.5394 | 4470.9694
2015-12-28 | 16 | 1462.9562 | 622.8673 | 199.6437 | 18.887 | 253.7777 | 2558.1319
2015-12-28 | 17 | 454.7024 | 193.5943 | 62.0517 | 5.8701 | 78.8766 | 795.0951
2015-12-28 | 18 | 52.7195 | 22.4459 | 7.1944 | 0.68085 | 9.1451 | 92.1859
2015-12-28 | 19 | 0 | 0 | 0 | 0 | 0 | 0
2015-12-28 | 20 | 0 | 0 | 0 | 0 | 0 | 0
2015-12-28 | 21 | 0 | 0 | 0 | 0 | 0 | 0
2015-12-28 | 22 | 0 | 0 | 0 | 0 | 0 | 0
2015-12-28 | 23 | 0 | 0 | 0 | 0 | 0 | 0
2015-12-28 | 24 | 0 | 0 | 0 | 0 | 0 | 0
2015-12-29 | 01 | 0 | 0 | 0 | 0 | 0 | 0
2015-12-29 | 02 | 0 | 0 | 0 | 0 | 0 | 0
2015-12-29 | 03 | 0 | 0 | 0 | 0 | 0 | 0
2015-12-29 | 04 | 0 | 0 | 0 | 0 | 0 | 0
2015-12-29 | 05 | 0 | 0 | 0 | 0 | 0 | 0
2015-12-29 | 06 | 0 | 0 | 0 | 0 | 0 | 0
2015-12-29 | 07 | 0 | 0 | 0 | 0 | 0 | 0
2015-12-29 | 08 | 0 | 0 | 0 | 0 | 0 | 0
2015-12-29 | 09 | 125.2084 | 53.3086 | 17.0867 | 1.6167 | 21.7201 | 218.9404
2015-12-29 | 10 | 744.6578 | 317.0449 | 101.62 | 9.6135 | 129.1754 | 1302.1116
2015-12-29 | 11 | 1766.0918 | 751.9304 | 241.0115 | 22.8004 | 306.3621 | 3088.1962
2015-12-29 | 12 | 2919.3233 | 1242.9295 | 398.3882 | 37.6882 | 506.4121 | 5104.7413
2015-12-29 | 13 | 3466.2847 | 1475.8031 | 473.0292 | 44.7499 | 601.2934 | 6061.1605
2015-12-29 | 14 | 3334.4862 | 1419.6887 | 455.0433 | 43.0483 | 578.4301 | 5830.6966
2015-12-29 | 15 | 2945.6826 | 1254.152 | 401.9854 | 38.029 | 510.9851 | 5150.8342
2015-12-29 | 16 | 1607.9339 | 684.5934 | 219.4283 | 20.7587 | 278.9266 | 2811.641
2015-12-29 | 17 | 573.3207 | 244.097 | 78.2391 | 7.4018 | 99.4534 | 1002.5121
2015-12-29 | 18 | 59.3088 | 25.2518 | 8.0937 | 0.76585 | 10.2884 | 103.7085
2015-12-29 | 19 | 0 | 0 | 0 | 0 | 0 | 0
2015-12-29 | 20 | 0 | 0 | 0 | 0 | 0 | 0
2015-12-29 | 21 | 0 | 0 | 0 | 0 | 0 | 0
2015-12-29 | 22 | 0 | 0 | 0 | 0 | 0 | 0
2015-12-29 | 23 | 0 | 0 | 0 | 0 | 0 | 0
2015-12-29 | 24 | 0 | 0 | 0 | 0 | 0 | 0
2015-12-30 | 01 | 0 | 0 | 0 | 0 | 0 | 0
2015-12-30 | 02 | 0 | 0 | 0 | 0 | 0 | 0
2015-12-30 | 03 | 0 | 0 | 0 | 0 | 0 | 0
2015-12-30 | 04 | 0 | 0 | 0 | 0 | 0 | 0
2015-12-30 | 05 | 0 | 0 | 0 | 0 | 0 | 0
2015-12-30 | 06 | 0 | 0 | 0 | 0 | 0 | 0
2015-12-30 | 07 | 0 | 0 | 0 | 0 | 0 | 0
2015-12-30 | 08 | 0 | 0 | 0 | 0 | 0 | 0
2015-12-30 | 09 | 144.9777 | 61.7253 | 19.7846 | 1.8717 | 25.1489 | 253.5083
2015-12-30 | 10 | 981.8945 | 418.0504 | 133.9948 | 12.6761 | 170.3281 | 1716.9439
2015-12-30 | 11 | 2207.6149 | 939.913 | 301.2638 | 28.5005 | 382.9531 | 3860.2452
2015-12-30 | 12 | 3551.9528 | 1512.2775 | 484.7201 | 45.8558 | 616.1539 | 6210.9602
2015-12-30 | 13 | 4731.5445 | 2014.4991 | 645.694 | 61.0844 | 820.777 | 8273.5991
2015-12-30 | 14 | 3696.9305 | 1574.0028 | 504.5047 | 47.7275 | 641.3029 | 6464.4684
2015-12-30 | 15 | 2253.7436 | 959.5522 | 307.5589 | 29.0955 | 390.9549 | 3940.9051
2015-12-30 | 16 | 1245.4897 | 530.2793 | 169.9668 | 16.0795 | 216.0539 | 2177.8691
2015-12-30 | 17 | 494.2418 | 210.4285 | 67.4475 | 6.3809 | 85.7361 | 864.2349
2015-12-30 | 18 | 72.4888 | 30.8626 | 9.8923 | 0.93585 | 12.5749 | 126.7546
2015-12-30 | 19 | 6.59 | 2.8058 | 0.8993 | 0.085 | 1.1432 | 11.5235
2015-12-30 | 20 | 0 | 0 | 0 | 0 | 0 | 0
2015-12-30 | 21 | 0 | 0 | 0 | 0 | 0 | 0
2015-12-30 | 22 | 0 | 0 | 0 | 0 | 0 | 0
2015-12-30 | 23 | 0 | 0 | 0 | 0 | 0 | 0
2015-12-30 | 24 | 0 | 0 | 0 | 0 | 0 | 0
2015-12-31 | 01 | 0 | 0 | 0 | 0 | 0 | 0
2015-12-31 | 02 | 0 | 0 | 0 | 0 | 0 | 0
2015-12-31 | 03 | 0 | 0 | 0 | 0 | 0 | 0
2015-12-31 | 04 | 0 | 0 | 0 | 0 | 0 | 0
2015-12-31 | 05 | 0 | 0 | 0 | 0 | 0 | 0
2015-12-31 | 06 | 0 | 0 | 0 | 0 | 0 | 0
2015-12-31 | 07 | 0 | 0 | 0 | 0 | 0 | 0
2015-12-31 | 08 | 0 | 0 | 0 | 0 | 0 | 0
2015-12-31 | 09 | 204.2864 | 86.9771 | 27.8783 | 2.6376 | 35.4374 | 357.2167
2015-12-31 | 10 | 1456.3671 | 620.0614 | 198.7445 | 18.802 | 252.6344 | 2546.6093
2015-12-31 | 11 | 3914.397 | 1666.5916 | 534.1816 | 50.535 | 679.0267 | 6844.7321
2015-12-31 | 12 | 5199.4271 | 2213.7051 | 709.5443 | 67.1245 | 901.9401 | 9091.7411
2015-12-31 | 13 | 5812.2872 | 2474.6356 | 793.1792 | 75.0363 | 1008.2522 | 10163.3905
2015-12-31 | 14 | 5937.4948 | 2527.9442 | 810.265 | 76.653 | 1029.9722 | 10382.3293
2015-12-31 | 15 | 5337.8147 | 2272.6246 | 728.4296 | 68.9112 | 925.9458 | 9333.7259
2015-12-31 | 16 | 3677.1612 | 1565.5861 | 501.8068 | 47.4716 | 637.874 | 6429.8998
2015-12-31 | 17 | 1173.0008 | 499.4166 | 160.0746 | 15.1436 | 203.4798 | 2051.1154
2015-12-31 | 18 | 72.4888 | 30.8626 | 9.8923 | 0.93585 | 12.5749 | 126.7546
2015-12-31 | 19 | 6.59 | 2.8058 | 0.8993 | 0.085 | 1.1432 | 11.5235
2015-12-31 | 20 | 0 | 0 | 0 | 0 | 0 | 0
2015-12-31 | 21 | 0 | 0 | 0 | 0 | 0 | 0
2015-12-31 | 22 | 0 | 0 | 0 | 0 | 0 | 0
2015-12-31 | 23 | 0 | 0 | 0 | 0 | 0 | 0
2015-12-31 | 24 | 0 | 0 | 0 | 0 | 0 | 0
|  | 28304443.686 | 12341608.0675 | 5735800.0144 | 483577.3395 | 6011866.6048 | 52877295.7124

## Dist. Factors
Distribution Factors ( F20-F22 )
Rocky Mountain Power
Cost Of Service By Rate Schedule
State of Utah
2010 Protocol (Non Wgt)
12 Months Ended Dec 2015
Distribution Factors
| A |  | B |  | C |  | D |  | E | F | G |  | H | I | J |  | K | L | M
| Description |  | Residential Sch 1 | Residential NEM Sch 1-135 | General Large Dist. Sch 6 | General Large Dist. NEM Sch 6-135 | General +1 MW Sch 8 | General +1 MW NEM Sch 8-135 | Street & Area Lighting Sch. 7,11,12 | General Trans Sch 9 | Irrigation Sch 10 | Irrigation NEM Sch 10-135 | Traffic Signals Sch 15 | Outdoor Lighting Sch 15 | General Small Dist. Sch 23 | General Small Dist. NEM Sch 23-135 | Industrial Cust 1 | Industrial Cust 2 | 0
1 | Secondary |  | 1817474.4849 | 9424.1803 | 0 | 0 | 0 | 0 | 1748.7593 | 0 | 0 | 0 | 852.4388 | 449.6765 | 321675.1566 | 602.6076 | 0 | 0 | 2152227.3038
2
3 | Primary |  | 0 | 0 | 0 | 0 | 0 | 0 | 0 | 0 | 0 | 0 | 0 | 0 | 0 | 0 | 0 | 0 | 0
4
5 | Combined |  | 0 | 0 | 1129046.4102 | 16223.3809 | 284767.7543 | 10732.2704 | 0 | 0 | 62060.4755 | 312.2722 | 0 | 0 | 0 | 0 | 0 | 0 | 1503142.5635
6
7 | Sub-Transmission |  | 0 | 0 | 0 | 0 | 0 | 0 | 0 | 0 | 0 | 0 | 0 | 0 | 0 | 0 | 0 | 0 | 0
8
9 | Transmission |  | 0 | 0 | 0 | 0 | 0 | 0 | 0 | 0 | 0 | 0 | 0 | 0 | 0 | 0 | 0 | 0 | 0
10
11 | 12 Wgt Dist Peaks
12 | @ Input |  | 1817474.4849 | 9424.1803 | 1129046.4102 | 16223.3809 | 284767.7543 | 10732.2704 | 1748.7593 | 0 | 62060.4755 | 312.2722 | 852.4388 | 449.6765 | 321675.1566 | 602.6076 | 0 | 0 | 3655369.8674
13
14 | Substations
15 | FACTOR 20 |  | 49.72% | 0.2578% | 30.89% | 0.4438% | 7.79% | 0.2936% | 0.04784% | 0% | 1.698% | 0.008543% | 0.02332% | 0.0123% | 8.8% | 0.01649% | 0% | 0% | 100%
16
17 | Max NCP - Sec |  | 5887272.9774 | 53434.7185 | 1713957 | 30658 | 443340 | 14000 | 28180.1888 | 0 | 140771.5996 | 1244.1509 | 1009.672 | 5936.1553 | 651988.8753 | 5888.1783 | 0 | 0 | 8977681.5161
18
19 | Cust/Transformer |  | 6.34 | 4.12 | 1 | 1 | 1 | 1 | 1 | 0 | 1 | 1 | 1 | 1 | 3.07 | 2.07 | 0 | 0
20
21 | Coincidence Factor |  | 0.76 | 0.82 | 1 | 1 | 1 | 1 | 1 | 1 | 1 | 1 | 1 | 1 | 0.86 | 0.9 | 0 | 0
22
23 | Max NCP - Wgt |  | 4474327.4628 | 43816.4692 | 1713957 | 30658 | 443340 | 14000 | 28180.1888 | 0 | 140771.5996 | 1244.1509 | 1009.672 | 5936.1553 | 560710.4328 | 5299.3605 | 0 | 0 | 7463250.4918
24
25 | Line Transformers
26 | FACTOR 21 |  | 59.95% | 0.5871% | 22.97% | 0.4108% | 5.94% | 0.1876% | 0.3776% | 0% | 1.886% | 0.01667% | 0.01353% | 0.07954% | 7.513% | 0.07101% | 0% | 0% | 100%
27
28 | Max NCP - Wgt * |  | 4474327.4628 | 43816.4692 | 0 | 0 | 0 | 0 | 0 | 0 | 0 | 0 | 0 | 0 | 560710.4328 | 5299.3605 | 0 | 0 | 5084153.7252
29 | (Less Irrg & St Ltg)
30
31 | Secondary Lines
32 | FACTOR 22 |  | 88.01% | 0.8618% | 0% | 0% | 0% | 0% | 0% | 0% | 0% | 0% | 0% | 0% | 11.03% | 0.1042% | 0% | 0% | 100%
33
34 | * If Line 19 > 1,
35 | Line 28 = Line 23
Distribution Factors Detail
Rocky Mountain Power
Cost Of Service By Rate Schedule
State of Utah
2010 Protocol (Non Wgt)
12 Months Ended Dec 2015
Weighted Distribution Peaks
| A | B | C | D | E | F | G | H | I | J | K | L | M | N | O
|  |  | 2015-01-01 | 2015-02-01 | 2015-03-04 | 2015-04-04 | 2015-05-05 | 2015-06-05 | 2015-07-06 | 2015-08-06 | 2015-09-06 | 2015-10-07 | 2015-11-07 | 2015-12-08
|  | COS | 2 | 23 | 3 | 29 | 31 | 29 | 1 | 25 | 1 | 1 | 30 | 16 | Sum of 12 Wgt
| Description | Sch | 20:00 | 19:00 | 19:00 | 15:00 | 19:00 | 17:00 | 18:00 | 16:00 | 17:00 | 18:00 | 19:00 | 19:00 | Dist Peaks
| Substation Peaks |  | 5.1 | 0.1 | 0.1 | 2.1 | 3.1 | 137.1 | 19.1 | 7.1 | 6.1 | 3.1 | 1.1 | 14.1 | 198.2
| Weighting |  | 2.573% | 0.05045% | 0.05045% | 1.06% | 1.564% | 69.17% | 9.637% | 3.582% | 3.078% | 1.564% | 0.555% | 7.114% | 100%
1 | Residential
2 | Sch 001 sec | 1 | 37706.8505 | 576.9435 | 712.4554 | 6709.5055 | 22559.8153 | 1252394.2436 | 242400.4106 | 66888.4691 | 51479.3766 | 28035.9403 | 7141.3207 | 100869.1537 | 1817474.4849
3 | Sch 001 NEM sec | 1-135 | 205.2088 | 2.8088 | 2.9582 | 8.7029 | 86.4171 | 6473.1045 | 1049.7085 | 250.3423 | 195.1909 | 95.7167 | 59.3911 | 994.6305 | 9424.1803
4 | Sch 007 sec | 7 | 14.336 | 0.25054 | 0.22332 | 0 | 0 | 0 | 0 | 0 | 0 | 0 | 3.0676 | 36.8933 | 54.7708
5 | Residential Total |  | 37926.3953 | 580.0028 | 715.6369 | 6718.2084 | 22646.2324 | 1258867.3481 | 243450.1191 | 67138.8114 | 51674.5675 | 28131.657 | 7203.7795 | 101900.6775 | 1826953.436
6
7 | General Service
8 | Sch 006 com | 6 | 19141.0822 | 392.3683 | 383.9672 | 11726.7941 | 11396.6292 | 798578.4475 | 116134.2639 | 49604.1393 | 35426.1347 | 16313.1322 | 4842.8083 | 65106.6433 | 1129046.4102
9 | Sch 006 NEM com | 6-135 | 309.7825 | 6.3022 | 6.444 | 106.1655 | 141.3613 | 11405.1705 | 1551.7064 | 657.1261 | 483.3835 | 229.3406 | 86.6236 | 1239.9748 | 16223.3809
10 | Sch 008 com | 8 | 6723.8174 | 105.4884 | 104.9248 | 3363.4011 | 3786.9112 | 193035.6932 | 29777.9793 | 11738.7861 | 7930.277 | 5138.4455 | 1781.7725 | 21280.2578 | 284767.7543
11 | Sch 008 NEM com | 8-135 | 195.7402 | 3.9021 | 4.3037 | 79.6241 | 178.9929 | 7642.1837 | 1043.8507 | 408.6261 | 336.7619 | 156.9082 | 47.0192 | 634.3577 | 10732.2704
12 | Sch 007 sec | 7 | 49.241 | 0.91329 | 0.77608 | 0 | 0 | 0 | 0 | 0 | 0 | 0 | 11.1278 | 131.9072 | 193.9654
13 | Sch 023 sec | 23 | 4869.9745 | 99.2209 | 95.7376 | 2595.6866 | 2249.6934 | 236289.0504 | 31801.6816 | 13614.1405 | 10069.0709 | 4035.6837 | 1112.4597 | 14842.7568 | 321675.1566
14 | Sch 023 NEM sec | 23-135 | 41.1664 | 0.76496 | 0.79774 | 0 | 0 | 328.2631 | 43.928 | 13.4105 | 0 | 12.0206 | 11.1584 | 151.098 | 602.6076
15 | General Service Total |  | 31289.6378 | 608.1953 | 596.1535 | 17871.6715 | 17753.588 | 1246950.5453 | 180309.4818 | 76022.8181 | 54245.6279 | 25873.5101 | 7881.8111 | 103235.8976 | 1762638.9378
16
17 | Irrigation
18 | Sch 010 com | 10 | 26.0088 | 0.77496 | 3.2276 | 403.4263 | 486.2332 | 49455.6095 | 7716.0666 | 2232.7685 | 1438.2937 | 195.1537 | 15.4184 | 87.4943 | 62060.4755
19 | Sch 010 NEM com | 10-135 | 0.19832 | 0.0044442 | 0.024443 | 0 | 2.0666 | 246.7685 | 43.0791 | 12.4244 | 6.8791 | 0 | 0.12222 | 0.70497 | 312.2722
20
21 | Street Lights
22 | Sch 011 sec | 7 | 79.7546 | 1.4588 | 1.2522 | 0 | 0 | 0 | 0 | 0 | 0 | 0 | 17.9231 | 213.2134 | 313.6021
23 | Sch 012 sec | 7 | 297.898 | 4.9771 | 4.0383 | 0 | 0 | 0 | 0 | 0 | 0 | 0 | 68.1476 | 811.3598 | 1186.4209
24 | Sch 15 TOSS sec | 15 | 24.5072 | 0.4722 | 0.41776 | 8.7496 | 12.4339 | 580.3631 | 80.3224 | 29.7397 | 26.0593 | 12.675 | 4.8703 | 71.8283 | 852.4388
25 | Sch 15 MONL sec | 15 | 114.5878 | 2.3242 | 2.1153 | 0 | 0 | 0 | 0 | 0 | 0 | 0 | 23.5393 | 307.1099 | 449.6765
26 | St Lighting Total |  | 516.7477 | 9.2323 | 7.8235 | 8.7496 | 12.4339 | 580.3631 | 80.3224 | 29.7397 | 26.0593 | 12.675 | 114.4802 | 1403.5115 | 2802.1383
27
28
29
30 | State of Utah |  | 69758.7897 | 1198.2054 | 1322.8415 | 25002.0558 | 40898.4874 | 2555853.866 | 431555.9899 | 145424.1376 | 107384.5484 | 54212.9957 | 15215.4892 | 206627.5809 | 3654454.9876
Rocky Mountain Power
Cost Of Service By Rate Schedule
State of Utah
2010 Protocol (Non Wgt)
12 Months Ended Dec 2015
Distribution Peaks @ Input
| A | B | C | D | E | F | G | H | I | J | K | L | M | N | O
|  |  | 2015-01-01 | 2015-02-01 | 2015-03-04 | 2015-04-04 | 2015-05-05 | 2015-06-05 | 2015-07-06 | 2015-08-06 | 2015-09-06 | 2015-10-07 | 2015-11-07 | 2015-12-08
|  | COS | 2 | 23 | 3 | 29 | 31 | 29 | 1 | 25 | 1 | 1 | 30 | 16 | Sum of 12
| Description | Sch | 20:00 | 19:00 | 19:00 | 15:00 | 19:00 | 17:00 | 18:00 | 16:00 | 17:00 | 18:00 | 19:00 | 19:00 | Dist Peaks
1 | Residential
2 | Sch 001 sec | 1 | 1465391.7209 | 1143502.0834 | 1412086.5313 | 633249.5204 | 1442372.7057 | 1810536.3901 | 2515380.1772 | 1867224.5884 | 1672657.7763 | 1792491.4101 | 1286736.1504 | 1417891.225 | 18459520.2792
3 | Sch 001 NEM sec | 1-135 | 7974.9776 | 5566.9594 | 5863.1445 | 821.3908 | 5525.1191 | 9357.9089 | 10892.7866 | 6988.4278 | 6342.1056 | 6119.6915 | 10701.2021 | 13981.2599 | 90134.9737
4 | Sch 007 sec | 7 | 557.1364 | 496.5781 | 442.6261 | 0 | 0 | 0 | 0 | 0 | 0 | 0 | 552.7321 | 518.5993 | 2567.6719
5 | Residential Total |  | 1473923.8348 | 1149565.6209 | 1418392.302 | 634070.9111 | 1447897.8248 | 1819894.299 | 2526272.9638 | 1874213.0162 | 1678999.8819 | 1798611.1015 | 1297990.0847 | 1432391.0841 | 18552222.9249
6
7 | General Service | [16 empty] | Sec | Pri
8 | Sch 006 com | 6 | 743875 | 777674 | 761023 | 1106786 | 728649 | 1154473 | 1205121 | 1384724 | 1151059 | 1042988 | 872586 | 915187 | 11844145 |  | Sch 6 breakdown: | 96.25% | 3.669%
9 | Sch 006 NEM com | 6-135 | 12039 | 12491 | 12772 | 10020 | 9038 | 16488 | 16102 | 18344 | 15706 | 14663 | 15608 | 17430 | 170701 |  | Sch 6 - 135 breakdown: | 97.94% | 2.059%
10 | Sch 008 com | 8 | 261306 | 209078 | 207961 | 317441 | 242118 | 279064 | 309005 | 327694 | 257669 | 328529 | 321043 | 299131 | 3360039 |  | Sch 8 breakdown: | 52.95% | 47.05%
11 | Sch 008 NEM com | 8-135 | 7607 | 7734 | 8530 | 7515 | 11444 | 11048 | 10832 | 11407 | 10942 | 10032 | 8472 | 8917 | 114480 |  | Sch 8 - 135 breakdown: | 36.84% | 63.16%
12 | Sch 007 sec | 7 | 1913.6423 | 1810.1426 | 1538.1808 | 0 | 0 | 0 | 0 | 0 | 0 | 0 | 2005.0303 | 1854.185 | 9121.181
13 | Sch 023 sec | 23 | 189260.5775 | 196655.8442 | 189751.9836 | 244983.3737 | 143835.238 | 341593.6527 | 330004.8848 | 380045.4423 | 327162.2694 | 258023.3885 | 200445.0158 | 208640.7371 | 3010402.4076
14 | Sch 023 NEM sec | 23-135 | 1599.8402 | 1516.1596 | 1581.1222 | 0 | 0 | 474.5569 | 455.8388 | 374.3604 | 0 | 768.5399 | 2010.5356 | 2123.9447 | 10904.8982
15 | General Service Total |  | 1216001.2198 | 1205442.9868 | 1181576.1644 | 1686745.3737 | 1135084.238 | 1802666.6527 | 1871064.8848 | 2122214.4423 | 1762538.2694 | 1654235.3885 | 1420159.046 | 1451159.9222 | 18508888.5886
16
17 | Irrigation
18 | Sch 010 sec | 10 | 1010.7731 | 1535.9787 | 6397.1586 | 38075.7559 | 31087.5546 | 71496.0015 | 80069.3405 | 62328.8322 | 46732.7562 | 12477.2439 | 2778.1163 | 1229.884 | 355219.3955
19 | Sch 010 NEM sec | 10-135 | 7.7074 | 8.8085 | 48.4466 | 0 | 132.1272 | 356.7434 | 447.0304 | 346.8339 | 223.5152 | 0 | 22.0212 | 9.9095 | 1603.1434
20
21 | Street Lights
22 | Sch 011 sec | 7 | 3099.4839 | 2891.3836 | 2481.7892 | 0 | 0 | 0 | 0 | 0 | 0 | 0 | 3229.409 | 2997.0853 | 14699.151
23 | Sch 012 sec | 7 | 11577.1353 | 9864.6467 | 8003.9605 | 0 | 0 | 0 | 0 | 0 | 0 | 0 | 12278.957 | 11405.0725 | 53129.7719
24 | Sch 15 TOSS sec | 15 | 952.4169 | 935.901 | 827.9971 | 825.795 | 794.9653 | 839.0077 | 833.5024 | 830.1992 | 846.7151 | 810.3802 | 877.5448 | 1009.672 | 10384.0969
25 | Sch 15 MONL sec | 15 | 4453.1973 | 4606.5849 | 4192.4811 | 0 | 0 | 0 | 0 | 0 | 0 | 0 | 4241.3473 | 4316.9633 | 21810.5738
26 | St Lighting Total |  | 20082.2333 | 18298.5161 | 15506.228 | 825.795 | 794.9653 | 839.0077 | 833.5024 | 830.1992 | 846.7151 | 810.3802 | 20627.258 | 19728.7931 | 100023.5936
27
28
29
30 | State of Utah |  | 2711025.7685 | 2374851.911 | 2621920.2996 | 2359717.8357 | 2614996.71 | 3695252.7044 | 4478687.7218 | 4059933.3238 | 3489341.1378 | 3466134.1141 | 2741576.5262 | 2904519.593 | 37517957.6459
Rocky Mountain Power
Cost Of Service By Rate Schedule
State of Utah
2010 Protocol (Non Wgt)
12 Months Ended Dec 2015
Distribution Peaks @ Sales
| A | B | C | D | E | F | G | H | I | J | K | L | M | N | O
|  |  | 2015-01-01 | 2015-02-01 | 2015-03-04 | 2015-04-04 | 2015-05-05 | 2015-06-05 | 2015-07-06 | 2015-08-06 | 2015-09-06 | 2015-10-07 | 2015-11-07 | 2015-12-08
|  | COS | 2 | 23 | 3 | 29 | 31 | 29 | 1 | 25 | 1 | 1 | 30 | 16 | Sum of 12
| Description | Sch | 20:00 | 19:00 | 19:00 | 15:00 | 19:00 | 17:00 | 18:00 | 16:00 | 17:00 | 18:00 | 19:00 | 19:00 | Dist Peaks
1 | Residential
2 | Sch 001 sec | 1 | 1330891.796 | 1038546.5673 | 1282479.1849 | 575127.1687 | 1309985.5646 | 1644357.61 | 2284507.8172 | 1695842.7228 | 1519134.0856 | 1627968.8755 | 1168633.9985 | 1287751.0989 | 16765226.4901
3 | Sch 001 NEM sec | 1-135 | 7243 | 5056 | 5325 | 746 | 5018 | 8499 | 9893 | 6347 | 5760 | 5558 | 9719 | 12698 | 81862
4 | Sch 007 sec | 7 | 506 | 451 | 402 | 0 | 0 | 0 | 0 | 0 | 0 | 0 | 502 | 471 | 2332
5 | Residential Total |  | 1338640.796 | 1044053.5673 | 1288206.1849 | 575873.1687 | 1315003.5646 | 1652856.61 | 2294400.8172 | 1702189.7228 | 1524894.0856 | 1633526.8755 | 1178854.9985 | 1300920.0989 | 16849420.4901
6
7 | General Service
8 | Sch 006 com | 6 | 676792.9832 | 707544.1091 | 692395.0706 | 1006977.4272 | 662939.8981 | 1050363.8593 | 1096444.6384 | 1259850.779 | 1047258.1478 | 948932.9628 | 793897.3968 | 832656.601 | 10776053.8734
9 | Sch 006 NEM com | 6-135 | 10940 | 11350 | 11606 | 9105 | 8213 | 14982 | 14632 | 16669 | 14272 | 13324 | 14183 | 15838 | 155114
10 | Sch 008 com | 8 | 240122.3629 | 192128.5343 | 191102.2036 | 291707.2007 | 222490.2492 | 256440.9075 | 283955.1231 | 301128.673 | 236780.7654 | 301896.2209 | 295016.6392 | 274881.3786 | 3087650.2583
11 | Sch 008 NEM com | 8-135 | 7019 | 7136 | 7870 | 6934 | 10559 | 10194 | 9994 | 10525 | 10096 | 9256 | 7817 | 8227 | 105627
12 | Sch 007 sec | 7 | 1738 | 1644 | 1397 | 0 | 0 | 0 | 0 | 0 | 0 | 0 | 1821 | 1684 | 8284
13 | Sch 023 sec | 23 | 171889.4315 | 178605.929 | 172335.7343 | 222497.751 | 130633.4242 | 310240.725 | 299715.6238 | 345163.2448 | 297133.9158 | 234340.8974 | 182047.3142 | 189490.7972 | 2734094.7883
14 | Sch 023 NEM sec | 23-135 | 1453 | 1377 | 1436 | 0 | 0 | 431 | 414 | 340 | 0 | 698 | 1826 | 1929 | 9904
15 | General Service Total |  | 1108501.7777 | 1098408.5724 | 1076706.0084 | 1537221.3789 | 1034835.5716 | 1642221.4918 | 1704741.3853 | 1933336.6968 | 1605540.829 | 1507750.0812 | 1294782.3502 | 1322777.7768 | 16866823.9199
16
17 | Irrigation
18 | Sch 010 sec | 10 | 918 | 1395 | 5810 | 34581 | 28234.2058 | 64933.7925 | 72720.2337 | 56608.0252 | 42443.4238 | 11332.029 | 2523.1289 | 1117 | 322615.8388
19 | Sch 010 NEM sec | 10-135 | 7 | 8 | 44 | 0 | 120 | 324 | 406 | 315 | 203 | 0 | 20 | 9 | 1456
20
21 | Street Lights
22 | Sch 011 sec | 7 | 2815 | 2626 | 2254 | 0 | 0 | 0 | 0 | 0 | 0 | 0 | 2933 | 2722 | 13350
23 | Sch 012 sec | 7 | 10514.5362 | 8959.2272 | 7269.3227 | 0 | 0 | 0 | 0 | 0 | 0 | 0 | 11151.9417 | 10358.2661 | 48253.294
24 | Sch 15 TOSS sec | 12 | 865 | 850 | 752 | 750 | 722 | 762 | 757 | 754 | 769 | 736 | 797 | 917 | 9431
25 | Sch 15 MONL sec | 12 | 4044.4638 | 4183.7728 | 3807.6773 | 0 | 0 | 0 | 0 | 0 | 0 | 0 | 3852.0583 | 3920.7339 | 19808.706
26 | St Lighting Total |  | 18239 | 16619 | 14083 | 750 | 722 | 762 | 757 | 754 | 769 | 736 | 18734 | 17918 | 90843
27
28
29
30 | State of Utah |  | 2466306.5737 | 2160484.1398 | 2384849.1933 | 2148425.5476 | 2378915.3419 | 3361097.8943 | 4073025.4362 | 3693203.4448 | 3173850.3384 | 3153344.9857 | 2494914.4776 | 2642741.8757 | 34131159.2489
| Dist Peaks @ sales |  | 2015-01-01 | 2015-02-01 | 2015-03-04 | 2015-04-04 | 2015-05-05 | 2015-06-05 | 2015-07-06 | 2015-08-06 | 2015-09-06 | 2015-10-07 | 2015-11-07 | 2015-12-08
| Sch 012 (sec) | 12 | 14559 | 13143 | 11077 | 0 | 0 | 0 | 0 | 0 | 0 | 0 | 15004 | 14279 | 68062
Rocky Mountain Power
Cost Of Service By Rate Schedule
State of Utah
2010 Protocol (Non Wgt)
12 Months Ended Dec 2015
Non Coincident Peaks @ Input
| A | B | C | D | E | F | G | H | I | J | K | L | M | N | O | P
|  | COS | [12 empty] | Total | Maximum
| Description | Sch | 2015-01-01 | 2015-02-01 | 2015-03-04 | 2015-04-04 | 2015-05-05 | 2015-06-05 | 2015-07-06 | 2015-08-06 | 2015-09-06 | 2015-10-07 | 2015-11-07 | 2015-12-08 | NCP | NCP
1 | Residential
2 | Sch 001 sec | 1 | 4947686.2055 | 4655503.7753 | 4641468.7054 | 4694966.2811 | 4931026.5267 | 5806400.5943 | 5887272.9774 | 5810461.9207 | 5470890.1592 | 4904077.2232 | 4858043.1897 | 5159888.9749 | 61767686.5335 | 5887272.9774
| Sch 001 NEM sec | 1-135 | 32776.5069 | 27196.5475 | 27148.8728 | 28867.8513 | 30309.0641 | 30735.8427 | 34516.2579 | 37593.5214 | 36211.8435 | 41538.6957 | 46730.1123 | 53434.7185 | 427059.8346 | 53434.7185
3 | Sch 007 sec | 7 | 557.1364 | 629.8063 | 650.7265 | 774.0452 | 832.4014 | 908.3745 | 788.359 | 741.0134 | 696.971 | 605.583 | 552.7321 | 518.5993 | 8255.7479 | 908.3745
4 | Residential Total |  | 4981019.8487 | 4683330.1291 | 4669268.3048 | 4724608.1776 | 4962167.9922 | 5838044.8115 | 5922577.5942 | 5848796.4555 | 5507798.9737 | 4946221.5019 | 4905326.0341 | 5213842.2926 | 62203002.1159 | 5941616.0704
5
6 | General Service | [17 empty] | Sec | Pri
7 | Sch 006 com | 6 | 1316503 | 1321233 | 1340422 | 1389736 | 1438370 | 1713957 | 1666476 | 1710166 | 1596145 | 1484496 | 1290200 | 1273917 | 17541621 | 1713957 |  | Sch 6 breakdown: | 96.25% | 3.669%
| Sch 006 NEM com | 6-135 | 23058 | 24332 | 23598 | 24767 | 25594 | 26618 | 28345 | 30658 | 28818 | 30604 | 28241 | 28197 | 322830 | 30658 |  | Sch 6 - 135 breakdown: | 97.94% | 2.059%
8 | Sch 008 com | 8 | 382176 | 358898 | 369841 | 377004 | 366386 | 443340 | 387909 | 397279 | 399877 | 391678 | 370969 | 364277 | 4609634 | 443340 |  | Sch 8 breakdown: | 52.95% | 47.05%
| Sch 008 NEM com | 8-135 | 13878 | 13193 | 13806 | 12614 | 12589 | 14000 | 13431 | 13288 | 11968 | 11015 | 10563 | 10368 | 150713 | 14000 |  | Sch 8 - 135 breakdown: | 36.84% | 63.16%
9 | Sch 007 sec | 7 | 1913.6423 | 2294.609 | 2261.5772 | 2623.826 | 2830.8253 | 3115.9998 | 2757.0542 | 2555.5603 | 2436.6458 | 2095.3172 | 2005.0303 | 1854.185 | 28744.2724 | 3115.9998
10 | Sch 009 sub trn | 9 | 751371.676 | 739230.1481 | 721073.9821 | 884805.643 | 748510.2692 | 795642.3553 | 775940.606 | 758659.8061 | 745688.8062 | 768906.6298 | 797889.9566 | 756350.2533 | 9244070.1317 | 884805.643
11 | Sch 023 sec | 23 | 556886.0604 | 561123.4543 | 547860.9095 | 571368.5977 | 551301.4997 | 651988.8753 | 642858.5275 | 645558.4044 | 619318.0568 | 580151.5902 | 522905.3176 | 532667.6193 | 6983988.9128 | 651988.8753
| Sch 023 NEM sec | 23-135 | 3703.2232 | 4380.9781 | 4546.2957 | 4677.1677 | 4695.4133 | 5000.5591 | 5888.1783 | 5601.4859 | 5397.5997 | 5245.1124 | 4113.2004 | 4274.7739 | 57523.9876 | 5888.1783
12 | Cust 1 | contract | 103925.3712 | 103591.7424 | 102257.2272 | 105093.072 | 102257.2272 | 105426.7008 | 102882.7812 | 102298.9308 | 101131.23 | 102048.7092 | 102882.7812 | 102048.7092 | 1235844.4824 | 105426.7008
13 | Cust 2 | contract | 135626.3627 | 129004.8736 | 132189.9861 | 131987.7236 | 132943.7787 | 138698.8755 | 142978.7074 | 143070.4553 | 144536.3369 | 134451.3638 | 130316.4519 | 134013.476 | 1629818.3916 | 144536.3369
14 | General Service Total |  | 3289041.3359 | 3257281.8056 | 3257856.9778 | 3504677.0301 | 3385478.0133 | 3897788.3657 | 3769466.8547 | 3809135.6427 | 3655316.6753 | 3510691.7226 | 3260085.7379 | 3207968.0167 | 41804788.1785 | 3997716.7341
15
16 | Irrigation
17 | Sch 010 sec | 10 | 1003.0657 | 1523.867 | 6346.5098 | 37776.2675 | 58580.9759 | 140771.5996 | 138317.7194 | 138060.2384 | 120786.6859 | 24923.5942 | 2757.0542 | 1219.9745 | 672067.5522 | 140771.5996
| Sch 010 NEM sec | 10-135 | 24.2233 | 47.3456 | 75.9731 | 97.9943 | 549.4289 | 649.319 | 1118.6011 | 1186.1632 | 1244.1509 | 329.2169 | 2.2021 | 0 | 5324.6185 | 1244.1509
18
19 | Street Lights
20 | Sch 011 sec | 7 | 3099.4839 | 3665.4287 | 3648.9128 | 4263.3043 | 4609.0372 | 5053.8654 | 4458.1919 | 4137.7835 | 3937.3906 | 3412.1849 | 3229.409 | 2997.0853 | 46512.0776 | 5053.8654
21 | Sch 012 sec | 7 | 11577.1353 | 13738.1757 | 13740.4831 | 16120.9901 | 17392.0735 | 19101.9491 | 16858.4353 | 15697.7104 | 15084.868 | 12961.0646 | 12278.957 | 11405.0725 | 175956.9145 | 19101.9491
22 | Sch 15 TOSS sec | 15 | 952.4169 | 935.901 | 827.9971 | 825.795 | 794.9653 | 839.0077 | 833.5024 | 830.1992 | 846.7151 | 810.3802 | 877.5448 | 1009.672 | 10384.0969 | 1009.672
23 | Sch 15 MONL sec | 15 | 4453.1973 | 4606.5849 | 4192.4811 | 4683.5386 | 5467.0332 | 5936.1553 | 5191.3922 | 4584.9159 | 4510.6968 | 4322.2742 | 4241.3473 | 4316.9633 | 56506.5801 | 5936.1553
24 | Street Light Total |  | 20082.2333 | 22946.0904 | 22409.8742 | 25893.628 | 28263.1091 | 30930.9775 | 27341.5219 | 25250.609 | 24379.6705 | 21505.9039 | 20627.258 | 19728.7931 | 289359.6691 | 31101.6418
25
26
27 | State of Utah |  | 8291170.707 | 7965129.2378 | 7955957.6397 | 8293053.0976 | 8435039.5194 | 9908185.0733 | 9858822.2914 | 9822429.1088 | 9309526.1564 | 8503671.9395 | 8188798.2864 | 8442759.0769 | 104974542.1342 | 10112450.1968
Rocky Mountain Power
Cost Of Service By Rate Schedule
State of Utah
2010 Protocol (Non Wgt)
12 Months Ended Dec 2015
Non Coincident Peaks @ Sales
| A | B | C | D | E | F | G | H | I | J | K | L | M | N | O
|  | COS | [12 empty] | Total
| Description | Sch | 2015-01-01 | 2015-02-01 | 2015-03-04 | 2015-04-04 | 2015-05-05 | 2015-06-05 | 2015-07-06 | 2015-08-06 | 2015-09-06 | 2015-10-07 | 2015-11-07 | 2015-12-08 | NCP
1 | Residential
2 | Sch 001 sec | 1 | 4493566.3865 | 4228201.7105 | 4215454.8394 | 4264042.1785 | 4478435.8044 | 5273464.2928 | 5346913.8625 | 5277152.8534 | 4968748.4417 | 4453960.0232 | 4412151.1904 | 4686292.2773 | 56098383.8605
3 | Sch 001 NEM sec | 1-135 | 29768.1388 | 24700.3319 | 24657.0331 | 26218.2364 | 27527.1684 | 27914.7755 | 31348.208 | 34143.0271 | 32888.1655 | 37726.0964 | 42441.0225 | 48530.2513 | 387862.4549
4 | Sch 007 sec | 7 | 506 | 572 | 591 | 703 | 756 | 825 | 716 | 673 | 633 | 550 | 502 | 471 | 7498
5 | Residential Total |  | 4523840.5253 | 4253474.0424 | 4240702.8725 | 4290963.4149 | 4506718.9728 | 5302204.0683 | 5378978.0704 | 5311968.8805 | 5002269.6072 | 4492236.1196 | 4455094.2129 | 4735293.5286 | 56493744.3154
6
7 | General Service
8 | Sch 006 com | 6 | 1197781.803 | 1202085.2449 | 1219544.0893 | 1264411.2943 | 1308659.0131 | 1559394.518 | 1516195.2404 | 1555945.1679 | 1452206.4264 | 1350626.0556 | 1173851.0957 | 1159036.8975 | 15959736.846
9 | Sch 006 NEM com | 6-135 | 20952.1056 | 22109.8024 | 21443.007 | 22505.422 | 23256.7665 | 24186.8333 | 25756.8972 | 27858.6447 | 26186.0082 | 27809.0007 | 25661.7517 | 25621.6394 | 293347.8786
10 | Sch 008 com | 8 | 351194.0629 | 329803.1072 | 339858.9071 | 346441.4996 | 336684.2742 | 407399.982 | 356461.9921 | 365072.9856 | 367460.2342 | 359925.6553 | 340895.4982 | 334745.5688 | 4235943.7673
11 | Sch 008 NEM com | 8-135 | 12804.864 | 12172.336 | 12737.888 | 11638.16 | 11614.944 | 12917.344 | 12392.192 | 12260.24 | 11042.672 | 10163.36 | 9746.32 | 9566.016 | 139056.336
12 | Sch 007 sec | 7 | 1738 | 2084 | 2054 | 2383 | 2571 | 2830 | 2504 | 2321 | 2213 | 1903 | 1821 | 1684 | 26106
13 | Sch 009 sub trn | 9 | 720678 | 709032.4558 | 691617.9726 | 848661.1641 | 717933.4822 | 763140.2136 | 744243.2846 | 727668.4086 | 715227.2765 | 737496.6476 | 765296 | 725453.2014 | 8866448.1069
14 | Sch 023 sec | 23 | 505772.674 | 509621.1418 | 497575.89 | 518925.942 | 500700.6882 | 592146.5454 | 583854.22 | 586306.2906 | 562474.3945 | 526902.7939 | 474910.8292 | 483777.105 | 6342968.5147
15 | Sch 023 NEM sec | 23-135 | 3363.3255 | 3978.8731 | 4129.0173 | 4247.8773 | 4264.4481 | 4541.5864 | 5347.7361 | 5087.3575 | 4902.1849 | 4763.6935 | 3735.6732 | 3882.4169 | 52244.1898
16 | Cust 1 | sc | 99680 | 99360 | 98080 | 100800 | 98080 | 101120 | 98680 | 98120 | 97000 | 97880 | 98680 | 97880 | 1185360
17 | Cust 2 | sc | 130086 | 123735 | 126790 | 126596 | 127513 | 133033 | 137138 | 137226 | 138632 | 128959 | 124993 | 128539 | 1563240
18 | General Service Total |  | 3044050.8351 | 3013981.9612 | 3013830.7712 | 3246610.3592 | 3131277.6163 | 3600710.0227 | 3482573.5624 | 3517866.0949 | 3377344.1967 | 3246429.2066 | 3019591.168 | 2970185.845 | 38664451.6393
19
20 | Irrigation
21 | Sch 010 sec | 10 | 911 | 1384 | 5764 | 34309 | 53204.1632 | 127850.9796 | 125622.3271 | 125388.4787 | 109700.3669 | 22636 | 2504 | 1108 | 610382.3154
22 | Sch 010 NEM sec | 10-135 | 22 | 43 | 69 | 89 | 499 | 589.7217 | 1015.9311 | 1077.2921 | 1129.9574 | 299 | 2 | 0 | 4835.9022
23
24 | Street Lights
25 | Sch 011 sec | 7 | 2815 | 3329 | 3314 | 3872 | 4186 | 4590 | 4049 | 3758 | 3576 | 3099 | 2933 | 2722 | 42243
26 | Sch 012 sec | 7 | 10514.5362 | 12477.2272 | 12479.3227 | 14641.3366 | 15795.7545 | 17348.6904 | 15311.096 | 14256.9073 | 13700.3142 | 11771.4426 | 11151.9417 | 10358.2661 | 159806.8357
27 | Sch 15 TOSS sec | 15 | 865 | 850 | 752 | 750 | 722 | 762 | 757 | 754 | 769 | 736 | 797 | 917 | 9431
28 | Sch 15 MONL sec | 15 | 4044.4638 | 4183.7728 | 3807.6773 | 4253.6634 | 4965.2455 | 5391.3096 | 4714.904 | 4164.0927 | 4096.6858 | 3925.5574 | 3852.0583 | 3920.7339 | 51320.1643
29 | Street Light Total |  | 18239 | 20840 | 20353 | 23517 | 25669 | 28092 | 24832 | 22933 | 22142 | 19532 | 18734 | 17918 | 262801
30
31
32 | State of Utah |  | 7587063.3603 | 7289723.0036 | 7280719.6437 | 7595488.7741 | 7717368.7522 | 9059446.7924 | 9013021.891 | 8979233.7461 | 8512586.1281 | 7781132.3262 | 7495925.3809 | 7724505.3736 | 96036215.1724
| NCP @ sales |  | 2015-01-01 | 2015-02-01 | 2015-03-04 | 2015-04-04 | 2015-05-05 | 2015-06-05 | 2015-07-06 | 2015-08-06 | 2015-09-06 | 2015-10-07 | 2015-11-07 | 2015-12-08 | Total
| Sch 012 (sec) | 12 | 14559 | 16661 | 16287 | 18895 | 20761 | 22740 | 20026 | 18421 | 17797 | 15697 | 15004 | 14279 | 211127
Note on B33: Author: Values per DA 411
Note on C196: Author: Only input the data for a month if it was dark out during the Peak Date&Time. To determine if it was dark out, use NOAA website: http://aa.usno.navy.mil/data/docs/RS_OneYear.php Choose a large city to represent the state (e.g., for Utah, use SLC)

## MetersServices
Meters & Services ( F60-F70 )
Rocky Mountain Power
Cost Of Service By Rate Schedule
State of Utah
2010 Protocol (Non Wgt)
12 Months Ended Dec 2015
Meter & Services Factor
| A | B | C | D | E | F | G | H | I | J | K | L | M | N | O | P | Q | R
| Description | Residential Sch 1 | Residential NEM Sch 1-135 | General Large Dist. Sch 6 | General Large Dist. NEM Sch 6-135 | General +1 MW Sch 8 | General +1 MW NEM Sch 8-135 | Street & Area Lighting Sch. 7,11,12 | General Trans Sch 9 | Irrigation Sch 10 | Irrigation NEM Sch 10-135 | Traffic Signals Sch 15 | Outdoor Lighting Sch 15 | General Small Dist. Sch 23 | General Small Dist. NEM Sch 23-135 | Industrial Cust 1 | Industrial Cust 2 | 0
1 | Average Customer | 749672.7278 | 4390 | 15403.9722 | 193.5472 | 242.253 | 7.67 | 0 | 161.0629 | 3326 | 28 | 2604.0625 | 549.9518 | 84458.756 | 326.5903 | 1 | 1 | 861366.5936
2
3
4 | Meter Cost | 80028433.5967 | 711180 | 12272671.9712 | 191613.6583 | 2409817.7399 | 49607.2564 | 0 | 5002613.6738 | 1343691 | 10199.4971 | 270822.498 | 57194.9916 | 13613055.2005 | 52907.6205 | 337951.9692 | 337951.9692 | 116689712.6425
5
6
7 | FACTOR 60 | 68.58% | 0.6095% | 10.52% | 0.1642% | 2.065% | 0.04251% | 0% | 4.287% | 1.152% | 0.008741% | 0.2321% | 0.04901% | 11.67% | 0.04534% | 0.2896% | 0.2896% | 100%
8
9
10 | Service Cost | 498239341.1705 | 2954429.7732 | 43509229.9796 | 700182.7987 | 3844443.1094 | 125120.9755 | 0 | 0 | 0 | 0 | 1873497.0006 | 395663.7505 | 70987835.3437 | 324493.5133 | 0 | 0 | 622954237.4152
11
12
13 | FACTOR 70 | 79.98% | 0.4743% | 6.984% | 0.1124% | 0.6171% | 0.02009% | 0% | 0% | 0% | 0% | 0.3007% | 0.06351% | 11.4% | 0.05209% | 0% | 0% | 100%
Meter/Service Detail
Rocky Mountain Power
Cost Of Service By Rate Schedule
State of Utah
2010 Protocol (Non Wgt)
12 Months Ended Dec 2015
Meter & Service Data
| A | B | C | D | E | F | G
|  | COS |  | Average | Total | Average | Total
| Class/Schedule | Col | Avg Custs | Metering Cost | Metering Cost | Service Cost | Service Cost
1 | Meter & Services Factor A: Residential
2 | Meter & Services Factor A: Sch 001 sec; Meter & Services Factor B: 1; Meter & Services Factor C: 722632; Meter & Services Factor D: 106.7512; Meter & Services Factor E: 77141804.5288; Meter & Services Factor F: 664.6091; Meter & Services Factor G: 480267826.5435
| Sch 001-135 sec | 1-135 | 4390 | 162 | 711180 | 672.9908 | 2954429.7732
3 | Meter & Services Factor A: Sch 002 sec; Meter & Services Factor B: 1; Meter & Services Factor C: 379.6111; Meter & Services Factor D: 106.7512; Meter & Services Factor E: 40523.9266; Meter & Services Factor F: 664.6091; Meter & Services Factor G: 252293.0112
4 | Meter & Services Factor A: Sch 003 sec; Meter & Services Factor B: 1; Meter & Services Factor C: 26661.1167; Meter & Services Factor D: 106.7512; Meter & Services Factor E: 2846105.1412; Meter & Services Factor F: 664.6091; Meter & Services Factor G: 17719221.6159
5 | Meter & Services Factor A: Total; Meter & Services Factor C: 754062.7278; Meter & Services Factor E: 80739613.5967; Meter & Services Factor G: 501193770.9437
6
7 | Meter & Services Factor A: Commercial
8 | Meter & Services Factor A: Sch 006 sec; Meter & Services Factor B: 6; Meter & Services Factor C: 13826.9461; Meter & Services Factor D: 634.7661; Meter & Services Factor E: 8776876.9681; Meter & Services Factor F: 2867.9754; Meter & Services Factor G: 39655340.7933
9 | Meter & Services Factor A: Sch 006 pri; Meter & Services Factor B: 6; Meter & Services Factor C: 212.5983; Meter & Services Factor D: 11329.9418; Meter & Services Factor E: 2408726.4014; Meter & Services Factor F: 0; Meter & Services Factor G: 0
| Sch 006 -135 sec | 6-135 | 176.4957 | 841.2638 | 148479.4552 | 3669.9883 | 647737.1707
| Sch 006 -135 pri | 6-135 | 2.5543 | 11268 | 28781.8102 | 0 | 0
10 | Meter & Services Factor A: Sch 008 sec; Meter & Services Factor B: 8; Meter & Services Factor C: 86.6337; Meter & Services Factor D: 1048.1322; Meter & Services Factor E: 90803.5611; Meter & Services Factor F: 25067.1516; Meter & Services Factor G: 2171659.8976
11 | Meter & Services Factor A: Sch 008 pri; Meter & Services Factor B: 8; Meter & Services Factor C: 50.2109; Meter & Services Factor D: 25302.5165; Meter & Services Factor E: 1270461.0999; Meter & Services Factor F: 0; Meter & Services Factor G: 0
| Sch 008 -135 sec | 8-135 | 4.6687 | 1729 | 8072.1704 | 26800 | 125120.9755
| Sch 008 -135 pri | 8-135 | 3.0013 | 13839 | 41535.086 | 0 | 0
12 | Meter & Services Factor A: Sch 009 sub trn; Meter & Services Factor B: 9; Meter & Services Factor C: 29.7667; Meter & Services Factor D: 31060; Meter & Services Factor E: 924552.9363; Meter & Services Factor F: 0; Meter & Services Factor G: 0
13 | Meter & Services Factor A: Sch 023 sec; Meter & Services Factor B: 23; Meter & Services Factor C: 81018.8472; Meter & Services Factor D: 161.1032; Meter & Services Factor E: 13052394.5318; Meter & Services Factor F: 841.4559; Meter & Services Factor G: 68173790.9813
14 | Meter & Services Factor A: Sch 023 pri; Meter & Services Factor B: 23; Meter & Services Factor C: 91.8607; Meter & Services Factor D: 228.8525; Meter & Services Factor E: 21022.5594; Meter & Services Factor F: 0; Meter & Services Factor G: 0
| Sch 023 -135 sec | 23-135 | 316.0762 | 162 | 51204.339 | 993.5799 | 314046.9313
| Sch 023 -135 pri | 23-135 | 0 | 0 | 0 | 0 | 0
15 | Meter & Services Factor A: Total; Meter & Services Factor C: 95503.5835; Meter & Services Factor E: 26822910.9189; Meter & Services Factor G: 111087696.7496
16
17 | Meter & Services Factor A: Industrial
18 | Meter & Services Factor A: Sch 006 sec; Meter & Services Factor B: 6; Meter & Services Factor C: 1343.7665; Meter & Services Factor D: 634.7661; Meter & Services Factor E: 852977.4442; Meter & Services Factor F: 2867.9754; Meter & Services Factor G: 3853889.1863
19 | Meter & Services Factor A: Sch 006 pri; Meter & Services Factor B: 6; Meter & Services Factor C: 20.6613; Meter & Services Factor D: 11329.9418; Meter & Services Factor E: 234091.1576; Meter & Services Factor F: 0; Meter & Services Factor G: 0
| Sch 006 -135 sec | 6-135 | 14.2904 | 841.2638 | 12022.0031 | 3669.9883 | 52445.6281
| Sch 006 -135 pri | 6-135 | 0.20681 | 11268 | 2330.3898 | 0 | 0
20 | Meter & Services Factor A: Sch 008 sec; Meter & Services Factor B: 8; Meter & Services Factor C: 66.7321; Meter & Services Factor D: 1048.1322; Meter & Services Factor E: 69944.0427; Meter & Services Factor F: 25067.1516; Meter & Services Factor G: 1672783.2118
21 | Meter & Services Factor A: Sch 008 pri; Meter & Services Factor B: 8; Meter & Services Factor C: 38.6764; Meter & Services Factor D: 25302.5165; Meter & Services Factor E: 978609.0362; Meter & Services Factor F: 0; Meter & Services Factor G: 0
| Sch 008 -135 sec | 8-135 | 0 | 1729 | 0 | 26800 | 0
| Sch 008 -135 pri | 8-135 | 0 | 13839 | 0 | 0 | 0
22 | Meter & Services Factor A: Sch 009 sub trn; Meter & Services Factor B: 9; Meter & Services Factor C: 130.2962; Meter & Services Factor D: 31060; Meter & Services Factor E: 4047000.7375; Meter & Services Factor F: 0; Meter & Services Factor G: 0
23 | Meter & Services Factor A: Sch 023 sec; Meter & Services Factor B: 23; Meter & Services Factor C: 3344.2563; Meter & Services Factor D: 161.1032; Meter & Services Factor E: 538770.3503; Meter & Services Factor F: 841.4559; Meter & Services Factor G: 2814044.3625
24 | Meter & Services Factor A: Sch 023 pri; Meter & Services Factor B: 23; Meter & Services Factor C: 3.7918; Meter & Services Factor D: 228.8525; Meter & Services Factor E: 867.7589; Meter & Services Factor F: 0; Meter & Services Factor G: 0
| Sch 023 -135 sec | 23-135 | 10.5141 | 162 | 1703.2815 | 993.5799 | 10446.582
| Sch 023 -135 pri | 23-135 | 0 | 0 | 0 | 0 | 0
25 | Meter & Services Factor A: Cust 1; Meter & Services Factor B: spec contract; Meter & Services Factor C: 1; Meter & Services Factor D: 337951.9692; Meter & Services Factor E: 337951.9692; Meter & Services Factor F: 0; Meter & Services Factor G: 0
26 | Meter & Services Factor A: Cust 2; Meter & Services Factor B: spec contract; Meter & Services Factor C: 1; Meter & Services Factor D: 337951.9692; Meter & Services Factor E: 337951.9692; Meter & Services Factor F: 0; Meter & Services Factor G: 0
27 | Meter & Services Factor A: Total; Meter & Services Factor C: 4975.1918; Meter & Services Factor E: 7414220.1402; Meter & Services Factor G: 8403608.9707
28
29 | Meter & Services Factor A: Irrigation
30 | Meter & Services Factor A: Sch 010 sec; Meter & Services Factor B: 10; Meter & Services Factor C: 3309; Meter & Services Factor D: 364.2678; Meter & Services Factor E: 1205362; Meter & Services Factor F: 0; Meter & Services Factor G: 0
31 | Meter & Services Factor A: Sch 010 pri; Meter & Services Factor B: 10; Meter & Services Factor C: 17; Meter & Services Factor D: 8137; Meter & Services Factor E: 138329; Meter & Services Factor F: 0; Meter & Services Factor G: 0
| Sch 010 -135 sec | 10-135 | 28 | 364.2678 | 10199.4971 | 0 | 0
| Sch 010 -135 pri | 10-135 | 0 | 8137 | 0 | 0 | 0
32 | Meter & Services Factor A: Total; Meter & Services Factor C: 3354; Meter & Services Factor E: 1353890.4971; Meter & Services Factor G: 0
33
34 | Meter & Services Factor A: Street Lighting
35 | Meter & Services Factor A: Sch 15 - TS sec; Meter & Services Factor B: 15; Meter & Services Factor C: 2604.0625; Meter & Services Factor D: 104; Meter & Services Factor E: 270822.498; Meter & Services Factor F: 719.4516; Meter & Services Factor G: 1873497.0006
36 | Meter & Services Factor A: Sch 15 - MONL sec; Meter & Services Factor B: 15; Meter & Services Factor C: 549.9518; Meter & Services Factor D: 104; Meter & Services Factor E: 57194.9916; Meter & Services Factor F: 719.4516; Meter & Services Factor G: 395663.7505
37 | Meter & Services Factor A: Total; Meter & Services Factor C: 3154.0143; Meter & Services Factor E: 328017.4896; Meter & Services Factor G: 2269160.7511
38
39 | Meter & Services Factor A: OSPA
40 | Meter & Services Factor A: Sch 006 sec; Meter & Services Factor B: 6; Meter & Services Factor C: 0; Meter & Services Factor D: 634.7661; Meter & Services Factor E: 0; Meter & Services Factor F: 2867.9754; Meter & Services Factor G: 0
41 | Meter & Services Factor A: Sch 008 pri; Meter & Services Factor B: 8; Meter & Services Factor C: 0; Meter & Services Factor D: 25302.5165; Meter & Services Factor E: 0; Meter & Services Factor F: 0; Meter & Services Factor G: 0
42 | Meter & Services Factor A: Sch 009 sub trn; Meter & Services Factor B: 9; Meter & Services Factor C: 1; Meter & Services Factor D: 31060; Meter & Services Factor E: 31060; Meter & Services Factor F: 0; Meter & Services Factor G: 0
43 | Meter & Services Factor A: Sch 023 sec; Meter & Services Factor B: 23; Meter & Services Factor C: 0; Meter & Services Factor D: 161.1032; Meter & Services Factor E: 0; Meter & Services Factor F: 841.4559; Meter & Services Factor G: 0
44 | Meter & Services Factor A: Total; Meter & Services Factor C: 1; Meter & Services Factor E: 31060; Meter & Services Factor G: 0
45
46
47 | Meter & Services Factor A: State of Utah; Meter & Services Factor C: 861050.5175; Meter & Services Factor E: 116689712.6425; Meter & Services Factor G: 622954237.4152
Schedule 06 - Wgt Meter & Service Costs
| A | B | C | D | E | F | G | H
|  |  |  | % of |  | Weighted |  | Weighted
Line | Load Class |  | Customers | Customers | Meter Cost | Meter Cost | Service Cost | Service Cost
| Secondary Voltage |  |  |  |  | (C)*(D)
1 | A: 0 kW
2 | 1 Phase |  | 3.9556 | 0.02608% | 104 | 0.027118 | 719.4516 | 0.1876
3 | 3 Phase |  | 17.5333 | 0.1156% | 255 | 0.29473 | 979.1678 | 1.1317
4 | A: 1-30 kW
5 | 1 Phase |  | 637.8639 | 4.205% | 215 | 9.0404 | 769.7459 | 32.3666
6 | 3 Phase |  | 299.7222 | 1.976% | 255 | 5.0383 | 1054.8625 | 20.8419
7 | A: 31-100 kW
8 | 1 Phase |  | 973.8361 | 6.42% | 215 | 13.8021 | 1374.8077 | 88.2572
9 | 3 Phase |  | 7909.4944 | 52.14% | 255 | 132.957 | 1937.8094 | 1010.3736
10 | A: 101-300 kW
11 | 1 Phase |  | 43.0778 | 0.284% | 1004 | 2.8511 | 3926.1632 | 11.1492
12 | 3 Phase |  | 3749.6111 | 24.72% | 1350 | 333.6892 | 3809.7797 | 941.6908
13 | A: 301-1000 kW
14 | 3 Phase |  | 1514.8417 | 9.986% | 1350 | 134.8103 | 7280.3403 | 727.0113
15 | A: +1000 kW
16 | 3 Phase |  | 19.7917 | 0.1305% | 1729 | 2.2558 | 26800 | 34.9655
17
18 | Total Secondary | 98.49% | 15169.7278 | 100% |  | 634.7661 |  | 2867.9754
19
20 | A: Primary Voltage
21 | A: 0 kW
22 | 3 Phase |  | 1.5111 | 0.6479% | 11268 | 73.0015
23 | A: 1-30 kW
24 | 1 Phase |  | 5.1111 | 2.191% | 11268 | 246.9169
25 | 3 Phase |  | 8.45 | 3.623% | 11268 | 408.2181
26 | A: 31-100 kW
27 | 1 Phase |  | 13.6667 | 5.859% | 11268 | 660.2344
28 | 3 Phase |  | 34.5889 | 14.83% | 11268 | 1670.9834
29 | A: 101-300 kW
30 | 1 Phase |  | 3 | 1.286% | 11268 | 144.9295
31 | 3 Phase |  | 52.0917 | 22.33% | 11268 | 2516.5397
32 | A: 301-1000 kW
33 | 1 Phase |  | 0 | 0% | 11268 | 0
34 | 3 Phase |  | 109.2056 | 46.82% | 11268 | 5275.7021
35 | A: +1000 kW
36 | 3 Phase |  | 5.6194 | 2.409% | 13839 | 333.4163
37 | Total Primary | 1.514% | 233.2444 | 100% |  | 11329.9418
38
39 | A: Total Schedule 6; C: 15402.9722
Schedule 06 - 135 - Wgt Meter & Service Costs
| A | B | C | D | E | F | G | H
|  |  |  | % of |  | Weighted |  | Weighted
Line | Load Class |  | Customers | Customers | Meter Cost | Meter Cost | Service Cost | Service Cost
| Secondary Voltage |  |  |  |  | (C)*(D)
1 | A: 0 kW
2 | 1 Phase |  | 0 | 0% | 104 | 0 | 719.4516 | 0
3 | 3 Phase |  | 0.025 | 0.0131% | 255 | 0.033414 | 979.1678 | 0.12831
4 | A: 1-30 kW
5 | 1 Phase |  | 0 | 0% | 215 | 0 | 769.7459 | 0
6 | 3 Phase |  | 2.6361 | 1.382% | 255 | 3.5234 | 1054.8625 | 14.5751
7 | A: 31-100 kW
8 | 1 Phase |  | 3.5833 | 1.878% | 215 | 4.0381 | 1374.8077 | 25.8216
9 | 3 Phase |  | 82.9861 | 43.5% | 255 | 110.9172 | 1937.8094 | 842.8877
10 | A: 101-300 kW
11 | 1 Phase |  | 1 | 0.5241% | 1004 | 5.2624 | 3926.1632 | 20.5789
12 | 3 Phase |  | 75.7583 | 39.71% | 1350 | 536.065 | 3809.7797 | 1512.807
13 | A: 301-1000 kW
14 | 3 Phase |  | 21.7972 | 11.42% | 1350 | 154.2369 | 7280.3403 | 831.7754
15 | A: +1000 kW
16 | 3 Phase |  | 3 | 1.572% | 1729 | 27.1875 | 26800 | 421.4143
17
18 | Total Secondary | 98.57% | 190.7861 | 100% |  | 841.2638 |  | 3669.9883
19
20 | A: Primary Voltage
21 | A: 0 kW
22 | 3 Phase |  | 0 | 0% | 11268 | 0
23 | A: 1-30 kW
24 | 1 Phase |  | 0 | 0% | 11268 | 0
25 | 3 Phase |  | 0 | 0% | 11268 | 0
26 | A: 31-100 kW
27 | 1 Phase |  | 1 | 36.22% | 11268 | 4080.9658
28 | 3 Phase |  | 0 | 0% | 11268 | 0
29 | A: 101-300 kW
30 | 1 Phase |  | 0 | 0% | 11268 | 0
31 | 3 Phase |  | 0 | 0% | 11268 | 0
32 | A: 301-1000 kW
33 | 1 Phase |  | 0 | 0% | 11268 | 0
34 | 3 Phase |  | 1.7611 | 63.78% | 11268 | 7187.0342
35 | A: +1000 kW
36 | 3 Phase |  | 0 | 0% | 13839 | 0
37 | Total Primary | 1.427% | 2.7611 | 100% |  | 11268
38
39 | A: Total Schedule 6; C: 193.5472
Schedule 08 - Wgt Meter & Service Costs
| A | B | C | D | E | F | G | H
|  |  |  | % of |  | Weighted |  | Weighted
Line | Load Class |  | Customers | Customers | Meter Cost | Meter Cost | Service Cost | Service Cost
| Secondary Voltage |  |  |  |  | (C)*(D)
1 | A: < 1000 kW
2 | 1 Phase |  | 0 | 0% | 719.4516 | 0 | 7310.8838 | 0
3 | 3 Phase |  | 13.7278 | 8.891% | 979.1678 | 87.0614 | 7310.8838 | 650.0373
4 | A: +1000 kW
5 | 1 Phase |  | 0 | 0% | 769.7459 | 0 | 26800 | 0
6 | 3 Phase |  | 140.6667 | 91.11% | 1054.8625 | 961.0708 | 26800 | 24417.1143
7
8 | Total Secondary | 63.31% | 154.3945 | 100% | 1374.8077 | 1048.1322 |  | 25067.1516
9 | E: 1937.8094
1 | A: Primary Voltage
2 | A: < 1000 kW; E: 3926.1632
3 | 1 Phase |  | 0 | 0% | 3809.7797 | 0
4 | A: 3 Phase; C: 5; D: 5.588%; F: 0
5 | A: +1000 kW; E: 7280.3403
6 | A: 1 Phase; C: 0; D: 0%; F: 0
7 | 3 Phase |  | 84.4835 | 94.41% | 26800 | 25302.5165
8
9 | Total Primary | 36.69% | 89.4835 | 100% |  | 25302.5165
10
11 | A: Total Schedule 8; C: 243.878
Schedule 08 - 135 - Wgt Meter & Service Costs
| A | B | C | D | E | F | G | H
|  |  |  | % of |  | Weighted |  | Weighted
Line | Load Class |  | Customers | Customers | Meter Cost | Meter Cost | Service Cost | Service Cost
| Secondary Voltage |  |  |  |  | (C)*(D)
1 | A: < 1000 kW
2 | 1 Phase |  | 0 | 0% | 1165 | 0 | 7310.8838 | 0
3 | 3 Phase |  | 0 | 0% | 1350 | 0 | 7310.8838 | 0
4 | A: +1000 kW
5 | 1 Phase |  | 0 | 0% | 1729 | 0 | 26800 | 0
6 | 3 Phase |  | 4.6667 | 100% | 1729 | 1729 | 26800 | 26800
7
8 | Total Secondary | 60.87% | 4.6667 | 100% |  | 1729 |  | 26800
9
1 | A: Primary Voltage
2 | A: < 1000 kW
3 | 1 Phase |  | 0 | 0% | 11268 | 0
4 | 3 Phase |  | 0 | 0% | 11268 | 0
5 | A: +1000 kW
6 | 1 Phase |  | 0 | 0% | 13839 | 0
7 | 3 Phase |  | 3 | 100% | 13839 | 13839
8
9 | Total Primary | 39.13% | 3 | 100% |  | 13839
10
11 | A: Total Schedule 8; C: 7.6667
Schedule 10 - Wgt Meter & Service Costs
| A | B | C | D | E | F | G | H
|  |  |  | % of |  | Weighted |  | Weighted
Line | Load Class |  | Customers | Customers | Meter Cost | Meter Cost | Service Cost | Service Cost
| Secondary Voltage |  |  |  |  | (C)*(D)
1 | A: 0 kW
2 | 1 Phase |  | 285 | 8.613% | 104 | 8.9574
3 | 3 Phase |  | 267 | 8.069% | 255 | 20.5757
4 | A: 1-30 kW
5 | 1 Phase |  | 638 | 19.28% | 215 | 41.4536
6 | 3 Phase |  | 937 | 28.32% | 255 | 72.2076
7 | A: 31-100 kW
8 | 1 Phase |  | 43 | 1.299% | 215 | 2.7939
9 | 3 Phase |  | 745 | 22.51% | 255 | 57.4116
10 | A: 101-300 kW
11 | 1 Phase |  | 1 | 0.03022% | 1004 | 0.30341
12 | 3 Phase |  | 358 | 10.82% | 1350 | 146.0562
13 | A: 301-1000 kW
14 | A: 1 Phase; D: 0%; E: 1165; F: 0
15 | 3 Phase |  | 33 | 0.9973% | 1350 | 13.4633
16 | A: +1000 kW
17 | 1 Phase |  | 0 | 0% | 1729 | 0
18 | 3 Phase |  | 2 | 0.06044% | 1729 | 1.045
19 | Total Secondary | 99.49% | 3309 | 100% |  | 364.2678
20
21 | A: Primary Voltage
22 | A: 0 kW
23 | 1 Phase |  | 0 | 0% | 8137 | 0
24 | 3 Phase |  | 4 | 23.53% | 8137 | 1914.5882
25 | A: 1-30 kW
26 | 1 Phase |  | 2 | 11.76% | 8137 | 957.2941
27 | 3 Phase |  | 11 | 64.71% | 8137 | 5265.1176
28 | Total Primary | 0.5111% | 17 | 100% |  | 8137
29
30 | A: Total Schedule10; C: 3326
Schedule 10 - 135 - Wgt Meter & Service Costs
| A | B | C | D | E | F | G | H
|  |  |  | % of |  | Weighted |  | Weighted
Line | Load Class |  | Customers | Customers | Meter Cost | Meter Cost | Service Cost | Service Cost
| Secondary Voltage |  |  |  |  | (C)*(D)
1 | A: 0 kW
2 | 1 Phase |  | 1 | 3.571% | 104 | 3.7143
3 | 3 Phase |  | 15 | 53.57% | 255 | 136.6071
4 | A: 1-30 kW
5 | 1 Phase |  | 2 | 7.143% | 215 | 15.3571
6 | 3 Phase |  | 2 | 7.143% | 255 | 18.2143
7 | A: 31-100 kW
8 | 1 Phase |  | 0 | 0% | 215 | 0
9 | 3 Phase |  | 3 | 10.71% | 255 | 27.3214
10 | A: 101-300 kW
11 | 1 Phase |  | 0 | 0% | 1004 | 0
12 | 3 Phase |  | 4 | 14.29% | 1350 | 192.8571
13 | A: 301-1000 kW
14 | A: 1 Phase; D: 0%; E: 1165; F: 0
15 | 3 Phase |  | 1 | 3.571% | 1350 | 48.2143
16 | A: +1000 kW
17 | 1 Phase |  | 0 | 0% | 1729 | 0
18 | 3 Phase |  | 0 | 0% | 1729 | 0
19 | Total Secondary | 100% | 28 | 100% |  | 442.2857
20
21 | A: Primary Voltage
22 | A: 0 kW
23 | 1 Phase |  | 0 | 0% | 8137 | 0
24 | 3 Phase |  | 0 | 0% | 8137 | 0
25 | A: 1-30 kW
26 | 1 Phase |  | 0 | 0% | 8137 | 0
27 | 3 Phase |  | 0 | 0% | 8137 | 0
28 | Total Primary | 0% | 0 | 0% |  | 0
29
30 | A: Total Schedule10; C: 28
Schedule 23 - Wgt Meter & Service Costs
| A | B | C | D | E | F | G | H
|  |  |  | % of |  | Weighted |  | Weighted
Line | Load Class |  | Customers | Customers | Meter Cost | Meter Cost | Service Cost | Service Cost
| Secondary Voltage |  |  |  |  | (C)*(D)
1 | A: 0 kW
2 | 1 Phase |  | 51483.3702 | 61.03% | 104 | 63.467 | 742.8632 | 453.3392
3 | 3 Phase |  | 18922.4893 | 22.43% | 255 | 57.196 | 992.9562 | 222.7183
4 | A: 1-30 kW
5 | 1 Phase |  | 4033.937 | 4.782% | 215 | 10.2805 | 803.6424 | 38.4273
6 | 3 Phase |  | 9867.0181 | 11.7% | 255 | 29.8245 | 1070.9489 | 125.257
7 | A: 31-100 kW
8 | 1 Phase |  | 1.0389 | 0.001231% | 215 | 0.0026477 | 1441.1644 | 0.017748
9 | 3 Phase |  | 42.4998 | 0.05038% | 255 | 0.12846 | 1963.2318 | 0.98902
10 | A: 101-300 kW
11 | 1 Phase |  | 0 | 0% | 1004 | 0 | 3802.6421 | 0
12 | 3 Phase |  | 9.6472 | 0.01144% | 1350 | 0.15438 | 3791.6824 | 0.43359
13 | A: 301-1000 kW
14 | 1 Phase |  | 0 | 0% | 1165 | 0 | 7445.2267 | 0
15 | 3 Phase |  | 3.1029 | 0.003678% | 1350 | 0.049654 | 7445.2267 | 0.27384
16 | Total Secondary | 99.89% | 84363.1035 | 100% |  | 161.1032 |  | 841.4559
17
18 | A: Primary Voltage
19 | A: 0 kW
20 | 1 Phase |  | 23.2583 | 24.32% | 104 | 25.2881
21 | 3 Phase |  | 31.7527 | 33.2% | 255 | 84.6494
22 | A: 1-30 kW
23 | 1 Phase |  | 9.9167 | 10.37% | 215 | 22.2899
24 | 3 Phase |  | 29.3249 | 30.66% | 255 | 78.1773
25 | A: 31-100 kW
26 | 1 Phase |  | 0.091667 | 0.09583% | 215 | 0.20604
27 | 3 Phase |  | 0.019417 | 0.0203% | 255 | 0.051763
28 | A: 101-300 kW; F: 0
29 | 1 Phase |  | 0 | 0% | 1004 | 0
30 | 3 Phase |  | 0.43608 | 0.4559% | 1350 | 6.1547
31 | A: 301-1000 kW
32 | 1 Phase |  | 0 | 0% | 1165 | 0
33 | 3 Phase |  | 0.85275 | 0.8915% | 1350 | 12.0354
34 | Total Primary | 0.1133% | 95.6525 | 100% |  | 228.8525
35
36 | A: Total Schedule 23; C: 84458.756
Schedule 23 - 135 - Wgt Meter & Service Costs
| A | B | C | D | E | F | G | H
|  |  |  | % of |  | Weighted |  | Weighted
Line | Load Class |  | Customers | Customers | Meter Cost | Meter Cost | Service Cost | Service Cost
| Secondary Voltage |  |  |  |  | (C)*(D)
1 | A: 0 kW
2 | 1 Phase |  | 38.4865 | 11.78% | 104 | 12.2526 | 742.8632 | 87.5192
3 | 3 Phase |  | 174.1923 | 53.32% | 255 | 135.9737 | 992.9562 | 529.4743
4 | A: 1-30 kW
5 | 1 Phase |  | 0.058333 | 0.01786% | 215 | 0.038392 | 803.6424 | 0.1435
6 | 3 Phase |  | 113.5503 | 34.76% | 255 | 88.6369 | 1070.9489 | 372.2572
7 | A: 31-100 kW
8 | 1 Phase |  | 0 | 0% | 215 | 0 | 1441.1644 | 0
9 | 3 Phase |  | 0.2195 | 0.06719% | 255 | 0.17134 | 1963.2318 | 1.3191
10 | A: 101-300 kW
11 | 1 Phase |  | 0 | 0% | 1004 | 0 | 3802.6421 | 0
12 | 3 Phase |  | 0.083333 | 0.02551% | 1350 | 0.34438 | 3791.6824 | 0.96725
13 | A: 301-1000 kW
14 | 1 Phase |  | 0 | 0% | 1165 | 0 | 7445.2267 | 0
15 | 3 Phase |  | 0.083333 | 0.02551% | 1350 | 0.34438 | 7445.2267 | 1.8993
16 | Total Secondary | 100% | 326.6736 | 100% |  | 237.7617 |  | 993.5799
17
18 | A: Primary Voltage
19 | A: 0 kW
20 | 1 Phase |  | 0 | 0% | 104 | 0
21 | 3 Phase |  | 0 | 0% | 255 | 0
22 | A: 1-30 kW
23 | 1 Phase |  | 0 | 0% | 215 | 0
24 | 3 Phase |  | 0 | 0% | 255 | 0
25 | A: 31-100 kW
26 | 1 Phase |  | 0 | 0% | 215 | 0
27 | 3 Phase |  | 0 | 0% | 255 | 0
28 | A: 101-300 kW; F: 0
29 | 1 Phase |  | 0 | 0% | 1004 | 0
30 | 3 Phase |  | 0 | 0% | 1350 | 0
31 | A: 301-1000 kW
32 | 1 Phase |  | 0 | 0% | 1165 | 0
33 | 3 Phase |  | 0 | 0% | 1350 | 0
34 | Total Primary | 0% | 0 | 0% |  | 0
35
36 | A: Total Schedule 23; C: 326.6736
PacifiCorp
Utah Embedded Cost Study
Summary of Average Installed Costs
Service Drops
|  | (A) | (B) | (C) |  | (D) |  | (E) |  | (F)
|  | Service |  | Residential | Residential NEM | Schedule 6 | Schedule 6 NEM | Schedule 8 | Schedule 8 NEM | Schedule 23 | Schedule 23 NEM
Line | Load Class | Conductor | Installed Cost | Percent Use | Percent Use | Percent Use | Percent Use | Percent Use | Percent Use | Percent Use | Percent Use
1 | A: Residential
2 | OH - small load | #2 Triplex | 598 | 31.18% | 22.04%
3 | OH - all electric | 1/0 Triplex | 690 | 2.665% | 2.343%
4 | UG - small load | 1/0 triplex | 692 | 60.96% | 71.01%
5 | UG - all electric | 4/0 triplex | 730 | 5.196% | 4.612%
6 | D: 664.6091; E: 672.9908
7
8 | A: 0 - 50 kW
9 | kW = 0, 1 Phase | OH - 1/0 Triplex | 855 |  |  | 16.84% | 12.18% |  |  | 31.2% | 28.53%
10 | B: UG - 1/0 triplex; C: 692; F: 83.16%; G: 87.82% |  | 68.8% | 71.47%
11 | F: 719.4516; G: 711.8613 |  | 742.8632 | 738.5105
12
13 | kW = 0, 3 Phase | OH - 1/0 Quadruplex | 1059 |  |  | 16.84% | 12.18% |  |  | 31.2% | 28.53%
14 | B: UG - 1/0 quadraplex; C: 963; F: 83.16%; G: 87.82% |  | 68.8% | 71.47%
15 | F: 979.1678; G: 974.6975 |  | 992.9562 | 990.3927
16
17 | kW > 1, 1 Phase | OH - 4/0 Triplex | 966 |  |  | 16.84% | 12.18% |  |  | 31.2% | 28.53%
18 | B: UG - 4/0 triplex; C: 730; F: 83.16%; G: 87.82% |  | 68.8% | 71.47%
19 | F: 769.7459; G: 758.7563 |  | 803.6424 | 797.3403
20
21 | kW > 1, 3 Phase | OH - 4/0 Quadruplex | 1148 |  |  | 16.84% | 12.18% |  |  | 31.2% | 28.53%
22 | B: UG - 4/0 quadraplex; C: 1036; F: 83.16%; G: 87.82% |  | 68.8% | 71.47%
23 | F: 1054.8625; G: 1049.6471 |  | 1070.9489 | 1067.9581
24
25
26 | A: 51 - 100 kW
27 | 1 Phase | OH - 2 - 4/0 Triplex | 1759 |  |  | 16.84% | 12.18% |  |  | 31.2% | 28.53%
28 | B: UG - 2 - 4/0 triplex; C: 1297; F: 83.16%; G: 87.82% |  | 68.8% | 71.47%
29 | F: 1374.8077; G: 1353.2941 |  | 1441.1644 | 1428.8272
30
31 | 3 Phase | OH - 2-4/0 Quadraplex | 2085 |  |  | 16.84% | 12.18% |  |  | 31.2% | 28.53%
32 | B: UG - 2-4/0 quadraplex; C: 1908; F: 83.16%; G: 87.82% |  | 68.8% | 71.47%
33 | F: 1937.8094; G: 1929.5672 |  | 1963.2318 | 1958.5052
34
35
36
37 | A: 101 - 300 kW
38 | 1 Phase | OH-3-500 & 350N | 3211 |  |  | 16.84% | 12.18% |  |  | 31.2% | 28.53%
39 | B: UG-3-750 & 500N; C: 4071; F: 83.16%; G: 87.82% |  | 68.8% | 71.47%
40 | F: 3926.1632; G: 3966.2101 |  | 3802.6421 | 3825.6073
41
42 | 3 Phase | OH-3-4/0 Quadraplex | 3705 |  |  | 16.84% | 12.18% |  |  | 31.2% | 28.53%
43 | B: UG-4-350 Quad; C: 3831; F: 83.16%; G: 87.82% |  | 68.8% | 71.47%
44 | F: 3809.7797; G: 3815.6471 |  | 3791.6824 | 3795.0471
45
46
47
48 | A: 301-1000 kW
49 | W/O KVAR, 3 Phase | OH-3-750 kcmil Quad | 8235 |  |  | 16.84% | 12.18% | 19.5% | 0% | 31.2% | 28.53%
50 |  | UG-4-750 kcmil Quad | 7087 |  |  | 83.16% | 87.82% | 80.5% | 100% | 68.8% | 71.47%
51 | F: 7280.3403; G: 7226.8824; H: 7310.8838 | 7087 | 7445.2267 | 7414.5707
52
53
54 | A: + 1000 kW
55 | 3 Phase W/KVAR | 12-1000 kcmil Quad. | 26800 |  |  | 100% | 100% | 100% | 100% | 100% | 100%
56 | F: 26800; G: 26800; H: 26800 | 26800 | 26800 | 26800
57
58
59 | Overhead % = |  | Residential | Residential NEM |  | Schedule 6 | Schedule 6 NEM | Schedule 8 | Schedule 8 NEM | Schedule 23 | Schedule 23 NEM
60 | % of Overhead Which Are Small Load= |  | 31.18% | 22.04% | % Overhead | 16.84% | 12.18% | 19.5% | 0% | 31.2% | 28.53%
61 | A: % of Overhead Which Are All Electric=; C: 2.665%; D: 2.343%
62
63 | A: Underground % =
64 | % of Underground Which Are Small Load= |  | 60.96% | 71.01% | % Underground | 83.16% | 87.82% | 80.5% | 100% | 68.8% | 71.47%
65 | A: % of Underground Which Are All Electric=; C: 5.196%; D: 4.612%
66 | Total OH & UG |  | 100% | 100% |  | 100% | 100% | 100% | 100% | 100% | 100%
PacifiCorp
Utah Embedded Cost Study
Summary of Average Installed Costs
Meters
|  | (A) | (B) | (C) | (D)
|  |  |  | Percent | Total Installed
Line | Load Class | Standard | Installed Cost | Use | Cost / Service
Residential
1 | Small Load | DM221F | 104 | 92.14% | 95.8251
2 | Large Load | DM221G | 139 | 7.86% | 10.926
3 | E: 106.7512
Bi-Directional,
| kW = 0, 1 Phase (sec) | DM221B | 162 | 100% | 162
4
5 | A: 0 - 30 kW
6 | kW = 0, 1 Phase | DM221F | 104 | 100% | 104
7
8 | kW = 0, 3 Phase | DM241C | 255 | 100% | 255
9
10 | kW > 1, 1 Phase | DM221H | 215 | 100% | 215
11
12 | kW > 1, 3 Phase | DM241C | 255 | 100% | 255
13
14
15 | A: 30-100 kW
16 | 1 phase | DM221H | 215 | 100% | 215
17
18 | 3 phase | DM241C | 255 | 100% | 255
19
20 | 3 phase with KVAR | DM241B | 245 | 100% | 245
21
22
23 | A: 101-300 kW
24 | 1 phase | DM231ABB | 1004 | 100% | 1004
25
26 | 3 phase | DM271AEC | 1350 | 100% | 1350
27
28 | 3 phase with KVAR | DM271AEC | 1350 | 100% | 1350
29
30
31 | A: 301 - 1000 kW
32 | 1 Phase (sec) | DM231AFE | 1165 | 100% | 1165
33
34 | 3 Phase (sec) w/o KVAR | DM271AEC | 1350 | 100% | 1350
35
36 | 3 Phase (sec) with KVAR | DM271AEC | 1350 | 100% | 1350
37
38
39 | A: Over 1 MW
40 | Secondary Voltage | DM271AEG | 1729 | 100% | 1729
41
42
43 | A: Primary Metering; D: Transmission Metering
44
45 | 13.8 kV 3-wire | DM101ACBI | 8137 | Meter Cost | 337951.9692
46 | A: 12.47 kV 4-wire Wye; B: DM121DBBI; C: 11268
47 | A: 24.9 kV 4-wire Wye; B: DM121DGBI; C: 13839
48 | A: 35 kV 4-wire Wye; B: DM131DBH; C: 31060
49
50 | A: % of Small Load =; B: 92.14%
51 | A: % of All Electric =; B: 7.86%
52 | A: Total; B: 100%