## Results
Table H.19 Wind Integration Costs with and without EIM Benefit, $/MWh
$/MWh | 2012 WIS (2012$) | 2014 WIS with EIM Benefits (2015$) | 2014 WIS without EIM Benefits (2015$)
Regulating Margin | 2.19 | 1.6555 | 1.8709
System Balancing | 0.36 | 0.74011 | 0.74122
Total Wind Integration Costs | 2.55 | 2.3956 | 2.6121
Table H.15 Comparison of Wind Integration Costs Calculated Using Monthly
and Hourly Reserve Requirements as Inputs to PaR, ($/MWh)
$/MWh | 2012 WIS Monthly Reserves (2012$) | 2014 WIS Hourly Reserves (2015$) | 2014 WIS Monthly Reserves (2015$)
Regulating Margin | 2.19 | 2.3492 | 1.6555
System Balancing | 0.36 | 0.70617 | 0.74011
Total Wind Integration Costs | 2.55 | 3.0553 | 2.3956

## WindProjects S1
Wind generation | GWh
RR1_100371 | 139.4
FC4_79207_In | 52.9
ECH_160595 | 111.6
FC1_In | 128.6
LeaningJ_317714 | 301.7
Marengo1_332428 | 393.5
GoodHill_332427 | 267.1
Mtn_Wind1_367721 | 151.9
Mtn_Wind2_398449 | 189.8
SpanishF_311681 | 51.7
OregonWF_Plan_I | 161.3
Marengo2_423463 | 187.4
Glenrock_423461 | 324
SevenMile_357819 | 349.9
Rolling_H_423462 | 292.8
SevenMile2_Plan | 68.9
Glenrock3_Plan | 124.5
McFadden_Ridge_I | 86.1
Top of World | 610.3
Dunlap | 353.9
HighPlains_Plan | 309.6
T3_Buttes_460457 | 323.1
I_W_PowerCnty_I | 59.8
I_W_PowerCnty_II | 57.1
SCL_New_In | 377.4
QF_Latigo_21022 | 91.3
QF_W_MC_FivePine | 109.4
QF_W_MC_NorthPt | 239.1
WCE_244520 | 177
Total GWH | 6091.1

## Detail Summary, $1000 RD
[10 empty] | [2014 Wind Integration Study Combined Without EIM Monthly] | [7 empty] | [2014 Wind Integration Study Combined EIM Monthly] | [7 empty] | [2014 Wind Integration Study Combined EIM Hourly]
[10 empty] | $Thousands | [7 empty] | $Thousands | [7 empty] | $Thousands
December 31, 2013 OPFC $16 CO2
[7 empty] | Cost with Adjustment (000$) | Dump Power Adj | Dump Power | Reserve Deficiency Adjustment ($1000/MWh) | Reserve Deficiency Adjustment (000$) | ENS (000$) | Total Cost (000 $) | ENS (GWh) | Cost with Adjustment (000$) | Dump Power Adj | Dump Power | Reserve Deficiency Adjustment ($1000/MWh) | Reserve Deficiency Adjustment (000$) | ENS (000$) | Total Cost (000 $) | ENS (GWh) | Cost with Adjustment (000$) | Dump Power Adj | Dump Power | Reserve Deficiency Adjustment ($1000/MWh) | Reserve Deficiency Adjustment (000$) | ENS (000$) | Total Cost (000 $) | ENS (GWh)
PaR Model Simulation | Forward Term | Load | Wind Profile | Incremental Reserve | Day-ahead Forecast Error | Comments
Regulating Margin Reserve Cost Runs
1 | 2015 | 2015 Load Forecast | Expected Profile | Load | None |  | 1675544 |  |  | 1448 | -724 | 3254 | 1674820 | 3.3 | 1671984 |  |  | 974 | -487 | 3254 | 1671497 | 3.3 | 1674413 |  |  | 824 | -412 | 3261 | 1674001 | 3.3
2 | 2015 | 2015 Load Forecast | Expected Profile | Load and Wind | None |  | 1686940 |  |  | 2046 | -1023 | 3254 | 1685917 | 3.3 | 1682068 |  |  | 1956 | -978 | 3254 | 1681090 | 3.3 | 1688722 |  |  | 3132 | -1566 | 3254 | 1687156 | 3.3
Regulating Margin Cost = System Cost from PaR Simulation 2 less System Cost from PaR Simulation 1
System Balancing Cost Runs
3 | 2015 | 2013 Day-ahead Forecast | 2013 Day-ahead Forecast | Yes | None | Commit units based on day-ahead load forecast, and day-ahead wind forecast | 1542866 |  |  | 5664 | -2832 | 2126 | 1540034 | 2.1 | 1538421 |  |  | 4812 | -2406 | 2144 | 1536015 | 2.1 | 1548358 |  |  | 4934 | -2467 | 2043 | 1545891 | 2
4 | 2015 | 2013 Actual | 2013 Actual | Yes | For Load and Wind | Apply commitment from Simulation 3 | 1518933 |  |  | 4008 | -2004 | 1330 | 1516929 | 1.3 | 1515155 |  |  | 3712 | -1856 | 1348 | 1513299 | 1.3 | 1524653 |  |  | 4224 | -2112 | 1261 | 1522541 | 1.3
5 | 2015 | 2013 Actual | 2013 Day-ahead Forecast | Yes | None | Commit units based on actual Load, and day-ahead wind forecast | 1516817 |  |  | 5282 | -2641 | 1256 | 1514176 | 1.3 | 1512901 |  |  | 5238 | -2619 | 1256 | 1510282 | 1.3 | 1522908 |  |  | 5258 | -2629 | 1256 | 1520279 | 1.3
6 | 2015 | 2013 Actual | 2013 Actual | Yes | For Wind | Apply commitment from Simulation 5 | 1518535 |  |  | 3606 | -1803 | 1263 | 1516732 | 1.3 | 1514687 |  |  | 3576 | -1788 | 1263 | 1512899 | 1.3 | 1523789 |  |  | 3728 | -1864 | 1263 | 1521925 | 1.3
7 | 2015 | 2013 Actual | 2013 Actual | Yes | None | Commit units based on actual Load, and actual wind forecast | 1513184 |  |  | 4488 | -2244 | 1257 | 1510940 | 1.3 | 1509344 |  |  | 4106 | -2053 | 1257 | 1507291 | 1.3 | 1518691 |  |  | 4130 | -2065 | 1257 | 1516626 | 1.3
Load System Balancing Cost = System Cost from PaR Simulation 4, which uses the unit commitment from Simulation 3 based on day-ahead
forecast load (and day-ahead wind) less System Cost from PaR Simulation 6, which uses the unit commitement from Simulation 5
based on actual load (and day-ahead wind)
Wind System Balancing Cost = System Cost from PaR Simulation 6, which uses the unit commitment from Simulation 5 based on day-ahdead
wind (and actual load) less System Cost from PaR Simulation 7, which commits units based on actual wind (and actual load)
[7 empty] | W/ Adj | [5 empty] | W/o Adj |  | W/ Adj | [5 empty] | W/o Adj |  | W/ Adj | [5 empty] | W/o Adj
[6 empty] | Simulation 2 less 1 | 11396 |  |  | 598 | -299 |  | 11097 |  | 10084 |  |  | 982 | -491 |  | 9593 |  | 14309 |  |  | 2308 | -1154 |  | 13155
[6 empty] | Wind Generation (GWh) | 6091.1 | [5 empty] | 6091.1 |  | 6091.1 | [5 empty] | 6091.1 |  | 6091.1 | [5 empty] | 6091.1
[6 empty] | Cost of Wind Reserves ($/MWh) | 1.8709 | [7 empty] | 1.6555 | [7 empty] | 2.3492
Delta
[6 empty] | Simulation 6 less 7 | 5351 |  |  | -882 | 441 |  | 5792 |  | 5343 |  |  | -530 | 265 |  | 5608 |  | 5098 |  |  | -402 | 201 |  | 5299
[6 empty] | Wind (GWH) | 7219.2 | [5 empty] | 7219.2 |  | 7219.2 | [5 empty] | 7219.2 |  | 7219.2 | [5 empty] | 7219.2
[6 empty] | Cost of Wind System Balancing ($/MWh) | 0.74122 | [7 empty] | 0.74011 | [7 empty] | 0.70617
[6 empty] | Total Wind Integration Cost ($/MWh) | 2.6121 | [7 empty] | 2.3956 | [7 empty] | 3.0553

## Study1SM
Build ID: 000001_x64 Ventyx p. 1
MULTISYM V8.1.03 Copyright 1998-2014. All rights reserved. L0000-00 1 iter Convergent Monte 08/29/2014
2015: I15_P_WI_S1SMthd25492 (Environmental) 05:21:06 PM
Station Group Report
--------------------
|  | Aux | Cap |  |  | Heat Hours | Fuel/P | rch Cost | Star | t Star | t O&M | O&M | Opert | Total | Total
| Energy | Dmnd | Fctr | Sta- | FuelBurn | Rate per | ¢/MBtu | <F> $0 | 00 Fu | el Co | st Fix | ed V | ar Co | st Co | st Cost
No. Group | GWh | GWh | % | rts | GBtu | Btu/kWh Unit | $/MWh | <P> $00 | 0 GBt | u $00 | 0 $00 | 0 $00 | 0 $/MW | h $/MW | h $000
--- ---------------- | -------- | ------ | ----- | ---- | --------- | ------ ---- | ------ | --- ----- | ---- | ----- | ------ | ----- | ------ | ------ | --------
Native Load | 63531.2
Dump Power | 144.7 | [12 empty] | 14.1 | 2040
Aux Demand | 0
Tran. Losses | 0
LESS Resources (Export | s):
1 HydroEast | 258.5 | 0 | 42.2 | 0 |  |  | 0 | 0 |  | 0 | 0 | 0 | 0 | 0 | 0
2 HydroWest | 4148.8 | 0 | 60.9 | 0 |  |  | 0 | 0 |  | 0 | 0 | 0 | 0 | 0 | 0
3 PurchaseEast | 1369.8 | 0 | 51.6 | 69 |  |  | 38.7 | 52957 |  | 0 | 11084 | 8174 | 44.63 | 52.72 | 72215
4 RenewableEast | 4625.1 | 0 | 99.6 | 14 | 2468.1 | 10000 | 0 | 114994 | 0 | 0 | 0 | 657 | 25.01 | 25.01 | 115651
5 ThermalEast | 37961 | 0 | 73.6 | 680 | 371091.3 | 9776 | 199.3 | 739416 | 2335 | 9842 | 342903 | 29907 | 20.27 | 29.56 | 1122068
6 ThermalWest | 14578.2 | 0 | 69.6 | 374 | 141516.8 | 9707 | 221.2 | 312965 | 718 | 3652 | 95008 | 23450 | 23.08 | 29.84 | 435075
7 IRPEast | 207.4 | 0 | 12 | 10 | 2364.6 | 11400 | 378.9 | 8959 | 21 | 80 | 4758 | 0 | 43.2 | 66.52 | 13797
8 MCP | -3646.7 | 0 | 0.2 | 4575 |  |  | 40.7 | -148434 |  | 0 | 0 | 0 | 40.7 | 40.7 | -148434
9 InterruptEast | 0 | 0 | 0 | 0 |  |  | 0 | 0 |  | 0 | 0 | 0 | 0 | 0 | 0
10 RenewableWest | 1429.6 | 0 | 93.9 | 0 |  |  | 12 | 17088 |  | 0 | 0 | -3853 | 9.26 | 9.26 | 13235
11 PurchaseWest | 709.2 | 0 | 100 | 0 |  |  | 79 | 56006 |  | 0 | 0 | 0 | 78.97 | 78.97 | 56006
12 ExchangeEast | 1229.8 | 0 | 119.6 | 0 |  |  | 0 | 0 |  | 0 | 0 | 0 | 0 | 0 | 0
13 SaleWest | -443.3 | 0 | 100 | 0 |  |  | 4.2 | -1854 |  | 0 | 0 | 0 | 4.18 | 4.18 | -1854
14 SaleEast | -302.5 | 0 | 100 | 0 |  |  | 20 | -6042 |  | 0 | -4396 | -5131 | 36.93 | 51.46 | -15570
15 ExchangeWest | 1467.1 | 0 | 100 | 0 |  |  | 5.5 | 8043 |  | 0 | 0 | 0 | 5.48 | 5.48 | 8043
16 DSMEast | 0 | 0 | 0 | 9 |  |  | 0 | 0 |  | 0 | 0 | 0 | 0 | 0 | 0
Resource Totals | 63672.7 | 0 |  | 6217 | 517440.8 | 9764 |  | 1155397 | 3074 | 13574 | 449358 | 53203 | 18.98 | 26.25 | 1671532
Wheeling | [14 empty] | 1351
Fuel demand charges | [14 empty] | 0
Emissions costs | [14 empty] | 0
Reserve deficiencies | [14 empty] | 724
E.N.S. | 3.3 | [12 empty] | 1000 | 3254
SYSTEM | [13 empty] | 26.3 | 1674820
Ancil | lary Services Con | tribut | ion An | d Reve | nue Re | port
----- | ----------------- | ------ | ------ | ------ | ------ | ----
|  | #NAME? | illary | Servi | ces (c | ontrib | ution, | revenu | e,rate | )
|  | #NAME? | UP |  | #NAME? | DOWN |  | #NAME? |  |  | #NAME? | PIN |  | #NAME? | PIN2 |  | #NAME? | l
No. | Station | GWh | 0 | $/MW-h | GWh | 0 | $/MW-h | GWh | 0 | $/MW-h | GWh | 0 | $/MW-h | GWh | 0 | $/MW-h | GWh | 0 | $/MW-h
--- | ---------------- | ----- | ----- | ----- | ----- | ----- | ----- | ----- | ----- | ----- | ----- | ----- | ----- | ----- | ----- | ----- | ----- | ----- | -----
1 | BearRiver | 104.9 | 151.1 | 1.4 | 0 | 0 | 0 | 21 | 70.1 | 3.3 | 123.6 | 2616.2 | 21.2 | 0 | 0 | 0 | 249.5 | 2837.4 | 11.4
2 | Clearwater1 | 0 | 0 | 0 | 0 | 0 | 0 | 0 | 0 | 0 | 0 | 0 | 0 | 0 | 0 | 0 | 0 | 0 | 0
3 | Clearwater2 | 0 | 0 | 0 | 0 | 0 | 0 | 0 | 0 | 0 | 0 | 0 | 0 | 0 | 0 | 0 | 0 | 0 | 0
4 | FishCreek | 0 | 0 | 0 | 0 | 0 | 0 | 0 | 0 | 0 | 0 | 0 | 0 | 0 | 0 | 0 | 0 | 0 | 0
5 | GemState_99489 | 0 | 0 | 0 | 0 | 0 | 0 | 0 | 0 | 0 | 0 | 0 | 0 | 0 | 0 | 0 | 0 | 0 | 0
6 | IronGate | 0 | 0 | 0 | 0 | 0 | 0 | 0 | 0 | 0 | 0 | 0 | 0 | 0 | 0 | 0 | 0 | 0 | 0
7 | JCBoyle | 0 | 0 | 0 | 0 | 0 | 0 | 0 | 0 | 0 | 0 | 0 | 0 | 0 | 0 | 0 | 0 | 0 | 0
8 | Lemolo1 | 0 | 0 | 0 | 0 | 0 | 0 | 0 | 0 | 0 | 1.1 | 18.3 | 16.3 | 0 | 0 | 0 | 1.1 | 18.3 | 16.3
9 | Lemolo2 | 0 | 0 | 0 | 0 | 0 | 0 | 0 | 0 | 0 | 0 | 0 | 0 | 0 | 0 | 0 | 0 | 0 | 0
10 | Merwin | 0 | 0 | 0 | 0 | 0 | 0 | 0 | 0 | 0 | 0 | 0 | 0 | 0 | 0 | 0 | 0 | 0 | 0
11 | SmallEastHydro | 0 | 0 | 0 | 0 | 0 | 0 | 0 | 0 | 0 | 0 | 0 | 0 | 0 | 0 | 0 | 0 | 0 | 0
12 | SodaSprings | 0 | 0 | 0 | 0 | 0 | 0 | 0 | 0 | 0 | 0 | 0 | 0 | 0 | 0 | 0 | 0 | 0 | 0
13 | Swift1 | 602.4 | ****** | 37.4 | 0 | 0 | 0 | 426.9 | ****** | 51.5 | 121.5 | ****** | 82.7 | 0 | 0 | 0 | 1150.8 | ****** | 47.4
14 | Swift2 | 0 | 0 | 0 | 0 | 0 | 0 | 0 | 0 | 0 | 0 | 0 | 0 | 0 | 0 | 0 | 0 | 0 | 0
15 | UKL | 0 | 0 | 0 | 0 | 0 | 0 | 0 | 0 | 0 | 0 | 0 | 0 | 0 | 0 | 0 | 0 | 0 | 0
16 | Yale | 167.6 | 6704.5 | 40 | 0 | 0 | 0 | 183.5 | ****** | 70.9 | 162.1 | ****** | 63.4 | 0 | 0 | 0 | 513.2 | ****** | 58.4
17 | Blundell | 0 | 0 | 0 | 0 | 0 | 0 | 6.8 | 97 | 14.2 | 0 | 0 | 0 | 0 | 0 | 0 | 6.8 | 97 | 14.2
18 | Carbon1 | 9.4 | 17 | 1.8 | 0 | 0 | 0 | 1.8 | 4.6 | 2.6 | 0 | 0 | 0 | 0 | 0 | 0 | 11.2 | 21.5 | 1.9
19 | Carbon2 | 9.1 | 16.6 | 1.8 | 0 | 0 | 0 | 1.4 | 4.3 | 3 | 0 | 0 | 0 | 0 | 0 | 0 | 10.5 | 20.9 | 2
20 | Cholla4 | 110.9 | 197.7 | 1.8 | 0 | 0 | 0 | 27.7 | 59.2 | 2.1 | 0 | 0 | 0 | 0 | 0 | 0 | 138.5 | 256.9 | 1.9
21 | Colstrip3 | 0 | 0 | 0 | 0 | 0 | 0 | 0 | 0 | 0 | 1.8 | 1 | 0.5 | 0 | 0 | 0 | 1.8 | 1 | 0.5
22 | Colstrip4 | 0 | 0 | 0 | 0 | 0 | 0 | 0 | 0 | 0 | 1.8 | 0.8 | 0.4 | 0 | 0 | 0 | 1.8 | 0.8 | 0.4
23 | Craig1 | 0 | 0 | 0 | 0 | 0 | 0 | 0 | 0 | 0 | 0 | 0 | 0 | 0 | 0 | 0 | 0 | 0 | 0
24 | Craig2 | 0 | 0 | 0 | 0 | 0 | 0 | 0 | 0 | 0 | 0 | 0 | 0 | 0 | 0 | 0 | 0 | 0 | 0
25 | GadsbyGT3 | 0 | 0 | 0 | 0 | 0 | 0 | 0 | 0 | 0 | 0 | 0 | 0 | 0 | 0 | 0 | 0 | 0 | 0
26 | Gadsby1 | 0 | 0 | 0 | 0 | 0 | 0 | 0 | 0 | 0 | 0 | 0 | 0 | 0 | 0 | 0 | 0 | 0 | 0
27 | Gadsby2 | 0 | 0 | 0 | 0 | 0 | 0 | 0 | 0 | 0 | 0 | 0 | 0 | 0 | 0 | 0 | 0 | 0 | 0
28 | Gadsby3 | 0 | 0 | 0 | 0 | 0 | 0 | 0 | 0 | 0 | 0 | 0 | 0 | 0 | 0 | 0 | 0 | 0 | 0
29 | GadsbyGT2 | 0 | 0.1 | 1.4 | 0 | 0 | 0 | 0 | 0 | 0 | 0 | 0 | 0 | 0 | 0 | 0 | 0 | 0.1 | 1.4
30 | GadsbyGT1 | 0 | 0 | 0 | 0 | 0 | 0 | 0 | 0 | 0 | 0 | 0 | 0 | 0 | 0 | 0 | 0 | 0 | 0
31 | Hayden1 | 0 | 0 | 0 | 0 | 0 | 0 | 0 | 0 | 0 | 0 | 0 | 0 | 0 | 0 | 0 | 0 | 0 | 0
32 | Hayden2 | 0 | 0 | 0 | 0 | 0 | 0 | 0 | 0 | 0 | 0 | 0 | 0 | 0 | 0 | 0 | 0 | 0 | 0
33 | Hermiston2 | 67.8 | 8.8 | 0.1 | 0 | 0 | 0 | 45.6 | 11.1 | 0.2 | 49.7 | 9.7 | 0.2 | 0 | 0 | 0 | 163.1 | 29.6 | 0.2
34 | Hunter3 | 32.5 | 31.2 | 1 | 0 | 0 | 0 | 4.6 | 26.1 | 5.6 | 0 | 0 | 0 | 0 | 0 | 0 | 37.1 | 57.3 | 1.5
35 | Hunter1 | 24.3 | 16.5 | 0.7 | 0 | 0 | 0 | 3.6 | 21.3 | 5.9 | 0 | 0 | 0 | 0 | 0 | 0 | 27.9 | 37.9 | 1.4
36 | Hunter2 | 15.2 | 10.1 | 0.7 | 0 | 0 | 0 | 1.8 | 16 | 9.1 | 0 | 0 | 0 | 0 | 0 | 0 | 16.9 | 26.1 | 1.5
37 | Huntington1 | 8.3 | 8.8 | 1.1 | 0 | 0 | 0 | 1 | 11.3 | 10.8 | 0 | 0 | 0 | 0 | 0 | 0 | 9.3 | 20 | 2.2
38 | Huntington2 | 14.4 | 10 | 0.7 | 0 | 0 | 0 | 1.5 | 14 | 9.6 | 0 | 0 | 0 | 0 | 0 | 0 | 15.8 | 24 | 1.5
39 | JBridger1 | 20.8 | 1.7 | 0.1 | 0 | 0 | 0 | 14.6 | 1.8 | 0.1 | 11.5 | 1.5 | 0.1 | 0 | 0 | 0 | 47 | 5 | 0.1
40 | JBridger2 | 16.7 | 1 | 0.1 | 0 | 0 | 0 | 25.1 | 1.9 | 0.1 | 24.7 | 4.9 | 0.2 | 0 | 0 | 0 | 66.5 | 7.9 | 0.1
41 | JBridger3 | 1.7 | 0.9 | 0.5 | 0 | 0 | 0 | 14.8 | 0.7 | 0 | 21 | 0.8 | 0 | 0 | 0 | 0 | 37.6 | 2.4 | 0.1
42 | JBridger4 | 11.9 | 1.1 | 0.1 | 0 | 0 | 0 | 32.1 | 4 | 0.1 | 27.5 | 2.8 | 0.1 | 0 | 0 | 0 | 71.5 | 7.9 | 0.1
43 | JamesRiverCG | 0 | 0 | 0 | 0 | 0 | 0 | 0 | 0 | 0 | 0 | 0 | 0 | 0 | 0 | 0 | 0 | 0 | 0
44 | Johnston1 | 0 | 0 | 0 | 0 | 0 | 0 | 0 | 0 | 0 | 3.5 | 9.2 | 2.6 | 0 | 0 | 0 | 3.5 | 9.2 | 2.6
45 | Johnston2 | 0 | 0 | 0 | 0 | 0 | 0 | 0 | 0 | 0 | 3.7 | 10.1 | 2.7 | 0 | 0 | 0 | 3.7 | 10.1 | 2.7
46 | Johnston3 | 0 | 0 | 0 | 0 | 0 | 0 | 0 | 0 | 0 | 1.8 | 4.1 | 2.3 | 0 | 0 | 0 | 1.8 | 4.1 | 2.3
47 | Johnston4 | 0 | 0 | 0 | 0 | 0 | 0 | 0 | 0 | 0 | 4.4 | 14.2 | 3.3 | 0 | 0 | 0 | 4.4 | 14.2 | 3.3
48 | Naughton1 | 73.5 | 60.9 | 0.8 | 0 | 0 | 0 | 13.5 | 46.3 | 3.4 | 0 | 0 | 0 | 0 | 0 | 0 | 87 | 107.3 | 1.2
49 | Naughton2 | 87.8 | 145.9 | 1.7 | 0 | 0 | 0 | 17.8 | 51.8 | 2.9 | 0 | 0 | 0 | 0 | 0 | 0 | 105.6 | 197.6 | 1.9
50 | WestValleyCi GT1 | 0 | 0 | 0 | 0 | 0 | 0 | 0 | 0 | 0 | 0 | 0 | 0 | 0 | 0 | 0 | 0 | 0 | 0
51 | WestValleyCi GT4 | 0 | 0 | 0 | 0 | 0 | 0 | 0 | 0 | 0 | 0 | 0 | 0 | 0 | 0 | 0 | 0 | 0 | 0
52 | WestValleyCi GT5 | 0 | 0 | 0 | 0 | 0 | 0 | 0 | 0 | 0 | 0 | 0 | 0 | 0 | 0 | 0 | 0 | 0 | 0
53 | WestValleyCi GT3 | 0 | 0 | 0 | 0 | 0 | 0 | 0 | 0 | 0 | 0 | 0 | 0 | 0 | 0 | 0 | 0 | 0 | 0
54 | WestValleyCi GT2 | 0 | 0 | 0 | 0 | 0 | 0 | 0 | 0 | 0 | 0 | 0 | 0 | 0 | 0 | 0 | 0 | 0 | 0
55 | Wyodak1 | 0 | 0 | 0 | 0 | 0 | 0 | 0 | 0 | 0 | 0.3 | 0.4 | 1.7 | 0 | 0 | 0 | 0.3 | 0.4 | 1.7
56 | CurrantCreek | 252.8 | 64.2 | 0.3 | 0 | 0 | 0 | 109.3 | 183.5 | 1.7 | 0 | 0 | 0 | 0 | 0 | 0 | 362.1 | 247.8 | 0.7
57 | BigFork | 0 | 0 | 0 | 0 | 0 | 0 | 0 | 0 | 0 | 0 | 0 | 0 | 0 | 0 | 0 | 0 | 0 | 0
58 | LakeSide | 300.4 | 189.2 | 0.6 | 0 | 0 | 0 | 53.6 | 173.8 | 3.2 | 0 | 0 | 0 | 0 | 0 | 0 | 353.9 | 363 | 1
59 | PAC-COB SALE | 0 | 0 | 0 | 0 | 0 | 0 | 0 | 0 | 0 | 0 | 0 | 0 | 0 | 0 | 0 | 0 | 0 | 0
60 | PAC-COB PUR | 0 | 0 | 0 | 0 | 0 | 0 | 0.7 | 0 | 0 | 0 | 0 | 0 | 0 | 0 | 0 | 0.7 | 0 | 0
61 | PAC-MIDC SALE | 0 | 0 | 0 | 0 | 0 | 0 | 0 | 0 | 0 | 0 | 0 | 0 | 0 | 0 | 0 | 0 | 0 | 0
62 | PAC-MIDC PUR | 0 | 0 | 0 | 0 | 0 | 0 | 215.7 | 2.4 | 0 | 88 | 1.7 | 0 | 0 | 0 | 0 | 303.7 | 4.1 | 0
63 | PAC-FC SALE | 0 | 0 | 0 | 0 | 0 | 0 | 0 | 0 | 0 | 0 | 0 | 0 | 0 | 0 | 0 | 0 | 0 | 0
64 | PAC-FC PUR | 0 | 0 | 0 | 0 | 0 | 0 | 32.6 | 164.8 | 5.1 | 0 | 0 | 0 | 0 | 0 | 0 | 32.6 | 164.8 | 5.1
65 | PAC-PV SALE | 0 | 0 | 0 | 0 | 0 | 0 | 0 | 0 | 0 | 0 | 0 | 0 | 0 | 0 | 0 | 0 | 0 | 0
66 | PAC-PV PUR | 0 | 0 | 0 | 0 | 0 | 0 | 196.6 | 1603.7 | 8.2 | 0 | 0 | 0 | 0 | 0 | 0 | 196.6 | 1603.7 | 8.2
67 | RR1_100371 | 0 | 0 | 0 | 0 | 0 | 0 | 0 | 0 | 0 | 0 | 0 | 0 | 0 | 0 | 0 | 0 | 0 | 0
68 | FC4_79207_In | 0 | 0 | 0 | 0 | 0 | 0 | 0 | 0 | 0 | 0 | 0 | 0 | 0 | 0 | 0 | 0 | 0 | 0
69 | Monsanto_145258 | 0 | 0 | 0 | 0 | 0 | 0 | 0 | 0 | 0 | 121.5 | 323.2 | 2.7 | 0 | 0 | 0 | 121.5 | 323.2 | 2.7
70 | APS_27875_Supp | 0 | 0 | 0 | 0 | 0 | 0 | 48.9 | 161.8 | 3.3 | 0 | 0 | 0 | 0 | 0 | 0 | 48.9 | 161.8 | 3.3
71 | REDD_66276_Out | 0 | 0 | 0 | 0 | 0 | 0 | 0 | 0 | 0 | 0 | 0 | 0 | 0 | 0 | 0 | 0 | 0 | 0
72 | Douglas_38185 | 0 | 0 | 0 | 0 | 0 | 0 | 0 | 0 | 0 | 0 | 0 | 0 | 0 | 0 | 0 | 0 | 0 | 0
73 | PGE_Cove_83984 | 0 | 0 | 0 | 0 | 0 | 0 | 0 | 0 | 0 | 0 | 0 | 0 | 0 | 0 | 0 | 0 | 0 | 0
74 | FC1_42818_Out | 0 | 0 | 0 | 0 | 0 | 0 | 0 | 0 | 0 | 0 | 0 | 0 | 0 | 0 | 0 | 0 | 0 | 0
75 | FC1_63510_Out | 0 | 0 | 0 | 0 | 0 | 0 | 0 | 0 | 0 | 0 | 0 | 0 | 0 | 0 | 0 | 0 | 0 | 0
76 | FC4_79207_Out | 0 | 0 | 0 | 0 | 0 | 0 | 0 | 0 | 0 | 0 | 0 | 0 | 0 | 0 | 0 | 0 | 0 | 0
77 | Cowlitz_65787 | 0 | 0 | 0 | 0 | 0 | 0 | 0 | 0 | 0 | 0 | 0 | 0 | 0 | 0 | 0 | 0 | 0 | 0
78 | SIE_64885_McNary | 0 | 0 | 0 | 0 | 0 | 0 | 0 | 0 | 0 | 0 | 0 | 0 | 0 | 0 | 0 | 0 | 0 | 0
79 | SMUD_24296_In | 0 | 0 | 0 | 0 | 0 | 0 | 0 | 0 | 0 | 0 | 0 | 0 | 0 | 0 | 0 | 0 | 0 | 0
80 | APS_58118_FC_In | 0 | 0 | 0 | 0 | 0 | 0 | 0 | 0 | 0 | 0 | 0 | 0 | 0 | 0 | 0 | 0 | 0 | 0
81 | APS_58119_FC_Out | 0 | 0 | 0 | 0 | 0 | 0 | 0 | 0 | 0 | 0 | 0 | 0 | 0 | 0 | 0 | 0 | 0 | 0
82 | REDD_66276_In | 0 | 0 | 0 | 0 | 0 | 0 | 0 | 0 | 0 | 0 | 0 | 0 | 0 | 0 | 0 | 0 | 0 | 0
83 | APS_58118_AZ_In | 0 | 0 | 0 | 0 | 0 | 0 | 0 | 0 | 0 | 0 | 0 | 0 | 0 | 0 | 0 | 0 | 0 | 0
84 | APS_58119_AZ_Out | 0 | 0 | 0 | 0 | 0 | 0 | 0 | 0 | 0 | 0 | 0 | 0 | 0 | 0 | 0 | 0 | 0 | 0
85 | SIE_64885_Goshen | 0 | 0 | 0 | 0 | 0 | 0 | 0 | 0 | 0 | 0 | 0 | 0 | 0 | 0 | 0 | 0 | 0 | 0
86 | Hermiston1 | 48.9 | 4.2 | 0.1 | 0 | 0 | 0 | 25.6 | 6 | 0.2 | 48.7 | 14.8 | 0.3 | 0 | 0 | 0 | 123.2 | 24.9 | 0.2
87 | WCE_244520 | 0 | 0 | 0 | 0 | 0 | 0 | 0 | 0 | 0 | 0 | 0 | 0 | 0 | 0 | 0 | 0 | 0 | 0
88 | ECH_160595 | 0 | 0 | 0 | 0 | 0 | 0 | 0 | 0 | 0 | 0 | 0 | 0 | 0 | 0 | 0 | 0 | 0 | 0
89 | FC1_In | 0 | 0 | 0 | 0 | 0 | 0 | 0 | 0 | 0 | 0 | 0 | 0 | 0 | 0 | 0 | 0 | 0 | 0
90 | Deseret_194277 | 0 | 0 | 0 | 0 | 0 | 0 | 145.2 | 1492.8 | 10.3 | 0.1 | 0.5 | 9.2 | 0 | 0 | 0 | 145.2 | 1493.3 | 10.3
91 | DSM_ID_Irrigate | 0 | 0 | 0 | 0 | 0 | 0 | 7.5 | 39.4 | 5.2 | 14.7 | 139.4 | 9.5 | 0 | 0 | 0 | 22.3 | 178.8 | 8
92 | QF_Exxon_236032 | 0 | 0 | 0 | 0 | 0 | 0 | 0 | 0 | 0 | 0 | 0 | 0 | 0 | 0 | 0 | 0 | 0 | 0
93 | QF_SUNN_Ad_59965 | 0 | 0 | 0 | 0 | 0 | 0 | 0 | 0 | 0 | 0 | 0 | 0 | 0 | 0 | 0 | 0 | 0 | 0
94 | QF_SUNN_Ba_83997 | 0 | 0 | 0 | 0 | 0 | 0 | 0 | 0 | 0 | 0 | 0 | 0 | 0 | 0 | 0 | 0 | 0 | 0
95 | QF_Tesoro_519533 | 0 | 0 | 0 | 0 | 0 | 0 | 0 | 0 | 0 | 0 | 0 | 0 | 0 | 0 | 0 | 0 | 0 | 0
96 | BHPL_28160_Loss | 0 | 0 | 0 | 0 | 0 | 0 | 0 | 0 | 0 | 0 | 0 | 0 | 0 | 0 | 0 | 0 | 0 | 0
97 | Rogue | 0 | 0 | 0 | 0 | 0 | 0 | 0 | 0 | 0 | 0 | 0 | 0 | 0 | 0 | 0 | 0 | 0 | 0
98 | MidColumbia | 18.7 | 291.1 | 15.6 | 0 | 0 | 0 | 22.6 | 485 | 21.5 | 55.3 | 1423.8 | 25.7 | 0 | 0 | 0 | 96.6 | 2200 | 22.8
99 | Toketee-Slide | 0 | 0 | 0 | 0 | 0 | 0 | 0 | 0 | 0 | 0 | 0 | 0 | 0 | 0 | 0 | 0 | 0 | 0
100 | SmallWestHydro | 0 | 0 | 0 | 0 | 0 | 0 | 0 | 0 | 0 | 0 | 0 | 0 | 0 | 0 | 0 | 0 | 0 | 0
101 | PSCO_340325_In | 0 | 0 | 0 | 0 | 0 | 0 | 0 | 0 | 0 | 0 | 0 | 0 | 0 | 0 | 0 | 0 | 0 | 0
102 | PSCO_340325_Out | 0 | 0 | 0 | 0 | 0 | 0 | 0 | 0 | 0 | 0 | 0 | 0 | 0 | 0 | 0 | 0 | 0 | 0
103 | HURR_393045_S | 0 | 0 | 0 | 0 | 0 | 0 | 0 | 0 | 0 | 0 | 0 | 0 | 0 | 0 | 0 | 0 | 0 | 0
104 | HURR_393045_P | 0 | 0 | 0 | 0 | 0 | 0 | 0 | 0 | 0 | 0 | 0 | 0 | 0 | 0 | 0 | 0 | 0 | 0
105 | LeaningJ_317714 | 0 | 0 | 0 | 0 | 0 | 0 | 0 | 0 | 0 | 0 | 0 | 0 | 0 | 0 | 0 | 0 | 0 | 0
106 | Marengo1_332428 | 0 | 0 | 0 | 0 | 0 | 0 | 0 | 0 | 0 | 0 | 0 | 0 | 0 | 0 | 0 | 0 | 0 | 0
107 | GoodHill_332427 | 0 | 0 | 0 | 0 | 0 | 0 | 0 | 0 | 0 | 0 | 0 | 0 | 0 | 0 | 0 | 0 | 0 | 0
108 | Mtn_Wind1_367721 | 0 | 0 | 0 | 0 | 0 | 0 | 0 | 0 | 0 | 0 | 0 | 0 | 0 | 0 | 0 | 0 | 0 | 0
109 | Mtn_Wind2_398449 | 0 | 0 | 0 | 0 | 0 | 0 | 0 | 0 | 0 | 0 | 0 | 0 | 0 | 0 | 0 | 0 | 0 | 0
110 | SpanishF_311681 | 0 | 0 | 0 | 0 | 0 | 0 | 0 | 0 | 0 | 0 | 0 | 0 | 0 | 0 | 0 | 0 | 0 | 0
111 | OregonWF_Plan_I | 0 | 0 | 0 | 0 | 0 | 0 | 0 | 0 | 0 | 0 | 0 | 0 | 0 | 0 | 0 | 0 | 0 | 0
112 | Marengo2_423463 | 0 | 0 | 0 | 0 | 0 | 0 | 0 | 0 | 0 | 0 | 0 | 0 | 0 | 0 | 0 | 0 | 0 | 0
113 | Glenrock_423461 | 0 | 0 | 0 | 0 | 0 | 0 | 0 | 0 | 0 | 0 | 0 | 0 | 0 | 0 | 0 | 0 | 0 | 0
114 | SevenMile_357819 | 0 | 0 | 0 | 0 | 0 | 0 | 0 | 0 | 0 | 0 | 0 | 0 | 0 | 0 | 0 | 0 | 0 | 0
115 | Rolling_H_423462 | 0 | 0 | 0 | 0 | 0 | 0 | 0 | 0 | 0 | 0 | 0 | 0 | 0 | 0 | 0 | 0 | 0 | 0
116 | SevenMile2_Plan | 0 | 0 | 0 | 0 | 0 | 0 | 0 | 0 | 0 | 0 | 0 | 0 | 0 | 0 | 0 | 0 | 0 | 0
117 | Glenrock3_Plan | 0 | 0 | 0 | 0 | 0 | 0 | 0 | 0 | 0 | 0 | 0 | 0 | 0 | 0 | 0 | 0 | 0 | 0
118 | McFadden_Ridge_I | 0 | 0 | 0 | 0 | 0 | 0 | 0 | 0 | 0 | 0 | 0 | 0 | 0 | 0 | 0 | 0 | 0 | 0
119 | QF_EVB_351030 | 0 | 0 | 0 | 0 | 0 | 0 | 0 | 0 | 0 | 0 | 0 | 0 | 0 | 0 | 0 | 0 | 0 | 0
120 | WEYE_Res_356685 | 0 | 0 | 0 | 0 | 0 | 0 | 0 | 0 | 0 | 0 | 0 | 0 | 0 | 0 | 0 | 0 | 0 | 0
121 | Chehalis | 84.4 | 22 | 0.3 | 0 | 0 | 0 | 47 | 36.5 | 0.8 | 20.7 | 24.6 | 1.2 | 0 | 0 | 0 | 152 | 83.1 | 0.5
122 | PAC-Mead PUR | 0 | 0 | 0 | 0 | 0 | 0 | 36.7 | 439.4 | 12 | 0 | 0 | 0 | 0 | 0 | 0 | 36.7 | 439.4 | 12
123 | PAC-Mead SALE | 0 | 0 | 0 | 0 | 0 | 0 | 0 | 0 | 0 | 0 | 0 | 0 | 0 | 0 | 0 | 0 | 0 | 0
124 | PAC-Mona PUR | 0 | 0 | 0 | 0 | 0 | 0 | 1292.1 | 923.2 | 0.7 | 0.7 | 0.5 | 0.7 | 0 | 0 | 0 | 1292.8 | 923.7 | 0.7
125 | PAC-Mona SALE | 0 | 0 | 0 | 0 | 0 | 0 | 0 | 0 | 0 | 0 | 0 | 0 | 0 | 0 | 0 | 0 | 0 | 0
126 | Copco 1-2 | 0 | 0 | 0 | 0 | 0 | 0 | 26.3 | 355.6 | 13.5 | 29.5 | 507.8 | 17.2 | 0 | 0 | 0 | 55.9 | 863.4 | 15.5
127 | Top of World | 0 | 0 | 0 | 0 | 0 | 0 | 0 | 0 | 0 | 0 | 0 | 0 | 0 | 0 | 0 | 0 | 0 | 0
128 | QF_CA_Hydro | 0 | 0 | 0 | 0 | 0 | 0 | 0 | 0 | 0 | 0 | 0 | 0 | 0 | 0 | 0 | 0 | 0 | 0
129 | QF_OR_Biomass | 0 | 0 | 0 | 0 | 0 | 0 | 0 | 0 | 0 | 0 | 0 | 0 | 0 | 0 | 0 | 0 | 0 | 0
130 | QF_OR_Hydro | 0 | 0 | 0 | 0 | 0 | 0 | 0 | 0 | 0 | 0 | 0 | 0 | 0 | 0 | 0 | 0 | 0 | 0
131 | QF_OR_Thermal | 0 | 0 | 0 | 0 | 0 | 0 | 0 | 0 | 0 | 0 | 0 | 0 | 0 | 0 | 0 | 0 | 0 | 0
132 | QF_UTN_Biomass | 0 | 0 | 0 | 0 | 0 | 0 | 0 | 0 | 0 | 0 | 0 | 0 | 0 | 0 | 0 | 0 | 0 | 0
133 | QF_UTS_Biomass | 0 | 0 | 0 | 0 | 0 | 0 | 0 | 0 | 0 | 0 | 0 | 0 | 0 | 0 | 0 | 0 | 0 | 0
134 | QF_UTN_Hydro | 0 | 0 | 0 | 0 | 0 | 0 | 0 | 0 | 0 | 0 | 0 | 0 | 0 | 0 | 0 | 0 | 0 | 0
135 | QF_WAYA_Biomass | 0 | 0 | 0 | 0 | 0 | 0 | 0 | 0 | 0 | 0 | 0 | 0 | 0 | 0 | 0 | 0 | 0 | 0
136 | QF_WAWW_Hydro | 0 | 0 | 0 | 0 | 0 | 0 | 0 | 0 | 0 | 0 | 0 | 0 | 0 | 0 | 0 | 0 | 0 | 0
137 | QF_WAYA_Wind | 0 | 0 | 0 | 0 | 0 | 0 | 0 | 0 | 0 | 0 | 0 | 0 | 0 | 0 | 0 | 0 | 0 | 0
138 | QF_WY_Hydro | 0 | 0 | 0 | 0 | 0 | 0 | 0 | 0 | 0 | 0 | 0 | 0 | 0 | 0 | 0 | 0 | 0 | 0
139 | QF_ID_Hydro | 0 | 0 | 0 | 0 | 0 | 0 | 0 | 0 | 0 | 0 | 0 | 0 | 0 | 0 | 0 | 0 | 0 | 0
140 | Dunlap | 0 | 0 | 0 | 0 | 0 | 0 | 0 | 0 | 0 | 0 | 0 | 0 | 0 | 0 | 0 | 0 | 0 | 0
141 | HighPlains_Plan | 0 | 0 | 0 | 0 | 0 | 0 | 0 | 0 | 0 | 0 | 0 | 0 | 0 | 0 | 0 | 0 | 0 | 0
142 | T3_Buttes_460457 | 0 | 0 | 0 | 0 | 0 | 0 | 0 | 0 | 0 | 0 | 0 | 0 | 0 | 0 | 0 | 0 | 0 | 0
143 | I_W_PowerCnty_I | 0 | 0 | 0 | 0 | 0 | 0 | 0 | 0 | 0 | 0 | 0 | 0 | 0 | 0 | 0 | 0 | 0 | 0
144 | I_W_PowerCnty_II | 0 | 0 | 0 | 0 | 0 | 0 | 0 | 0 | 0 | 0 | 0 | 0 | 0 | 0 | 0 | 0 | 0 | 0
145 | PAC-NOB PUR | 0 | 0 | 0 | 0 | 0 | 0 | 0.9 | 0 | 0 | 1.2 | 1.2 | 1.1 | 0 | 0 | 0 | 2.1 | 1.2 | 0.6
146 | SCL_New_In | 0 | 0 | 0 | 0 | 0 | 0 | 0 | 0 | 0 | 0 | 0 | 0 | 0 | 0 | 0 | 0 | 0 | 0
147 | SCL_New_Out | 0 | 0 | 0 | 0 | 0 | 0 | 0 | 0 | 0 | 0 | 0 | 0 | 0 | 0 | 0 | 0 | 0 | 0
148 | QF_RBFP_E20771 | 0 | 0 | 0 | 0 | 0 | 0 | 0 | 0 | 0 | 0 | 0 | 0 | 0 | 0 | 0 | 0 | 0 | 0
149 | ConstEng_E999691 | 0 | 0 | 0 | 0 | 0 | 0 | 0 | 0 | 0 | 0 | 0 | 0 | 0 | 0 | 0 | 0 | 0 | 0
150 | TMF_BioF_E20958 | 0 | 0 | 0 | 0 | 0 | 0 | 0 | 0 | 0 | 0 | 0 | 0 | 0 | 0 | 0 | 0 | 0 | 0
151 | PAC-NOB SALE | 0 | 0 | 0 | 0 | 0 | 0 | 0 | 0 | 0 | 0 | 0 | 0 | 0 | 0 | 0 | 0 | 0 | 0
152 | I_Naughton3_GCF | 16.1 | 23.5 | 1.5 | 0 | 0 | 0 | 10.6 | 140.8 | 13.3 | 0 | 0 | 0 | 0 | 0 | 0 | 26.7 | 164.3 | 6.2
153 | BHPL_27013R_MC_S | 0 | 0 | 0 | 0 | 0 | 0 | 0 | 0 | 0 | 0 | 0 | 0 | 0 | 0 | 0 | 0 | 0 | 0
154 | BHPL_27013R_US_S | 0 | 0 | 0 | 0 | 0 | 0 | 0 | 0 | 0 | 0 | 0 | 0 | 0 | 0 | 0 | 0 | 0 | 0
155 | UMPA_45631R_S | 0 | 0 | 0 | 0 | 0 | 0 | 0 | 0 | 0 | 0 | 0 | 0 | 0 | 0 | 0 | 0 | 0 | 0
156 | NonOwnRes_Wa | 0 | 0 | 0 | 0 | 0 | 0 | 0 | 0 | 0 | 0 | 0 | 0 | 0 | 0 | 0 | 0 | 0 | 0
157 | NonOwnRes_WM | 0 | 0 | 0 | 0 | 0 | 0 | 0 | 0 | 0 | 0 | 0 | 0 | 0 | 0 | 0 | 0 | 0 | 0
158 | NonOwnRes_Go | 0 | 0 | 0 | 0 | 0 | 0 | 0 | 0 | 0 | 0 | 0 | 0 | 0 | 0 | 0 | 0 | 0 | 0
159 | NonOwnRes_Wy | 0 | 0 | 0 | 0 | 0 | 0 | 0 | 0 | 0 | 0 | 0 | 0 | 0 | 0 | 0 | 0 | 0 | 0
160 | NonOwnRes_Ut | 0 | 0 | 0 | 0 | 0 | 0 | 0 | 0 | 0 | 0 | 0 | 0 | 0 | 0 | 0 | 0 | 0 | 0
161 | DorenaHyd_20887 | 0 | 0 | 0 | 0 | 0 | 0 | 0 | 0 | 0 | 0 | 0 | 0 | 0 | 0 | 0 | 0 | 0 | 0
162 | QF_Bioms1_234159 | 0 | 0 | 0 | 0 | 0 | 0 | 0 | 0 | 0 | 0 | 0 | 0 | 0 | 0 | 0 | 0 | 0 | 0
163 | QF_W_MC_FivePine | 0 | 0 | 0 | 0 | 0 | 0 | 0 | 0 | 0 | 0 | 0 | 0 | 0 | 0 | 0 | 0 | 0 | 0
164 | QF_W_MC_NorthPt | 0 | 0 | 0 | 0 | 0 | 0 | 0 | 0 | 0 | 0 | 0 | 0 | 0 | 0 | 0 | 0 | 0 | 0
165 | ObsidianBlkCap | 0 | 0 | 0 | 0 | 0 | 0 | 0 | 0 | 0 | 0 | 0 | 0 | 0 | 0 | 0 | 0 | 0 | 0
166 | QF_CA_Biomass | 0 | 0 | 0 | 0 | 0 | 0 | 0 | 0 | 0 | 0 | 0 | 0 | 0 | 0 | 0 | 0 | 0 | 0
167 | QF_ID_Biomass | 0 | 0 | 0 | 0 | 0 | 0 | 0 | 0 | 0 | 0 | 0 | 0 | 0 | 0 | 0 | 0 | 0 | 0
168 | QF_UTN_Wind | 0 | 0 | 0 | 0 | 0 | 0 | 0 | 0 | 0 | 0 | 0 | 0 | 0 | 0 | 0 | 0 | 0 | 0
169 | QF_WAYA_Hydro | 0 | 0 | 0 | 0 | 0 | 0 | 0 | 0 | 0 | 0 | 0 | 0 | 0 | 0 | 0 | 0 | 0 | 0
170 | QF_WY_Wind | 0 | 0 | 0 | 0 | 0 | 0 | 0 | 0 | 0 | 0 | 0 | 0 | 0 | 0 | 0 | 0 | 0 | 0
171 | DSM_CooKeeper_Te | 0 | 0 | 0 | 0 | 0 | 0 | 6.4 | 35.3 | 5.5 | 11 | 105.7 | 9.6 | 0 | 0 | 0 | 17.4 | 141 | 8.1
172 | DSM_UT_Irrigate_ | 0 | 0 | 0 | 0 | 0 | 0 | 1.4 | 8.3 | 6 | 4.8 | 52.3 | 10.8 | 0 | 0 | 0 | 6.2 | 60.5 | 9.7
173 | BHPL_27013R_WYNE | 0 | 0 | 0 | 0 | 0 | 0 | 0 | 0 | 0 | 0 | 0 | 0 | 0 | 0 | 0 | 0 | 0 | 0
174 | BHPL_27013R_JB | 0 | 0 | 0 | 0 | 0 | 0 | 0 | 0 | 0 | 0 | 0 | 0 | 0 | 0 | 0 | 0 | 0 | 0
175 | QF_Latigo_21022 | 0 | 0 | 0 | 0 | 0 | 0 | 0 | 0 | 0 | 0 | 0 | 0 | 0 | 0 | 0 | 0 | 0 | 0
176 | Buckhorn_Solar | 0 | 0 | 0 | 0 | 0 | 0 | 0 | 0 | 0 | 0 | 0 | 0 | 0 | 0 | 0 | 0 | 0 | 0
177 | CedarValley_Sola | 0 | 0 | 0 | 0 | 0 | 0 | 0 | 0 | 0 | 0 | 0 | 0 | 0 | 0 | 0 | 0 | 0 | 0
178 | Beryl_Solar | 0 | 0 | 0 | 0 | 0 | 0 | 0 | 0 | 0 | 0 | 0 | 0 | 0 | 0 | 0 | 0 | 0 | 0
179 | Greenvile_Solar | 0 | 0 | 0 | 0 | 0 | 0 | 0 | 0 | 0 | 0 | 0 | 0 | 0 | 0 | 0 | 0 | 0 | 0
180 | MilfordFlat_Sola | 0 | 0 | 0 | 0 | 0 | 0 | 0 | 0 | 0 | 0 | 0 | 0 | 0 | 0 | 0 | 0 | 0 | 0
181 | QF_UTN_Solar | 0 | 0 | 0 | 0 | 0 | 0 | 0 | 0 | 0 | 0 | 0 | 0 | 0 | 0 | 0 | 0 | 0 | 0
182 | QF_FiddlerCanyon | 0 | 0 | 0 | 0 | 0 | 0 | 0 | 0 | 0 | 0 | 0 | 0 | 0 | 0 | 0 | 0 | 0 | 0
183 | QF_SouthMilford_ | 0 | 0 | 0 | 0 | 0 | 0 | 0 | 0 | 0 | 0 | 0 | 0 | 0 | 0 | 0 | 0 | 0 | 0
184 | QF_Manderfield_2 | 0 | 0 | 0 | 0 | 0 | 0 | 0 | 0 | 0 | 0 | 0 | 0 | 0 | 0 | 0 | 0 | 0 | 0
185 | QF_GranitePeak_2 | 0 | 0 | 0 | 0 | 0 | 0 | 0 | 0 | 0 | 0 | 0 | 0 | 0 | 0 | 0 | 0 | 0 | 0
186 | QF_LahoSolar_210 | 0 | 0 | 0 | 0 | 0 | 0 | 0 | 0 | 0 | 0 | 0 | 0 | 0 | 0 | 0 | 0 | 0 | 0
187 | OSIP_Projects | 0 | 0 | 0 | 0 | 0 | 0 | 0 | 0 | 0 | 0 | 0 | 0 | 0 | 0 | 0 | 0 | 0 | 0
188 | PSCO_FC_340325_o | 0 | 0 | 0 | 0 | 0 | 0 | 0 | 0 | 0 | 0 | 0 | 0 | 0 | 0 | 0 | 0 | 0 | 0
189 | Tri-State_27057 | 0 | 0 | 0 | 0 | 0 | 0 | 0 | 0 | 0 | 0 | 0 | 0 | 0 | 0 | 0 | 0 | 0 | 0
190 | BevansPoint | 0 | 0 | 0 | 0 | 0 | 0 | 0 | 0 | 0 | 0 | 0 | 0 | 0 | 0 | 0 | 0 | 0 | 0
191 | MagCorp_144408 | 0 | 0 | 0 | 0 | 0 | 0 | 0 | 0 | 0 | 682 | 8609.5 | 12.6 | 0 | 0 | 0 | 682 | 8609.5 | 12.6
192 | Nucor_137328 | 0 | 0 | 0 | 0 | 0 | 0 | 0 | 0 | 0 | 534.2 | 6729.4 | 12.6 | 0 | 0 | 0 | 534.2 | 6729.4 | 12.6
193 | MonsanCur_145258 | 0 | 0 | 0 | 0 | 0 | 0 | 0 | 0 | 0 | 0 | 0 | 0 | 0 | 0 | 0 | 0 | 0 | 0
194 | NonOR_Goshen_Off | 0 | 0 | 0 | 0 | 0 | 0 | 0 | 0 | 0 | 0 | 0 | 0 | 0 | 0 | 0 | 0 | 0 | 0
195 | NonOR_Utah_Off | 0 | 0 | 0 | 0 | 0 | 0 | 0 | 0 | 0 | 0 | 0 | 0 | 0 | 0 | 0 | 0 | 0 | 0
196 | NonOR_Walla_Off | 0 | 0 | 0 | 0 | 0 | 0 | 0 | 0 | 0 | 0 | 0 | 0 | 0 | 0 | 0 | 0 | 0 | 0
197 | NonOR_WMain_Off | 0 | 0 | 0 | 0 | 0 | 0 | 0 | 0 | 0 | 0 | 0 | 0 | 0 | 0 | 0 | 0 | 0 | 0
198 | SCL_New_Reserve | 0 | 0 | 0 | 0 | 0 | 0 | 0 | 0 | 0 | 0 | 0 | 0 | 0 | 0 | 0 | 0 | 0 | 0
199 | QF_Kennecott | 0 | 0 | 0 | 0 | 0 | 0 | 0 | 0 | 0 | 0 | 0 | 0 | 0 | 0 | 0 | 0 | 0 | 0
200 | OldMill_Solar | 0 | 0 | 0 | 0 | 0 | 0 | 0 | 0 | 0 | 0 | 0 | 0 | 0 | 0 | 0 | 0 | 0 | 0
201 | LakeSide2 | 721.4 | 891.9 | 1.2 | 0 | 0 | 0 | 92.2 | 185.1 | 2 | 0 | 0 | 0 | 0 | 0 | 0 | 813.6 | 1077.1 | 1.3
| SYSTEM TOTAL | 2821.8 | ****** | 11.1 | 0 | 0 | 0 | 3217 | ****** | 13 | 2172.3 | ****** | 18.9 | 0 | 0 | 0 | 8211.2 | ****** | 13.9
Ancil | lary S | ervices Deficit R | eport
----- | ------ | ----------------- | -----
|  |  | ---------------- | #NAME? | ncillary S | ervices -- | ---------- | ----------
[5 empty] | Required | Available | Deficit | DefCost
No. | Type | Deficit Area | Name | Hrs | GWh | GWh | GWh | 0
--- | ---- | ---------------- | ---------------- | ------ | --------- | --------- | --------- | ---------
1 | CA | PAC EAST | REG.UP | 240 | 1781.6 | 1780.9 | 0.7 | 42.3
2 | CA | PAC EAST | REG.DOWN | 0 | 0 | 0 | 0 | 0
3 | CA | PAC EAST | SPIN | 194 | 2136.4 | 2135.6 | 0.8 | 78.8
4 | CA | PAC EAST | NONSPIN | 0 | 1506.1 | 1506.1 | 0 | 0
5 | CA | PAC EAST | NONSPIN2 | 0 | 0 | 0 | 0 | 0
6 | CA | PAC WEST | REG.UP | 0 | 1040.9 | 1040.9 | 0 | 0
7 | CA | PAC WEST | REG.DOWN | 0 | 0 | 0 | 0 | 0
8 | CA | PAC WEST | SPIN | 47 | 1081.5 | 1081.5 | 0 | 0
9 | CA | PAC WEST | NONSPIN | 64 | 666.2 | 666.2 | 0 | 0
10 | CA | PAC WEST | NONSPIN2 | 0 | 0 | 0 | 0 | 0
Stati | on Report
----- | ---------
|  |  | Aux | Cap |  |  | Heat H | ours | Fuel/P | rch Cost | Star | t Star | t O&M | O&M | Opert | Total | Total
|  | Energy | Dmnd | Fctr | Sta- | FuelBurn | Rate | per | ¢/MBtu | <F> $0 | 00 Fu | el Co | st Fix | ed V | ar Co | st Co | st Cost
No. | Station | GWh | GWh | % | rts | GBtu | Btu/kWh | Unit | $/MWh | <P> $00 | 0 GBt | u $00 | 0 $00 | 0 $00 | 0 $/MW | h $/MW | h $000
--- | ---------------- | -------- | ------ | ----- | ---- | --------- | ------ | ---- | ------ | --- ----- | ---- | ----- | ------ | ----- | ------ | ------ | --------
1 | BearRiver | 148.4 | 0 | 29.5 | 0 |  |  | 8760 | 0 | 0 |  | 0 | 0 | 0 | 0 | 0 | 0
2 | Clearwater1 | 33.4 | 0 | 97.5 | 0 |  |  | 8760 | 0 | 0 |  | 0 | 0 | 0 | 0 | 0 | 0
3 | Clearwater2 | 45 | 0 | 99 | 0 |  |  | 8760 | 0 | 0 |  | 0 | 0 | 0 | 0 | 0 | 0
4 | FishCreek | 36.5 | 0 | 100 | 0 |  |  | 8760 | 0 | 0 |  | 0 | 0 | 0 | 0 | 0 | 0
5 | GemState_99489 | 49.7 | 0 | 100 | 0 |  |  | 8760 | 0 | 0 |  | 0 | 0 | 0 | 0 | 0 | 0
6 | IronGate | 132.6 | 0 | 100 | 0 |  |  | 8760 | 0 | 0 |  | 0 | 0 | 0 | 0 | 0 | 0
7 | JCBoyle | 322.7 | 0 | 100 | 0 |  |  | 8760 | 0 | 0 |  | 0 | 0 | 0 | 0 | 0 | 0
8 | Lemolo1 | 134.8 | 0 | 96 | 0 |  |  | 8760 | 0 | 0 |  | 0 | 0 | 0 | 0 | 0 | 0
9 | Lemolo2 | 149.4 | 0 | 100 | 0 |  |  | 8760 | 0 | 0 |  | 0 | 0 | 0 | 0 | 0 | 0
10 | Merwin | 417.1 | 0 | 100 | 0 |  |  | 8760 | 0 | 0 |  | 0 | 0 | 0 | 0 | 0 | 0
11 | SmallEastHydro | 110.1 | 0 | 100 | 0 |  |  | 8760 | 0 | 0 |  | 0 | 0 | 0 | 0 | 0 | 0
12 | SodaSprings | 43.2 | 0 | 100 | 0 |  |  | 8760 | 0 | 0 |  | 0 | 0 | 0 | 0 | 0 | 0
13 | Swift1 | 744 | 0 | 34.2 | 0 |  |  | 8760 | 0 | 0 |  | 0 | 0 | 0 | 0 | 0 | 0
14 | Swift2 | 228.8 | 0 | 94.5 | 0 |  |  | 8760 | 0 | 0 |  | 0 | 0 | 0 | 0 | 0 | 0
15 | UKL | 0 | 0 | 0 | 0 |  |  | 0 | 0 | 0 |  | 0 | 0 | 0 | 0 | 0 | 0
16 | Yale | 631.1 | 0 | 43.4 | 0 |  |  | 8760 | 0 | 0 |  | 0 | 0 | 0 | 0 | 0 | 0
17 | Blundell | 246.8 | 0 | 92.7 | 1 | 2468.1 | 10000 | 8424 | 0 | 0 | 0 | 0 | 0 | 657 | 2.66 | 2.66 | 657
18 | Carbon1 | 109.3 | 0 | 81 | 0 | 1333.8 | 12203 | 2160 | 194.5 | 2594 | 0 | 0 | 0 | 249 | 26.01 | 26.01 | 2843
19 | Carbon2 | 180.7 | 0 | 87 | 0 | 2102.6 | 11639 | 2160 | 194.5 | 4089 | 0 | 0 | 0 | 412 | 24.91 | 24.91 | 4501
20 | Cholla4 | 2792.5 | 0 | 86.7 | 0 | 29673.3 | 10626 | 8760 | 226.8 | 67306 | 0 | 0 | 36049 | 2011 | 24.82 | 37.73 | 105366
21 | Colstrip3 | 621.7 | 0 | 99.5 | 0 | 6673.9 | 10735 | 8760 | 131.4 | 8766 | 0 | 0 | 5005 | 817 | 15.41 | 23.46 | 14588
22 | Colstrip4 | 621.6 | 0 | 99.5 | 0 | 6743 | 10847 | 8760 | 131.4 | 8857 | 0 | 0 | 4878 | 831 | 15.59 | 23.43 | 14566
23 | Craig1 | 673 | 0 | 95 | 12 | 6711.9 | 9973 | 8615 | 205.5 | 13791 | 1 | 3 | 7494 | 0 | 20.49 | 31.63 | 21288
24 | Craig2 | 691.7 | 0 | 97.2 | 0 | 6996.7 | 10115 | 8760 | 205.5 | 14376 | 0 | 0 | 8129 | 0 | 20.78 | 32.53 | 22505
25 | GadsbyGT3 | 0 | 0 | 0 | 0 | 0 | 0 | 0 | 0 | 0 | 0 | 0 | 0 | 0 | 0 | 0 | 0
26 | Gadsby1 | 0 | 0 | 0 | 0 | 0 | 0 | 0 | 0 | 0 | 0 | 0 | 0 | 0 | 0 | 0 | 0
27 | Gadsby2 | 0 | 0 | 0 | 0 | 0 | 0 | 0 | 0 | 0 | 0 | 0 | 0 | 0 | 0 | 0 | 0
28 | Gadsby3 | 0 | 0 | 0 | 0 | 0 | 0 | 0 | 0 | 0 | 0 | 0 | 0 | 0 | 0 | 0 | 0
29 | GadsbyGT2 | 0 | 0 | 0 | 1 | 0.6 | 14243 | 4 | 399.7 | 2 | 0 | 0 | 0 | 0 | 60.84 | 64.54 | 3
30 | GadsbyGT1 | 0 | 0 | 0 | 0 | 0 | 0 | 0 | 0 | 0 | 0 | 0 | 0 | 0 | 0 | 0 | 0
31 | Hayden1 | 242.4 | 0 | 67.1 | 2 | 2516.9 | 10382 | 6481 | 240.7 | 6059 | 0 | 1 | 6734 | 192 | 25.78 | 53.56 | 12984
32 | Hayden2 | 229.5 | 0 | 82.3 | 1 | 2329.5 | 10149 | 8706 | 240.7 | 5607 | 0 | 0 | 3678 | 0 | 24.43 | 40.46 | 9285
33 | Hermiston2 | 1130.8 | 0 | 55.8 | 129 | 8457.6 | 7480 | 6055 | 405.6 | 34306 | 119 | 484 | 0 | 1074 | 31.29 | 31.72 | 35864
34 | Hunter3 | 3774 | 0 | 98 | 0 | 38297.4 | 10148 | 8760 | 186.1 | 71267 | 0 | 0 | 24168 | 0 | 18.88 | 25.29 | 95435
35 | Hunter1 | 3378.3 | 0 | 98.7 | 0 | 35287.2 | 10445 | 8760 | 186.1 | 65666 | 0 | 0 | 37275 | 473 | 19.58 | 30.61 | 103414
36 | Hunter2 | 2007.9 | 0 | 90.9 | 2 | 20373.1 | 10146 | 8035 | 186.1 | 37912 | 3 | 86 | 19580 | 0 | 18.88 | 28.68 | 57579
37 | Huntington1 | 3774.3 | 0 | 99.8 | 0 | 36396.1 | 9643 | 8760 | 162.3 | 59088 | 0 | 0 | 25192 | 0 | 15.66 | 22.33 | 84280
38 | Huntington2 | 3181.1 | 0 | 89.8 | 2 | 32283.3 | 10148 | 7903 | 162.3 | 52411 | 4 | 99 | 34338 | 0 | 16.48 | 27.3 | 86848
39 | JBridger1 | 2725.6 | 0 | 96.3 | 1 | 27976.7 | 10265 | 8683 | 191.3 | 53528 | 2 | 67 | 18298 | 681 | 19.89 | 26.63 | 72575
40 | JBridger2 | 2793.6 | 0 | 94.5 | 1 | 28902.9 | 10346 | 8682 | 191.3 | 55300 | 3 | 89 | 21071 | 670 | 20.04 | 27.61 | 77131
41 | JBridger3 | 1767.6 | 0 | 64.6 | 2 | 18486.7 | 10459 | 6077 | 191.3 | 35371 | 18 | 499 | 29184 | 1962 | 21.12 | 37.91 | 67015
42 | JBridger4 | 2703.5 | 0 | 93.7 | 1 | 27910.5 | 10324 | 8683 | 191.3 | 53401 | 4 | 121 | 16572 | 865 | 20.07 | 26.25 | 70960
43 | JamesRiverCG | 121.4 | 0 | 97.2 | 1 | 874.1 | 7200 | 8520 | 0 | 0 | 0 | 0 | 0 | 11868 | 97.76 | 97.76 | 11868
44 | Johnston1 | 765.8 | 0 | 90.7 | 0 | 8508.5 | 11111 | 8760 | 106.8 | 9091 | 0 | 0 | 6435 | 207 | 12.14 | 20.54 | 15733
45 | Johnston2 | 790.7 | 0 | 91.2 | 0 | 8697.4 | 11000 | 8760 | 106.8 | 9293 | 0 | 0 | 7562 | 198 | 12 | 21.57 | 17053
46 | Johnston3 | 1454.1 | 0 | 80.6 | 2 | 16654 | 11453 | 7904 | 106.8 | 17794 | 8 | 236 | 23357 | 538 | 12.61 | 28.83 | 41926
47 | Johnston4 | 2526.2 | 0 | 95.7 | 0 | 27009.8 | 10692 | 8760 | 106.8 | 28859 | 0 | 0 | 22750 | 783 | 11.73 | 20.74 | 52392
48 | Naughton1 | 1111.5 | 0 | 85.8 | 0 | 11485.8 | 10333 | 8760 | 213.4 | 24511 | 0 | 0 | 11247 | 378 | 22.39 | 32.51 | 36136
49 | Naughton2 | 1285.4 | 0 | 75.8 | 2 | 13406 | 10429 | 7865 | 213.4 | 28609 | 3 | 13 | 23117 | 450 | 22.61 | 40.6 | 52188
50 | WestValleyCi GT1 | 0 | 0 | 0 | 0 | 0 | 0 | 0 | 0 | 0 | 0 | 0 | 0 | 0 | 0 | 0 | 0
51 | WestValleyCi GT4 | 0 | 0 | 0 | 0 | 0 | 0 | 0 | 0 | 0 | 0 | 0 | 0 | 0 | 0 | 0 | 0
52 | WestValleyCi GT5 | 0 | 0 | 0 | 0 | 0 | 0 | 0 | 0 | 0 | 0 | 0 | 0 | 0 | 0 | 0 | 0
53 | WestValleyCi GT3 | 0 | 0 | 0 | 0 | 0 | 0 | 0 | 0 | 0 | 0 | 0 | 0 | 0 | 0 | 0 | 0
54 | WestValleyCi GT2 | 0 | 0 | 0 | 0 | 0 | 0 | 0 | 0 | 0 | 0 | 0 | 0 | 0 | 0 | 0 | 0
55 | Wyodak1 | 1714.9 | 0 | 75.5 | 2 | 20754.4 | 12103 | 7922 | 110.5 | 22943 | 4 | 106 | 21495 | 600 | 13.73 | 26.32 | 45143
56 | CurrantCreek | 1710.7 | 0 | 37.5 | 277 | 12088.9 | 7067 | 4114 | 393.9 | 47623 | 953 | 3771 | 0 | 6182 | 31.45 | 33.66 | 57577
57 | BigFork | 25.3 | 0 | 100 | 0 |  |  | 8760 | 0 | 0 |  | 0 | 0 | 0 | 0 | 0 | 0
58 | LakeSide | 2172.4 | 0 | 48.5 | 281 | 15170.9 | 6984 | 5493 | 394.1 | 59786 | 992 | 3942 | 0 | 6280 | 30.41 | 32.23 | 70008
59 | PAC-COB SALE | -896.4 | 0 | 80 | 268 |  |  | 7050 | 40.3 | -36126 |  | 0 | 0 | 0 | 40.3 | 40.3 | -36126
60 | PAC-COB PUR | 385.5 | 0 | 4.4 | 294 |  |  | 1860 | 24.8 | 9574 |  | 0 | 0 | 0 | 24.83 | 24.83 | 9574
61 | PAC-MIDC SALE | -156.7 | 0 | 0 | 329 |  |  | 1998 | 36.4 | -5712 |  | 0 | 0 | 0 | 36.44 | 36.44 | -5712
62 | PAC-MIDC PUR | 2414.9 | 0 | 27.6 | 281 |  |  | 7156 | 30.6 | 73875 |  | 0 | 0 | 0 | 30.59 | 30.59 | 73875
63 | PAC-FC SALE | -1861.9 | 0 | 85.3 | 230 |  |  | 8179 | 35 | -65134 |  | 0 | 0 | 0 | 34.98 | 34.98 | -65134
64 | PAC-FC PUR | 136.8 | 0 | 1.6 | 462 |  |  | 1111 | 37.4 | 5110 |  | 0 | 0 | 0 | 37.36 | 37.36 | 5110
65 | PAC-PV SALE | -3303.1 | 0 | 0.4 | 0 |  |  | 8760 | 34.9 | -115126 |  | 0 | 0 | 0 | 34.85 | 34.85 | -115126
66 | PAC-PV PUR | 0 | 0 | 0 | 518 |  |  | 1536 | 0 | 0 |  | 0 | 0 | 0 | 0 | 0 | 0
67 | RR1_100371 | 139.4 | 0 | 100 | 0 |  |  | 8760 | 35.5 | 4945 |  | 0 | 0 | 0 | 35.48 | 35.48 | 4945
68 | FC4_79207_In | 52.9 | 0 | 100 | 0 |  |  | 8760 | 0 | 0 |  | 0 | 0 | 0 | 0 | 0 | 0
69 | Monsanto_145258 | 0 | 0 | 0 | 0 |  |  | 0 | 0 | 0 |  | 0 | 0 | 0 | 0 | 0 | 0
70 | APS_27875_Supp | 115.8 | 0 | 9.5 | 0 |  |  | 8760 | 40.7 | 4716 |  | 0 | 0 | 4716 | 81.44 | 81.44 | 9431
71 | REDD_66276_Out | -127 | 0 | 100 | 0 |  |  | 8016 | 0 | 0 |  | 0 | 0 | 0 | 0 | 0 | 0
72 | Douglas_38185 | 62.1 | 0 | 100 | 0 |  |  | 8760 | 35.2 | 2187 |  | 0 | 0 | 0 | 35.23 | 35.23 | 2187
73 | PGE_Cove_83984 | 12 | 0 | 100 | 0 |  |  | 8760 | 0 | 0 |  | 0 | 0 | 0 | 0 | 0 | 0
74 | FC1_42818_Out | -45.4 | 0 | 100 | 0 |  |  | 8760 | 69 | -3131 |  | 0 | 0 | 0 | 69 | 69 | -3131
75 | FC1_63510_Out | -19.3 | 0 | 100 | 0 |  |  | 8760 | 0 | 0 |  | 0 | 0 | 0 | 0 | 0 | 0
76 | FC4_79207_Out | -50.4 | 0 | 100 | 0 |  |  | 8760 | 0 | 0 |  | 0 | 0 | 0 | 0 | 0 | 0
77 | Cowlitz_65787 | -255.2 | 0 | 100 | 0 |  |  | 8760 | 0 | 0 |  | 0 | 0 | 0 | 0 | 0 | 0
78 | SIE_64885_McNary | 1376.7 | 0 | 100 | 0 |  |  | 8760 | 0 | 0 |  | 0 | 0 | 0 | 0 | 0 | 0
79 | SMUD_24296_In | 217.4 | 0 | 100 | 0 |  |  | 8736 | 37 | 8043 |  | 0 | 0 | 0 | 37 | 37 | 8043
80 | APS_58118_FC_In | 458.3 | 0 | 100 | 0 |  |  | 8760 | 0 | 0 |  | 0 | 0 | 0 | 0 | 0 | 0
81 | APS_58119_FC_Out | -279.7 | 0 | 100 | 0 |  |  | 8760 | 0 | 0 |  | 0 | 0 | 0 | 0 | 0 | 0
82 | REDD_66276_In | 114.9 | 0 | 100 | 0 |  |  | 8016 | 0 | 0 |  | 0 | 0 | 0 | 0 | 0 | 0
83 | APS_58118_AZ_In | 113.1 | 0 | 100 | 0 |  |  | 8760 | 0 | 0 |  | 0 | 0 | 0 | 0 | 0 | 0
84 | APS_58119_AZ_Out | -291.7 | 0 | 100 | 0 |  |  | 8760 | 0 | 0 |  | 0 | 0 | 0 | 0 | 0 | 0
85 | SIE_64885_Goshen | 913.6 | 0 | 100 | 0 |  |  | 8760 | 0 | 0 |  | 0 | 0 | 0 | 0 | 0 | 0
86 | Hermiston1 | 1028.9 | 0 | 50.3 | 110 | 7715.2 | 7498 | 5750 | 406.3 | 31345 | 123 | 506 | 0 | 977 | 31.41 | 31.91 | 32828
87 | WCE_244520 | 177 | 0 | 100 | 0 |  |  | 8760 | 58 | 10262 |  | 0 | 0 | 0 | 57.98 | 57.98 | 10262
88 | ECH_160595 | 111.6 | 0 | 100 | 0 |  |  | 8760 | 46.5 | 5188 |  | 0 | 0 | 0 | 46.5 | 46.5 | 5188
89 | FC1_In | 128.6 | 0 | 100 | 0 |  |  | 8760 | 0 | 0 |  | 0 | 0 | 0 | 0 | 0 | 0
90 | Deseret_194277 | 592 | 0 | 78.8 | 65 |  |  | 8571 | 20.8 | 12308 |  | 0 | 0 | 0 | 20.79 | 20.79 | 12308
91 | DSM_ID_Irrigate | 0 | 0 | 0 | 5 |  |  | 1176 | 0 | 0 |  | 0 | 0 | 0 | 0 | 0 | 0
92 | QF_Exxon_236032 | 0 | 0 | 0 | 0 |  |  | 8760 | 0 | 0 |  | 0 | 0 | 0 | 0 | 0 | 0
93 | QF_SUNN_Ad_59965 | 58.4 | 0 | 93.9 | 2 |  |  | 8256 | 46.5 | 2714 |  | 0 | 1967 | 0 | 46.48 | 80.17 | 4681
94 | QF_SUNN_Ba_83997 | 328.4 | 0 | 93.9 | 2 |  |  | 8256 | 48.8 | 16027 |  | 0 | 9117 | 0 | 48.8 | 76.56 | 25144
95 | QF_Tesoro_519533 | 0 | 0 | 0 | 0 |  |  | 8760 | 0 | 0 |  | 0 | 0 | 0 | 0 | 0 | 0
96 | BHPL_28160_Loss | -15.6 | 0 | 100 | 0 |  |  | 8760 | 11 | -171 |  | 0 | 0 | 0 | 10.98 | 10.98 | -171
97 | Rogue | 283 | 0 | 100 | 0 |  |  | 8760 | 0 | 0 |  | 0 | 0 | 0 | 0 | 0 | 0
98 | MidColumbia | 345.5 | 0 | 64.6 | 0 |  |  | 8760 | 0 | 0 |  | 0 | 0 | 0 | 0 | 0 | 0
99 | Toketee-Slide | 288.2 | 0 | 100 | 0 |  |  | 8760 | 0 | 0 |  | 0 | 0 | 0 | 0 | 0 | 0
100 | SmallWestHydro | 20.8 | 0 | 100 | 0 |  |  | 8760 | 0 | 0 |  | 0 | 0 | 0 | 0 | 0 | 0
101 | PSCO_340325_In | 1314 | 0 | 100 | 0 |  |  | 8760 | 0 | 0 |  | 0 | 0 | 0 | 0 | 0 | 0
102 | PSCO_340325_Out | -1112.7 | 0 | 100 | 0 |  |  | 8760 | 0 | 0 |  | 0 | 0 | 0 | 0 | 0 | 0
103 | HURR_393045_S | -0.2 | 0 | 100 | 0 |  |  | 8760 | 75 | -16 |  | 0 | 0 | 0 | 75 | 75 | -16
104 | HURR_393045_P | 1.9 | 0 | 100 | 0 |  |  | 8760 | 75 | 145 |  | 0 | 0 | 0 | 75 | 75 | 145
105 | LeaningJ_317714 | 301.7 | 0 | 100 | 0 |  |  | 8760 | 0 | 0 |  | 0 | 0 | 0 | 0 | 0 | 0
106 | Marengo1_332428 | 393.5 | 0 | 100 | 0 |  |  | 8760 | 0 | 0 |  | 0 | 0 | 0 | 0 | 0 | 0
107 | GoodHill_332427 | 267.1 | 0 | 100 | 0 |  |  | 8760 | 0 | 0 |  | 0 | 0 | 0 | 0 | 0 | 0
108 | Mtn_Wind1_367721 | 151.9 | 0 | 100 | 0 |  |  | 8760 | 0 | 0 |  | 0 | 0 | 0 | 0 | 0 | 0
109 | Mtn_Wind2_398449 | 189.8 | 0 | 100 | 0 |  |  | 8760 | 0 | 0 |  | 0 | 0 | 0 | 0 | 0 | 0
110 | SpanishF_311681 | 51.7 | 0 | 100 | 0 |  |  | 8760 | 0 | 0 |  | 0 | 0 | 0 | 0 | 0 | 0
111 | OregonWF_Plan_I | 161.3 | 0 | 100 | 0 |  |  | 8760 | 106.4 | 17159 |  | 0 | 0 | 0 | 106.4 | 106.4 | 17159
112 | Marengo2_423463 | 187.4 | 0 | 100 | 0 |  |  | 8760 | 0 | 0 |  | 0 | 0 | 0 | 0 | 0 | 0
113 | Glenrock_423461 | 324 | 0 | 100 | 0 |  |  | 8760 | 0 | 0 |  | 0 | 0 | 0 | 0 | 0 | 0
114 | SevenMile_357819 | 349.9 | 0 | 100 | 0 |  |  | 8760 | 0 | 0 |  | 0 | 0 | 0 | 0 | 0 | 0
115 | Rolling_H_423462 | 292.8 | 0 | 100 | 0 |  |  | 8760 | 0 | 0 |  | 0 | 0 | 0 | 0 | 0 | 0
116 | SevenMile2_Plan | 68.9 | 0 | 100 | 0 |  |  | 8760 | 0 | 0 |  | 0 | 0 | 0 | 0 | 0 | 0
117 | Glenrock3_Plan | 124.5 | 0 | 100 | 0 |  |  | 8760 | 0 | 0 |  | 0 | 0 | 0 | 0 | 0 | 0
118 | McFadden_Ridge_I | 86.1 | 0 | 100 | 0 |  |  | 8760 | 0 | 0 |  | 0 | 0 | 0 | 0 | 0 | 0
119 | QF_EVB_351030 | 47.9 | 0 | 100 | 0 |  |  | 8736 | 66.4 | 3177 |  | 0 | 0 | 0 | 66.36 | 66.36 | 3177
120 | WEYE_Res_356685 | 0 | 0 | 0 | 0 |  |  | 0 | 0 | 0 |  | 0 | 0 | 0 | 0 | 0 | 0
121 | Chehalis | 1063.6 | 0 | 25.9 | 129 | 7776.2 | 7312 | 3231 | 412.7 | 32091 | 449 | 1886 | 0 | 3703 | 33.66 | 35.43 | 37681
122 | PAC-Mead PUR | 0 | 0 | 0 | 188 |  |  | 435 | 0 | 0 |  | 0 | 0 | 0 | 0 | 0 | 0
123 | PAC-Mead SALE | -704.1 | 0 | 62.2 | 377 |  |  | 7687 | 36.5 | -25680 |  | 0 | 0 | 0 | 36.47 | 36.47 | -25680
124 | PAC-Mona PUR | 639 | 0 | 7.3 | 826 |  |  | 5792 | 34.5 | 22068 |  | 0 | 0 | 0 | 34.54 | 34.54 | 22068
125 | PAC-Mona SALE | -348.5 | 0 | 53.4 | 660 |  |  | 6025 | 35.3 | -12295 |  | 0 | 0 | 0 | 35.28 | 35.28 | -12295
126 | Copco 1-2 | 267.3 | 0 | 57.9 | 0 |  |  | 8760 | 0 | 0 |  | 0 | 0 | 0 | 0 | 0 | 0
127 | Top of World | 610.3 | 0 | 100 | 0 |  |  | 8760 | 64.7 | 39481 |  | 0 | 0 | 0 | 64.69 | 64.69 | 39481
128 | QF_CA_Hydro | 33.3 | 0 | 100 | 0 |  |  | 8760 | 144.8 | 4825 |  | 0 | 0 | 0 | 144.84 | 144.84 | 4825
129 | QF_OR_Biomass | 3.7 | 0 | 100 | 0 |  |  | 8760 | 68.2 | 250 |  | 0 | 0 | 0 | 68.24 | 68.24 | 250
130 | QF_OR_Hydro | 162.4 | 0 | 100 | 0 |  |  | 8760 | 107.9 | 17512 |  | 0 | 0 | 0 | 107.86 | 107.86 | 17512
131 | QF_OR_Thermal | 125.6 | 0 | 100 | 0 |  |  | 8760 | 71 | 8917 |  | 0 | 0 | 0 | 71 | 71 | 8917
132 | QF_UTN_Biomass | 0 | 0 | 0 | 0 |  |  | 8760 | 0 | 0 |  | 0 | 0 | 0 | 0 | 0 | 0
133 | QF_UTS_Biomass | 17.7 | 0 | 100 | 0 |  |  | 8760 | 50.7 | 900 |  | 0 | 0 | 0 | 50.75 | 50.75 | 900
134 | QF_UTN_Hydro | 6.7 | 0 | 100 | 0 |  |  | 8760 | 88.9 | 593 |  | 0 | 0 | 0 | 88.89 | 88.89 | 593
135 | QF_WAYA_Biomass | 0 | 0 | 0 | 0 |  |  | 8760 | 0 | 0 |  | 0 | 0 | 0 | 0 | 0 | 0
136 | QF_WAWW_Hydro | 0 | 0 | 0 | 0 |  |  | 8760 | 0 | 0 |  | 0 | 0 | 0 | 0 | 0 | 0
137 | QF_WAYA_Wind | 0 | 0 | 0 | 0 |  |  | 8760 | 0 | 0 |  | 0 | 0 | 0 | 0 | 0 | 0
138 | QF_WY_Hydro | 11.4 | 0 | 100 | 0 |  |  | 8760 | 71.5 | 814 |  | 0 | 0 | 0 | 71.47 | 71.47 | 814
139 | QF_ID_Hydro | 112.6 | 0 | 100 | 0 |  |  | 8760 | 92.8 | 10451 |  | 0 | 0 | 0 | 92.8 | 92.8 | 10451
140 | Dunlap | 353.9 | 0 | 100 | 0 |  |  | 8760 | 0 | 0 |  | 0 | 0 | 0 | 0 | 0 | 0
141 | HighPlains_Plan | 309.6 | 0 | 100 | 0 |  |  | 8760 | 0 | 0 |  | 0 | 0 | 0 | 0 | 0 | 0
142 | T3_Buttes_460457 | 323.1 | 0 | 100 | 0 |  |  | 8760 | 63.8 | 20613 |  | 0 | 0 | 0 | 63.8 | 63.8 | 20613
143 | I_W_PowerCnty_I | 59.8 | 0 | 100 | 0 |  |  | 8760 | 76 | 4548 |  | 0 | 0 | 0 | 76.01 | 76.01 | 4548
144 | I_W_PowerCnty_II | 57.1 | 0 | 100 | 0 |  |  | 8760 | 76 | 4342 |  | 0 | 0 | 0 | 76.01 | 76.01 | 4342
145 | PAC-NOB PUR | 47.9 | 0 | 2.7 | 142 |  |  | 379 | 21.1 | 1011 |  | 0 | 0 | 0 | 21.1 | 21.1 | 1011
146 | SCL_New_In | 377.4 | 0 | 100 | 0 |  |  | 8760 | 0 | 0 |  | 0 | 0 | 0 | 0 | 0 | 0
147 | SCL_New_Out | -360.9 | 0 | 100 | 0 |  |  | 8760 | 14.6 | -5258 |  | 0 | 0 | -5258 | 29.14 | 29.14 | -10517
148 | QF_RBFP_E20771 | 12 | 0 | 100 | 0 |  |  | 8760 | 54.1 | 648 |  | 0 | 0 | 0 | 54.05 | 54.05 | 648
149 | ConstEng_E999691 | 63.2 | 0 | 100 | 0 |  |  | 8760 | 54.7 | 3458 |  | 0 | 0 | 3458 | 109.44 | 109.44 | 6916
150 | TMF_BioF_E20958 | 37.2 | 0 | 88.5 | 0 |  |  | 8760 | 0 | 0 |  | 0 | 0 | 1406 | 37.76 | 37.76 | 1406
151 | PAC-NOB SALE | 0 | 0 | 0 | 0 |  |  | 0 | 0 | 0 |  | 0 | 0 | 0 | 0 | 0 | 0
152 | I_Naughton3_GCF | 207.4 | 0 | 12 | 10 | 2364.6 | 11400 | 1437 | 378.9 | 8959 | 21 | 80 | 4758 | 0 | 43.2 | 66.52 | 13797
153 | BHPL_27013R_MC_S | -168.9 | 0 | 100 | 0 |  |  | 8760 | 11 | -1854 |  | 0 | 0 | 0 | 10.98 | 10.98 | -1854
154 | BHPL_27013R_US_S | -65.9 | 0 | 100 | 0 |  |  | 8760 | 11 | -724 |  | 0 | 0 | 0 | 10.98 | 10.98 | -724
155 | UMPA_45631R_S | -220.8 | 0 | 100 | 0 |  |  | 8760 | 23.2 | -5131 |  | 0 | -4396 | -5131 | 46.48 | 66.39 | -14659
156 | NonOwnRes_Wa | 0 | 0 | 0 | 0 |  |  | 8760 | 0 | 0 |  | 0 | 0 | 0 | 0 | 0 | 0
157 | NonOwnRes_WM | 0 | 0 | 0 | 0 |  |  | 8760 | 0 | 0 |  | 0 | 0 | 0 | 0 | 0 | 0
158 | NonOwnRes_Go | 0 | 0 | 0 | 0 |  |  | 8760 | 0 | 0 |  | 0 | 0 | 0 | 0 | 0 | 0
159 | NonOwnRes_Wy | 0 | 0 | 0 | 0 |  |  | 8760 | 0 | 0 |  | 0 | 0 | 0 | 0 | 0 | 0
160 | NonOwnRes_Ut | 0 | 0 | 0 | 0 |  |  | 8760 | 0 | 0 |  | 0 | 0 | 0 | 0 | 0 | 0
161 | DorenaHyd_20887 | 15.1 | 0 | 100 | 0 |  |  | 8760 | 73.5 | 1107 |  | 0 | 0 | 0 | 73.47 | 73.47 | 1107
162 | QF_Bioms1_234159 | 228.5 | 0 | 100 | 0 |  |  | 8760 | 74.9 | 17124 |  | 0 | 0 | 0 | 74.94 | 74.94 | 17124
163 | QF_W_MC_FivePine | 109.4 | 0 | 100 | 0 |  |  | 8760 | 72.7 | 7951 |  | 0 | 0 | 0 | 72.71 | 72.71 | 7951
164 | QF_W_MC_NorthPt | 239.1 | 0 | 100 | 0 |  |  | 8760 | 72.7 | 17388 |  | 0 | 0 | 0 | 72.71 | 72.71 | 17388
165 | ObsidianBlkCap | 4.7 | 0 | 100 | 0 |  |  | 8760 | 72.7 | 342 |  | 0 | 0 | 0 | 72.71 | 72.71 | 342
166 | QF_CA_Biomass | 0 | 0 | 100 | 0 |  |  | 8760 | 32.2 | 1 |  | 0 | 0 | 0 | 32.24 | 32.24 | 1
167 | QF_ID_Biomass | 10.8 | 0 | 100 | 0 |  |  | 8760 | 75.4 | 814 |  | 0 | 0 | 0 | 75.4 | 75.4 | 814
168 | QF_UTN_Wind | 0 | 0 | 0 | 0 |  |  | 8760 | 0 | 0 |  | 0 | 0 | 0 | 0 | 0 | 0
169 | QF_WAYA_Hydro | 6.7 | 0 | 100 | 0 |  |  | 8760 | 38.4 | 258 |  | 0 | 0 | 0 | 38.4 | 38.4 | 258
170 | QF_WY_Wind | 0.3 | 0 | 100 | 0 |  |  | 8760 | 60.5 | 18 |  | 0 | 0 | 0 | 60.5 | 60.5 | 18
171 | DSM_CooKeeper_Te | 0 | 0 | 0 | 6 |  |  | 1680 | 0 | 0 |  | 0 | 0 | 0 | 0 | 0 | 0
172 | DSM_UT_Irrigate_ | 0 | 0 | 0 | 4 |  |  | 1008 | 0 | 0 |  | 0 | 0 | 0 | 0 | 0 | 0
173 | BHPL_27013R_WYNE | -10.8 | 0 | 10.6 | 186 |  |  | 953 | 11 | -119 |  | 0 | 0 | 0 | 10.98 | 10.98 | -119
174 | BHPL_27013R_JB | 0 | 0 | 0 | 0 |  |  | 0 | 0 | 0 |  | 0 | 0 | 0 | 0 | 0 | 0
175 | QF_Latigo_21022 | 91.3 | 0 | 100 | 1 |  |  | 5880 | 60 | 5484 |  | 0 | 0 | 0 | 60.05 | 60.05 | 5484
176 | Buckhorn_Solar | 1.8 | 0 | 100 | 1 |  |  | 3696 | 76.3 | 140 |  | 0 | 0 | 0 | 76.3 | 76.3 | 140
177 | CedarValley_Sola | 1.8 | 0 | 100 | 1 |  |  | 3696 | 76.3 | 140 |  | 0 | 0 | 0 | 76.3 | 76.3 | 140
178 | Beryl_Solar | 1.9 | 0 | 100 | 1 |  |  | 3696 | 76.3 | 144 |  | 0 | 0 | 0 | 76.3 | 76.3 | 144
179 | Greenvile_Solar | 1.4 | 0 | 100 | 1 |  |  | 3696 | 76.3 | 103 |  | 0 | 0 | 0 | 76.3 | 76.3 | 103
180 | MilfordFlat_Sola | 1.8 | 0 | 100 | 1 |  |  | 3696 | 58.4 | 107 |  | 0 | 0 | 0 | 58.39 | 58.39 | 107
181 | QF_UTN_Solar | 0.9 | 0 | 100 | 0 |  |  | 8760 | 0 | 0 |  | 0 | 0 | 0 | 0 | 0 | 0
182 | QF_FiddlerCanyon | 11 | 0 | 100 | 1 |  |  | 5184 | 85 | 936 |  | 0 | 0 | 0 | 85 | 85 | 936
183 | QF_SouthMilford_ | 7.6 | 0 | 100 | 1 |  |  | 8424 | 58.4 | 441 |  | 0 | 0 | 0 | 58.39 | 58.39 | 441
184 | QF_Manderfield_2 | 3.2 | 0 | 100 | 1 |  |  | 5184 | 85 | 272 |  | 0 | 0 | 0 | 85 | 85 | 272
185 | QF_GranitePeak_2 | 1.8 | 0 | 100 | 1 |  |  | 3696 | 58.4 | 107 |  | 0 | 0 | 0 | 58.39 | 58.39 | 107
186 | QF_LahoSolar_210 | 1.8 | 0 | 100 | 1 |  |  | 3696 | 58.4 | 107 |  | 0 | 0 | 0 | 58.39 | 58.39 | 107
187 | OSIP_Projects | 3.9 | 0 | 100 | 0 |  |  | 8760 | 0 | 0 |  | 0 | 0 | 0 | 0 | 0 | 0
188 | PSCO_FC_340325_o | 0 | 0 | 0 | 0 |  |  | 0 | 0 | 0 |  | 0 | 0 | 0 | 0 | 0 | 0
189 | Tri-State_27057 | 91.6 | 0 | 63.9 | 294 |  |  | 5333 | 15.5 | 1418 |  | 0 | 0 | 0 | 15.49 | 15.49 | 1418
190 | BevansPoint | 3.4 | 0 | 100 | 1 |  |  | 6624 | 78.9 | 267 |  | 0 | 0 | 0 | 78.86 | 78.86 | 267
191 | MagCorp_144408 | 0 | 0 | 0 | 0 |  |  | 0 | 0 | 0 |  | 0 | 0 | 0 | 0 | 0 | 0
192 | Nucor_137328 | 0 | 0 | 0 | 0 |  |  | 0 | 0 | 0 |  | 0 | 0 | 0 | 0 | 0 | 0
193 | MonsanCur_145258 | 0 | 0 | 0 | 0 |  |  | 0 | 0 | 0 |  | 0 | 0 | 0 | 0 | 0 | 0
194 | NonOR_Goshen_Off | 0 | 0 | 0 | 0 |  |  | 8760 | 0 | 0 |  | 0 | 0 | 0 | 0 | 0 | 0
195 | NonOR_Utah_Off | 0 | 0 | 0 | 0 |  |  | 8760 | 0 | 0 |  | 0 | 0 | 0 | 0 | 0 | 0
196 | NonOR_Walla_Off | 0 | 0 | 0 | 0 |  |  | 8760 | 0 | 0 |  | 0 | 0 | 0 | 0 | 0 | 0
197 | NonOR_WMain_Off | 0 | 0 | 0 | 0 |  |  | 8760 | 0 | 0 |  | 0 | 0 | 0 | 0 | 0 | 0
198 | SCL_New_Reserve | 0 | 0 | 0 | 0 |  |  | 0 | 0 | 0 |  | 0 | 0 | 0 | 0 | 0 | 0
199 | QF_Kennecott | 84.3 | 0 | 100 | 0 |  |  | 8760 | 0 | 0 |  | 0 | 0 | 0 | 0 | 0 | 0
200 | OldMill_Solar | 5.7 | 0 | 100 | 1 |  |  | 4416 | 0 | 0 |  | 0 | 0 | 0 | 0 | 0 | 0
201 | LakeSide2 | 3394.4 | 0 | 59.7 | 96 | 23013.2 | 6780 | 7353 | 394.3 | 90738 | 368 | 1586 | 24303 | 10954 | 29.96 | 37.59 | 127581
SYSTE | M PRODUCTION | 63672.7 | 0 |  | 6217 | 517440.8 | 9764 |  |  | 1155397 | 3074 | 13574 | 449358 | 53203 | 18.98 | 26.25 | 1671532

## Study2SM
Build ID: 000001_x64 Ventyx p. 1
MULTISYM V8.1.03 Copyright 1998-2014. All rights reserved. L0000-00 1 iter Convergent Monte 08/29/2014
2015: I15_P_WI_S2Mthd25522 (Environmental) 05:23:45 PM
Station Group Report
--------------------
|  | Aux | Cap |  |  | Heat Hours | Fuel/P | rch Cost | Star | t Star | t O&M | O&M | Opert | Total | Total
| Energy | Dmnd | Fctr | Sta- | FuelBurn | Rate per | ¢/MBtu | <F> $0 | 00 Fu | el Co | st Fix | ed V | ar Co | st Co | st Cost
No. Group | GWh | GWh | % | rts | GBtu | Btu/kWh Unit | $/MWh | <P> $00 | 0 GBt | u $00 | 0 $00 | 0 $00 | 0 $/MW | h $/MW | h $000
--- ---------------- | -------- | ------ | ----- | ---- | --------- | ------ ---- | ------ | --- ----- | ---- | ----- | ------ | ----- | ------ | ------ | --------
Native Load | 63531.2
Dump Power | 133.2 | [12 empty] | 14.1 | 1877
Aux Demand | 0
Tran. Losses | 0
LESS Resources (Export | s):
1 HydroEast | 258.5 | 0 | 42.2 | 0 |  |  | 0 | 0 |  | 0 | 0 | 0 | 0 | 0 | 0
2 HydroWest | 4148.8 | 0 | 60.9 | 0 |  |  | 0 | 0 |  | 0 | 0 | 0 | 0 | 0 | 0
3 PurchaseEast | 1333.8 | 0 | 50.3 | 70 |  |  | 39.1 | 52209 |  | 0 | 11084 | 8174 | 45.27 | 53.58 | 71467
4 RenewableEast | 4620.8 | 0 | 99.5 | 14 | 2425.2 | 10000 | 0 | 114994 | 0 | 0 | 0 | 645 | 25.03 | 25.03 | 115639
5 ThermalEast | 38352.9 | 0 | 74.4 | 474 | 373144.1 | 9729 | 202.1 | 754021 | 1597 | 6814 | 342903 | 32046 | 20.5 | 29.61 | 1135784
6 ThermalWest | 14370.2 | 0 | 68.6 | 397 | 139733.2 | 9724 | 221.5 | 309521 | 765 | 3852 | 95008 | 23395 | 23.17 | 30.05 | 431775
7 IRPEast | 186.4 | 0 | 10.7 | 11 | 2180.7 | 11699 | 378.9 | 8262 | 23 | 88 | 4758 | 0 | 44.32 | 70.32 | 13109
8 MCP | -3780.8 | 0 | 0.2 | 4340 |  |  | 38.8 | -146806 |  | 0 | 0 | 0 | 38.83 | 38.83 | -146806
9 InterruptEast | 0 | 0 | 0 | 0 |  |  | 0 | 0 |  | 0 | 0 | 0 | 0 | 0 | 0
10 RenewableWest | 1429.6 | 0 | 93.9 | 0 |  |  | 12 | 17088 |  | 0 | 0 | -3853 | 9.26 | 9.26 | 13235
11 PurchaseWest | 709.2 | 0 | 100 | 0 |  |  | 79 | 56006 |  | 0 | 0 | 0 | 78.97 | 78.97 | 56006
12 ExchangeEast | 1229.8 | 0 | 119.6 | 0 |  |  | 0 | 0 |  | 0 | 0 | 0 | 0 | 0 | 0
13 SaleWest | -443.3 | 0 | 100 | 0 |  |  | 4.2 | -1854 |  | 0 | 0 | 0 | 4.18 | 4.18 | -1854
14 SaleEast | -302.5 | 0 | 100 | 0 |  |  | 20 | -6042 |  | 0 | -4396 | -5131 | 36.93 | 51.46 | -15570
15 ExchangeWest | 1467.1 | 0 | 100 | 0 |  |  | 5.5 | 8043 |  | 0 | 0 | 0 | 5.48 | 5.48 | 8043
16 DSMEast | 0 | 0 | 0 | 9 |  |  | 0 | 0 |  | 0 | 0 | 0 | 0 | 0 | 0
Resource Totals | 63661.1 | 0 |  | 5804 | 517483.2 | 9736 |  | 1166739 | 2386 | 10753 | 449358 | 55276 | 19.2 | 26.42 | 1682126
Wheeling | [14 empty] | 1392
Fuel demand charges | [14 empty] | 0
Emissions costs | [14 empty] | 0
Reserve deficiencies | [14 empty] | 1023
E.N.S. | 3.3 | [12 empty] | 1000 | 3254
SYSTEM | [13 empty] | 26.48 | 1685917
Ancil | lary Services Con | tribut | ion An | d Reve | nue Re | port
----- | ----------------- | ------ | ------ | ------ | ------ | ----
|  | #NAME? | illary | Servi | ces (c | ontrib | ution, | revenu | e,rate | )
|  | #NAME? | UP |  | #NAME? | DOWN |  | #NAME? |  |  | #NAME? | PIN |  | #NAME? | PIN2 |  | #NAME? | l
No. | Station | GWh | 0 | $/MW-h | GWh | 0 | $/MW-h | GWh | 0 | $/MW-h | GWh | 0 | $/MW-h | GWh | 0 | $/MW-h | GWh | 0 | $/MW-h
--- | ---------------- | ----- | ----- | ----- | ----- | ----- | ----- | ----- | ----- | ----- | ----- | ----- | ----- | ----- | ----- | ----- | ----- | ----- | -----
1 | BearRiver | 114 | 141.5 | 1.2 | 0 | 0 | 0 | 11.9 | 51.9 | 4.4 | 122.2 | 2421.1 | 19.8 | 0 | 0 | 0 | 248.1 | 2614.5 | 10.5
2 | Clearwater1 | 0 | 0 | 0 | 0 | 0 | 0 | 0 | 0 | 0 | 0 | 0 | 0 | 0 | 0 | 0 | 0 | 0 | 0
3 | Clearwater2 | 0 | 0 | 0 | 0 | 0 | 0 | 0 | 0 | 0 | 0 | 0 | 0 | 0 | 0 | 0 | 0 | 0 | 0
4 | FishCreek | 0 | 0 | 0 | 0 | 0 | 0 | 0 | 0 | 0 | 0 | 0 | 0 | 0 | 0 | 0 | 0 | 0 | 0
5 | GemState_99489 | 0 | 0 | 0 | 0 | 0 | 0 | 0 | 0 | 0 | 0 | 0 | 0 | 0 | 0 | 0 | 0 | 0 | 0
6 | IronGate | 0 | 0 | 0 | 0 | 0 | 0 | 0 | 0 | 0 | 0 | 0 | 0 | 0 | 0 | 0 | 0 | 0 | 0
7 | JCBoyle | 0 | 0 | 0 | 0 | 0 | 0 | 0 | 0 | 0 | 0 | 0 | 0 | 0 | 0 | 0 | 0 | 0 | 0
8 | Lemolo1 | 0 | 0 | 0 | 0 | 0 | 0 | 0 | 0 | 0 | 1.1 | 16.9 | 15.6 | 0 | 0 | 0 | 1.1 | 16.9 | 15.6
9 | Lemolo2 | 0 | 0 | 0 | 0 | 0 | 0 | 0 | 0 | 0 | 0 | 0 | 0 | 0 | 0 | 0 | 0 | 0 | 0
10 | Merwin | 0 | 0 | 0 | 0 | 0 | 0 | 0 | 0 | 0 | 0 | 0 | 0 | 0 | 0 | 0 | 0 | 0 | 0
11 | SmallEastHydro | 0 | 0 | 0 | 0 | 0 | 0 | 0 | 0 | 0 | 0 | 0 | 0 | 0 | 0 | 0 | 0 | 0 | 0
12 | SodaSprings | 0 | 0 | 0 | 0 | 0 | 0 | 0 | 0 | 0 | 0 | 0 | 0 | 0 | 0 | 0 | 0 | 0 | 0
13 | Swift1 | 809.1 | ****** | 38.9 | 0 | 0 | 0 | 360.8 | ****** | 61.4 | 116.2 | 9135.6 | 78.6 | 0 | 0 | 0 | 1286.1 | ****** | 48.8
14 | Swift2 | 0 | 0 | 0 | 0 | 0 | 0 | 0 | 0 | 0 | 0 | 0 | 0 | 0 | 0 | 0 | 0 | 0 | 0
15 | UKL | 0 | 0 | 0 | 0 | 0 | 0 | 0 | 0 | 0 | 0 | 0 | 0 | 0 | 0 | 0 | 0 | 0 | 0
16 | Yale | 247.3 | ****** | 44.9 | 0 | 0 | 0 | 209.2 | ****** | 65.7 | 144.1 | ****** | 73.1 | 0 | 0 | 0 | 600.6 | ****** | 58.9
17 | Blundell | 0 | 0 | 0 | 0 | 0 | 0 | 10 | 148.3 | 14.9 | 0 | 0 | 0 | 0 | 0 | 0 | 10 | 148.3 | 14.9
18 | Carbon1 | 10.4 | 32.6 | 3.1 | 0 | 0 | 0 | 1.2 | 4.4 | 3.5 | 0 | 0 | 0 | 0 | 0 | 0 | 11.6 | 36.9 | 3.2
19 | Carbon2 | 10.2 | 27.7 | 2.7 | 0 | 0 | 0 | 1 | 3.7 | 3.9 | 0 | 0 | 0 | 0 | 0 | 0 | 11.2 | 31.4 | 2.8
20 | Cholla4 | 167.4 | 205.2 | 1.2 | 0 | 0 | 0 | 21.4 | 53.9 | 2.5 | 0 | 0 | 0 | 0 | 0 | 0 | 188.8 | 259.1 | 1.4
21 | Colstrip3 | 0 | 0 | 0 | 0 | 0 | 0 | 0 | 0 | 0 | 1.5 | 0.9 | 0.6 | 0 | 0 | 0 | 1.5 | 0.9 | 0.6
22 | Colstrip4 | 0 | 0 | 0 | 0 | 0 | 0 | 0 | 0 | 0 | 1.2 | 0.8 | 0.6 | 0 | 0 | 0 | 1.2 | 0.8 | 0.6
23 | Craig1 | 0 | 0 | 0 | 0 | 0 | 0 | 0 | 0 | 0 | 0 | 0 | 0 | 0 | 0 | 0 | 0 | 0 | 0
24 | Craig2 | 0 | 0 | 0 | 0 | 0 | 0 | 0 | 0 | 0 | 0 | 0 | 0 | 0 | 0 | 0 | 0 | 0 | 0
25 | GadsbyGT3 | 0 | 0 | 0 | 0 | 0 | 0 | 0 | 0 | 0 | 0 | 0 | 0 | 0 | 0 | 0 | 0 | 0 | 0
26 | Gadsby1 | 0 | 0 | 0 | 0 | 0 | 0 | 0 | 0 | 0 | 0 | 0 | 0 | 0 | 0 | 0 | 0 | 0 | 0
27 | Gadsby2 | 0 | 0 | 0 | 0 | 0 | 0 | 0 | 0 | 0 | 0 | 0 | 0 | 0 | 0 | 0 | 0 | 0 | 0
28 | Gadsby3 | 0 | 0 | 0 | 0 | 0 | 0 | 0 | 0 | 0 | 0 | 0 | 0 | 0 | 0 | 0 | 0 | 0 | 0
29 | GadsbyGT2 | 0 | 0 | 0 | 0 | 0 | 0 | 0 | 0 | 0 | 0 | 0 | 0 | 0 | 0 | 0 | 0 | 0 | 0
30 | GadsbyGT1 | 0 | 0 | 0 | 0 | 0 | 0 | 0 | 0 | 0 | 0 | 0 | 0 | 0 | 0 | 0 | 0 | 0 | 0
31 | Hayden1 | 0 | 0 | 0 | 0 | 0 | 0 | 0 | 0 | 0 | 0 | 0 | 0 | 0 | 0 | 0 | 0 | 0 | 0
32 | Hayden2 | 0 | 0 | 0 | 0 | 0 | 0 | 0 | 0 | 0 | 0 | 0 | 0 | 0 | 0 | 0 | 0 | 0 | 0
33 | Hermiston2 | 107.7 | 12.9 | 0.1 | 0 | 0 | 0 | 31.1 | 8.7 | 0.3 | 50.8 | 14.8 | 0.3 | 0 | 0 | 0 | 189.5 | 36.4 | 0.2
34 | Hunter3 | 49.9 | 44.9 | 0.9 | 0 | 0 | 0 | 4.6 | 36.1 | 7.8 | 0 | 0 | 0 | 0 | 0 | 0 | 54.6 | 81 | 1.5
35 | Hunter1 | 34.7 | 34.4 | 1 | 0 | 0 | 0 | 3.8 | 39.9 | 10.6 | 0 | 0 | 0 | 0 | 0 | 0 | 38.4 | 74.3 | 1.9
36 | Hunter2 | 22.7 | 30.6 | 1.3 | 0 | 0 | 0 | 2.5 | 34 | 13.4 | 0 | 0 | 0 | 0 | 0 | 0 | 25.2 | 64.5 | 2.6
37 | Huntington1 | 11.1 | 16.3 | 1.5 | 0 | 0 | 0 | 2.2 | 33.4 | 15.2 | 0 | 0 | 0 | 0 | 0 | 0 | 13.3 | 49.6 | 3.7
38 | Huntington2 | 14.4 | 19.1 | 1.3 | 0 | 0 | 0 | 2.7 | 38.3 | 14.4 | 0 | 0 | 0 | 0 | 0 | 0 | 17.1 | 57.5 | 3.4
39 | JBridger1 | 50.2 | 5.9 | 0.1 | 0 | 0 | 0 | 14.8 | 1.1 | 0.1 | 10 | 0.5 | 0 | 0 | 0 | 0 | 75 | 7.5 | 0.1
40 | JBridger2 | 35.9 | 5 | 0.1 | 0 | 0 | 0 | 19.2 | 1.4 | 0.1 | 32.1 | 3.9 | 0.1 | 0 | 0 | 0 | 87.3 | 10.4 | 0.1
41 | JBridger3 | 7.2 | 2.5 | 0.3 | 0 | 0 | 0 | 13 | 0.6 | 0 | 23.1 | 3.2 | 0.1 | 0 | 0 | 0 | 43.3 | 6.3 | 0.1
42 | JBridger4 | 18.5 | 2.4 | 0.1 | 0 | 0 | 0 | 30.8 | 1.6 | 0.1 | 31.8 | 3.7 | 0.1 | 0 | 0 | 0 | 81 | 7.7 | 0.1
43 | JamesRiverCG | 0 | 0 | 0 | 0 | 0 | 0 | 0 | 0 | 0 | 0 | 0 | 0 | 0 | 0 | 0 | 0 | 0 | 0
44 | Johnston1 | 0 | 0 | 0 | 0 | 0 | 0 | 0 | 0 | 0 | 3.6 | 9.2 | 2.6 | 0 | 0 | 0 | 3.6 | 9.2 | 2.6
45 | Johnston2 | 0 | 0 | 0 | 0 | 0 | 0 | 0 | 0 | 0 | 3.9 | 10.3 | 2.7 | 0 | 0 | 0 | 3.9 | 10.3 | 2.7
46 | Johnston3 | 0 | 0 | 0 | 0 | 0 | 0 | 0 | 0 | 0 | 2.7 | 6 | 2.2 | 0 | 0 | 0 | 2.7 | 6 | 2.2
47 | Johnston4 | 0 | 0 | 0 | 0 | 0 | 0 | 0 | 0 | 0 | 4.3 | 14.2 | 3.3 | 0 | 0 | 0 | 4.3 | 14.2 | 3.3
48 | Naughton1 | 108.6 | 123.5 | 1.1 | 0 | 0 | 0 | 14.5 | 36.8 | 2.5 | 0 | 0 | 0 | 0 | 0 | 0 | 123 | 160.3 | 1.3
49 | Naughton2 | 139.6 | 167.8 | 1.2 | 0 | 0 | 0 | 19.6 | 51.3 | 2.6 | 0 | 0 | 0 | 0 | 0 | 0 | 159.3 | 219.1 | 1.4
50 | WestValleyCi GT1 | 0 | 0 | 0 | 0 | 0 | 0 | 0 | 0 | 0 | 0 | 0 | 0 | 0 | 0 | 0 | 0 | 0 | 0
51 | WestValleyCi GT4 | 0 | 0 | 0 | 0 | 0 | 0 | 0 | 0 | 0 | 0 | 0 | 0 | 0 | 0 | 0 | 0 | 0 | 0
52 | WestValleyCi GT5 | 0 | 0 | 0 | 0 | 0 | 0 | 0 | 0 | 0 | 0 | 0 | 0 | 0 | 0 | 0 | 0 | 0 | 0
53 | WestValleyCi GT3 | 0 | 0 | 0 | 0 | 0 | 0 | 0 | 0 | 0 | 0 | 0 | 0 | 0 | 0 | 0 | 0 | 0 | 0
54 | WestValleyCi GT2 | 0 | 0 | 0 | 0 | 0 | 0 | 0 | 0 | 0 | 0 | 0 | 0 | 0 | 0 | 0 | 0 | 0 | 0
55 | Wyodak1 | 0 | 0 | 0 | 0 | 0 | 0 | 0 | 0 | 0 | 0.2 | 0.4 | 1.7 | 0 | 0 | 0 | 0.2 | 0.4 | 1.7
56 | CurrantCreek | 340.1 | 198.7 | 0.6 | 0 | 0 | 0 | 85.6 | 178.3 | 2.1 | 0 | 0 | 0 | 0 | 0 | 0 | 425.7 | 377.1 | 0.9
57 | BigFork | 0 | 0 | 0 | 0 | 0 | 0 | 0 | 0 | 0 | 0 | 0 | 0 | 0 | 0 | 0 | 0 | 0 | 0
58 | LakeSide | 683.3 | 358.3 | 0.5 | 0 | 0 | 0 | 27.9 | 160 | 5.7 | 0 | 0 | 0 | 0 | 0 | 0 | 711.2 | 518.3 | 0.7
59 | PAC-COB SALE | 0 | 0 | 0 | 0 | 0 | 0 | 0 | 0 | 0 | 0 | 0 | 0 | 0 | 0 | 0 | 0 | 0 | 0
60 | PAC-COB PUR | 0 | 0 | 0 | 0 | 0 | 0 | 1.7 | 0 | 0 | 0 | 0 | 4.2 | 0 | 0 | 0 | 1.7 | 0 | 0
61 | PAC-MIDC SALE | 0 | 0 | 0 | 0 | 0 | 0 | 0 | 0 | 0 | 0 | 0 | 0 | 0 | 0 | 0 | 0 | 0 | 0
62 | PAC-MIDC PUR | 0 | 0 | 0 | 0 | 0 | 0 | 287.9 | 5.5 | 0 | 102 | 1.4 | 0 | 0 | 0 | 0 | 389.8 | 6.9 | 0
63 | PAC-FC SALE | 0 | 0 | 0 | 0 | 0 | 0 | 0 | 0 | 0 | 0 | 0 | 0 | 0 | 0 | 0 | 0 | 0 | 0
64 | PAC-FC PUR | 0 | 0 | 0 | 0 | 0 | 0 | 29.1 | 143.4 | 4.9 | 0 | 0 | 0 | 0 | 0 | 0 | 29.1 | 143.4 | 4.9
65 | PAC-PV SALE | 0 | 0 | 0 | 0 | 0 | 0 | 0 | 0 | 0 | 0 | 0 | 0 | 0 | 0 | 0 | 0 | 0 | 0
66 | PAC-PV PUR | 0 | 0 | 0 | 0 | 0 | 0 | 196.3 | 1606.8 | 8.2 | 0 | 0 | 0 | 0 | 0 | 0 | 196.3 | 1606.8 | 8.2
67 | RR1_100371 | 0 | 0 | 0 | 0 | 0 | 0 | 0 | 0 | 0 | 0 | 0 | 0 | 0 | 0 | 0 | 0 | 0 | 0
68 | FC4_79207_In | 0 | 0 | 0 | 0 | 0 | 0 | 0 | 0 | 0 | 0 | 0 | 0 | 0 | 0 | 0 | 0 | 0 | 0
69 | Monsanto_145258 | 0 | 0 | 0 | 0 | 0 | 0 | 0 | 0 | 0 | 120.6 | 288.9 | 2.4 | 0 | 0 | 0 | 120.6 | 288.9 | 2.4
70 | APS_27875_Supp | 0 | 0 | 0 | 0 | 0 | 0 | 86.3 | 193.6 | 2.2 | 0 | 0 | 0 | 0 | 0 | 0 | 86.3 | 193.6 | 2.2
71 | REDD_66276_Out | 0 | 0 | 0 | 0 | 0 | 0 | 0 | 0 | 0 | 0 | 0 | 0 | 0 | 0 | 0 | 0 | 0 | 0
72 | Douglas_38185 | 0 | 0 | 0 | 0 | 0 | 0 | 0 | 0 | 0 | 0 | 0 | 0 | 0 | 0 | 0 | 0 | 0 | 0
73 | PGE_Cove_83984 | 0 | 0 | 0 | 0 | 0 | 0 | 0 | 0 | 0 | 0 | 0 | 0 | 0 | 0 | 0 | 0 | 0 | 0
74 | FC1_42818_Out | 0 | 0 | 0 | 0 | 0 | 0 | 0 | 0 | 0 | 0 | 0 | 0 | 0 | 0 | 0 | 0 | 0 | 0
75 | FC1_63510_Out | 0 | 0 | 0 | 0 | 0 | 0 | 0 | 0 | 0 | 0 | 0 | 0 | 0 | 0 | 0 | 0 | 0 | 0
76 | FC4_79207_Out | 0 | 0 | 0 | 0 | 0 | 0 | 0 | 0 | 0 | 0 | 0 | 0 | 0 | 0 | 0 | 0 | 0 | 0
77 | Cowlitz_65787 | 0 | 0 | 0 | 0 | 0 | 0 | 0 | 0 | 0 | 0 | 0 | 0 | 0 | 0 | 0 | 0 | 0 | 0
78 | SIE_64885_McNary | 0 | 0 | 0 | 0 | 0 | 0 | 0 | 0 | 0 | 0 | 0 | 0 | 0 | 0 | 0 | 0 | 0 | 0
79 | SMUD_24296_In | 0 | 0 | 0 | 0 | 0 | 0 | 0 | 0 | 0 | 0 | 0 | 0 | 0 | 0 | 0 | 0 | 0 | 0
80 | APS_58118_FC_In | 0 | 0 | 0 | 0 | 0 | 0 | 0 | 0 | 0 | 0 | 0 | 0 | 0 | 0 | 0 | 0 | 0 | 0
81 | APS_58119_FC_Out | 0 | 0 | 0 | 0 | 0 | 0 | 0 | 0 | 0 | 0 | 0 | 0 | 0 | 0 | 0 | 0 | 0 | 0
82 | REDD_66276_In | 0 | 0 | 0 | 0 | 0 | 0 | 0 | 0 | 0 | 0 | 0 | 0 | 0 | 0 | 0 | 0 | 0 | 0
83 | APS_58118_AZ_In | 0 | 0 | 0 | 0 | 0 | 0 | 0 | 0 | 0 | 0 | 0 | 0 | 0 | 0 | 0 | 0 | 0 | 0
84 | APS_58119_AZ_Out | 0 | 0 | 0 | 0 | 0 | 0 | 0 | 0 | 0 | 0 | 0 | 0 | 0 | 0 | 0 | 0 | 0 | 0
85 | SIE_64885_Goshen | 0 | 0 | 0 | 0 | 0 | 0 | 0 | 0 | 0 | 0 | 0 | 0 | 0 | 0 | 0 | 0 | 0 | 0
86 | Hermiston1 | 58.3 | 6.9 | 0.1 | 0 | 0 | 0 | 30.6 | 10.9 | 0.4 | 54.6 | 21.9 | 0.4 | 0 | 0 | 0 | 143.6 | 39.7 | 0.3
87 | WCE_244520 | 0 | 0 | 0 | 0 | 0 | 0 | 0 | 0 | 0 | 0 | 0 | 0 | 0 | 0 | 0 | 0 | 0 | 0
88 | ECH_160595 | 0 | 0 | 0 | 0 | 0 | 0 | 0 | 0 | 0 | 0 | 0 | 0 | 0 | 0 | 0 | 0 | 0 | 0
89 | FC1_In | 0 | 0 | 0 | 0 | 0 | 0 | 0 | 0 | 0 | 0 | 0 | 0 | 0 | 0 | 0 | 0 | 0 | 0
90 | Deseret_194277 | 0 | 0 | 0 | 0 | 0 | 0 | 180.9 | 1911.9 | 10.6 | 0 | 0.4 | 19.3 | 0 | 0 | 0 | 180.9 | 1912.3 | 10.6
91 | DSM_ID_Irrigate | 0 | 0 | 0 | 0 | 0 | 0 | 7.5 | 34.7 | 4.6 | 14.7 | 126.2 | 8.6 | 0 | 0 | 0 | 22.3 | 160.9 | 7.2
92 | QF_Exxon_236032 | 0 | 0 | 0 | 0 | 0 | 0 | 0 | 0 | 0 | 0 | 0 | 0 | 0 | 0 | 0 | 0 | 0 | 0
93 | QF_SUNN_Ad_59965 | 0 | 0 | 0 | 0 | 0 | 0 | 0 | 0 | 0 | 0 | 0 | 0 | 0 | 0 | 0 | 0 | 0 | 0
94 | QF_SUNN_Ba_83997 | 0 | 0 | 0 | 0 | 0 | 0 | 0 | 0 | 0 | 0 | 0 | 0 | 0 | 0 | 0 | 0 | 0 | 0
95 | QF_Tesoro_519533 | 0 | 0 | 0 | 0 | 0 | 0 | 0 | 0 | 0 | 0 | 0 | 0 | 0 | 0 | 0 | 0 | 0 | 0
96 | BHPL_28160_Loss | 0 | 0 | 0 | 0 | 0 | 0 | 0 | 0 | 0 | 0 | 0 | 0 | 0 | 0 | 0 | 0 | 0 | 0
97 | Rogue | 0 | 0 | 0 | 0 | 0 | 0 | 0 | 0 | 0 | 0 | 0 | 0 | 0 | 0 | 0 | 0 | 0 | 0
98 | MidColumbia | 22.8 | 358 | 15.7 | 0 | 0 | 0 | 30.3 | 595.6 | 19.7 | 48.5 | 1280.1 | 26.4 | 0 | 0 | 0 | 101.6 | 2233.7 | 22
99 | Toketee-Slide | 0 | 0 | 0 | 0 | 0 | 0 | 0 | 0 | 0 | 0 | 0 | 0 | 0 | 0 | 0 | 0 | 0 | 0
100 | SmallWestHydro | 0 | 0 | 0 | 0 | 0 | 0 | 0 | 0 | 0 | 0 | 0 | 0 | 0 | 0 | 0 | 0 | 0 | 0
101 | PSCO_340325_In | 0 | 0 | 0 | 0 | 0 | 0 | 0 | 0 | 0 | 0 | 0 | 0 | 0 | 0 | 0 | 0 | 0 | 0
102 | PSCO_340325_Out | 0 | 0 | 0 | 0 | 0 | 0 | 0 | 0 | 0 | 0 | 0 | 0 | 0 | 0 | 0 | 0 | 0 | 0
103 | HURR_393045_S | 0 | 0 | 0 | 0 | 0 | 0 | 0 | 0 | 0 | 0 | 0 | 0 | 0 | 0 | 0 | 0 | 0 | 0
104 | HURR_393045_P | 0 | 0 | 0 | 0 | 0 | 0 | 0 | 0 | 0 | 0 | 0 | 0 | 0 | 0 | 0 | 0 | 0 | 0
105 | LeaningJ_317714 | 0 | 0 | 0 | 0 | 0 | 0 | 0 | 0 | 0 | 0 | 0 | 0 | 0 | 0 | 0 | 0 | 0 | 0
106 | Marengo1_332428 | 0 | 0 | 0 | 0 | 0 | 0 | 0 | 0 | 0 | 0 | 0 | 0 | 0 | 0 | 0 | 0 | 0 | 0
107 | GoodHill_332427 | 0 | 0 | 0 | 0 | 0 | 0 | 0 | 0 | 0 | 0 | 0 | 0 | 0 | 0 | 0 | 0 | 0 | 0
108 | Mtn_Wind1_367721 | 0 | 0 | 0 | 0 | 0 | 0 | 0 | 0 | 0 | 0 | 0 | 0 | 0 | 0 | 0 | 0 | 0 | 0
109 | Mtn_Wind2_398449 | 0 | 0 | 0 | 0 | 0 | 0 | 0 | 0 | 0 | 0 | 0 | 0 | 0 | 0 | 0 | 0 | 0 | 0
110 | SpanishF_311681 | 0 | 0 | 0 | 0 | 0 | 0 | 0 | 0 | 0 | 0 | 0 | 0 | 0 | 0 | 0 | 0 | 0 | 0
111 | OregonWF_Plan_I | 0 | 0 | 0 | 0 | 0 | 0 | 0 | 0 | 0 | 0 | 0 | 0 | 0 | 0 | 0 | 0 | 0 | 0
112 | Marengo2_423463 | 0 | 0 | 0 | 0 | 0 | 0 | 0 | 0 | 0 | 0 | 0 | 0 | 0 | 0 | 0 | 0 | 0 | 0
113 | Glenrock_423461 | 0 | 0 | 0 | 0 | 0 | 0 | 0 | 0 | 0 | 0 | 0 | 0 | 0 | 0 | 0 | 0 | 0 | 0
114 | SevenMile_357819 | 0 | 0 | 0 | 0 | 0 | 0 | 0 | 0 | 0 | 0 | 0 | 0 | 0 | 0 | 0 | 0 | 0 | 0
115 | Rolling_H_423462 | 0 | 0 | 0 | 0 | 0 | 0 | 0 | 0 | 0 | 0 | 0 | 0 | 0 | 0 | 0 | 0 | 0 | 0
116 | SevenMile2_Plan | 0 | 0 | 0 | 0 | 0 | 0 | 0 | 0 | 0 | 0 | 0 | 0 | 0 | 0 | 0 | 0 | 0 | 0
117 | Glenrock3_Plan | 0 | 0 | 0 | 0 | 0 | 0 | 0 | 0 | 0 | 0 | 0 | 0 | 0 | 0 | 0 | 0 | 0 | 0
118 | McFadden_Ridge_I | 0 | 0 | 0 | 0 | 0 | 0 | 0 | 0 | 0 | 0 | 0 | 0 | 0 | 0 | 0 | 0 | 0 | 0
119 | QF_EVB_351030 | 0 | 0 | 0 | 0 | 0 | 0 | 0 | 0 | 0 | 0 | 0 | 0 | 0 | 0 | 0 | 0 | 0 | 0
120 | WEYE_Res_356685 | 0 | 0 | 0 | 0 | 0 | 0 | 0 | 0 | 0 | 0 | 0 | 0 | 0 | 0 | 0 | 0 | 0 | 0
121 | Chehalis | 125.8 | 124.6 | 1 | 0 | 0 | 0 | 55.5 | 45.7 | 0.8 | 23.1 | 26.6 | 1.2 | 0 | 0 | 0 | 204.4 | 196.9 | 1
122 | PAC-Mead PUR | 0 | 0 | 0 | 0 | 0 | 0 | 34.7 | 485.6 | 14 | 0 | 0 | 0 | 0 | 0 | 0 | 34.7 | 485.6 | 14
123 | PAC-Mead SALE | 0 | 0 | 0 | 0 | 0 | 0 | 0 | 0 | 0 | 0 | 0 | 0 | 0 | 0 | 0 | 0 | 0 | 0
124 | PAC-Mona PUR | 0 | 0 | 0 | 0 | 0 | 0 | 1400.4 | 1727 | 1.2 | 0.5 | 1.1 | 2.3 | 0 | 0 | 0 | 1400.9 | 1728.1 | 1.2
125 | PAC-Mona SALE | 0 | 0 | 0 | 0 | 0 | 0 | 0 | 0 | 0 | 0 | 0 | 0 | 0 | 0 | 0 | 0 | 0 | 0
126 | Copco 1-2 | 0 | 0 | 0 | 0 | 0 | 0 | 36.4 | 517.2 | 14.2 | 25.1 | 365.1 | 14.6 | 0 | 0 | 0 | 61.5 | 882.3 | 14.4
127 | Top of World | 0 | 0 | 0 | 0 | 0 | 0 | 0 | 0 | 0 | 0 | 0 | 0 | 0 | 0 | 0 | 0 | 0 | 0
128 | QF_CA_Hydro | 0 | 0 | 0 | 0 | 0 | 0 | 0 | 0 | 0 | 0 | 0 | 0 | 0 | 0 | 0 | 0 | 0 | 0
129 | QF_OR_Biomass | 0 | 0 | 0 | 0 | 0 | 0 | 0 | 0 | 0 | 0 | 0 | 0 | 0 | 0 | 0 | 0 | 0 | 0
130 | QF_OR_Hydro | 0 | 0 | 0 | 0 | 0 | 0 | 0 | 0 | 0 | 0 | 0 | 0 | 0 | 0 | 0 | 0 | 0 | 0
131 | QF_OR_Thermal | 0 | 0 | 0 | 0 | 0 | 0 | 0 | 0 | 0 | 0 | 0 | 0 | 0 | 0 | 0 | 0 | 0 | 0
132 | QF_UTN_Biomass | 0 | 0 | 0 | 0 | 0 | 0 | 0 | 0 | 0 | 0 | 0 | 0 | 0 | 0 | 0 | 0 | 0 | 0
133 | QF_UTS_Biomass | 0 | 0 | 0 | 0 | 0 | 0 | 0 | 0 | 0 | 0 | 0 | 0 | 0 | 0 | 0 | 0 | 0 | 0
134 | QF_UTN_Hydro | 0 | 0 | 0 | 0 | 0 | 0 | 0 | 0 | 0 | 0 | 0 | 0 | 0 | 0 | 0 | 0 | 0 | 0
135 | QF_WAYA_Biomass | 0 | 0 | 0 | 0 | 0 | 0 | 0 | 0 | 0 | 0 | 0 | 0 | 0 | 0 | 0 | 0 | 0 | 0
136 | QF_WAWW_Hydro | 0 | 0 | 0 | 0 | 0 | 0 | 0 | 0 | 0 | 0 | 0 | 0 | 0 | 0 | 0 | 0 | 0 | 0
137 | QF_WAYA_Wind | 0 | 0 | 0 | 0 | 0 | 0 | 0 | 0 | 0 | 0 | 0 | 0 | 0 | 0 | 0 | 0 | 0 | 0
138 | QF_WY_Hydro | 0 | 0 | 0 | 0 | 0 | 0 | 0 | 0 | 0 | 0 | 0 | 0 | 0 | 0 | 0 | 0 | 0 | 0
139 | QF_ID_Hydro | 0 | 0 | 0 | 0 | 0 | 0 | 0 | 0 | 0 | 0 | 0 | 0 | 0 | 0 | 0 | 0 | 0 | 0
140 | Dunlap | 0 | 0 | 0 | 0 | 0 | 0 | 0 | 0 | 0 | 0 | 0 | 0 | 0 | 0 | 0 | 0 | 0 | 0
141 | HighPlains_Plan | 0 | 0 | 0 | 0 | 0 | 0 | 0 | 0 | 0 | 0 | 0 | 0 | 0 | 0 | 0 | 0 | 0 | 0
142 | T3_Buttes_460457 | 0 | 0 | 0 | 0 | 0 | 0 | 0 | 0 | 0 | 0 | 0 | 0 | 0 | 0 | 0 | 0 | 0 | 0
143 | I_W_PowerCnty_I | 0 | 0 | 0 | 0 | 0 | 0 | 0 | 0 | 0 | 0 | 0 | 0 | 0 | 0 | 0 | 0 | 0 | 0
144 | I_W_PowerCnty_II | 0 | 0 | 0 | 0 | 0 | 0 | 0 | 0 | 0 | 0 | 0 | 0 | 0 | 0 | 0 | 0 | 0 | 0
145 | PAC-NOB PUR | 0 | 0 | 0 | 0 | 0 | 0 | 2 | 0.1 | 0.1 | 1.1 | 0.9 | 0.8 | 0 | 0 | 0 | 3.1 | 1 | 0.3
146 | SCL_New_In | 0 | 0 | 0 | 0 | 0 | 0 | 0 | 0 | 0 | 0 | 0 | 0 | 0 | 0 | 0 | 0 | 0 | 0
147 | SCL_New_Out | 0 | 0 | 0 | 0 | 0 | 0 | 0 | 0 | 0 | 0 | 0 | 0 | 0 | 0 | 0 | 0 | 0 | 0
148 | QF_RBFP_E20771 | 0 | 0 | 0 | 0 | 0 | 0 | 0 | 0 | 0 | 0 | 0 | 0 | 0 | 0 | 0 | 0 | 0 | 0
149 | ConstEng_E999691 | 0 | 0 | 0 | 0 | 0 | 0 | 0 | 0 | 0 | 0 | 0 | 0 | 0 | 0 | 0 | 0 | 0 | 0
150 | TMF_BioF_E20958 | 0 | 0 | 0 | 0 | 0 | 0 | 0 | 0 | 0 | 0 | 0 | 0 | 0 | 0 | 0 | 0 | 0 | 0
151 | PAC-NOB SALE | 0 | 0 | 0 | 0 | 0 | 0 | 0 | 0 | 0 | 0 | 0 | 0 | 0 | 0 | 0 | 0 | 0 | 0
152 | I_Naughton3_GCF | 20.3 | 16.9 | 0.8 | 0 | 0 | 0 | 9 | 105 | 11.6 | 0 | 0 | 0 | 0 | 0 | 0 | 29.3 | 121.9 | 4.2
153 | BHPL_27013R_MC_S | 0 | 0 | 0 | 0 | 0 | 0 | 0 | 0 | 0 | 0 | 0 | 0 | 0 | 0 | 0 | 0 | 0 | 0
154 | BHPL_27013R_US_S | 0 | 0 | 0 | 0 | 0 | 0 | 0 | 0 | 0 | 0 | 0 | 0 | 0 | 0 | 0 | 0 | 0 | 0
155 | UMPA_45631R_S | 0 | 0 | 0 | 0 | 0 | 0 | 0 | 0 | 0 | 0 | 0 | 0 | 0 | 0 | 0 | 0 | 0 | 0
156 | NonOwnRes_Wa | 0 | 0 | 0 | 0 | 0 | 0 | 0 | 0 | 0 | 0 | 0 | 0 | 0 | 0 | 0 | 0 | 0 | 0
157 | NonOwnRes_WM | 0 | 0 | 0 | 0 | 0 | 0 | 0 | 0 | 0 | 0 | 0 | 0 | 0 | 0 | 0 | 0 | 0 | 0
158 | NonOwnRes_Go | 0 | 0 | 0 | 0 | 0 | 0 | 0 | 0 | 0 | 0 | 0 | 0 | 0 | 0 | 0 | 0 | 0 | 0
159 | NonOwnRes_Wy | 0 | 0 | 0 | 0 | 0 | 0 | 0 | 0 | 0 | 0 | 0 | 0 | 0 | 0 | 0 | 0 | 0 | 0
160 | NonOwnRes_Ut | 0 | 0 | 0 | 0 | 0 | 0 | 0 | 0 | 0 | 0 | 0 | 0 | 0 | 0 | 0 | 0 | 0 | 0
161 | DorenaHyd_20887 | 0 | 0 | 0 | 0 | 0 | 0 | 0 | 0 | 0 | 0 | 0 | 0 | 0 | 0 | 0 | 0 | 0 | 0
162 | QF_Bioms1_234159 | 0 | 0 | 0 | 0 | 0 | 0 | 0 | 0 | 0 | 0 | 0 | 0 | 0 | 0 | 0 | 0 | 0 | 0
163 | QF_W_MC_FivePine | 0 | 0 | 0 | 0 | 0 | 0 | 0 | 0 | 0 | 0 | 0 | 0 | 0 | 0 | 0 | 0 | 0 | 0
164 | QF_W_MC_NorthPt | 0 | 0 | 0 | 0 | 0 | 0 | 0 | 0 | 0 | 0 | 0 | 0 | 0 | 0 | 0 | 0 | 0 | 0
165 | ObsidianBlkCap | 0 | 0 | 0 | 0 | 0 | 0 | 0 | 0 | 0 | 0 | 0 | 0 | 0 | 0 | 0 | 0 | 0 | 0
166 | QF_CA_Biomass | 0 | 0 | 0 | 0 | 0 | 0 | 0 | 0 | 0 | 0 | 0 | 0 | 0 | 0 | 0 | 0 | 0 | 0
167 | QF_ID_Biomass | 0 | 0 | 0 | 0 | 0 | 0 | 0 | 0 | 0 | 0 | 0 | 0 | 0 | 0 | 0 | 0 | 0 | 0
168 | QF_UTN_Wind | 0 | 0 | 0 | 0 | 0 | 0 | 0 | 0 | 0 | 0 | 0 | 0 | 0 | 0 | 0 | 0 | 0 | 0
169 | QF_WAYA_Hydro | 0 | 0 | 0 | 0 | 0 | 0 | 0 | 0 | 0 | 0 | 0 | 0 | 0 | 0 | 0 | 0 | 0 | 0
170 | QF_WY_Wind | 0 | 0 | 0 | 0 | 0 | 0 | 0 | 0 | 0 | 0 | 0 | 0 | 0 | 0 | 0 | 0 | 0 | 0
171 | DSM_CooKeeper_Te | 0 | 0 | 0 | 0 | 0 | 0 | 6.4 | 30.3 | 4.7 | 11.2 | 106.6 | 9.5 | 0 | 0 | 0 | 17.6 | 136.8 | 7.8
172 | DSM_UT_Irrigate_ | 0 | 0 | 0 | 0 | 0 | 0 | 1.4 | 7.1 | 5.1 | 4.9 | 50 | 10.1 | 0 | 0 | 0 | 6.3 | 57.1 | 9
173 | BHPL_27013R_WYNE | 0 | 0 | 0 | 0 | 0 | 0 | 0 | 0 | 0 | 0 | 0 | 0 | 0 | 0 | 0 | 0 | 0 | 0
174 | BHPL_27013R_JB | 0 | 0 | 0 | 0 | 0 | 0 | 0 | 0 | 0 | 0 | 0 | 0 | 0 | 0 | 0 | 0 | 0 | 0
175 | QF_Latigo_21022 | 0 | 0 | 0 | 0 | 0 | 0 | 0 | 0 | 0 | 0 | 0 | 0 | 0 | 0 | 0 | 0 | 0 | 0
176 | Buckhorn_Solar | 0 | 0 | 0 | 0 | 0 | 0 | 0 | 0 | 0 | 0 | 0 | 0 | 0 | 0 | 0 | 0 | 0 | 0
177 | CedarValley_Sola | 0 | 0 | 0 | 0 | 0 | 0 | 0 | 0 | 0 | 0 | 0 | 0 | 0 | 0 | 0 | 0 | 0 | 0
178 | Beryl_Solar | 0 | 0 | 0 | 0 | 0 | 0 | 0 | 0 | 0 | 0 | 0 | 0 | 0 | 0 | 0 | 0 | 0 | 0
179 | Greenvile_Solar | 0 | 0 | 0 | 0 | 0 | 0 | 0 | 0 | 0 | 0 | 0 | 0 | 0 | 0 | 0 | 0 | 0 | 0
180 | MilfordFlat_Sola | 0 | 0 | 0 | 0 | 0 | 0 | 0 | 0 | 0 | 0 | 0 | 0 | 0 | 0 | 0 | 0 | 0 | 0
181 | QF_UTN_Solar | 0 | 0 | 0 | 0 | 0 | 0 | 0 | 0 | 0 | 0 | 0 | 0 | 0 | 0 | 0 | 0 | 0 | 0
182 | QF_FiddlerCanyon | 0 | 0 | 0 | 0 | 0 | 0 | 0 | 0 | 0 | 0 | 0 | 0 | 0 | 0 | 0 | 0 | 0 | 0
183 | QF_SouthMilford_ | 0 | 0 | 0 | 0 | 0 | 0 | 0 | 0 | 0 | 0 | 0 | 0 | 0 | 0 | 0 | 0 | 0 | 0
184 | QF_Manderfield_2 | 0 | 0 | 0 | 0 | 0 | 0 | 0 | 0 | 0 | 0 | 0 | 0 | 0 | 0 | 0 | 0 | 0 | 0
185 | QF_GranitePeak_2 | 0 | 0 | 0 | 0 | 0 | 0 | 0 | 0 | 0 | 0 | 0 | 0 | 0 | 0 | 0 | 0 | 0 | 0
186 | QF_LahoSolar_210 | 0 | 0 | 0 | 0 | 0 | 0 | 0 | 0 | 0 | 0 | 0 | 0 | 0 | 0 | 0 | 0 | 0 | 0
187 | OSIP_Projects | 0 | 0 | 0 | 0 | 0 | 0 | 0 | 0 | 0 | 0 | 0 | 0 | 0 | 0 | 0 | 0 | 0 | 0
188 | PSCO_FC_340325_o | 0 | 0 | 0 | 0 | 0 | 0 | 0 | 0 | 0 | 0 | 0 | 0 | 0 | 0 | 0 | 0 | 0 | 0
189 | Tri-State_27057 | 0 | 0 | 0 | 0 | 0 | 0 | 0 | 0 | 0 | 0 | 0 | 0 | 0 | 0 | 0 | 0 | 0 | 0
190 | BevansPoint | 0 | 0 | 0 | 0 | 0 | 0 | 0 | 0 | 0 | 0 | 0 | 0 | 0 | 0 | 0 | 0 | 0 | 0
191 | MagCorp_144408 | 0 | 0 | 0 | 0 | 0 | 0 | 0 | 0 | 0 | 682.8 | 8084.6 | 11.8 | 0 | 0 | 0 | 682.8 | 8084.6 | 11.8
192 | Nucor_137328 | 0 | 0 | 0 | 0 | 0 | 0 | 0 | 0 | 0 | 534.3 | 6317.6 | 11.8 | 0 | 0 | 0 | 534.3 | 6317.6 | 11.8
193 | MonsanCur_145258 | 0 | 0 | 0 | 0 | 0 | 0 | 0 | 0 | 0 | 0 | 0 | 0 | 0 | 0 | 0 | 0 | 0 | 0
194 | NonOR_Goshen_Off | 0 | 0 | 0 | 0 | 0 | 0 | 0 | 0 | 0 | 0 | 0 | 0 | 0 | 0 | 0 | 0 | 0 | 0
195 | NonOR_Utah_Off | 0 | 0 | 0 | 0 | 0 | 0 | 0 | 0 | 0 | 0 | 0 | 0 | 0 | 0 | 0 | 0 | 0 | 0
196 | NonOR_Walla_Off | 0 | 0 | 0 | 0 | 0 | 0 | 0 | 0 | 0 | 0 | 0 | 0 | 0 | 0 | 0 | 0 | 0 | 0
197 | NonOR_WMain_Off | 0 | 0 | 0 | 0 | 0 | 0 | 0 | 0 | 0 | 0 | 0 | 0 | 0 | 0 | 0 | 0 | 0 | 0
198 | SCL_New_Reserve | 0 | 0 | 0 | 0 | 0 | 0 | 0 | 0 | 0 | 0 | 0 | 0 | 0 | 0 | 0 | 0 | 0 | 0
199 | QF_Kennecott | 0 | 0 | 0 | 0 | 0 | 0 | 0 | 0 | 0 | 0 | 0 | 0 | 0 | 0 | 0 | 0 | 0 | 0
200 | OldMill_Solar | 0 | 0 | 0 | 0 | 0 | 0 | 0 | 0 | 0 | 0 | 0 | 0 | 0 | 0 | 0 | 0 | 0 | 0
201 | LakeSide2 | 1132.4 | 1057.4 | 0.9 | 0 | 0 | 0 | 32.1 | 73.1 | 2.3 | 0 | 0 | 0 | 0 | 0 | 0 | 1164.5 | 1130.5 | 1
| SYSTEM TOTAL | 4341.8 | ****** | 10.5 | 0 | 0 | 0 | 3316.2 | ****** | 13.3 | 2172.3 | ****** | 17.9 | 0 | 0 | 0 | 9830.3 | ****** | 13.1
Ancil | lary S | ervices Deficit R | eport
----- | ------ | ----------------- | -----
|  |  | ---------------- | #NAME? | ncillary S | ervices -- | ---------- | ----------
[5 empty] | Required | Available | Deficit | DefCost
No. | Type | Deficit Area | Name | Hrs | GWh | GWh | GWh | 0
--- | ---- | ---------------- | ---------------- | ------ | --------- | --------- | --------- | ---------
1 | CA | PAC EAST | REG.UP | 238 | 2859.5 | 2859 | 0.4 | 146.9
2 | CA | PAC EAST | REG.DOWN | 0 | 0 | 0 | 0 | 0
3 | CA | PAC EAST | SPIN | 410 | 2194.5 | 2192.8 | 1.6 | 177.3
4 | CA | PAC EAST | NONSPIN | 0 | 1506.1 | 1506.1 | 0 | 0
5 | CA | PAC EAST | NONSPIN2 | 0 | 0 | 0 | 0 | 0
6 | CA | PAC WEST | REG.UP | 5 | 1482.8 | 1482.8 | 0 | 0
7 | CA | PAC WEST | REG.DOWN | 0 | 0 | 0 | 0 | 0
8 | CA | PAC WEST | SPIN | 46 | 1123.3 | 1123.3 | 0 | 0
9 | CA | PAC WEST | NONSPIN | 70 | 666.2 | 666.2 | 0 | 0
10 | CA | PAC WEST | NONSPIN2 | 0 | 0 | 0 | 0 | 0
Stati | on Report
----- | ---------
|  |  | Aux | Cap |  |  | Heat H | ours | Fuel/P | rch Cost | Star | t Star | t O&M | O&M | Opert | Total | Total
|  | Energy | Dmnd | Fctr | Sta- | FuelBurn | Rate | per | ¢/MBtu | <F> $0 | 00 Fu | el Co | st Fix | ed V | ar Co | st Co | st Cost
No. | Station | GWh | GWh | % | rts | GBtu | Btu/kWh | Unit | $/MWh | <P> $00 | 0 GBt | u $00 | 0 $00 | 0 $00 | 0 $/MW | h $/MW | h $000
--- | ---------------- | -------- | ------ | ----- | ---- | --------- | ------ | ---- | ------ | --- ----- | ---- | ----- | ------ | ----- | ------ | ------ | --------
1 | BearRiver | 148.4 | 0 | 29.5 | 0 |  |  | 8760 | 0 | 0 |  | 0 | 0 | 0 | 0 | 0 | 0
2 | Clearwater1 | 33.4 | 0 | 97.5 | 0 |  |  | 8760 | 0 | 0 |  | 0 | 0 | 0 | 0 | 0 | 0
3 | Clearwater2 | 45 | 0 | 99 | 0 |  |  | 8760 | 0 | 0 |  | 0 | 0 | 0 | 0 | 0 | 0
4 | FishCreek | 36.5 | 0 | 100 | 0 |  |  | 8760 | 0 | 0 |  | 0 | 0 | 0 | 0 | 0 | 0
5 | GemState_99489 | 49.7 | 0 | 100 | 0 |  |  | 8760 | 0 | 0 |  | 0 | 0 | 0 | 0 | 0 | 0
6 | IronGate | 132.6 | 0 | 100 | 0 |  |  | 8760 | 0 | 0 |  | 0 | 0 | 0 | 0 | 0 | 0
7 | JCBoyle | 322.7 | 0 | 100 | 0 |  |  | 8760 | 0 | 0 |  | 0 | 0 | 0 | 0 | 0 | 0
8 | Lemolo1 | 134.8 | 0 | 96 | 0 |  |  | 8760 | 0 | 0 |  | 0 | 0 | 0 | 0 | 0 | 0
9 | Lemolo2 | 149.4 | 0 | 100 | 0 |  |  | 8760 | 0 | 0 |  | 0 | 0 | 0 | 0 | 0 | 0
10 | Merwin | 417.1 | 0 | 100 | 0 |  |  | 8760 | 0 | 0 |  | 0 | 0 | 0 | 0 | 0 | 0
11 | SmallEastHydro | 110.1 | 0 | 100 | 0 |  |  | 8760 | 0 | 0 |  | 0 | 0 | 0 | 0 | 0 | 0
12 | SodaSprings | 43.2 | 0 | 100 | 0 |  |  | 8760 | 0 | 0 |  | 0 | 0 | 0 | 0 | 0 | 0
13 | Swift1 | 744 | 0 | 34.2 | 0 |  |  | 8760 | 0 | 0 |  | 0 | 0 | 0 | 0 | 0 | 0
14 | Swift2 | 228.8 | 0 | 94.5 | 0 |  |  | 8760 | 0 | 0 |  | 0 | 0 | 0 | 0 | 0 | 0
15 | UKL | 0 | 0 | 0 | 0 |  |  | 0 | 0 | 0 |  | 0 | 0 | 0 | 0 | 0 | 0
16 | Yale | 631.1 | 0 | 43.4 | 0 |  |  | 8760 | 0 | 0 |  | 0 | 0 | 0 | 0 | 0 | 0
17 | Blundell | 242.5 | 0 | 91.1 | 1 | 2425.2 | 10000 | 8424 | 0 | 0 | 0 | 0 | 0 | 645 | 2.66 | 2.66 | 645
18 | Carbon1 | 104.1 | 0 | 77.1 | 0 | 1278 | 12273 | 2160 | 194.5 | 2486 | 0 | 0 | 0 | 237 | 26.15 | 26.15 | 2723
19 | Carbon2 | 174.9 | 0 | 84.3 | 0 | 2043 | 11681 | 2160 | 194.5 | 3973 | 0 | 0 | 0 | 398 | 24.99 | 24.99 | 4372
20 | Cholla4 | 2732.7 | 0 | 84.8 | 0 | 29057.8 | 10634 | 8760 | 226.8 | 65910 | 0 | 0 | 36049 | 1968 | 24.84 | 38.03 | 103927
21 | Colstrip3 | 621.9 | 0 | 99.5 | 0 | 6676.3 | 10735 | 8760 | 131.4 | 8769 | 0 | 0 | 5005 | 817 | 15.41 | 23.46 | 14591
22 | Colstrip4 | 622 | 0 | 99.5 | 0 | 6746.6 | 10847 | 8760 | 131.4 | 8862 | 0 | 0 | 4878 | 832 | 15.58 | 23.43 | 14571
23 | Craig1 | 668.3 | 0 | 94.4 | 12 | 6666.2 | 9975 | 8616 | 205.5 | 13697 | 1 | 3 | 7494 | 0 | 20.49 | 31.71 | 21194
24 | Craig2 | 686.3 | 0 | 96.4 | 0 | 6943.4 | 10117 | 8760 | 205.5 | 14266 | 0 | 0 | 8129 | 0 | 20.79 | 32.63 | 22396
25 | GadsbyGT3 | 0 | 0 | 0 | 0 | 0 | 0 | 0 | 0 | 0 | 0 | 0 | 0 | 0 | 0 | 0 | 0
26 | Gadsby1 | 0 | 0 | 0 | 0 | 0 | 0 | 0 | 0 | 0 | 0 | 0 | 0 | 0 | 0 | 0 | 0
27 | Gadsby2 | 0 | 0 | 0 | 0 | 0 | 0 | 0 | 0 | 0 | 0 | 0 | 0 | 0 | 0 | 0 | 0
28 | Gadsby3 | 0 | 0 | 0 | 0 | 0 | 0 | 0 | 0 | 0 | 0 | 0 | 0 | 0 | 0 | 0 | 0
29 | GadsbyGT2 | 0 | 0 | 0 | 0 | 0 | 0 | 0 | 0 | 0 | 0 | 0 | 0 | 0 | 0 | 0 | 0
30 | GadsbyGT1 | 0 | 0 | 0 | 0 | 0 | 0 | 0 | 0 | 0 | 0 | 0 | 0 | 0 | 0 | 0 | 0
31 | Hayden1 | 242.8 | 0 | 67.2 | 1 | 2523.4 | 10392 | 6540 | 240.7 | 6074 | 0 | 0 | 6734 | 192 | 25.81 | 53.54 | 13000
32 | Hayden2 | 226 | 0 | 81.1 | 0 | 2296.7 | 10164 | 8760 | 240.7 | 5529 | 0 | 0 | 3678 | 0 | 24.47 | 40.74 | 9206
33 | Hermiston2 | 1123.1 | 0 | 55.4 | 138 | 8461.2 | 7534 | 6187 | 405.1 | 34280 | 125 | 510 | 0 | 1067 | 31.47 | 31.93 | 35857
34 | Hunter3 | 3720.1 | 0 | 96.6 | 0 | 37767.9 | 10152 | 8760 | 186.1 | 70282 | 0 | 0 | 24168 | 0 | 18.89 | 25.39 | 94450
35 | Hunter1 | 3340.8 | 0 | 97.6 | 0 | 34926.5 | 10455 | 8760 | 186.1 | 64995 | 0 | 0 | 37275 | 468 | 19.59 | 30.75 | 102738
36 | Hunter2 | 2005.2 | 0 | 90.8 | 2 | 20352.9 | 10150 | 8065 | 186.1 | 37874 | 3 | 81 | 19580 | 0 | 18.89 | 28.69 | 57536
37 | Huntington1 | 3770.3 | 0 | 99.6 | 0 | 36357.7 | 9643 | 8760 | 162.3 | 59026 | 0 | 0 | 25192 | 0 | 15.66 | 22.34 | 84218
38 | Huntington2 | 3179.5 | 0 | 89.7 | 2 | 32266.7 | 10148 | 7902 | 162.3 | 52384 | 4 | 99 | 34338 | 0 | 16.48 | 27.31 | 86821
39 | JBridger1 | 2674.7 | 0 | 94.5 | 1 | 27494.4 | 10279 | 8682 | 191.3 | 52605 | 2 | 68 | 18298 | 669 | 19.92 | 26.78 | 71640
40 | JBridger2 | 2716.9 | 0 | 91.9 | 1 | 28175.1 | 10370 | 8682 | 191.3 | 53907 | 3 | 89 | 21071 | 652 | 20.08 | 27.87 | 75720
41 | JBridger3 | 1761.1 | 0 | 64.4 | 2 | 18474.6 | 10490 | 6243 | 191.3 | 35347 | 18 | 499 | 29184 | 1955 | 21.18 | 38.04 | 66985
42 | JBridger4 | 2645 | 0 | 91.7 | 1 | 27352.1 | 10341 | 8681 | 191.3 | 52333 | 4 | 124 | 16572 | 846 | 20.11 | 26.42 | 69875
43 | JamesRiverCG | 121.3 | 0 | 97.1 | 1 | 873.7 | 7200 | 8520 | 0 | 0 | 0 | 0 | 0 | 11862 | 97.76 | 97.76 | 11862
44 | Johnston1 | 765.8 | 0 | 90.7 | 0 | 8508.5 | 11111 | 8760 | 106.8 | 9091 | 0 | 0 | 6435 | 207 | 12.14 | 20.54 | 15733
45 | Johnston2 | 790.7 | 0 | 91.2 | 0 | 8697.4 | 11000 | 8760 | 106.8 | 9293 | 0 | 0 | 7562 | 198 | 12 | 21.57 | 17053
46 | Johnston3 | 1452.9 | 0 | 80.5 | 2 | 16640 | 11453 | 7898 | 106.8 | 17779 | 8 | 236 | 23357 | 538 | 12.61 | 28.85 | 41910
47 | Johnston4 | 2526.2 | 0 | 95.7 | 0 | 27010 | 10692 | 8760 | 106.8 | 28859 | 0 | 0 | 22750 | 783 | 11.73 | 20.74 | 52393
48 | Naughton1 | 1048.9 | 0 | 81 | 0 | 10881 | 10374 | 8760 | 213.4 | 23220 | 0 | 0 | 11247 | 357 | 22.48 | 33.2 | 34824
49 | Naughton2 | 1203 | 0 | 70.9 | 2 | 12594.3 | 10469 | 7865 | 213.4 | 26876 | 3 | 13 | 23117 | 421 | 22.69 | 41.92 | 50427
50 | WestValleyCi GT1 | 0 | 0 | 0 | 0 | 0 | 0 | 0 | 0 | 0 | 0 | 0 | 0 | 0 | 0 | 0 | 0
51 | WestValleyCi GT4 | 0 | 0 | 0 | 0 | 0 | 0 | 0 | 0 | 0 | 0 | 0 | 0 | 0 | 0 | 0 | 0
52 | WestValleyCi GT5 | 0 | 0 | 0 | 0 | 0 | 0 | 0 | 0 | 0 | 0 | 0 | 0 | 0 | 0 | 0 | 0
53 | WestValleyCi GT3 | 0 | 0 | 0 | 0 | 0 | 0 | 0 | 0 | 0 | 0 | 0 | 0 | 0 | 0 | 0 | 0
54 | WestValleyCi GT2 | 0 | 0 | 0 | 0 | 0 | 0 | 0 | 0 | 0 | 0 | 0 | 0 | 0 | 0 | 0 | 0
55 | Wyodak1 | 1714.9 | 0 | 75.5 | 2 | 20754.6 | 12103 | 7922 | 110.5 | 22943 | 4 | 106 | 21495 | 600 | 13.73 | 26.32 | 45144
56 | CurrantCreek | 1724.5 | 0 | 37.8 | 265 | 12250.9 | 7104 | 4221 | 394 | 48267 | 919 | 3645 | 0 | 6232 | 31.6 | 33.72 | 58144
57 | BigFork | 25.3 | 0 | 100 | 0 |  |  | 8760 | 0 | 0 |  | 0 | 0 | 0 | 0 | 0 | 0
58 | LakeSide | 2387.2 | 0 | 53.3 | 184 | 16855 | 7061 | 6625 | 393.4 | 66316 | 648 | 2600 | 0 | 6901 | 30.67 | 31.76 | 75817
59 | PAC-COB SALE | -887.6 | 0 | 79.2 | 272 |  |  | 7002 | 40.1 | -35559 |  | 0 | 0 | 0 | 40.06 | 40.06 | -35559
60 | PAC-COB PUR | 388.2 | 0 | 4.4 | 321 |  |  | 1905 | 26.9 | 10437 |  | 0 | 0 | 0 | 26.88 | 26.88 | 10437
61 | PAC-MIDC SALE | -156.3 | 0 | 0 | 313 |  |  | 1979 | 36.2 | -5654 |  | 0 | 0 | 0 | 36.16 | 36.16 | -5654
62 | PAC-MIDC PUR | 2457 | 0 | 28 | 272 |  |  | 7230 | 30.7 | 75531 |  | 0 | 0 | 0 | 30.74 | 30.74 | 75531
63 | PAC-FC SALE | -1889.6 | 0 | 86.6 | 201 |  |  | 8257 | 34.6 | -65430 |  | 0 | 0 | 0 | 34.63 | 34.63 | -65430
64 | PAC-FC PUR | 116.3 | 0 | 1.3 | 405 |  |  | 897 | 41.4 | 4812 |  | 0 | 0 | 0 | 41.37 | 41.37 | 4812
65 | PAC-PV SALE | -3397.4 | 0 | 0.4 | 0 |  |  | 8760 | 34.4 | -116813 |  | 0 | 0 | 0 | 34.38 | 34.38 | -116813
66 | PAC-PV PUR | 0 | 0 | 0 | 478 |  |  | 1476 | 0 | 0 |  | 0 | 0 | 0 | 0 | 0 | 0
67 | RR1_100371 | 139.4 | 0 | 100 | 0 |  |  | 8760 | 35.5 | 4945 |  | 0 | 0 | 0 | 35.48 | 35.48 | 4945
68 | FC4_79207_In | 52.9 | 0 | 100 | 0 |  |  | 8760 | 0 | 0 |  | 0 | 0 | 0 | 0 | 0 | 0
69 | Monsanto_145258 | 0 | 0 | 0 | 0 |  |  | 0 | 0 | 0 |  | 0 | 0 | 0 | 0 | 0 | 0
70 | APS_27875_Supp | 115.8 | 0 | 9.5 | 0 |  |  | 8760 | 40.7 | 4716 |  | 0 | 0 | 4716 | 81.44 | 81.44 | 9431
71 | REDD_66276_Out | -127 | 0 | 100 | 0 |  |  | 8016 | 0 | 0 |  | 0 | 0 | 0 | 0 | 0 | 0
72 | Douglas_38185 | 62.1 | 0 | 100 | 0 |  |  | 8760 | 35.2 | 2187 |  | 0 | 0 | 0 | 35.23 | 35.23 | 2187
73 | PGE_Cove_83984 | 12 | 0 | 100 | 0 |  |  | 8760 | 0 | 0 |  | 0 | 0 | 0 | 0 | 0 | 0
74 | FC1_42818_Out | -45.4 | 0 | 100 | 0 |  |  | 8760 | 69 | -3131 |  | 0 | 0 | 0 | 69 | 69 | -3131
75 | FC1_63510_Out | -19.3 | 0 | 100 | 0 |  |  | 8760 | 0 | 0 |  | 0 | 0 | 0 | 0 | 0 | 0
76 | FC4_79207_Out | -50.4 | 0 | 100 | 0 |  |  | 8760 | 0 | 0 |  | 0 | 0 | 0 | 0 | 0 | 0
77 | Cowlitz_65787 | -255.2 | 0 | 100 | 0 |  |  | 8760 | 0 | 0 |  | 0 | 0 | 0 | 0 | 0 | 0
78 | SIE_64885_McNary | 1376.7 | 0 | 100 | 0 |  |  | 8760 | 0 | 0 |  | 0 | 0 | 0 | 0 | 0 | 0
79 | SMUD_24296_In | 217.4 | 0 | 100 | 0 |  |  | 8736 | 37 | 8043 |  | 0 | 0 | 0 | 37 | 37 | 8043
80 | APS_58118_FC_In | 458.3 | 0 | 100 | 0 |  |  | 8760 | 0 | 0 |  | 0 | 0 | 0 | 0 | 0 | 0
81 | APS_58119_FC_Out | -279.7 | 0 | 100 | 0 |  |  | 8760 | 0 | 0 |  | 0 | 0 | 0 | 0 | 0 | 0
82 | REDD_66276_In | 114.9 | 0 | 100 | 0 |  |  | 8016 | 0 | 0 |  | 0 | 0 | 0 | 0 | 0 | 0
83 | APS_58118_AZ_In | 113.1 | 0 | 100 | 0 |  |  | 8760 | 0 | 0 |  | 0 | 0 | 0 | 0 | 0 | 0
84 | APS_58119_AZ_Out | -291.7 | 0 | 100 | 0 |  |  | 8760 | 0 | 0 |  | 0 | 0 | 0 | 0 | 0 | 0
85 | SIE_64885_Goshen | 913.6 | 0 | 100 | 0 |  |  | 8760 | 0 | 0 |  | 0 | 0 | 0 | 0 | 0 | 0
86 | Hermiston1 | 1012 | 0 | 49.5 | 115 | 7626.6 | 7536 | 5800 | 406 | 30966 | 129 | 529 | 0 | 961 | 31.55 | 32.07 | 32456
87 | WCE_244520 | 177 | 0 | 100 | 0 |  |  | 8760 | 58 | 10262 |  | 0 | 0 | 0 | 57.98 | 57.98 | 10262
88 | ECH_160595 | 111.6 | 0 | 100 | 0 |  |  | 8760 | 46.5 | 5188 |  | 0 | 0 | 0 | 46.5 | 46.5 | 5188
89 | FC1_In | 128.6 | 0 | 100 | 0 |  |  | 8760 | 0 | 0 |  | 0 | 0 | 0 | 0 | 0 | 0
90 | Deseret_194277 | 556 | 0 | 74 | 66 |  |  | 8563 | 20.8 | 11559 |  | 0 | 0 | 0 | 20.79 | 20.79 | 11559
91 | DSM_ID_Irrigate | 0 | 0 | 0 | 5 |  |  | 1176 | 0 | 0 |  | 0 | 0 | 0 | 0 | 0 | 0
92 | QF_Exxon_236032 | 0 | 0 | 0 | 0 |  |  | 8760 | 0 | 0 |  | 0 | 0 | 0 | 0 | 0 | 0
93 | QF_SUNN_Ad_59965 | 58.4 | 0 | 93.9 | 2 |  |  | 8256 | 46.5 | 2714 |  | 0 | 1967 | 0 | 46.48 | 80.17 | 4681
94 | QF_SUNN_Ba_83997 | 328.4 | 0 | 93.9 | 2 |  |  | 8256 | 48.8 | 16027 |  | 0 | 9117 | 0 | 48.8 | 76.56 | 25144
95 | QF_Tesoro_519533 | 0 | 0 | 0 | 0 |  |  | 8760 | 0 | 0 |  | 0 | 0 | 0 | 0 | 0 | 0
96 | BHPL_28160_Loss | -15.6 | 0 | 100 | 0 |  |  | 8760 | 11 | -171 |  | 0 | 0 | 0 | 10.98 | 10.98 | -171
97 | Rogue | 283 | 0 | 100 | 0 |  |  | 8760 | 0 | 0 |  | 0 | 0 | 0 | 0 | 0 | 0
98 | MidColumbia | 345.5 | 0 | 64.6 | 0 |  |  | 8760 | 0 | 0 |  | 0 | 0 | 0 | 0 | 0 | 0
99 | Toketee-Slide | 288.2 | 0 | 100 | 0 |  |  | 8760 | 0 | 0 |  | 0 | 0 | 0 | 0 | 0 | 0
100 | SmallWestHydro | 20.8 | 0 | 100 | 0 |  |  | 8760 | 0 | 0 |  | 0 | 0 | 0 | 0 | 0 | 0
101 | PSCO_340325_In | 1314 | 0 | 100 | 0 |  |  | 8760 | 0 | 0 |  | 0 | 0 | 0 | 0 | 0 | 0
102 | PSCO_340325_Out | -1112.7 | 0 | 100 | 0 |  |  | 8760 | 0 | 0 |  | 0 | 0 | 0 | 0 | 0 | 0
103 | HURR_393045_S | -0.2 | 0 | 100 | 0 |  |  | 8760 | 75 | -16 |  | 0 | 0 | 0 | 75 | 75 | -16
104 | HURR_393045_P | 1.9 | 0 | 100 | 0 |  |  | 8760 | 75 | 145 |  | 0 | 0 | 0 | 75 | 75 | 145
105 | LeaningJ_317714 | 301.7 | 0 | 100 | 0 |  |  | 8760 | 0 | 0 |  | 0 | 0 | 0 | 0 | 0 | 0
106 | Marengo1_332428 | 393.5 | 0 | 100 | 0 |  |  | 8760 | 0 | 0 |  | 0 | 0 | 0 | 0 | 0 | 0
107 | GoodHill_332427 | 267.1 | 0 | 100 | 0 |  |  | 8760 | 0 | 0 |  | 0 | 0 | 0 | 0 | 0 | 0
108 | Mtn_Wind1_367721 | 151.9 | 0 | 100 | 0 |  |  | 8760 | 0 | 0 |  | 0 | 0 | 0 | 0 | 0 | 0
109 | Mtn_Wind2_398449 | 189.8 | 0 | 100 | 0 |  |  | 8760 | 0 | 0 |  | 0 | 0 | 0 | 0 | 0 | 0
110 | SpanishF_311681 | 51.7 | 0 | 100 | 0 |  |  | 8760 | 0 | 0 |  | 0 | 0 | 0 | 0 | 0 | 0
111 | OregonWF_Plan_I | 161.3 | 0 | 100 | 0 |  |  | 8760 | 106.4 | 17159 |  | 0 | 0 | 0 | 106.4 | 106.4 | 17159
112 | Marengo2_423463 | 187.4 | 0 | 100 | 0 |  |  | 8760 | 0 | 0 |  | 0 | 0 | 0 | 0 | 0 | 0
113 | Glenrock_423461 | 324 | 0 | 100 | 0 |  |  | 8760 | 0 | 0 |  | 0 | 0 | 0 | 0 | 0 | 0
114 | SevenMile_357819 | 349.9 | 0 | 100 | 0 |  |  | 8760 | 0 | 0 |  | 0 | 0 | 0 | 0 | 0 | 0
115 | Rolling_H_423462 | 292.8 | 0 | 100 | 0 |  |  | 8760 | 0 | 0 |  | 0 | 0 | 0 | 0 | 0 | 0
116 | SevenMile2_Plan | 68.9 | 0 | 100 | 0 |  |  | 8760 | 0 | 0 |  | 0 | 0 | 0 | 0 | 0 | 0
117 | Glenrock3_Plan | 124.5 | 0 | 100 | 0 |  |  | 8760 | 0 | 0 |  | 0 | 0 | 0 | 0 | 0 | 0
118 | McFadden_Ridge_I | 86.1 | 0 | 100 | 0 |  |  | 8760 | 0 | 0 |  | 0 | 0 | 0 | 0 | 0 | 0
119 | QF_EVB_351030 | 47.9 | 0 | 100 | 0 |  |  | 8736 | 66.4 | 3177 |  | 0 | 0 | 0 | 66.36 | 66.36 | 3177
120 | WEYE_Res_356685 | 0 | 0 | 0 | 0 |  |  | 0 | 0 | 0 |  | 0 | 0 | 0 | 0 | 0 | 0
121 | Chehalis | 1072.2 | 0 | 26.1 | 138 | 7852.8 | 7324 | 3334 | 413.2 | 32451 | 484 | 2033 | 0 | 3733 | 33.75 | 35.64 | 38217
122 | PAC-Mead PUR | 0 | 0 | 0 | 167 |  |  | 369 | 0 | 0 |  | 0 | 0 | 0 | 0 | 0 | 0
123 | PAC-Mead SALE | -725.8 | 0 | 64.1 | 316 |  |  | 7822 | 35.9 | -26043 |  | 0 | 0 | 0 | 35.88 | 35.88 | -26043
124 | PAC-Mona PUR | 615 | 0 | 7 | 816 |  |  | 6077 | 36.9 | 22716 |  | 0 | 0 | 0 | 36.94 | 36.94 | 22716
125 | PAC-Mona SALE | -339.3 | 0 | 52 | 655 |  |  | 6081 | 34.5 | -11702 |  | 0 | 0 | 0 | 34.49 | 34.49 | -11702
126 | Copco 1-2 | 267.3 | 0 | 57.9 | 0 |  |  | 8760 | 0 | 0 |  | 0 | 0 | 0 | 0 | 0 | 0
127 | Top of World | 610.3 | 0 | 100 | 0 |  |  | 8760 | 64.7 | 39481 |  | 0 | 0 | 0 | 64.69 | 64.69 | 39481
128 | QF_CA_Hydro | 33.3 | 0 | 100 | 0 |  |  | 8760 | 144.8 | 4825 |  | 0 | 0 | 0 | 144.84 | 144.84 | 4825
129 | QF_OR_Biomass | 3.7 | 0 | 100 | 0 |  |  | 8760 | 68.2 | 250 |  | 0 | 0 | 0 | 68.24 | 68.24 | 250
130 | QF_OR_Hydro | 162.4 | 0 | 100 | 0 |  |  | 8760 | 107.9 | 17512 |  | 0 | 0 | 0 | 107.86 | 107.86 | 17512
131 | QF_OR_Thermal | 125.6 | 0 | 100 | 0 |  |  | 8760 | 71 | 8917 |  | 0 | 0 | 0 | 71 | 71 | 8917
132 | QF_UTN_Biomass | 0 | 0 | 0 | 0 |  |  | 8760 | 0 | 0 |  | 0 | 0 | 0 | 0 | 0 | 0
133 | QF_UTS_Biomass | 17.7 | 0 | 100 | 0 |  |  | 8760 | 50.7 | 900 |  | 0 | 0 | 0 | 50.75 | 50.75 | 900
134 | QF_UTN_Hydro | 6.7 | 0 | 100 | 0 |  |  | 8760 | 88.9 | 593 |  | 0 | 0 | 0 | 88.89 | 88.89 | 593
135 | QF_WAYA_Biomass | 0 | 0 | 0 | 0 |  |  | 8760 | 0 | 0 |  | 0 | 0 | 0 | 0 | 0 | 0
136 | QF_WAWW_Hydro | 0 | 0 | 0 | 0 |  |  | 8760 | 0 | 0 |  | 0 | 0 | 0 | 0 | 0 | 0
137 | QF_WAYA_Wind | 0 | 0 | 0 | 0 |  |  | 8760 | 0 | 0 |  | 0 | 0 | 0 | 0 | 0 | 0
138 | QF_WY_Hydro | 11.4 | 0 | 100 | 0 |  |  | 8760 | 71.5 | 814 |  | 0 | 0 | 0 | 71.47 | 71.47 | 814
139 | QF_ID_Hydro | 112.6 | 0 | 100 | 0 |  |  | 8760 | 92.8 | 10451 |  | 0 | 0 | 0 | 92.8 | 92.8 | 10451
140 | Dunlap | 353.9 | 0 | 100 | 0 |  |  | 8760 | 0 | 0 |  | 0 | 0 | 0 | 0 | 0 | 0
141 | HighPlains_Plan | 309.6 | 0 | 100 | 0 |  |  | 8760 | 0 | 0 |  | 0 | 0 | 0 | 0 | 0 | 0
142 | T3_Buttes_460457 | 323.1 | 0 | 100 | 0 |  |  | 8760 | 63.8 | 20613 |  | 0 | 0 | 0 | 63.8 | 63.8 | 20613
143 | I_W_PowerCnty_I | 59.8 | 0 | 100 | 0 |  |  | 8760 | 76 | 4548 |  | 0 | 0 | 0 | 76.01 | 76.01 | 4548
144 | I_W_PowerCnty_II | 57.1 | 0 | 100 | 0 |  |  | 8760 | 76 | 4342 |  | 0 | 0 | 0 | 76.01 | 76.01 | 4342
145 | PAC-NOB PUR | 38.8 | 0 | 2.2 | 124 |  |  | 334 | 23.2 | 900 |  | 0 | 0 | 0 | 23.18 | 23.18 | 900
146 | SCL_New_In | 377.4 | 0 | 100 | 0 |  |  | 8760 | 0 | 0 |  | 0 | 0 | 0 | 0 | 0 | 0
147 | SCL_New_Out | -360.9 | 0 | 100 | 0 |  |  | 8760 | 14.6 | -5258 |  | 0 | 0 | -5258 | 29.14 | 29.14 | -10517
148 | QF_RBFP_E20771 | 12 | 0 | 100 | 0 |  |  | 8760 | 54.1 | 648 |  | 0 | 0 | 0 | 54.05 | 54.05 | 648
149 | ConstEng_E999691 | 63.2 | 0 | 100 | 0 |  |  | 8760 | 54.7 | 3458 |  | 0 | 0 | 3458 | 109.44 | 109.44 | 6916
150 | TMF_BioF_E20958 | 37.2 | 0 | 88.5 | 0 |  |  | 8760 | 0 | 0 |  | 0 | 0 | 1406 | 37.76 | 37.76 | 1406
151 | PAC-NOB SALE | 0 | 0 | 0 | 0 |  |  | 0 | 0 | 0 |  | 0 | 0 | 0 | 0 | 0 | 0
152 | I_Naughton3_GCF | 186.4 | 0 | 10.7 | 11 | 2180.7 | 11699 | 1519 | 378.9 | 8262 | 23 | 88 | 4758 | 0 | 44.32 | 70.32 | 13109
153 | BHPL_27013R_MC_S | -168.9 | 0 | 100 | 0 |  |  | 8760 | 11 | -1854 |  | 0 | 0 | 0 | 10.98 | 10.98 | -1854
154 | BHPL_27013R_US_S | -65.9 | 0 | 100 | 0 |  |  | 8760 | 11 | -724 |  | 0 | 0 | 0 | 10.98 | 10.98 | -724
155 | UMPA_45631R_S | -220.8 | 0 | 100 | 0 |  |  | 8760 | 23.2 | -5131 |  | 0 | -4396 | -5131 | 46.48 | 66.39 | -14659
156 | NonOwnRes_Wa | 0 | 0 | 0 | 0 |  |  | 8760 | 0 | 0 |  | 0 | 0 | 0 | 0 | 0 | 0
157 | NonOwnRes_WM | 0 | 0 | 0 | 0 |  |  | 8760 | 0 | 0 |  | 0 | 0 | 0 | 0 | 0 | 0
158 | NonOwnRes_Go | 0 | 0 | 0 | 0 |  |  | 8760 | 0 | 0 |  | 0 | 0 | 0 | 0 | 0 | 0
159 | NonOwnRes_Wy | 0 | 0 | 0 | 0 |  |  | 8760 | 0 | 0 |  | 0 | 0 | 0 | 0 | 0 | 0
160 | NonOwnRes_Ut | 0 | 0 | 0 | 0 |  |  | 8760 | 0 | 0 |  | 0 | 0 | 0 | 0 | 0 | 0
161 | DorenaHyd_20887 | 15.1 | 0 | 100 | 0 |  |  | 8760 | 73.5 | 1107 |  | 0 | 0 | 0 | 73.47 | 73.47 | 1107
162 | QF_Bioms1_234159 | 228.5 | 0 | 100 | 0 |  |  | 8760 | 74.9 | 17124 |  | 0 | 0 | 0 | 74.94 | 74.94 | 17124
163 | QF_W_MC_FivePine | 109.4 | 0 | 100 | 0 |  |  | 8760 | 72.7 | 7951 |  | 0 | 0 | 0 | 72.71 | 72.71 | 7951
164 | QF_W_MC_NorthPt | 239.1 | 0 | 100 | 0 |  |  | 8760 | 72.7 | 17388 |  | 0 | 0 | 0 | 72.71 | 72.71 | 17388
165 | ObsidianBlkCap | 4.7 | 0 | 100 | 0 |  |  | 8760 | 72.7 | 342 |  | 0 | 0 | 0 | 72.71 | 72.71 | 342
166 | QF_CA_Biomass | 0 | 0 | 100 | 0 |  |  | 8760 | 32.2 | 1 |  | 0 | 0 | 0 | 32.24 | 32.24 | 1
167 | QF_ID_Biomass | 10.8 | 0 | 100 | 0 |  |  | 8760 | 75.4 | 814 |  | 0 | 0 | 0 | 75.4 | 75.4 | 814
168 | QF_UTN_Wind | 0 | 0 | 0 | 0 |  |  | 8760 | 0 | 0 |  | 0 | 0 | 0 | 0 | 0 | 0
169 | QF_WAYA_Hydro | 6.7 | 0 | 100 | 0 |  |  | 8760 | 38.4 | 258 |  | 0 | 0 | 0 | 38.4 | 38.4 | 258
170 | QF_WY_Wind | 0.3 | 0 | 100 | 0 |  |  | 8760 | 60.5 | 18 |  | 0 | 0 | 0 | 60.5 | 60.5 | 18
171 | DSM_CooKeeper_Te | 0 | 0 | 0 | 6 |  |  | 1680 | 0 | 0 |  | 0 | 0 | 0 | 0 | 0 | 0
172 | DSM_UT_Irrigate_ | 0 | 0 | 0 | 4 |  |  | 1008 | 0 | 0 |  | 0 | 0 | 0 | 0 | 0 | 0
173 | BHPL_27013R_WYNE | -10.9 | 0 | 10.6 | 187 |  |  | 954 | 11 | -119 |  | 0 | 0 | 0 | 10.98 | 10.98 | -119
174 | BHPL_27013R_JB | 0 | 0 | 0 | 0 |  |  | 0 | 0 | 0 |  | 0 | 0 | 0 | 0 | 0 | 0
175 | QF_Latigo_21022 | 91.3 | 0 | 100 | 1 |  |  | 5880 | 60 | 5484 |  | 0 | 0 | 0 | 60.05 | 60.05 | 5484
176 | Buckhorn_Solar | 1.8 | 0 | 100 | 1 |  |  | 3696 | 76.3 | 140 |  | 0 | 0 | 0 | 76.3 | 76.3 | 140
177 | CedarValley_Sola | 1.8 | 0 | 100 | 1 |  |  | 3696 | 76.3 | 140 |  | 0 | 0 | 0 | 76.3 | 76.3 | 140
178 | Beryl_Solar | 1.9 | 0 | 100 | 1 |  |  | 3696 | 76.3 | 144 |  | 0 | 0 | 0 | 76.3 | 76.3 | 144
179 | Greenvile_Solar | 1.4 | 0 | 100 | 1 |  |  | 3696 | 76.3 | 103 |  | 0 | 0 | 0 | 76.3 | 76.3 | 103
180 | MilfordFlat_Sola | 1.8 | 0 | 100 | 1 |  |  | 3696 | 58.4 | 107 |  | 0 | 0 | 0 | 58.39 | 58.39 | 107
181 | QF_UTN_Solar | 0.9 | 0 | 100 | 0 |  |  | 8760 | 0 | 0 |  | 0 | 0 | 0 | 0 | 0 | 0
182 | QF_FiddlerCanyon | 11 | 0 | 100 | 1 |  |  | 5184 | 85 | 936 |  | 0 | 0 | 0 | 85 | 85 | 936
183 | QF_SouthMilford_ | 7.6 | 0 | 100 | 1 |  |  | 8424 | 58.4 | 441 |  | 0 | 0 | 0 | 58.39 | 58.39 | 441
184 | QF_Manderfield_2 | 3.2 | 0 | 100 | 1 |  |  | 5184 | 85 | 272 |  | 0 | 0 | 0 | 85 | 85 | 272
185 | QF_GranitePeak_2 | 1.8 | 0 | 100 | 1 |  |  | 3696 | 58.4 | 107 |  | 0 | 0 | 0 | 58.39 | 58.39 | 107
186 | QF_LahoSolar_210 | 1.8 | 0 | 100 | 1 |  |  | 3696 | 58.4 | 107 |  | 0 | 0 | 0 | 58.39 | 58.39 | 107
187 | OSIP_Projects | 3.9 | 0 | 100 | 0 |  |  | 8760 | 0 | 0 |  | 0 | 0 | 0 | 0 | 0 | 0
188 | PSCO_FC_340325_o | 0 | 0 | 0 | 0 |  |  | 0 | 0 | 0 |  | 0 | 0 | 0 | 0 | 0 | 0
189 | Tri-State_27057 | 91.4 | 0 | 63.8 | 296 |  |  | 5327 | 15.5 | 1416 |  | 0 | 0 | 0 | 15.49 | 15.49 | 1416
190 | BevansPoint | 3.4 | 0 | 100 | 1 |  |  | 6624 | 78.9 | 267 |  | 0 | 0 | 0 | 78.86 | 78.86 | 267
191 | MagCorp_144408 | 0 | 0 | 0 | 0 |  |  | 0 | 0 | 0 |  | 0 | 0 | 0 | 0 | 0 | 0
192 | Nucor_137328 | 0 | 0 | 0 | 0 |  |  | 0 | 0 | 0 |  | 0 | 0 | 0 | 0 | 0 | 0
193 | MonsanCur_145258 | 0 | 0 | 0 | 0 |  |  | 0 | 0 | 0 |  | 0 | 0 | 0 | 0 | 0 | 0
194 | NonOR_Goshen_Off | 0 | 0 | 0 | 0 |  |  | 8760 | 0 | 0 |  | 0 | 0 | 0 | 0 | 0 | 0
195 | NonOR_Utah_Off | 0 | 0 | 0 | 0 |  |  | 8760 | 0 | 0 |  | 0 | 0 | 0 | 0 | 0 | 0
196 | NonOR_Walla_Off | 0 | 0 | 0 | 0 |  |  | 8760 | 0 | 0 |  | 0 | 0 | 0 | 0 | 0 | 0
197 | NonOR_WMain_Off | 0 | 0 | 0 | 0 |  |  | 8760 | 0 | 0 |  | 0 | 0 | 0 | 0 | 0 | 0
198 | SCL_New_Reserve | 0 | 0 | 0 | 0 |  |  | 0 | 0 | 0 |  | 0 | 0 | 0 | 0 | 0 | 0
199 | QF_Kennecott | 84.3 | 0 | 100 | 0 |  |  | 8760 | 0 | 0 |  | 0 | 0 | 0 | 0 | 0 | 0
200 | OldMill_Solar | 5.7 | 0 | 100 | 1 |  |  | 4416 | 0 | 0 |  | 0 | 0 | 0 | 0 | 0 | 0
201 | LakeSide2 | 3887.9 | 0 | 68.4 | 2 | 26472.2 | 6809 | 8723 | 396.2 | 104879 | 8 | 32 | 24303 | 12547 | 30.2 | 36.46 | 141760
SYSTE | M PRODUCTION | 63661.1 | 0 |  | 5804 | 517483.2 | 9736 |  |  | 1166739 | 2386 | 10753 | 449358 | 55276 | 19.2 | 26.42 | 1682126

## Study3SM
Build ID: 000001_x64 Ventyx p. 1
MULTISYM V8.1.03 Copyright 1998-2014. All rights reserved. L0000-00 1 iter Convergent Monte 08/29/2014
2015: I15_P_WI_S3SMthd25495 (Environmental) 05:27:12 PM
Station Group Report
--------------------
|  | Aux | Cap |  |  | Heat Hours | Fuel/P | rch Cost | Star | t Star | t O&M | O&M | Opert | Total | Total
| Energy | Dmnd | Fctr | Sta- | FuelBurn | Rate per | ¢/MBtu | <F> $0 | 00 Fu | el Co | st Fix | ed V | ar Co | st Co | st Cost
No. Group | GWh | GWh | % | rts | GBtu | Btu/kWh Unit | $/MWh | <P> $00 | 0 GBt | u $00 | 0 $00 | 0 $00 | 0 $/MW | h $/MW | h $000
--- ---------------- | -------- | ------ | ----- | ---- | --------- | ------ ---- | ------ | --- ----- | ---- | ----- | ------ | ----- | ------ | ------ | --------
Native Load | 63616.6
Dump Power | 328.3 | [12 empty] | 14.1 | 4627
Aux Demand | 0
Tran. Losses | 0
LESS Resources (Export | s):
1 HydroEast | 258.5 | 0 | 42.2 | 0 |  |  | 0 | 0 |  | 0 | 0 | 0 | 0 | 0 | 0
2 HydroWest | 4148.8 | 0 | 60.9 | 0 |  |  | 0 | 0 |  | 0 | 0 | 0 | 0 | 0 | 0
3 PurchaseEast | 1286.5 | 0 | 48.5 | 70 |  |  | 39.8 | 51224 |  | 0 | 11084 | 8174 | 46.17 | 54.79 | 70482
4 RenewableEast | 369.9 | 0 | 93.8 | 16 | 2418.4 | 10000 | 0 | 8119 | 0 | 0 | 0 | 644 | 23.69 | 23.69 | 8763
5 ThermalEast | 37507.2 | 0 | 72.7 | 420 | 366023.4 | 9759 | 201 | 735809 | 1427 | 6132 | 342903 | 30561 | 20.43 | 29.74 | 1115405
6 ThermalWest | 14223.7 | 0 | 67.9 | 402 | 138572.6 | 9742 | 221 | 306299 | 779 | 3903 | 95008 | 23245 | 23.17 | 30.12 | 428456
7 IRPEast | 193 | 0 | 11.1 | 11 | 2257.7 | 11696 | 378.9 | 8554 | 23 | 88 | 4758 | 0 | 44.32 | 69.42 | 13400
8 MCP | -3548.4 | 0 | 0.2 | 3941 |  |  | 38.6 | -136862 |  | 0 | 0 | 0 | 38.57 | 38.57 | -136862
9 InterruptEast | 0 | 0 | 0 | 0 |  |  | 0 | 0 |  | 0 | 0 | 0 | 0 | 0 | 0
10 RenewableWest | -370.2 | 0 | 133.3 | 0 |  |  | 14.2 | -5258 |  | 0 | 0 | -3853 | 24.61 | 24.61 | -9111
11 PurchaseWest | 709.2 | 0 | 100 | 0 |  |  | 79 | 56006 |  | 0 | 0 | 0 | 78.97 | 78.97 | 56006
12 ExchangeEast | 1229.8 | 0 | 119.6 | 0 |  |  | 0 | 0 |  | 0 | 0 | 0 | 0 | 0 | 0
13 SaleWest | -443.3 | 0 | 100 | 0 |  |  | 4.2 | -1854 |  | 0 | 0 | 0 | 4.18 | 4.18 | -1854
14 SaleEast | -302.5 | 0 | 100 | 0 |  |  | 20 | -6042 |  | 0 | -4396 | -5131 | 36.93 | 51.46 | -15570
15 ExchangeWest | 1467.1 | 0 | 100 | 0 |  |  | 5.5 | 8043 |  | 0 | 0 | 0 | 5.48 | 5.48 | 8043
16 DSMEast | 0 | 0 | 0 | 7 |  |  | 0 | 0 |  | 0 | 0 | 0 | 0 | 0 | 0
Resource Totals | 63942.7 | 0 |  | 5134 | 509272.2 | 9763 |  | 1025209 | 2229 | 10123 | 449358 | 53639 | 16.87 | 24.06 | 1538330
Wheeling | [14 empty] | 1374
Fuel demand charges | [14 empty] | 0
Emissions costs | [14 empty] | 0
Reserve deficiencies | [14 empty] | 2832
E.N.S. | 2.1 | [12 empty] | 1000 | 2126
SYSTEM | [13 empty] | 24.08 | 1540034
Ancil | lary Services Con | tribut | ion An | d Reve | nue Re | port
----- | ----------------- | ------ | ------ | ------ | ------ | ----
|  | #NAME? | illary | Servi | ces (c | ontrib | ution, | revenu | e,rate | )
|  | #NAME? | UP |  | #NAME? | DOWN |  | #NAME? |  |  | #NAME? | PIN |  | #NAME? | PIN2 |  | #NAME? | l
No. | Station | GWh | 0 | $/MW-h | GWh | 0 | $/MW-h | GWh | 0 | $/MW-h | GWh | 0 | $/MW-h | GWh | 0 | $/MW-h | GWh | 0 | $/MW-h
--- | ---------------- | ----- | ----- | ----- | ----- | ----- | ----- | ----- | ----- | ----- | ----- | ----- | ----- | ----- | ----- | ----- | ----- | ----- | -----
1 | BearRiver | 110.2 | 159.2 | 1.4 | 0 | 0 | 0 | 15.8 | 104.3 | 6.6 | 129.5 | 2509.2 | 19.4 | 0 | 0 | 0 | 255.5 | 2772.8 | 10.9
2 | Clearwater1 | 0 | 0 | 0 | 0 | 0 | 0 | 0 | 0 | 0 | 0 | 0 | 0 | 0 | 0 | 0 | 0 | 0 | 0
3 | Clearwater2 | 0 | 0 | 0 | 0 | 0 | 0 | 0 | 0 | 0 | 0 | 0 | 0 | 0 | 0 | 0 | 0 | 0 | 0
4 | FishCreek | 0 | 0 | 0 | 0 | 0 | 0 | 0 | 0 | 0 | 0 | 0 | 0 | 0 | 0 | 0 | 0 | 0 | 0
5 | GemState_99489 | 0 | 0 | 0 | 0 | 0 | 0 | 0 | 0 | 0 | 0 | 0 | 0 | 0 | 0 | 0 | 0 | 0 | 0
6 | IronGate | 0 | 0 | 0 | 0 | 0 | 0 | 0 | 0 | 0 | 0 | 0 | 0 | 0 | 0 | 0 | 0 | 0 | 0
7 | JCBoyle | 0 | 0 | 0 | 0 | 0 | 0 | 0 | 0 | 0 | 0 | 0 | 0 | 0 | 0 | 0 | 0 | 0 | 0
8 | Lemolo2 | 0 | 0 | 0 | 0 | 0 | 0 | 0 | 0 | 0 | 0 | 0 | 0 | 0 | 0 | 0 | 0 | 0 | 0
9 | Lemolo1 | 0 | 0 | 0 | 0 | 0 | 0 | 0 | 0 | 0 | 1.2 | 17.9 | 15.5 | 0 | 0 | 0 | 1.2 | 17.9 | 15.5
10 | Merwin | 0 | 0 | 0 | 0 | 0 | 0 | 0 | 0 | 0 | 0 | 0 | 0 | 0 | 0 | 0 | 0 | 0 | 0
11 | SmallEastHydro | 0 | 0 | 0 | 0 | 0 | 0 | 0 | 0 | 0 | 0 | 0 | 0 | 0 | 0 | 0 | 0 | 0 | 0
12 | SodaSprings | 0 | 0 | 0 | 0 | 0 | 0 | 0 | 0 | 0 | 0 | 0 | 0 | 0 | 0 | 0 | 0 | 0 | 0
13 | Swift1 | 836.2 | ****** | 29 | 0 | 0 | 0 | 332.8 | ****** | 53.4 | 120.4 | 8365.6 | 69.5 | 0 | 0 | 0 | 1289.5 | ****** | 39.1
14 | Swift2 | 0 | 0 | 0 | 0 | 0 | 0 | 0 | 0 | 0 | 0 | 0 | 0 | 0 | 0 | 0 | 0 | 0 | 0
15 | UKL | 0 | 0 | 0 | 0 | 0 | 0 | 0 | 0 | 0 | 0 | 0 | 0 | 0 | 0 | 0 | 0 | 0 | 0
16 | Yale | 225.8 | ****** | 44.9 | 0 | 0 | 0 | 242.6 | ****** | 49.3 | 137.5 | 7499.1 | 54.5 | 0 | 0 | 0 | 605.9 | ****** | 48.9
17 | Blundell | 0 | 0 | 0 | 0 | 0 | 0 | 10.9 | 156.8 | 14.4 | 0 | 0 | 0 | 0 | 0 | 0 | 10.9 | 156.8 | 14.4
18 | Carbon1 | 12.4 | 48.9 | 3.9 | 0 | 0 | 0 | 1.2 | 8.8 | 7.4 | 0 | 0 | 0 | 0 | 0 | 0 | 13.6 | 57.6 | 4.2
19 | Carbon2 | 12 | 49 | 4.1 | 0 | 0 | 0 | 1 | 6.6 | 6.8 | 0 | 0 | 0 | 0 | 0 | 0 | 13 | 55.6 | 4.3
20 | Cholla4 | 183.1 | 296.2 | 1.6 | 0 | 0 | 0 | 19.9 | 69.4 | 3.5 | 0 | 0 | 0 | 0 | 0 | 0 | 203 | 365.6 | 1.8
21 | Colstrip3 | 0 | 0 | 0 | 0 | 0 | 0 | 0 | 0 | 0 | 4.2 | 2.2 | 0.5 | 0 | 0 | 0 | 4.2 | 2.2 | 0.5
22 | Colstrip4 | 0 | 0 | 0 | 0 | 0 | 0 | 0 | 0 | 0 | 3.7 | 1.8 | 0.5 | 0 | 0 | 0 | 3.7 | 1.8 | 0.5
23 | Craig1 | 0 | 0 | 0 | 0 | 0 | 0 | 0 | 0 | 0 | 0 | 0 | 0 | 0 | 0 | 0 | 0 | 0 | 0
24 | Craig2 | 0 | 0 | 0 | 0 | 0 | 0 | 0 | 0 | 0 | 0 | 0 | 0 | 0 | 0 | 0 | 0 | 0 | 0
25 | GadsbyGT3 | 0 | 0 | 0 | 0 | 0 | 0 | 0 | 0 | 0 | 0 | 0 | 0 | 0 | 0 | 0 | 0 | 0 | 0
26 | Gadsby1 | 0 | 0 | 0 | 0 | 0 | 0 | 0 | 0 | 0 | 0 | 0 | 0 | 0 | 0 | 0 | 0 | 0 | 0
27 | Gadsby2 | 0 | 0 | 0 | 0 | 0 | 0 | 0 | 0 | 0 | 0 | 0 | 0 | 0 | 0 | 0 | 0 | 0 | 0
28 | Gadsby3 | 0 | 0 | 0 | 0 | 0 | 0 | 0 | 0 | 0 | 0 | 0 | 0 | 0 | 0 | 0 | 0 | 0 | 0
29 | GadsbyGT2 | 0 | 0 | 0 | 0 | 0 | 0 | 0 | 0 | 0 | 0 | 0 | 0 | 0 | 0 | 0 | 0 | 0 | 0
30 | GadsbyGT1 | 0 | 0 | 0 | 0 | 0 | 0 | 0 | 0 | 0 | 0 | 0 | 0 | 0 | 0 | 0 | 0 | 0 | 0
31 | Hayden1 | 0 | 0 | 0 | 0 | 0 | 0 | 0 | 0 | 0 | 0 | 0 | 0 | 0 | 0 | 0 | 0 | 0 | 0
32 | Hayden2 | 0 | 0 | 0 | 0 | 0 | 0 | 0 | 0 | 0 | 0 | 0 | 0 | 0 | 0 | 0 | 0 | 0 | 0
33 | Hermiston2 | 115.1 | 16.2 | 0.1 | 0 | 0 | 0 | 24 | 12.2 | 0.5 | 54.7 | 18.3 | 0.3 | 0 | 0 | 0 | 193.8 | 46.6 | 0.2
34 | Hunter3 | 57.1 | 93 | 1.6 | 0 | 0 | 0 | 8 | 75.3 | 9.4 | 0 | 0 | 0 | 0 | 0 | 0 | 65.1 | 168.2 | 2.6
35 | Hunter1 | 37.6 | 62.3 | 1.7 | 0 | 0 | 0 | 7.4 | 79.3 | 10.8 | 0 | 0 | 0 | 0 | 0 | 0 | 44.9 | 141.6 | 3.2
36 | Hunter2 | 23.2 | 31.1 | 1.3 | 0 | 0 | 0 | 5.2 | 61.8 | 12 | 0 | 0 | 0 | 0 | 0 | 0 | 28.4 | 92.9 | 3.3
37 | Huntington1 | 10.6 | 14.5 | 1.4 | 0 | 0 | 0 | 4.9 | 63.2 | 13 | 0 | 0 | 0 | 0 | 0 | 0 | 15.5 | 77.7 | 5
38 | Huntington2 | 14.8 | 18.2 | 1.2 | 0 | 0 | 0 | 5.2 | 66.1 | 12.6 | 0 | 0 | 0 | 0 | 0 | 0 | 20 | 84.3 | 4.2
39 | JBridger1 | 43.8 | 5.9 | 0.1 | 0 | 0 | 0 | 18.9 | 50.8 | 2.7 | 9.3 | 0.5 | 0 | 0 | 0 | 0 | 72 | 57.1 | 0.8
40 | JBridger2 | 33.4 | 7.9 | 0.2 | 0 | 0 | 0 | 22.7 | 67.8 | 3 | 28 | 9.7 | 0.3 | 0 | 0 | 0 | 84.1 | 85.3 | 1
41 | JBridger3 | 8.7 | 2.4 | 0.3 | 0 | 0 | 0 | 19.4 | 52.1 | 2.7 | 34.6 | 3.4 | 0.1 | 0 | 0 | 0 | 62.7 | 57.9 | 0.9
42 | JBridger4 | 19.6 | 7.4 | 0.4 | 0 | 0 | 0 | 32 | 68.8 | 2.1 | 28.4 | 4.6 | 0.2 | 0 | 0 | 0 | 80 | 80.8 | 1
43 | JamesRiverCG | 0 | 0 | 0 | 0 | 0 | 0 | 0 | 0 | 0 | 0 | 0 | 0 | 0 | 0 | 0 | 0 | 0 | 0
44 | Johnston1 | 0 | 0 | 0 | 0 | 0 | 0 | 0 | 0 | 0 | 3.1 | 8.2 | 2.6 | 0 | 0 | 0 | 3.1 | 8.2 | 2.6
45 | Johnston2 | 0 | 0 | 0 | 0 | 0 | 0 | 0 | 0 | 0 | 4.4 | 12 | 2.7 | 0 | 0 | 0 | 4.4 | 12 | 2.7
46 | Johnston3 | 0 | 0 | 0 | 0 | 0 | 0 | 0 | 0 | 0 | 2 | 4.7 | 2.3 | 0 | 0 | 0 | 2 | 4.7 | 2.3
47 | Johnston4 | 0 | 0 | 0 | 0 | 0 | 0 | 0 | 0 | 0 | 9.3 | 31 | 3.3 | 0 | 0 | 0 | 9.3 | 31 | 3.3
48 | Naughton1 | 120 | 188.7 | 1.6 | 0 | 0 | 0 | 16.4 | 67.6 | 4.1 | 0 | 0 | 0 | 0 | 0 | 0 | 136.4 | 256.3 | 1.9
49 | Naughton2 | 150.3 | 274.6 | 1.8 | 0 | 0 | 0 | 18.1 | 52.4 | 2.9 | 0 | 0 | 0 | 0 | 0 | 0 | 168.4 | 327 | 1.9
50 | WestValleyCi GT1 | 0 | 0 | 0 | 0 | 0 | 0 | 0 | 0 | 0 | 0 | 0 | 0 | 0 | 0 | 0 | 0 | 0 | 0
51 | WestValleyCi GT4 | 0 | 0 | 0 | 0 | 0 | 0 | 0 | 0 | 0 | 0 | 0 | 0 | 0 | 0 | 0 | 0 | 0 | 0
52 | WestValleyCi GT5 | 0 | 0 | 0 | 0 | 0 | 0 | 0 | 0 | 0 | 0 | 0 | 0 | 0 | 0 | 0 | 0 | 0 | 0
53 | WestValleyCi GT3 | 0 | 0 | 0 | 0 | 0 | 0 | 0 | 0 | 0 | 0 | 0 | 0 | 0 | 0 | 0 | 0 | 0 | 0
54 | WestValleyCi GT2 | 0 | 0 | 0 | 0 | 0 | 0 | 0 | 0 | 0 | 0 | 0 | 0 | 0 | 0 | 0 | 0 | 0 | 0
55 | Wyodak1 | 0 | 0 | 0 | 0 | 0 | 0 | 0 | 0 | 0 | 0.9 | 1.4 | 1.7 | 0 | 0 | 0 | 0.9 | 1.4 | 1.7
56 | CurrantCreek | 285.3 | 204.1 | 0.7 | 0 | 0 | 0 | 79.5 | 171.3 | 2.2 | 0 | 0 | 0 | 0 | 0 | 0 | 364.8 | 375.4 | 1
57 | BigFork | 0 | 0 | 0 | 0 | 0 | 0 | 0 | 0 | 0 | 0 | 0 | 0 | 0 | 0 | 0 | 0 | 0 | 0
58 | LakeSide | 669.5 | 439.9 | 0.7 | 0 | 0 | 0 | 37.2 | 276.9 | 7.4 | 0 | 0 | 0 | 0 | 0 | 0 | 706.7 | 716.8 | 1
59 | PAC-COB SALE | 0 | 0 | 0 | 0 | 0 | 0 | 0 | 0 | 0 | 0 | 0 | 0 | 0 | 0 | 0 | 0 | 0 | 0
60 | PAC-COB PUR | 0 | 0 | 0 | 0 | 0 | 0 | 3.3 | 1.2 | 0.4 | 0.4 | 0.7 | 1.8 | 0 | 0 | 0 | 3.7 | 2 | 0.5
61 | PAC-MIDC SALE | 0 | 0 | 0 | 0 | 0 | 0 | 0 | 0 | 0 | 0 | 0 | 0 | 0 | 0 | 0 | 0 | 0 | 0
62 | PAC-MIDC PUR | 0 | 0 | 0 | 0 | 0 | 0 | 273.5 | 63.9 | 0.2 | 92.9 | 11.4 | 0.1 | 0 | 0 | 0 | 366.4 | 75.4 | 0.2
63 | PAC-FC SALE | 0 | 0 | 0 | 0 | 0 | 0 | 0 | 0 | 0 | 0 | 0 | 0 | 0 | 0 | 0 | 0 | 0 | 0
64 | PAC-FC PUR | 0 | 0 | 0 | 0 | 0 | 0 | 23.5 | 152.7 | 6.5 | 0 | 0 | 0 | 0 | 0 | 0 | 23.5 | 152.7 | 6.5
65 | PAC-PV SALE | 0 | 0 | 0 | 0 | 0 | 0 | 0 | 0 | 0 | 0 | 0 | 0 | 0 | 0 | 0 | 0 | 0 | 0
66 | PAC-PV PUR | 0 | 0 | 0 | 0 | 0 | 0 | 160.6 | 1350.1 | 8.4 | 0 | 0 | 0 | 0 | 0 | 0 | 160.6 | 1350.1 | 8.4
67 | Monsanto_145258 | 0 | 0 | 0 | 0 | 0 | 0 | 0 | 0 | 0 | 108.9 | 275.6 | 2.5 | 0 | 0 | 0 | 108.9 | 275.6 | 2.5
68 | APS_27875_Supp | 0 | 0 | 0 | 0 | 0 | 0 | 158.7 | 2617.8 | 16.5 | 0 | 0 | 0 | 0 | 0 | 0 | 158.7 | 2617.8 | 16.5
69 | REDD_66276_Out | 0 | 0 | 0 | 0 | 0 | 0 | 0 | 0 | 0 | 0 | 0 | 0 | 0 | 0 | 0 | 0 | 0 | 0
70 | Douglas_38185 | 0 | 0 | 0 | 0 | 0 | 0 | 0 | 0 | 0 | 0 | 0 | 0 | 0 | 0 | 0 | 0 | 0 | 0
71 | PGE_Cove_83984 | 0 | 0 | 0 | 0 | 0 | 0 | 0 | 0 | 0 | 0 | 0 | 0 | 0 | 0 | 0 | 0 | 0 | 0
72 | FC1_42818_Out | 0 | 0 | 0 | 0 | 0 | 0 | 0 | 0 | 0 | 0 | 0 | 0 | 0 | 0 | 0 | 0 | 0 | 0
73 | FC1_63510_Out | 0 | 0 | 0 | 0 | 0 | 0 | 0 | 0 | 0 | 0 | 0 | 0 | 0 | 0 | 0 | 0 | 0 | 0
74 | FC4_79207_Out | 0 | 0 | 0 | 0 | 0 | 0 | 0 | 0 | 0 | 0 | 0 | 0 | 0 | 0 | 0 | 0 | 0 | 0
75 | Cowlitz_65787 | 0 | 0 | 0 | 0 | 0 | 0 | 0 | 0 | 0 | 0 | 0 | 0 | 0 | 0 | 0 | 0 | 0 | 0
76 | SIE_64885_McNary | 0 | 0 | 0 | 0 | 0 | 0 | 0 | 0 | 0 | 0 | 0 | 0 | 0 | 0 | 0 | 0 | 0 | 0
77 | SMUD_24296_In | 0 | 0 | 0 | 0 | 0 | 0 | 0 | 0 | 0 | 0 | 0 | 0 | 0 | 0 | 0 | 0 | 0 | 0
78 | APS_58118_FC_In | 0 | 0 | 0 | 0 | 0 | 0 | 0 | 0 | 0 | 0 | 0 | 0 | 0 | 0 | 0 | 0 | 0 | 0
79 | APS_58119_FC_Out | 0 | 0 | 0 | 0 | 0 | 0 | 0 | 0 | 0 | 0 | 0 | 0 | 0 | 0 | 0 | 0 | 0 | 0
80 | REDD_66276_In | 0 | 0 | 0 | 0 | 0 | 0 | 0 | 0 | 0 | 0 | 0 | 0 | 0 | 0 | 0 | 0 | 0 | 0
81 | APS_58118_AZ_In | 0 | 0 | 0 | 0 | 0 | 0 | 0 | 0 | 0 | 0 | 0 | 0 | 0 | 0 | 0 | 0 | 0 | 0
82 | APS_58119_AZ_Out | 0 | 0 | 0 | 0 | 0 | 0 | 0 | 0 | 0 | 0 | 0 | 0 | 0 | 0 | 0 | 0 | 0 | 0
83 | SIE_64885_Goshen | 0 | 0 | 0 | 0 | 0 | 0 | 0 | 0 | 0 | 0 | 0 | 0 | 0 | 0 | 0 | 0 | 0 | 0
84 | Hermiston1 | 67.5 | 9.2 | 0.1 | 0 | 0 | 0 | 25.7 | 38.3 | 1.5 | 52.7 | 20.5 | 0.4 | 0 | 0 | 0 | 145.9 | 68.1 | 0.5
85 | Deseret_194277 | 0 | 0 | 0 | 0 | 0 | 0 | 228.5 | 3053.4 | 13.4 | 0 | 0 | 18.4 | 0 | 0 | 0 | 228.5 | 3053.4 | 13.4
86 | DSM_ID_Irrigate | 0 | 0 | 0 | 0 | 0 | 0 | 3.6 | 15.3 | 4.2 | 18.4 | 181.2 | 9.8 | 0 | 0 | 0 | 22 | 196.5 | 8.9
87 | QF_Exxon_236032 | 0 | 0 | 0 | 0 | 0 | 0 | 0 | 0 | 0 | 0 | 0 | 0 | 0 | 0 | 0 | 0 | 0 | 0
88 | QF_SUNN_Ad_59965 | 0 | 0 | 0 | 0 | 0 | 0 | 0 | 0 | 0 | 0 | 0 | 0 | 0 | 0 | 0 | 0 | 0 | 0
89 | QF_SUNN_Ba_83997 | 0 | 0 | 0 | 0 | 0 | 0 | 0 | 0 | 0 | 0 | 0 | 0 | 0 | 0 | 0 | 0 | 0 | 0
90 | QF_Tesoro_519533 | 0 | 0 | 0 | 0 | 0 | 0 | 0 | 0 | 0 | 0 | 0 | 0 | 0 | 0 | 0 | 0 | 0 | 0
91 | BHPL_28160_Loss | 0 | 0 | 0 | 0 | 0 | 0 | 0 | 0 | 0 | 0 | 0 | 0 | 0 | 0 | 0 | 0 | 0 | 0
92 | Rogue | 0 | 0 | 0 | 0 | 0 | 0 | 0 | 0 | 0 | 0 | 0 | 0 | 0 | 0 | 0 | 0 | 0 | 0
93 | MidColumbia | 26.1 | 379.1 | 14.6 | 0 | 0 | 0 | 29.4 | 500.1 | 17 | 47 | 1226.6 | 26.1 | 0 | 0 | 0 | 102.4 | 2105.7 | 20.6
94 | Toketee-Slide | 0 | 0 | 0 | 0 | 0 | 0 | 0 | 0 | 0 | 0 | 0 | 0 | 0 | 0 | 0 | 0 | 0 | 0
95 | SmallWestHydro | 0 | 0 | 0 | 0 | 0 | 0 | 0 | 0 | 0 | 0 | 0 | 0 | 0 | 0 | 0 | 0 | 0 | 0
96 | PSCO_340325_In | 0 | 0 | 0 | 0 | 0 | 0 | 0 | 0 | 0 | 0 | 0 | 0 | 0 | 0 | 0 | 0 | 0 | 0
97 | PSCO_340325_Out | 0 | 0 | 0 | 0 | 0 | 0 | 0 | 0 | 0 | 0 | 0 | 0 | 0 | 0 | 0 | 0 | 0 | 0
98 | HURR_393045_S | 0 | 0 | 0 | 0 | 0 | 0 | 0 | 0 | 0 | 0 | 0 | 0 | 0 | 0 | 0 | 0 | 0 | 0
99 | HURR_393045_P | 0 | 0 | 0 | 0 | 0 | 0 | 0 | 0 | 0 | 0 | 0 | 0 | 0 | 0 | 0 | 0 | 0 | 0
100 | QF_EVB_351030 | 0 | 0 | 0 | 0 | 0 | 0 | 0 | 0 | 0 | 0 | 0 | 0 | 0 | 0 | 0 | 0 | 0 | 0
101 | WEYE_Res_356685 | 0 | 0 | 0 | 0 | 0 | 0 | 0 | 0 | 0 | 0 | 0 | 0 | 0 | 0 | 0 | 0 | 0 | 0
102 | Chehalis | 106.7 | 181.9 | 1.7 | 0 | 0 | 0 | 56.3 | 45.3 | 0.8 | 18.3 | 21 | 1.1 | 0 | 0 | 0 | 181.3 | 248.2 | 1.4
103 | PAC-Mead PUR | 0 | 0 | 0 | 0 | 0 | 0 | 34.4 | 487.1 | 14.1 | 0 | 0 | 0 | 0 | 0 | 0 | 34.4 | 487.1 | 14.1
104 | PAC-Mead SALE | 0 | 0 | 0 | 0 | 0 | 0 | 0 | 0 | 0 | 0 | 0 | 0 | 0 | 0 | 0 | 0 | 0 | 0
105 | PAC-Mona PUR | 0 | 0 | 0 | 0 | 0 | 0 | 1319.4 | 1694.7 | 1.3 | 1.6 | 0.2 | 0.1 | 0 | 0 | 0 | 1321 | 1694.9 | 1.3
106 | PAC-Mona SALE | 0 | 0 | 0 | 0 | 0 | 0 | 0 | 0 | 0 | 0 | 0 | 0 | 0 | 0 | 0 | 0 | 0 | 0
107 | Copco 1-2 | 0 | 0 | 0 | 0 | 0 | 0 | 36.6 | 473.8 | 12.9 | 26.8 | 366.5 | 13.7 | 0 | 0 | 0 | 63.5 | 840.3 | 13.2
108 | QF_CA_Hydro | 0 | 0 | 0 | 0 | 0 | 0 | 0 | 0 | 0 | 0 | 0 | 0 | 0 | 0 | 0 | 0 | 0 | 0
109 | QF_OR_Biomass | 0 | 0 | 0 | 0 | 0 | 0 | 0 | 0 | 0 | 0 | 0 | 0 | 0 | 0 | 0 | 0 | 0 | 0
110 | QF_OR_Hydro | 0 | 0 | 0 | 0 | 0 | 0 | 0 | 0 | 0 | 0 | 0 | 0 | 0 | 0 | 0 | 0 | 0 | 0
111 | QF_OR_Thermal | 0 | 0 | 0 | 0 | 0 | 0 | 0 | 0 | 0 | 0 | 0 | 0 | 0 | 0 | 0 | 0 | 0 | 0
112 | QF_UTS_Biomass | 0 | 0 | 0 | 0 | 0 | 0 | 0 | 0 | 0 | 0 | 0 | 0 | 0 | 0 | 0 | 0 | 0 | 0
113 | QF_UTN_Hydro | 0 | 0 | 0 | 0 | 0 | 0 | 0 | 0 | 0 | 0 | 0 | 0 | 0 | 0 | 0 | 0 | 0 | 0
114 | QF_WAYA_Biomass | 0 | 0 | 0 | 0 | 0 | 0 | 0 | 0 | 0 | 0 | 0 | 0 | 0 | 0 | 0 | 0 | 0 | 0
115 | QF_WAWW_Hydro | 0 | 0 | 0 | 0 | 0 | 0 | 0 | 0 | 0 | 0 | 0 | 0 | 0 | 0 | 0 | 0 | 0 | 0
116 | QF_WAYA_Wind | 0 | 0 | 0 | 0 | 0 | 0 | 0 | 0 | 0 | 0 | 0 | 0 | 0 | 0 | 0 | 0 | 0 | 0
117 | QF_WY_Hydro | 0 | 0 | 0 | 0 | 0 | 0 | 0 | 0 | 0 | 0 | 0 | 0 | 0 | 0 | 0 | 0 | 0 | 0
118 | QF_ID_Hydro | 0 | 0 | 0 | 0 | 0 | 0 | 0 | 0 | 0 | 0 | 0 | 0 | 0 | 0 | 0 | 0 | 0 | 0
119 | PAC-NOB PUR | 0 | 0 | 0 | 0 | 0 | 0 | 1.6 | 0.3 | 0.2 | 1.5 | 0.9 | 0.6 | 0 | 0 | 0 | 3.1 | 1.2 | 0.4
120 | SCL_New_Out | 0 | 0 | 0 | 0 | 0 | 0 | 0 | 0 | 0 | 0 | 0 | 0 | 0 | 0 | 0 | 0 | 0 | 0
121 | QF_RBFP_E20771 | 0 | 0 | 0 | 0 | 0 | 0 | 0 | 0 | 0 | 0 | 0 | 0 | 0 | 0 | 0 | 0 | 0 | 0
122 | ConstEng_E999691 | 0 | 0 | 0 | 0 | 0 | 0 | 0 | 0 | 0 | 0 | 0 | 0 | 0 | 0 | 0 | 0 | 0 | 0
123 | TMF_BioF_E20958 | 0 | 0 | 0 | 0 | 0 | 0 | 0 | 0 | 0 | 0 | 0 | 0 | 0 | 0 | 0 | 0 | 0 | 0
124 | PAC-NOB SALE | 0 | 0 | 0 | 0 | 0 | 0 | 0 | 0 | 0 | 0 | 0 | 0 | 0 | 0 | 0 | 0 | 0 | 0
125 | I_Naughton3_GCF | 20.1 | 17.5 | 0.9 | 0 | 0 | 0 | 7.6 | 113.1 | 14.8 | 0 | 0 | 0 | 0 | 0 | 0 | 27.7 | 130.5 | 4.7
126 | BHPL_27013R_MC_S | 0 | 0 | 0 | 0 | 0 | 0 | 0 | 0 | 0 | 0 | 0 | 0 | 0 | 0 | 0 | 0 | 0 | 0
127 | BHPL_27013R_US_S | 0 | 0 | 0 | 0 | 0 | 0 | 0 | 0 | 0 | 0 | 0 | 0 | 0 | 0 | 0 | 0 | 0 | 0
128 | UMPA_45631R_S | 0 | 0 | 0 | 0 | 0 | 0 | 0 | 0 | 0 | 0 | 0 | 0 | 0 | 0 | 0 | 0 | 0 | 0
129 | DorenaHyd_20887 | 0 | 0 | 0 | 0 | 0 | 0 | 0 | 0 | 0 | 0 | 0 | 0 | 0 | 0 | 0 | 0 | 0 | 0
130 | QF_Bioms1_234159 | 0 | 0 | 0 | 0 | 0 | 0 | 0 | 0 | 0 | 0 | 0 | 0 | 0 | 0 | 0 | 0 | 0 | 0
131 | ObsidianBlkCap | 0 | 0 | 0 | 0 | 0 | 0 | 0 | 0 | 0 | 0 | 0 | 0 | 0 | 0 | 0 | 0 | 0 | 0
132 | QF_CA_Biomass | 0 | 0 | 0 | 0 | 0 | 0 | 0 | 0 | 0 | 0 | 0 | 0 | 0 | 0 | 0 | 0 | 0 | 0
133 | QF_ID_Biomass | 0 | 0 | 0 | 0 | 0 | 0 | 0 | 0 | 0 | 0 | 0 | 0 | 0 | 0 | 0 | 0 | 0 | 0
134 | QF_UTN_Wind | 0 | 0 | 0 | 0 | 0 | 0 | 0 | 0 | 0 | 0 | 0 | 0 | 0 | 0 | 0 | 0 | 0 | 0
135 | QF_WAYA_Hydro | 0 | 0 | 0 | 0 | 0 | 0 | 0 | 0 | 0 | 0 | 0 | 0 | 0 | 0 | 0 | 0 | 0 | 0
136 | QF_WY_Wind | 0 | 0 | 0 | 0 | 0 | 0 | 0 | 0 | 0 | 0 | 0 | 0 | 0 | 0 | 0 | 0 | 0 | 0
137 | DSM_CooKeeper_Te | 0 | 0 | 0 | 0 | 0 | 0 | 4.8 | 18.1 | 3.8 | 12.7 | 127.7 | 10 | 0 | 0 | 0 | 17.5 | 145.9 | 8.3
138 | DSM_UT_Irrigate_ | 0 | 0 | 0 | 0 | 0 | 0 | 1.4 | 5.6 | 4 | 5 | 52.6 | 10.4 | 0 | 0 | 0 | 6.4 | 58.2 | 9
139 | BHPL_27013R_WYNE | 0 | 0 | 0 | 0 | 0 | 0 | 0 | 0 | 0 | 0 | 0 | 0 | 0 | 0 | 0 | 0 | 0 | 0
140 | BHPL_27013R_JB | 0 | 0 | 0 | 0 | 0 | 0 | 0 | 0 | 0 | 0 | 0 | 0 | 0 | 0 | 0 | 0 | 0 | 0
141 | QF_Latigo_21022 | 0 | 0 | 0 | 0 | 0 | 0 | 0 | 0 | 0 | 0 | 0 | 0 | 0 | 0 | 0 | 0 | 0 | 0
142 | Long Ridge1_2102 | 0 | 0 | 0 | 0 | 0 | 0 | 0 | 0 | 0 | 0 | 0 | 0 | 0 | 0 | 0 | 0 | 0 | 0
143 | Long Ridge2_2102 | 0 | 0 | 0 | 0 | 0 | 0 | 0 | 0 | 0 | 0 | 0 | 0 | 0 | 0 | 0 | 0 | 0 | 0
144 | BlueMountain_210 | 0 | 0 | 0 | 0 | 0 | 0 | 0 | 0 | 0 | 0 | 0 | 0 | 0 | 0 | 0 | 0 | 0 | 0
145 | Buckhorn_Solar | 0 | 0 | 0 | 0 | 0 | 0 | 0 | 0 | 0 | 0 | 0 | 0 | 0 | 0 | 0 | 0 | 0 | 0
146 | CedarValley_Sola | 0 | 0 | 0 | 0 | 0 | 0 | 0 | 0 | 0 | 0 | 0 | 0 | 0 | 0 | 0 | 0 | 0 | 0
147 | Beryl_Solar | 0 | 0 | 0 | 0 | 0 | 0 | 0 | 0 | 0 | 0 | 0 | 0 | 0 | 0 | 0 | 0 | 0 | 0
148 | Greenvile_Solar | 0 | 0 | 0 | 0 | 0 | 0 | 0 | 0 | 0 | 0 | 0 | 0 | 0 | 0 | 0 | 0 | 0 | 0
149 | MilfordFlat_Sola | 0 | 0 | 0 | 0 | 0 | 0 | 0 | 0 | 0 | 0 | 0 | 0 | 0 | 0 | 0 | 0 | 0 | 0
150 | QF_UTN_Solar | 0 | 0 | 0 | 0 | 0 | 0 | 0 | 0 | 0 | 0 | 0 | 0 | 0 | 0 | 0 | 0 | 0 | 0
151 | QF_FiddlerCanyon | 0 | 0 | 0 | 0 | 0 | 0 | 0 | 0 | 0 | 0 | 0 | 0 | 0 | 0 | 0 | 0 | 0 | 0
152 | QF_SouthMilford_ | 0 | 0 | 0 | 0 | 0 | 0 | 0 | 0 | 0 | 0 | 0 | 0 | 0 | 0 | 0 | 0 | 0 | 0
153 | QF_Manderfield_2 | 0 | 0 | 0 | 0 | 0 | 0 | 0 | 0 | 0 | 0 | 0 | 0 | 0 | 0 | 0 | 0 | 0 | 0
154 | QF_GranitePeak_2 | 0 | 0 | 0 | 0 | 0 | 0 | 0 | 0 | 0 | 0 | 0 | 0 | 0 | 0 | 0 | 0 | 0 | 0
155 | QF_LahoSolar_210 | 0 | 0 | 0 | 0 | 0 | 0 | 0 | 0 | 0 | 0 | 0 | 0 | 0 | 0 | 0 | 0 | 0 | 0
156 | OSIP_Projects | 0 | 0 | 0 | 0 | 0 | 0 | 0 | 0 | 0 | 0 | 0 | 0 | 0 | 0 | 0 | 0 | 0 | 0
157 | PSCO_FC_340325_o | 0 | 0 | 0 | 0 | 0 | 0 | 0 | 0 | 0 | 0 | 0 | 0 | 0 | 0 | 0 | 0 | 0 | 0
158 | Tri-State_27057 | 0 | 0 | 0 | 0 | 0 | 0 | 0 | 0 | 0 | 0 | 0 | 0 | 0 | 0 | 0 | 0 | 0 | 0
159 | StoneHouseSolar_ | 0 | 0 | 0 | 0 | 0 | 0 | 0 | 0 | 0 | 0 | 0 | 0 | 0 | 0 | 0 | 0 | 0 | 0
160 | BevansPoint | 0 | 0 | 0 | 0 | 0 | 0 | 0 | 0 | 0 | 0 | 0 | 0 | 0 | 0 | 0 | 0 | 0 | 0
161 | MagCorp_144408 | 0 | 0 | 0 | 0 | 0 | 0 | 0 | 0 | 0 | 683.6 | 8332.8 | 12.2 | 0 | 0 | 0 | 683.6 | 8332.8 | 12.2
162 | Nucor_137328 | 0 | 0 | 0 | 0 | 0 | 0 | 0 | 0 | 0 | 534.3 | 6538.7 | 12.2 | 0 | 0 | 0 | 534.3 | 6538.7 | 12.2
163 | MonsanCur_145258 | 0 | 0 | 0 | 0 | 0 | 0 | 0 | 0 | 0 | 0 | 0 | 0 | 0 | 0 | 0 | 0 | 0 | 0
164 | SCL_New_Reserve | 0 | 0 | 0 | 0 | 0 | 0 | 0 | 0 | 0 | 0 | 0 | 0 | 0 | 0 | 0 | 0 | 0 | 0
165 | LakeSide2 | 1152.6 | 1493.1 | 1.3 | 0 | 0 | 0 | 24 | 38.8 | 1.6 | 0 | 0 | 0 | 0 | 0 | 0 | 1176.6 | 1531.8 | 1.3
166 | WI_Goshen | 0 | 0 | 0 | 0 | 0 | 0 | 0 | 0 | 0 | 0 | 0 | 0 | 0 | 0 | 0 | 0 | 0 | 0
167 | WI_MidC | 0 | 0 | 0 | 0 | 0 | 0 | 0 | 0 | 0 | 0 | 0 | 0 | 0 | 0 | 0 | 0 | 0 | 0
168 | WI_UtahNorth | 0 | 0 | 0 | 0 | 0 | 0 | 0 | 0 | 0 | 0 | 0 | 0 | 0 | 0 | 0 | 0 | 0 | 0
169 | WI_WallaWalla | 0 | 0 | 0 | 0 | 0 | 0 | 0 | 0 | 0 | 0 | 0 | 0 | 0 | 0 | 0 | 0 | 0 | 0
170 | WI_WyomingNE | 0 | 0 | 0 | 0 | 0 | 0 | 0 | 0 | 0 | 0 | 0 | 0 | 0 | 0 | 0 | 0 | 0 | 0
| SYSTEM TOTAL | 4341.7 | ****** | 8.8 | 0 | 0 | 0 | 3316.1 | ****** | 12.6 | 2175.6 | ****** | 16.4 | 0 | 0 | 0 | 9833.4 | ****** | 11.8
Ancil | lary S | ervices Deficit R | eport
----- | ------ | ----------------- | -----
|  |  | ---------------- | #NAME? | ncillary S | ervices -- | ---------- | ----------
[5 empty] | Required | Available | Deficit | DefCost
No. | Type | Deficit Area | Name | Hrs | GWh | GWh | GWh | 0
--- | ---- | ---------------- | ---------------- | ------ | --------- | --------- | --------- | ---------
1 | CA | PAC EAST | REG.UP | 260 | 2859.5 | 2858.9 | 0.6 | 87.9
2 | CA | PAC EAST | REG.DOWN | 0 | 0 | 0 | 0 | 0
3 | CA | PAC EAST | SPIN | 872 | 2202.2 | 2197.3 | 5 | 655.8
4 | CA | PAC EAST | NONSPIN | 0 | 1513.9 | 1513.9 | 0 | 0
5 | CA | PAC EAST | NONSPIN2 | 0 | 0 | 0 | 0 | 0
6 | CA | PAC WEST | REG.UP | 2 | 1482.8 | 1482.8 | 0 | 0
7 | CA | PAC WEST | REG.DOWN | 0 | 0 | 0 | 0 | 0
8 | CA | PAC WEST | SPIN | 68 | 1118.9 | 1118.8 | 0.1 | 39.3
9 | CA | PAC WEST | NONSPIN | 75 | 661.8 | 661.7 | 0 | 0
10 | CA | PAC WEST | NONSPIN2 | 0 | 0 | 0 | 0 | 0
Stati | on Report
----- | ---------
|  |  | Aux | Cap |  |  | Heat H | ours | Fuel/P | rch Cost | Star | t Star | t O&M | O&M | Opert | Total | Total
|  | Energy | Dmnd | Fctr | Sta- | FuelBurn | Rate | per | ¢/MBtu | <F> $0 | 00 Fu | el Co | st Fix | ed V | ar Co | st Co | st Cost
No. | Station | GWh | GWh | % | rts | GBtu | Btu/kWh | Unit | $/MWh | <P> $00 | 0 GBt | u $00 | 0 $00 | 0 $00 | 0 $/MW | h $/MW | h $000
--- | ---------------- | -------- | ------ | ----- | ---- | --------- | ------ | ---- | ------ | --- ----- | ---- | ----- | ------ | ----- | ------ | ------ | --------
1 | BearRiver | 148.4 | 0 | 29.5 | 0 |  |  | 8760 | 0 | 0 |  | 0 | 0 | 0 | 0 | 0 | 0
2 | Clearwater1 | 33.4 | 0 | 97.5 | 0 |  |  | 8760 | 0 | 0 |  | 0 | 0 | 0 | 0 | 0 | 0
3 | Clearwater2 | 45 | 0 | 99 | 0 |  |  | 8760 | 0 | 0 |  | 0 | 0 | 0 | 0 | 0 | 0
4 | FishCreek | 36.5 | 0 | 100 | 0 |  |  | 8760 | 0 | 0 |  | 0 | 0 | 0 | 0 | 0 | 0
5 | GemState_99489 | 49.7 | 0 | 100 | 0 |  |  | 8760 | 0 | 0 |  | 0 | 0 | 0 | 0 | 0 | 0
6 | IronGate | 132.6 | 0 | 100 | 0 |  |  | 8760 | 0 | 0 |  | 0 | 0 | 0 | 0 | 0 | 0
7 | JCBoyle | 322.7 | 0 | 100 | 0 |  |  | 8760 | 0 | 0 |  | 0 | 0 | 0 | 0 | 0 | 0
8 | Lemolo2 | 149.4 | 0 | 100 | 0 |  |  | 8760 | 0 | 0 |  | 0 | 0 | 0 | 0 | 0 | 0
9 | Lemolo1 | 134.8 | 0 | 96 | 0 |  |  | 8760 | 0 | 0 |  | 0 | 0 | 0 | 0 | 0 | 0
10 | Merwin | 417.1 | 0 | 100 | 0 |  |  | 8760 | 0 | 0 |  | 0 | 0 | 0 | 0 | 0 | 0
11 | SmallEastHydro | 110.1 | 0 | 100 | 0 |  |  | 8760 | 0 | 0 |  | 0 | 0 | 0 | 0 | 0 | 0
12 | SodaSprings | 43.2 | 0 | 100 | 0 |  |  | 8760 | 0 | 0 |  | 0 | 0 | 0 | 0 | 0 | 0
13 | Swift1 | 744 | 0 | 34.2 | 0 |  |  | 8760 | 0 | 0 |  | 0 | 0 | 0 | 0 | 0 | 0
14 | Swift2 | 228.8 | 0 | 94.5 | 0 |  |  | 8760 | 0 | 0 |  | 0 | 0 | 0 | 0 | 0 | 0
15 | UKL | 0 | 0 | 0 | 0 |  |  | 0 | 0 | 0 |  | 0 | 0 | 0 | 0 | 0 | 0
16 | Yale | 631.1 | 0 | 43.4 | 0 |  |  | 8760 | 0 | 0 |  | 0 | 0 | 0 | 0 | 0 | 0
17 | Blundell | 241.8 | 0 | 90.9 | 1 | 2418.4 | 10000 | 8424 | 0 | 0 | 0 | 0 | 0 | 644 | 2.66 | 2.66 | 644
18 | Carbon1 | 110 | 0 | 81.4 | 0 | 1338.3 | 12169 | 2160 | 194.5 | 2603 | 0 | 0 | 0 | 251 | 25.94 | 25.94 | 2853
19 | Carbon2 | 181.3 | 0 | 87.4 | 0 | 2105.2 | 11611 | 2160 | 194.5 | 4094 | 0 | 0 | 0 | 413 | 24.86 | 24.86 | 4507
20 | Cholla4 | 2675.4 | 0 | 83.1 | 0 | 28499.4 | 10652 | 8760 | 226.8 | 64644 | 0 | 0 | 36049 | 1926 | 24.88 | 38.36 | 102619
21 | Colstrip3 | 615 | 0 | 98.4 | 0 | 6609.4 | 10747 | 8760 | 131.4 | 8682 | 0 | 0 | 5005 | 808 | 15.43 | 23.57 | 14494
22 | Colstrip4 | 615.2 | 0 | 98.4 | 0 | 6681.3 | 10861 | 8760 | 131.4 | 8776 | 0 | 0 | 4878 | 822 | 15.6 | 23.53 | 14477
23 | Craig1 | 663.8 | 0 | 93.7 | 12 | 6624.8 | 9980 | 8676 | 205.5 | 13612 | 1 | 3 | 7494 | 0 | 20.5 | 31.8 | 21109
24 | Craig2 | 676.1 | 0 | 95 | 0 | 6844.2 | 10123 | 8760 | 205.5 | 14063 | 0 | 0 | 8129 | 0 | 20.8 | 32.82 | 22192
25 | GadsbyGT3 | 0 | 0 | 0 | 0 | 0 | 0 | 0 | 0 | 0 | 0 | 0 | 0 | 0 | 0 | 0 | 0
26 | Gadsby1 | 0 | 0 | 0 | 0 | 0 | 0 | 0 | 0 | 0 | 0 | 0 | 0 | 0 | 0 | 0 | 0
27 | Gadsby2 | 0 | 0 | 0 | 0 | 0 | 0 | 0 | 0 | 0 | 0 | 0 | 0 | 0 | 0 | 0 | 0
28 | Gadsby3 | 0 | 0 | 0 | 0 | 0 | 0 | 0 | 0 | 0 | 0 | 0 | 0 | 0 | 0 | 0 | 0
29 | GadsbyGT2 | 0 | 0 | 0 | 0 | 0 | 0 | 0 | 0 | 0 | 0 | 0 | 0 | 0 | 0 | 0 | 0
30 | GadsbyGT1 | 0 | 0 | 0 | 0 | 0 | 0 | 0 | 0 | 0 | 0 | 0 | 0 | 0 | 0 | 0 | 0
31 | Hayden1 | 238.3 | 0 | 66 | 1 | 2481.5 | 10412 | 6514 | 240.7 | 5973 | 0 | 0 | 6734 | 188 | 25.85 | 54.11 | 12896
32 | Hayden2 | 220.8 | 0 | 79.2 | 0 | 2249 | 10184 | 8760 | 240.7 | 5414 | 0 | 0 | 3678 | 0 | 24.52 | 41.17 | 9092
33 | Hermiston2 | 1120.2 | 0 | 55.3 | 139 | 8439.5 | 7534 | 6181 | 405.2 | 34199 | 123 | 504 | 0 | 1064 | 31.48 | 31.93 | 35767
34 | Hunter3 | 3677 | 0 | 95.5 | 0 | 37344.4 | 10156 | 8760 | 186.1 | 69494 | 0 | 0 | 24168 | 0 | 18.9 | 25.47 | 93662
35 | Hunter1 | 3313.9 | 0 | 96.8 | 0 | 34668.9 | 10462 | 8760 | 186.1 | 64515 | 0 | 0 | 37275 | 464 | 19.61 | 30.86 | 102254
36 | Hunter2 | 1997.3 | 0 | 90.5 | 2 | 20279 | 10153 | 8065 | 186.1 | 37737 | 3 | 81 | 19580 | 0 | 18.89 | 28.74 | 57399
37 | Huntington1 | 3768.1 | 0 | 99.6 | 0 | 36336.3 | 9643 | 8760 | 162.3 | 58991 | 0 | 0 | 25192 | 0 | 15.66 | 22.34 | 84183
38 | Huntington2 | 3176.3 | 0 | 89.6 | 2 | 32235.5 | 10149 | 7903 | 162.3 | 52334 | 4 | 99 | 34338 | 0 | 16.48 | 27.32 | 86770
39 | JBridger1 | 2657.6 | 0 | 93.9 | 1 | 27335.5 | 10286 | 8682 | 191.3 | 52301 | 2 | 68 | 18298 | 664 | 19.93 | 26.84 | 71331
40 | JBridger2 | 2688.1 | 0 | 90.9 | 1 | 27904.6 | 10381 | 8682 | 191.3 | 53390 | 3 | 89 | 21071 | 645 | 20.1 | 27.97 | 75196
41 | JBridger3 | 1773.9 | 0 | 64.9 | 2 | 18649.6 | 10513 | 6413 | 191.3 | 35682 | 18 | 499 | 29184 | 1969 | 21.23 | 37.96 | 67334
42 | JBridger4 | 2618.8 | 0 | 90.8 | 1 | 27105.1 | 10350 | 8681 | 191.3 | 51860 | 4 | 124 | 16572 | 838 | 20.12 | 26.5 | 69394
43 | JamesRiverCG | 121.8 | 0 | 97.5 | 1 | 876.8 | 7200 | 8520 | 0 | 0 | 0 | 0 | 0 | 11904 | 97.76 | 97.76 | 11904
44 | Johnston1 | 743.9 | 0 | 88.1 | 1 | 8276 | 11124 | 8728 | 106.8 | 8843 | 0 | 9 | 6435 | 201 | 12.16 | 20.82 | 15487
45 | Johnston2 | 762.7 | 0 | 87.9 | 1 | 8400.2 | 11014 | 8694 | 106.8 | 8975 | 1 | 18 | 7562 | 191 | 12.02 | 21.96 | 16746
46 | Johnston3 | 1416.4 | 0 | 78.5 | 2 | 16251.3 | 11474 | 7902 | 106.8 | 17364 | 8 | 236 | 23357 | 524 | 12.63 | 29.29 | 41481
47 | Johnston4 | 2451.3 | 0 | 92.8 | 0 | 26269.7 | 10717 | 8760 | 106.8 | 28068 | 0 | 0 | 22750 | 760 | 11.76 | 21.04 | 51578
48 | Naughton1 | 995.7 | 0 | 76.8 | 0 | 10373.7 | 10419 | 8760 | 213.4 | 22138 | 0 | 0 | 11247 | 339 | 22.57 | 33.87 | 33723
49 | Naughton2 | 1154.3 | 0 | 68 | 2 | 12122.6 | 10502 | 7865 | 213.4 | 25870 | 3 | 13 | 23117 | 404 | 22.76 | 42.8 | 49403
50 | WestValleyCi GT1 | 0 | 0 | 0 | 0 | 0 | 0 | 0 | 0 | 0 | 0 | 0 | 0 | 0 | 0 | 0 | 0
51 | WestValleyCi GT4 | 0 | 0 | 0 | 0 | 0 | 0 | 0 | 0 | 0 | 0 | 0 | 0 | 0 | 0 | 0 | 0
52 | WestValleyCi GT5 | 0 | 0 | 0 | 0 | 0 | 0 | 0 | 0 | 0 | 0 | 0 | 0 | 0 | 0 | 0 | 0
53 | WestValleyCi GT3 | 0 | 0 | 0 | 0 | 0 | 0 | 0 | 0 | 0 | 0 | 0 | 0 | 0 | 0 | 0 | 0
54 | WestValleyCi GT2 | 0 | 0 | 0 | 0 | 0 | 0 | 0 | 0 | 0 | 0 | 0 | 0 | 0 | 0 | 0 | 0
55 | Wyodak1 | 1688 | 0 | 74.3 | 2 | 20463.6 | 12123 | 7938 | 110.5 | 22621 | 4 | 106 | 21495 | 591 | 13.75 | 26.55 | 44812
56 | CurrantCreek | 1474.3 | 0 | 32.3 | 228 | 10494.4 | 7118 | 3631 | 392.1 | 41153 | 808 | 3188 | 0 | 5328 | 31.53 | 33.69 | 49669
57 | BigFork | 25.3 | 0 | 100 | 0 |  |  | 8760 | 0 | 0 |  | 0 | 0 | 0 | 0 | 0 | 0
58 | LakeSide | 2306.9 | 0 | 51.5 | 165 | 16301.7 | 7066 | 6443 | 392.6 | 64001 | 587 | 2348 | 0 | 6669 | 30.63 | 31.65 | 73018
59 | PAC-COB SALE | -889 | 0 | 79.4 | 252 |  |  | 7143 | 39.7 | -35324 |  | 0 | 0 | 0 | 39.73 | 39.73 | -35324
60 | PAC-COB PUR | 364.9 | 0 | 4.2 | 281 |  |  | 1736 | 28.2 | 10287 |  | 0 | 0 | 0 | 28.19 | 28.19 | 10287
61 | PAC-MIDC SALE | -135.6 | 0 | 0 | 250 |  |  | 1979 | 35.7 | -4842 |  | 0 | 0 | 0 | 35.72 | 35.72 | -4842
62 | PAC-MIDC PUR | 2653.2 | 0 | 30.3 | 232 |  |  | 7151 | 30.9 | 82011 |  | 0 | 0 | 0 | 30.91 | 30.91 | 82011
63 | PAC-FC SALE | -1879.7 | 0 | 86.1 | 180 |  |  | 8152 | 34.5 | -64891 |  | 0 | 0 | 0 | 34.52 | 34.52 | -64891
64 | PAC-FC PUR | 160.3 | 0 | 1.8 | 357 |  |  | 998 | 43.7 | 7013 |  | 0 | 0 | 0 | 43.74 | 43.74 | 7013
65 | PAC-PV SALE | -3404.4 | 0 | 0.4 | 0 |  |  | 8760 | 34.5 | -117303 |  | 0 | 0 | 0 | 34.46 | 34.46 | -117303
66 | PAC-PV PUR | 0 | 0 | 0 | 436 |  |  | 1355 | 0 | 0 |  | 0 | 0 | 0 | 0 | 0 | 0
67 | Monsanto_145258 | 0 | 0 | 0 | 0 |  |  | 0 | 0 | 0 |  | 0 | 0 | 0 | 0 | 0 | 0
68 | APS_27875_Supp | 115.8 | 0 | 9.5 | 0 |  |  | 8760 | 40.7 | 4716 |  | 0 | 0 | 4716 | 81.44 | 81.44 | 9431
69 | REDD_66276_Out | -127 | 0 | 100 | 0 |  |  | 8016 | 0 | 0 |  | 0 | 0 | 0 | 0 | 0 | 0
70 | Douglas_38185 | 62.1 | 0 | 100 | 0 |  |  | 8760 | 35.2 | 2187 |  | 0 | 0 | 0 | 35.23 | 35.23 | 2187
71 | PGE_Cove_83984 | 12 | 0 | 100 | 0 |  |  | 8760 | 0 | 0 |  | 0 | 0 | 0 | 0 | 0 | 0
72 | FC1_42818_Out | -45.4 | 0 | 100 | 0 |  |  | 8760 | 69 | -3131 |  | 0 | 0 | 0 | 69 | 69 | -3131
73 | FC1_63510_Out | -19.3 | 0 | 100 | 0 |  |  | 8760 | 0 | 0 |  | 0 | 0 | 0 | 0 | 0 | 0
74 | FC4_79207_Out | -50.4 | 0 | 100 | 0 |  |  | 8760 | 0 | 0 |  | 0 | 0 | 0 | 0 | 0 | 0
75 | Cowlitz_65787 | -255.2 | 0 | 100 | 0 |  |  | 8760 | 0 | 0 |  | 0 | 0 | 0 | 0 | 0 | 0
76 | SIE_64885_McNary | 1376.7 | 0 | 100 | 0 |  |  | 8760 | 0 | 0 |  | 0 | 0 | 0 | 0 | 0 | 0
77 | SMUD_24296_In | 217.4 | 0 | 100 | 0 |  |  | 8736 | 37 | 8043 |  | 0 | 0 | 0 | 37 | 37 | 8043
78 | APS_58118_FC_In | 458.3 | 0 | 100 | 0 |  |  | 8760 | 0 | 0 |  | 0 | 0 | 0 | 0 | 0 | 0
79 | APS_58119_FC_Out | -279.7 | 0 | 100 | 0 |  |  | 8760 | 0 | 0 |  | 0 | 0 | 0 | 0 | 0 | 0
80 | REDD_66276_In | 114.9 | 0 | 100 | 0 |  |  | 8016 | 0 | 0 |  | 0 | 0 | 0 | 0 | 0 | 0
81 | APS_58118_AZ_In | 113.1 | 0 | 100 | 0 |  |  | 8760 | 0 | 0 |  | 0 | 0 | 0 | 0 | 0 | 0
82 | APS_58119_AZ_Out | -291.7 | 0 | 100 | 0 |  |  | 8760 | 0 | 0 |  | 0 | 0 | 0 | 0 | 0 | 0
83 | SIE_64885_Goshen | 913.6 | 0 | 100 | 0 |  |  | 8760 | 0 | 0 |  | 0 | 0 | 0 | 0 | 0 | 0
84 | Hermiston1 | 979.6 | 0 | 47.9 | 114 | 7388.1 | 7542 | 5648 | 406.7 | 30046 | 129 | 531 | 0 | 931 | 31.62 | 32.16 | 31508
85 | Deseret_194277 | 508.6 | 0 | 67.7 | 66 |  |  | 8566 | 20.8 | 10575 |  | 0 | 0 | 0 | 20.79 | 20.79 | 10575
86 | DSM_ID_Irrigate | 0 | 0 | 0 | 3 |  |  | 1008 | 0 | 0 |  | 0 | 0 | 0 | 0 | 0 | 0
87 | QF_Exxon_236032 | 0 | 0 | 0 | 0 |  |  | 8760 | 0 | 0 |  | 0 | 0 | 0 | 0 | 0 | 0
88 | QF_SUNN_Ad_59965 | 58.4 | 0 | 93.9 | 2 |  |  | 8256 | 46.5 | 2714 |  | 0 | 1967 | 0 | 46.48 | 80.17 | 4681
89 | QF_SUNN_Ba_83997 | 328.4 | 0 | 93.9 | 2 |  |  | 8256 | 48.8 | 16027 |  | 0 | 9117 | 0 | 48.8 | 76.56 | 25144
90 | QF_Tesoro_519533 | 0 | 0 | 0 | 0 |  |  | 8760 | 0 | 0 |  | 0 | 0 | 0 | 0 | 0 | 0
91 | BHPL_28160_Loss | -15.6 | 0 | 100 | 0 |  |  | 8760 | 11 | -171 |  | 0 | 0 | 0 | 10.98 | 10.98 | -171
92 | Rogue | 283 | 0 | 100 | 0 |  |  | 8760 | 0 | 0 |  | 0 | 0 | 0 | 0 | 0 | 0
93 | MidColumbia | 345.5 | 0 | 64.6 | 0 |  |  | 8760 | 0 | 0 |  | 0 | 0 | 0 | 0 | 0 | 0
94 | Toketee-Slide | 288.2 | 0 | 100 | 0 |  |  | 8760 | 0 | 0 |  | 0 | 0 | 0 | 0 | 0 | 0
95 | SmallWestHydro | 20.8 | 0 | 100 | 0 |  |  | 8760 | 0 | 0 |  | 0 | 0 | 0 | 0 | 0 | 0
96 | PSCO_340325_In | 1314 | 0 | 100 | 0 |  |  | 8760 | 0 | 0 |  | 0 | 0 | 0 | 0 | 0 | 0
97 | PSCO_340325_Out | -1112.7 | 0 | 100 | 0 |  |  | 8760 | 0 | 0 |  | 0 | 0 | 0 | 0 | 0 | 0
98 | HURR_393045_S | -0.2 | 0 | 100 | 0 |  |  | 8760 | 75 | -16 |  | 0 | 0 | 0 | 75 | 75 | -16
99 | HURR_393045_P | 1.9 | 0 | 100 | 0 |  |  | 8760 | 75 | 145 |  | 0 | 0 | 0 | 75 | 75 | 145
100 | QF_EVB_351030 | 47.9 | 0 | 100 | 0 |  |  | 8736 | 66.4 | 3177 |  | 0 | 0 | 0 | 66.36 | 66.36 | 3177
101 | WEYE_Res_356685 | 0 | 0 | 0 | 0 |  |  | 0 | 0 | 0 |  | 0 | 0 | 0 | 0 | 0 | 0
102 | Chehalis | 1033.5 | 0 | 25.2 | 143 | 7582.7 | 7337 | 3283 | 413.6 | 31363 | 499 | 2090 | 0 | 3599 | 33.83 | 35.85 | 37051
103 | PAC-Mead PUR | 0 | 0 | 0 | 179 |  |  | 366 | 0 | 0 |  | 0 | 0 | 0 | 0 | 0 | 0
104 | PAC-Mead SALE | -716.6 | 0 | 63.3 | 295 |  |  | 7721 | 35.8 | -25658 |  | 0 | 0 | 0 | 35.81 | 35.81 | -25658
105 | PAC-Mona PUR | 597.1 | 0 | 6.8 | 782 |  |  | 5659 | 37.6 | 22455 |  | 0 | 0 | 0 | 37.61 | 37.61 | 22455
106 | PAC-Mona SALE | -328.2 | 0 | 50.3 | 578 |  |  | 6262 | 34.5 | -11318 |  | 0 | 0 | 0 | 34.49 | 34.49 | -11318
107 | Copco 1-2 | 267.3 | 0 | 57.9 | 0 |  |  | 8760 | 0 | 0 |  | 0 | 0 | 0 | 0 | 0 | 0
108 | QF_CA_Hydro | 33.3 | 0 | 100 | 0 |  |  | 8760 | 144.8 | 4825 |  | 0 | 0 | 0 | 144.84 | 144.84 | 4825
109 | QF_OR_Biomass | 3.7 | 0 | 100 | 0 |  |  | 8760 | 68.2 | 250 |  | 0 | 0 | 0 | 68.24 | 68.24 | 250
110 | QF_OR_Hydro | 162.4 | 0 | 100 | 0 |  |  | 8760 | 107.9 | 17512 |  | 0 | 0 | 0 | 107.86 | 107.86 | 17512
111 | QF_OR_Thermal | 125.6 | 0 | 100 | 0 |  |  | 8760 | 71 | 8917 |  | 0 | 0 | 0 | 71 | 71 | 8917
112 | QF_UTS_Biomass | 17.7 | 0 | 100 | 0 |  |  | 8760 | 50.7 | 900 |  | 0 | 0 | 0 | 50.75 | 50.75 | 900
113 | QF_UTN_Hydro | 6.7 | 0 | 100 | 0 |  |  | 8760 | 88.9 | 593 |  | 0 | 0 | 0 | 88.89 | 88.89 | 593
114 | QF_WAYA_Biomass | 0 | 0 | 0 | 0 |  |  | 8760 | 0 | 0 |  | 0 | 0 | 0 | 0 | 0 | 0
115 | QF_WAWW_Hydro | 0 | 0 | 0 | 0 |  |  | 8760 | 0 | 0 |  | 0 | 0 | 0 | 0 | 0 | 0
116 | QF_WAYA_Wind | 0 | 0 | 0 | 0 |  |  | 8760 | 0 | 0 |  | 0 | 0 | 0 | 0 | 0 | 0
117 | QF_WY_Hydro | 11.4 | 0 | 100 | 0 |  |  | 8760 | 71.5 | 814 |  | 0 | 0 | 0 | 71.47 | 71.47 | 814
118 | QF_ID_Hydro | 112.6 | 0 | 100 | 0 |  |  | 8760 | 92.8 | 10451 |  | 0 | 0 | 0 | 92.8 | 92.8 | 10451
119 | PAC-NOB PUR | 29.6 | 0 | 1.7 | 119 |  |  | 303 | 23.9 | 709 |  | 0 | 0 | 0 | 23.92 | 23.92 | 709
120 | SCL_New_Out | -360.9 | 0 | 100 | 0 |  |  | 8760 | 14.6 | -5258 |  | 0 | 0 | -5258 | 29.14 | 29.14 | -10517
121 | QF_RBFP_E20771 | 12 | 0 | 100 | 0 |  |  | 8760 | 54.1 | 648 |  | 0 | 0 | 0 | 54.05 | 54.05 | 648
122 | ConstEng_E999691 | 63.2 | 0 | 100 | 0 |  |  | 8760 | 54.7 | 3458 |  | 0 | 0 | 3458 | 109.44 | 109.44 | 6916
123 | TMF_BioF_E20958 | 37.2 | 0 | 88.5 | 0 |  |  | 8760 | 0 | 0 |  | 0 | 0 | 1406 | 37.76 | 37.76 | 1406
124 | PAC-NOB SALE | 0 | 0 | 0 | 0 |  |  | 0 | 0 | 0 |  | 0 | 0 | 0 | 0 | 0 | 0
125 | I_Naughton3_GCF | 193 | 0 | 11.1 | 11 | 2257.7 | 11696 | 1572 | 378.9 | 8554 | 23 | 88 | 4758 | 0 | 44.32 | 69.42 | 13400
126 | BHPL_27013R_MC_S | -168.9 | 0 | 100 | 0 |  |  | 8760 | 11 | -1854 |  | 0 | 0 | 0 | 10.98 | 10.98 | -1854
127 | BHPL_27013R_US_S | -65.9 | 0 | 100 | 0 |  |  | 8760 | 11 | -724 |  | 0 | 0 | 0 | 10.98 | 10.98 | -724
128 | UMPA_45631R_S | -220.8 | 0 | 100 | 0 |  |  | 8760 | 23.2 | -5131 |  | 0 | -4396 | -5131 | 46.48 | 66.39 | -14659
129 | DorenaHyd_20887 | 15.1 | 0 | 100 | 0 |  |  | 8760 | 73.5 | 1107 |  | 0 | 0 | 0 | 73.47 | 73.47 | 1107
130 | QF_Bioms1_234159 | 228.5 | 0 | 100 | 0 |  |  | 8760 | 74.9 | 17124 |  | 0 | 0 | 0 | 74.94 | 74.94 | 17124
131 | ObsidianBlkCap | 4.7 | 0 | 100 | 0 |  |  | 8760 | 72.7 | 342 |  | 0 | 0 | 0 | 72.71 | 72.71 | 342
132 | QF_CA_Biomass | 0 | 0 | 100 | 0 |  |  | 8760 | 32.2 | 1 |  | 0 | 0 | 0 | 32.24 | 32.24 | 1
133 | QF_ID_Biomass | 10.8 | 0 | 100 | 0 |  |  | 8760 | 75.4 | 814 |  | 0 | 0 | 0 | 75.4 | 75.4 | 814
134 | QF_UTN_Wind | 0 | 0 | 0 | 0 |  |  | 8760 | 0 | 0 |  | 0 | 0 | 0 | 0 | 0 | 0
135 | QF_WAYA_Hydro | 6.7 | 0 | 100 | 0 |  |  | 8760 | 38.4 | 258 |  | 0 | 0 | 0 | 38.4 | 38.4 | 258
136 | QF_WY_Wind | 0.3 | 0 | 100 | 0 |  |  | 8760 | 60.5 | 18 |  | 0 | 0 | 0 | 60.5 | 60.5 | 18
137 | DSM_CooKeeper_Te | 0 | 0 | 0 | 3 |  |  | 1512 | 0 | 0 |  | 0 | 0 | 0 | 0 | 0 | 0
138 | DSM_UT_Irrigate_ | 0 | 0 | 0 | 4 |  |  | 1176 | 0 | 0 |  | 0 | 0 | 0 | 0 | 0 | 0
139 | BHPL_27013R_WYNE | -18.1 | 0 | 17.8 | 108 |  |  | 1575 | 11 | -199 |  | 0 | 0 | 0 | 10.98 | 10.98 | -199
140 | BHPL_27013R_JB | 0 | 0 | 0 | 0 |  |  | 0 | 0 | 0 |  | 0 | 0 | 0 | 0 | 0 | 0
141 | QF_Latigo_21022 | 91.3 | 0 | 100 | 1 |  |  | 5880 | 60 | 5484 |  | 0 | 0 | 0 | 60.05 | 60.05 | 5484
142 | Long Ridge1_2102 | 0.6 | 0 | 100 | 1 |  |  | 24 | 63.8 | 40 |  | 0 | 0 | 0 | 63.76 | 63.76 | 40
143 | Long Ridge2_2102 | 0.6 | 0 | 100 | 1 |  |  | 24 | 63.8 | 40 |  | 0 | 0 | 0 | 63.76 | 63.76 | 40
144 | BlueMountain_210 | 25.3 | 0 | 100 | 1 |  |  | 768 | 60.7 | 1533 |  | 0 | 0 | 0 | 60.66 | 60.66 | 1533
145 | Buckhorn_Solar | 1.8 | 0 | 100 | 1 |  |  | 3696 | 76.3 | 140 |  | 0 | 0 | 0 | 76.3 | 76.3 | 140
146 | CedarValley_Sola | 1.8 | 0 | 100 | 1 |  |  | 3696 | 76.3 | 140 |  | 0 | 0 | 0 | 76.3 | 76.3 | 140
147 | Beryl_Solar | 1.9 | 0 | 100 | 1 |  |  | 3696 | 76.3 | 144 |  | 0 | 0 | 0 | 76.3 | 76.3 | 144
148 | Greenvile_Solar | 1.4 | 0 | 100 | 1 |  |  | 3696 | 76.3 | 103 |  | 0 | 0 | 0 | 76.3 | 76.3 | 103
149 | MilfordFlat_Sola | 1.8 | 0 | 100 | 1 |  |  | 3696 | 58.4 | 107 |  | 0 | 0 | 0 | 58.39 | 58.39 | 107
150 | QF_UTN_Solar | 0.9 | 0 | 100 | 0 |  |  | 8760 | 0 | 0 |  | 0 | 0 | 0 | 0 | 0 | 0
151 | QF_FiddlerCanyon | 11 | 0 | 100 | 1 |  |  | 5184 | 85 | 936 |  | 0 | 0 | 0 | 85 | 85 | 936
152 | QF_SouthMilford_ | 7.6 | 0 | 100 | 1 |  |  | 8424 | 58.4 | 441 |  | 0 | 0 | 0 | 58.39 | 58.39 | 441
153 | QF_Manderfield_2 | 3.2 | 0 | 100 | 1 |  |  | 5184 | 85 | 272 |  | 0 | 0 | 0 | 85 | 85 | 272
154 | QF_GranitePeak_2 | 1.8 | 0 | 100 | 1 |  |  | 3696 | 58.4 | 107 |  | 0 | 0 | 0 | 58.39 | 58.39 | 107
155 | QF_LahoSolar_210 | 1.8 | 0 | 100 | 1 |  |  | 3696 | 58.4 | 107 |  | 0 | 0 | 0 | 58.39 | 58.39 | 107
156 | OSIP_Projects | 3.9 | 0 | 100 | 0 |  |  | 8760 | 0 | 0 |  | 0 | 0 | 0 | 0 | 0 | 0
157 | PSCO_FC_340325_o | 0 | 0 | 0 | 0 |  |  | 0 | 0 | 0 |  | 0 | 0 | 0 | 0 | 0 | 0
158 | Tri-State_27057 | 88.5 | 0 | 61.7 | 156 |  |  | 5176 | 15.5 | 1371 |  | 0 | 0 | 0 | 15.49 | 15.49 | 1371
159 | StoneHouseSolar_ | 13.2 | 0 | 100 | 0 |  |  | 8760 | 78.9 | 1043 |  | 0 | 0 | 0 | 78.86 | 78.86 | 1043
160 | BevansPoint | 3.4 | 0 | 100 | 1 |  |  | 6624 | 78.9 | 267 |  | 0 | 0 | 0 | 78.86 | 78.86 | 267
161 | MagCorp_144408 | 0 | 0 | 0 | 0 |  |  | 0 | 0 | 0 |  | 0 | 0 | 0 | 0 | 0 | 0
162 | Nucor_137328 | 0 | 0 | 0 | 0 |  |  | 0 | 0 | 0 |  | 0 | 0 | 0 | 0 | 0 | 0
163 | MonsanCur_145258 | 0 | 0 | 0 | 0 |  |  | 0 | 0 | 0 |  | 0 | 0 | 0 | 0 | 0 | 0
164 | SCL_New_Reserve | 0 | 0 | 0 | 0 |  |  | 0 | 0 | 0 |  | 0 | 0 | 0 | 0 | 0 | 0
165 | LakeSide2 | 3815.2 | 0 | 67.2 | 2 | 26063.7 | 6831 | 8725 | 396.3 | 103302 | 8 | 32 | 24303 | 12312 | 30.3 | 36.68 | 139949
166 | WI_Goshen | 970.4 | 0 | 100 | 0 |  |  | 8760 | 0 | 0 |  | 0 | 0 | 0 | 0 | 0 | 0
167 | WI_MidC | 446 | 0 | 100 | 0 |  |  | 8760 | 0 | 0 |  | 0 | 0 | 0 | 0 | 0 | 0
168 | WI_UtahNorth | 841.4 | 0 | 100 | 0 |  |  | 8760 | 0 | 0 |  | 0 | 0 | 0 | 0 | 0 | 0
169 | WI_WallaWalla | 1291.8 | 0 | 100 | 0 |  |  | 8760 | 0 | 0 |  | 0 | 0 | 0 | 0 | 0 | 0
170 | WI_WyomingNE | 3593.4 | 0 | 100 | 0 |  |  | 8760 | 0 | 0 |  | 0 | 0 | 0 | 0 | 0 | 0
SYSTE | M PRODUCTION | 63942.7 | 0 |  | 5134 | 509272.2 | 9763 |  |  | 1025209 | 2229 | 10123 | 449358 | 53639 | 16.87 | 24.06 | 1538330

## Study4SM
Build ID: 000001_x64 Ventyx p. 1
MULTISYM V8.1.03 Copyright 1998-2014. All rights reserved. L0000-00 1 iter Convergent Monte 09/02/2014
2015: I15_P_WI_S4SMthd25515 (Environmental) 09:11:52 AM
Station Group Report
--------------------
|  | Aux | Cap |  |  | Heat Hours | Fuel/P | rch Cost | Star | t Star | t O&M | O&M | Opert | Total | Total
| Energy | Dmnd | Fctr | Sta- | FuelBurn | Rate per | ¢/MBtu | <F> $0 | 00 Fu | el Co | st Fix | ed V | ar Co | st Co | st Cost
No. Group | GWh | GWh | % | rts | GBtu | Btu/kWh Unit | $/MWh | <P> $00 | 0 GBt | u $00 | 0 $00 | 0 $00 | 0 $/MW | h $/MW | h $000
--- ---------------- | -------- | ------ | ----- | ---- | --------- | ------ ---- | ------ | --- ----- | ---- | ----- | ------ | ----- | ------ | ------ | --------
Native Load | 62794.5
Dump Power | 426.3 | [12 empty] | 14.1 | 6010
Aux Demand | 0
Tran. Losses | 0
LESS Resources (Export | s):
1 HydroEast | 258.5 | 0 | 42.2 | 0 |  |  | 0 | 0 |  | 0 | 0 | 0 | 0 | 0 | 0
2 HydroWest | 4148.8 | 0 | 60.9 | 0 |  |  | 0 | 0 |  | 0 | 0 | 0 | 0 | 0 | 0
3 PurchaseEast | 1176.7 | 0 | 44.3 | 70 |  |  | 41.6 | 48942 |  | 0 | 11084 | 8174 | 48.54 | 57.96 | 68200
4 RenewableEast | 337.4 | 0 | 85.6 | 16 | 2094.1 | 10000 | 0 | 8119 | 0 | 0 | 0 | 557 | 25.71 | 25.71 | 8676
5 ThermalEast | 37004.2 | 0 | 71.7 | 429 | 362527.5 | 9797 | 199.7 | 723997 | 1429 | 6142 | 342903 | 29373 | 20.36 | 29.79 | 1102415
6 ThermalWest | 14196.1 | 0 | 67.7 | 402 | 138342.4 | 9745 | 221.1 | 305817 | 779 | 3903 | 95008 | 23219 | 23.18 | 30.15 | 427948
7 IRPEast | 158.2 | 0 | 9.1 | 11 | 1924.6 | 12163 | 378.9 | 7292 | 23 | 88 | 4758 | 0 | 46.08 | 76.71 | 12138
8 MCP | -3646.4 | 0 | 0.2 | 4089 |  |  | 38.4 | -139915 |  | 0 | 0 | 0 | 38.37 | 38.37 | -139915
9 InterruptEast | 0 | 0 | 0 | 0 |  |  | 0 | 0 |  | 0 | 0 | 0 | 0 | 0 | 0
10 RenewableWest | -370.2 | 0 | 133.3 | 0 |  |  | 14.2 | -5258 |  | 0 | 0 | -3853 | 24.61 | 24.61 | -9111
11 PurchaseWest | 709.2 | 0 | 100 | 0 |  |  | 79 | 56006 |  | 0 | 0 | 0 | 78.97 | 78.97 | 56006
12 ExchangeEast | 1229.8 | 0 | 119.6 | 0 |  |  | 0 | 0 |  | 0 | 0 | 0 | 0 | 0 | 0
13 SaleWest | -443.3 | 0 | 100 | 0 |  |  | 4.2 | -1854 |  | 0 | 0 | 0 | 4.18 | 4.18 | -1854
14 SaleEast | -302.5 | 0 | 100 | 0 |  |  | 20 | -6042 |  | 0 | -4396 | -5131 | 36.93 | 51.46 | -15570
15 ExchangeWest | 1467.1 | 0 | 100 | 0 |  |  | 5.5 | 8043 |  | 0 | 0 | 0 | 5.48 | 5.48 | 8043
16 DSMEast | 0 | 0 | 0 | 7 |  |  | 0 | 0 |  | 0 | 0 | 0 | 0 | 0 | 0
Resource Totals | 63219.5 | 0 |  | 6407 | 504888.6 | 9791 |  | 1006396 | 2231 | 10133 | 449358 | 52339 | 16.75 | 24.02 | 1518227
Wheeling | [14 empty] | 1379
Fuel demand charges | [14 empty] | 0
Emissions costs | [14 empty] | 0
Reserve deficiencies | [14 empty] | 2004
E.N.S. | 1.3 | [12 empty] | 1000 | 1330
SYSTEM | [13 empty] | 23.99 | 1516929
Ancil | lary Services Con | tribut | ion An | d Reve | nue Re | port
----- | ----------------- | ------ | ------ | ------ | ------ | ----
|  | #NAME? | illary | Servi | ces (c | ontrib | ution, | revenu | e,rate | )
|  | #NAME? | UP |  | #NAME? | DOWN |  | #NAME? |  |  | #NAME? | PIN |  | #NAME? | PIN2 |  | #NAME? | l
No. | Station | GWh | 0 | $/MW-h | GWh | 0 | $/MW-h | GWh | 0 | $/MW-h | GWh | 0 | $/MW-h | GWh | 0 | $/MW-h | GWh | 0 | $/MW-h
--- | ---------------- | ----- | ----- | ----- | ----- | ----- | ----- | ----- | ----- | ----- | ----- | ----- | ----- | ----- | ----- | ----- | ----- | ----- | -----
1 | BearRiver | 95.6 | 715.4 | 7.5 | 0 | 0 | 0 | 30.1 | 294.2 | 9.8 | 126.6 | 3620.8 | 28.6 | 0 | 0 | 0 | 252.2 | 4630.4 | 18.4
2 | Clearwater1 | 0 | 0 | 0 | 0 | 0 | 0 | 0 | 0 | 0 | 0 | 0 | 0 | 0 | 0 | 0 | 0 | 0 | 0
3 | Clearwater2 | 0 | 0 | 0 | 0 | 0 | 0 | 0 | 0 | 0 | 0 | 0 | 0 | 0 | 0 | 0 | 0 | 0 | 0
4 | FishCreek | 0 | 0 | 0 | 0 | 0 | 0 | 0 | 0 | 0 | 0 | 0 | 0 | 0 | 0 | 0 | 0 | 0 | 0
5 | GemState_99489 | 0 | 0 | 0 | 0 | 0 | 0 | 0 | 0 | 0 | 0 | 0 | 0 | 0 | 0 | 0 | 0 | 0 | 0
6 | IronGate | 0 | 0 | 0 | 0 | 0 | 0 | 0 | 0 | 0 | 0 | 0 | 0 | 0 | 0 | 0 | 0 | 0 | 0
7 | JCBoyle | 0 | 0 | 0 | 0 | 0 | 0 | 0 | 0 | 0 | 0 | 0 | 0 | 0 | 0 | 0 | 0 | 0 | 0
8 | Lemolo2 | 0 | 0 | 0 | 0 | 0 | 0 | 0 | 0 | 0 | 0 | 0 | 0 | 0 | 0 | 0 | 0 | 0 | 0
9 | Lemolo1 | 0 | 0 | 0 | 0 | 0 | 0 | 0 | 0 | 0 | 1.3 | 23.8 | 18.9 | 0 | 0 | 0 | 1.3 | 23.8 | 18.9
10 | Merwin | 0 | 0 | 0 | 0 | 0 | 0 | 0 | 0 | 0 | 0 | 0 | 0 | 0 | 0 | 0 | 0 | 0 | 0
11 | SmallEastHydro | 0 | 0 | 0 | 0 | 0 | 0 | 0 | 0 | 0 | 0 | 0 | 0 | 0 | 0 | 0 | 0 | 0 | 0
12 | SodaSprings | 0 | 0 | 0 | 0 | 0 | 0 | 0 | 0 | 0 | 0 | 0 | 0 | 0 | 0 | 0 | 0 | 0 | 0
13 | Swift1 | 780.6 | ****** | 28.3 | 0 | 0 | 0 | 378.1 | ****** | 42.7 | 132.1 | 6875.2 | 52 | 0 | 0 | 0 | 1290.8 | ****** | 35
14 | Swift2 | 0 | 0 | 0 | 0 | 0 | 0 | 0 | 0 | 0 | 0 | 0 | 0 | 0 | 0 | 0 | 0 | 0 | 0
15 | UKL | 0 | 0 | 0 | 0 | 0 | 0 | 0 | 0 | 0 | 0 | 0 | 0 | 0 | 0 | 0 | 0 | 0 | 0
16 | Yale | 277.5 | ****** | 38.8 | 0 | 0 | 0 | 185.8 | 8674.8 | 46.7 | 124.5 | 6793.6 | 54.6 | 0 | 0 | 0 | 587.8 | ****** | 44.6
17 | Blundell | 0 | 0 | 0 | 0 | 0 | 0 | 32.1 | 667.4 | 20.8 | 0 | 0 | 0 | 0 | 0 | 0 | 32.1 | 667.4 | 20.8
18 | Carbon1 | 13.6 | 187.2 | 13.7 | 0 | 0 | 0 | 4 | 62.6 | 15.5 | 0.7 | 34.3 | 51.3 | 0 | 0 | 0 | 18.4 | 284.1 | 15.5
19 | Carbon2 | 13.4 | 185.3 | 13.8 | 0 | 0 | 0 | 4.1 | 65.3 | 16.1 | 0.1 | 3.6 | 51.7 | 0 | 0 | 0 | 17.5 | 254.3 | 14.5
20 | Cholla4 | 199.2 | 2130 | 10.7 | 0 | 0 | 0 | 41.3 | 552 | 13.4 | 0.6 | 17.4 | 31.1 | 0 | 0 | 0 | 241.1 | 2699.4 | 11.2
21 | Colstrip3 | 0 | 0 | 0 | 0 | 0 | 0 | 0 | 0 | 0 | 5.1 | 2.6 | 0.5 | 0 | 0 | 0 | 5.1 | 2.6 | 0.5
22 | Colstrip4 | 0 | 0 | 0 | 0 | 0 | 0 | 0 | 0 | 0 | 3.4 | 0.9 | 0.3 | 0 | 0 | 0 | 3.4 | 0.9 | 0.3
23 | Craig1 | 0 | 0 | 0 | 0 | 0 | 0 | 0 | 0 | 0 | 0 | 0 | 0 | 0 | 0 | 0 | 0 | 0 | 0
24 | Craig2 | 0 | 0 | 0 | 0 | 0 | 0 | 0 | 0 | 0 | 0 | 0 | 0 | 0 | 0 | 0 | 0 | 0 | 0
25 | GadsbyGT3 | 0 | 0 | 0 | 0 | 0 | 0 | 0 | 0 | 0 | 0 | 0 | 0 | 0 | 0 | 0 | 0 | 0 | 0
26 | Gadsby1 | 0 | 0 | 0 | 0 | 0 | 0 | 0 | 0 | 0 | 0 | 0 | 0 | 0 | 0 | 0 | 0 | 0 | 0
27 | Gadsby2 | 0 | 0 | 0 | 0 | 0 | 0 | 0 | 0 | 0 | 0 | 0 | 0 | 0 | 0 | 0 | 0 | 0 | 0
28 | Gadsby3 | 0 | 0 | 0 | 0 | 0 | 0 | 0 | 0 | 0 | 0 | 0 | 0 | 0 | 0 | 0 | 0 | 0 | 0
29 | GadsbyGT2 | 0 | 0 | 0 | 0 | 0 | 0 | 0 | 0 | 0 | 0 | 0 | 0 | 0 | 0 | 0 | 0 | 0 | 0
30 | GadsbyGT1 | 0 | 0 | 0 | 0 | 0 | 0 | 0 | 0 | 0 | 0 | 0 | 0 | 0 | 0 | 0 | 0 | 0 | 0
31 | Hayden1 | 0 | 0 | 0 | 0 | 0 | 0 | 0 | 0 | 0 | 0 | 0 | 0 | 0 | 0 | 0 | 0 | 0 | 0
32 | Hayden2 | 0 | 0 | 0 | 0 | 0 | 0 | 0 | 0 | 0 | 0.1 | 51.9 | 976.8 | 0 | 0 | 0 | 0.1 | 51.9 | 976.8
33 | Hermiston2 | 112.2 | 90 | 0.8 | 0 | 0 | 0 | 20.2 | 31.1 | 1.5 | 69.5 | 16.6 | 0.2 | 0 | 0 | 0 | 202 | 137.7 | 0.7
34 | Hunter3 | 65.9 | 659.2 | 10 | 0 | 0 | 0 | 9.1 | 130.9 | 14.3 | 0 | 0 | 0 | 0 | 0 | 0 | 75.1 | 790.1 | 10.5
35 | Hunter1 | 54 | 544.8 | 10.1 | 0 | 0 | 0 | 9 | 153 | 17.1 | 0 | 0 | 0 | 0 | 0 | 0 | 63 | 697.8 | 11.1
36 | Hunter2 | 38.1 | 356.4 | 9.4 | 0 | 0 | 0 | 6.9 | 128.1 | 18.6 | 0 | 0 | 0 | 0 | 0 | 0 | 45 | 484.5 | 10.8
37 | Huntington1 | 31.6 | 263.2 | 8.3 | 0 | 0 | 0 | 9.3 | 205.4 | 22.1 | 0 | 0 | 0 | 0 | 0 | 0 | 40.9 | 468.6 | 11.5
38 | Huntington2 | 32 | 280.4 | 8.8 | 0 | 0 | 0 | 9.3 | 208.4 | 22.5 | 0 | 0 | 0 | 0 | 0 | 0 | 41.2 | 488.8 | 11.9
39 | JBridger1 | 30.1 | 240.5 | 8 | 0 | 0 | 0 | 17.1 | 33.8 | 2 | 8.5 | 19.8 | 2.3 | 0 | 0 | 0 | 55.7 | 294 | 5.3
40 | JBridger2 | 24.8 | 238.1 | 9.6 | 0 | 0 | 0 | 17.9 | 33.7 | 1.9 | 11.6 | 20.3 | 1.7 | 0 | 0 | 0 | 54.3 | 292.1 | 5.4
41 | JBridger3 | 8.7 | 14 | 1.6 | 0 | 0 | 0 | 18.7 | 1.4 | 0.1 | 37.1 | 1 | 0 | 0 | 0 | 0 | 64.6 | 16.5 | 0.3
42 | JBridger4 | 17.2 | 232.6 | 13.5 | 0 | 0 | 0 | 8.5 | 0.5 | 0.1 | 11 | 68.9 | 6.3 | 0 | 0 | 0 | 36.7 | 302 | 8.2
43 | JamesRiverCG | 0 | 0 | 0 | 0 | 0 | 0 | 0 | 0 | 0 | 0 | 0 | 0 | 0 | 0 | 0 | 0 | 0 | 0
44 | Johnston1 | 0 | 0 | 0 | 0 | 0 | 0 | 0 | 0 | 0 | 0.3 | 0.8 | 2.4 | 0 | 0 | 0 | 0.3 | 0.8 | 2.4
45 | Johnston2 | 0 | 0 | 0 | 0 | 0 | 0 | 0 | 0 | 0 | 0.2 | 0.4 | 2.4 | 0 | 0 | 0 | 0.2 | 0.4 | 2.4
46 | Johnston3 | 0 | 0 | 0 | 0 | 0 | 0 | 0 | 0 | 0 | 0 | 0.1 | 2.4 | 0 | 0 | 0 | 0 | 0.1 | 2.4
47 | Johnston4 | 0 | 0 | 0 | 0 | 0 | 0 | 0 | 0 | 0 | 0.7 | 2.5 | 3.4 | 0 | 0 | 0 | 0.7 | 2.5 | 3.4
48 | Naughton1 | 116.4 | 1058.5 | 9.1 | 0 | 0 | 0 | 23.6 | 215.4 | 9.1 | 0 | 0 | 0 | 0 | 0 | 0 | 139.9 | 1273.9 | 9.1
49 | Naughton2 | 145.4 | 1495.4 | 10.3 | 0 | 0 | 0 | 28.9 | 340.4 | 11.8 | 0 | 0 | 0 | 0 | 0 | 0 | 174.3 | 1835.8 | 10.5
50 | WestValleyCi GT1 | 0 | 0 | 0 | 0 | 0 | 0 | 0 | 0 | 0 | 0 | 0 | 0 | 0 | 0 | 0 | 0 | 0 | 0
51 | WestValleyCi GT4 | 0 | 0 | 0 | 0 | 0 | 0 | 0 | 0 | 0 | 0 | 0 | 0 | 0 | 0 | 0 | 0 | 0 | 0
52 | WestValleyCi GT5 | 0 | 0 | 0 | 0 | 0 | 0 | 0 | 0 | 0 | 0 | 0 | 0 | 0 | 0 | 0 | 0 | 0 | 0
53 | WestValleyCi GT3 | 0 | 0 | 0 | 0 | 0 | 0 | 0 | 0 | 0 | 0 | 0 | 0 | 0 | 0 | 0 | 0 | 0 | 0
54 | WestValleyCi GT2 | 0 | 0 | 0 | 0 | 0 | 0 | 0 | 0 | 0 | 0 | 0 | 0 | 0 | 0 | 0 | 0 | 0 | 0
55 | Wyodak1 | 0 | 0 | 0 | 0 | 0 | 0 | 0 | 0 | 0 | 0 | 0 | 0 | 0 | 0 | 0 | 0 | 0 | 0
56 | CurrantCreek | 284 | 3502 | 12.3 | 0 | 0 | 0 | 181.1 | 1839.1 | 10.2 | 0 | 1.1 | 35.9 | 0 | 0 | 0 | 465.1 | 5342.2 | 11.5
57 | BigFork | 0 | 0 | 0 | 0 | 0 | 0 | 0 | 0 | 0 | 0 | 0 | 0 | 0 | 0 | 0 | 0 | 0 | 0
58 | LakeSide | 625.5 | 6251.5 | 10 | 0 | 0 | 0 | 128.8 | 1904.6 | 14.8 | 0 | 0.1 | 27.5 | 0 | 0 | 0 | 754.3 | 8156.2 | 10.8
59 | PAC-COB SALE | 0 | 0 | 0 | 0 | 0 | 0 | 0 | 0 | 0 | 0 | 0 | 0 | 0 | 0 | 0 | 0 | 0 | 0
60 | PAC-COB PUR | 0 | 0 | 0 | 0 | 0 | 0 | 25.4 | 5.8 | 0.2 | 6.6 | 2 | 0.3 | 0 | 0 | 0 | 32.1 | 7.8 | 0.2
61 | PAC-MIDC SALE | 0 | 0 | 0 | 0 | 0 | 0 | 0 | 0 | 0 | 0 | 0 | 0 | 0 | 0 | 0 | 0 | 0 | 0
62 | PAC-MIDC PUR | 0 | 0 | 0 | 0 | 0 | 0 | 287.7 | 18.4 | 0.1 | 65.9 | 3 | 0 | 0 | 0 | 0 | 353.5 | 21.4 | 0.1
63 | PAC-FC SALE | 0 | 0 | 0 | 0 | 0 | 0 | 0 | 0 | 0 | 0 | 0 | 0 | 0 | 0 | 0 | 0 | 0 | 0
64 | PAC-FC PUR | 0 | 0 | 0 | 0 | 0 | 0 | 41.9 | 992.8 | 23.7 | 0 | 0 | 0 | 0 | 0 | 0 | 41.9 | 992.8 | 23.7
65 | PAC-PV SALE | 0 | 0 | 0 | 0 | 0 | 0 | 0 | 0 | 0 | 0 | 0 | 0 | 0 | 0 | 0 | 0 | 0 | 0
66 | PAC-PV PUR | 0 | 0 | 0 | 0 | 0 | 0 | 196.4 | 3101.3 | 15.8 | 0 | 0 | 0 | 0 | 0 | 0 | 196.4 | 3101.3 | 15.8
67 | Monsanto_145258 | 0 | 0 | 0 | 0 | 0 | 0 | 0 | 0 | 0 | 117.9 | 485.6 | 4.1 | 0 | 0 | 0 | 117.9 | 485.6 | 4.1
68 | APS_27875_Supp | 0 | 0 | 0 | 0 | 0 | 0 | 142.6 | 889.7 | 6.2 | 0 | 0 | 0 | 0 | 0 | 0 | 142.6 | 889.7 | 6.2
69 | REDD_66276_Out | 0 | 0 | 0 | 0 | 0 | 0 | 0 | 0 | 0 | 0 | 0 | 0 | 0 | 0 | 0 | 0 | 0 | 0
70 | Douglas_38185 | 0 | 0 | 0 | 0 | 0 | 0 | 0 | 0 | 0 | 0 | 0 | 0 | 0 | 0 | 0 | 0 | 0 | 0
71 | PGE_Cove_83984 | 0 | 0 | 0 | 0 | 0 | 0 | 0 | 0 | 0 | 0 | 0 | 0 | 0 | 0 | 0 | 0 | 0 | 0
72 | FC1_42818_Out | 0 | 0 | 0 | 0 | 0 | 0 | 0 | 0 | 0 | 0 | 0 | 0 | 0 | 0 | 0 | 0 | 0 | 0
73 | FC1_63510_Out | 0 | 0 | 0 | 0 | 0 | 0 | 0 | 0 | 0 | 0 | 0 | 0 | 0 | 0 | 0 | 0 | 0 | 0
74 | FC4_79207_Out | 0 | 0 | 0 | 0 | 0 | 0 | 0 | 0 | 0 | 0 | 0 | 0 | 0 | 0 | 0 | 0 | 0 | 0
75 | Cowlitz_65787 | 0 | 0 | 0 | 0 | 0 | 0 | 0 | 0 | 0 | 0 | 0 | 0 | 0 | 0 | 0 | 0 | 0 | 0
76 | SIE_64885_McNary | 0 | 0 | 0 | 0 | 0 | 0 | 0 | 0 | 0 | 0 | 0 | 0 | 0 | 0 | 0 | 0 | 0 | 0
77 | SMUD_24296_In | 0 | 0 | 0 | 0 | 0 | 0 | 0 | 0 | 0 | 0 | 0 | 0 | 0 | 0 | 0 | 0 | 0 | 0
78 | APS_58118_FC_In | 0 | 0 | 0 | 0 | 0 | 0 | 0 | 0 | 0 | 0 | 0 | 0 | 0 | 0 | 0 | 0 | 0 | 0
79 | APS_58119_FC_Out | 0 | 0 | 0 | 0 | 0 | 0 | 0 | 0 | 0 | 0 | 0 | 0 | 0 | 0 | 0 | 0 | 0 | 0
80 | REDD_66276_In | 0 | 0 | 0 | 0 | 0 | 0 | 0 | 0 | 0 | 0 | 0 | 0 | 0 | 0 | 0 | 0 | 0 | 0
81 | APS_58118_AZ_In | 0 | 0 | 0 | 0 | 0 | 0 | 0 | 0 | 0 | 0 | 0 | 0 | 0 | 0 | 0 | 0 | 0 | 0
82 | APS_58119_AZ_Out | 0 | 0 | 0 | 0 | 0 | 0 | 0 | 0 | 0 | 0 | 0 | 0 | 0 | 0 | 0 | 0 | 0 | 0
83 | SIE_64885_Goshen | 0 | 0 | 0 | 0 | 0 | 0 | 0 | 0 | 0 | 0 | 0 | 0 | 0 | 0 | 0 | 0 | 0 | 0
84 | Hermiston1 | 98.7 | 143.5 | 1.5 | 0 | 0 | 0 | 30.6 | 11.7 | 0.4 | 83.7 | 36.8 | 0.4 | 0 | 0 | 0 | 213.1 | 192 | 0.9
85 | Deseret_194277 | 0 | 0 | 0 | 0 | 0 | 0 | 338.1 | 5077.2 | 15 | 0 | 1.5 | 39.4 | 0 | 0 | 0 | 338.2 | 5078.8 | 15
86 | DSM_ID_Irrigate | 0 | 0 | 0 | 0 | 0 | 0 | 3.8 | 59.4 | 15.8 | 17.8 | 263.5 | 14.8 | 0 | 0 | 0 | 21.6 | 322.9 | 14.9
87 | QF_Exxon_236032 | 0 | 0 | 0 | 0 | 0 | 0 | 0 | 0 | 0 | 0 | 0 | 0 | 0 | 0 | 0 | 0 | 0 | 0
88 | QF_SUNN_Ad_59965 | 0 | 0 | 0 | 0 | 0 | 0 | 0 | 0 | 0 | 0 | 0 | 0 | 0 | 0 | 0 | 0 | 0 | 0
89 | QF_SUNN_Ba_83997 | 0 | 0 | 0 | 0 | 0 | 0 | 0 | 0 | 0 | 0 | 0 | 0 | 0 | 0 | 0 | 0 | 0 | 0
90 | QF_Tesoro_519533 | 0 | 0 | 0 | 0 | 0 | 0 | 0 | 0 | 0 | 0 | 0 | 0 | 0 | 0 | 0 | 0 | 0 | 0
91 | BHPL_28160_Loss | 0 | 0 | 0 | 0 | 0 | 0 | 0 | 0 | 0 | 0 | 0 | 0 | 0 | 0 | 0 | 0 | 0 | 0
92 | Rogue | 0 | 0 | 0 | 0 | 0 | 0 | 0 | 0 | 0 | 0 | 0 | 0 | 0 | 0 | 0 | 0 | 0 | 0
93 | MidColumbia | 30.9 | 609.3 | 19.7 | 0 | 0 | 0 | 25 | 519.7 | 20.8 | 44.9 | 1211 | 27 | 0 | 0 | 0 | 100.7 | 2339.9 | 23.2
94 | Toketee-Slide | 0 | 0 | 0 | 0 | 0 | 0 | 0 | 0 | 0 | 0 | 0 | 0 | 0 | 0 | 0 | 0 | 0 | 0
95 | SmallWestHydro | 0 | 0 | 0 | 0 | 0 | 0 | 0 | 0 | 0 | 0 | 0 | 0 | 0 | 0 | 0 | 0 | 0 | 0
96 | PSCO_340325_In | 0 | 0 | 0 | 0 | 0 | 0 | 0 | 0 | 0 | 0 | 0 | 0 | 0 | 0 | 0 | 0 | 0 | 0
97 | PSCO_340325_Out | 0 | 0 | 0 | 0 | 0 | 0 | 0 | 0 | 0 | 0 | 0 | 0 | 0 | 0 | 0 | 0 | 0 | 0
98 | HURR_393045_S | 0 | 0 | 0 | 0 | 0 | 0 | 0 | 0 | 0 | 0 | 0 | 0 | 0 | 0 | 0 | 0 | 0 | 0
99 | HURR_393045_P | 0 | 0 | 0 | 0 | 0 | 0 | 0 | 0 | 0 | 0 | 0 | 0 | 0 | 0 | 0 | 0 | 0 | 0
100 | QF_EVB_351030 | 0 | 0 | 0 | 0 | 0 | 0 | 0 | 0 | 0 | 0 | 0 | 0 | 0 | 0 | 0 | 0 | 0 | 0
101 | WEYE_Res_356685 | 0 | 0 | 0 | 0 | 0 | 0 | 0 | 0 | 0 | 0 | 0 | 0 | 0 | 0 | 0 | 0 | 0 | 0
102 | Chehalis | 102 | 125.8 | 1.2 | 0 | 0 | 0 | 59.3 | 190.5 | 3.2 | 17.2 | 20.4 | 1.2 | 0 | 0 | 0 | 178.4 | 336.7 | 1.9
103 | PAC-Mead PUR | 0 | 0 | 0 | 0 | 0 | 0 | 30.9 | 468.5 | 15.2 | 0 | 0 | 0 | 0 | 0 | 0 | 30.9 | 468.5 | 15.2
104 | PAC-Mead SALE | 0 | 0 | 0 | 0 | 0 | 0 | 0 | 0 | 0 | 0 | 0 | 0 | 0 | 0 | 0 | 0 | 0 | 0
105 | PAC-Mona PUR | 0 | 0 | 0 | 0 | 0 | 0 | 821 | 8672.3 | 10.6 | 0.2 | 0 | 0 | 0 | 0 | 0 | 821.1 | 8672.3 | 10.6
106 | PAC-Mona SALE | 0 | 0 | 0 | 0 | 0 | 0 | 0 | 0 | 0 | 0 | 0 | 0 | 0 | 0 | 0 | 0 | 0 | 0
107 | Copco 1-2 | 0 | 0 | 0 | 0 | 0 | 0 | 35.6 | 528.4 | 14.9 | 30.8 | 607.7 | 19.7 | 0 | 0 | 0 | 66.4 | 1136.1 | 17.1
108 | QF_CA_Hydro | 0 | 0 | 0 | 0 | 0 | 0 | 0 | 0 | 0 | 0 | 0 | 0 | 0 | 0 | 0 | 0 | 0 | 0
109 | QF_OR_Biomass | 0 | 0 | 0 | 0 | 0 | 0 | 0 | 0 | 0 | 0 | 0 | 0 | 0 | 0 | 0 | 0 | 0 | 0
110 | QF_OR_Hydro | 0 | 0 | 0 | 0 | 0 | 0 | 0 | 0 | 0 | 0 | 0 | 0 | 0 | 0 | 0 | 0 | 0 | 0
111 | QF_OR_Thermal | 0 | 0 | 0 | 0 | 0 | 0 | 0 | 0 | 0 | 0 | 0 | 0 | 0 | 0 | 0 | 0 | 0 | 0
112 | QF_UTS_Biomass | 0 | 0 | 0 | 0 | 0 | 0 | 0 | 0 | 0 | 0 | 0 | 0 | 0 | 0 | 0 | 0 | 0 | 0
113 | QF_UTN_Hydro | 0 | 0 | 0 | 0 | 0 | 0 | 0 | 0 | 0 | 0 | 0 | 0 | 0 | 0 | 0 | 0 | 0 | 0
114 | QF_WAYA_Biomass | 0 | 0 | 0 | 0 | 0 | 0 | 0 | 0 | 0 | 0 | 0 | 0 | 0 | 0 | 0 | 0 | 0 | 0
115 | QF_WAWW_Hydro | 0 | 0 | 0 | 0 | 0 | 0 | 0 | 0 | 0 | 0 | 0 | 0 | 0 | 0 | 0 | 0 | 0 | 0
116 | QF_WAYA_Wind | 0 | 0 | 0 | 0 | 0 | 0 | 0 | 0 | 0 | 0 | 0 | 0 | 0 | 0 | 0 | 0 | 0 | 0
117 | QF_WY_Hydro | 0 | 0 | 0 | 0 | 0 | 0 | 0 | 0 | 0 | 0 | 0 | 0 | 0 | 0 | 0 | 0 | 0 | 0
118 | QF_ID_Hydro | 0 | 0 | 0 | 0 | 0 | 0 | 0 | 0 | 0 | 0 | 0 | 0 | 0 | 0 | 0 | 0 | 0 | 0
119 | PAC-NOB PUR | 0 | 0 | 0 | 0 | 0 | 0 | 1.1 | 0.1 | 0.1 | 0.8 | 0.5 | 0.6 | 0 | 0 | 0 | 1.9 | 0.5 | 0.3
120 | SCL_New_Out | 0 | 0 | 0 | 0 | 0 | 0 | 0 | 0 | 0 | 0 | 0 | 0 | 0 | 0 | 0 | 0 | 0 | 0
121 | QF_RBFP_E20771 | 0 | 0 | 0 | 0 | 0 | 0 | 0 | 0 | 0 | 0 | 0 | 0 | 0 | 0 | 0 | 0 | 0 | 0
122 | ConstEng_E999691 | 0 | 0 | 0 | 0 | 0 | 0 | 0 | 0 | 0 | 0 | 0 | 0 | 0 | 0 | 0 | 0 | 0 | 0
123 | TMF_BioF_E20958 | 0 | 0 | 0 | 0 | 0 | 0 | 0 | 0.2 | 11.5 | 0 | 0 | 0 | 0 | 0 | 0 | 0 | 0.2 | 11.5
124 | PAC-NOB SALE | 0 | 0 | 0 | 0 | 0 | 0 | 0 | 0 | 0 | 0 | 0 | 0 | 0 | 0 | 0 | 0 | 0 | 0
125 | I_Naughton3_GCF | 20.3 | 289.4 | 14.3 | 0 | 0 | 0 | 21.6 | 513.8 | 23.8 | 0.4 | 4.1 | 9.5 | 0 | 0 | 0 | 42.3 | 807.4 | 19.1
126 | BHPL_27013R_MC_S | 0 | 0 | 0 | 0 | 0 | 0 | 0 | 0 | 0 | 0 | 0 | 0 | 0 | 0 | 0 | 0 | 0 | 0
127 | BHPL_27013R_US_S | 0 | 0 | 0 | 0 | 0 | 0 | 0 | 0 | 0 | 0 | 0 | 0 | 0 | 0 | 0 | 0 | 0 | 0
128 | UMPA_45631R_S | 0 | 0 | 0 | 0 | 0 | 0 | 0 | 0 | 0 | 0 | 0 | 0 | 0 | 0 | 0 | 0 | 0 | 0
129 | DorenaHyd_20887 | 0 | 0 | 0 | 0 | 0 | 0 | 0 | 0 | 0 | 0 | 0 | 0 | 0 | 0 | 0 | 0 | 0 | 0
130 | QF_Bioms1_234159 | 0 | 0 | 0 | 0 | 0 | 0 | 0 | 0 | 0 | 0 | 0 | 0 | 0 | 0 | 0 | 0 | 0 | 0
131 | ObsidianBlkCap | 0 | 0 | 0 | 0 | 0 | 0 | 0 | 0 | 0 | 0 | 0 | 0 | 0 | 0 | 0 | 0 | 0 | 0
132 | QF_CA_Biomass | 0 | 0 | 0 | 0 | 0 | 0 | 0 | 0 | 0 | 0 | 0 | 0 | 0 | 0 | 0 | 0 | 0 | 0
133 | QF_ID_Biomass | 0 | 0 | 0 | 0 | 0 | 0 | 0 | 0 | 0 | 0 | 0 | 0 | 0 | 0 | 0 | 0 | 0 | 0
134 | QF_UTN_Wind | 0 | 0 | 0 | 0 | 0 | 0 | 0 | 0 | 0 | 0 | 0 | 0 | 0 | 0 | 0 | 0 | 0 | 0
135 | QF_WAYA_Hydro | 0 | 0 | 0 | 0 | 0 | 0 | 0 | 0 | 0 | 0 | 0 | 0 | 0 | 0 | 0 | 0 | 0 | 0
136 | QF_WY_Wind | 0 | 0 | 0 | 0 | 0 | 0 | 0 | 0 | 0 | 0 | 0 | 0 | 0 | 0 | 0 | 0 | 0 | 0
137 | DSM_CooKeeper_Te | 0 | 0 | 0 | 0 | 0 | 0 | 6.6 | 107.2 | 16.3 | 10.9 | 159 | 14.6 | 0 | 0 | 0 | 17.5 | 266.2 | 15.2
138 | DSM_UT_Irrigate_ | 0 | 0 | 0 | 0 | 0 | 0 | 1.4 | 22.1 | 15.7 | 5 | 79.5 | 16 | 0 | 0 | 0 | 6.4 | 101.6 | 15.9
139 | BHPL_27013R_WYNE | 0 | 0 | 0 | 0 | 0 | 0 | 0 | 0 | 0 | 0 | 0 | 0 | 0 | 0 | 0 | 0 | 0 | 0
140 | BHPL_27013R_JB | 0 | 0 | 0 | 0 | 0 | 0 | 0 | 0 | 0 | 0 | 0 | 0 | 0 | 0 | 0 | 0 | 0 | 0
141 | QF_Latigo_21022 | 0 | 0 | 0 | 0 | 0 | 0 | 0 | 0 | 0 | 0 | 0 | 0 | 0 | 0 | 0 | 0 | 0 | 0
142 | Long Ridge1_2102 | 0 | 0 | 0 | 0 | 0 | 0 | 0 | 0 | 0 | 0 | 0 | 0 | 0 | 0 | 0 | 0 | 0 | 0
143 | Long Ridge2_2102 | 0 | 0 | 0 | 0 | 0 | 0 | 0 | 0 | 0 | 0 | 0 | 0 | 0 | 0 | 0 | 0 | 0 | 0
144 | BlueMountain_210 | 0 | 0 | 0 | 0 | 0 | 0 | 0 | 0 | 0 | 0 | 0 | 0 | 0 | 0 | 0 | 0 | 0 | 0
145 | Buckhorn_Solar | 0 | 0 | 0 | 0 | 0 | 0 | 0 | 0 | 0 | 0 | 0 | 0 | 0 | 0 | 0 | 0 | 0 | 0
146 | CedarValley_Sola | 0 | 0 | 0 | 0 | 0 | 0 | 0 | 0 | 0 | 0 | 0 | 0 | 0 | 0 | 0 | 0 | 0 | 0
147 | Beryl_Solar | 0 | 0 | 0 | 0 | 0 | 0 | 0 | 0 | 0 | 0 | 0 | 0 | 0 | 0 | 0 | 0 | 0 | 0
148 | Greenvile_Solar | 0 | 0 | 0 | 0 | 0 | 0 | 0 | 0 | 0 | 0 | 0 | 0 | 0 | 0 | 0 | 0 | 0 | 0
149 | MilfordFlat_Sola | 0 | 0 | 0 | 0 | 0 | 0 | 0 | 0 | 0 | 0 | 0 | 0 | 0 | 0 | 0 | 0 | 0 | 0
150 | QF_UTN_Solar | 0 | 0 | 0 | 0 | 0 | 0 | 0 | 0 | 0 | 0 | 0 | 0 | 0 | 0 | 0 | 0 | 0 | 0
151 | QF_FiddlerCanyon | 0 | 0 | 0 | 0 | 0 | 0 | 0 | 0 | 0 | 0 | 0 | 0 | 0 | 0 | 0 | 0 | 0 | 0
152 | QF_SouthMilford_ | 0 | 0 | 0 | 0 | 0 | 0 | 0 | 0 | 0 | 0 | 0 | 0 | 0 | 0 | 0 | 0 | 0 | 0
153 | QF_Manderfield_2 | 0 | 0 | 0 | 0 | 0 | 0 | 0 | 0 | 0 | 0 | 0 | 0 | 0 | 0 | 0 | 0 | 0 | 0
154 | QF_GranitePeak_2 | 0 | 0 | 0 | 0 | 0 | 0 | 0 | 0 | 0 | 0 | 0 | 0 | 0 | 0 | 0 | 0 | 0 | 0
155 | QF_LahoSolar_210 | 0 | 0 | 0 | 0 | 0 | 0 | 0 | 0 | 0 | 0 | 0 | 0 | 0 | 0 | 0 | 0 | 0 | 0
156 | OSIP_Projects | 0 | 0 | 0 | 0 | 0 | 0 | 0 | 0 | 0 | 0 | 0 | 0 | 0 | 0 | 0 | 0 | 0 | 0
157 | PSCO_FC_340325_o | 0 | 0 | 0 | 0 | 0 | 0 | 0 | 0 | 0 | 0 | 0 | 0 | 0 | 0 | 0 | 0 | 0 | 0
158 | Tri-State_27057 | 0 | 0 | 0 | 0 | 0 | 0 | 0 | 0 | 0 | 0 | 0 | 0 | 0 | 0 | 0 | 0 | 0 | 0
159 | StoneHouseSolar_ | 0 | 0 | 0 | 0 | 0 | 0 | 0 | 0 | 0 | 0 | 0 | 0 | 0 | 0 | 0 | 0 | 0 | 0
160 | BevansPoint | 0 | 0 | 0 | 0 | 0 | 0 | 0 | 0 | 0 | 0 | 0 | 0 | 0 | 0 | 0 | 0 | 0 | 0
161 | MagCorp_144408 | 0 | 0 | 0 | 0 | 0 | 0 | 0 | 0 | 0 | 677.8 | ****** | 17.7 | 0 | 0 | 0 | 677.8 | ****** | 17.7
162 | Nucor_137328 | 0 | 0 | 0 | 0 | 0 | 0 | 0 | 0 | 0 | 534.3 | 9452.7 | 17.7 | 0 | 0 | 0 | 534.3 | 9452.7 | 17.7
163 | MonsanCur_145258 | 0 | 0 | 0 | 0 | 0 | 0 | 0 | 0 | 0 | 0 | 0 | 0 | 0 | 0 | 0 | 0 | 0 | 0
164 | SCL_New_Reserve | 0 | 0 | 0 | 0 | 0 | 0 | 0 | 0 | 0 | 0 | 0 | 0 | 0 | 0 | 0 | 0 | 0 | 0
165 | LakeSide2 | 1124.4 | ****** | 10.5 | 0 | 0 | 0 | 56.5 | 600.6 | 10.6 | 0 | 1.1 | 21.5 | 0 | 0 | 0 | 1180.9 | ****** | 10.5
166 | WI_Goshen | 0 | 0 | 0 | 0 | 0 | 0 | 0 | 0 | 0 | 0 | 0 | 0 | 0 | 0 | 0 | 0 | 0 | 0
167 | WI_MidC | 0 | 0 | 0 | 0 | 0 | 0 | 0 | 0 | 0 | 0 | 0 | 0 | 0 | 0 | 0 | 0 | 0 | 0
168 | WI_UtahNorth | 0 | 0 | 0 | 0 | 0 | 0 | 0 | 0 | 0 | 0 | 0 | 0 | 0 | 0 | 0 | 0 | 0 | 0
169 | WI_WallaWalla | 0 | 0 | 0 | 0 | 0 | 0 | 0 | 0 | 0 | 0 | 0 | 0 | 0 | 0 | 0 | 0 | 0 | 0
170 | WI_WyomingNE | 0 | 0 | 0 | 0 | 0 | 0 | 0 | 0 | 0 | 0 | 0 | 0 | 0 | 0 | 0 | 0 | 0 | 0
| SYSTEM TOTAL | 4342 | ****** | 14.8 | 0 | 0 | 0 | 3289.2 | ****** | 16.3 | 2147.5 | ****** | 19.5 | 0 | 0 | 0 | 9778.7 | ****** | 16.3
Ancil | lary S | ervices Deficit R | eport
----- | ------ | ----------------- | -----
|  |  | ---------------- | #NAME? | ncillary S | ervices -- | ---------- | ----------
[5 empty] | Required | Available | Deficit | DefCost
No. | Type | Deficit Area | Name | Hrs | GWh | GWh | GWh | 0
--- | ---- | ---------------- | ---------------- | ------ | --------- | --------- | --------- | ---------
1 | CA | PAC EAST | REG.UP | 8 | 2859.5 | 2859.4 | 0.1 | 0
2 | CA | PAC EAST | REG.DOWN | 0 | 0 | 0 | 0 | 0
3 | CA | PAC EAST | SPIN | 823 | 2181.9 | 2178.2 | 3.7 | 345.2
4 | CA | PAC EAST | NONSPIN | 0 | 1493.6 | 1493.6 | 0 | 0
5 | CA | PAC EAST | NONSPIN2 | 0 | 0 | 0 | 0 | 0
6 | CA | PAC WEST | REG.UP | 12 | 1482.8 | 1482.6 | 0.2 | 0
7 | CA | PAC WEST | REG.DOWN | 0 | 0 | 0 | 0 | 0
8 | CA | PAC WEST | SPIN | 31 | 1111.1 | 1111 | 0 | 12.6
9 | CA | PAC WEST | NONSPIN | 91 | 653.9 | 653.9 | 0 | 0
10 | CA | PAC WEST | NONSPIN2 | 0 | 0 | 0 | 0 | 0
Stati | on Report
----- | ---------
|  |  | Aux | Cap |  |  | Heat H | ours | Fuel/P | rch Cost | Star | t Star | t O&M | O&M | Opert | Total | Total
|  | Energy | Dmnd | Fctr | Sta- | FuelBurn | Rate | per | ¢/MBtu | <F> $0 | 00 Fu | el Co | st Fix | ed V | ar Co | st Co | st Cost
No. | Station | GWh | GWh | % | rts | GBtu | Btu/kWh | Unit | $/MWh | <P> $00 | 0 GBt | u $00 | 0 $00 | 0 $00 | 0 $/MW | h $/MW | h $000
--- | ---------------- | -------- | ------ | ----- | ---- | --------- | ------ | ---- | ------ | --- ----- | ---- | ----- | ------ | ----- | ------ | ------ | --------
1 | BearRiver | 148.4 | 0 | 29.5 | 0 |  |  | 8760 | 0 | 0 |  | 0 | 0 | 0 | 0 | 0 | 0
2 | Clearwater1 | 33.4 | 0 | 97.5 | 0 |  |  | 8760 | 0 | 0 |  | 0 | 0 | 0 | 0 | 0 | 0
3 | Clearwater2 | 45 | 0 | 99 | 0 |  |  | 8760 | 0 | 0 |  | 0 | 0 | 0 | 0 | 0 | 0
4 | FishCreek | 36.5 | 0 | 100 | 0 |  |  | 8760 | 0 | 0 |  | 0 | 0 | 0 | 0 | 0 | 0
5 | GemState_99489 | 49.7 | 0 | 100 | 0 |  |  | 8760 | 0 | 0 |  | 0 | 0 | 0 | 0 | 0 | 0
6 | IronGate | 132.6 | 0 | 100 | 0 |  |  | 8760 | 0 | 0 |  | 0 | 0 | 0 | 0 | 0 | 0
7 | JCBoyle | 322.7 | 0 | 100 | 0 |  |  | 8760 | 0 | 0 |  | 0 | 0 | 0 | 0 | 0 | 0
8 | Lemolo2 | 149.4 | 0 | 100 | 0 |  |  | 8760 | 0 | 0 |  | 0 | 0 | 0 | 0 | 0 | 0
9 | Lemolo1 | 134.8 | 0 | 96 | 0 |  |  | 8760 | 0 | 0 |  | 0 | 0 | 0 | 0 | 0 | 0
10 | Merwin | 417.1 | 0 | 100 | 0 |  |  | 8760 | 0 | 0 |  | 0 | 0 | 0 | 0 | 0 | 0
11 | SmallEastHydro | 110.1 | 0 | 100 | 0 |  |  | 8760 | 0 | 0 |  | 0 | 0 | 0 | 0 | 0 | 0
12 | SodaSprings | 43.2 | 0 | 100 | 0 |  |  | 8760 | 0 | 0 |  | 0 | 0 | 0 | 0 | 0 | 0
13 | Swift1 | 744 | 0 | 34.2 | 0 |  |  | 8760 | 0 | 0 |  | 0 | 0 | 0 | 0 | 0 | 0
14 | Swift2 | 228.8 | 0 | 94.5 | 0 |  |  | 8760 | 0 | 0 |  | 0 | 0 | 0 | 0 | 0 | 0
15 | UKL | 0 | 0 | 0 | 0 |  |  | 0 | 0 | 0 |  | 0 | 0 | 0 | 0 | 0 | 0
16 | Yale | 631.1 | 0 | 43.4 | 0 |  |  | 8760 | 0 | 0 |  | 0 | 0 | 0 | 0 | 0 | 0
17 | Blundell | 209.4 | 0 | 78.7 | 1 | 2094.1 | 10000 | 8424 | 0 | 0 | 0 | 0 | 0 | 557 | 2.66 | 2.66 | 557
18 | Carbon1 | 99.8 | 0 | 73.9 | 0 | 1225.7 | 12285 | 2160 | 194.5 | 2384 | 0 | 0 | 0 | 227 | 26.17 | 26.17 | 2611
19 | Carbon2 | 170.6 | 0 | 82.2 | 0 | 1991.7 | 11672 | 2160 | 194.5 | 3874 | 0 | 0 | 0 | 389 | 24.98 | 24.98 | 4262
20 | Cholla4 | 2564.4 | 0 | 79.6 | 0 | 27396.8 | 10684 | 8760 | 226.8 | 62143 | 0 | 0 | 36049 | 1846 | 24.95 | 39.01 | 100038
21 | Colstrip3 | 610.4 | 0 | 97.7 | 0 | 6564.4 | 10755 | 8760 | 131.4 | 8622 | 0 | 0 | 5005 | 802 | 15.44 | 23.64 | 14429
22 | Colstrip4 | 610.2 | 0 | 97.6 | 0 | 6634 | 10872 | 8760 | 131.4 | 8714 | 0 | 0 | 4878 | 816 | 15.62 | 23.61 | 14408
23 | Craig1 | 657.8 | 0 | 92.9 | 21 | 6565.1 | 9980 | 8615 | 205.5 | 13489 | 1 | 5 | 7494 | 0 | 20.51 | 31.91 | 20988
24 | Craig2 | 674.5 | 0 | 94.7 | 0 | 6828.4 | 10123 | 8760 | 205.5 | 14030 | 0 | 0 | 8129 | 0 | 20.8 | 32.85 | 22159
25 | GadsbyGT3 | 0 | 0 | 0 | 0 | 0 | 0 | 0 | 0 | 0 | 0 | 0 | 0 | 0 | 0 | 0 | 0
26 | Gadsby1 | 0 | 0 | 0 | 0 | 0 | 0 | 0 | 0 | 0 | 0 | 0 | 0 | 0 | 0 | 0 | 0
27 | Gadsby2 | 0 | 0 | 0 | 0 | 0 | 0 | 0 | 0 | 0 | 0 | 0 | 0 | 0 | 0 | 0 | 0
28 | Gadsby3 | 0 | 0 | 0 | 0 | 0 | 0 | 0 | 0 | 0 | 0 | 0 | 0 | 0 | 0 | 0 | 0
29 | GadsbyGT2 | 0 | 0 | 0 | 0 | 0 | 0 | 0 | 0 | 0 | 0 | 0 | 0 | 0 | 0 | 0 | 0
30 | GadsbyGT1 | 0 | 0 | 0 | 0 | 0 | 0 | 0 | 0 | 0 | 0 | 0 | 0 | 0 | 0 | 0 | 0
31 | Hayden1 | 234.3 | 0 | 64.9 | 1 | 2444.9 | 10436 | 6514 | 240.7 | 5885 | 0 | 0 | 6734 | 185 | 25.91 | 54.66 | 12804
32 | Hayden2 | 214.3 | 0 | 76.9 | 0 | 2187.4 | 10206 | 8760 | 240.7 | 5266 | 0 | 0 | 3678 | 0 | 24.57 | 41.73 | 8943
33 | Hermiston2 | 1115.4 | 0 | 55 | 139 | 8414.7 | 7544 | 6181 | 405.2 | 34100 | 123 | 504 | 0 | 1060 | 31.52 | 31.98 | 35663
34 | Hunter3 | 3665.2 | 0 | 95.2 | 0 | 37226.5 | 10157 | 8760 | 186.1 | 69274 | 0 | 0 | 24168 | 0 | 18.9 | 25.49 | 93442
35 | Hunter1 | 3293.5 | 0 | 96.2 | 0 | 34469.9 | 10466 | 8760 | 186.1 | 64145 | 0 | 0 | 37275 | 461 | 19.62 | 30.93 | 101881
36 | Hunter2 | 1981 | 0 | 89.7 | 2 | 20124.9 | 10159 | 8065 | 186.1 | 37450 | 3 | 81 | 19580 | 0 | 18.9 | 28.83 | 57112
37 | Huntington1 | 3742.7 | 0 | 98.9 | 0 | 36092.1 | 9643 | 8760 | 162.3 | 58595 | 0 | 0 | 25192 | 0 | 15.66 | 22.39 | 83787
38 | Huntington2 | 3155.6 | 0 | 89 | 2 | 32027.4 | 10149 | 7903 | 162.3 | 51996 | 4 | 99 | 34338 | 0 | 16.48 | 27.39 | 86432
39 | JBridger1 | 2657.3 | 0 | 93.9 | 1 | 27332.1 | 10286 | 8682 | 191.3 | 52295 | 2 | 68 | 18298 | 664 | 19.93 | 26.84 | 71325
40 | JBridger2 | 2684.7 | 0 | 90.8 | 1 | 27872.4 | 10382 | 8682 | 191.3 | 53328 | 3 | 89 | 21071 | 644 | 20.1 | 27.99 | 75133
41 | JBridger3 | 1770.8 | 0 | 64.8 | 2 | 18619.6 | 10515 | 6413 | 191.3 | 35625 | 18 | 499 | 29184 | 1966 | 21.23 | 37.99 | 67273
42 | JBridger4 | 2616.3 | 0 | 90.7 | 1 | 27080.8 | 10351 | 8681 | 191.3 | 51814 | 4 | 124 | 16572 | 837 | 20.12 | 26.51 | 69347
43 | JamesRiverCG | 121.8 | 0 | 97.5 | 1 | 876.9 | 7200 | 8520 | 0 | 0 | 0 | 0 | 0 | 11907 | 97.76 | 97.76 | 11907
44 | Johnston1 | 755.5 | 0 | 89.5 | 1 | 8398.6 | 11116 | 8728 | 106.8 | 8974 | 0 | 9 | 6435 | 204 | 12.15 | 20.68 | 15621
45 | Johnston2 | 776.3 | 0 | 89.5 | 1 | 8544.2 | 11006 | 8694 | 106.8 | 9129 | 1 | 18 | 7562 | 194 | 12.01 | 21.77 | 16903
46 | Johnston3 | 1440.6 | 0 | 79.9 | 2 | 16509.6 | 11460 | 7902 | 106.8 | 17640 | 8 | 236 | 23357 | 533 | 12.62 | 28.99 | 41766
47 | Johnston4 | 2489.4 | 0 | 94.3 | 0 | 26647 | 10704 | 8760 | 106.8 | 28471 | 0 | 0 | 22750 | 772 | 11.75 | 20.89 | 51993
48 | Naughton1 | 979.8 | 0 | 75.6 | 0 | 10221.8 | 10433 | 8760 | 213.4 | 21814 | 0 | 0 | 11247 | 333 | 22.6 | 34.08 | 33394
49 | Naughton2 | 1127.4 | 0 | 66.5 | 2 | 11860.9 | 10520 | 7865 | 213.4 | 25311 | 3 | 13 | 23117 | 395 | 22.8 | 43.32 | 48836
50 | WestValleyCi GT1 | 0 | 0 | 0 | 0 | 0 | 0 | 0 | 0 | 0 | 0 | 0 | 0 | 0 | 0 | 0 | 0
51 | WestValleyCi GT4 | 0 | 0 | 0 | 0 | 0 | 0 | 0 | 0 | 0 | 0 | 0 | 0 | 0 | 0 | 0 | 0
52 | WestValleyCi GT5 | 0 | 0 | 0 | 0 | 0 | 0 | 0 | 0 | 0 | 0 | 0 | 0 | 0 | 0 | 0 | 0
53 | WestValleyCi GT3 | 0 | 0 | 0 | 0 | 0 | 0 | 0 | 0 | 0 | 0 | 0 | 0 | 0 | 0 | 0 | 0
54 | WestValleyCi GT2 | 0 | 0 | 0 | 0 | 0 | 0 | 0 | 0 | 0 | 0 | 0 | 0 | 0 | 0 | 0 | 0
55 | Wyodak1 | 1710.8 | 0 | 75.3 | 2 | 20713.8 | 12108 | 7938 | 110.5 | 22898 | 4 | 106 | 21495 | 599 | 13.73 | 26.36 | 45097
56 | CurrantCreek | 1381.4 | 0 | 30.3 | 228 | 10039.3 | 7267 | 3631 | 392.3 | 39388 | 810 | 3195 | 0 | 4993 | 32.13 | 34.44 | 47576
57 | BigFork | 25.3 | 0 | 100 | 0 |  |  | 8760 | 0 | 0 |  | 0 | 0 | 0 | 0 | 0 | 0
58 | LakeSide | 2268.9 | 0 | 50.7 | 165 | 16067.2 | 7082 | 6443 | 392.5 | 63058 | 587 | 2348 | 0 | 6559 | 30.68 | 31.72 | 71965
59 | PAC-COB SALE | -912.7 | 0 | 81.5 | 248 |  |  | 7280 | 39.8 | -36349 |  | 0 | 0 | 0 | 39.83 | 39.83 | -36349
60 | PAC-COB PUR | 344.6 | 0 | 3.9 | 286 |  |  | 1651 | 27.6 | 9525 |  | 0 | 0 | 0 | 27.64 | 27.64 | 9525
61 | PAC-MIDC SALE | -139.9 | 0 | 0 | 292 |  |  | 2142 | 35.7 | -4996 |  | 0 | 0 | 0 | 35.71 | 35.71 | -4996
62 | PAC-MIDC PUR | 2460.8 | 0 | 28.1 | 272 |  |  | 6949 | 31.2 | 76734 |  | 0 | 0 | 0 | 31.18 | 31.18 | 76734
63 | PAC-FC SALE | -1859.8 | 0 | 85.2 | 210 |  |  | 8054 | 34.6 | -64277 |  | 0 | 0 | 0 | 34.56 | 34.56 | -64277
64 | PAC-FC PUR | 169.3 | 0 | 1.9 | 355 |  |  | 1023 | 43.4 | 7346 |  | 0 | 0 | 0 | 43.4 | 43.4 | 7346
65 | PAC-PV SALE | -3404.5 | 0 | 0.4 | 0 |  |  | 8760 | 34.5 | -117444 |  | 0 | 0 | 0 | 34.5 | 34.5 | -117444
66 | PAC-PV PUR | 0 | 0 | 0 | 440 |  |  | 1382 | 0 | 0 |  | 0 | 0 | 0 | 0 | 0 | 0
67 | Monsanto_145258 | 0 | 0 | 0 | 0 |  |  | 0 | 0 | 0 |  | 0 | 0 | 0 | 0 | 0 | 0
68 | APS_27875_Supp | 115.8 | 0 | 9.5 | 0 |  |  | 8760 | 40.7 | 4716 |  | 0 | 0 | 4716 | 81.44 | 81.44 | 9431
69 | REDD_66276_Out | -127 | 0 | 100 | 0 |  |  | 8016 | 0 | 0 |  | 0 | 0 | 0 | 0 | 0 | 0
70 | Douglas_38185 | 62.1 | 0 | 100 | 0 |  |  | 8760 | 35.2 | 2187 |  | 0 | 0 | 0 | 35.23 | 35.23 | 2187
71 | PGE_Cove_83984 | 12 | 0 | 100 | 0 |  |  | 8760 | 0 | 0 |  | 0 | 0 | 0 | 0 | 0 | 0
72 | FC1_42818_Out | -45.4 | 0 | 100 | 0 |  |  | 8760 | 69 | -3131 |  | 0 | 0 | 0 | 69 | 69 | -3131
73 | FC1_63510_Out | -19.3 | 0 | 100 | 0 |  |  | 8760 | 0 | 0 |  | 0 | 0 | 0 | 0 | 0 | 0
74 | FC4_79207_Out | -50.4 | 0 | 100 | 0 |  |  | 8760 | 0 | 0 |  | 0 | 0 | 0 | 0 | 0 | 0
75 | Cowlitz_65787 | -255.2 | 0 | 100 | 0 |  |  | 8760 | 0 | 0 |  | 0 | 0 | 0 | 0 | 0 | 0
76 | SIE_64885_McNary | 1376.7 | 0 | 100 | 0 |  |  | 8760 | 0 | 0 |  | 0 | 0 | 0 | 0 | 0 | 0
77 | SMUD_24296_In | 217.4 | 0 | 100 | 0 |  |  | 8736 | 37 | 8043 |  | 0 | 0 | 0 | 37 | 37 | 8043
78 | APS_58118_FC_In | 458.3 | 0 | 100 | 0 |  |  | 8760 | 0 | 0 |  | 0 | 0 | 0 | 0 | 0 | 0
79 | APS_58119_FC_Out | -279.7 | 0 | 100 | 0 |  |  | 8760 | 0 | 0 |  | 0 | 0 | 0 | 0 | 0 | 0
80 | REDD_66276_In | 114.9 | 0 | 100 | 0 |  |  | 8016 | 0 | 0 |  | 0 | 0 | 0 | 0 | 0 | 0
81 | APS_58118_AZ_In | 113.1 | 0 | 100 | 0 |  |  | 8760 | 0 | 0 |  | 0 | 0 | 0 | 0 | 0 | 0
82 | APS_58119_AZ_Out | -291.7 | 0 | 100 | 0 |  |  | 8760 | 0 | 0 |  | 0 | 0 | 0 | 0 | 0 | 0
83 | SIE_64885_Goshen | 913.6 | 0 | 100 | 0 |  |  | 8760 | 0 | 0 |  | 0 | 0 | 0 | 0 | 0 | 0
84 | Hermiston1 | 976.6 | 0 | 47.7 | 114 | 7370.8 | 7548 | 5648 | 406.7 | 29978 | 129 | 531 | 0 | 928 | 31.65 | 32.19 | 31436
85 | Deseret_194277 | 398.9 | 0 | 53.1 | 66 |  |  | 8566 | 20.8 | 8292 |  | 0 | 0 | 0 | 20.79 | 20.79 | 8292
86 | DSM_ID_Irrigate | 0 | 0 | 0 | 3 |  |  | 840 | 0 | 0 |  | 0 | 0 | 0 | 0 | 0 | 0
87 | QF_Exxon_236032 | 0 | 0 | 0 | 0 |  |  | 8760 | 0 | 0 |  | 0 | 0 | 0 | 0 | 0 | 0
88 | QF_SUNN_Ad_59965 | 58.4 | 0 | 93.9 | 2 |  |  | 8256 | 46.5 | 2714 |  | 0 | 1967 | 0 | 46.48 | 80.17 | 4681
89 | QF_SUNN_Ba_83997 | 328.4 | 0 | 93.9 | 2 |  |  | 8256 | 48.8 | 16027 |  | 0 | 9117 | 0 | 48.8 | 76.56 | 25144
90 | QF_Tesoro_519533 | 0 | 0 | 0 | 0 |  |  | 8760 | 0 | 0 |  | 0 | 0 | 0 | 0 | 0 | 0
91 | BHPL_28160_Loss | -15.6 | 0 | 100 | 0 |  |  | 8760 | 11 | -171 |  | 0 | 0 | 0 | 10.98 | 10.98 | -171
92 | Rogue | 283 | 0 | 100 | 0 |  |  | 8760 | 0 | 0 |  | 0 | 0 | 0 | 0 | 0 | 0
93 | MidColumbia | 345.5 | 0 | 64.6 | 0 |  |  | 8760 | 0 | 0 |  | 0 | 0 | 0 | 0 | 0 | 0
94 | Toketee-Slide | 288.2 | 0 | 100 | 0 |  |  | 8760 | 0 | 0 |  | 0 | 0 | 0 | 0 | 0 | 0
95 | SmallWestHydro | 20.8 | 0 | 100 | 0 |  |  | 8760 | 0 | 0 |  | 0 | 0 | 0 | 0 | 0 | 0
96 | PSCO_340325_In | 1314 | 0 | 100 | 0 |  |  | 8760 | 0 | 0 |  | 0 | 0 | 0 | 0 | 0 | 0
97 | PSCO_340325_Out | -1112.7 | 0 | 100 | 0 |  |  | 8760 | 0 | 0 |  | 0 | 0 | 0 | 0 | 0 | 0
98 | HURR_393045_S | -0.2 | 0 | 100 | 0 |  |  | 8760 | 75 | -16 |  | 0 | 0 | 0 | 75 | 75 | -16
99 | HURR_393045_P | 1.9 | 0 | 100 | 0 |  |  | 8760 | 75 | 145 |  | 0 | 0 | 0 | 75 | 75 | 145
100 | QF_EVB_351030 | 47.9 | 0 | 100 | 0 |  |  | 8736 | 66.4 | 3177 |  | 0 | 0 | 0 | 66.36 | 66.36 | 3177
101 | WEYE_Res_356685 | 0 | 0 | 0 | 0 |  |  | 0 | 0 | 0 |  | 0 | 0 | 0 | 0 | 0 | 0
102 | Chehalis | 1032.7 | 0 | 25.2 | 143 | 7576.7 | 7337 | 3283 | 413.7 | 31341 | 499 | 2090 | 0 | 3596 | 33.83 | 35.85 | 37027
103 | PAC-Mead PUR | 0 | 0 | 0 | 150 |  |  | 323 | 0 | 0 |  | 0 | 0 | 0 | 0 | 0 | 0
104 | PAC-Mead SALE | -718.8 | 0 | 63.5 | 304 |  |  | 7723 | 35.9 | -25796 |  | 0 | 0 | 0 | 35.89 | 35.89 | -25796
105 | PAC-Mona PUR | 702.2 | 0 | 8 | 810 |  |  | 5774 | 36.6 | 25693 |  | 0 | 0 | 0 | 36.59 | 36.59 | 25693
106 | PAC-Mona SALE | -316.4 | 0 | 48.5 | 598 |  |  | 6149 | 35.4 | -11199 |  | 0 | 0 | 0 | 35.39 | 35.39 | -11199
107 | Copco 1-2 | 267.3 | 0 | 57.9 | 0 |  |  | 8760 | 0 | 0 |  | 0 | 0 | 0 | 0 | 0 | 0
108 | QF_CA_Hydro | 33.3 | 0 | 100 | 0 |  |  | 8760 | 144.8 | 4825 |  | 0 | 0 | 0 | 144.84 | 144.84 | 4825
109 | QF_OR_Biomass | 3.7 | 0 | 100 | 0 |  |  | 8760 | 68.2 | 250 |  | 0 | 0 | 0 | 68.24 | 68.24 | 250
110 | QF_OR_Hydro | 162.4 | 0 | 100 | 0 |  |  | 8760 | 107.9 | 17512 |  | 0 | 0 | 0 | 107.86 | 107.86 | 17512
111 | QF_OR_Thermal | 125.6 | 0 | 100 | 0 |  |  | 8760 | 71 | 8917 |  | 0 | 0 | 0 | 71 | 71 | 8917
112 | QF_UTS_Biomass | 17.7 | 0 | 100 | 0 |  |  | 8760 | 50.7 | 900 |  | 0 | 0 | 0 | 50.75 | 50.75 | 900
113 | QF_UTN_Hydro | 6.7 | 0 | 100 | 0 |  |  | 8760 | 88.9 | 593 |  | 0 | 0 | 0 | 88.89 | 88.89 | 593
114 | QF_WAYA_Biomass | 0 | 0 | 0 | 0 |  |  | 8760 | 0 | 0 |  | 0 | 0 | 0 | 0 | 0 | 0
115 | QF_WAWW_Hydro | 0 | 0 | 0 | 0 |  |  | 8760 | 0 | 0 |  | 0 | 0 | 0 | 0 | 0 | 0
116 | QF_WAYA_Wind | 0 | 0 | 0 | 0 |  |  | 8760 | 0 | 0 |  | 0 | 0 | 0 | 0 | 0 | 0
117 | QF_WY_Hydro | 11.4 | 0 | 100 | 0 |  |  | 8760 | 71.5 | 814 |  | 0 | 0 | 0 | 71.47 | 71.47 | 814
118 | QF_ID_Hydro | 112.6 | 0 | 100 | 0 |  |  | 8760 | 92.8 | 10451 |  | 0 | 0 | 0 | 92.8 | 92.8 | 10451
119 | PAC-NOB PUR | 28.8 | 0 | 1.6 | 124 |  |  | 324 | 29.5 | 848 |  | 0 | 0 | 0 | 29.46 | 29.46 | 848
120 | SCL_New_Out | -360.9 | 0 | 100 | 0 |  |  | 8760 | 14.6 | -5258 |  | 0 | 0 | -5258 | 29.14 | 29.14 | -10517
121 | QF_RBFP_E20771 | 12 | 0 | 100 | 0 |  |  | 8760 | 54.1 | 648 |  | 0 | 0 | 0 | 54.05 | 54.05 | 648
122 | ConstEng_E999691 | 63.2 | 0 | 100 | 0 |  |  | 8760 | 54.7 | 3458 |  | 0 | 0 | 3458 | 109.44 | 109.44 | 6916
123 | TMF_BioF_E20958 | 37.2 | 0 | 88.5 | 0 |  |  | 8760 | 0 | 0 |  | 0 | 0 | 1406 | 37.76 | 37.76 | 1406
124 | PAC-NOB SALE | 0 | 0 | 0 | 0 |  |  | 0 | 0 | 0 |  | 0 | 0 | 0 | 0 | 0 | 0
125 | I_Naughton3_GCF | 158.2 | 0 | 9.1 | 11 | 1924.6 | 12163 | 1572 | 378.9 | 7292 | 23 | 88 | 4758 | 0 | 46.08 | 76.71 | 12138
126 | BHPL_27013R_MC_S | -168.9 | 0 | 100 | 0 |  |  | 8760 | 11 | -1854 |  | 0 | 0 | 0 | 10.98 | 10.98 | -1854
127 | BHPL_27013R_US_S | -65.9 | 0 | 100 | 0 |  |  | 8760 | 11 | -724 |  | 0 | 0 | 0 | 10.98 | 10.98 | -724
128 | UMPA_45631R_S | -220.8 | 0 | 100 | 0 |  |  | 8760 | 23.2 | -5131 |  | 0 | -4396 | -5131 | 46.48 | 66.39 | -14659
129 | DorenaHyd_20887 | 15.1 | 0 | 100 | 0 |  |  | 8760 | 73.5 | 1107 |  | 0 | 0 | 0 | 73.47 | 73.47 | 1107
130 | QF_Bioms1_234159 | 228.5 | 0 | 100 | 0 |  |  | 8760 | 74.9 | 17124 |  | 0 | 0 | 0 | 74.94 | 74.94 | 17124
131 | ObsidianBlkCap | 4.7 | 0 | 100 | 0 |  |  | 8760 | 72.7 | 342 |  | 0 | 0 | 0 | 72.71 | 72.71 | 342
132 | QF_CA_Biomass | 0 | 0 | 100 | 0 |  |  | 8760 | 32.2 | 1 |  | 0 | 0 | 0 | 32.24 | 32.24 | 1
133 | QF_ID_Biomass | 10.8 | 0 | 100 | 0 |  |  | 8760 | 75.4 | 814 |  | 0 | 0 | 0 | 75.4 | 75.4 | 814
134 | QF_UTN_Wind | 0 | 0 | 0 | 0 |  |  | 8760 | 0 | 0 |  | 0 | 0 | 0 | 0 | 0 | 0
135 | QF_WAYA_Hydro | 6.7 | 0 | 100 | 0 |  |  | 8760 | 38.4 | 258 |  | 0 | 0 | 0 | 38.4 | 38.4 | 258
136 | QF_WY_Wind | 0.3 | 0 | 100 | 0 |  |  | 8760 | 60.5 | 18 |  | 0 | 0 | 0 | 60.5 | 60.5 | 18
137 | DSM_CooKeeper_Te | 0 | 0 | 0 | 5 |  |  | 1848 | 0 | 0 |  | 0 | 0 | 0 | 0 | 0 | 0
138 | DSM_UT_Irrigate_ | 0 | 0 | 0 | 4 |  |  | 1008 | 0 | 0 |  | 0 | 0 | 0 | 0 | 0 | 0
139 | BHPL_27013R_WYNE | -14.9 | 0 | 14.6 | 182 |  |  | 1276 | 11 | -163 |  | 0 | 0 | 0 | 10.98 | 10.98 | -163
140 | BHPL_27013R_JB | 0 | 0 | 0 | 1 |  |  | 1 | 0 | 0 |  | 0 | 0 | 0 | 0 | 0 | 0
141 | QF_Latigo_21022 | 91.3 | 0 | 100 | 1 |  |  | 5880 | 60 | 5484 |  | 0 | 0 | 0 | 60.05 | 60.05 | 5484
142 | Long Ridge1_2102 | 0.6 | 0 | 100 | 1 |  |  | 24 | 63.8 | 40 |  | 0 | 0 | 0 | 63.76 | 63.76 | 40
143 | Long Ridge2_2102 | 0.6 | 0 | 100 | 1 |  |  | 24 | 63.8 | 40 |  | 0 | 0 | 0 | 63.76 | 63.76 | 40
144 | BlueMountain_210 | 25.3 | 0 | 100 | 1 |  |  | 768 | 60.7 | 1533 |  | 0 | 0 | 0 | 60.66 | 60.66 | 1533
145 | Buckhorn_Solar | 1.8 | 0 | 100 | 1 |  |  | 3696 | 76.3 | 140 |  | 0 | 0 | 0 | 76.3 | 76.3 | 140
146 | CedarValley_Sola | 1.8 | 0 | 100 | 1 |  |  | 3696 | 76.3 | 140 |  | 0 | 0 | 0 | 76.3 | 76.3 | 140
147 | Beryl_Solar | 1.9 | 0 | 100 | 1 |  |  | 3696 | 76.3 | 144 |  | 0 | 0 | 0 | 76.3 | 76.3 | 144
148 | Greenvile_Solar | 1.4 | 0 | 100 | 1 |  |  | 3696 | 76.3 | 103 |  | 0 | 0 | 0 | 76.3 | 76.3 | 103
149 | MilfordFlat_Sola | 1.8 | 0 | 100 | 1 |  |  | 3696 | 58.4 | 107 |  | 0 | 0 | 0 | 58.39 | 58.39 | 107
150 | QF_UTN_Solar | 0.9 | 0 | 100 | 0 |  |  | 8760 | 0 | 0 |  | 0 | 0 | 0 | 0 | 0 | 0
151 | QF_FiddlerCanyon | 11 | 0 | 100 | 1 |  |  | 5184 | 85 | 936 |  | 0 | 0 | 0 | 85 | 85 | 936
152 | QF_SouthMilford_ | 7.6 | 0 | 100 | 1 |  |  | 8424 | 58.4 | 441 |  | 0 | 0 | 0 | 58.39 | 58.39 | 441
153 | QF_Manderfield_2 | 3.2 | 0 | 100 | 1 |  |  | 5184 | 85 | 272 |  | 0 | 0 | 0 | 85 | 85 | 272
154 | QF_GranitePeak_2 | 1.8 | 0 | 100 | 1 |  |  | 3696 | 58.4 | 107 |  | 0 | 0 | 0 | 58.39 | 58.39 | 107
155 | QF_LahoSolar_210 | 1.8 | 0 | 100 | 1 |  |  | 3696 | 58.4 | 107 |  | 0 | 0 | 0 | 58.39 | 58.39 | 107
156 | OSIP_Projects | 3.9 | 0 | 100 | 0 |  |  | 8760 | 0 | 0 |  | 0 | 0 | 0 | 0 | 0 | 0
157 | PSCO_FC_340325_o | 0 | 0 | 0 | 0 |  |  | 0 | 0 | 0 |  | 0 | 0 | 0 | 0 | 0 | 0
158 | Tri-State_27057 | 91.3 | 0 | 63.7 | 262 |  |  | 5308 | 15.5 | 1414 |  | 0 | 0 | 0 | 15.49 | 15.49 | 1414
159 | StoneHouseSolar_ | 13.2 | 0 | 100 | 0 |  |  | 8760 | 78.9 | 1043 |  | 0 | 0 | 0 | 78.86 | 78.86 | 1043
160 | BevansPoint | 3.4 | 0 | 100 | 1 |  |  | 6624 | 78.9 | 267 |  | 0 | 0 | 0 | 78.86 | 78.86 | 267
161 | MagCorp_144408 | 0 | 0 | 0 | 0 |  |  | 0 | 0 | 0 |  | 0 | 0 | 0 | 0 | 0 | 0
162 | Nucor_137328 | 0 | 0 | 0 | 0 |  |  | 0 | 0 | 0 |  | 0 | 0 | 0 | 0 | 0 | 0
163 | MonsanCur_145258 | 0 | 0 | 0 | 0 |  |  | 0 | 0 | 0 |  | 0 | 0 | 0 | 0 | 0 | 0
164 | SCL_New_Reserve | 0 | 0 | 0 | 0 |  |  | 0 | 0 | 0 |  | 0 | 0 | 0 | 0 | 0 | 0
165 | LakeSide2 | 3620.4 | 0 | 63.7 | 2 | 24944.3 | 6890 | 8725 | 396 | 98783 | 8 | 32 | 24303 | 11684 | 30.51 | 37.23 | 134802
166 | WI_Goshen | 1045.8 | 0 | 100 | 0 |  |  | 8760 | 0 | 0 |  | 0 | 0 | 0 | 0 | 0 | 0
167 | WI_MidC | 434 | 0 | 100 | 396 |  |  | 8144 | 0 | 0 |  | 0 | 0 | 0 | 0 | 0 | 0
168 | WI_UtahNorth | 789.5 | 0 | 100 | 0 |  |  | 8760 | 0 | 0 |  | 0 | 0 | 0 | 0 | 0 | 0
169 | WI_WallaWalla | 1497.4 | 0 | 100 | 487 |  |  | 7954 | 0 | 0 |  | 0 | 0 | 0 | 0 | 0 | 0
170 | WI_WyomingNE | 3452.5 | 0 | 100 | 50 |  |  | 8669 | 0 | 0 |  | 0 | 0 | 0 | 0 | 0 | 0
SYSTE | M PRODUCTION | 63219.5 | 0 |  | 6407 | 504888.6 | 9791 |  |  | 1006396 | 2231 | 10133 | 449358 | 52339 | 16.75 | 24.02 | 1518227

## Study5SM
Build ID: 000001_x64 Ventyx p. 1
MULTISYM V8.1.03 Copyright 1998-2014. All rights reserved. L0000-00 1 iter Convergent Monte 08/29/2014
2015: I15_P_WI_S5SMthd25526 (Environmental) 05:25:48 PM
Station Group Report
--------------------
|  | Aux | Cap |  |  | Heat Hours | Fuel/P | rch Cost | Star | t Star | t O&M | O&M | Opert | Total | Total
| Energy | Dmnd | Fctr | Sta- | FuelBurn | Rate per | ¢/MBtu | <F> $0 | 00 Fu | el Co | st Fix | ed V | ar Co | st Co | st Cost
No. Group | GWh | GWh | % | rts | GBtu | Btu/kWh Unit | $/MWh | <P> $00 | 0 GBt | u $00 | 0 $00 | 0 $00 | 0 $/MW | h $/MW | h $000
--- ---------------- | -------- | ------ | ----- | ---- | --------- | ------ ---- | ------ | --- ----- | ---- | ----- | ------ | ----- | ------ | ------ | --------
Native Load | 62794.5
Dump Power | 338.3 | [12 empty] | 14.1 | 4769
Aux Demand | 0
Tran. Losses | 0
LESS Resources (Export | s):
1 HydroEast | 258.5 | 0 | 42.2 | 0 |  |  | 0 | 0 |  | 0 | 0 | 0 | 0 | 0 | 0
2 HydroWest | 4148.8 | 0 | 60.9 | 0 |  |  | 0 | 0 |  | 0 | 0 | 0 | 0 | 0 | 0
3 PurchaseEast | 1275.1 | 0 | 48.1 | 70 |  |  | 40 | 50987 |  | 0 | 11084 | 8174 | 46.4 | 55.09 | 70246
4 RenewableEast | 370.4 | 0 | 94 | 16 | 2423.6 | 10000 | 0 | 8119 | 0 | 0 | 0 | 645 | 23.66 | 23.66 | 8764
5 ThermalEast | 37209.6 | 0 | 72.1 | 418 | 363580.9 | 9771 | 200.6 | 729219 | 1410 | 6064 | 342903 | 30043 | 20.4 | 29.78 | 1108229
6 ThermalWest | 14113.6 | 0 | 67.3 | 388 | 137625.6 | 9751 | 221 | 304121 | 774 | 3902 | 95008 | 23176 | 23.19 | 30.2 | 426206
7 IRPEast | 194.1 | 0 | 11.2 | 11 | 2267.6 | 11685 | 378.9 | 8591 | 23 | 88 | 4758 | 0 | 44.27 | 69.25 | 13438
8 MCP | -3939.9 | 0 | 0.2 | 3803 |  |  | 38.6 | -151890 |  | 0 | 0 | 0 | 38.55 | 38.55 | -151890
9 InterruptEast | 0 | 0 | 0 | 0 |  |  | 0 | 0 |  | 0 | 0 | 0 | 0 | 0 | 0
10 RenewableWest | -370.2 | 0 | 133.3 | 0 |  |  | 14.2 | -5258 |  | 0 | 0 | -3853 | 24.61 | 24.61 | -9111
11 PurchaseWest | 709.2 | 0 | 100 | 0 |  |  | 79 | 56006 |  | 0 | 0 | 0 | 78.97 | 78.97 | 56006
12 ExchangeEast | 1229.8 | 0 | 119.6 | 0 |  |  | 0 | 0 |  | 0 | 0 | 0 | 0 | 0 | 0
13 SaleWest | -443.3 | 0 | 100 | 0 |  |  | 4.2 | -1854 |  | 0 | 0 | 0 | 4.18 | 4.18 | -1854
14 SaleEast | -302.5 | 0 | 100 | 0 |  |  | 20 | -6042 |  | 0 | -4396 | -5131 | 36.93 | 51.46 | -15570
15 ExchangeWest | 1467.1 | 0 | 100 | 0 |  |  | 5.5 | 8043 |  | 0 | 0 | 0 | 5.48 | 5.48 | 8043
16 DSMEast | 0 | 0 | 0 | 7 |  |  | 0 | 0 |  | 0 | 0 | 0 | 0 | 0 | 0
Resource Totals | 63131.5 | 0 |  | 4981 | 505897.7 | 9774 |  | 1001185 | 2207 | 10054 | 449358 | 53054 | 16.7 | 23.98 | 1513650
Wheeling | [14 empty] | 1397
Fuel demand charges | [14 empty] | 0
Emissions costs | [14 empty] | 0
Reserve deficiencies | [14 empty] | 2641
E.N.S. | 1.3 | [12 empty] | 1000 | 1256
SYSTEM | [13 empty] | 23.98 | 1514176
Ancil | lary Services Con | tribut | ion An | d Reve | nue Re | port
----- | ----------------- | ------ | ------ | ------ | ------ | ----
|  | #NAME? | illary | Servi | ces (c | ontrib | ution, | revenu | e,rate | )
|  | #NAME? | UP |  | #NAME? | DOWN |  | #NAME? |  |  | #NAME? | PIN |  | #NAME? | PIN2 |  | #NAME? | l
No. | Station | GWh | 0 | $/MW-h | GWh | 0 | $/MW-h | GWh | 0 | $/MW-h | GWh | 0 | $/MW-h | GWh | 0 | $/MW-h | GWh | 0 | $/MW-h
--- | ---------------- | ----- | ----- | ----- | ----- | ----- | ----- | ----- | ----- | ----- | ----- | ----- | ----- | ----- | ----- | ----- | ----- | ----- | -----
1 | BearRiver | 108.6 | 137.2 | 1.3 | 0 | 0 | 0 | 17.1 | 115.6 | 6.8 | 124.4 | 2433.8 | 19.6 | 0 | 0 | 0 | 250.1 | 2686.6 | 10.7
2 | Clearwater1 | 0 | 0 | 0 | 0 | 0 | 0 | 0 | 0 | 0 | 0 | 0 | 0 | 0 | 0 | 0 | 0 | 0 | 0
3 | Clearwater2 | 0 | 0 | 0 | 0 | 0 | 0 | 0 | 0 | 0 | 0 | 0 | 0 | 0 | 0 | 0 | 0 | 0 | 0
4 | FishCreek | 0 | 0 | 0 | 0 | 0 | 0 | 0 | 0 | 0 | 0 | 0 | 0 | 0 | 0 | 0 | 0 | 0 | 0
5 | GemState_99489 | 0 | 0 | 0 | 0 | 0 | 0 | 0 | 0 | 0 | 0 | 0 | 0 | 0 | 0 | 0 | 0 | 0 | 0
6 | IronGate | 0 | 0 | 0 | 0 | 0 | 0 | 0 | 0 | 0 | 0 | 0 | 0 | 0 | 0 | 0 | 0 | 0 | 0
7 | JCBoyle | 0 | 0 | 0 | 0 | 0 | 0 | 0 | 0 | 0 | 0 | 0 | 0 | 0 | 0 | 0 | 0 | 0 | 0
8 | Lemolo2 | 0 | 0 | 0 | 0 | 0 | 0 | 0 | 0 | 0 | 0 | 0 | 0 | 0 | 0 | 0 | 0 | 0 | 0
9 | Lemolo1 | 0 | 0 | 0 | 0 | 0 | 0 | 0 | 0 | 0 | 1 | 15.3 | 15.3 | 0 | 0 | 0 | 1 | 15.3 | 15.3
10 | Merwin | 0 | 0 | 0 | 0 | 0 | 0 | 0 | 0 | 0 | 0 | 0 | 0 | 0 | 0 | 0 | 0 | 0 | 0
11 | SmallEastHydro | 0 | 0 | 0 | 0 | 0 | 0 | 0 | 0 | 0 | 0 | 0 | 0 | 0 | 0 | 0 | 0 | 0 | 0
12 | SodaSprings | 0 | 0 | 0 | 0 | 0 | 0 | 0 | 0 | 0 | 0 | 0 | 0 | 0 | 0 | 0 | 0 | 0 | 0
13 | Swift1 | 825.7 | ****** | 24.9 | 0 | 0 | 0 | 337.5 | ****** | 36.8 | 115.8 | 6141.5 | 53 | 0 | 0 | 0 | 1278.9 | ****** | 30.6
14 | Swift2 | 0 | 0 | 0 | 0 | 0 | 0 | 0 | 0 | 0 | 0 | 0 | 0 | 0 | 0 | 0 | 0 | 0 | 0
15 | UKL | 0 | 0 | 0 | 0 | 0 | 0 | 0 | 0 | 0 | 0 | 0 | 0 | 0 | 0 | 0 | 0 | 0 | 0
16 | Yale | 225.7 | 6907.4 | 30.6 | 0 | 0 | 0 | 235 | ****** | 43.9 | 132.5 | 5753.4 | 43.4 | 0 | 0 | 0 | 593.1 | ****** | 38.7
17 | Blundell | 0 | 0 | 0 | 0 | 0 | 0 | 10.6 | 170.2 | 16.1 | 0 | 0 | 0 | 0 | 0 | 0 | 10.6 | 170.2 | 16.1
18 | Carbon1 | 13.1 | 44 | 3.4 | 0 | 0 | 0 | 1.4 | 13.2 | 9.5 | 0 | 0 | 0 | 0 | 0 | 0 | 14.5 | 57.3 | 3.9
19 | Carbon2 | 12.5 | 44 | 3.5 | 0 | 0 | 0 | 1.3 | 9.1 | 7.2 | 0 | 0 | 0 | 0 | 0 | 0 | 13.8 | 53.1 | 3.9
20 | Cholla4 | 186.5 | 259.3 | 1.4 | 0 | 0 | 0 | 20.6 | 82.5 | 4 | 0 | 0 | 28.9 | 0 | 0 | 0 | 207.1 | 341.8 | 1.7
21 | Colstrip3 | 0 | 0 | 0 | 0 | 0 | 0 | 0 | 0 | 0 | 4.1 | 1.9 | 0.5 | 0 | 0 | 0 | 4.1 | 1.9 | 0.5
22 | Colstrip4 | 0 | 0 | 0 | 0 | 0 | 0 | 0 | 0 | 0 | 3.5 | 1.6 | 0.4 | 0 | 0 | 0 | 3.5 | 1.6 | 0.4
23 | Craig1 | 0 | 0 | 0 | 0 | 0 | 0 | 0 | 0 | 0 | 0 | 0 | 0 | 0 | 0 | 0 | 0 | 0 | 0
24 | Craig2 | 0 | 0 | 0 | 0 | 0 | 0 | 0 | 0 | 0 | 0 | 0 | 0 | 0 | 0 | 0 | 0 | 0 | 0
25 | GadsbyGT3 | 0 | 0 | 0 | 0 | 0 | 0 | 0 | 0 | 0 | 0 | 0 | 0 | 0 | 0 | 0 | 0 | 0 | 0
26 | Gadsby1 | 0 | 0 | 0 | 0 | 0 | 0 | 0 | 0 | 0 | 0 | 0 | 0 | 0 | 0 | 0 | 0 | 0 | 0
27 | Gadsby2 | 0 | 0 | 0 | 0 | 0 | 0 | 0 | 0 | 0 | 0 | 0 | 0 | 0 | 0 | 0 | 0 | 0 | 0
28 | Gadsby3 | 0 | 0 | 0 | 0 | 0 | 0 | 0 | 0 | 0 | 0 | 0 | 0 | 0 | 0 | 0 | 0 | 0 | 0
29 | GadsbyGT2 | 0 | 0.1 | 4.6 | 0 | 0 | 0 | 0 | 0 | 0 | 0 | 0 | 0 | 0 | 0 | 0 | 0 | 0.1 | 4.6
30 | GadsbyGT1 | 0 | 0 | 0 | 0 | 0 | 0 | 0 | 0 | 0 | 0 | 0 | 0 | 0 | 0 | 0 | 0 | 0 | 0
31 | Hayden1 | 0 | 0 | 0 | 0 | 0 | 0 | 0 | 0 | 0 | 0 | 0 | 0 | 0 | 0 | 0 | 0 | 0 | 0
32 | Hayden2 | 0 | 0 | 0 | 0 | 0 | 0 | 0 | 0 | 0 | 0 | 0 | 0 | 0 | 0 | 0 | 0 | 0 | 0
33 | Hermiston2 | 112.7 | 69.3 | 0.6 | 0 | 0 | 0 | 23.5 | 10.1 | 0.4 | 53.1 | 24.5 | 0.5 | 0 | 0 | 0 | 189.3 | 103.9 | 0.5
34 | Hunter3 | 58.5 | 77 | 1.3 | 0 | 0 | 0 | 9.5 | 88.5 | 9.3 | 0 | 0 | 0 | 0 | 0 | 0 | 68 | 165.4 | 2.4
35 | Hunter1 | 40.1 | 60.1 | 1.5 | 0 | 0 | 0 | 6.8 | 65.3 | 9.6 | 0 | 0 | 0 | 0 | 0 | 0 | 47 | 125.4 | 2.7
36 | Hunter2 | 22.8 | 33.6 | 1.5 | 0 | 0 | 0 | 6.2 | 73.2 | 11.9 | 0 | 0 | 0 | 0 | 0 | 0 | 29 | 106.9 | 3.7
37 | Huntington1 | 10 | 14.5 | 1.5 | 0 | 0 | 0 | 5.8 | 83.9 | 14.5 | 0 | 0 | 0 | 0 | 0 | 0 | 15.8 | 98.4 | 6.2
38 | Huntington2 | 15 | 18.7 | 1.2 | 0 | 0 | 0 | 5.8 | 70.1 | 12.2 | 0 | 0 | 0 | 0 | 0 | 0 | 20.7 | 88.8 | 4.3
39 | JBridger1 | 46.5 | 6.2 | 0.1 | 0 | 0 | 0 | 16.3 | 67.7 | 4.1 | 9.9 | 0.5 | 0 | 0 | 0 | 0 | 72.7 | 74.4 | 1
40 | JBridger2 | 35.4 | 7.8 | 0.2 | 0 | 0 | 0 | 22.7 | 85 | 3.7 | 29.7 | 4.1 | 0.1 | 0 | 0 | 0 | 87.9 | 96.9 | 1.1
41 | JBridger3 | 8.6 | 14.5 | 1.7 | 0 | 0 | 0 | 18.1 | 36.2 | 2 | 33.7 | 3.9 | 0.1 | 0 | 0 | 0 | 60.3 | 54.5 | 0.9
42 | JBridger4 | 19.6 | 4.6 | 0.2 | 0 | 0 | 0 | 33 | 36 | 1.1 | 30.3 | 3.1 | 0.1 | 0 | 0 | 0 | 82.9 | 43.7 | 0.5
43 | JamesRiverCG | 0 | 0 | 0 | 0 | 0 | 0 | 0 | 0 | 0 | 0 | 0 | 0 | 0 | 0 | 0 | 0 | 0 | 0
44 | Johnston1 | 0 | 0 | 0 | 0 | 0 | 0 | 0 | 0 | 0 | 2.7 | 7 | 2.6 | 0 | 0 | 0 | 2.7 | 7 | 2.6
45 | Johnston2 | 0 | 0 | 0 | 0 | 0 | 0 | 0 | 0 | 0 | 3.4 | 9.4 | 2.8 | 0 | 0 | 0 | 3.4 | 9.4 | 2.8
46 | Johnston3 | 0 | 0 | 0 | 0 | 0 | 0 | 0 | 0 | 0 | 1.8 | 4.2 | 2.3 | 0 | 0 | 0 | 1.8 | 4.2 | 2.3
47 | Johnston4 | 0 | 0 | 0 | 0 | 0 | 0 | 0 | 0 | 0 | 8.8 | 29.5 | 3.4 | 0 | 0 | 0 | 8.8 | 29.5 | 3.4
48 | Naughton1 | 121.7 | 166.8 | 1.4 | 0 | 0 | 0 | 16.6 | 60.3 | 3.6 | 0 | 0 | 0 | 0 | 0 | 0 | 138.3 | 227.1 | 1.6
49 | Naughton2 | 150.8 | 245.1 | 1.6 | 0 | 0 | 0 | 20.2 | 65.9 | 3.3 | 0 | 0 | 0 | 0 | 0 | 0 | 171 | 311 | 1.8
50 | WestValleyCi GT1 | 0 | 0 | 0 | 0 | 0 | 0 | 0 | 0 | 0 | 0 | 0 | 0 | 0 | 0 | 0 | 0 | 0 | 0
51 | WestValleyCi GT4 | 0 | 0 | 0 | 0 | 0 | 0 | 0 | 0 | 0 | 0 | 0 | 0 | 0 | 0 | 0 | 0 | 0 | 0
52 | WestValleyCi GT5 | 0 | 0 | 0 | 0 | 0 | 0 | 0 | 0 | 0 | 0 | 0 | 0 | 0 | 0 | 0 | 0 | 0 | 0
53 | WestValleyCi GT3 | 0 | 0 | 0 | 0 | 0 | 0 | 0 | 0 | 0 | 0 | 0 | 0 | 0 | 0 | 0 | 0 | 0 | 0
54 | WestValleyCi GT2 | 0 | 0 | 0 | 0 | 0 | 0 | 0 | 0 | 0 | 0 | 0 | 0 | 0 | 0 | 0 | 0 | 0 | 0
55 | Wyodak1 | 0 | 0 | 0 | 0 | 0 | 0 | 0 | 0 | 0 | 0.8 | 1.3 | 1.7 | 0 | 0 | 0 | 0.8 | 1.3 | 1.7
56 | CurrantCreek | 267.1 | 255.9 | 1 | 0 | 0 | 0 | 95.4 | 202.5 | 2.1 | 0 | 0 | 0 | 0 | 0 | 0 | 362.5 | 458.4 | 1.3
57 | BigFork | 0 | 0 | 0 | 0 | 0 | 0 | 0 | 0 | 0 | 0 | 0 | 0 | 0 | 0 | 0 | 0 | 0 | 0
58 | LakeSide | 677 | 419 | 0.6 | 0 | 0 | 0 | 38.9 | 312.8 | 8 | 0 | 0 | 0 | 0 | 0 | 0 | 715.9 | 731.8 | 1
59 | PAC-COB SALE | 0 | 0 | 0 | 0 | 0 | 0 | 0 | 0 | 0 | 0 | 0 | 0 | 0 | 0 | 0 | 0 | 0 | 0
60 | PAC-COB PUR | 0 | 0 | 0 | 0 | 0 | 0 | 3.2 | 1.4 | 0.4 | 0.3 | 0.7 | 2.6 | 0 | 0 | 0 | 3.5 | 2.2 | 0.6
61 | PAC-MIDC SALE | 0 | 0 | 0 | 0 | 0 | 0 | 0 | 0 | 0 | 0 | 0 | 0 | 0 | 0 | 0 | 0 | 0 | 0
62 | PAC-MIDC PUR | 0 | 0 | 0 | 0 | 0 | 0 | 272.2 | 32.1 | 0.1 | 88.8 | 3.5 | 0 | 0 | 0 | 0 | 361 | 35.5 | 0.1
63 | PAC-FC SALE | 0 | 0 | 0 | 0 | 0 | 0 | 0 | 0 | 0 | 0 | 0 | 0 | 0 | 0 | 0 | 0 | 0 | 0
64 | PAC-FC PUR | 0 | 0 | 0 | 0 | 0 | 0 | 21.2 | 98.5 | 4.7 | 0 | 0 | 0 | 0 | 0 | 0 | 21.2 | 98.5 | 4.7
65 | PAC-PV SALE | 0 | 0 | 0 | 0 | 0 | 0 | 0 | 0 | 0 | 0 | 0 | 0 | 0 | 0 | 0 | 0 | 0 | 0
66 | PAC-PV PUR | 0 | 0 | 0 | 0 | 0 | 0 | 166.7 | 1508.6 | 9 | 0 | 0 | 0 | 0 | 0 | 0 | 166.7 | 1508.6 | 9
67 | Monsanto_145258 | 0 | 0 | 0 | 0 | 0 | 0 | 0 | 0 | 0 | 101.6 | 202.3 | 2 | 0 | 0 | 0 | 101.6 | 202.3 | 2
68 | APS_27875_Supp | 0 | 0 | 0 | 0 | 0 | 0 | 168 | 2529.6 | 15.1 | 0 | 0 | 0 | 0 | 0 | 0 | 168 | 2529.6 | 15.1
69 | REDD_66276_Out | 0 | 0 | 0 | 0 | 0 | 0 | 0 | 0 | 0 | 0 | 0 | 0 | 0 | 0 | 0 | 0 | 0 | 0
70 | Douglas_38185 | 0 | 0 | 0 | 0 | 0 | 0 | 0 | 0 | 0 | 0 | 0 | 0 | 0 | 0 | 0 | 0 | 0 | 0
71 | PGE_Cove_83984 | 0 | 0 | 0 | 0 | 0 | 0 | 0 | 0 | 0 | 0 | 0 | 0 | 0 | 0 | 0 | 0 | 0 | 0
72 | FC1_42818_Out | 0 | 0 | 0 | 0 | 0 | 0 | 0 | 0 | 0 | 0 | 0 | 0 | 0 | 0 | 0 | 0 | 0 | 0
73 | FC1_63510_Out | 0 | 0 | 0 | 0 | 0 | 0 | 0 | 0 | 0 | 0 | 0 | 0 | 0 | 0 | 0 | 0 | 0 | 0
74 | FC4_79207_Out | 0 | 0 | 0 | 0 | 0 | 0 | 0 | 0 | 0 | 0 | 0 | 0 | 0 | 0 | 0 | 0 | 0 | 0
75 | Cowlitz_65787 | 0 | 0 | 0 | 0 | 0 | 0 | 0 | 0 | 0 | 0 | 0 | 0 | 0 | 0 | 0 | 0 | 0 | 0
76 | SIE_64885_McNary | 0 | 0 | 0 | 0 | 0 | 0 | 0 | 0 | 0 | 0 | 0 | 0 | 0 | 0 | 0 | 0 | 0 | 0
77 | SMUD_24296_In | 0 | 0 | 0 | 0 | 0 | 0 | 0 | 0 | 0 | 0 | 0 | 0 | 0 | 0 | 0 | 0 | 0 | 0
78 | APS_58118_FC_In | 0 | 0 | 0 | 0 | 0 | 0 | 0 | 0 | 0 | 0 | 0 | 0 | 0 | 0 | 0 | 0 | 0 | 0
79 | APS_58119_FC_Out | 0 | 0 | 0 | 0 | 0 | 0 | 0 | 0 | 0 | 0 | 0 | 0 | 0 | 0 | 0 | 0 | 0 | 0
80 | REDD_66276_In | 0 | 0 | 0 | 0 | 0 | 0 | 0 | 0 | 0 | 0 | 0 | 0 | 0 | 0 | 0 | 0 | 0 | 0
81 | APS_58118_AZ_In | 0 | 0 | 0 | 0 | 0 | 0 | 0 | 0 | 0 | 0 | 0 | 0 | 0 | 0 | 0 | 0 | 0 | 0
82 | APS_58119_AZ_Out | 0 | 0 | 0 | 0 | 0 | 0 | 0 | 0 | 0 | 0 | 0 | 0 | 0 | 0 | 0 | 0 | 0 | 0
83 | SIE_64885_Goshen | 0 | 0 | 0 | 0 | 0 | 0 | 0 | 0 | 0 | 0 | 0 | 0 | 0 | 0 | 0 | 0 | 0 | 0
84 | Hermiston1 | 63.1 | 57.3 | 0.9 | 0 | 0 | 0 | 25 | 31.4 | 1.3 | 53.5 | 48.1 | 0.9 | 0 | 0 | 0 | 141.7 | 136.8 | 1
85 | Deseret_194277 | 0 | 0 | 0 | 0 | 0 | 0 | 239.6 | 3175.8 | 13.3 | 0 | 0 | 0 | 0 | 0 | 0 | 239.6 | 3175.8 | 13.3
86 | DSM_ID_Irrigate | 0 | 0 | 0 | 0 | 0 | 0 | 3.7 | 16.5 | 4.4 | 19.5 | 197.1 | 10.1 | 0 | 0 | 0 | 23.2 | 213.6 | 9.2
87 | QF_Exxon_236032 | 0 | 0 | 0 | 0 | 0 | 0 | 0 | 0 | 0 | 0 | 0 | 0 | 0 | 0 | 0 | 0 | 0 | 0
88 | QF_SUNN_Ad_59965 | 0 | 0 | 0 | 0 | 0 | 0 | 0 | 0 | 0 | 0 | 0 | 0 | 0 | 0 | 0 | 0 | 0 | 0
89 | QF_SUNN_Ba_83997 | 0 | 0 | 0 | 0 | 0 | 0 | 0 | 0 | 0 | 0 | 0 | 0 | 0 | 0 | 0 | 0 | 0 | 0
90 | QF_Tesoro_519533 | 0 | 0 | 0 | 0 | 0 | 0 | 0 | 0 | 0 | 0 | 0 | 0 | 0 | 0 | 0 | 0 | 0 | 0
91 | BHPL_28160_Loss | 0 | 0 | 0 | 0 | 0 | 0 | 0 | 0 | 0 | 0 | 0 | 0 | 0 | 0 | 0 | 0 | 0 | 0
92 | Rogue | 0 | 0 | 0 | 0 | 0 | 0 | 0 | 0 | 0 | 0 | 0 | 0 | 0 | 0 | 0 | 0 | 0 | 0
93 | MidColumbia | 26.3 | 419.9 | 16 | 0 | 0 | 0 | 32.1 | 554.3 | 17.3 | 47.6 | 1239.4 | 26 | 0 | 0 | 0 | 106 | 2213.6 | 20.9
94 | Toketee-Slide | 0 | 0 | 0 | 0 | 0 | 0 | 0 | 0 | 0 | 0 | 0 | 0 | 0 | 0 | 0 | 0 | 0 | 0
95 | SmallWestHydro | 0 | 0 | 0 | 0 | 0 | 0 | 0 | 0 | 0 | 0 | 0 | 0 | 0 | 0 | 0 | 0 | 0 | 0
96 | PSCO_340325_In | 0 | 0 | 0 | 0 | 0 | 0 | 0 | 0 | 0 | 0 | 0 | 0 | 0 | 0 | 0 | 0 | 0 | 0
97 | PSCO_340325_Out | 0 | 0 | 0 | 0 | 0 | 0 | 0 | 0 | 0 | 0 | 0 | 0 | 0 | 0 | 0 | 0 | 0 | 0
98 | HURR_393045_S | 0 | 0 | 0 | 0 | 0 | 0 | 0 | 0 | 0 | 0 | 0 | 0 | 0 | 0 | 0 | 0 | 0 | 0
99 | HURR_393045_P | 0 | 0 | 0 | 0 | 0 | 0 | 0 | 0 | 0 | 0 | 0 | 0 | 0 | 0 | 0 | 0 | 0 | 0
100 | QF_EVB_351030 | 0 | 0 | 0 | 0 | 0 | 0 | 0 | 0 | 0 | 0 | 0 | 0 | 0 | 0 | 0 | 0 | 0 | 0
101 | WEYE_Res_356685 | 0 | 0 | 0 | 0 | 0 | 0 | 0 | 0 | 0 | 0 | 0 | 0 | 0 | 0 | 0 | 0 | 0 | 0
102 | Chehalis | 119.3 | 137.6 | 1.2 | 0 | 0 | 0 | 53.4 | 189 | 3.5 | 18.3 | 22 | 1.2 | 0 | 0 | 0 | 191 | 348.6 | 1.8
103 | PAC-Mead PUR | 0 | 0 | 0 | 0 | 0 | 0 | 33.4 | 487.2 | 14.6 | 0 | 0 | 0 | 0 | 0 | 0 | 33.4 | 487.2 | 14.6
104 | PAC-Mead SALE | 0 | 0 | 0 | 0 | 0 | 0 | 0 | 0 | 0 | 0 | 0 | 0 | 0 | 0 | 0 | 0 | 0 | 0
105 | PAC-Mona PUR | 0 | 0 | 0 | 0 | 0 | 0 | 1247.6 | 1618.9 | 1.3 | 1.5 | 0.1 | 0 | 0 | 0 | 0 | 1249.2 | 1619 | 1.3
106 | PAC-Mona SALE | 0 | 0 | 0 | 0 | 0 | 0 | 0 | 0 | 0 | 0 | 0 | 0 | 0 | 0 | 0 | 0 | 0 | 0
107 | Copco 1-2 | 0 | 0 | 0 | 0 | 0 | 0 | 37.6 | 517.1 | 13.7 | 30.2 | 419 | 13.9 | 0 | 0 | 0 | 67.9 | 936.1 | 13.8
108 | QF_CA_Hydro | 0 | 0 | 0 | 0 | 0 | 0 | 0 | 0 | 0 | 0 | 0 | 0 | 0 | 0 | 0 | 0 | 0 | 0
109 | QF_OR_Biomass | 0 | 0 | 0 | 0 | 0 | 0 | 0 | 0 | 0 | 0 | 0 | 0 | 0 | 0 | 0 | 0 | 0 | 0
110 | QF_OR_Hydro | 0 | 0 | 0 | 0 | 0 | 0 | 0 | 0 | 0 | 0 | 0 | 0 | 0 | 0 | 0 | 0 | 0 | 0
111 | QF_OR_Thermal | 0 | 0 | 0 | 0 | 0 | 0 | 0 | 0 | 0 | 0 | 0 | 0 | 0 | 0 | 0 | 0 | 0 | 0
112 | QF_UTS_Biomass | 0 | 0 | 0 | 0 | 0 | 0 | 0 | 0 | 0 | 0 | 0 | 0 | 0 | 0 | 0 | 0 | 0 | 0
113 | QF_UTN_Hydro | 0 | 0 | 0 | 0 | 0 | 0 | 0 | 0 | 0 | 0 | 0 | 0 | 0 | 0 | 0 | 0 | 0 | 0
114 | QF_WAYA_Biomass | 0 | 0 | 0 | 0 | 0 | 0 | 0 | 0 | 0 | 0 | 0 | 0 | 0 | 0 | 0 | 0 | 0 | 0
115 | QF_WAWW_Hydro | 0 | 0 | 0 | 0 | 0 | 0 | 0 | 0 | 0 | 0 | 0 | 0 | 0 | 0 | 0 | 0 | 0 | 0
116 | QF_WAYA_Wind | 0 | 0 | 0 | 0 | 0 | 0 | 0 | 0 | 0 | 0 | 0 | 0 | 0 | 0 | 0 | 0 | 0 | 0
117 | QF_WY_Hydro | 0 | 0 | 0 | 0 | 0 | 0 | 0 | 0 | 0 | 0 | 0 | 0 | 0 | 0 | 0 | 0 | 0 | 0
118 | QF_ID_Hydro | 0 | 0 | 0 | 0 | 0 | 0 | 0 | 0 | 0 | 0 | 0 | 0 | 0 | 0 | 0 | 0 | 0 | 0
119 | PAC-NOB PUR | 0 | 0 | 0 | 0 | 0 | 0 | 1.3 | 0.4 | 0.3 | 1.6 | 0.9 | 0.6 | 0 | 0 | 0 | 2.9 | 1.3 | 0.4
120 | SCL_New_Out | 0 | 0 | 0 | 0 | 0 | 0 | 0 | 0 | 0 | 0 | 0 | 0 | 0 | 0 | 0 | 0 | 0 | 0
121 | QF_RBFP_E20771 | 0 | 0 | 0 | 0 | 0 | 0 | 0 | 0 | 0 | 0 | 0 | 0 | 0 | 0 | 0 | 0 | 0 | 0
122 | ConstEng_E999691 | 0 | 0 | 0 | 0 | 0 | 0 | 0 | 0 | 0 | 0 | 0 | 0 | 0 | 0 | 0 | 0 | 0 | 0
123 | TMF_BioF_E20958 | 0 | 0 | 0 | 0 | 0 | 0 | 0 | 0.1 | 11.8 | 0 | 0.1 | 23.1 | 0 | 0 | 0 | 0 | 0.2 | 15.6
124 | PAC-NOB SALE | 0 | 0 | 0 | 0 | 0 | 0 | 0 | 0 | 0 | 0 | 0 | 0 | 0 | 0 | 0 | 0 | 0 | 0
125 | I_Naughton3_GCF | 21.5 | 19.4 | 0.9 | 0 | 0 | 0 | 8.3 | 123.2 | 14.8 | 0 | 0 | 0 | 0 | 0 | 0 | 29.8 | 142.6 | 4.8
126 | BHPL_27013R_MC_S | 0 | 0 | 0 | 0 | 0 | 0 | 0 | 0 | 0 | 0 | 0 | 0 | 0 | 0 | 0 | 0 | 0 | 0
127 | BHPL_27013R_US_S | 0 | 0 | 0 | 0 | 0 | 0 | 0 | 0 | 0 | 0 | 0 | 0 | 0 | 0 | 0 | 0 | 0 | 0
128 | UMPA_45631R_S | 0 | 0 | 0 | 0 | 0 | 0 | 0 | 0 | 0 | 0 | 0 | 0 | 0 | 0 | 0 | 0 | 0 | 0
129 | DorenaHyd_20887 | 0 | 0 | 0 | 0 | 0 | 0 | 0 | 0 | 0 | 0 | 0 | 0 | 0 | 0 | 0 | 0 | 0 | 0
130 | QF_Bioms1_234159 | 0 | 0 | 0 | 0 | 0 | 0 | 0 | 0 | 0 | 0 | 0 | 0 | 0 | 0 | 0 | 0 | 0 | 0
131 | ObsidianBlkCap | 0 | 0 | 0 | 0 | 0 | 0 | 0 | 0 | 0 | 0 | 0 | 0 | 0 | 0 | 0 | 0 | 0 | 0
132 | QF_CA_Biomass | 0 | 0 | 0 | 0 | 0 | 0 | 0 | 0 | 0 | 0 | 0 | 0 | 0 | 0 | 0 | 0 | 0 | 0
133 | QF_ID_Biomass | 0 | 0 | 0 | 0 | 0 | 0 | 0 | 0 | 0 | 0 | 0 | 0 | 0 | 0 | 0 | 0 | 0 | 0
134 | QF_UTN_Wind | 0 | 0 | 0 | 0 | 0 | 0 | 0 | 0 | 0 | 0 | 0 | 0 | 0 | 0 | 0 | 0 | 0 | 0
135 | QF_WAYA_Hydro | 0 | 0 | 0 | 0 | 0 | 0 | 0 | 0 | 0 | 0 | 0 | 0 | 0 | 0 | 0 | 0 | 0 | 0
136 | QF_WY_Wind | 0 | 0 | 0 | 0 | 0 | 0 | 0 | 0 | 0 | 0 | 0 | 0 | 0 | 0 | 0 | 0 | 0 | 0
137 | DSM_CooKeeper_Te | 0 | 0 | 0 | 0 | 0 | 0 | 6.6 | 31.6 | 4.8 | 10.8 | 102.1 | 9.4 | 0 | 0 | 0 | 17.4 | 133.7 | 7.7
138 | DSM_UT_Irrigate_ | 0 | 0 | 0 | 0 | 0 | 0 | 1.4 | 6 | 4.3 | 5 | 51.9 | 10.5 | 0 | 0 | 0 | 6.3 | 57.9 | 9.1
139 | BHPL_27013R_WYNE | 0 | 0 | 0 | 0 | 0 | 0 | 0 | 0 | 0 | 0 | 0 | 0 | 0 | 0 | 0 | 0 | 0 | 0
140 | BHPL_27013R_JB | 0 | 0 | 0 | 0 | 0 | 0 | 0 | 0 | 0 | 0 | 0 | 0 | 0 | 0 | 0 | 0 | 0 | 0
141 | QF_Latigo_21022 | 0 | 0 | 0 | 0 | 0 | 0 | 0 | 0 | 0 | 0 | 0 | 0 | 0 | 0 | 0 | 0 | 0 | 0
142 | Long Ridge1_2102 | 0 | 0 | 0 | 0 | 0 | 0 | 0 | 0 | 0 | 0 | 0 | 0 | 0 | 0 | 0 | 0 | 0 | 0
143 | Long Ridge2_2102 | 0 | 0 | 0 | 0 | 0 | 0 | 0 | 0 | 0 | 0 | 0 | 0 | 0 | 0 | 0 | 0 | 0 | 0
144 | BlueMountain_210 | 0 | 0 | 0 | 0 | 0 | 0 | 0 | 0 | 0 | 0 | 0 | 0 | 0 | 0 | 0 | 0 | 0 | 0
145 | Buckhorn_Solar | 0 | 0 | 0 | 0 | 0 | 0 | 0 | 0 | 0 | 0 | 0 | 0 | 0 | 0 | 0 | 0 | 0 | 0
146 | CedarValley_Sola | 0 | 0 | 0 | 0 | 0 | 0 | 0 | 0 | 0 | 0 | 0 | 0 | 0 | 0 | 0 | 0 | 0 | 0
147 | Beryl_Solar | 0 | 0 | 0 | 0 | 0 | 0 | 0 | 0 | 0 | 0 | 0 | 0 | 0 | 0 | 0 | 0 | 0 | 0
148 | Greenvile_Solar | 0 | 0 | 0 | 0 | 0 | 0 | 0 | 0 | 0 | 0 | 0 | 0 | 0 | 0 | 0 | 0 | 0 | 0
149 | MilfordFlat_Sola | 0 | 0 | 0 | 0 | 0 | 0 | 0 | 0 | 0 | 0 | 0 | 0 | 0 | 0 | 0 | 0 | 0 | 0
150 | QF_UTN_Solar | 0 | 0 | 0 | 0 | 0 | 0 | 0 | 0 | 0 | 0 | 0 | 0 | 0 | 0 | 0 | 0 | 0 | 0
151 | QF_FiddlerCanyon | 0 | 0 | 0 | 0 | 0 | 0 | 0 | 0 | 0 | 0 | 0 | 0 | 0 | 0 | 0 | 0 | 0 | 0
152 | QF_SouthMilford_ | 0 | 0 | 0 | 0 | 0 | 0 | 0 | 0 | 0 | 0 | 0 | 0 | 0 | 0 | 0 | 0 | 0 | 0
153 | QF_Manderfield_2 | 0 | 0 | 0 | 0 | 0 | 0 | 0 | 0 | 0 | 0 | 0 | 0 | 0 | 0 | 0 | 0 | 0 | 0
154 | QF_GranitePeak_2 | 0 | 0 | 0 | 0 | 0 | 0 | 0 | 0 | 0 | 0 | 0 | 0 | 0 | 0 | 0 | 0 | 0 | 0
155 | QF_LahoSolar_210 | 0 | 0 | 0 | 0 | 0 | 0 | 0 | 0 | 0 | 0 | 0 | 0 | 0 | 0 | 0 | 0 | 0 | 0
156 | OSIP_Projects | 0 | 0 | 0 | 0 | 0 | 0 | 0 | 0 | 0 | 0 | 0 | 0 | 0 | 0 | 0 | 0 | 0 | 0
157 | PSCO_FC_340325_o | 0 | 0 | 0 | 0 | 0 | 0 | 0 | 0 | 0 | 0 | 0 | 0 | 0 | 0 | 0 | 0 | 0 | 0
158 | Tri-State_27057 | 0 | 0 | 0 | 0 | 0 | 0 | 0 | 0 | 0 | 0 | 0 | 0 | 0 | 0 | 0 | 0 | 0 | 0
159 | StoneHouseSolar_ | 0 | 0 | 0 | 0 | 0 | 0 | 0 | 0 | 0 | 0 | 0 | 0 | 0 | 0 | 0 | 0 | 0 | 0
160 | BevansPoint | 0 | 0 | 0 | 0 | 0 | 0 | 0 | 0 | 0 | 0 | 0 | 0 | 0 | 0 | 0 | 0 | 0 | 0
161 | MagCorp_144408 | 0 | 0 | 0 | 0 | 0 | 0 | 0 | 0 | 0 | 678.9 | 8175.8 | 12 | 0 | 0 | 0 | 678.9 | 8175.8 | 12
162 | Nucor_137328 | 0 | 0 | 0 | 0 | 0 | 0 | 0 | 0 | 0 | 534.3 | 6472.9 | 12.1 | 0 | 0 | 0 | 534.3 | 6472.9 | 12.1
163 | MonsanCur_145258 | 0 | 0 | 0 | 0 | 0 | 0 | 0 | 0 | 0 | 0 | 0 | 0 | 0 | 0 | 0 | 0 | 0 | 0
164 | SCL_New_Reserve | 0 | 0 | 0 | 0 | 0 | 0 | 0 | 0 | 0 | 0 | 0 | 0 | 0 | 0 | 0 | 0 | 0 | 0
165 | LakeSide2 | 1154 | 1333.3 | 1.2 | 0 | 0 | 0 | 24.5 | 59.1 | 2.4 | 0 | 0 | 0 | 0 | 0 | 0 | 1178.5 | 1392.3 | 1.2
166 | WI_Goshen | 0 | 0 | 0 | 0 | 0 | 0 | 0 | 0 | 0 | 0 | 0 | 0 | 0 | 0 | 0 | 0 | 0 | 0
167 | WI_MidC | 0 | 0 | 0 | 0 | 0 | 0 | 0 | 0 | 0 | 0 | 0 | 0 | 0 | 0 | 0 | 0 | 0 | 0
168 | WI_UtahNorth | 0 | 0 | 0 | 0 | 0 | 0 | 0 | 0 | 0 | 0 | 0 | 0 | 0 | 0 | 0 | 0 | 0 | 0
169 | WI_WallaWalla | 0 | 0 | 0 | 0 | 0 | 0 | 0 | 0 | 0 | 0 | 0 | 0 | 0 | 0 | 0 | 0 | 0 | 0
170 | WI_WyomingNE | 0 | 0 | 0 | 0 | 0 | 0 | 0 | 0 | 0 | 0 | 0 | 0 | 0 | 0 | 0 | 0 | 0 | 0
| SYSTEM TOTAL | 4341.9 | ****** | 7.2 | 0 | 0 | 0 | 3288.1 | ****** | 10.8 | 2147.5 | ****** | 14.6 | 0 | 0 | 0 | 9777.4 | ****** | 10
Ancil | lary S | ervices Deficit R | eport
----- | ------ | ----------------- | -----
|  |  | ---------------- | #NAME? | ncillary S | ervices -- | ---------- | ----------
[5 empty] | Required | Available | Deficit | DefCost
No. | Type | Deficit Area | Name | Hrs | GWh | GWh | GWh | 0
--- | ---- | ---------------- | ---------------- | ------ | --------- | --------- | --------- | ---------
1 | CA | PAC EAST | REG.UP | 236 | 2859.5 | 2859.1 | 0.4 | 104.8
2 | CA | PAC EAST | REG.DOWN | 0 | 0 | 0 | 0 | 0
3 | CA | PAC EAST | SPIN | 860 | 2181.9 | 2177.1 | 4.8 | 456.9
4 | CA | PAC EAST | NONSPIN | 0 | 1493.6 | 1493.6 | 0 | 0
5 | CA | PAC EAST | NONSPIN2 | 0 | 0 | 0 | 0 | 0
6 | CA | PAC WEST | REG.UP | 4 | 1482.8 | 1482.8 | 0 | 0
7 | CA | PAC WEST | REG.DOWN | 0 | 0 | 0 | 0 | 0
8 | CA | PAC WEST | SPIN | 34 | 1111.1 | 1110.9 | 0.1 | 27.9
9 | CA | PAC WEST | NONSPIN | 75 | 653.9 | 653.9 | 0 | 0
10 | CA | PAC WEST | NONSPIN2 | 0 | 0 | 0 | 0 | 0
Stati | on Report
----- | ---------
|  |  | Aux | Cap |  |  | Heat H | ours | Fuel/P | rch Cost | Star | t Star | t O&M | O&M | Opert | Total | Total
|  | Energy | Dmnd | Fctr | Sta- | FuelBurn | Rate | per | ¢/MBtu | <F> $0 | 00 Fu | el Co | st Fix | ed V | ar Co | st Co | st Cost
No. | Station | GWh | GWh | % | rts | GBtu | Btu/kWh | Unit | $/MWh | <P> $00 | 0 GBt | u $00 | 0 $00 | 0 $00 | 0 $/MW | h $/MW | h $000
--- | ---------------- | -------- | ------ | ----- | ---- | --------- | ------ | ---- | ------ | --- ----- | ---- | ----- | ------ | ----- | ------ | ------ | --------
1 | BearRiver | 148.4 | 0 | 29.5 | 0 |  |  | 8760 | 0 | 0 |  | 0 | 0 | 0 | 0 | 0 | 0
2 | Clearwater1 | 33.4 | 0 | 97.5 | 0 |  |  | 8760 | 0 | 0 |  | 0 | 0 | 0 | 0 | 0 | 0
3 | Clearwater2 | 45 | 0 | 99 | 0 |  |  | 8760 | 0 | 0 |  | 0 | 0 | 0 | 0 | 0 | 0
4 | FishCreek | 36.5 | 0 | 100 | 0 |  |  | 8760 | 0 | 0 |  | 0 | 0 | 0 | 0 | 0 | 0
5 | GemState_99489 | 49.7 | 0 | 100 | 0 |  |  | 8760 | 0 | 0 |  | 0 | 0 | 0 | 0 | 0 | 0
6 | IronGate | 132.6 | 0 | 100 | 0 |  |  | 8760 | 0 | 0 |  | 0 | 0 | 0 | 0 | 0 | 0
7 | JCBoyle | 322.7 | 0 | 100 | 0 |  |  | 8760 | 0 | 0 |  | 0 | 0 | 0 | 0 | 0 | 0
8 | Lemolo2 | 149.4 | 0 | 100 | 0 |  |  | 8760 | 0 | 0 |  | 0 | 0 | 0 | 0 | 0 | 0
9 | Lemolo1 | 134.8 | 0 | 96 | 0 |  |  | 8760 | 0 | 0 |  | 0 | 0 | 0 | 0 | 0 | 0
10 | Merwin | 417.1 | 0 | 100 | 0 |  |  | 8760 | 0 | 0 |  | 0 | 0 | 0 | 0 | 0 | 0
11 | SmallEastHydro | 110.1 | 0 | 100 | 0 |  |  | 8760 | 0 | 0 |  | 0 | 0 | 0 | 0 | 0 | 0
12 | SodaSprings | 43.2 | 0 | 100 | 0 |  |  | 8760 | 0 | 0 |  | 0 | 0 | 0 | 0 | 0 | 0
13 | Swift1 | 744 | 0 | 34.2 | 0 |  |  | 8760 | 0 | 0 |  | 0 | 0 | 0 | 0 | 0 | 0
14 | Swift2 | 228.8 | 0 | 94.5 | 0 |  |  | 8760 | 0 | 0 |  | 0 | 0 | 0 | 0 | 0 | 0
15 | UKL | 0 | 0 | 0 | 0 |  |  | 0 | 0 | 0 |  | 0 | 0 | 0 | 0 | 0 | 0
16 | Yale | 631.1 | 0 | 43.4 | 0 |  |  | 8760 | 0 | 0 |  | 0 | 0 | 0 | 0 | 0 | 0
17 | Blundell | 242.4 | 0 | 91.1 | 1 | 2423.6 | 10000 | 8424 | 0 | 0 | 0 | 0 | 0 | 645 | 2.66 | 2.66 | 645
18 | Carbon1 | 106.2 | 0 | 78.7 | 0 | 1296.9 | 12211 | 2160 | 194.5 | 2522 | 0 | 0 | 0 | 242 | 26.03 | 26.03 | 2764
19 | Carbon2 | 176.8 | 0 | 85.2 | 0 | 2058 | 11638 | 2160 | 194.5 | 4002 | 0 | 0 | 0 | 403 | 24.91 | 24.91 | 4405
20 | Cholla4 | 2642 | 0 | 82 | 0 | 28174.6 | 10664 | 8760 | 226.8 | 63907 | 0 | 0 | 36049 | 1902 | 24.91 | 38.55 | 101858
21 | Colstrip3 | 615.1 | 0 | 98.4 | 0 | 6610.4 | 10747 | 8760 | 131.4 | 8683 | 0 | 0 | 5005 | 808 | 15.43 | 23.57 | 14496
22 | Colstrip4 | 615.2 | 0 | 98.4 | 0 | 6681.3 | 10861 | 8760 | 131.4 | 8776 | 0 | 0 | 4878 | 822 | 15.6 | 23.53 | 14477
23 | Craig1 | 652.8 | 0 | 92.2 | 12 | 6515.2 | 9981 | 8562 | 205.5 | 13387 | 1 | 3 | 7494 | 0 | 20.51 | 31.99 | 20884
24 | Craig2 | 673.4 | 0 | 94.6 | 0 | 6817.7 | 10124 | 8760 | 205.5 | 14008 | 0 | 0 | 8129 | 0 | 20.8 | 32.87 | 22137
25 | GadsbyGT3 | 0.1 | 0 | 0 | 1 | 1.4 | 14336 | 10 | 403.3 | 6 | 0 | 0 | 0 | 0 | 61.73 | 63.22 | 6
26 | Gadsby1 | 0 | 0 | 0 | 0 | 0 | 0 | 0 | 0 | 0 | 0 | 0 | 0 | 0 | 0 | 0 | 0
27 | Gadsby2 | 0 | 0 | 0 | 0 | 0 | 0 | 0 | 0 | 0 | 0 | 0 | 0 | 0 | 0 | 0 | 0
28 | Gadsby3 | 0.2 | 0 | 0 | 1 | 2.9 | 14716 | 8 | 403.3 | 12 | 5 | 19 | 0 | 1 | 62.96 | 158.35 | 32
29 | GadsbyGT2 | 0.1 | 0 | 0 | 2 | 1.4 | 14243 | 10 | 404.8 | 6 | 0 | 0 | 0 | 0 | 61.57 | 64.61 | 6
30 | GadsbyGT1 | 0.1 | 0 | 0 | 1 | 1.4 | 14290 | 10 | 403.3 | 6 | 0 | 0 | 0 | 0 | 61.55 | 63.04 | 6
31 | Hayden1 | 230.8 | 0 | 63.9 | 1 | 2406.6 | 10426 | 6371 | 240.7 | 5793 | 0 | 0 | 6734 | 182 | 25.89 | 55.06 | 12709
32 | Hayden2 | 217.7 | 0 | 78.1 | 0 | 2219.3 | 10196 | 8760 | 240.7 | 5342 | 0 | 0 | 3678 | 0 | 24.54 | 41.44 | 9020
33 | Hermiston2 | 1093.9 | 0 | 54 | 129 | 8258.9 | 7550 | 6088 | 405.7 | 33504 | 116 | 474 | 0 | 1039 | 31.58 | 32.01 | 35017
34 | Hunter3 | 3660.7 | 0 | 95.1 | 0 | 37183.8 | 10158 | 8760 | 186.1 | 69195 | 0 | 0 | 24168 | 0 | 18.9 | 25.5 | 93363
35 | Hunter1 | 3303.7 | 0 | 96.5 | 0 | 34570.4 | 10464 | 8760 | 186.1 | 64332 | 0 | 0 | 37275 | 463 | 19.61 | 30.9 | 102070
36 | Hunter2 | 1995.8 | 0 | 90.4 | 2 | 20264.7 | 10154 | 8065 | 186.1 | 37710 | 3 | 81 | 19580 | 0 | 18.9 | 28.75 | 57372
37 | Huntington1 | 3767.9 | 0 | 99.6 | 0 | 36333.8 | 9643 | 8760 | 162.3 | 58987 | 0 | 0 | 25192 | 0 | 15.66 | 22.34 | 84179
38 | Huntington2 | 3175.8 | 0 | 89.6 | 2 | 32229.9 | 10149 | 7903 | 162.3 | 52325 | 4 | 99 | 34338 | 0 | 16.48 | 27.32 | 86761
39 | JBridger1 | 2647.6 | 0 | 93.5 | 1 | 27240.7 | 10289 | 8682 | 191.3 | 52120 | 2 | 68 | 18298 | 662 | 19.94 | 26.87 | 71147
40 | JBridger2 | 2667.8 | 0 | 90.2 | 1 | 27712.6 | 10388 | 8683 | 191.3 | 53023 | 3 | 88 | 21071 | 640 | 20.12 | 28.05 | 74823
41 | JBridger3 | 1747.8 | 0 | 63.9 | 2 | 18390.3 | 10522 | 6365 | 191.3 | 35186 | 18 | 499 | 29184 | 1940 | 21.24 | 38.22 | 66809
42 | JBridger4 | 2603.1 | 0 | 90.2 | 1 | 26955.8 | 10355 | 8682 | 191.3 | 51575 | 4 | 122 | 16572 | 833 | 20.13 | 26.55 | 69102
43 | JamesRiverCG | 121.8 | 0 | 97.5 | 1 | 876.9 | 7200 | 8520 | 0 | 0 | 0 | 0 | 0 | 11907 | 97.76 | 97.76 | 11907
44 | Johnston1 | 742.5 | 0 | 88 | 1 | 8260.9 | 11126 | 8728 | 106.8 | 8826 | 0 | 9 | 6435 | 200 | 12.16 | 20.84 | 15471
45 | Johnston2 | 761 | 0 | 87.8 | 1 | 8383 | 11016 | 8694 | 106.8 | 8957 | 1 | 18 | 7562 | 190 | 12.02 | 21.98 | 16727
46 | Johnston3 | 1413.7 | 0 | 78.4 | 2 | 16222.4 | 11476 | 7902 | 106.8 | 17333 | 8 | 236 | 23357 | 523 | 12.63 | 29.32 | 41450
47 | Johnston4 | 2444.1 | 0 | 92.6 | 0 | 26197.9 | 10719 | 8760 | 106.8 | 27992 | 0 | 0 | 22750 | 758 | 11.76 | 21.07 | 51499
48 | Naughton1 | 974.1 | 0 | 75.2 | 0 | 10169.4 | 10439 | 8760 | 213.4 | 21702 | 0 | 0 | 11247 | 331 | 22.62 | 34.16 | 33280
49 | Naughton2 | 1126 | 0 | 66.4 | 2 | 11848.5 | 10523 | 7865 | 213.4 | 25285 | 3 | 13 | 23117 | 394 | 22.81 | 43.35 | 48809
50 | WestValleyCi GT1 | 0 | 0 | 0 | 0 | 0 | 0 | 0 | 0 | 0 | 0 | 0 | 0 | 0 | 0 | 0 | 0
51 | WestValleyCi GT4 | 0 | 0 | 0 | 0 | 0 | 0 | 0 | 0 | 0 | 0 | 0 | 0 | 0 | 0 | 0 | 0
52 | WestValleyCi GT5 | 0 | 0 | 0 | 0 | 0 | 0 | 0 | 0 | 0 | 0 | 0 | 0 | 0 | 0 | 0 | 0
53 | WestValleyCi GT3 | 0 | 0 | 0 | 0 | 0 | 0 | 0 | 0 | 0 | 0 | 0 | 0 | 0 | 0 | 0 | 0
54 | WestValleyCi GT2 | 0 | 0 | 0 | 0 | 0 | 0 | 0 | 0 | 0 | 0 | 0 | 0 | 0 | 0 | 0 | 0
55 | Wyodak1 | 1682.5 | 0 | 74 | 2 | 20403.4 | 12127 | 7938 | 110.5 | 22555 | 4 | 106 | 21495 | 589 | 13.76 | 26.59 | 44744
56 | CurrantCreek | 1422.6 | 0 | 31.2 | 220 | 10149.5 | 7135 | 3529 | 391.8 | 39768 | 779 | 3066 | 0 | 5141 | 31.57 | 33.72 | 47975
57 | BigFork | 25.3 | 0 | 100 | 0 |  |  | 8760 | 0 | 0 |  | 0 | 0 | 0 | 0 | 0 | 0
58 | LakeSide | 2281.2 | 0 | 50.9 | 165 | 16126.1 | 7069 | 6389 | 392.4 | 63275 | 591 | 2364 | 0 | 6595 | 30.63 | 31.66 | 72234
59 | PAC-COB SALE | -912.9 | 0 | 81.5 | 256 |  |  | 7282 | 39.8 | -36369 |  | 0 | 0 | 0 | 39.84 | 39.84 | -36369
60 | PAC-COB PUR | 334.9 | 0 | 3.8 | 283 |  |  | 1608 | 27.3 | 9160 |  | 0 | 0 | 0 | 27.35 | 27.35 | 9160
61 | PAC-MIDC SALE | -151.7 | 0 | 0 | 265 |  |  | 2184 | 35.9 | -5449 |  | 0 | 0 | 0 | 35.93 | 35.93 | -5449
62 | PAC-MIDC PUR | 2529.3 | 0 | 28.9 | 248 |  |  | 6975 | 30.7 | 77549 |  | 0 | 0 | 0 | 30.66 | 30.66 | 77549
63 | PAC-FC SALE | -1910.3 | 0 | 87.5 | 161 |  |  | 8220 | 34.6 | -66187 |  | 0 | 0 | 0 | 34.65 | 34.65 | -66187
64 | PAC-FC PUR | 141.6 | 0 | 1.6 | 323 |  |  | 883 | 43.1 | 6110 |  | 0 | 0 | 0 | 43.14 | 43.14 | 6110
65 | PAC-PV SALE | -3451.7 | 0 | 0.4 | 0 |  |  | 8760 | 34.5 | -118985 |  | 0 | 0 | 0 | 34.47 | 34.47 | -118985
66 | PAC-PV PUR | 0 | 0 | 0 | 406 |  |  | 1312 | 0 | 0 |  | 0 | 0 | 0 | 0 | 0 | 0
67 | Monsanto_145258 | 0 | 0 | 0 | 0 |  |  | 0 | 0 | 0 |  | 0 | 0 | 0 | 0 | 0 | 0
68 | APS_27875_Supp | 115.8 | 0 | 9.5 | 0 |  |  | 8760 | 40.7 | 4716 |  | 0 | 0 | 4716 | 81.44 | 81.44 | 9431
69 | REDD_66276_Out | -127 | 0 | 100 | 0 |  |  | 8016 | 0 | 0 |  | 0 | 0 | 0 | 0 | 0 | 0
70 | Douglas_38185 | 62.1 | 0 | 100 | 0 |  |  | 8760 | 35.2 | 2187 |  | 0 | 0 | 0 | 35.23 | 35.23 | 2187
71 | PGE_Cove_83984 | 12 | 0 | 100 | 0 |  |  | 8760 | 0 | 0 |  | 0 | 0 | 0 | 0 | 0 | 0
72 | FC1_42818_Out | -45.4 | 0 | 100 | 0 |  |  | 8760 | 69 | -3131 |  | 0 | 0 | 0 | 69 | 69 | -3131
73 | FC1_63510_Out | -19.3 | 0 | 100 | 0 |  |  | 8760 | 0 | 0 |  | 0 | 0 | 0 | 0 | 0 | 0
74 | FC4_79207_Out | -50.4 | 0 | 100 | 0 |  |  | 8760 | 0 | 0 |  | 0 | 0 | 0 | 0 | 0 | 0
75 | Cowlitz_65787 | -255.2 | 0 | 100 | 0 |  |  | 8760 | 0 | 0 |  | 0 | 0 | 0 | 0 | 0 | 0
76 | SIE_64885_McNary | 1376.7 | 0 | 100 | 0 |  |  | 8760 | 0 | 0 |  | 0 | 0 | 0 | 0 | 0 | 0
77 | SMUD_24296_In | 217.4 | 0 | 100 | 0 |  |  | 8736 | 37 | 8043 |  | 0 | 0 | 0 | 37 | 37 | 8043
78 | APS_58118_FC_In | 458.3 | 0 | 100 | 0 |  |  | 8760 | 0 | 0 |  | 0 | 0 | 0 | 0 | 0 | 0
79 | APS_58119_FC_Out | -279.7 | 0 | 100 | 0 |  |  | 8760 | 0 | 0 |  | 0 | 0 | 0 | 0 | 0 | 0
80 | REDD_66276_In | 114.9 | 0 | 100 | 0 |  |  | 8016 | 0 | 0 |  | 0 | 0 | 0 | 0 | 0 | 0
81 | APS_58118_AZ_In | 113.1 | 0 | 100 | 0 |  |  | 8760 | 0 | 0 |  | 0 | 0 | 0 | 0 | 0 | 0
82 | APS_58119_AZ_Out | -291.7 | 0 | 100 | 0 |  |  | 8760 | 0 | 0 |  | 0 | 0 | 0 | 0 | 0 | 0
83 | SIE_64885_Goshen | 913.6 | 0 | 100 | 0 |  |  | 8760 | 0 | 0 |  | 0 | 0 | 0 | 0 | 0 | 0
84 | Hermiston1 | 965.6 | 0 | 47.2 | 107 | 7294.9 | 7554 | 5614 | 406.8 | 29679 | 119 | 490 | 0 | 917 | 31.68 | 32.19 | 31086
85 | Deseret_194277 | 497.3 | 0 | 66.2 | 66 |  |  | 8563 | 20.8 | 10338 |  | 0 | 0 | 0 | 20.79 | 20.79 | 10338
86 | DSM_ID_Irrigate | 0 | 0 | 0 | 3 |  |  | 840 | 0 | 0 |  | 0 | 0 | 0 | 0 | 0 | 0
87 | QF_Exxon_236032 | 0 | 0 | 0 | 0 |  |  | 8760 | 0 | 0 |  | 0 | 0 | 0 | 0 | 0 | 0
88 | QF_SUNN_Ad_59965 | 58.4 | 0 | 93.9 | 2 |  |  | 8256 | 46.5 | 2714 |  | 0 | 1967 | 0 | 46.48 | 80.17 | 4681
89 | QF_SUNN_Ba_83997 | 328.4 | 0 | 93.9 | 2 |  |  | 8256 | 48.8 | 16027 |  | 0 | 9117 | 0 | 48.8 | 76.56 | 25144
90 | QF_Tesoro_519533 | 0 | 0 | 0 | 0 |  |  | 8760 | 0 | 0 |  | 0 | 0 | 0 | 0 | 0 | 0
91 | BHPL_28160_Loss | -15.6 | 0 | 100 | 0 |  |  | 8760 | 11 | -171 |  | 0 | 0 | 0 | 10.98 | 10.98 | -171
92 | Rogue | 283 | 0 | 100 | 0 |  |  | 8760 | 0 | 0 |  | 0 | 0 | 0 | 0 | 0 | 0
93 | MidColumbia | 345.5 | 0 | 64.6 | 0 |  |  | 8760 | 0 | 0 |  | 0 | 0 | 0 | 0 | 0 | 0
94 | Toketee-Slide | 288.2 | 0 | 100 | 0 |  |  | 8760 | 0 | 0 |  | 0 | 0 | 0 | 0 | 0 | 0
95 | SmallWestHydro | 20.8 | 0 | 100 | 0 |  |  | 8760 | 0 | 0 |  | 0 | 0 | 0 | 0 | 0 | 0
96 | PSCO_340325_In | 1314 | 0 | 100 | 0 |  |  | 8760 | 0 | 0 |  | 0 | 0 | 0 | 0 | 0 | 0
97 | PSCO_340325_Out | -1112.7 | 0 | 100 | 0 |  |  | 8760 | 0 | 0 |  | 0 | 0 | 0 | 0 | 0 | 0
98 | HURR_393045_S | -0.2 | 0 | 100 | 0 |  |  | 8760 | 75 | -16 |  | 0 | 0 | 0 | 75 | 75 | -16
99 | HURR_393045_P | 1.9 | 0 | 100 | 0 |  |  | 8760 | 75 | 145 |  | 0 | 0 | 0 | 75 | 75 | 145
100 | QF_EVB_351030 | 47.9 | 0 | 100 | 0 |  |  | 8736 | 66.4 | 3177 |  | 0 | 0 | 0 | 66.36 | 66.36 | 3177
101 | WEYE_Res_356685 | 0 | 0 | 0 | 0 |  |  | 0 | 0 | 0 |  | 0 | 0 | 0 | 0 | 0 | 0
102 | Chehalis | 1035.7 | 0 | 25.2 | 146 | 7603.8 | 7342 | 3321 | 415.3 | 31577 | 511 | 2160 | 0 | 3606 | 33.97 | 36.06 | 37343
103 | PAC-Mead PUR | 0 | 0 | 0 | 158 |  |  | 337 | 0 | 0 |  | 0 | 0 | 0 | 0 | 0 | 0
104 | PAC-Mead SALE | -728.6 | 0 | 64.4 | 268 |  |  | 7836 | 35.9 | -26171 |  | 0 | 0 | 0 | 35.92 | 35.92 | -26171
105 | PAC-Mona PUR | 526.8 | 0 | 6 | 772 |  |  | 5435 | 37.3 | 19665 |  | 0 | 0 | 0 | 37.33 | 37.33 | 19665
106 | PAC-Mona SALE | -345.2 | 0 | 52.9 | 543 |  |  | 6491 | 34.7 | -11990 |  | 0 | 0 | 0 | 34.74 | 34.74 | -11990
107 | Copco 1-2 | 267.3 | 0 | 57.9 | 0 |  |  | 8760 | 0 | 0 |  | 0 | 0 | 0 | 0 | 0 | 0
108 | QF_CA_Hydro | 33.3 | 0 | 100 | 0 |  |  | 8760 | 144.8 | 4825 |  | 0 | 0 | 0 | 144.84 | 144.84 | 4825
109 | QF_OR_Biomass | 3.7 | 0 | 100 | 0 |  |  | 8760 | 68.2 | 250 |  | 0 | 0 | 0 | 68.24 | 68.24 | 250
110 | QF_OR_Hydro | 162.4 | 0 | 100 | 0 |  |  | 8760 | 107.9 | 17512 |  | 0 | 0 | 0 | 107.86 | 107.86 | 17512
111 | QF_OR_Thermal | 125.6 | 0 | 100 | 0 |  |  | 8760 | 71 | 8917 |  | 0 | 0 | 0 | 71 | 71 | 8917
112 | QF_UTS_Biomass | 17.7 | 0 | 100 | 0 |  |  | 8760 | 50.7 | 900 |  | 0 | 0 | 0 | 50.75 | 50.75 | 900
113 | QF_UTN_Hydro | 6.7 | 0 | 100 | 0 |  |  | 8760 | 88.9 | 593 |  | 0 | 0 | 0 | 88.89 | 88.89 | 593
114 | QF_WAYA_Biomass | 0 | 0 | 0 | 0 |  |  | 8760 | 0 | 0 |  | 0 | 0 | 0 | 0 | 0 | 0
115 | QF_WAWW_Hydro | 0 | 0 | 0 | 0 |  |  | 8760 | 0 | 0 |  | 0 | 0 | 0 | 0 | 0 | 0
116 | QF_WAYA_Wind | 0 | 0 | 0 | 0 |  |  | 8760 | 0 | 0 |  | 0 | 0 | 0 | 0 | 0 | 0
117 | QF_WY_Hydro | 11.4 | 0 | 100 | 0 |  |  | 8760 | 71.5 | 814 |  | 0 | 0 | 0 | 71.47 | 71.47 | 814
118 | QF_ID_Hydro | 112.6 | 0 | 100 | 0 |  |  | 8760 | 92.8 | 10451 |  | 0 | 0 | 0 | 92.8 | 92.8 | 10451
119 | PAC-NOB PUR | 27.8 | 0 | 1.6 | 120 |  |  | 302 | 28 | 777 |  | 0 | 0 | 0 | 27.96 | 27.96 | 777
120 | SCL_New_Out | -360.9 | 0 | 100 | 0 |  |  | 8760 | 14.6 | -5258 |  | 0 | 0 | -5258 | 29.14 | 29.14 | -10517
121 | QF_RBFP_E20771 | 12 | 0 | 100 | 0 |  |  | 8760 | 54.1 | 648 |  | 0 | 0 | 0 | 54.05 | 54.05 | 648
122 | ConstEng_E999691 | 63.2 | 0 | 100 | 0 |  |  | 8760 | 54.7 | 3458 |  | 0 | 0 | 3458 | 109.44 | 109.44 | 6916
123 | TMF_BioF_E20958 | 37.2 | 0 | 88.5 | 0 |  |  | 8760 | 0 | 0 |  | 0 | 0 | 1406 | 37.76 | 37.76 | 1406
124 | PAC-NOB SALE | 0 | 0 | 0 | 0 |  |  | 0 | 0 | 0 |  | 0 | 0 | 0 | 0 | 0 | 0
125 | I_Naughton3_GCF | 194.1 | 0 | 11.2 | 11 | 2267.6 | 11685 | 1571 | 378.9 | 8591 | 23 | 88 | 4758 | 0 | 44.27 | 69.25 | 13438
126 | BHPL_27013R_MC_S | -168.9 | 0 | 100 | 0 |  |  | 8760 | 11 | -1854 |  | 0 | 0 | 0 | 10.98 | 10.98 | -1854
127 | BHPL_27013R_US_S | -65.9 | 0 | 100 | 0 |  |  | 8760 | 11 | -724 |  | 0 | 0 | 0 | 10.98 | 10.98 | -724
128 | UMPA_45631R_S | -220.8 | 0 | 100 | 0 |  |  | 8760 | 23.2 | -5131 |  | 0 | -4396 | -5131 | 46.48 | 66.39 | -14659
129 | DorenaHyd_20887 | 15.1 | 0 | 100 | 0 |  |  | 8760 | 73.5 | 1107 |  | 0 | 0 | 0 | 73.47 | 73.47 | 1107
130 | QF_Bioms1_234159 | 228.5 | 0 | 100 | 0 |  |  | 8760 | 74.9 | 17124 |  | 0 | 0 | 0 | 74.94 | 74.94 | 17124
131 | ObsidianBlkCap | 4.7 | 0 | 100 | 0 |  |  | 8760 | 72.7 | 342 |  | 0 | 0 | 0 | 72.71 | 72.71 | 342
132 | QF_CA_Biomass | 0 | 0 | 100 | 0 |  |  | 8760 | 32.2 | 1 |  | 0 | 0 | 0 | 32.24 | 32.24 | 1
133 | QF_ID_Biomass | 10.8 | 0 | 100 | 0 |  |  | 8760 | 75.4 | 814 |  | 0 | 0 | 0 | 75.4 | 75.4 | 814
134 | QF_UTN_Wind | 0 | 0 | 0 | 0 |  |  | 8760 | 0 | 0 |  | 0 | 0 | 0 | 0 | 0 | 0
135 | QF_WAYA_Hydro | 6.7 | 0 | 100 | 0 |  |  | 8760 | 38.4 | 258 |  | 0 | 0 | 0 | 38.4 | 38.4 | 258
136 | QF_WY_Wind | 0.3 | 0 | 100 | 0 |  |  | 8760 | 60.5 | 18 |  | 0 | 0 | 0 | 60.5 | 60.5 | 18
137 | DSM_CooKeeper_Te | 0 | 0 | 0 | 5 |  |  | 1848 | 0 | 0 |  | 0 | 0 | 0 | 0 | 0 | 0
138 | DSM_UT_Irrigate_ | 0 | 0 | 0 | 4 |  |  | 1008 | 0 | 0 |  | 0 | 0 | 0 | 0 | 0 | 0
139 | BHPL_27013R_WYNE | -19.1 | 0 | 18.7 | 105 |  |  | 1646 | 11 | -209 |  | 0 | 0 | 0 | 10.98 | 10.98 | -209
140 | BHPL_27013R_JB | 0 | 0 | 0 | 0 |  |  | 0 | 0 | 0 |  | 0 | 0 | 0 | 0 | 0 | 0
141 | QF_Latigo_21022 | 91.3 | 0 | 100 | 1 |  |  | 5880 | 60 | 5484 |  | 0 | 0 | 0 | 60.05 | 60.05 | 5484
142 | Long Ridge1_2102 | 0.6 | 0 | 100 | 1 |  |  | 24 | 63.8 | 40 |  | 0 | 0 | 0 | 63.76 | 63.76 | 40
143 | Long Ridge2_2102 | 0.6 | 0 | 100 | 1 |  |  | 24 | 63.8 | 40 |  | 0 | 0 | 0 | 63.76 | 63.76 | 40
144 | BlueMountain_210 | 25.3 | 0 | 100 | 1 |  |  | 768 | 60.7 | 1533 |  | 0 | 0 | 0 | 60.66 | 60.66 | 1533
145 | Buckhorn_Solar | 1.8 | 0 | 100 | 1 |  |  | 3696 | 76.3 | 140 |  | 0 | 0 | 0 | 76.3 | 76.3 | 140
146 | CedarValley_Sola | 1.8 | 0 | 100 | 1 |  |  | 3696 | 76.3 | 140 |  | 0 | 0 | 0 | 76.3 | 76.3 | 140
147 | Beryl_Solar | 1.9 | 0 | 100 | 1 |  |  | 3696 | 76.3 | 144 |  | 0 | 0 | 0 | 76.3 | 76.3 | 144
148 | Greenvile_Solar | 1.4 | 0 | 100 | 1 |  |  | 3696 | 76.3 | 103 |  | 0 | 0 | 0 | 76.3 | 76.3 | 103
149 | MilfordFlat_Sola | 1.8 | 0 | 100 | 1 |  |  | 3696 | 58.4 | 107 |  | 0 | 0 | 0 | 58.39 | 58.39 | 107
150 | QF_UTN_Solar | 0.9 | 0 | 100 | 0 |  |  | 8760 | 0 | 0 |  | 0 | 0 | 0 | 0 | 0 | 0
151 | QF_FiddlerCanyon | 11 | 0 | 100 | 1 |  |  | 5184 | 85 | 936 |  | 0 | 0 | 0 | 85 | 85 | 936
152 | QF_SouthMilford_ | 7.6 | 0 | 100 | 1 |  |  | 8424 | 58.4 | 441 |  | 0 | 0 | 0 | 58.39 | 58.39 | 441
153 | QF_Manderfield_2 | 3.2 | 0 | 100 | 1 |  |  | 5184 | 85 | 272 |  | 0 | 0 | 0 | 85 | 85 | 272
154 | QF_GranitePeak_2 | 1.8 | 0 | 100 | 1 |  |  | 3696 | 58.4 | 107 |  | 0 | 0 | 0 | 58.39 | 58.39 | 107
155 | QF_LahoSolar_210 | 1.8 | 0 | 100 | 1 |  |  | 3696 | 58.4 | 107 |  | 0 | 0 | 0 | 58.39 | 58.39 | 107
156 | OSIP_Projects | 3.9 | 0 | 100 | 0 |  |  | 8760 | 0 | 0 |  | 0 | 0 | 0 | 0 | 0 | 0
157 | PSCO_FC_340325_o | 0 | 0 | 0 | 0 |  |  | 0 | 0 | 0 |  | 0 | 0 | 0 | 0 | 0 | 0
158 | Tri-State_27057 | 87.3 | 0 | 60.9 | 158 |  |  | 5102 | 15.5 | 1353 |  | 0 | 0 | 0 | 15.49 | 15.49 | 1353
159 | StoneHouseSolar_ | 13.2 | 0 | 100 | 0 |  |  | 8760 | 78.9 | 1043 |  | 0 | 0 | 0 | 78.86 | 78.86 | 1043
160 | BevansPoint | 3.4 | 0 | 100 | 1 |  |  | 6624 | 78.9 | 267 |  | 0 | 0 | 0 | 78.86 | 78.86 | 267
161 | MagCorp_144408 | 0 | 0 | 0 | 0 |  |  | 0 | 0 | 0 |  | 0 | 0 | 0 | 0 | 0 | 0
162 | Nucor_137328 | 0 | 0 | 0 | 0 |  |  | 0 | 0 | 0 |  | 0 | 0 | 0 | 0 | 0 | 0
163 | MonsanCur_145258 | 0 | 0 | 0 | 0 |  |  | 0 | 0 | 0 |  | 0 | 0 | 0 | 0 | 0 | 0
164 | SCL_New_Reserve | 0 | 0 | 0 | 0 |  |  | 0 | 0 | 0 |  | 0 | 0 | 0 | 0 | 0 | 0
165 | LakeSide2 | 3758 | 0 | 66.1 | 3 | 25741.8 | 6850 | 8717 | 396.2 | 101986 | 11 | 51 | 24303 | 12128 | 30.37 | 36.85 | 138467
166 | WI_Goshen | 970.4 | 0 | 100 | 0 |  |  | 8760 | 0 | 0 |  | 0 | 0 | 0 | 0 | 0 | 0
167 | WI_MidC | 446 | 0 | 100 | 0 |  |  | 8760 | 0 | 0 |  | 0 | 0 | 0 | 0 | 0 | 0
168 | WI_UtahNorth | 841.4 | 0 | 100 | 0 |  |  | 8760 | 0 | 0 |  | 0 | 0 | 0 | 0 | 0 | 0
169 | WI_WallaWalla | 1291.8 | 0 | 100 | 0 |  |  | 8760 | 0 | 0 |  | 0 | 0 | 0 | 0 | 0 | 0
170 | WI_WyomingNE | 3593.4 | 0 | 100 | 0 |  |  | 8760 | 0 | 0 |  | 0 | 0 | 0 | 0 | 0 | 0
SYSTE | M PRODUCTION | 63131.5 | 0 |  | 4981 | 505897.7 | 9774 |  |  | 1001185 | 2207 | 10054 | 449358 | 53054 | 16.7 | 23.98 | 1513650

## Study6SM
Build ID: 000001_x64 Ventyx p. 1
MULTISYM V8.1.03 Copyright 1998-2014. All rights reserved. L0000-00 1 iter Convergent Monte 09/02/2014
2015: I15_P_WI_S6SMthd25538 (Environmental) 09:16:52 AM
Station Group Report
--------------------
|  | Aux | Cap |  |  | Heat Hours | Fuel/P | rch Cost | Star | t Star | t O&M | O&M | Opert | Total | Total
| Energy | Dmnd | Fctr | Sta- | FuelBurn | Rate per | ¢/MBtu | <F> $0 | 00 Fu | el Co | st Fix | ed V | ar Co | st Co | st Cost
No. Group | GWh | GWh | % | rts | GBtu | Btu/kWh Unit | $/MWh | <P> $00 | 0 GBt | u $00 | 0 $00 | 0 $00 | 0 $/MW | h $/MW | h $000
--- ---------------- | -------- | ------ | ----- | ---- | --------- | ------ ---- | ------ | --- ----- | ---- | ----- | ------ | ----- | ------ | ------ | --------
Native Load | 62794.5
Dump Power | 426 | [12 empty] | 14.1 | 6005
Aux Demand | 0
Tran. Losses | 0
LESS Resources (Export | s):
1 HydroEast | 258.5 | 0 | 42.2 | 0 |  |  | 0 | 0 |  | 0 | 0 | 0 | 0 | 0 | 0
2 HydroWest | 4148.8 | 0 | 60.9 | 0 |  |  | 0 | 0 |  | 0 | 0 | 0 | 0 | 0 | 0
3 PurchaseEast | 1172.4 | 0 | 44.2 | 69 |  |  | 41.7 | 48853 |  | 0 | 11084 | 8174 | 48.64 | 58.09 | 68111
4 RenewableEast | 337.6 | 0 | 85.6 | 16 | 2095.3 | 10000 | 0 | 8119 | 0 | 0 | 0 | 558 | 25.7 | 25.7 | 8677
5 ThermalEast | 36935.9 | 0 | 71.6 | 418 | 362019.9 | 9801 | 199.4 | 722034 | 1411 | 6071 | 342903 | 29164 | 20.34 | 29.79 | 1100173
6 ThermalWest | 14175.8 | 0 | 67.6 | 388 | 138148.9 | 9745 | 221.1 | 305456 | 774 | 3902 | 95008 | 23233 | 23.19 | 30.16 | 427599
7 IRPEast | 157.8 | 0 | 9.1 | 11 | 1920.4 | 12168 | 378.9 | 7276 | 23 | 88 | 4758 | 0 | 46.1 | 76.81 | 12122
8 MCP | -3553.5 | 0 | 0.2 | 4113 |  |  | 38.6 | -137146 |  | 0 | 0 | 0 | 38.6 | 38.6 | -137146
9 InterruptEast | 0 | 0 | 0 | 0 |  |  | 0 | 0 |  | 0 | 0 | 0 | 0 | 0 | 0
10 RenewableWest | -370.2 | 0 | 133.3 | 0 |  |  | 14.2 | -5258 |  | 0 | 0 | -3853 | 24.61 | 24.61 | -9111
11 PurchaseWest | 709.2 | 0 | 100 | 0 |  |  | 79 | 56006 |  | 0 | 0 | 0 | 78.97 | 78.97 | 56006
12 ExchangeEast | 1229.8 | 0 | 119.6 | 0 |  |  | 0 | 0 |  | 0 | 0 | 0 | 0 | 0 | 0
13 SaleWest | -443.3 | 0 | 100 | 0 |  |  | 4.2 | -1854 |  | 0 | 0 | 0 | 4.18 | 4.18 | -1854
14 SaleEast | -302.5 | 0 | 100 | 0 |  |  | 20 | -6042 |  | 0 | -4396 | -5131 | 36.93 | 51.46 | -15570
15 ExchangeWest | 1467.1 | 0 | 100 | 0 |  |  | 5.5 | 8043 |  | 0 | 0 | 0 | 5.48 | 5.48 | 8043
16 DSMEast | 0 | 0 | 0 | 7 |  |  | 0 | 0 |  | 0 | 0 | 0 | 0 | 0 | 0
Resource Totals | 63219.2 | 0 |  | 6404 | 504184.5 | 9794 |  | 1006736 | 2208 | 10061 | 449358 | 52144 | 16.75 | 24.02 | 1518300
Wheeling | [14 empty] | 1372
Fuel demand charges | [14 empty] | 0
Emissions costs | [14 empty] | 0
Reserve deficiencies | [14 empty] | 1803
E.N.S. | 1.3 | [12 empty] | 1000 | 1263
SYSTEM | [13 empty] | 23.99 | 1516732
Ancil | lary Services Con | tribut | ion An | d Reve | nue Re | port
----- | ----------------- | ------ | ------ | ------ | ------ | ----
|  | #NAME? | illary | Servi | ces (c | ontrib | ution, | revenu | e,rate | )
|  | #NAME? | UP |  | #NAME? | DOWN |  | #NAME? |  |  | #NAME? | PIN |  | #NAME? | PIN2 |  | #NAME? | l
No. | Station | GWh | 0 | $/MW-h | GWh | 0 | $/MW-h | GWh | 0 | $/MW-h | GWh | 0 | $/MW-h | GWh | 0 | $/MW-h | GWh | 0 | $/MW-h
--- | ---------------- | ----- | ----- | ----- | ----- | ----- | ----- | ----- | ----- | ----- | ----- | ----- | ----- | ----- | ----- | ----- | ----- | ----- | -----
1 | BearRiver | 97.2 | 743.1 | 7.6 | 0 | 0 | 0 | 28.4 | 285.7 | 10 | 126.1 | 3618.4 | 28.7 | 0 | 0 | 0 | 251.7 | 4647.2 | 18.5
2 | Clearwater1 | 0 | 0 | 0 | 0 | 0 | 0 | 0 | 0 | 0 | 0 | 0 | 0 | 0 | 0 | 0 | 0 | 0 | 0
3 | Clearwater2 | 0 | 0 | 0 | 0 | 0 | 0 | 0 | 0 | 0 | 0 | 0 | 0 | 0 | 0 | 0 | 0 | 0 | 0
4 | FishCreek | 0 | 0 | 0 | 0 | 0 | 0 | 0 | 0 | 0 | 0 | 0 | 0 | 0 | 0 | 0 | 0 | 0 | 0
5 | GemState_99489 | 0 | 0 | 0 | 0 | 0 | 0 | 0 | 0 | 0 | 0 | 0 | 0 | 0 | 0 | 0 | 0 | 0 | 0
6 | IronGate | 0 | 0 | 0 | 0 | 0 | 0 | 0 | 0 | 0 | 0 | 0 | 0 | 0 | 0 | 0 | 0 | 0 | 0
7 | JCBoyle | 0 | 0 | 0 | 0 | 0 | 0 | 0 | 0 | 0 | 0 | 0 | 0 | 0 | 0 | 0 | 0 | 0 | 0
8 | Lemolo2 | 0 | 0 | 0 | 0 | 0 | 0 | 0 | 0 | 0 | 0 | 0 | 0 | 0 | 0 | 0 | 0 | 0 | 0
9 | Lemolo1 | 0 | 0 | 0 | 0 | 0 | 0 | 0 | 0 | 0 | 0.9 | 17.3 | 19 | 0 | 0 | 0 | 0.9 | 17.3 | 19
10 | Merwin | 0 | 0 | 0 | 0 | 0 | 0 | 0 | 0 | 0 | 0 | 0 | 0 | 0 | 0 | 0 | 0 | 0 | 0
11 | SmallEastHydro | 0 | 0 | 0 | 0 | 0 | 0 | 0 | 0 | 0 | 0 | 0 | 0 | 0 | 0 | 0 | 0 | 0 | 0
12 | SodaSprings | 0 | 0 | 0 | 0 | 0 | 0 | 0 | 0 | 0 | 0 | 0 | 0 | 0 | 0 | 0 | 0 | 0 | 0
13 | Swift1 | 782.2 | ****** | 27 | 0 | 0 | 0 | 371.3 | ****** | 41.3 | 134.1 | 6695.1 | 49.9 | 0 | 0 | 0 | 1287.5 | ****** | 33.5
14 | Swift2 | 0 | 0 | 0 | 0 | 0 | 0 | 0 | 0 | 0 | 0 | 0 | 0 | 0 | 0 | 0 | 0 | 0 | 0
15 | UKL | 0 | 0 | 0 | 0 | 0 | 0 | 0 | 0 | 0 | 0 | 0 | 0 | 0 | 0 | 0 | 0 | 0 | 0
16 | Yale | 276.5 | ****** | 37.5 | 0 | 0 | 0 | 189 | 8606.2 | 45.5 | 129.7 | 6710.9 | 51.8 | 0 | 0 | 0 | 595.2 | ****** | 43.2
17 | Blundell | 0 | 0 | 0 | 0 | 0 | 0 | 32 | 666.7 | 20.8 | 0 | 0 | 0 | 0 | 0 | 0 | 32 | 666.7 | 20.8
18 | Carbon1 | 13.5 | 189 | 14 | 0 | 0 | 0 | 4.4 | 72.5 | 16.4 | 0.7 | 38.1 | 51.3 | 0 | 0 | 0 | 18.7 | 299.6 | 16
19 | Carbon2 | 13.4 | 187.9 | 14 | 0 | 0 | 0 | 4.3 | 73.7 | 17 | 0.2 | 9.2 | 51.9 | 0 | 0 | 0 | 17.9 | 270.8 | 15.1
20 | Cholla4 | 201.9 | 2111.9 | 10.5 | 0 | 0 | 0 | 40 | 529.6 | 13.3 | 0.2 | 5.5 | 29.7 | 0 | 0 | 0 | 242 | 2646.9 | 10.9
21 | Colstrip3 | 0 | 0 | 0 | 0 | 0 | 0 | 0 | 0 | 0 | 5.4 | 2.4 | 0.4 | 0 | 0 | 0 | 5.4 | 2.4 | 0.4
22 | Colstrip4 | 0 | 0 | 0 | 0 | 0 | 0 | 0 | 0 | 0 | 4 | 0.9 | 0.2 | 0 | 0 | 0 | 4 | 0.9 | 0.2
23 | Craig1 | 0 | 0 | 0 | 0 | 0 | 0 | 0 | 0 | 0 | 0 | 0 | 0 | 0 | 0 | 0 | 0 | 0 | 0
24 | Craig2 | 0 | 0 | 0 | 0 | 0 | 0 | 0 | 0 | 0 | 0 | 0 | 0 | 0 | 0 | 0 | 0 | 0 | 0
25 | GadsbyGT3 | 0 | 0 | 0 | 0 | 0 | 0 | 0.3 | 8.1 | 28.8 | 0 | 0 | 0 | 0 | 0 | 0 | 0.3 | 8.1 | 28.8
26 | Gadsby1 | 0 | 0 | 0 | 0 | 0 | 0 | 0 | 0 | 0 | 0 | 0 | 0 | 0 | 0 | 0 | 0 | 0 | 0
27 | Gadsby2 | 0 | 0 | 0 | 0 | 0 | 0 | 0 | 0 | 0 | 0 | 0 | 0 | 0 | 0 | 0 | 0 | 0 | 0
28 | Gadsby3 | 0 | 0 | 0 | 0 | 0 | 0 | 0.2 | 7.1 | 29.5 | 0 | 0.7 | 19.5 | 0 | 0 | 0 | 0.3 | 7.8 | 28.2
29 | GadsbyGT2 | 0 | 0.1 | 3.9 | 0 | 0 | 0 | 0.3 | 7.4 | 29.3 | 0 | 0 | 0 | 0 | 0 | 0 | 0.3 | 7.5 | 27.4
30 | GadsbyGT1 | 0 | 0 | 0 | 0 | 0 | 0 | 0.3 | 8.1 | 28.8 | 0 | 0 | 0 | 0 | 0 | 0 | 0.3 | 8.1 | 28.8
31 | Hayden1 | 0 | 0 | 0 | 0 | 0 | 0 | 0 | 0 | 0 | 0 | 0 | 0 | 0 | 0 | 0 | 0 | 0 | 0
32 | Hayden2 | 0 | 0 | 0 | 0 | 0 | 0 | 0 | 0 | 0 | 0.1 | 48.8 | 976.8 | 0 | 0 | 0 | 0.1 | 48.8 | 976.8
33 | Hermiston2 | 109.7 | 86.2 | 0.8 | 0 | 0 | 0 | 20.2 | 32.4 | 1.6 | 67.6 | 17.9 | 0.3 | 0 | 0 | 0 | 197.4 | 136.5 | 0.7
34 | Hunter3 | 67.1 | 627.5 | 9.4 | 0 | 0 | 0 | 8.9 | 129.8 | 14.5 | 0 | 0 | 0 | 0 | 0 | 0 | 76 | 757.3 | 10
35 | Hunter1 | 54.7 | 512.5 | 9.4 | 0 | 0 | 0 | 9 | 155.4 | 17.2 | 0 | 0 | 0 | 0 | 0 | 0 | 63.7 | 667.9 | 10.5
36 | Hunter2 | 38.9 | 321.5 | 8.3 | 0 | 0 | 0 | 6.6 | 123.7 | 18.7 | 0 | 0 | 0 | 0 | 0 | 0 | 45.5 | 445.3 | 9.8
37 | Huntington1 | 31.5 | 218.6 | 6.9 | 0 | 0 | 0 | 9.4 | 212.7 | 22.7 | 0 | 0 | 0 | 0 | 0 | 0 | 40.8 | 431.2 | 10.6
38 | Huntington2 | 31.7 | 236.8 | 7.5 | 0 | 0 | 0 | 9.7 | 221.3 | 22.9 | 0 | 0 | 0 | 0 | 0 | 0 | 41.4 | 458.1 | 11.1
39 | JBridger1 | 29.7 | 74.5 | 2.5 | 0 | 0 | 0 | 16.4 | 33.8 | 2.1 | 8.8 | 19.7 | 2.2 | 0 | 0 | 0 | 54.9 | 128 | 2.3
40 | JBridger2 | 24.7 | 73.3 | 3 | 0 | 0 | 0 | 18.3 | 34 | 1.9 | 11.9 | 20.2 | 1.7 | 0 | 0 | 0 | 54.9 | 127.5 | 2.3
41 | JBridger3 | 9.4 | 14.2 | 1.5 | 0 | 0 | 0 | 17.5 | 1 | 0.1 | 36.1 | 0.5 | 0 | 0 | 0 | 0 | 62.9 | 15.6 | 0.2
42 | JBridger4 | 16.9 | 67.4 | 4 | 0 | 0 | 0 | 8.2 | 0.7 | 0.1 | 11.3 | 69.1 | 6.1 | 0 | 0 | 0 | 36.5 | 137.2 | 3.8
43 | JamesRiverCG | 0 | 0 | 0 | 0 | 0 | 0 | 0 | 0 | 0 | 0 | 0 | 0 | 0 | 0 | 0 | 0 | 0 | 0
44 | Johnston1 | 0 | 0 | 0 | 0 | 0 | 0 | 0 | 0 | 0 | 0.3 | 0.7 | 2.5 | 0 | 0 | 0 | 0.3 | 0.7 | 2.5
45 | Johnston2 | 0 | 0 | 0 | 0 | 0 | 0 | 0 | 0 | 0 | 0.1 | 0.4 | 2.4 | 0 | 0 | 0 | 0.1 | 0.4 | 2.4
46 | Johnston3 | 0 | 0 | 0 | 0 | 0 | 0 | 0 | 0 | 0 | 0 | 0.1 | 2.4 | 0 | 0 | 0 | 0 | 0.1 | 2.4
47 | Johnston4 | 0 | 0 | 0 | 0 | 0 | 0 | 0 | 0 | 0 | 0.7 | 2.5 | 3.4 | 0 | 0 | 0 | 0.7 | 2.5 | 3.4
48 | Naughton1 | 119.3 | 1045.5 | 8.8 | 0 | 0 | 0 | 23.1 | 224.3 | 9.7 | 0 | 0 | 0 | 0 | 0 | 0 | 142.3 | 1269.7 | 8.9
49 | Naughton2 | 148 | 1480.7 | 10 | 0 | 0 | 0 | 29.1 | 355.7 | 12.2 | 0 | 0 | 0 | 0 | 0 | 0 | 177 | 1836.4 | 10.4
50 | WestValleyCi GT1 | 0 | 0 | 0 | 0 | 0 | 0 | 0 | 0 | 0 | 0 | 0 | 0 | 0 | 0 | 0 | 0 | 0 | 0
51 | WestValleyCi GT4 | 0 | 0 | 0 | 0 | 0 | 0 | 0 | 0 | 0 | 0 | 0 | 0 | 0 | 0 | 0 | 0 | 0 | 0
52 | WestValleyCi GT5 | 0 | 0 | 0 | 0 | 0 | 0 | 0 | 0 | 0 | 0 | 0 | 0 | 0 | 0 | 0 | 0 | 0 | 0
53 | WestValleyCi GT3 | 0 | 0 | 0 | 0 | 0 | 0 | 0 | 0 | 0 | 0 | 0 | 0 | 0 | 0 | 0 | 0 | 0 | 0
54 | WestValleyCi GT2 | 0 | 0 | 0 | 0 | 0 | 0 | 0 | 0 | 0 | 0 | 0 | 0 | 0 | 0 | 0 | 0 | 0 | 0
55 | Wyodak1 | 0 | 0 | 0 | 0 | 0 | 0 | 0 | 0 | 0 | 0 | 0 | 0 | 0 | 0 | 0 | 0 | 0 | 0
56 | CurrantCreek | 259.2 | 3131.1 | 12.1 | 0 | 0 | 0 | 191.6 | 2065.2 | 10.8 | 0 | 0 | 0 | 0 | 0 | 0 | 450.8 | 5196.3 | 11.5
57 | BigFork | 0 | 0 | 0 | 0 | 0 | 0 | 0 | 0 | 0 | 0 | 0 | 0 | 0 | 0 | 0 | 0 | 0 | 0
58 | LakeSide | 634.3 | 6494.9 | 10.2 | 0 | 0 | 0 | 117.7 | 1771.5 | 15.1 | 0 | 0 | 0 | 0 | 0 | 0 | 752 | 8266.4 | 11
59 | PAC-COB SALE | 0 | 0 | 0 | 0 | 0 | 0 | 0 | 0 | 0 | 0 | 0 | 0 | 0 | 0 | 0 | 0 | 0 | 0
60 | PAC-COB PUR | 0 | 0 | 0 | 0 | 0 | 0 | 29.7 | 5.3 | 0.2 | 9.3 | 1.9 | 0.2 | 0 | 0 | 0 | 38.9 | 7.3 | 0.2
61 | PAC-MIDC SALE | 0 | 0 | 0 | 0 | 0 | 0 | 0 | 0 | 0 | 0 | 0 | 0 | 0 | 0 | 0 | 0 | 0 | 0
62 | PAC-MIDC PUR | 0 | 0 | 0 | 0 | 0 | 0 | 282 | 19.6 | 0.1 | 62.1 | 4.2 | 0.1 | 0 | 0 | 0 | 344 | 23.9 | 0.1
63 | PAC-FC SALE | 0 | 0 | 0 | 0 | 0 | 0 | 0 | 0 | 0 | 0 | 0 | 0 | 0 | 0 | 0 | 0 | 0 | 0
64 | PAC-FC PUR | 0 | 0 | 0 | 0 | 0 | 0 | 42.6 | 1001.7 | 23.5 | 0 | 0 | 0 | 0 | 0 | 0 | 42.6 | 1001.7 | 23.5
65 | PAC-PV SALE | 0 | 0 | 0 | 0 | 0 | 0 | 0 | 0 | 0 | 0 | 0 | 0 | 0 | 0 | 0 | 0 | 0 | 0
66 | PAC-PV PUR | 0 | 0 | 0 | 0 | 0 | 0 | 193.7 | 3052.2 | 15.8 | 0 | 0 | 0 | 0 | 0 | 0 | 193.7 | 3052.2 | 15.8
67 | Monsanto_145258 | 0 | 0 | 0 | 0 | 0 | 0 | 0 | 0 | 0 | 118.2 | 487.4 | 4.1 | 0 | 0 | 0 | 118.2 | 487.4 | 4.1
68 | APS_27875_Supp | 0 | 0 | 0 | 0 | 0 | 0 | 141.2 | 881.6 | 6.2 | 0 | 0 | 0 | 0 | 0 | 0 | 141.2 | 881.6 | 6.2
69 | REDD_66276_Out | 0 | 0 | 0 | 0 | 0 | 0 | 0 | 0 | 0 | 0 | 0 | 0 | 0 | 0 | 0 | 0 | 0 | 0
70 | Douglas_38185 | 0 | 0 | 0 | 0 | 0 | 0 | 0 | 0 | 0 | 0 | 0 | 0 | 0 | 0 | 0 | 0 | 0 | 0
71 | PGE_Cove_83984 | 0 | 0 | 0 | 0 | 0 | 0 | 0 | 0 | 0 | 0 | 0 | 0 | 0 | 0 | 0 | 0 | 0 | 0
72 | FC1_42818_Out | 0 | 0 | 0 | 0 | 0 | 0 | 0 | 0 | 0 | 0 | 0 | 0 | 0 | 0 | 0 | 0 | 0 | 0
73 | FC1_63510_Out | 0 | 0 | 0 | 0 | 0 | 0 | 0 | 0 | 0 | 0 | 0 | 0 | 0 | 0 | 0 | 0 | 0 | 0
74 | FC4_79207_Out | 0 | 0 | 0 | 0 | 0 | 0 | 0 | 0 | 0 | 0 | 0 | 0 | 0 | 0 | 0 | 0 | 0 | 0
75 | Cowlitz_65787 | 0 | 0 | 0 | 0 | 0 | 0 | 0 | 0 | 0 | 0 | 0 | 0 | 0 | 0 | 0 | 0 | 0 | 0
76 | SIE_64885_McNary | 0 | 0 | 0 | 0 | 0 | 0 | 0 | 0 | 0 | 0 | 0 | 0 | 0 | 0 | 0 | 0 | 0 | 0
77 | SMUD_24296_In | 0 | 0 | 0 | 0 | 0 | 0 | 0 | 0 | 0 | 0 | 0 | 0 | 0 | 0 | 0 | 0 | 0 | 0
78 | APS_58118_FC_In | 0 | 0 | 0 | 0 | 0 | 0 | 0 | 0 | 0 | 0 | 0 | 0 | 0 | 0 | 0 | 0 | 0 | 0
79 | APS_58119_FC_Out | 0 | 0 | 0 | 0 | 0 | 0 | 0 | 0 | 0 | 0 | 0 | 0 | 0 | 0 | 0 | 0 | 0 | 0
80 | REDD_66276_In | 0 | 0 | 0 | 0 | 0 | 0 | 0 | 0 | 0 | 0 | 0 | 0 | 0 | 0 | 0 | 0 | 0 | 0
81 | APS_58118_AZ_In | 0 | 0 | 0 | 0 | 0 | 0 | 0 | 0 | 0 | 0 | 0 | 0 | 0 | 0 | 0 | 0 | 0 | 0
82 | APS_58119_AZ_Out | 0 | 0 | 0 | 0 | 0 | 0 | 0 | 0 | 0 | 0 | 0 | 0 | 0 | 0 | 0 | 0 | 0 | 0
83 | SIE_64885_Goshen | 0 | 0 | 0 | 0 | 0 | 0 | 0 | 0 | 0 | 0 | 0 | 0 | 0 | 0 | 0 | 0 | 0 | 0
84 | Hermiston1 | 97.9 | 137.8 | 1.4 | 0 | 0 | 0 | 28.8 | 11.4 | 0.4 | 82.5 | 40 | 0.5 | 0 | 0 | 0 | 209.2 | 189.2 | 0.9
85 | Deseret_194277 | 0 | 0 | 0 | 0 | 0 | 0 | 342.6 | 5137.3 | 15 | 0 | 0.8 | 39.5 | 0 | 0 | 0 | 342.6 | 5138.1 | 15
86 | DSM_ID_Irrigate | 0 | 0 | 0 | 0 | 0 | 0 | 3.8 | 57 | 15.1 | 17.8 | 265.4 | 14.9 | 0 | 0 | 0 | 21.5 | 322.4 | 15
87 | QF_Exxon_236032 | 0 | 0 | 0 | 0 | 0 | 0 | 0 | 0 | 0 | 0 | 0 | 0 | 0 | 0 | 0 | 0 | 0 | 0
88 | QF_SUNN_Ad_59965 | 0 | 0 | 0 | 0 | 0 | 0 | 0 | 0 | 0 | 0 | 0 | 0 | 0 | 0 | 0 | 0 | 0 | 0
89 | QF_SUNN_Ba_83997 | 0 | 0 | 0 | 0 | 0 | 0 | 0 | 0 | 0 | 0 | 0 | 0 | 0 | 0 | 0 | 0 | 0 | 0
90 | QF_Tesoro_519533 | 0 | 0 | 0 | 0 | 0 | 0 | 0 | 0 | 0 | 0 | 0 | 0 | 0 | 0 | 0 | 0 | 0 | 0
91 | BHPL_28160_Loss | 0 | 0 | 0 | 0 | 0 | 0 | 0 | 0 | 0 | 0 | 0 | 0 | 0 | 0 | 0 | 0 | 0 | 0
92 | Rogue | 0 | 0 | 0 | 0 | 0 | 0 | 0 | 0 | 0 | 0 | 0 | 0 | 0 | 0 | 0 | 0 | 0 | 0
93 | MidColumbia | 30.6 | 604.1 | 19.8 | 0 | 0 | 0 | 25.9 | 533.4 | 20.6 | 41.7 | 1116.2 | 26.8 | 0 | 0 | 0 | 98.2 | 2253.7 | 23
94 | Toketee-Slide | 0 | 0 | 0 | 0 | 0 | 0 | 0 | 0 | 0 | 0 | 0 | 0 | 0 | 0 | 0 | 0 | 0 | 0
95 | SmallWestHydro | 0 | 0 | 0 | 0 | 0 | 0 | 0 | 0 | 0 | 0 | 0 | 0 | 0 | 0 | 0 | 0 | 0 | 0
96 | PSCO_340325_In | 0 | 0 | 0 | 0 | 0 | 0 | 0 | 0 | 0 | 0 | 0 | 0 | 0 | 0 | 0 | 0 | 0 | 0
97 | PSCO_340325_Out | 0 | 0 | 0 | 0 | 0 | 0 | 0 | 0 | 0 | 0 | 0 | 0 | 0 | 0 | 0 | 0 | 0 | 0
98 | HURR_393045_S | 0 | 0 | 0 | 0 | 0 | 0 | 0 | 0 | 0 | 0 | 0 | 0 | 0 | 0 | 0 | 0 | 0 | 0
99 | HURR_393045_P | 0 | 0 | 0 | 0 | 0 | 0 | 0 | 0 | 0 | 0 | 0 | 0 | 0 | 0 | 0 | 0 | 0 | 0
100 | QF_EVB_351030 | 0 | 0 | 0 | 0 | 0 | 0 | 0 | 0 | 0 | 0 | 0 | 0 | 0 | 0 | 0 | 0 | 0 | 0
101 | WEYE_Res_356685 | 0 | 0 | 0 | 0 | 0 | 0 | 0 | 0 | 0 | 0 | 0 | 0 | 0 | 0 | 0 | 0 | 0 | 0
102 | Chehalis | 105.2 | 125.9 | 1.2 | 0 | 0 | 0 | 66.4 | 196.2 | 3 | 19.8 | 24.3 | 1.2 | 0 | 0 | 0 | 191.5 | 346.4 | 1.8
103 | PAC-Mead PUR | 0 | 0 | 0 | 0 | 0 | 0 | 30.9 | 468.6 | 15.2 | 0 | 0 | 0 | 0 | 0 | 0 | 30.9 | 468.6 | 15.2
104 | PAC-Mead SALE | 0 | 0 | 0 | 0 | 0 | 0 | 0 | 0 | 0 | 0 | 0 | 0 | 0 | 0 | 0 | 0 | 0 | 0
105 | PAC-Mona PUR | 0 | 0 | 0 | 0 | 0 | 0 | 825.8 | 8957.8 | 10.8 | 0.2 | 0 | 0 | 0 | 0 | 0 | 826 | 8957.8 | 10.8
106 | PAC-Mona SALE | 0 | 0 | 0 | 0 | 0 | 0 | 0 | 0 | 0 | 0 | 0 | 0 | 0 | 0 | 0 | 0 | 0 | 0
107 | Copco 1-2 | 0 | 0 | 0 | 0 | 0 | 0 | 37 | 555.6 | 15 | 28.2 | 551.8 | 19.6 | 0 | 0 | 0 | 65.2 | 1107.4 | 17
108 | QF_CA_Hydro | 0 | 0 | 0 | 0 | 0 | 0 | 0 | 0 | 0 | 0 | 0 | 0 | 0 | 0 | 0 | 0 | 0 | 0
109 | QF_OR_Biomass | 0 | 0 | 0 | 0 | 0 | 0 | 0 | 0 | 0 | 0 | 0 | 0 | 0 | 0 | 0 | 0 | 0 | 0
110 | QF_OR_Hydro | 0 | 0 | 0 | 0 | 0 | 0 | 0 | 0 | 0 | 0 | 0 | 0 | 0 | 0 | 0 | 0 | 0 | 0
111 | QF_OR_Thermal | 0 | 0 | 0 | 0 | 0 | 0 | 0 | 0 | 0 | 0 | 0 | 0 | 0 | 0 | 0 | 0 | 0 | 0
112 | QF_UTS_Biomass | 0 | 0 | 0 | 0 | 0 | 0 | 0 | 0 | 0 | 0 | 0 | 0 | 0 | 0 | 0 | 0 | 0 | 0
113 | QF_UTN_Hydro | 0 | 0 | 0 | 0 | 0 | 0 | 0 | 0 | 0 | 0 | 0 | 0 | 0 | 0 | 0 | 0 | 0 | 0
114 | QF_WAYA_Biomass | 0 | 0 | 0 | 0 | 0 | 0 | 0 | 0 | 0 | 0 | 0 | 0 | 0 | 0 | 0 | 0 | 0 | 0
115 | QF_WAWW_Hydro | 0 | 0 | 0 | 0 | 0 | 0 | 0 | 0 | 0 | 0 | 0 | 0 | 0 | 0 | 0 | 0 | 0 | 0
116 | QF_WAYA_Wind | 0 | 0 | 0 | 0 | 0 | 0 | 0 | 0 | 0 | 0 | 0 | 0 | 0 | 0 | 0 | 0 | 0 | 0
117 | QF_WY_Hydro | 0 | 0 | 0 | 0 | 0 | 0 | 0 | 0 | 0 | 0 | 0 | 0 | 0 | 0 | 0 | 0 | 0 | 0
118 | QF_ID_Hydro | 0 | 0 | 0 | 0 | 0 | 0 | 0 | 0 | 0 | 0 | 0 | 0 | 0 | 0 | 0 | 0 | 0 | 0
119 | PAC-NOB PUR | 0 | 0 | 0 | 0 | 0 | 0 | 0.4 | 0.1 | 0.2 | 0.7 | 0.4 | 0.6 | 0 | 0 | 0 | 1.1 | 0.5 | 0.4
120 | SCL_New_Out | 0 | 0 | 0 | 0 | 0 | 0 | 0 | 0 | 0 | 0 | 0 | 0 | 0 | 0 | 0 | 0 | 0 | 0
121 | QF_RBFP_E20771 | 0 | 0 | 0 | 0 | 0 | 0 | 0 | 0 | 0 | 0 | 0 | 0 | 0 | 0 | 0 | 0 | 0 | 0
122 | ConstEng_E999691 | 0 | 0 | 0 | 0 | 0 | 0 | 0 | 0 | 0 | 0 | 0 | 0 | 0 | 0 | 0 | 0 | 0 | 0
123 | TMF_BioF_E20958 | 0 | 0 | 0 | 0 | 0 | 0 | 0 | 0.2 | 11.5 | 0 | 0 | 0 | 0 | 0 | 0 | 0 | 0.2 | 11.5
124 | PAC-NOB SALE | 0 | 0 | 0 | 0 | 0 | 0 | 0 | 0 | 0 | 0 | 0 | 0 | 0 | 0 | 0 | 0 | 0 | 0
125 | I_Naughton3_GCF | 20.1 | 298.5 | 14.8 | 0 | 0 | 0 | 21.7 | 510 | 23.5 | 0.5 | 4.9 | 10.4 | 0 | 0 | 0 | 42.3 | 813.5 | 19.2
126 | BHPL_27013R_MC_S | 0 | 0 | 0 | 0 | 0 | 0 | 0 | 0 | 0 | 0 | 0 | 0 | 0 | 0 | 0 | 0 | 0 | 0
127 | BHPL_27013R_US_S | 0 | 0 | 0 | 0 | 0 | 0 | 0 | 0 | 0 | 0 | 0 | 0 | 0 | 0 | 0 | 0 | 0 | 0
128 | UMPA_45631R_S | 0 | 0 | 0 | 0 | 0 | 0 | 0 | 0 | 0 | 0 | 0 | 0 | 0 | 0 | 0 | 0 | 0 | 0
129 | DorenaHyd_20887 | 0 | 0 | 0 | 0 | 0 | 0 | 0 | 0 | 0 | 0 | 0 | 0 | 0 | 0 | 0 | 0 | 0 | 0
130 | QF_Bioms1_234159 | 0 | 0 | 0 | 0 | 0 | 0 | 0 | 0 | 0 | 0 | 0 | 0 | 0 | 0 | 0 | 0 | 0 | 0
131 | ObsidianBlkCap | 0 | 0 | 0 | 0 | 0 | 0 | 0 | 0 | 0 | 0 | 0 | 0 | 0 | 0 | 0 | 0 | 0 | 0
132 | QF_CA_Biomass | 0 | 0 | 0 | 0 | 0 | 0 | 0 | 0 | 0 | 0 | 0 | 0 | 0 | 0 | 0 | 0 | 0 | 0
133 | QF_ID_Biomass | 0 | 0 | 0 | 0 | 0 | 0 | 0 | 0 | 0 | 0 | 0 | 0 | 0 | 0 | 0 | 0 | 0 | 0
134 | QF_UTN_Wind | 0 | 0 | 0 | 0 | 0 | 0 | 0 | 0 | 0 | 0 | 0 | 0 | 0 | 0 | 0 | 0 | 0 | 0
135 | QF_WAYA_Hydro | 0 | 0 | 0 | 0 | 0 | 0 | 0 | 0 | 0 | 0 | 0 | 0 | 0 | 0 | 0 | 0 | 0 | 0
136 | QF_WY_Wind | 0 | 0 | 0 | 0 | 0 | 0 | 0 | 0 | 0 | 0 | 0 | 0 | 0 | 0 | 0 | 0 | 0 | 0
137 | DSM_CooKeeper_Te | 0 | 0 | 0 | 0 | 0 | 0 | 6.6 | 105.5 | 16 | 10.9 | 153.8 | 14.1 | 0 | 0 | 0 | 17.5 | 259.3 | 14.8
138 | DSM_UT_Irrigate_ | 0 | 0 | 0 | 0 | 0 | 0 | 1.4 | 21.5 | 15.3 | 5 | 77.7 | 15.6 | 0 | 0 | 0 | 6.4 | 99.2 | 15.6
139 | BHPL_27013R_WYNE | 0 | 0 | 0 | 0 | 0 | 0 | 0 | 0 | 0 | 0 | 0 | 0 | 0 | 0 | 0 | 0 | 0 | 0
140 | BHPL_27013R_JB | 0 | 0 | 0 | 0 | 0 | 0 | 0 | 0 | 0 | 0 | 0 | 0 | 0 | 0 | 0 | 0 | 0 | 0
141 | QF_Latigo_21022 | 0 | 0 | 0 | 0 | 0 | 0 | 0 | 0 | 0 | 0 | 0 | 0 | 0 | 0 | 0 | 0 | 0 | 0
142 | Long Ridge1_2102 | 0 | 0 | 0 | 0 | 0 | 0 | 0 | 0 | 0 | 0 | 0 | 0 | 0 | 0 | 0 | 0 | 0 | 0
143 | Long Ridge2_2102 | 0 | 0 | 0 | 0 | 0 | 0 | 0 | 0 | 0 | 0 | 0 | 0 | 0 | 0 | 0 | 0 | 0 | 0
144 | BlueMountain_210 | 0 | 0 | 0 | 0 | 0 | 0 | 0 | 0 | 0 | 0 | 0 | 0 | 0 | 0 | 0 | 0 | 0 | 0
145 | Buckhorn_Solar | 0 | 0 | 0 | 0 | 0 | 0 | 0 | 0 | 0 | 0 | 0 | 0 | 0 | 0 | 0 | 0 | 0 | 0
146 | CedarValley_Sola | 0 | 0 | 0 | 0 | 0 | 0 | 0 | 0 | 0 | 0 | 0 | 0 | 0 | 0 | 0 | 0 | 0 | 0
147 | Beryl_Solar | 0 | 0 | 0 | 0 | 0 | 0 | 0 | 0 | 0 | 0 | 0 | 0 | 0 | 0 | 0 | 0 | 0 | 0
148 | Greenvile_Solar | 0 | 0 | 0 | 0 | 0 | 0 | 0 | 0 | 0 | 0 | 0 | 0 | 0 | 0 | 0 | 0 | 0 | 0
149 | MilfordFlat_Sola | 0 | 0 | 0 | 0 | 0 | 0 | 0 | 0 | 0 | 0 | 0 | 0 | 0 | 0 | 0 | 0 | 0 | 0
150 | QF_UTN_Solar | 0 | 0 | 0 | 0 | 0 | 0 | 0 | 0 | 0 | 0 | 0 | 0 | 0 | 0 | 0 | 0 | 0 | 0
151 | QF_FiddlerCanyon | 0 | 0 | 0 | 0 | 0 | 0 | 0 | 0 | 0 | 0 | 0 | 0 | 0 | 0 | 0 | 0 | 0 | 0
152 | QF_SouthMilford_ | 0 | 0 | 0 | 0 | 0 | 0 | 0 | 0 | 0 | 0 | 0 | 0 | 0 | 0 | 0 | 0 | 0 | 0
153 | QF_Manderfield_2 | 0 | 0 | 0 | 0 | 0 | 0 | 0 | 0 | 0 | 0 | 0 | 0 | 0 | 0 | 0 | 0 | 0 | 0
154 | QF_GranitePeak_2 | 0 | 0 | 0 | 0 | 0 | 0 | 0 | 0 | 0 | 0 | 0 | 0 | 0 | 0 | 0 | 0 | 0 | 0
155 | QF_LahoSolar_210 | 0 | 0 | 0 | 0 | 0 | 0 | 0 | 0 | 0 | 0 | 0 | 0 | 0 | 0 | 0 | 0 | 0 | 0
156 | OSIP_Projects | 0 | 0 | 0 | 0 | 0 | 0 | 0 | 0 | 0 | 0 | 0 | 0 | 0 | 0 | 0 | 0 | 0 | 0
157 | PSCO_FC_340325_o | 0 | 0 | 0 | 0 | 0 | 0 | 0 | 0 | 0 | 0 | 0 | 0 | 0 | 0 | 0 | 0 | 0 | 0
158 | Tri-State_27057 | 0 | 0 | 0 | 0 | 0 | 0 | 0 | 0 | 0 | 0 | 0 | 0 | 0 | 0 | 0 | 0 | 0 | 0
159 | StoneHouseSolar_ | 0 | 0 | 0 | 0 | 0 | 0 | 0 | 0 | 0 | 0 | 0 | 0 | 0 | 0 | 0 | 0 | 0 | 0
160 | BevansPoint | 0 | 0 | 0 | 0 | 0 | 0 | 0 | 0 | 0 | 0 | 0 | 0 | 0 | 0 | 0 | 0 | 0 | 0
161 | MagCorp_144408 | 0 | 0 | 0 | 0 | 0 | 0 | 0 | 0 | 0 | 678.3 | ****** | 17.7 | 0 | 0 | 0 | 678.3 | ****** | 17.7
162 | Nucor_137328 | 0 | 0 | 0 | 0 | 0 | 0 | 0 | 0 | 0 | 534.2 | 9422 | 17.6 | 0 | 0 | 0 | 534.2 | 9422 | 17.6
163 | MonsanCur_145258 | 0 | 0 | 0 | 0 | 0 | 0 | 0 | 0 | 0 | 0 | 0 | 0 | 0 | 0 | 0 | 0 | 0 | 0
164 | SCL_New_Reserve | 0 | 0 | 0 | 0 | 0 | 0 | 0 | 0 | 0 | 0 | 0 | 0 | 0 | 0 | 0 | 0 | 0 | 0
165 | LakeSide2 | 1128.7 | ****** | 10.3 | 0 | 0 | 0 | 52.8 | 550.5 | 10.4 | 0.1 | 2.4 | 22.5 | 0 | 0 | 0 | 1181.7 | ****** | 10.3
166 | WI_Goshen | 0 | 0 | 0 | 0 | 0 | 0 | 0 | 0 | 0 | 0 | 0 | 0 | 0 | 0 | 0 | 0 | 0 | 0
167 | WI_MidC | 0 | 0 | 0 | 0 | 0 | 0 | 0 | 0 | 0 | 0 | 0 | 0 | 0 | 0 | 0 | 0 | 0 | 0
168 | WI_UtahNorth | 0 | 0 | 0 | 0 | 0 | 0 | 0 | 0 | 0 | 0 | 0 | 0 | 0 | 0 | 0 | 0 | 0 | 0
169 | WI_WallaWalla | 0 | 0 | 0 | 0 | 0 | 0 | 0 | 0 | 0 | 0 | 0 | 0 | 0 | 0 | 0 | 0 | 0 | 0
170 | WI_WyomingNE | 0 | 0 | 0 | 0 | 0 | 0 | 0 | 0 | 0 | 0 | 0 | 0 | 0 | 0 | 0 | 0 | 0 | 0
| SYSTEM TOTAL | 4342.2 | ****** | 14.3 | 0 | 0 | 0 | 3289.3 | ****** | 16.1 | 2147.5 | ****** | 19.3 | 0 | 0 | 0 | 9779.1 | ****** | 16
Ancil | lary S | ervices Deficit R | eport
----- | ------ | ----------------- | -----
|  |  | ---------------- | #NAME? | ncillary S | ervices -- | ---------- | ----------
[5 empty] | Required | Available | Deficit | DefCost
No. | Type | Deficit Area | Name | Hrs | GWh | GWh | GWh | 0
--- | ---- | ---------------- | ---------------- | ------ | --------- | --------- | --------- | ---------
1 | CA | PAC EAST | REG.UP | 4 | 2859.5 | 2859.5 | 0 | 0
2 | CA | PAC EAST | REG.DOWN | 0 | 0 | 0 | 0 | 0
3 | CA | PAC EAST | SPIN | 777 | 2181.9 | 2178.3 | 3.6 | 288.9
4 | CA | PAC EAST | NONSPIN | 0 | 1493.6 | 1493.6 | 0 | 0
5 | CA | PAC EAST | NONSPIN2 | 0 | 0 | 0 | 0 | 0
6 | CA | PAC WEST | REG.UP | 1 | 1482.8 | 1482.8 | 0 | 0
7 | CA | PAC WEST | REG.DOWN | 0 | 0 | 0 | 0 | 0
8 | CA | PAC WEST | SPIN | 23 | 1111.1 | 1111 | 0 | 12.6
9 | CA | PAC WEST | NONSPIN | 91 | 653.9 | 653.9 | 0 | 0
10 | CA | PAC WEST | NONSPIN2 | 0 | 0 | 0 | 0 | 0
Stati | on Report
----- | ---------
|  |  | Aux | Cap |  |  | Heat H | ours | Fuel/P | rch Cost | Star | t Star | t O&M | O&M | Opert | Total | Total
|  | Energy | Dmnd | Fctr | Sta- | FuelBurn | Rate | per | ¢/MBtu | <F> $0 | 00 Fu | el Co | st Fix | ed V | ar Co | st Co | st Cost
No. | Station | GWh | GWh | % | rts | GBtu | Btu/kWh | Unit | $/MWh | <P> $00 | 0 GBt | u $00 | 0 $00 | 0 $00 | 0 $/MW | h $/MW | h $000
--- | ---------------- | -------- | ------ | ----- | ---- | --------- | ------ | ---- | ------ | --- ----- | ---- | ----- | ------ | ----- | ------ | ------ | --------
1 | BearRiver | 148.4 | 0 | 29.5 | 0 |  |  | 8760 | 0 | 0 |  | 0 | 0 | 0 | 0 | 0 | 0
2 | Clearwater1 | 33.4 | 0 | 97.5 | 0 |  |  | 8760 | 0 | 0 |  | 0 | 0 | 0 | 0 | 0 | 0
3 | Clearwater2 | 45 | 0 | 99 | 0 |  |  | 8760 | 0 | 0 |  | 0 | 0 | 0 | 0 | 0 | 0
4 | FishCreek | 36.5 | 0 | 100 | 0 |  |  | 8760 | 0 | 0 |  | 0 | 0 | 0 | 0 | 0 | 0
5 | GemState_99489 | 49.7 | 0 | 100 | 0 |  |  | 8760 | 0 | 0 |  | 0 | 0 | 0 | 0 | 0 | 0
6 | IronGate | 132.6 | 0 | 100 | 0 |  |  | 8760 | 0 | 0 |  | 0 | 0 | 0 | 0 | 0 | 0
7 | JCBoyle | 322.7 | 0 | 100 | 0 |  |  | 8760 | 0 | 0 |  | 0 | 0 | 0 | 0 | 0 | 0
8 | Lemolo2 | 149.4 | 0 | 100 | 0 |  |  | 8760 | 0 | 0 |  | 0 | 0 | 0 | 0 | 0 | 0
9 | Lemolo1 | 134.8 | 0 | 96 | 0 |  |  | 8760 | 0 | 0 |  | 0 | 0 | 0 | 0 | 0 | 0
10 | Merwin | 417.1 | 0 | 100 | 0 |  |  | 8760 | 0 | 0 |  | 0 | 0 | 0 | 0 | 0 | 0
11 | SmallEastHydro | 110.1 | 0 | 100 | 0 |  |  | 8760 | 0 | 0 |  | 0 | 0 | 0 | 0 | 0 | 0
12 | SodaSprings | 43.2 | 0 | 100 | 0 |  |  | 8760 | 0 | 0 |  | 0 | 0 | 0 | 0 | 0 | 0
13 | Swift1 | 744 | 0 | 34.2 | 0 |  |  | 8760 | 0 | 0 |  | 0 | 0 | 0 | 0 | 0 | 0
14 | Swift2 | 228.8 | 0 | 94.5 | 0 |  |  | 8760 | 0 | 0 |  | 0 | 0 | 0 | 0 | 0 | 0
15 | UKL | 0 | 0 | 0 | 0 |  |  | 0 | 0 | 0 |  | 0 | 0 | 0 | 0 | 0 | 0
16 | Yale | 631.1 | 0 | 43.4 | 0 |  |  | 8760 | 0 | 0 |  | 0 | 0 | 0 | 0 | 0 | 0
17 | Blundell | 209.5 | 0 | 78.7 | 1 | 2095.3 | 10000 | 8424 | 0 | 0 | 0 | 0 | 0 | 558 | 2.66 | 2.66 | 558
18 | Carbon1 | 100.3 | 0 | 74.3 | 0 | 1231.6 | 12277 | 2160 | 194.5 | 2395 | 0 | 0 | 0 | 229 | 26.15 | 26.15 | 2624
19 | Carbon2 | 171.6 | 0 | 82.7 | 0 | 2002 | 11665 | 2160 | 194.5 | 3894 | 0 | 0 | 0 | 391 | 24.96 | 24.96 | 4285
20 | Cholla4 | 2566.6 | 0 | 79.7 | 0 | 27418.2 | 10683 | 8760 | 226.8 | 62191 | 0 | 0 | 36049 | 1848 | 24.95 | 39 | 100088
21 | Colstrip3 | 610.2 | 0 | 97.6 | 0 | 6562.6 | 10755 | 8760 | 131.4 | 8620 | 0 | 0 | 5005 | 802 | 15.44 | 23.64 | 14427
22 | Colstrip4 | 610.1 | 0 | 97.6 | 0 | 6632.8 | 10872 | 8760 | 131.4 | 8712 | 0 | 0 | 4878 | 816 | 15.62 | 23.61 | 14406
23 | Craig1 | 655.1 | 0 | 92.5 | 12 | 6537.2 | 9980 | 8562 | 205.5 | 13432 | 1 | 3 | 7494 | 0 | 20.5 | 31.95 | 20929
24 | Craig2 | 675.5 | 0 | 94.9 | 0 | 6838.2 | 10123 | 8760 | 205.5 | 14050 | 0 | 0 | 8129 | 0 | 20.8 | 32.83 | 22179
25 | GadsbyGT3 | 0.1 | 0 | 0 | 1 | 1.4 | 14336 | 10 | 403.3 | 6 | 0 | 0 | 0 | 0 | 61.73 | 63.22 | 6
26 | Gadsby1 | 0 | 0 | 0 | 0 | 0 | 0 | 0 | 0 | 0 | 0 | 0 | 0 | 0 | 0 | 0 | 0
27 | Gadsby2 | 0 | 0 | 0 | 0 | 0 | 0 | 0 | 0 | 0 | 0 | 0 | 0 | 0 | 0 | 0 | 0
28 | Gadsby3 | 0.2 | 0 | 0 | 1 | 2.9 | 14716 | 8 | 403.3 | 12 | 5 | 19 | 0 | 1 | 62.96 | 158.35 | 32
29 | GadsbyGT2 | 0.1 | 0 | 0 | 2 | 1.4 | 14243 | 10 | 404.8 | 6 | 0 | 0 | 0 | 0 | 61.57 | 64.61 | 6
30 | GadsbyGT1 | 0.1 | 0 | 0 | 1 | 1.4 | 14290 | 10 | 403.3 | 6 | 0 | 0 | 0 | 0 | 61.55 | 63.04 | 6
31 | Hayden1 | 230.4 | 0 | 63.8 | 1 | 2403 | 10428 | 6371 | 240.7 | 5785 | 0 | 0 | 6734 | 182 | 25.89 | 55.12 | 12700
32 | Hayden2 | 215.5 | 0 | 77.3 | 0 | 2198.9 | 10202 | 8760 | 240.7 | 5293 | 0 | 0 | 3678 | 0 | 24.56 | 41.62 | 8971
33 | Hermiston2 | 1099 | 0 | 54.2 | 129 | 8290.4 | 7543 | 6088 | 405.6 | 33630 | 116 | 474 | 0 | 1044 | 31.55 | 31.98 | 35148
34 | Hunter3 | 3663.6 | 0 | 95.1 | 0 | 37210.8 | 10157 | 8760 | 186.1 | 69245 | 0 | 0 | 24168 | 0 | 18.9 | 25.5 | 93413
35 | Hunter1 | 3292.2 | 0 | 96.2 | 0 | 34457.8 | 10466 | 8760 | 186.1 | 64122 | 0 | 0 | 37275 | 461 | 19.62 | 30.94 | 101858
36 | Hunter2 | 1980.1 | 0 | 89.7 | 2 | 20116.4 | 10159 | 8065 | 186.1 | 37434 | 3 | 81 | 19580 | 0 | 18.91 | 28.84 | 57096
37 | Huntington1 | 3742.8 | 0 | 98.9 | 0 | 36092.7 | 9643 | 8760 | 162.3 | 58596 | 0 | 0 | 25192 | 0 | 15.66 | 22.39 | 83788
38 | Huntington2 | 3155.4 | 0 | 89 | 2 | 32025.4 | 10149 | 7903 | 162.3 | 51993 | 4 | 99 | 34338 | 0 | 16.48 | 27.39 | 86429
39 | JBridger1 | 2656.5 | 0 | 93.8 | 1 | 27324.7 | 10286 | 8682 | 191.3 | 52280 | 2 | 68 | 18298 | 664 | 19.93 | 26.84 | 71310
40 | JBridger2 | 2682.6 | 0 | 90.7 | 1 | 27853.1 | 10383 | 8683 | 191.3 | 53291 | 3 | 88 | 21071 | 644 | 20.11 | 27.99 | 75095
41 | JBridger3 | 1762.7 | 0 | 64.5 | 2 | 18528.5 | 10512 | 6365 | 191.3 | 35451 | 18 | 499 | 29184 | 1957 | 21.22 | 38.06 | 67090
42 | JBridger4 | 2616.2 | 0 | 90.7 | 1 | 27081 | 10351 | 8682 | 191.3 | 51814 | 4 | 122 | 16572 | 837 | 20.12 | 26.51 | 69346
43 | JamesRiverCG | 121.8 | 0 | 97.5 | 1 | 877 | 7200 | 8520 | 0 | 0 | 0 | 0 | 0 | 11908 | 97.76 | 97.76 | 11908
44 | Johnston1 | 755.5 | 0 | 89.5 | 1 | 8398.6 | 11116 | 8728 | 106.8 | 8974 | 0 | 9 | 6435 | 204 | 12.15 | 20.68 | 15621
45 | Johnston2 | 776.3 | 0 | 89.5 | 1 | 8544.3 | 11006 | 8694 | 106.8 | 9129 | 1 | 18 | 7562 | 194 | 12.01 | 21.77 | 16903
46 | Johnston3 | 1440.6 | 0 | 79.9 | 2 | 16509.6 | 11460 | 7902 | 106.8 | 17640 | 8 | 236 | 23357 | 533 | 12.62 | 28.99 | 41766
47 | Johnston4 | 2489.4 | 0 | 94.3 | 0 | 26647.1 | 10704 | 8760 | 106.8 | 28472 | 0 | 0 | 22750 | 772 | 11.75 | 20.89 | 51993
48 | Naughton1 | 978.4 | 0 | 75.5 | 0 | 10208.4 | 10433 | 8760 | 213.4 | 21785 | 0 | 0 | 11247 | 333 | 22.61 | 34.1 | 33365
49 | Naughton2 | 1127.9 | 0 | 66.5 | 2 | 11864.1 | 10519 | 7865 | 213.4 | 25318 | 3 | 13 | 23117 | 395 | 22.8 | 43.31 | 48843
50 | WestValleyCi GT1 | 0 | 0 | 0 | 0 | 0 | 0 | 0 | 0 | 0 | 0 | 0 | 0 | 0 | 0 | 0 | 0
51 | WestValleyCi GT4 | 0 | 0 | 0 | 0 | 0 | 0 | 0 | 0 | 0 | 0 | 0 | 0 | 0 | 0 | 0 | 0
52 | WestValleyCi GT5 | 0 | 0 | 0 | 0 | 0 | 0 | 0 | 0 | 0 | 0 | 0 | 0 | 0 | 0 | 0 | 0
53 | WestValleyCi GT3 | 0 | 0 | 0 | 0 | 0 | 0 | 0 | 0 | 0 | 0 | 0 | 0 | 0 | 0 | 0 | 0
54 | WestValleyCi GT2 | 0 | 0 | 0 | 0 | 0 | 0 | 0 | 0 | 0 | 0 | 0 | 0 | 0 | 0 | 0 | 0
55 | Wyodak1 | 1710.8 | 0 | 75.3 | 2 | 20713.8 | 12108 | 7938 | 110.5 | 22898 | 4 | 106 | 21495 | 599 | 13.73 | 26.36 | 45097
56 | CurrantCreek | 1342.6 | 0 | 29.4 | 220 | 9756.9 | 7267 | 3529 | 392.1 | 38252 | 780 | 3073 | 0 | 4852 | 32.11 | 34.4 | 46177
57 | BigFork | 25.3 | 0 | 100 | 0 |  |  | 8760 | 0 | 0 |  | 0 | 0 | 0 | 0 | 0 | 0
58 | LakeSide | 2247.9 | 0 | 50.2 | 165 | 15920.3 | 7082 | 6389 | 392.3 | 62449 | 591 | 2364 | 0 | 6499 | 30.67 | 31.72 | 71312
59 | PAC-COB SALE | -907.6 | 0 | 81 | 258 |  |  | 7233 | 39.9 | -36169 |  | 0 | 0 | 0 | 39.85 | 39.85 | -36169
60 | PAC-COB PUR | 354.1 | 0 | 4 | 283 |  |  | 1652 | 27.8 | 9839 |  | 0 | 0 | 0 | 27.78 | 27.78 | 9839
61 | PAC-MIDC SALE | -138.8 | 0 | 0 | 289 |  |  | 2106 | 35.9 | -4984 |  | 0 | 0 | 0 | 35.92 | 35.92 | -4984
62 | PAC-MIDC PUR | 2485.1 | 0 | 28.4 | 270 |  |  | 6953 | 31.1 | 77190 |  | 0 | 0 | 0 | 31.06 | 31.06 | 77190
63 | PAC-FC SALE | -1850.6 | 0 | 84.8 | 215 |  |  | 8038 | 34.6 | -63942 |  | 0 | 0 | 0 | 34.55 | 34.55 | -63942
64 | PAC-FC PUR | 174.6 | 0 | 2 | 364 |  |  | 1049 | 43.1 | 7524 |  | 0 | 0 | 0 | 43.1 | 43.1 | 7524
65 | PAC-PV SALE | -3398.7 | 0 | 0.4 | 0 |  |  | 8760 | 34.5 | -117242 |  | 0 | 0 | 0 | 34.5 | 34.5 | -117242
66 | PAC-PV PUR | 0 | 0 | 0 | 434 |  |  | 1369 | 0 | 0 |  | 0 | 0 | 0 | 0 | 0 | 0
67 | Monsanto_145258 | 0 | 0 | 0 | 0 |  |  | 0 | 0 | 0 |  | 0 | 0 | 0 | 0 | 0 | 0
68 | APS_27875_Supp | 115.8 | 0 | 9.5 | 0 |  |  | 8760 | 40.7 | 4716 |  | 0 | 0 | 4716 | 81.44 | 81.44 | 9431
69 | REDD_66276_Out | -127 | 0 | 100 | 0 |  |  | 8016 | 0 | 0 |  | 0 | 0 | 0 | 0 | 0 | 0
70 | Douglas_38185 | 62.1 | 0 | 100 | 0 |  |  | 8760 | 35.2 | 2187 |  | 0 | 0 | 0 | 35.23 | 35.23 | 2187
71 | PGE_Cove_83984 | 12 | 0 | 100 | 0 |  |  | 8760 | 0 | 0 |  | 0 | 0 | 0 | 0 | 0 | 0
72 | FC1_42818_Out | -45.4 | 0 | 100 | 0 |  |  | 8760 | 69 | -3131 |  | 0 | 0 | 0 | 69 | 69 | -3131
73 | FC1_63510_Out | -19.3 | 0 | 100 | 0 |  |  | 8760 | 0 | 0 |  | 0 | 0 | 0 | 0 | 0 | 0
74 | FC4_79207_Out | -50.4 | 0 | 100 | 0 |  |  | 8760 | 0 | 0 |  | 0 | 0 | 0 | 0 | 0 | 0
75 | Cowlitz_65787 | -255.2 | 0 | 100 | 0 |  |  | 8760 | 0 | 0 |  | 0 | 0 | 0 | 0 | 0 | 0
76 | SIE_64885_McNary | 1376.7 | 0 | 100 | 0 |  |  | 8760 | 0 | 0 |  | 0 | 0 | 0 | 0 | 0 | 0
77 | SMUD_24296_In | 217.4 | 0 | 100 | 0 |  |  | 8736 | 37 | 8043 |  | 0 | 0 | 0 | 37 | 37 | 8043
78 | APS_58118_FC_In | 458.3 | 0 | 100 | 0 |  |  | 8760 | 0 | 0 |  | 0 | 0 | 0 | 0 | 0 | 0
79 | APS_58119_FC_Out | -279.7 | 0 | 100 | 0 |  |  | 8760 | 0 | 0 |  | 0 | 0 | 0 | 0 | 0 | 0
80 | REDD_66276_In | 114.9 | 0 | 100 | 0 |  |  | 8016 | 0 | 0 |  | 0 | 0 | 0 | 0 | 0 | 0
81 | APS_58118_AZ_In | 113.1 | 0 | 100 | 0 |  |  | 8760 | 0 | 0 |  | 0 | 0 | 0 | 0 | 0 | 0
82 | APS_58119_AZ_Out | -291.7 | 0 | 100 | 0 |  |  | 8760 | 0 | 0 |  | 0 | 0 | 0 | 0 | 0 | 0
83 | SIE_64885_Goshen | 913.6 | 0 | 100 | 0 |  |  | 8760 | 0 | 0 |  | 0 | 0 | 0 | 0 | 0 | 0
84 | Hermiston1 | 971.4 | 0 | 47.5 | 107 | 7331 | 7547 | 5614 | 406.8 | 29822 | 119 | 490 | 0 | 923 | 31.65 | 32.15 | 31236
85 | Deseret_194277 | 394.6 | 0 | 52.5 | 65 |  |  | 8568 | 20.8 | 8203 |  | 0 | 0 | 0 | 20.79 | 20.79 | 8203
86 | DSM_ID_Irrigate | 0 | 0 | 0 | 3 |  |  | 840 | 0 | 0 |  | 0 | 0 | 0 | 0 | 0 | 0
87 | QF_Exxon_236032 | 0 | 0 | 0 | 0 |  |  | 8760 | 0 | 0 |  | 0 | 0 | 0 | 0 | 0 | 0
88 | QF_SUNN_Ad_59965 | 58.4 | 0 | 93.9 | 2 |  |  | 8256 | 46.5 | 2714 |  | 0 | 1967 | 0 | 46.48 | 80.17 | 4681
89 | QF_SUNN_Ba_83997 | 328.4 | 0 | 93.9 | 2 |  |  | 8256 | 48.8 | 16027 |  | 0 | 9117 | 0 | 48.8 | 76.56 | 25144
90 | QF_Tesoro_519533 | 0 | 0 | 0 | 0 |  |  | 8760 | 0 | 0 |  | 0 | 0 | 0 | 0 | 0 | 0
91 | BHPL_28160_Loss | -15.6 | 0 | 100 | 0 |  |  | 8760 | 11 | -171 |  | 0 | 0 | 0 | 10.98 | 10.98 | -171
92 | Rogue | 283 | 0 | 100 | 0 |  |  | 8760 | 0 | 0 |  | 0 | 0 | 0 | 0 | 0 | 0
93 | MidColumbia | 345.5 | 0 | 64.6 | 0 |  |  | 8760 | 0 | 0 |  | 0 | 0 | 0 | 0 | 0 | 0
94 | Toketee-Slide | 288.2 | 0 | 100 | 0 |  |  | 8760 | 0 | 0 |  | 0 | 0 | 0 | 0 | 0 | 0
95 | SmallWestHydro | 20.8 | 0 | 100 | 0 |  |  | 8760 | 0 | 0 |  | 0 | 0 | 0 | 0 | 0 | 0
96 | PSCO_340325_In | 1314 | 0 | 100 | 0 |  |  | 8760 | 0 | 0 |  | 0 | 0 | 0 | 0 | 0 | 0
97 | PSCO_340325_Out | -1112.7 | 0 | 100 | 0 |  |  | 8760 | 0 | 0 |  | 0 | 0 | 0 | 0 | 0 | 0
98 | HURR_393045_S | -0.2 | 0 | 100 | 0 |  |  | 8760 | 75 | -16 |  | 0 | 0 | 0 | 75 | 75 | -16
99 | HURR_393045_P | 1.9 | 0 | 100 | 0 |  |  | 8760 | 75 | 145 |  | 0 | 0 | 0 | 75 | 75 | 145
100 | QF_EVB_351030 | 47.9 | 0 | 100 | 0 |  |  | 8736 | 66.4 | 3177 |  | 0 | 0 | 0 | 66.36 | 66.36 | 3177
101 | WEYE_Res_356685 | 0 | 0 | 0 | 0 |  |  | 0 | 0 | 0 |  | 0 | 0 | 0 | 0 | 0 | 0
102 | Chehalis | 1045.2 | 0 | 25.5 | 146 | 7667.7 | 7336 | 3321 | 415.2 | 31835 | 511 | 2160 | 0 | 3639 | 33.94 | 36.01 | 37634
103 | PAC-Mead PUR | 0 | 0 | 0 | 150 |  |  | 322 | 0 | 0 |  | 0 | 0 | 0 | 0 | 0 | 0
104 | PAC-Mead SALE | -715.5 | 0 | 63.2 | 312 |  |  | 7697 | 35.9 | -25684 |  | 0 | 0 | 0 | 35.9 | 35.9 | -25684
105 | PAC-Mona PUR | 723.8 | 0 | 8.3 | 797 |  |  | 5809 | 36.5 | 26417 |  | 0 | 0 | 0 | 36.5 | 36.5 | 26417
106 | PAC-Mona SALE | -310.2 | 0 | 47.6 | 614 |  |  | 6069 | 35.4 | -10975 |  | 0 | 0 | 0 | 35.39 | 35.39 | -10975
107 | Copco 1-2 | 267.3 | 0 | 57.9 | 0 |  |  | 8760 | 0 | 0 |  | 0 | 0 | 0 | 0 | 0 | 0
108 | QF_CA_Hydro | 33.3 | 0 | 100 | 0 |  |  | 8760 | 144.8 | 4825 |  | 0 | 0 | 0 | 144.84 | 144.84 | 4825
109 | QF_OR_Biomass | 3.7 | 0 | 100 | 0 |  |  | 8760 | 68.2 | 250 |  | 0 | 0 | 0 | 68.24 | 68.24 | 250
110 | QF_OR_Hydro | 162.4 | 0 | 100 | 0 |  |  | 8760 | 107.9 | 17512 |  | 0 | 0 | 0 | 107.86 | 107.86 | 17512
111 | QF_OR_Thermal | 125.6 | 0 | 100 | 0 |  |  | 8760 | 71 | 8917 |  | 0 | 0 | 0 | 71 | 71 | 8917
112 | QF_UTS_Biomass | 17.7 | 0 | 100 | 0 |  |  | 8760 | 50.7 | 900 |  | 0 | 0 | 0 | 50.75 | 50.75 | 900
113 | QF_UTN_Hydro | 6.7 | 0 | 100 | 0 |  |  | 8760 | 88.9 | 593 |  | 0 | 0 | 0 | 88.89 | 88.89 | 593
114 | QF_WAYA_Biomass | 0 | 0 | 0 | 0 |  |  | 8760 | 0 | 0 |  | 0 | 0 | 0 | 0 | 0 | 0
115 | QF_WAWW_Hydro | 0 | 0 | 0 | 0 |  |  | 8760 | 0 | 0 |  | 0 | 0 | 0 | 0 | 0 | 0
116 | QF_WAYA_Wind | 0 | 0 | 0 | 0 |  |  | 8760 | 0 | 0 |  | 0 | 0 | 0 | 0 | 0 | 0
117 | QF_WY_Hydro | 11.4 | 0 | 100 | 0 |  |  | 8760 | 71.5 | 814 |  | 0 | 0 | 0 | 71.47 | 71.47 | 814
118 | QF_ID_Hydro | 112.6 | 0 | 100 | 0 |  |  | 8760 | 92.8 | 10451 |  | 0 | 0 | 0 | 92.8 | 92.8 | 10451
119 | PAC-NOB PUR | 30.3 | 0 | 1.7 | 127 |  |  | 332 | 29.1 | 880 |  | 0 | 0 | 0 | 29.08 | 29.08 | 880
120 | SCL_New_Out | -360.9 | 0 | 100 | 0 |  |  | 8760 | 14.6 | -5258 |  | 0 | 0 | -5258 | 29.14 | 29.14 | -10517
121 | QF_RBFP_E20771 | 12 | 0 | 100 | 0 |  |  | 8760 | 54.1 | 648 |  | 0 | 0 | 0 | 54.05 | 54.05 | 648
122 | ConstEng_E999691 | 63.2 | 0 | 100 | 0 |  |  | 8760 | 54.7 | 3458 |  | 0 | 0 | 3458 | 109.44 | 109.44 | 6916
123 | TMF_BioF_E20958 | 37.2 | 0 | 88.5 | 0 |  |  | 8760 | 0 | 0 |  | 0 | 0 | 1406 | 37.76 | 37.76 | 1406
124 | PAC-NOB SALE | 0 | 0 | 0 | 0 |  |  | 0 | 0 | 0 |  | 0 | 0 | 0 | 0 | 0 | 0
125 | I_Naughton3_GCF | 157.8 | 0 | 9.1 | 11 | 1920.4 | 12168 | 1571 | 378.9 | 7276 | 23 | 88 | 4758 | 0 | 46.1 | 76.81 | 12122
126 | BHPL_27013R_MC_S | -168.9 | 0 | 100 | 0 |  |  | 8760 | 11 | -1854 |  | 0 | 0 | 0 | 10.98 | 10.98 | -1854
127 | BHPL_27013R_US_S | -65.9 | 0 | 100 | 0 |  |  | 8760 | 11 | -724 |  | 0 | 0 | 0 | 10.98 | 10.98 | -724
128 | UMPA_45631R_S | -220.8 | 0 | 100 | 0 |  |  | 8760 | 23.2 | -5131 |  | 0 | -4396 | -5131 | 46.48 | 66.39 | -14659
129 | DorenaHyd_20887 | 15.1 | 0 | 100 | 0 |  |  | 8760 | 73.5 | 1107 |  | 0 | 0 | 0 | 73.47 | 73.47 | 1107
130 | QF_Bioms1_234159 | 228.5 | 0 | 100 | 0 |  |  | 8760 | 74.9 | 17124 |  | 0 | 0 | 0 | 74.94 | 74.94 | 17124
131 | ObsidianBlkCap | 4.7 | 0 | 100 | 0 |  |  | 8760 | 72.7 | 342 |  | 0 | 0 | 0 | 72.71 | 72.71 | 342
132 | QF_CA_Biomass | 0 | 0 | 100 | 0 |  |  | 8760 | 32.2 | 1 |  | 0 | 0 | 0 | 32.24 | 32.24 | 1
133 | QF_ID_Biomass | 10.8 | 0 | 100 | 0 |  |  | 8760 | 75.4 | 814 |  | 0 | 0 | 0 | 75.4 | 75.4 | 814
134 | QF_UTN_Wind | 0 | 0 | 0 | 0 |  |  | 8760 | 0 | 0 |  | 0 | 0 | 0 | 0 | 0 | 0
135 | QF_WAYA_Hydro | 6.7 | 0 | 100 | 0 |  |  | 8760 | 38.4 | 258 |  | 0 | 0 | 0 | 38.4 | 38.4 | 258
136 | QF_WY_Wind | 0.3 | 0 | 100 | 0 |  |  | 8760 | 60.5 | 18 |  | 0 | 0 | 0 | 60.5 | 60.5 | 18
137 | DSM_CooKeeper_Te | 0 | 0 | 0 | 5 |  |  | 1848 | 0 | 0 |  | 0 | 0 | 0 | 0 | 0 | 0
138 | DSM_UT_Irrigate_ | 0 | 0 | 0 | 4 |  |  | 1008 | 0 | 0 |  | 0 | 0 | 0 | 0 | 0 | 0
139 | BHPL_27013R_WYNE | -14.9 | 0 | 14.5 | 182 |  |  | 1275 | 11 | -163 |  | 0 | 0 | 0 | 10.98 | 10.98 | -163
140 | BHPL_27013R_JB | 0 | 0 | 0 | 1 |  |  | 1 | 0 | 0 |  | 0 | 0 | 0 | 0 | 0 | 0
141 | QF_Latigo_21022 | 91.3 | 0 | 100 | 1 |  |  | 5880 | 60 | 5484 |  | 0 | 0 | 0 | 60.05 | 60.05 | 5484
142 | Long Ridge1_2102 | 0.6 | 0 | 100 | 1 |  |  | 24 | 63.8 | 40 |  | 0 | 0 | 0 | 63.76 | 63.76 | 40
143 | Long Ridge2_2102 | 0.6 | 0 | 100 | 1 |  |  | 24 | 63.8 | 40 |  | 0 | 0 | 0 | 63.76 | 63.76 | 40
144 | BlueMountain_210 | 25.3 | 0 | 100 | 1 |  |  | 768 | 60.7 | 1533 |  | 0 | 0 | 0 | 60.66 | 60.66 | 1533
145 | Buckhorn_Solar | 1.8 | 0 | 100 | 1 |  |  | 3696 | 76.3 | 140 |  | 0 | 0 | 0 | 76.3 | 76.3 | 140
146 | CedarValley_Sola | 1.8 | 0 | 100 | 1 |  |  | 3696 | 76.3 | 140 |  | 0 | 0 | 0 | 76.3 | 76.3 | 140
147 | Beryl_Solar | 1.9 | 0 | 100 | 1 |  |  | 3696 | 76.3 | 144 |  | 0 | 0 | 0 | 76.3 | 76.3 | 144
148 | Greenvile_Solar | 1.4 | 0 | 100 | 1 |  |  | 3696 | 76.3 | 103 |  | 0 | 0 | 0 | 76.3 | 76.3 | 103
149 | MilfordFlat_Sola | 1.8 | 0 | 100 | 1 |  |  | 3696 | 58.4 | 107 |  | 0 | 0 | 0 | 58.39 | 58.39 | 107
150 | QF_UTN_Solar | 0.9 | 0 | 100 | 0 |  |  | 8760 | 0 | 0 |  | 0 | 0 | 0 | 0 | 0 | 0
151 | QF_FiddlerCanyon | 11 | 0 | 100 | 1 |  |  | 5184 | 85 | 936 |  | 0 | 0 | 0 | 85 | 85 | 936
152 | QF_SouthMilford_ | 7.6 | 0 | 100 | 1 |  |  | 8424 | 58.4 | 441 |  | 0 | 0 | 0 | 58.39 | 58.39 | 441
153 | QF_Manderfield_2 | 3.2 | 0 | 100 | 1 |  |  | 5184 | 85 | 272 |  | 0 | 0 | 0 | 85 | 85 | 272
154 | QF_GranitePeak_2 | 1.8 | 0 | 100 | 1 |  |  | 3696 | 58.4 | 107 |  | 0 | 0 | 0 | 58.39 | 58.39 | 107
155 | QF_LahoSolar_210 | 1.8 | 0 | 100 | 1 |  |  | 3696 | 58.4 | 107 |  | 0 | 0 | 0 | 58.39 | 58.39 | 107
156 | OSIP_Projects | 3.9 | 0 | 100 | 0 |  |  | 8760 | 0 | 0 |  | 0 | 0 | 0 | 0 | 0 | 0
157 | PSCO_FC_340325_o | 0 | 0 | 0 | 0 |  |  | 0 | 0 | 0 |  | 0 | 0 | 0 | 0 | 0 | 0
158 | Tri-State_27057 | 91.3 | 0 | 63.7 | 261 |  |  | 5307 | 15.5 | 1414 |  | 0 | 0 | 0 | 15.49 | 15.49 | 1414
159 | StoneHouseSolar_ | 13.2 | 0 | 100 | 0 |  |  | 8760 | 78.9 | 1043 |  | 0 | 0 | 0 | 78.86 | 78.86 | 1043
160 | BevansPoint | 3.4 | 0 | 100 | 1 |  |  | 6624 | 78.9 | 267 |  | 0 | 0 | 0 | 78.86 | 78.86 | 267
161 | MagCorp_144408 | 0 | 0 | 0 | 0 |  |  | 0 | 0 | 0 |  | 0 | 0 | 0 | 0 | 0 | 0
162 | Nucor_137328 | 0 | 0 | 0 | 0 |  |  | 0 | 0 | 0 |  | 0 | 0 | 0 | 0 | 0 | 0
163 | MonsanCur_145258 | 0 | 0 | 0 | 0 |  |  | 0 | 0 | 0 |  | 0 | 0 | 0 | 0 | 0 | 0
164 | SCL_New_Reserve | 0 | 0 | 0 | 0 |  |  | 0 | 0 | 0 |  | 0 | 0 | 0 | 0 | 0 | 0
165 | LakeSide2 | 3616.8 | 0 | 63.7 | 3 | 24917.3 | 6889 | 8717 | 395.9 | 98657 | 11 | 51 | 24303 | 11672 | 30.5 | 37.24 | 134682
166 | WI_Goshen | 1045.8 | 0 | 100 | 0 |  |  | 8760 | 0 | 0 |  | 0 | 0 | 0 | 0 | 0 | 0
167 | WI_MidC | 434 | 0 | 100 | 396 |  |  | 8144 | 0 | 0 |  | 0 | 0 | 0 | 0 | 0 | 0
168 | WI_UtahNorth | 789.5 | 0 | 100 | 0 |  |  | 8760 | 0 | 0 |  | 0 | 0 | 0 | 0 | 0 | 0
169 | WI_WallaWalla | 1497.4 | 0 | 100 | 487 |  |  | 7954 | 0 | 0 |  | 0 | 0 | 0 | 0 | 0 | 0
170 | WI_WyomingNE | 3452.5 | 0 | 100 | 50 |  |  | 8669 | 0 | 0 |  | 0 | 0 | 0 | 0 | 0 | 0
SYSTE | M PRODUCTION | 63219.2 | 0 |  | 6404 | 504184.5 | 9794 |  |  | 1006736 | 2208 | 10061 | 449358 | 52144 | 16.75 | 24.02 | 1518300

## Study7SM
Build ID: 000001_x64 Ventyx p. 1
MULTISYM V8.1.03 Copyright 1998-2014. All rights reserved. L0000-00 1 iter Convergent Monte 09/02/2014
2015: I15_P_WI_S7SMthd25528 (Environmental) 02:13:27 PM
Station Group Report
--------------------
|  | Aux | Cap |  |  | Heat Hours | Fuel/P | rch Cost | Star | t Star | t O&M | O&M | Opert | Total | Total
| Energy | Dmnd | Fctr | Sta- | FuelBurn | Rate per | ¢/MBtu | <F> $0 | 00 Fu | el Co | st Fix | ed V | ar Co | st Co | st Cost
No. Group | GWh | GWh | % | rts | GBtu | Btu/kWh Unit | $/MWh | <P> $00 | 0 GBt | u $00 | 0 $00 | 0 $00 | 0 $/MW | h $/MW | h $000
--- ---------------- | -------- | ------ | ----- | ---- | --------- | ------ ---- | ------ | --- ----- | ---- | ----- | ------ | ----- | ------ | ------ | --------
Native Load | 62794.5
Dump Power | 424.7 | [12 empty] | 14.1 | 5987
Aux Demand | 0
Tran. Losses | 0
LESS Resources (Export | s):
1 HydroEast | 258.5 | 0 | 42.2 | 0 |  |  | 0 | 0 |  | 0 | 0 | 0 | 0 | 0 | 0
2 HydroWest | 4148.8 | 0 | 60.9 | 0 |  |  | 0 | 0 |  | 0 | 0 | 0 | 0 | 0 | 0
3 PurchaseEast | 1282.5 | 0 | 48.3 | 72 |  |  | 39.9 | 51141 |  | 0 | 11084 | 8174 | 46.25 | 54.89 | 70400
4 RenewableEast | 370.5 | 0 | 94 | 16 | 2424.8 | 10000 | 0 | 8119 | 0 | 0 | 0 | 645 | 23.66 | 23.66 | 8764
5 ThermalEast | 37355.6 | 0 | 72.4 | 433 | 365035.8 | 9772 | 200.4 | 731421 | 1453 | 6210 | 342903 | 30221 | 20.39 | 29.73 | 1110755
6 ThermalWest | 14117.7 | 0 | 67.4 | 387 | 137695.4 | 9753 | 220.8 | 303989 | 776 | 3914 | 95008 | 23185 | 23.17 | 30.18 | 426096
7 IRPEast | 180 | 0 | 10.4 | 10 | 2110.9 | 11726 | 378.9 | 7998 | 21 | 80 | 4758 | 0 | 44.43 | 71.3 | 12836
8 MCP | -4081.3 | 0 | 0.2 | 3852 |  |  | 38.1 | -155593 |  | 0 | 0 | 0 | 38.12 | 38.12 | -155593
9 InterruptEast | 0 | 0 | 0 | 0 |  |  | 0 | 0 |  | 0 | 0 | 0 | 0 | 0 | 0
10 RenewableWest | -370.2 | 0 | 133.3 | 0 |  |  | 14.2 | -5258 |  | 0 | 0 | -3853 | 24.61 | 24.61 | -9111
11 PurchaseWest | 709.2 | 0 | 100 | 0 |  |  | 79 | 56006 |  | 0 | 0 | 0 | 78.97 | 78.97 | 56006
12 ExchangeEast | 1229.8 | 0 | 119.6 | 0 |  |  | 0 | 0 |  | 0 | 0 | 0 | 0 | 0 | 0
13 SaleWest | -443.3 | 0 | 100 | 0 |  |  | 4.2 | -1854 |  | 0 | 0 | 0 | 4.18 | 4.18 | -1854
14 SaleEast | -302.5 | 0 | 100 | 0 |  |  | 20 | -6042 |  | 0 | -4396 | -5131 | 36.93 | 51.46 | -15570
15 ExchangeWest | 1467.1 | 0 | 100 | 0 |  |  | 5.5 | 8043 |  | 0 | 0 | 0 | 5.48 | 5.48 | 8043
16 DSMEast | 0 | 0 | 0 | 7 |  |  | 0 | 0 |  | 0 | 0 | 0 | 0 | 0 | 0
Resource Totals | 63217.9 | 0 |  | 6155 | 507266.9 | 9775 |  | 999216 | 2250 | 10204 | 449358 | 53241 | 16.65 | 23.92 | 1512019
Wheeling | [14 empty] | 1406
Fuel demand charges | [14 empty] | 0
Emissions costs | [14 empty] | 0
Reserve deficiencies | [14 empty] | 2244
E.N.S. | 1.3 | [12 empty] | 1000 | 1257
SYSTEM | [13 empty] | 23.9 | 1510940
Ancil | lary Services Con | tribut | ion An | d Reve | nue Re | port
----- | ----------------- | ------ | ------ | ------ | ------ | ----
|  | #NAME? | illary | Servi | ces (c | ontrib | ution, | revenu | e,rate | )
|  | #NAME? | UP |  | #NAME? | DOWN |  | #NAME? |  |  | #NAME? | PIN |  | #NAME? | PIN2 |  | #NAME? | l
No. | Station | GWh | 0 | $/MW-h | GWh | 0 | $/MW-h | GWh | 0 | $/MW-h | GWh | 0 | $/MW-h | GWh | 0 | $/MW-h | GWh | 0 | $/MW-h
--- | ---------------- | ----- | ----- | ----- | ----- | ----- | ----- | ----- | ----- | ----- | ----- | ----- | ----- | ----- | ----- | ----- | ----- | ----- | -----
1 | BearRiver | 108.5 | 130.2 | 1.2 | 0 | 0 | 0 | 17.1 | 107.8 | 6.3 | 127 | 2465.5 | 19.4 | 0 | 0 | 0 | 252.6 | 2703.5 | 10.7
2 | Clearwater1 | 0 | 0 | 0 | 0 | 0 | 0 | 0 | 0 | 0 | 0 | 0 | 0 | 0 | 0 | 0 | 0 | 0 | 0
3 | Clearwater2 | 0 | 0 | 0 | 0 | 0 | 0 | 0 | 0 | 0 | 0 | 0 | 0 | 0 | 0 | 0 | 0 | 0 | 0
4 | FishCreek | 0 | 0 | 0 | 0 | 0 | 0 | 0 | 0 | 0 | 0 | 0 | 0 | 0 | 0 | 0 | 0 | 0 | 0
5 | GemState_99489 | 0 | 0 | 0 | 0 | 0 | 0 | 0 | 0 | 0 | 0 | 0 | 0 | 0 | 0 | 0 | 0 | 0 | 0
6 | IronGate | 0 | 0 | 0 | 0 | 0 | 0 | 0 | 0 | 0 | 0 | 0 | 0 | 0 | 0 | 0 | 0 | 0 | 0
7 | JCBoyle | 0 | 0 | 0 | 0 | 0 | 0 | 0 | 0 | 0 | 0 | 0 | 0 | 0 | 0 | 0 | 0 | 0 | 0
8 | Lemolo2 | 0 | 0 | 0 | 0 | 0 | 0 | 0 | 0 | 0 | 0 | 0 | 0 | 0 | 0 | 0 | 0 | 0 | 0
9 | Lemolo1 | 0 | 0 | 0 | 0 | 0 | 0 | 0 | 0 | 0 | 0.9 | 13.8 | 15.1 | 0 | 0 | 0 | 0.9 | 13.8 | 15.1
10 | Merwin | 0 | 0 | 0 | 0 | 0 | 0 | 0 | 0 | 0 | 0 | 0 | 0 | 0 | 0 | 0 | 0 | 0 | 0
11 | SmallEastHydro | 0 | 0 | 0 | 0 | 0 | 0 | 0 | 0 | 0 | 0 | 0 | 0 | 0 | 0 | 0 | 0 | 0 | 0
12 | SodaSprings | 0 | 0 | 0 | 0 | 0 | 0 | 0 | 0 | 0 | 0 | 0 | 0 | 0 | 0 | 0 | 0 | 0 | 0
13 | Swift1 | 861.3 | ****** | 22.6 | 0 | 0 | 0 | 315.7 | ****** | 44.7 | 121.6 | 6638.6 | 54.6 | 0 | 0 | 0 | 1298.5 | ****** | 30.9
14 | Swift2 | 0 | 0 | 0 | 0 | 0 | 0 | 0 | 0 | 0 | 0 | 0 | 0 | 0 | 0 | 0 | 0 | 0 | 0
15 | UKL | 0 | 0 | 0 | 0 | 0 | 0 | 0 | 0 | 0 | 0 | 0 | 0 | 0 | 0 | 0 | 0 | 0 | 0
16 | Yale | 187 | 8140 | 43.5 | 0 | 0 | 0 | 261.6 | 8602.5 | 32.9 | 130.1 | 5322.5 | 40.9 | 0 | 0 | 0 | 578.7 | ****** | 38.1
17 | Blundell | 0 | 0 | 0 | 0 | 0 | 0 | 10.4 | 149.7 | 14.4 | 0 | 0 | 0 | 0 | 0 | 0 | 10.4 | 149.7 | 14.4
18 | Carbon1 | 13.2 | 39.8 | 3 | 0 | 0 | 0 | 1.7 | 9.4 | 5.7 | 0 | 0 | 0 | 0 | 0 | 0 | 14.9 | 49.2 | 3.3
19 | Carbon2 | 12.9 | 36.3 | 2.8 | 0 | 0 | 0 | 1.4 | 8.3 | 5.9 | 0 | 0 | 0 | 0 | 0 | 0 | 14.3 | 44.6 | 3.1
20 | Cholla4 | 186.5 | 261 | 1.4 | 0 | 0 | 0 | 22.9 | 91 | 4 | 0.1 | 0.8 | 13.6 | 0 | 0 | 0 | 209.4 | 352.8 | 1.7
21 | Colstrip3 | 0 | 0 | 0 | 0 | 0 | 0 | 0 | 0 | 0 | 3.7 | 2 | 0.5 | 0 | 0 | 0 | 3.7 | 2 | 0.5
22 | Colstrip4 | 0 | 0 | 0 | 0 | 0 | 0 | 0 | 0 | 0 | 3.4 | 1.5 | 0.4 | 0 | 0 | 0 | 3.4 | 1.5 | 0.4
23 | Craig1 | 0 | 0 | 0 | 0 | 0 | 0 | 0 | 0 | 0 | 0 | 0 | 0 | 0 | 0 | 0 | 0 | 0 | 0
24 | Craig2 | 0 | 0 | 0 | 0 | 0 | 0 | 0 | 0 | 0 | 0 | 0 | 0 | 0 | 0 | 0 | 0 | 0 | 0
25 | GadsbyGT3 | 0 | 0 | 0 | 0 | 0 | 0 | 0 | 0 | 0 | 0 | 0 | 0 | 0 | 0 | 0 | 0 | 0 | 0
26 | Gadsby1 | 0 | 0 | 0 | 0 | 0 | 0 | 0 | 0 | 0 | 0 | 0 | 0 | 0 | 0 | 0 | 0 | 0 | 0
27 | Gadsby2 | 0 | 0 | 0 | 0 | 0 | 0 | 0 | 0 | 0 | 0 | 0 | 0 | 0 | 0 | 0 | 0 | 0 | 0
28 | Gadsby3 | 0 | 0 | 0 | 0 | 0 | 0 | 0 | 0 | 0 | 0 | 0 | 0 | 0 | 0 | 0 | 0 | 0 | 0
29 | GadsbyGT2 | 0 | 0.1 | 2.6 | 0 | 0 | 0 | 0 | 0 | 0 | 0 | 0 | 0 | 0 | 0 | 0 | 0 | 0.1 | 2.6
30 | GadsbyGT1 | 0 | 0 | 0 | 0 | 0 | 0 | 0 | 0 | 0 | 0 | 0 | 0 | 0 | 0 | 0 | 0 | 0 | 0
31 | Hayden1 | 0 | 0 | 0 | 0 | 0 | 0 | 0 | 0 | 0 | 0 | 0 | 0 | 0 | 0 | 0 | 0 | 0 | 0
32 | Hayden2 | 0 | 0 | 0 | 0 | 0 | 0 | 0 | 0 | 0 | 0 | 0 | 0 | 0 | 0 | 0 | 0 | 0 | 0
33 | Hermiston2 | 111.8 | 71.4 | 0.6 | 0 | 0 | 0 | 23.5 | 13.4 | 0.6 | 53.4 | 26.7 | 0.5 | 0 | 0 | 0 | 188.6 | 111.4 | 0.6
34 | Hunter3 | 59.3 | 65.2 | 1.1 | 0 | 0 | 0 | 7.5 | 67.9 | 9.1 | 0 | 0 | 0 | 0 | 0 | 0 | 66.8 | 133.1 | 2
35 | Hunter1 | 40 | 45.2 | 1.1 | 0 | 0 | 0 | 6.4 | 62.4 | 9.7 | 0 | 0 | 0 | 0 | 0 | 0 | 46.5 | 107.6 | 2.3
36 | Hunter2 | 22.9 | 29.8 | 1.3 | 0 | 0 | 0 | 5.5 | 66.5 | 12.2 | 0 | 0 | 0 | 0 | 0 | 0 | 28.4 | 96.3 | 3.4
37 | Huntington1 | 10.5 | 14.5 | 1.4 | 0 | 0 | 0 | 4.7 | 59.3 | 12.6 | 0 | 0 | 0 | 0 | 0 | 0 | 15.3 | 73.8 | 4.8
38 | Huntington2 | 14.7 | 17.1 | 1.2 | 0 | 0 | 0 | 5.2 | 64.1 | 12.3 | 0 | 0 | 0 | 0 | 0 | 0 | 19.9 | 81.2 | 4.1
39 | JBridger1 | 45.3 | 5.8 | 0.1 | 0 | 0 | 0 | 16.2 | 18.7 | 1.1 | 10 | 0.6 | 0.1 | 0 | 0 | 0 | 71.5 | 25.1 | 0.4
40 | JBridger2 | 35.6 | 9.9 | 0.3 | 0 | 0 | 0 | 20.8 | 18.1 | 0.9 | 29.8 | 3.8 | 0.1 | 0 | 0 | 0 | 86.2 | 31.8 | 0.4
41 | JBridger3 | 8.5 | 16 | 1.9 | 0 | 0 | 0 | 16.9 | 2.5 | 0.1 | 32 | 4.2 | 0.1 | 0 | 0 | 0 | 57.4 | 22.7 | 0.4
42 | JBridger4 | 22.6 | 7.6 | 0.3 | 0 | 0 | 0 | 29.1 | 2.8 | 0.1 | 30.3 | 4.2 | 0.1 | 0 | 0 | 0 | 82 | 14.6 | 0.2
43 | JamesRiverCG | 0 | 0 | 0 | 0 | 0 | 0 | 0 | 0 | 0 | 0 | 0 | 0 | 0 | 0 | 0 | 0 | 0 | 0
44 | Johnston1 | 0 | 0 | 0 | 0 | 0 | 0 | 0 | 0 | 0 | 3 | 7.7 | 2.5 | 0 | 0 | 0 | 3 | 7.7 | 2.5
45 | Johnston2 | 0 | 0 | 0 | 0 | 0 | 0 | 0 | 0 | 0 | 3.5 | 9.4 | 2.7 | 0 | 0 | 0 | 3.5 | 9.4 | 2.7
46 | Johnston3 | 0 | 0 | 0 | 0 | 0 | 0 | 0 | 0 | 0 | 2.4 | 5.4 | 2.3 | 0 | 0 | 0 | 2.4 | 5.4 | 2.3
47 | Johnston4 | 0 | 0 | 0 | 0 | 0 | 0 | 0 | 0 | 0 | 6.1 | 20.7 | 3.4 | 0 | 0 | 0 | 6.1 | 20.7 | 3.4
48 | Naughton1 | 122.9 | 137.6 | 1.1 | 0 | 0 | 0 | 17.7 | 68 | 3.8 | 0 | 0 | 0 | 0 | 0 | 0 | 140.6 | 205.6 | 1.5
49 | Naughton2 | 154.9 | 215.2 | 1.4 | 0 | 0 | 0 | 20.5 | 69.1 | 3.4 | 0 | 0 | 0 | 0 | 0 | 0 | 175.3 | 284.2 | 1.6
50 | WestValleyCi GT1 | 0 | 0 | 0 | 0 | 0 | 0 | 0 | 0 | 0 | 0 | 0 | 0 | 0 | 0 | 0 | 0 | 0 | 0
51 | WestValleyCi GT4 | 0 | 0 | 0 | 0 | 0 | 0 | 0 | 0 | 0 | 0 | 0 | 0 | 0 | 0 | 0 | 0 | 0 | 0
52 | WestValleyCi GT5 | 0 | 0 | 0 | 0 | 0 | 0 | 0 | 0 | 0 | 0 | 0 | 0 | 0 | 0 | 0 | 0 | 0 | 0
53 | WestValleyCi GT3 | 0 | 0 | 0 | 0 | 0 | 0 | 0 | 0 | 0 | 0 | 0 | 0 | 0 | 0 | 0 | 0 | 0 | 0
54 | WestValleyCi GT2 | 0 | 0 | 0 | 0 | 0 | 0 | 0 | 0 | 0 | 0 | 0 | 0 | 0 | 0 | 0 | 0 | 0 | 0
55 | Wyodak1 | 0 | 0 | 0 | 0 | 0 | 0 | 0 | 0 | 0 | 1.4 | 2.4 | 1.7 | 0 | 0 | 0 | 1.4 | 2.4 | 1.7
56 | CurrantCreek | 278.9 | 183.6 | 0.7 | 0 | 0 | 0 | 114.5 | 226.7 | 2 | 0 | 0 | 0 | 0 | 0 | 0 | 393.4 | 410.3 | 1
57 | BigFork | 0 | 0 | 0 | 0 | 0 | 0 | 0 | 0 | 0 | 0 | 0 | 0 | 0 | 0 | 0 | 0 | 0 | 0
58 | LakeSide | 661.1 | 336.4 | 0.5 | 0 | 0 | 0 | 41.6 | 226.1 | 5.4 | 0 | 0 | 0 | 0 | 0 | 0 | 702.7 | 562.5 | 0.8
59 | PAC-COB SALE | 0 | 0 | 0 | 0 | 0 | 0 | 0 | 0 | 0 | 0 | 0 | 0 | 0 | 0 | 0 | 0 | 0 | 0
60 | PAC-COB PUR | 0 | 0 | 0 | 0 | 0 | 0 | 2.9 | 1.5 | 0.5 | 0.3 | 0.7 | 2.8 | 0 | 0 | 0 | 3.1 | 2.2 | 0.7
61 | PAC-MIDC SALE | 0 | 0 | 0 | 0 | 0 | 0 | 0 | 0 | 0 | 0 | 0 | 0 | 0 | 0 | 0 | 0 | 0 | 0
62 | PAC-MIDC PUR | 0 | 0 | 0 | 0 | 0 | 0 | 272 | 25 | 0.1 | 89 | 5.9 | 0.1 | 0 | 0 | 0 | 361 | 30.9 | 0.1
63 | PAC-FC SALE | 0 | 0 | 0 | 0 | 0 | 0 | 0 | 0 | 0 | 0 | 0 | 0 | 0 | 0 | 0 | 0 | 0 | 0
64 | PAC-FC PUR | 0 | 0 | 0 | 0 | 0 | 0 | 20.8 | 102.2 | 4.9 | 0 | 0 | 0 | 0 | 0 | 0 | 20.8 | 102.2 | 4.9
65 | PAC-PV SALE | 0 | 0 | 0 | 0 | 0 | 0 | 0 | 0 | 0 | 0 | 0 | 0 | 0 | 0 | 0 | 0 | 0 | 0
66 | PAC-PV PUR | 0 | 0 | 0 | 0 | 0 | 0 | 174.9 | 1496.3 | 8.6 | 0 | 0 | 0 | 0 | 0 | 0 | 174.9 | 1496.3 | 8.6
67 | Monsanto_145258 | 0 | 0 | 0 | 0 | 0 | 0 | 0 | 0 | 0 | 103.1 | 201 | 1.9 | 0 | 0 | 0 | 103.1 | 201 | 1.9
68 | APS_27875_Supp | 0 | 0 | 0 | 0 | 0 | 0 | 144 | 1475.1 | 10.2 | 0 | 0 | 0 | 0 | 0 | 0 | 144 | 1475.1 | 10.2
69 | REDD_66276_Out | 0 | 0 | 0 | 0 | 0 | 0 | 0 | 0 | 0 | 0 | 0 | 0 | 0 | 0 | 0 | 0 | 0 | 0
70 | Douglas_38185 | 0 | 0 | 0 | 0 | 0 | 0 | 0 | 0 | 0 | 0 | 0 | 0 | 0 | 0 | 0 | 0 | 0 | 0
71 | PGE_Cove_83984 | 0 | 0 | 0 | 0 | 0 | 0 | 0 | 0 | 0 | 0 | 0 | 0 | 0 | 0 | 0 | 0 | 0 | 0
72 | FC1_42818_Out | 0 | 0 | 0 | 0 | 0 | 0 | 0 | 0 | 0 | 0 | 0 | 0 | 0 | 0 | 0 | 0 | 0 | 0
73 | FC1_63510_Out | 0 | 0 | 0 | 0 | 0 | 0 | 0 | 0 | 0 | 0 | 0 | 0 | 0 | 0 | 0 | 0 | 0 | 0
74 | FC4_79207_Out | 0 | 0 | 0 | 0 | 0 | 0 | 0 | 0 | 0 | 0 | 0 | 0 | 0 | 0 | 0 | 0 | 0 | 0
75 | Cowlitz_65787 | 0 | 0 | 0 | 0 | 0 | 0 | 0 | 0 | 0 | 0 | 0 | 0 | 0 | 0 | 0 | 0 | 0 | 0
76 | SIE_64885_McNary | 0 | 0 | 0 | 0 | 0 | 0 | 0 | 0 | 0 | 0 | 0 | 0 | 0 | 0 | 0 | 0 | 0 | 0
77 | SMUD_24296_In | 0 | 0 | 0 | 0 | 0 | 0 | 0 | 0 | 0 | 0 | 0 | 0 | 0 | 0 | 0 | 0 | 0 | 0
78 | APS_58118_FC_In | 0 | 0 | 0 | 0 | 0 | 0 | 0 | 0 | 0 | 0 | 0 | 0 | 0 | 0 | 0 | 0 | 0 | 0
79 | APS_58119_FC_Out | 0 | 0 | 0 | 0 | 0 | 0 | 0 | 0 | 0 | 0 | 0 | 0 | 0 | 0 | 0 | 0 | 0 | 0
80 | REDD_66276_In | 0 | 0 | 0 | 0 | 0 | 0 | 0 | 0 | 0 | 0 | 0 | 0 | 0 | 0 | 0 | 0 | 0 | 0
81 | APS_58118_AZ_In | 0 | 0 | 0 | 0 | 0 | 0 | 0 | 0 | 0 | 0 | 0 | 0 | 0 | 0 | 0 | 0 | 0 | 0
82 | APS_58119_AZ_Out | 0 | 0 | 0 | 0 | 0 | 0 | 0 | 0 | 0 | 0 | 0 | 0 | 0 | 0 | 0 | 0 | 0 | 0
83 | SIE_64885_Goshen | 0 | 0 | 0 | 0 | 0 | 0 | 0 | 0 | 0 | 0 | 0 | 0 | 0 | 0 | 0 | 0 | 0 | 0
84 | Hermiston1 | 61.4 | 57.6 | 0.9 | 0 | 0 | 0 | 24.9 | 22.6 | 0.9 | 55.9 | 49.6 | 0.9 | 0 | 0 | 0 | 142.2 | 129.7 | 0.9
85 | Deseret_194277 | 0 | 0 | 0 | 0 | 0 | 0 | 231.3 | 2699.1 | 11.7 | 0 | 0 | 0 | 0 | 0 | 0 | 231.3 | 2699.1 | 11.7
86 | DSM_ID_Irrigate | 0 | 0 | 0 | 0 | 0 | 0 | 3.7 | 18.6 | 5 | 19.6 | 205.2 | 10.5 | 0 | 0 | 0 | 23.3 | 223.7 | 9.6
87 | QF_Exxon_236032 | 0 | 0 | 0 | 0 | 0 | 0 | 0 | 0 | 0 | 0 | 0 | 0 | 0 | 0 | 0 | 0 | 0 | 0
88 | QF_SUNN_Ad_59965 | 0 | 0 | 0 | 0 | 0 | 0 | 0 | 0 | 0 | 0 | 0 | 0 | 0 | 0 | 0 | 0 | 0 | 0
89 | QF_SUNN_Ba_83997 | 0 | 0 | 0 | 0 | 0 | 0 | 0 | 0 | 0 | 0 | 0 | 0 | 0 | 0 | 0 | 0 | 0 | 0
90 | QF_Tesoro_519533 | 0 | 0 | 0 | 0 | 0 | 0 | 0 | 0 | 0 | 0 | 0 | 0 | 0 | 0 | 0 | 0 | 0 | 0
91 | BHPL_28160_Loss | 0 | 0 | 0 | 0 | 0 | 0 | 0 | 0 | 0 | 0 | 0 | 0 | 0 | 0 | 0 | 0 | 0 | 0
92 | Rogue | 0 | 0 | 0 | 0 | 0 | 0 | 0 | 0 | 0 | 0 | 0 | 0 | 0 | 0 | 0 | 0 | 0 | 0
93 | MidColumbia | 27.2 | 412 | 15.2 | 0 | 0 | 0 | 30 | 533.3 | 17.8 | 45.9 | 1196.8 | 26.1 | 0 | 0 | 0 | 103.1 | 2142 | 20.8
94 | Toketee-Slide | 0 | 0 | 0 | 0 | 0 | 0 | 0 | 0 | 0 | 0 | 0 | 0 | 0 | 0 | 0 | 0 | 0 | 0
95 | SmallWestHydro | 0 | 0 | 0 | 0 | 0 | 0 | 0 | 0 | 0 | 0 | 0 | 0 | 0 | 0 | 0 | 0 | 0 | 0
96 | PSCO_340325_In | 0 | 0 | 0 | 0 | 0 | 0 | 0 | 0 | 0 | 0 | 0 | 0 | 0 | 0 | 0 | 0 | 0 | 0
97 | PSCO_340325_Out | 0 | 0 | 0 | 0 | 0 | 0 | 0 | 0 | 0 | 0 | 0 | 0 | 0 | 0 | 0 | 0 | 0 | 0
98 | HURR_393045_S | 0 | 0 | 0 | 0 | 0 | 0 | 0 | 0 | 0 | 0 | 0 | 0 | 0 | 0 | 0 | 0 | 0 | 0
99 | HURR_393045_P | 0 | 0 | 0 | 0 | 0 | 0 | 0 | 0 | 0 | 0 | 0 | 0 | 0 | 0 | 0 | 0 | 0 | 0
100 | QF_EVB_351030 | 0 | 0 | 0 | 0 | 0 | 0 | 0 | 0 | 0 | 0 | 0 | 0 | 0 | 0 | 0 | 0 | 0 | 0
101 | WEYE_Res_356685 | 0 | 0 | 0 | 0 | 0 | 0 | 0 | 0 | 0 | 0 | 0 | 0 | 0 | 0 | 0 | 0 | 0 | 0
102 | Chehalis | 122.2 | 138.4 | 1.1 | 0 | 0 | 0 | 58.3 | 191.8 | 3.3 | 18.6 | 23.1 | 1.2 | 0 | 0 | 0 | 199 | 353.3 | 1.8
103 | PAC-Mead PUR | 0 | 0 | 0 | 0 | 0 | 0 | 32.9 | 477.9 | 14.5 | 0 | 0 | 0 | 0 | 0 | 0 | 32.9 | 477.9 | 14.5
104 | PAC-Mead SALE | 0 | 0 | 0 | 0 | 0 | 0 | 0 | 0 | 0 | 0 | 0 | 0 | 0 | 0 | 0 | 0 | 0 | 0
105 | PAC-Mona PUR | 0 | 0 | 0 | 0 | 0 | 0 | 1251.7 | 1766.2 | 1.4 | 1.1 | 0.1 | 0.1 | 0 | 0 | 0 | 1252.8 | 1766.3 | 1.4
106 | PAC-Mona SALE | 0 | 0 | 0 | 0 | 0 | 0 | 0 | 0 | 0 | 0 | 0 | 0 | 0 | 0 | 0 | 0 | 0 | 0
107 | Copco 1-2 | 0 | 0 | 0 | 0 | 0 | 0 | 38 | 525.9 | 13.9 | 27.7 | 381.2 | 13.8 | 0 | 0 | 0 | 65.6 | 907.1 | 13.8
108 | QF_CA_Hydro | 0 | 0 | 0 | 0 | 0 | 0 | 0 | 0 | 0 | 0 | 0 | 0 | 0 | 0 | 0 | 0 | 0 | 0
109 | QF_OR_Biomass | 0 | 0 | 0 | 0 | 0 | 0 | 0 | 0 | 0 | 0 | 0 | 0 | 0 | 0 | 0 | 0 | 0 | 0
110 | QF_OR_Hydro | 0 | 0 | 0 | 0 | 0 | 0 | 0 | 0 | 0 | 0 | 0 | 0 | 0 | 0 | 0 | 0 | 0 | 0
111 | QF_OR_Thermal | 0 | 0 | 0 | 0 | 0 | 0 | 0 | 0 | 0 | 0 | 0 | 0 | 0 | 0 | 0 | 0 | 0 | 0
112 | QF_UTS_Biomass | 0 | 0 | 0 | 0 | 0 | 0 | 0 | 0 | 0 | 0 | 0 | 0 | 0 | 0 | 0 | 0 | 0 | 0
113 | QF_UTN_Hydro | 0 | 0 | 0 | 0 | 0 | 0 | 0 | 0 | 0 | 0 | 0 | 0 | 0 | 0 | 0 | 0 | 0 | 0
114 | QF_WAYA_Biomass | 0 | 0 | 0 | 0 | 0 | 0 | 0 | 0 | 0 | 0 | 0 | 0 | 0 | 0 | 0 | 0 | 0 | 0
115 | QF_WAWW_Hydro | 0 | 0 | 0 | 0 | 0 | 0 | 0 | 0 | 0 | 0 | 0 | 0 | 0 | 0 | 0 | 0 | 0 | 0
116 | QF_WAYA_Wind | 0 | 0 | 0 | 0 | 0 | 0 | 0 | 0 | 0 | 0 | 0 | 0 | 0 | 0 | 0 | 0 | 0 | 0
117 | QF_WY_Hydro | 0 | 0 | 0 | 0 | 0 | 0 | 0 | 0 | 0 | 0 | 0 | 0 | 0 | 0 | 0 | 0 | 0 | 0
118 | QF_ID_Hydro | 0 | 0 | 0 | 0 | 0 | 0 | 0 | 0 | 0 | 0 | 0 | 0 | 0 | 0 | 0 | 0 | 0 | 0
119 | PAC-NOB PUR | 0 | 0 | 0 | 0 | 0 | 0 | 1.2 | 0.3 | 0.2 | 1.4 | 1.1 | 0.8 | 0 | 0 | 0 | 2.5 | 1.4 | 0.6
120 | SCL_New_Out | 0 | 0 | 0 | 0 | 0 | 0 | 0 | 0 | 0 | 0 | 0 | 0 | 0 | 0 | 0 | 0 | 0 | 0
121 | QF_RBFP_E20771 | 0 | 0 | 0 | 0 | 0 | 0 | 0 | 0 | 0 | 0 | 0 | 0 | 0 | 0 | 0 | 0 | 0 | 0
122 | ConstEng_E999691 | 0 | 0 | 0 | 0 | 0 | 0 | 0 | 0 | 0 | 0 | 0 | 0 | 0 | 0 | 0 | 0 | 0 | 0
123 | TMF_BioF_E20958 | 0 | 0 | 0 | 0 | 0 | 0 | 0 | 0.1 | 11.8 | 0 | 0.1 | 21.9 | 0 | 0 | 0 | 0 | 0.2 | 15.2
124 | PAC-NOB SALE | 0 | 0 | 0 | 0 | 0 | 0 | 0 | 0 | 0 | 0 | 0 | 0 | 0 | 0 | 0 | 0 | 0 | 0
125 | I_Naughton3_GCF | 18.7 | 14.6 | 0.8 | 0 | 0 | 0 | 8.8 | 116.9 | 13.2 | 0 | 0 | 0 | 0 | 0 | 0 | 27.5 | 131.5 | 4.8
126 | BHPL_27013R_MC_S | 0 | 0 | 0 | 0 | 0 | 0 | 0 | 0 | 0 | 0 | 0 | 0 | 0 | 0 | 0 | 0 | 0 | 0
127 | BHPL_27013R_US_S | 0 | 0 | 0 | 0 | 0 | 0 | 0 | 0 | 0 | 0 | 0 | 0 | 0 | 0 | 0 | 0 | 0 | 0
128 | UMPA_45631R_S | 0 | 0 | 0 | 0 | 0 | 0 | 0 | 0 | 0 | 0 | 0 | 0 | 0 | 0 | 0 | 0 | 0 | 0
129 | DorenaHyd_20887 | 0 | 0 | 0 | 0 | 0 | 0 | 0 | 0 | 0 | 0 | 0 | 0 | 0 | 0 | 0 | 0 | 0 | 0
130 | QF_Bioms1_234159 | 0 | 0 | 0 | 0 | 0 | 0 | 0 | 0 | 0 | 0 | 0 | 0 | 0 | 0 | 0 | 0 | 0 | 0
131 | ObsidianBlkCap | 0 | 0 | 0 | 0 | 0 | 0 | 0 | 0 | 0 | 0 | 0 | 0 | 0 | 0 | 0 | 0 | 0 | 0
132 | QF_CA_Biomass | 0 | 0 | 0 | 0 | 0 | 0 | 0 | 0 | 0 | 0 | 0 | 0 | 0 | 0 | 0 | 0 | 0 | 0
133 | QF_ID_Biomass | 0 | 0 | 0 | 0 | 0 | 0 | 0 | 0 | 0 | 0 | 0 | 0 | 0 | 0 | 0 | 0 | 0 | 0
134 | QF_UTN_Wind | 0 | 0 | 0 | 0 | 0 | 0 | 0 | 0 | 0 | 0 | 0 | 0 | 0 | 0 | 0 | 0 | 0 | 0
135 | QF_WAYA_Hydro | 0 | 0 | 0 | 0 | 0 | 0 | 0 | 0 | 0 | 0 | 0 | 0 | 0 | 0 | 0 | 0 | 0 | 0
136 | QF_WY_Wind | 0 | 0 | 0 | 0 | 0 | 0 | 0 | 0 | 0 | 0 | 0 | 0 | 0 | 0 | 0 | 0 | 0 | 0
137 | DSM_CooKeeper_Te | 0 | 0 | 0 | 0 | 0 | 0 | 6.6 | 34.7 | 5.3 | 11.1 | 109.2 | 9.9 | 0 | 0 | 0 | 17.7 | 143.9 | 8.1
138 | DSM_UT_Irrigate_ | 0 | 0 | 0 | 0 | 0 | 0 | 1.4 | 6.4 | 4.6 | 5 | 53.9 | 10.7 | 0 | 0 | 0 | 6.4 | 60.3 | 9.4
139 | BHPL_27013R_WYNE | 0 | 0 | 0 | 0 | 0 | 0 | 0 | 0 | 0 | 0 | 0 | 0 | 0 | 0 | 0 | 0 | 0 | 0
140 | BHPL_27013R_JB | 0 | 0 | 0 | 0 | 0 | 0 | 0 | 0 | 0 | 0 | 0 | 0 | 0 | 0 | 0 | 0 | 0 | 0
141 | QF_Latigo_21022 | 0 | 0 | 0 | 0 | 0 | 0 | 0 | 0 | 0 | 0 | 0 | 0 | 0 | 0 | 0 | 0 | 0 | 0
142 | Long Ridge1_2102 | 0 | 0 | 0 | 0 | 0 | 0 | 0 | 0 | 0 | 0 | 0 | 0 | 0 | 0 | 0 | 0 | 0 | 0
143 | Long Ridge2_2102 | 0 | 0 | 0 | 0 | 0 | 0 | 0 | 0 | 0 | 0 | 0 | 0 | 0 | 0 | 0 | 0 | 0 | 0
144 | BlueMountain_210 | 0 | 0 | 0 | 0 | 0 | 0 | 0 | 0 | 0 | 0 | 0 | 0 | 0 | 0 | 0 | 0 | 0 | 0
145 | Buckhorn_Solar | 0 | 0 | 0 | 0 | 0 | 0 | 0 | 0 | 0 | 0 | 0 | 0 | 0 | 0 | 0 | 0 | 0 | 0
146 | CedarValley_Sola | 0 | 0 | 0 | 0 | 0 | 0 | 0 | 0 | 0 | 0 | 0 | 0 | 0 | 0 | 0 | 0 | 0 | 0
147 | Beryl_Solar | 0 | 0 | 0 | 0 | 0 | 0 | 0 | 0 | 0 | 0 | 0 | 0 | 0 | 0 | 0 | 0 | 0 | 0
148 | Greenvile_Solar | 0 | 0 | 0 | 0 | 0 | 0 | 0 | 0 | 0 | 0 | 0 | 0 | 0 | 0 | 0 | 0 | 0 | 0
149 | MilfordFlat_Sola | 0 | 0 | 0 | 0 | 0 | 0 | 0 | 0 | 0 | 0 | 0 | 0 | 0 | 0 | 0 | 0 | 0 | 0
150 | QF_UTN_Solar | 0 | 0 | 0 | 0 | 0 | 0 | 0 | 0 | 0 | 0 | 0 | 0 | 0 | 0 | 0 | 0 | 0 | 0
151 | QF_FiddlerCanyon | 0 | 0 | 0 | 0 | 0 | 0 | 0 | 0 | 0 | 0 | 0 | 0 | 0 | 0 | 0 | 0 | 0 | 0
152 | QF_SouthMilford_ | 0 | 0 | 0 | 0 | 0 | 0 | 0 | 0 | 0 | 0 | 0 | 0 | 0 | 0 | 0 | 0 | 0 | 0
153 | QF_Manderfield_2 | 0 | 0 | 0 | 0 | 0 | 0 | 0 | 0 | 0 | 0 | 0 | 0 | 0 | 0 | 0 | 0 | 0 | 0
154 | QF_GranitePeak_2 | 0 | 0 | 0 | 0 | 0 | 0 | 0 | 0 | 0 | 0 | 0 | 0 | 0 | 0 | 0 | 0 | 0 | 0
155 | QF_LahoSolar_210 | 0 | 0 | 0 | 0 | 0 | 0 | 0 | 0 | 0 | 0 | 0 | 0 | 0 | 0 | 0 | 0 | 0 | 0
156 | OSIP_Projects | 0 | 0 | 0 | 0 | 0 | 0 | 0 | 0 | 0 | 0 | 0 | 0 | 0 | 0 | 0 | 0 | 0 | 0
157 | PSCO_FC_340325_o | 0 | 0 | 0 | 0 | 0 | 0 | 0 | 0 | 0 | 0 | 0 | 0 | 0 | 0 | 0 | 0 | 0 | 0
158 | Tri-State_27057 | 0 | 0 | 0 | 0 | 0 | 0 | 0 | 0 | 0 | 0 | 0 | 0 | 0 | 0 | 0 | 0 | 0 | 0
159 | StoneHouseSolar_ | 0 | 0 | 0 | 0 | 0 | 0 | 0 | 0 | 0 | 0 | 0 | 0 | 0 | 0 | 0 | 0 | 0 | 0
160 | BevansPoint | 0 | 0 | 0 | 0 | 0 | 0 | 0 | 0 | 0 | 0 | 0 | 0 | 0 | 0 | 0 | 0 | 0 | 0
161 | MagCorp_144408 | 0 | 0 | 0 | 0 | 0 | 0 | 0 | 0 | 0 | 675.9 | 8122.6 | 12 | 0 | 0 | 0 | 675.9 | 8122.6 | 12
162 | Nucor_137328 | 0 | 0 | 0 | 0 | 0 | 0 | 0 | 0 | 0 | 534.3 | 6481.5 | 12.1 | 0 | 0 | 0 | 534.3 | 6481.5 | 12.1
163 | MonsanCur_145258 | 0 | 0 | 0 | 0 | 0 | 0 | 0 | 0 | 0 | 0 | 0 | 0 | 0 | 0 | 0 | 0 | 0 | 0
164 | SCL_New_Reserve | 0 | 0 | 0 | 0 | 0 | 0 | 0 | 0 | 0 | 0 | 0 | 0 | 0 | 0 | 0 | 0 | 0 | 0
165 | LakeSide2 | 1153.8 | 1313.8 | 1.1 | 0 | 0 | 0 | 24.7 | 61.5 | 2.5 | 0 | 0 | 0 | 0 | 0 | 0 | 1178.5 | 1375.3 | 1.2
166 | WI_Goshen | 0 | 0 | 0 | 0 | 0 | 0 | 0 | 0 | 0 | 0 | 0 | 0 | 0 | 0 | 0 | 0 | 0 | 0
167 | WI_MidC | 0 | 0 | 0 | 0 | 0 | 0 | 0 | 0 | 0 | 0 | 0 | 0 | 0 | 0 | 0 | 0 | 0 | 0
168 | WI_UtahNorth | 0 | 0 | 0 | 0 | 0 | 0 | 0 | 0 | 0 | 0 | 0 | 0 | 0 | 0 | 0 | 0 | 0 | 0
169 | WI_WallaWalla | 0 | 0 | 0 | 0 | 0 | 0 | 0 | 0 | 0 | 0 | 0 | 0 | 0 | 0 | 0 | 0 | 0 | 0
170 | WI_WyomingNE | 0 | 0 | 0 | 0 | 0 | 0 | 0 | 0 | 0 | 0 | 0 | 0 | 0 | 0 | 0 | 0 | 0 | 0
| SYSTEM TOTAL | 4341.6 | ****** | 7.2 | 0 | 0 | 0 | 3289.1 | ****** | 10.2 | 2147.5 | ****** | 14.6 | 0 | 0 | 0 | 9778.2 | ****** | 9.8
Ancil | lary S | ervices Deficit R | eport
----- | ------ | ----------------- | -----
|  |  | ---------------- | #NAME? | ncillary S | ervices -- | ---------- | ----------
[5 empty] | Required | Available | Deficit | DefCost
No. | Type | Deficit Area | Name | Hrs | GWh | GWh | GWh | 0
--- | ---- | ---------------- | ---------------- | ------ | --------- | --------- | --------- | ---------
1 | CA | PAC EAST | REG.UP | 212 | 2859.5 | 2858.8 | 0.7 | 131.6
2 | CA | PAC EAST | REG.DOWN | 0 | 0 | 0 | 0 | 0
3 | CA | PAC EAST | SPIN | 728 | 2181.9 | 2178.1 | 3.8 | 336.4
4 | CA | PAC EAST | NONSPIN | 0 | 1493.6 | 1493.6 | 0 | 0
5 | CA | PAC EAST | NONSPIN2 | 0 | 0 | 0 | 0 | 0
6 | CA | PAC WEST | REG.UP | 4 | 1482.8 | 1482.8 | 0 | 0
7 | CA | PAC WEST | REG.DOWN | 0 | 0 | 0 | 0 | 0
8 | CA | PAC WEST | SPIN | 32 | 1111.1 | 1111 | 0 | 0
9 | CA | PAC WEST | NONSPIN | 76 | 653.9 | 653.9 | 0 | 0
10 | CA | PAC WEST | NONSPIN2 | 0 | 0 | 0 | 0 | 0
Stati | on Report
----- | ---------
|  |  | Aux | Cap |  |  | Heat H | ours | Fuel/P | rch Cost | Star | t Star | t O&M | O&M | Opert | Total | Total
|  | Energy | Dmnd | Fctr | Sta- | FuelBurn | Rate | per | ¢/MBtu | <F> $0 | 00 Fu | el Co | st Fix | ed V | ar Co | st Co | st Cost
No. | Station | GWh | GWh | % | rts | GBtu | Btu/kWh | Unit | $/MWh | <P> $00 | 0 GBt | u $00 | 0 $00 | 0 $00 | 0 $/MW | h $/MW | h $000
--- | ---------------- | -------- | ------ | ----- | ---- | --------- | ------ | ---- | ------ | --- ----- | ---- | ----- | ------ | ----- | ------ | ------ | --------
1 | BearRiver | 148.4 | 0 | 29.5 | 0 |  |  | 8760 | 0 | 0 |  | 0 | 0 | 0 | 0 | 0 | 0
2 | Clearwater1 | 33.4 | 0 | 97.5 | 0 |  |  | 8760 | 0 | 0 |  | 0 | 0 | 0 | 0 | 0 | 0
3 | Clearwater2 | 45 | 0 | 99 | 0 |  |  | 8760 | 0 | 0 |  | 0 | 0 | 0 | 0 | 0 | 0
4 | FishCreek | 36.5 | 0 | 100 | 0 |  |  | 8760 | 0 | 0 |  | 0 | 0 | 0 | 0 | 0 | 0
5 | GemState_99489 | 49.7 | 0 | 100 | 0 |  |  | 8760 | 0 | 0 |  | 0 | 0 | 0 | 0 | 0 | 0
6 | IronGate | 132.6 | 0 | 100 | 0 |  |  | 8760 | 0 | 0 |  | 0 | 0 | 0 | 0 | 0 | 0
7 | JCBoyle | 322.7 | 0 | 100 | 0 |  |  | 8760 | 0 | 0 |  | 0 | 0 | 0 | 0 | 0 | 0
8 | Lemolo2 | 149.4 | 0 | 100 | 0 |  |  | 8760 | 0 | 0 |  | 0 | 0 | 0 | 0 | 0 | 0
9 | Lemolo1 | 134.8 | 0 | 96 | 0 |  |  | 8760 | 0 | 0 |  | 0 | 0 | 0 | 0 | 0 | 0
10 | Merwin | 417.1 | 0 | 100 | 0 |  |  | 8760 | 0 | 0 |  | 0 | 0 | 0 | 0 | 0 | 0
11 | SmallEastHydro | 110.1 | 0 | 100 | 0 |  |  | 8760 | 0 | 0 |  | 0 | 0 | 0 | 0 | 0 | 0
12 | SodaSprings | 43.2 | 0 | 100 | 0 |  |  | 8760 | 0 | 0 |  | 0 | 0 | 0 | 0 | 0 | 0
13 | Swift1 | 744 | 0 | 34.2 | 0 |  |  | 8760 | 0 | 0 |  | 0 | 0 | 0 | 0 | 0 | 0
14 | Swift2 | 228.8 | 0 | 94.5 | 0 |  |  | 8760 | 0 | 0 |  | 0 | 0 | 0 | 0 | 0 | 0
15 | UKL | 0 | 0 | 0 | 0 |  |  | 0 | 0 | 0 |  | 0 | 0 | 0 | 0 | 0 | 0
16 | Yale | 631.1 | 0 | 43.4 | 0 |  |  | 8760 | 0 | 0 |  | 0 | 0 | 0 | 0 | 0 | 0
17 | Blundell | 242.5 | 0 | 91.1 | 1 | 2424.8 | 10000 | 8424 | 0 | 0 | 0 | 0 | 0 | 645 | 2.66 | 2.66 | 645
18 | Carbon1 | 104.4 | 0 | 77.3 | 0 | 1277.1 | 12233 | 2160 | 194.5 | 2484 | 0 | 0 | 0 | 238 | 26.07 | 26.07 | 2721
19 | Carbon2 | 173.5 | 0 | 83.6 | 0 | 2022.8 | 11659 | 2160 | 194.5 | 3934 | 0 | 0 | 0 | 395 | 24.95 | 24.95 | 4329
20 | Cholla4 | 2621.7 | 0 | 81.4 | 0 | 27978.8 | 10672 | 8760 | 226.8 | 63463 | 0 | 0 | 36049 | 1888 | 24.93 | 38.68 | 101400
21 | Colstrip3 | 612.1 | 0 | 98 | 0 | 6581.7 | 10752 | 8760 | 131.4 | 8645 | 0 | 0 | 5005 | 804 | 15.44 | 23.61 | 14454
22 | Colstrip4 | 611.8 | 0 | 97.9 | 0 | 6649.5 | 10868 | 8760 | 131.4 | 8734 | 0 | 0 | 4878 | 818 | 15.61 | 23.59 | 14430
23 | Craig1 | 653.8 | 0 | 92.3 | 12 | 6525.5 | 9981 | 8573 | 205.5 | 13408 | 1 | 3 | 7494 | 0 | 20.51 | 31.97 | 20905
24 | Craig2 | 673.2 | 0 | 94.6 | 0 | 6815.7 | 10124 | 8760 | 205.5 | 14004 | 0 | 0 | 8129 | 0 | 20.8 | 32.88 | 22133
25 | GadsbyGT3 | 0.1 | 0 | 0 | 1 | 1.3 | 14336 | 9 | 403.3 | 5 | 0 | 0 | 0 | 0 | 61.73 | 63.39 | 6
26 | Gadsby1 | 0 | 0 | 0 | 0 | 0 | 0 | 0 | 0 | 0 | 0 | 0 | 0 | 0 | 0 | 0 | 0
27 | Gadsby2 | 0.1 | 0 | 0 | 1 | 2.1 | 17650 | 6 | 403.3 | 9 | 4 | 16 | 0 | 0 | 74.8 | 209.04 | 25
28 | Gadsby3 | 0.2 | 0 | 0 | 1 | 2.9 | 14716 | 8 | 403.3 | 12 | 5 | 19 | 0 | 1 | 62.96 | 158.35 | 32
29 | GadsbyGT2 | 0.2 | 0 | 0.1 | 3 | 2.6 | 14243 | 18 | 404.2 | 10 | 0 | 0 | 0 | 1 | 61.48 | 63.99 | 12
30 | GadsbyGT1 | 0.2 | 0 | 0 | 2 | 2.4 | 14290 | 17 | 403.3 | 10 | 0 | 0 | 0 | 1 | 61.55 | 63.3 | 11
31 | Hayden1 | 230.1 | 0 | 63.7 | 1 | 2400.3 | 10430 | 6371 | 240.7 | 5778 | 0 | 0 | 6734 | 182 | 25.9 | 55.16 | 12694
32 | Hayden2 | 216.1 | 0 | 77.5 | 0 | 2204.5 | 10202 | 8760 | 240.7 | 5307 | 0 | 0 | 3678 | 0 | 24.56 | 41.58 | 8985
33 | Hermiston2 | 1088.3 | 0 | 53.7 | 131 | 8212.7 | 7546 | 6043 | 405.7 | 33317 | 118 | 481 | 0 | 1034 | 31.56 | 32 | 34832
34 | Hunter3 | 3666.4 | 0 | 95.2 | 0 | 37240.1 | 10157 | 8760 | 186.1 | 69300 | 0 | 0 | 24168 | 0 | 18.9 | 25.49 | 93468
35 | Hunter1 | 3305.3 | 0 | 96.6 | 0 | 34585.8 | 10464 | 8760 | 186.1 | 64361 | 0 | 0 | 37275 | 463 | 19.61 | 30.89 | 102098
36 | Hunter2 | 1996.1 | 0 | 90.4 | 2 | 20267.1 | 10154 | 8063 | 186.1 | 37715 | 3 | 82 | 19580 | 0 | 18.89 | 28.75 | 57377
37 | Huntington1 | 3768.4 | 0 | 99.6 | 0 | 36338.7 | 9643 | 8760 | 162.3 | 58995 | 0 | 0 | 25192 | 0 | 15.66 | 22.34 | 84187
38 | Huntington2 | 3176.5 | 0 | 89.6 | 2 | 32236.6 | 10149 | 7902 | 162.3 | 52335 | 4 | 99 | 34338 | 0 | 16.48 | 27.32 | 86772
39 | JBridger1 | 2651.1 | 0 | 93.6 | 1 | 27273.9 | 10288 | 8682 | 191.3 | 52183 | 2 | 68 | 18298 | 663 | 19.93 | 26.86 | 71212
40 | JBridger2 | 2673 | 0 | 90.4 | 1 | 27762.2 | 10386 | 8682 | 191.3 | 53117 | 3 | 89 | 21071 | 642 | 20.11 | 28.03 | 74920
41 | JBridger3 | 1764.2 | 0 | 64.5 | 2 | 18549.2 | 10514 | 6387 | 191.3 | 35490 | 18 | 499 | 29184 | 1958 | 21.23 | 38.05 | 67131
42 | JBridger4 | 2607.9 | 0 | 90.4 | 1 | 27001.7 | 10354 | 8681 | 191.3 | 51662 | 4 | 124 | 16572 | 835 | 20.13 | 26.53 | 69193
43 | JamesRiverCG | 121.8 | 0 | 97.5 | 1 | 876.9 | 7200 | 8520 | 0 | 0 | 0 | 0 | 0 | 11907 | 97.76 | 97.76 | 11907
44 | Johnston1 | 757.3 | 0 | 89.7 | 0 | 8418.8 | 11117 | 8760 | 106.8 | 8995 | 0 | 0 | 6435 | 204 | 12.15 | 20.65 | 15635
45 | Johnston2 | 780.8 | 0 | 90 | 0 | 8593.8 | 11007 | 8760 | 106.8 | 9182 | 0 | 0 | 7562 | 195 | 12.01 | 21.7 | 16939
46 | Johnston3 | 1439 | 0 | 79.8 | 2 | 16492.3 | 11461 | 7901 | 106.8 | 17622 | 8 | 236 | 23357 | 532 | 12.62 | 29.01 | 41747
47 | Johnston4 | 2488 | 0 | 94.2 | 0 | 26632.9 | 10704 | 8760 | 106.8 | 28456 | 0 | 0 | 22750 | 771 | 11.75 | 20.89 | 51978
48 | Naughton1 | 971.8 | 0 | 75 | 0 | 10145.9 | 10441 | 8760 | 213.4 | 21652 | 0 | 0 | 11247 | 330 | 22.62 | 34.19 | 33229
49 | Naughton2 | 1120.7 | 0 | 66.1 | 2 | 11795.5 | 10525 | 7865 | 213.4 | 25172 | 3 | 13 | 23117 | 392 | 22.81 | 43.45 | 48694
50 | WestValleyCi GT1 | 0 | 0 | 0 | 0 | 0 | 0 | 0 | 0 | 0 | 0 | 0 | 0 | 0 | 0 | 0 | 0
51 | WestValleyCi GT4 | 0 | 0 | 0 | 0 | 0 | 0 | 0 | 0 | 0 | 0 | 0 | 0 | 0 | 0 | 0 | 0
52 | WestValleyCi GT5 | 0 | 0 | 0 | 0 | 0 | 0 | 0 | 0 | 0 | 0 | 0 | 0 | 0 | 0 | 0 | 0
53 | WestValleyCi GT3 | 0 | 0 | 0 | 0 | 0 | 0 | 0 | 0 | 0 | 0 | 0 | 0 | 0 | 0 | 0 | 0
54 | WestValleyCi GT2 | 0 | 0 | 0 | 0 | 0 | 0 | 0 | 0 | 0 | 0 | 0 | 0 | 0 | 0 | 0 | 0
55 | Wyodak1 | 1708.3 | 0 | 75.2 | 2 | 20685.2 | 12109 | 7935 | 110.5 | 22866 | 4 | 106 | 21495 | 598 | 13.74 | 26.38 | 45065
56 | CurrantCreek | 1489.2 | 0 | 32.6 | 233 | 10650.8 | 7152 | 3722 | 391.5 | 41701 | 819 | 3230 | 0 | 5382 | 31.62 | 33.79 | 50313
57 | BigFork | 25.3 | 0 | 100 | 0 |  |  | 8760 | 0 | 0 |  | 0 | 0 | 0 | 0 | 0 | 0
58 | LakeSide | 2268.2 | 0 | 50.6 | 167 | 16036.4 | 7070 | 6361 | 392.3 | 62915 | 595 | 2372 | 0 | 6557 | 30.63 | 31.68 | 71845
59 | PAC-COB SALE | -922.8 | 0 | 82.4 | 241 |  |  | 7340 | 39.8 | -36739 |  | 0 | 0 | 0 | 39.81 | 39.81 | -36739
60 | PAC-COB PUR | 328.9 | 0 | 3.8 | 268 |  |  | 1535 | 27.3 | 8966 |  | 0 | 0 | 0 | 27.26 | 27.26 | 8966
61 | PAC-MIDC SALE | -141.3 | 0 | 0 | 292 |  |  | 2144 | 35.8 | -5057 |  | 0 | 0 | 0 | 35.79 | 35.79 | -5057
62 | PAC-MIDC PUR | 2411.4 | 0 | 27.5 | 273 |  |  | 6951 | 31 | 74656 |  | 0 | 0 | 0 | 30.96 | 30.96 | 74656
63 | PAC-FC SALE | -1906.2 | 0 | 87.3 | 153 |  |  | 8232 | 34.6 | -66019 |  | 0 | 0 | 0 | 34.63 | 34.63 | -66019
64 | PAC-FC PUR | 142.2 | 0 | 1.6 | 319 |  |  | 874 | 43.5 | 6178 |  | 0 | 0 | 0 | 43.45 | 43.45 | 6178
65 | PAC-PV SALE | -3461 | 0 | 0.4 | 0 |  |  | 8760 | 34.5 | -119363 |  | 0 | 0 | 0 | 34.49 | 34.49 | -119363
66 | PAC-PV PUR | 0 | 0 | 0 | 421 |  |  | 1353 | 0 | 0 |  | 0 | 0 | 0 | 0 | 0 | 0
67 | Monsanto_145258 | 0 | 0 | 0 | 0 |  |  | 0 | 0 | 0 |  | 0 | 0 | 0 | 0 | 0 | 0
68 | APS_27875_Supp | 115.8 | 0 | 9.5 | 0 |  |  | 8760 | 40.7 | 4716 |  | 0 | 0 | 4716 | 81.44 | 81.44 | 9431
69 | REDD_66276_Out | -127 | 0 | 100 | 0 |  |  | 8016 | 0 | 0 |  | 0 | 0 | 0 | 0 | 0 | 0
70 | Douglas_38185 | 62.1 | 0 | 100 | 0 |  |  | 8760 | 35.2 | 2187 |  | 0 | 0 | 0 | 35.23 | 35.23 | 2187
71 | PGE_Cove_83984 | 12 | 0 | 100 | 0 |  |  | 8760 | 0 | 0 |  | 0 | 0 | 0 | 0 | 0 | 0
72 | FC1_42818_Out | -45.4 | 0 | 100 | 0 |  |  | 8760 | 69 | -3131 |  | 0 | 0 | 0 | 69 | 69 | -3131
73 | FC1_63510_Out | -19.3 | 0 | 100 | 0 |  |  | 8760 | 0 | 0 |  | 0 | 0 | 0 | 0 | 0 | 0
74 | FC4_79207_Out | -50.4 | 0 | 100 | 0 |  |  | 8760 | 0 | 0 |  | 0 | 0 | 0 | 0 | 0 | 0
75 | Cowlitz_65787 | -255.2 | 0 | 100 | 0 |  |  | 8760 | 0 | 0 |  | 0 | 0 | 0 | 0 | 0 | 0
76 | SIE_64885_McNary | 1376.7 | 0 | 100 | 0 |  |  | 8760 | 0 | 0 |  | 0 | 0 | 0 | 0 | 0 | 0
77 | SMUD_24296_In | 217.4 | 0 | 100 | 0 |  |  | 8736 | 37 | 8043 |  | 0 | 0 | 0 | 37 | 37 | 8043
78 | APS_58118_FC_In | 458.3 | 0 | 100 | 0 |  |  | 8760 | 0 | 0 |  | 0 | 0 | 0 | 0 | 0 | 0
79 | APS_58119_FC_Out | -279.7 | 0 | 100 | 0 |  |  | 8760 | 0 | 0 |  | 0 | 0 | 0 | 0 | 0 | 0
80 | REDD_66276_In | 114.9 | 0 | 100 | 0 |  |  | 8016 | 0 | 0 |  | 0 | 0 | 0 | 0 | 0 | 0
81 | APS_58118_AZ_In | 113.1 | 0 | 100 | 0 |  |  | 8760 | 0 | 0 |  | 0 | 0 | 0 | 0 | 0 | 0
82 | APS_58119_AZ_Out | -291.7 | 0 | 100 | 0 |  |  | 8760 | 0 | 0 |  | 0 | 0 | 0 | 0 | 0 | 0
83 | SIE_64885_Goshen | 913.6 | 0 | 100 | 0 |  |  | 8760 | 0 | 0 |  | 0 | 0 | 0 | 0 | 0 | 0
84 | Hermiston1 | 946.2 | 0 | 46.3 | 104 | 7142.7 | 7549 | 5480 | 407 | 29068 | 119 | 490 | 0 | 899 | 31.67 | 32.19 | 30457
85 | Deseret_194277 | 504.7 | 0 | 67.2 | 68 |  |  | 8554 | 20.8 | 10492 |  | 0 | 0 | 0 | 20.79 | 20.79 | 10492
86 | DSM_ID_Irrigate | 0 | 0 | 0 | 3 |  |  | 840 | 0 | 0 |  | 0 | 0 | 0 | 0 | 0 | 0
87 | QF_Exxon_236032 | 0 | 0 | 0 | 0 |  |  | 8760 | 0 | 0 |  | 0 | 0 | 0 | 0 | 0 | 0
88 | QF_SUNN_Ad_59965 | 58.4 | 0 | 93.9 | 2 |  |  | 8256 | 46.5 | 2714 |  | 0 | 1967 | 0 | 46.48 | 80.17 | 4681
89 | QF_SUNN_Ba_83997 | 328.4 | 0 | 93.9 | 2 |  |  | 8256 | 48.8 | 16027 |  | 0 | 9117 | 0 | 48.8 | 76.56 | 25144
90 | QF_Tesoro_519533 | 0 | 0 | 0 | 0 |  |  | 8760 | 0 | 0 |  | 0 | 0 | 0 | 0 | 0 | 0
91 | BHPL_28160_Loss | -15.6 | 0 | 100 | 0 |  |  | 8760 | 11 | -171 |  | 0 | 0 | 0 | 10.98 | 10.98 | -171
92 | Rogue | 283 | 0 | 100 | 0 |  |  | 8760 | 0 | 0 |  | 0 | 0 | 0 | 0 | 0 | 0
93 | MidColumbia | 345.5 | 0 | 64.6 | 0 |  |  | 8760 | 0 | 0 |  | 0 | 0 | 0 | 0 | 0 | 0
94 | Toketee-Slide | 288.2 | 0 | 100 | 0 |  |  | 8760 | 0 | 0 |  | 0 | 0 | 0 | 0 | 0 | 0
95 | SmallWestHydro | 20.8 | 0 | 100 | 0 |  |  | 8760 | 0 | 0 |  | 0 | 0 | 0 | 0 | 0 | 0
96 | PSCO_340325_In | 1314 | 0 | 100 | 0 |  |  | 8760 | 0 | 0 |  | 0 | 0 | 0 | 0 | 0 | 0
97 | PSCO_340325_Out | -1112.7 | 0 | 100 | 0 |  |  | 8760 | 0 | 0 |  | 0 | 0 | 0 | 0 | 0 | 0
98 | HURR_393045_S | -0.2 | 0 | 100 | 0 |  |  | 8760 | 75 | -16 |  | 0 | 0 | 0 | 75 | 75 | -16
99 | HURR_393045_P | 1.9 | 0 | 100 | 0 |  |  | 8760 | 75 | 145 |  | 0 | 0 | 0 | 75 | 75 | 145
100 | QF_EVB_351030 | 47.9 | 0 | 100 | 0 |  |  | 8736 | 66.4 | 3177 |  | 0 | 0 | 0 | 66.36 | 66.36 | 3177
101 | WEYE_Res_356685 | 0 | 0 | 0 | 0 |  |  | 0 | 0 | 0 |  | 0 | 0 | 0 | 0 | 0 | 0
102 | Chehalis | 1041.3 | 0 | 25.4 | 146 | 7644.9 | 7342 | 3339 | 415.6 | 31771 | 512 | 2163 | 0 | 3626 | 33.99 | 36.07 | 37560
103 | PAC-Mead PUR | 0 | 0 | 0 | 153 |  |  | 334 | 0 | 0 |  | 0 | 0 | 0 | 0 | 0 | 0
104 | PAC-Mead SALE | -733.1 | 0 | 64.8 | 268 |  |  | 7869 | 36 | -26372 |  | 0 | 0 | 0 | 35.97 | 35.97 | -26372
105 | PAC-Mona PUR | 529.9 | 0 | 6 | 812 |  |  | 5491 | 37.4 | 19802 |  | 0 | 0 | 0 | 37.37 | 37.37 | 19802
106 | PAC-Mona SALE | -356.2 | 0 | 54.6 | 535 |  |  | 6552 | 34.8 | -12403 |  | 0 | 0 | 0 | 34.82 | 34.82 | -12403
107 | Copco 1-2 | 267.3 | 0 | 57.9 | 0 |  |  | 8760 | 0 | 0 |  | 0 | 0 | 0 | 0 | 0 | 0
108 | QF_CA_Hydro | 33.3 | 0 | 100 | 0 |  |  | 8760 | 144.8 | 4825 |  | 0 | 0 | 0 | 144.84 | 144.84 | 4825
109 | QF_OR_Biomass | 3.7 | 0 | 100 | 0 |  |  | 8760 | 68.2 | 250 |  | 0 | 0 | 0 | 68.24 | 68.24 | 250
110 | QF_OR_Hydro | 162.4 | 0 | 100 | 0 |  |  | 8760 | 107.9 | 17512 |  | 0 | 0 | 0 | 107.86 | 107.86 | 17512
111 | QF_OR_Thermal | 125.6 | 0 | 100 | 0 |  |  | 8760 | 71 | 8917 |  | 0 | 0 | 0 | 71 | 71 | 8917
112 | QF_UTS_Biomass | 17.7 | 0 | 100 | 0 |  |  | 8760 | 50.7 | 900 |  | 0 | 0 | 0 | 50.75 | 50.75 | 900
113 | QF_UTN_Hydro | 6.7 | 0 | 100 | 0 |  |  | 8760 | 88.9 | 593 |  | 0 | 0 | 0 | 88.89 | 88.89 | 593
114 | QF_WAYA_Biomass | 0 | 0 | 0 | 0 |  |  | 8760 | 0 | 0 |  | 0 | 0 | 0 | 0 | 0 | 0
115 | QF_WAWW_Hydro | 0 | 0 | 0 | 0 |  |  | 8760 | 0 | 0 |  | 0 | 0 | 0 | 0 | 0 | 0
116 | QF_WAYA_Wind | 0 | 0 | 0 | 0 |  |  | 8760 | 0 | 0 |  | 0 | 0 | 0 | 0 | 0 | 0
117 | QF_WY_Hydro | 11.4 | 0 | 100 | 0 |  |  | 8760 | 71.5 | 814 |  | 0 | 0 | 0 | 71.47 | 71.47 | 814
118 | QF_ID_Hydro | 112.6 | 0 | 100 | 0 |  |  | 8760 | 92.8 | 10451 |  | 0 | 0 | 0 | 92.8 | 92.8 | 10451
119 | PAC-NOB PUR | 27.1 | 0 | 1.5 | 117 |  |  | 304 | 28 | 759 |  | 0 | 0 | 0 | 27.99 | 27.99 | 759
120 | SCL_New_Out | -360.9 | 0 | 100 | 0 |  |  | 8760 | 14.6 | -5258 |  | 0 | 0 | -5258 | 29.14 | 29.14 | -10517
121 | QF_RBFP_E20771 | 12 | 0 | 100 | 0 |  |  | 8760 | 54.1 | 648 |  | 0 | 0 | 0 | 54.05 | 54.05 | 648
122 | ConstEng_E999691 | 63.2 | 0 | 100 | 0 |  |  | 8760 | 54.7 | 3458 |  | 0 | 0 | 3458 | 109.44 | 109.44 | 6916
123 | TMF_BioF_E20958 | 37.2 | 0 | 88.5 | 0 |  |  | 8760 | 0 | 0 |  | 0 | 0 | 1406 | 37.76 | 37.76 | 1406
124 | PAC-NOB SALE | 0 | 0 | 0 | 0 |  |  | 0 | 0 | 0 |  | 0 | 0 | 0 | 0 | 0 | 0
125 | I_Naughton3_GCF | 180 | 0 | 10.4 | 10 | 2110.9 | 11726 | 1487 | 378.9 | 7998 | 21 | 80 | 4758 | 0 | 44.43 | 71.3 | 12836
126 | BHPL_27013R_MC_S | -168.9 | 0 | 100 | 0 |  |  | 8760 | 11 | -1854 |  | 0 | 0 | 0 | 10.98 | 10.98 | -1854
127 | BHPL_27013R_US_S | -65.9 | 0 | 100 | 0 |  |  | 8760 | 11 | -724 |  | 0 | 0 | 0 | 10.98 | 10.98 | -724
128 | UMPA_45631R_S | -220.8 | 0 | 100 | 0 |  |  | 8760 | 23.2 | -5131 |  | 0 | -4396 | -5131 | 46.48 | 66.39 | -14659
129 | DorenaHyd_20887 | 15.1 | 0 | 100 | 0 |  |  | 8760 | 73.5 | 1107 |  | 0 | 0 | 0 | 73.47 | 73.47 | 1107
130 | QF_Bioms1_234159 | 228.5 | 0 | 100 | 0 |  |  | 8760 | 74.9 | 17124 |  | 0 | 0 | 0 | 74.94 | 74.94 | 17124
131 | ObsidianBlkCap | 4.7 | 0 | 100 | 0 |  |  | 8760 | 72.7 | 342 |  | 0 | 0 | 0 | 72.71 | 72.71 | 342
132 | QF_CA_Biomass | 0 | 0 | 100 | 0 |  |  | 8760 | 32.2 | 1 |  | 0 | 0 | 0 | 32.24 | 32.24 | 1
133 | QF_ID_Biomass | 10.8 | 0 | 100 | 0 |  |  | 8760 | 75.4 | 814 |  | 0 | 0 | 0 | 75.4 | 75.4 | 814
134 | QF_UTN_Wind | 0 | 0 | 0 | 0 |  |  | 8760 | 0 | 0 |  | 0 | 0 | 0 | 0 | 0 | 0
135 | QF_WAYA_Hydro | 6.7 | 0 | 100 | 0 |  |  | 8760 | 38.4 | 258 |  | 0 | 0 | 0 | 38.4 | 38.4 | 258
136 | QF_WY_Wind | 0.3 | 0 | 100 | 0 |  |  | 8760 | 60.5 | 18 |  | 0 | 0 | 0 | 60.5 | 60.5 | 18
137 | DSM_CooKeeper_Te | 0 | 0 | 0 | 5 |  |  | 1848 | 0 | 0 |  | 0 | 0 | 0 | 0 | 0 | 0
138 | DSM_UT_Irrigate_ | 0 | 0 | 0 | 4 |  |  | 1008 | 0 | 0 |  | 0 | 0 | 0 | 0 | 0 | 0
139 | BHPL_27013R_WYNE | -15 | 0 | 14.7 | 182 |  |  | 1286 | 11 | -165 |  | 0 | 0 | 0 | 10.98 | 10.98 | -165
140 | BHPL_27013R_JB | 0 | 0 | 0 | 1 |  |  | 1 | 0 | 0 |  | 0 | 0 | 0 | 0 | 0 | 0
141 | QF_Latigo_21022 | 91.3 | 0 | 100 | 1 |  |  | 5880 | 60 | 5484 |  | 0 | 0 | 0 | 60.05 | 60.05 | 5484
142 | Long Ridge1_2102 | 0.6 | 0 | 100 | 1 |  |  | 24 | 63.8 | 40 |  | 0 | 0 | 0 | 63.76 | 63.76 | 40
143 | Long Ridge2_2102 | 0.6 | 0 | 100 | 1 |  |  | 24 | 63.8 | 40 |  | 0 | 0 | 0 | 63.76 | 63.76 | 40
144 | BlueMountain_210 | 25.3 | 0 | 100 | 1 |  |  | 768 | 60.7 | 1533 |  | 0 | 0 | 0 | 60.66 | 60.66 | 1533
145 | Buckhorn_Solar | 1.8 | 0 | 100 | 1 |  |  | 3696 | 76.3 | 140 |  | 0 | 0 | 0 | 76.3 | 76.3 | 140
146 | CedarValley_Sola | 1.8 | 0 | 100 | 1 |  |  | 3696 | 76.3 | 140 |  | 0 | 0 | 0 | 76.3 | 76.3 | 140
147 | Beryl_Solar | 1.9 | 0 | 100 | 1 |  |  | 3696 | 76.3 | 144 |  | 0 | 0 | 0 | 76.3 | 76.3 | 144
148 | Greenvile_Solar | 1.4 | 0 | 100 | 1 |  |  | 3696 | 76.3 | 103 |  | 0 | 0 | 0 | 76.3 | 76.3 | 103
149 | MilfordFlat_Sola | 1.8 | 0 | 100 | 1 |  |  | 3696 | 58.4 | 107 |  | 0 | 0 | 0 | 58.39 | 58.39 | 107
150 | QF_UTN_Solar | 0.9 | 0 | 100 | 0 |  |  | 8760 | 0 | 0 |  | 0 | 0 | 0 | 0 | 0 | 0
151 | QF_FiddlerCanyon | 11 | 0 | 100 | 1 |  |  | 5184 | 85 | 936 |  | 0 | 0 | 0 | 85 | 85 | 936
152 | QF_SouthMilford_ | 7.6 | 0 | 100 | 1 |  |  | 8424 | 58.4 | 441 |  | 0 | 0 | 0 | 58.39 | 58.39 | 441
153 | QF_Manderfield_2 | 3.2 | 0 | 100 | 1 |  |  | 5184 | 85 | 272 |  | 0 | 0 | 0 | 85 | 85 | 272
154 | QF_GranitePeak_2 | 1.8 | 0 | 100 | 1 |  |  | 3696 | 58.4 | 107 |  | 0 | 0 | 0 | 58.39 | 58.39 | 107
155 | QF_LahoSolar_210 | 1.8 | 0 | 100 | 1 |  |  | 3696 | 58.4 | 107 |  | 0 | 0 | 0 | 58.39 | 58.39 | 107
156 | OSIP_Projects | 3.9 | 0 | 100 | 0 |  |  | 8760 | 0 | 0 |  | 0 | 0 | 0 | 0 | 0 | 0
157 | PSCO_FC_340325_o | 0 | 0 | 0 | 0 |  |  | 0 | 0 | 0 |  | 0 | 0 | 0 | 0 | 0 | 0
158 | Tri-State_27057 | 91.1 | 0 | 63.5 | 257 |  |  | 5291 | 15.5 | 1411 |  | 0 | 0 | 0 | 15.49 | 15.49 | 1411
159 | StoneHouseSolar_ | 13.2 | 0 | 100 | 0 |  |  | 8760 | 78.9 | 1043 |  | 0 | 0 | 0 | 78.86 | 78.86 | 1043
160 | BevansPoint | 3.4 | 0 | 100 | 1 |  |  | 6624 | 78.9 | 267 |  | 0 | 0 | 0 | 78.86 | 78.86 | 267
161 | MagCorp_144408 | 0 | 0 | 0 | 0 |  |  | 0 | 0 | 0 |  | 0 | 0 | 0 | 0 | 0 | 0
162 | Nucor_137328 | 0 | 0 | 0 | 0 |  |  | 0 | 0 | 0 |  | 0 | 0 | 0 | 0 | 0 | 0
163 | MonsanCur_145258 | 0 | 0 | 0 | 0 |  |  | 0 | 0 | 0 |  | 0 | 0 | 0 | 0 | 0 | 0
164 | SCL_New_Reserve | 0 | 0 | 0 | 0 |  |  | 0 | 0 | 0 |  | 0 | 0 | 0 | 0 | 0 | 0
165 | LakeSide2 | 3746.4 | 0 | 65.9 | 2 | 25679.8 | 6855 | 8724 | 396.1 | 101730 | 8 | 34 | 24303 | 12090 | 30.38 | 36.88 | 138157
166 | WI_Goshen | 1045.8 | 0 | 100 | 0 |  |  | 8760 | 0 | 0 |  | 0 | 0 | 0 | 0 | 0 | 0
167 | WI_MidC | 434 | 0 | 100 | 396 |  |  | 8144 | 0 | 0 |  | 0 | 0 | 0 | 0 | 0 | 0
168 | WI_UtahNorth | 789.5 | 0 | 100 | 0 |  |  | 8760 | 0 | 0 |  | 0 | 0 | 0 | 0 | 0 | 0
169 | WI_WallaWalla | 1497.4 | 0 | 100 | 487 |  |  | 7954 | 0 | 0 |  | 0 | 0 | 0 | 0 | 0 | 0
170 | WI_WyomingNE | 3452.5 | 0 | 100 | 50 |  |  | 8669 | 0 | 0 |  | 0 | 0 | 0 | 0 | 0 | 0
SYSTE | M PRODUCTION | 63217.9 | 0 |  | 6155 | 507266.9 | 9775 |  |  | 999216 | 2250 | 10204 | 449358 | 53241 | 16.65 | 23.92 | 1512019

## Study1EIM
Build ID: 000001_x64 Ventyx p. 1
MULTISYM V8.1.03 Copyright 1998-2014. All rights reserved. L0000-00 1 iter Convergent Monte 09/02/2014
2015: I15_P_WI_S1SMEIM25529 (Environmental) 02:14:53 PM
Station Group Report
--------------------
|  | Aux | Cap |  |  | Heat Hours | Fuel/P | rch Cost | Star | t Star | t O&M | O&M | Opert | Total | Total
| Energy | Dmnd | Fctr | Sta- | FuelBurn | Rate per | ¢/MBtu | <F> $0 | 00 Fu | el Co | st Fix | ed V | ar Co | st Co | st Cost
No. Group | GWh | GWh | % | rts | GBtu | Btu/kWh Unit | $/MWh | <P> $00 | 0 GBt | u $00 | 0 $00 | 0 $00 | 0 $/MW | h $/MW | h $000
--- ---------------- | -------- | ------ | ----- | ---- | --------- | ------ ---- | ------ | --- ----- | ---- | ----- | ------ | ----- | ------ | ------ | --------
Native Load | 63531.2
Dump Power | 145.6 | [12 empty] | 14.1 | 2053
Aux Demand | 0
Tran. Losses | 0
LESS Resources (Export | s):
1 HydroEast | 258.5 | 0 | 42.2 | 0 |  |  | 0 | 0 |  | 0 | 0 | 0 | 0 | 0 | 0
2 HydroWest | 4148.8 | 0 | 60.9 | 0 |  |  | 0 | 0 |  | 0 | 0 | 0 | 0 | 0 | 0
3 PurchaseEast | 1368.2 | 0 | 51.6 | 69 |  |  | 38.7 | 52923 |  | 0 | 11084 | 8174 | 44.66 | 52.76 | 72181
4 RenewableEast | 4625.1 | 0 | 99.6 | 14 | 2468.1 | 10000 | 0 | 114994 | 0 | 0 | 0 | 657 | 25.01 | 25.01 | 115651
5 ThermalEast | 37906.7 | 0 | 73.5 | 680 | 370706.8 | 9779 | 199.1 | 738095 | 2336 | 9845 | 342903 | 29762 | 20.26 | 29.56 | 1120605
6 ThermalWest | 14781.6 | 0 | 70.5 | 368 | 143241.5 | 9690 | 221.2 | 316877 | 713 | 3632 | 95008 | 23621 | 23.04 | 29.71 | 439138
7 IRPEast | 207.2 | 0 | 11.9 | 10 | 2362.4 | 11401 | 378.9 | 8951 | 21 | 80 | 4758 | 0 | 43.2 | 66.55 | 13789
8 MCP | -3793.2 | 0 | 0.2 | 4502 |  |  | 40.6 | -154080 |  | 0 | 0 | 0 | 40.62 | 40.62 | -154080
9 InterruptEast | 0 | 0 | 0 | 0 |  |  | 0 | 0 |  | 0 | 0 | 0 | 0 | 0 | 0
10 RenewableWest | 1429.6 | 0 | 93.9 | 0 |  |  | 12 | 17088 |  | 0 | 0 | -3853 | 9.26 | 9.26 | 13235
11 PurchaseWest | 709.2 | 0 | 100 | 0 |  |  | 79 | 56006 |  | 0 | 0 | 0 | 78.97 | 78.97 | 56006
12 ExchangeEast | 1229.8 | 0 | 119.6 | 0 |  |  | 0 | 0 |  | 0 | 0 | 0 | 0 | 0 | 0
13 SaleWest | -443.3 | 0 | 100 | 0 |  |  | 4.2 | -1854 |  | 0 | 0 | 0 | 4.18 | 4.18 | -1854
14 SaleEast | -302.5 | 0 | 100 | 0 |  |  | 20 | -6042 |  | 0 | -4396 | -5131 | 36.93 | 51.46 | -15570
15 ExchangeWest | 1467.1 | 0 | 100 | 0 |  |  | 5.5 | 8043 |  | 0 | 0 | 0 | 5.48 | 5.48 | 8043
16 DSMEast | 0 | 0 | 0 | 9 |  |  | 0 | 0 |  | 0 | 0 | 0 | 0 | 0 | 0
Resource Totals | 63673.6 | 0 |  | 6139 | 518778.9 | 9762 |  | 1152299 | 3070 | 13557 | 449358 | 53229 | 18.93 | 26.2 | 1668444
Wheeling | [14 empty] | 1365
Fuel demand charges | [14 empty] | 0
Emissions costs | [14 empty] | 0
Reserve deficiencies | [14 empty] | 487
E.N.S. | 3.3 | [12 empty] | 1000 | 3254
SYSTEM | [13 empty] | 26.25 | 1671497
Ancil | lary Services Con | tribut | ion An | d Reve | nue Re | port
----- | ----------------- | ------ | ------ | ------ | ------ | ----
|  | #NAME? | illary | Servi | ces (c | ontrib | ution, | revenu | e,rate | )
|  | #NAME? | UP |  | #NAME? | DOWN |  | #NAME? |  |  | #NAME? | PIN |  | #NAME? | PIN2 |  | #NAME? | l
No. | Station | GWh | 0 | $/MW-h | GWh | 0 | $/MW-h | GWh | 0 | $/MW-h | GWh | 0 | $/MW-h | GWh | 0 | $/MW-h | GWh | 0 | $/MW-h
--- | ---------------- | ----- | ----- | ----- | ----- | ----- | ----- | ----- | ----- | ----- | ----- | ----- | ----- | ----- | ----- | ----- | ----- | ----- | -----
1 | BearRiver | 105.4 | 141 | 1.3 | 0 | 0 | 0 | 20.5 | 68.6 | 3.3 | 125.5 | 2710.9 | 21.6 | 0 | 0 | 0 | 251.4 | 2920.6 | 11.6
2 | Clearwater1 | 0 | 0 | 0 | 0 | 0 | 0 | 0 | 0 | 0 | 0 | 0 | 0 | 0 | 0 | 0 | 0 | 0 | 0
3 | Clearwater2 | 0 | 0 | 0 | 0 | 0 | 0 | 0 | 0 | 0 | 0 | 0 | 0 | 0 | 0 | 0 | 0 | 0 | 0
4 | FishCreek | 0 | 0 | 0 | 0 | 0 | 0 | 0 | 0 | 0 | 0 | 0 | 0 | 0 | 0 | 0 | 0 | 0 | 0
5 | GemState_99489 | 0 | 0 | 0 | 0 | 0 | 0 | 0 | 0 | 0 | 0 | 0 | 0 | 0 | 0 | 0 | 0 | 0 | 0
6 | IronGate | 0 | 0 | 0 | 0 | 0 | 0 | 0 | 0 | 0 | 0 | 0 | 0 | 0 | 0 | 0 | 0 | 0 | 0
7 | JCBoyle | 0 | 0 | 0 | 0 | 0 | 0 | 0 | 0 | 0 | 0 | 0 | 0 | 0 | 0 | 0 | 0 | 0 | 0
8 | Lemolo1 | 0 | 0 | 0 | 0 | 0 | 0 | 0 | 0 | 0 | 0.9 | 15.2 | 16.9 | 0 | 0 | 0 | 0.9 | 15.2 | 16.9
9 | Lemolo2 | 0 | 0 | 0 | 0 | 0 | 0 | 0 | 0 | 0 | 0 | 0 | 0 | 0 | 0 | 0 | 0 | 0 | 0
10 | Merwin | 0 | 0 | 0 | 0 | 0 | 0 | 0 | 0 | 0 | 0 | 0 | 0 | 0 | 0 | 0 | 0 | 0 | 0
11 | SmallEastHydro | 0 | 0 | 0 | 0 | 0 | 0 | 0 | 0 | 0 | 0 | 0 | 0 | 0 | 0 | 0 | 0 | 0 | 0
12 | SodaSprings | 0 | 0 | 0 | 0 | 0 | 0 | 0 | 0 | 0 | 0 | 0 | 0 | 0 | 0 | 0 | 0 | 0 | 0
13 | Swift1 | 326.2 | ****** | 32.1 | 0 | 0 | 0 | 563.6 | ****** | 55.7 | 148.8 | 7436.4 | 50 | 0 | 0 | 0 | 1038.5 | ****** | 47.4
14 | Swift2 | 0 | 0 | 0 | 0 | 0 | 0 | 0 | 0 | 0 | 0 | 0 | 0 | 0 | 0 | 0 | 0 | 0 | 0
15 | UKL | 0 | 0 | 0 | 0 | 0 | 0 | 0 | 0 | 0 | 0 | 0 | 0 | 0 | 0 | 0 | 0 | 0 | 0
16 | Yale | 75.1 | 3226.3 | 42.9 | 0 | 0 | 0 | 123 | 4543 | 36.9 | 172.2 | ****** | 77.9 | 0 | 0 | 0 | 370.4 | ****** | 57.2
17 | Blundell | 0 | 0 | 0 | 0 | 0 | 0 | 6.8 | 97 | 14.2 | 0 | 0 | 0 | 0 | 0 | 0 | 6.8 | 97 | 14.2
18 | Carbon1 | 9.6 | 27.1 | 2.8 | 0 | 0 | 0 | 2 | 5.7 | 2.8 | 0 | 0 | 0 | 0 | 0 | 0 | 11.6 | 32.9 | 2.8
19 | Carbon2 | 9.4 | 26.8 | 2.9 | 0 | 0 | 0 | 1.6 | 4.4 | 2.8 | 0 | 0 | 0 | 0 | 0 | 0 | 10.9 | 31.2 | 2.9
20 | Cholla4 | 111.1 | 167.5 | 1.5 | 0 | 0 | 0 | 29.2 | 62.7 | 2.1 | 0 | 0 | 0 | 0 | 0 | 0 | 140.3 | 230.1 | 1.6
21 | Colstrip3 | 0 | 0 | 0 | 0 | 0 | 0 | 0 | 0 | 0 | 0.8 | 0.2 | 0.3 | 0 | 0 | 0 | 0.8 | 0.2 | 0.3
22 | Colstrip4 | 0 | 0 | 0 | 0 | 0 | 0 | 0 | 0 | 0 | 0.5 | 0.1 | 0.2 | 0 | 0 | 0 | 0.5 | 0.1 | 0.2
23 | Craig1 | 0 | 0 | 0 | 0 | 0 | 0 | 0 | 0 | 0 | 0 | 0 | 0 | 0 | 0 | 0 | 0 | 0 | 0
24 | Craig2 | 0 | 0 | 0 | 0 | 0 | 0 | 0 | 0 | 0 | 0 | 0 | 0 | 0 | 0 | 0 | 0 | 0 | 0
25 | GadsbyGT3 | 0 | 0 | 0 | 0 | 0 | 0 | 0 | 0 | 0 | 0 | 0 | 0 | 0 | 0 | 0 | 0 | 0 | 0
26 | Gadsby1 | 0 | 0 | 0 | 0 | 0 | 0 | 0 | 0 | 0 | 0 | 0 | 0 | 0 | 0 | 0 | 0 | 0 | 0
27 | Gadsby2 | 0 | 0 | 0 | 0 | 0 | 0 | 0 | 0 | 0 | 0 | 0 | 0 | 0 | 0 | 0 | 0 | 0 | 0
28 | Gadsby3 | 0 | 0 | 0 | 0 | 0 | 0 | 0 | 0 | 0 | 0 | 0 | 0 | 0 | 0 | 0 | 0 | 0 | 0
29 | GadsbyGT2 | 0 | 0.1 | 1.4 | 0 | 0 | 0 | 0 | 0 | 0 | 0 | 0 | 0 | 0 | 0 | 0 | 0 | 0.1 | 1.4
30 | GadsbyGT1 | 0 | 0 | 0 | 0 | 0 | 0 | 0 | 0 | 0 | 0 | 0 | 0 | 0 | 0 | 0 | 0 | 0 | 0
31 | Hayden1 | 0 | 0 | 0 | 0 | 0 | 0 | 0 | 0 | 0 | 0 | 0 | 0 | 0 | 0 | 0 | 0 | 0 | 0
32 | Hayden2 | 0 | 0 | 0 | 0 | 0 | 0 | 0 | 0 | 0 | 0 | 0 | 0 | 0 | 0 | 0 | 0 | 0 | 0
33 | Hermiston2 | 29.4 | 2 | 0.1 | 0 | 0 | 0 | 59.7 | 13.3 | 0.2 | 49.3 | 5.9 | 0.1 | 0 | 0 | 0 | 138.4 | 21.1 | 0.2
34 | Hunter3 | 32.4 | 39.4 | 1.2 | 0 | 0 | 0 | 4.7 | 26.5 | 5.6 | 0 | 0 | 0 | 0 | 0 | 0 | 37.1 | 66 | 1.8
35 | Hunter1 | 24.4 | 23 | 0.9 | 0 | 0 | 0 | 3.6 | 21.3 | 5.9 | 0 | 0 | 0 | 0 | 0 | 0 | 28 | 44.3 | 1.6
36 | Hunter2 | 15.2 | 11.7 | 0.8 | 0 | 0 | 0 | 1.7 | 15.7 | 9.1 | 0 | 0 | 0 | 0 | 0 | 0 | 17 | 27.4 | 1.6
37 | Huntington1 | 8.2 | 8.8 | 1.1 | 0 | 0 | 0 | 1.2 | 12.8 | 11 | 0 | 0 | 0 | 0 | 0 | 0 | 9.3 | 21.5 | 2.3
38 | Huntington2 | 14.3 | 10 | 0.7 | 0 | 0 | 0 | 1.5 | 15.3 | 9.9 | 0 | 0 | 0 | 0 | 0 | 0 | 15.8 | 25.3 | 1.6
39 | JBridger1 | 6.6 | 0 | 0 | 0 | 0 | 0 | 7.6 | 1.1 | 0.1 | 5.9 | 0.5 | 0.1 | 0 | 0 | 0 | 20.1 | 1.6 | 0.1
40 | JBridger2 | 4.5 | 0.1 | 0 | 0 | 0 | 0 | 15.3 | 1.3 | 0.1 | 20 | 1.1 | 0.1 | 0 | 0 | 0 | 39.8 | 2.6 | 0.1
41 | JBridger3 | 1.2 | 0.9 | 0.8 | 0 | 0 | 0 | 15.7 | 0.9 | 0.1 | 18.5 | 0.4 | 0 | 0 | 0 | 0 | 35.4 | 2.2 | 0.1
42 | JBridger4 | 11.1 | 0.3 | 0 | 0 | 0 | 0 | 22.5 | 2.9 | 0.1 | 25.1 | 1.5 | 0.1 | 0 | 0 | 0 | 58.7 | 4.8 | 0.1
43 | JamesRiverCG | 0 | 0 | 0 | 0 | 0 | 0 | 0 | 0 | 0 | 0 | 0 | 0 | 0 | 0 | 0 | 0 | 0 | 0
44 | Johnston1 | 0 | 0 | 0 | 0 | 0 | 0 | 0 | 0 | 0 | 2.8 | 7.6 | 2.7 | 0 | 0 | 0 | 2.8 | 7.6 | 2.7
45 | Johnston2 | 0 | 0 | 0 | 0 | 0 | 0 | 0 | 0 | 0 | 3 | 8.6 | 2.8 | 0 | 0 | 0 | 3 | 8.6 | 2.8
46 | Johnston3 | 0 | 0 | 0 | 0 | 0 | 0 | 0 | 0 | 0 | 0.7 | 1.7 | 2.4 | 0 | 0 | 0 | 0.7 | 1.7 | 2.4
47 | Johnston4 | 0 | 0 | 0 | 0 | 0 | 0 | 0 | 0 | 0 | 4.4 | 14.4 | 3.3 | 0 | 0 | 0 | 4.4 | 14.4 | 3.3
48 | Naughton1 | 73.3 | 81.3 | 1.1 | 0 | 0 | 0 | 14.2 | 49.4 | 3.5 | 0 | 0 | 0 | 0 | 0 | 0 | 87.4 | 130.6 | 1.5
49 | Naughton2 | 88.5 | 142.7 | 1.6 | 0 | 0 | 0 | 17.7 | 51.4 | 2.9 | 0 | 0 | 0 | 0 | 0 | 0 | 106.1 | 194.1 | 1.8
50 | WestValleyCi GT1 | 0 | 0 | 0 | 0 | 0 | 0 | 0 | 0 | 0 | 0 | 0 | 0 | 0 | 0 | 0 | 0 | 0 | 0
51 | WestValleyCi GT4 | 0 | 0 | 0 | 0 | 0 | 0 | 0 | 0 | 0 | 0 | 0 | 0 | 0 | 0 | 0 | 0 | 0 | 0
52 | WestValleyCi GT5 | 0 | 0 | 0 | 0 | 0 | 0 | 0 | 0 | 0 | 0 | 0 | 0 | 0 | 0 | 0 | 0 | 0 | 0
53 | WestValleyCi GT3 | 0 | 0 | 0 | 0 | 0 | 0 | 0 | 0 | 0 | 0 | 0 | 0 | 0 | 0 | 0 | 0 | 0 | 0
54 | WestValleyCi GT2 | 0 | 0 | 0 | 0 | 0 | 0 | 0 | 0 | 0 | 0 | 0 | 0 | 0 | 0 | 0 | 0 | 0 | 0
55 | Wyodak1 | 0 | 0 | 0 | 0 | 0 | 0 | 0 | 0 | 0 | 0.2 | 0.4 | 1.7 | 0 | 0 | 0 | 0.2 | 0.4 | 1.7
56 | CurrantCreek | 256.7 | 67.8 | 0.3 | 0 | 0 | 0 | 106.4 | 173.7 | 1.6 | 0 | 0 | 0 | 0 | 0 | 0 | 363.1 | 241.5 | 0.7
57 | BigFork | 0 | 0 | 0 | 0 | 0 | 0 | 0 | 0 | 0 | 0 | 0 | 0 | 0 | 0 | 0 | 0 | 0 | 0
58 | LakeSide | 300.4 | 190.6 | 0.6 | 0 | 0 | 0 | 54.3 | 175.8 | 3.2 | 0 | 0 | 0 | 0 | 0 | 0 | 354.7 | 366.4 | 1
59 | PAC-COB SALE | 0 | 0 | 0 | 0 | 0 | 0 | 0 | 0 | 0 | 0 | 0 | 0 | 0 | 0 | 0 | 0 | 0 | 0
60 | PAC-COB PUR | 0 | 0 | 0 | 0 | 0 | 0 | 0.3 | 0 | 0 | 0 | 0 | 16.7 | 0 | 0 | 0 | 0.3 | 0 | 0
61 | PAC-MIDC SALE | 0 | 0 | 0 | 0 | 0 | 0 | 0 | 0 | 0 | 0 | 0 | 0 | 0 | 0 | 0 | 0 | 0 | 0
62 | PAC-MIDC PUR | 0 | 0 | 0 | 0 | 0 | 0 | 146.2 | 0.4 | 0 | 69.9 | 1 | 0 | 0 | 0 | 0 | 216.1 | 1.4 | 0
63 | PAC-FC SALE | 0 | 0 | 0 | 0 | 0 | 0 | 0 | 0 | 0 | 0 | 0 | 0 | 0 | 0 | 0 | 0 | 0 | 0
64 | PAC-FC PUR | 0 | 0 | 0 | 0 | 0 | 0 | 31.9 | 178 | 5.6 | 0 | 0 | 0 | 0 | 0 | 0 | 31.9 | 178 | 5.6
65 | PAC-PV SALE | 0 | 0 | 0 | 0 | 0 | 0 | 0 | 0 | 0 | 0 | 0 | 0 | 0 | 0 | 0 | 0 | 0 | 0
66 | PAC-PV PUR | 0 | 0 | 0 | 0 | 0 | 0 | 201.2 | 1647 | 8.2 | 0 | 0 | 0 | 0 | 0 | 0 | 201.2 | 1647 | 8.2
67 | RR1_100371 | 0 | 0 | 0 | 0 | 0 | 0 | 0 | 0 | 0 | 0 | 0 | 0 | 0 | 0 | 0 | 0 | 0 | 0
68 | FC4_79207_In | 0 | 0 | 0 | 0 | 0 | 0 | 0 | 0 | 0 | 0 | 0 | 0 | 0 | 0 | 0 | 0 | 0 | 0
69 | Monsanto_145258 | 0 | 0 | 0 | 0 | 0 | 0 | 0 | 0 | 0 | 123.9 | 331.1 | 2.7 | 0 | 0 | 0 | 123.9 | 331.1 | 2.7
70 | APS_27875_Supp | 0 | 0 | 0 | 0 | 0 | 0 | 46 | 83.2 | 1.8 | 0 | 0 | 0 | 0 | 0 | 0 | 46 | 83.2 | 1.8
71 | REDD_66276_Out | 0 | 0 | 0 | 0 | 0 | 0 | 0 | 0 | 0 | 0 | 0 | 0 | 0 | 0 | 0 | 0 | 0 | 0
72 | Douglas_38185 | 0 | 0 | 0 | 0 | 0 | 0 | 0 | 0 | 0 | 0 | 0 | 0 | 0 | 0 | 0 | 0 | 0 | 0
73 | PGE_Cove_83984 | 0 | 0 | 0 | 0 | 0 | 0 | 0 | 0 | 0 | 0 | 0 | 0 | 0 | 0 | 0 | 0 | 0 | 0
74 | FC1_42818_Out | 0 | 0 | 0 | 0 | 0 | 0 | 0 | 0 | 0 | 0 | 0 | 0 | 0 | 0 | 0 | 0 | 0 | 0
75 | FC1_63510_Out | 0 | 0 | 0 | 0 | 0 | 0 | 0 | 0 | 0 | 0 | 0 | 0 | 0 | 0 | 0 | 0 | 0 | 0
76 | FC4_79207_Out | 0 | 0 | 0 | 0 | 0 | 0 | 0 | 0 | 0 | 0 | 0 | 0 | 0 | 0 | 0 | 0 | 0 | 0
77 | Cowlitz_65787 | 0 | 0 | 0 | 0 | 0 | 0 | 0 | 0 | 0 | 0 | 0 | 0 | 0 | 0 | 0 | 0 | 0 | 0
78 | SIE_64885_McNary | 0 | 0 | 0 | 0 | 0 | 0 | 0 | 0 | 0 | 0 | 0 | 0 | 0 | 0 | 0 | 0 | 0 | 0
79 | SMUD_24296_In | 0 | 0 | 0 | 0 | 0 | 0 | 0 | 0 | 0 | 0 | 0 | 0 | 0 | 0 | 0 | 0 | 0 | 0
80 | APS_58118_FC_In | 0 | 0 | 0 | 0 | 0 | 0 | 0 | 0 | 0 | 0 | 0 | 0 | 0 | 0 | 0 | 0 | 0 | 0
81 | APS_58119_FC_Out | 0 | 0 | 0 | 0 | 0 | 0 | 0 | 0 | 0 | 0 | 0 | 0 | 0 | 0 | 0 | 0 | 0 | 0
82 | REDD_66276_In | 0 | 0 | 0 | 0 | 0 | 0 | 0 | 0 | 0 | 0 | 0 | 0 | 0 | 0 | 0 | 0 | 0 | 0
83 | APS_58118_AZ_In | 0 | 0 | 0 | 0 | 0 | 0 | 0 | 0 | 0 | 0 | 0 | 0 | 0 | 0 | 0 | 0 | 0 | 0
84 | APS_58119_AZ_Out | 0 | 0 | 0 | 0 | 0 | 0 | 0 | 0 | 0 | 0 | 0 | 0 | 0 | 0 | 0 | 0 | 0 | 0
85 | SIE_64885_Goshen | 0 | 0 | 0 | 0 | 0 | 0 | 0 | 0 | 0 | 0 | 0 | 0 | 0 | 0 | 0 | 0 | 0 | 0
86 | Hermiston1 | 20.6 | 2.9 | 0.1 | 0 | 0 | 0 | 38.7 | 6.4 | 0.2 | 42.2 | 8.7 | 0.2 | 0 | 0 | 0 | 101.5 | 18 | 0.2
87 | WCE_244520 | 0 | 0 | 0 | 0 | 0 | 0 | 0 | 0 | 0 | 0 | 0 | 0 | 0 | 0 | 0 | 0 | 0 | 0
88 | ECH_160595 | 0 | 0 | 0 | 0 | 0 | 0 | 0 | 0 | 0 | 0 | 0 | 0 | 0 | 0 | 0 | 0 | 0 | 0
89 | FC1_In | 0 | 0 | 0 | 0 | 0 | 0 | 0 | 0 | 0 | 0 | 0 | 0 | 0 | 0 | 0 | 0 | 0 | 0
90 | Deseret_194277 | 0 | 0 | 0 | 0 | 0 | 0 | 146.7 | 1491 | 10.2 | 0.1 | 0.5 | 9.2 | 0 | 0 | 0 | 146.8 | 1491.5 | 10.2
91 | DSM_ID_Irrigate | 0 | 0 | 0 | 0 | 0 | 0 | 7.5 | 39.4 | 5.2 | 14.7 | 139.2 | 9.5 | 0 | 0 | 0 | 22.2 | 178.6 | 8
92 | QF_Exxon_236032 | 0 | 0 | 0 | 0 | 0 | 0 | 0 | 0 | 0 | 0 | 0 | 0 | 0 | 0 | 0 | 0 | 0 | 0
93 | QF_SUNN_Ad_59965 | 0 | 0 | 0 | 0 | 0 | 0 | 0 | 0 | 0 | 0 | 0 | 0 | 0 | 0 | 0 | 0 | 0 | 0
94 | QF_SUNN_Ba_83997 | 0 | 0 | 0 | 0 | 0 | 0 | 0 | 0 | 0 | 0 | 0 | 0 | 0 | 0 | 0 | 0 | 0 | 0
95 | QF_Tesoro_519533 | 0 | 0 | 0 | 0 | 0 | 0 | 0 | 0 | 0 | 0 | 0 | 0 | 0 | 0 | 0 | 0 | 0 | 0
96 | BHPL_28160_Loss | 0 | 0 | 0 | 0 | 0 | 0 | 0 | 0 | 0 | 0 | 0 | 0 | 0 | 0 | 0 | 0 | 0 | 0
97 | Rogue | 0 | 0 | 0 | 0 | 0 | 0 | 0 | 0 | 0 | 0 | 0 | 0 | 0 | 0 | 0 | 0 | 0 | 0
98 | MidColumbia | 7.8 | 138.5 | 17.7 | 0 | 0 | 0 | 22.9 | 501.3 | 21.9 | 62.9 | 1611.9 | 25.6 | 0 | 0 | 0 | 93.7 | 2251.6 | 24
99 | Toketee-Slide | 0 | 0 | 0 | 0 | 0 | 0 | 0 | 0 | 0 | 0 | 0 | 0 | 0 | 0 | 0 | 0 | 0 | 0
100 | SmallWestHydro | 0 | 0 | 0 | 0 | 0 | 0 | 0 | 0 | 0 | 0 | 0 | 0 | 0 | 0 | 0 | 0 | 0 | 0
101 | PSCO_340325_In | 0 | 0 | 0 | 0 | 0 | 0 | 0 | 0 | 0 | 0 | 0 | 0 | 0 | 0 | 0 | 0 | 0 | 0
102 | PSCO_340325_Out | 0 | 0 | 0 | 0 | 0 | 0 | 0 | 0 | 0 | 0 | 0 | 0 | 0 | 0 | 0 | 0 | 0 | 0
103 | HURR_393045_S | 0 | 0 | 0 | 0 | 0 | 0 | 0 | 0 | 0 | 0 | 0 | 0 | 0 | 0 | 0 | 0 | 0 | 0
104 | HURR_393045_P | 0 | 0 | 0 | 0 | 0 | 0 | 0 | 0 | 0 | 0 | 0 | 0 | 0 | 0 | 0 | 0 | 0 | 0
105 | LeaningJ_317714 | 0 | 0 | 0 | 0 | 0 | 0 | 0 | 0 | 0 | 0 | 0 | 0 | 0 | 0 | 0 | 0 | 0 | 0
106 | Marengo1_332428 | 0 | 0 | 0 | 0 | 0 | 0 | 0 | 0 | 0 | 0 | 0 | 0 | 0 | 0 | 0 | 0 | 0 | 0
107 | GoodHill_332427 | 0 | 0 | 0 | 0 | 0 | 0 | 0 | 0 | 0 | 0 | 0 | 0 | 0 | 0 | 0 | 0 | 0 | 0
108 | Mtn_Wind1_367721 | 0 | 0 | 0 | 0 | 0 | 0 | 0 | 0 | 0 | 0 | 0 | 0 | 0 | 0 | 0 | 0 | 0 | 0
109 | Mtn_Wind2_398449 | 0 | 0 | 0 | 0 | 0 | 0 | 0 | 0 | 0 | 0 | 0 | 0 | 0 | 0 | 0 | 0 | 0 | 0
110 | SpanishF_311681 | 0 | 0 | 0 | 0 | 0 | 0 | 0 | 0 | 0 | 0 | 0 | 0 | 0 | 0 | 0 | 0 | 0 | 0
111 | OregonWF_Plan_I | 0 | 0 | 0 | 0 | 0 | 0 | 0 | 0 | 0 | 0 | 0 | 0 | 0 | 0 | 0 | 0 | 0 | 0
112 | Marengo2_423463 | 0 | 0 | 0 | 0 | 0 | 0 | 0 | 0 | 0 | 0 | 0 | 0 | 0 | 0 | 0 | 0 | 0 | 0
113 | Glenrock_423461 | 0 | 0 | 0 | 0 | 0 | 0 | 0 | 0 | 0 | 0 | 0 | 0 | 0 | 0 | 0 | 0 | 0 | 0
114 | SevenMile_357819 | 0 | 0 | 0 | 0 | 0 | 0 | 0 | 0 | 0 | 0 | 0 | 0 | 0 | 0 | 0 | 0 | 0 | 0
115 | Rolling_H_423462 | 0 | 0 | 0 | 0 | 0 | 0 | 0 | 0 | 0 | 0 | 0 | 0 | 0 | 0 | 0 | 0 | 0 | 0
116 | SevenMile2_Plan | 0 | 0 | 0 | 0 | 0 | 0 | 0 | 0 | 0 | 0 | 0 | 0 | 0 | 0 | 0 | 0 | 0 | 0
117 | Glenrock3_Plan | 0 | 0 | 0 | 0 | 0 | 0 | 0 | 0 | 0 | 0 | 0 | 0 | 0 | 0 | 0 | 0 | 0 | 0
118 | McFadden_Ridge_I | 0 | 0 | 0 | 0 | 0 | 0 | 0 | 0 | 0 | 0 | 0 | 0 | 0 | 0 | 0 | 0 | 0 | 0
119 | QF_EVB_351030 | 0 | 0 | 0 | 0 | 0 | 0 | 0 | 0 | 0 | 0 | 0 | 0 | 0 | 0 | 0 | 0 | 0 | 0
120 | WEYE_Res_356685 | 0 | 0 | 0 | 0 | 0 | 0 | 0 | 0 | 0 | 0 | 0 | 0 | 0 | 0 | 0 | 0 | 0 | 0
121 | Chehalis | 38 | 4.7 | 0.1 | 0 | 0 | 0 | 45.2 | 28.1 | 0.6 | 19.5 | 21.7 | 1.1 | 0 | 0 | 0 | 102.7 | 54.5 | 0.5
122 | PAC-Mead PUR | 0 | 0 | 0 | 0 | 0 | 0 | 36.8 | 439.8 | 12 | 0 | 0 | 0 | 0 | 0 | 0 | 36.8 | 439.8 | 12
123 | PAC-Mead SALE | 0 | 0 | 0 | 0 | 0 | 0 | 0 | 0 | 0 | 0 | 0 | 0 | 0 | 0 | 0 | 0 | 0 | 0
124 | PAC-Mona PUR | 0 | 0 | 0 | 0 | 0 | 0 | 1285.8 | 932.4 | 0.7 | 0.7 | 0.5 | 0.7 | 0 | 0 | 0 | 1286.5 | 932.9 | 0.7
125 | PAC-Mona SALE | 0 | 0 | 0 | 0 | 0 | 0 | 0 | 0 | 0 | 0 | 0 | 0 | 0 | 0 | 0 | 0 | 0 | 0
126 | Copco 1-2 | 0 | 0 | 0 | 0 | 0 | 0 | 20.3 | 314.1 | 15.5 | 29.1 | 562.6 | 19.3 | 0 | 0 | 0 | 49.4 | 876.7 | 17.8
127 | Top of World | 0 | 0 | 0 | 0 | 0 | 0 | 0 | 0 | 0 | 0 | 0 | 0 | 0 | 0 | 0 | 0 | 0 | 0
128 | QF_CA_Hydro | 0 | 0 | 0 | 0 | 0 | 0 | 0 | 0 | 0 | 0 | 0 | 0 | 0 | 0 | 0 | 0 | 0 | 0
129 | QF_OR_Biomass | 0 | 0 | 0 | 0 | 0 | 0 | 0 | 0 | 0 | 0 | 0 | 0 | 0 | 0 | 0 | 0 | 0 | 0
130 | QF_OR_Hydro | 0 | 0 | 0 | 0 | 0 | 0 | 0 | 0 | 0 | 0 | 0 | 0 | 0 | 0 | 0 | 0 | 0 | 0
131 | QF_OR_Thermal | 0 | 0 | 0 | 0 | 0 | 0 | 0 | 0 | 0 | 0 | 0 | 0 | 0 | 0 | 0 | 0 | 0 | 0
132 | QF_UTN_Biomass | 0 | 0 | 0 | 0 | 0 | 0 | 0 | 0 | 0 | 0 | 0 | 0 | 0 | 0 | 0 | 0 | 0 | 0
133 | QF_UTS_Biomass | 0 | 0 | 0 | 0 | 0 | 0 | 0 | 0 | 0 | 0 | 0 | 0 | 0 | 0 | 0 | 0 | 0 | 0
134 | QF_UTN_Hydro | 0 | 0 | 0 | 0 | 0 | 0 | 0 | 0 | 0 | 0 | 0 | 0 | 0 | 0 | 0 | 0 | 0 | 0
135 | QF_WAYA_Biomass | 0 | 0 | 0 | 0 | 0 | 0 | 0 | 0 | 0 | 0 | 0 | 0 | 0 | 0 | 0 | 0 | 0 | 0
136 | QF_WAWW_Hydro | 0 | 0 | 0 | 0 | 0 | 0 | 0 | 0 | 0 | 0 | 0 | 0 | 0 | 0 | 0 | 0 | 0 | 0
137 | QF_WAYA_Wind | 0 | 0 | 0 | 0 | 0 | 0 | 0 | 0 | 0 | 0 | 0 | 0 | 0 | 0 | 0 | 0 | 0 | 0
138 | QF_WY_Hydro | 0 | 0 | 0 | 0 | 0 | 0 | 0 | 0 | 0 | 0 | 0 | 0 | 0 | 0 | 0 | 0 | 0 | 0
139 | QF_ID_Hydro | 0 | 0 | 0 | 0 | 0 | 0 | 0 | 0 | 0 | 0 | 0 | 0 | 0 | 0 | 0 | 0 | 0 | 0
140 | Dunlap | 0 | 0 | 0 | 0 | 0 | 0 | 0 | 0 | 0 | 0 | 0 | 0 | 0 | 0 | 0 | 0 | 0 | 0
141 | HighPlains_Plan | 0 | 0 | 0 | 0 | 0 | 0 | 0 | 0 | 0 | 0 | 0 | 0 | 0 | 0 | 0 | 0 | 0 | 0
142 | T3_Buttes_460457 | 0 | 0 | 0 | 0 | 0 | 0 | 0 | 0 | 0 | 0 | 0 | 0 | 0 | 0 | 0 | 0 | 0 | 0
143 | I_W_PowerCnty_I | 0 | 0 | 0 | 0 | 0 | 0 | 0 | 0 | 0 | 0 | 0 | 0 | 0 | 0 | 0 | 0 | 0 | 0
144 | I_W_PowerCnty_II | 0 | 0 | 0 | 0 | 0 | 0 | 0 | 0 | 0 | 0 | 0 | 0 | 0 | 0 | 0 | 0 | 0 | 0
145 | PAC-NOB PUR | 0 | 0 | 0 | 0 | 0 | 0 | 0.6 | 0 | 0 | 0.7 | 0.5 | 0.7 | 0 | 0 | 0 | 1.2 | 0.5 | 0.4
146 | SCL_New_In | 0 | 0 | 0 | 0 | 0 | 0 | 0 | 0 | 0 | 0 | 0 | 0 | 0 | 0 | 0 | 0 | 0 | 0
147 | SCL_New_Out | 0 | 0 | 0 | 0 | 0 | 0 | 0 | 0 | 0 | 0 | 0 | 0 | 0 | 0 | 0 | 0 | 0 | 0
148 | QF_RBFP_E20771 | 0 | 0 | 0 | 0 | 0 | 0 | 0 | 0 | 0 | 0 | 0 | 0 | 0 | 0 | 0 | 0 | 0 | 0
149 | ConstEng_E999691 | 0 | 0 | 0 | 0 | 0 | 0 | 0 | 0 | 0 | 0 | 0 | 0 | 0 | 0 | 0 | 0 | 0 | 0
150 | TMF_BioF_E20958 | 0 | 0 | 0 | 0 | 0 | 0 | 0 | 0 | 0 | 0 | 0 | 0 | 0 | 0 | 0 | 0 | 0 | 0
151 | PAC-NOB SALE | 0 | 0 | 0 | 0 | 0 | 0 | 0 | 0 | 0 | 0 | 0 | 0 | 0 | 0 | 0 | 0 | 0 | 0
152 | I_Naughton3_GCF | 16 | 22.4 | 1.4 | 0 | 0 | 0 | 10.7 | 137.5 | 12.8 | 0 | 0 | 0 | 0 | 0 | 0 | 26.7 | 159.9 | 6
153 | BHPL_27013R_MC_S | 0 | 0 | 0 | 0 | 0 | 0 | 0 | 0 | 0 | 0 | 0 | 0 | 0 | 0 | 0 | 0 | 0 | 0
154 | BHPL_27013R_US_S | 0 | 0 | 0 | 0 | 0 | 0 | 0 | 0 | 0 | 0 | 0 | 0 | 0 | 0 | 0 | 0 | 0 | 0
155 | UMPA_45631R_S | 0 | 0 | 0 | 0 | 0 | 0 | 0 | 0 | 0 | 0 | 0 | 0 | 0 | 0 | 0 | 0 | 0 | 0
156 | NonOwnRes_Wa | 0 | 0 | 0 | 0 | 0 | 0 | 0 | 0 | 0 | 0 | 0 | 0 | 0 | 0 | 0 | 0 | 0 | 0
157 | NonOwnRes_WM | 0 | 0 | 0 | 0 | 0 | 0 | 0 | 0 | 0 | 0 | 0 | 0 | 0 | 0 | 0 | 0 | 0 | 0
158 | NonOwnRes_Go | 0 | 0 | 0 | 0 | 0 | 0 | 0 | 0 | 0 | 0 | 0 | 0 | 0 | 0 | 0 | 0 | 0 | 0
159 | NonOwnRes_Wy | 0 | 0 | 0 | 0 | 0 | 0 | 0 | 0 | 0 | 0 | 0 | 0 | 0 | 0 | 0 | 0 | 0 | 0
160 | NonOwnRes_Ut | 0 | 0 | 0 | 0 | 0 | 0 | 0 | 0 | 0 | 0 | 0 | 0 | 0 | 0 | 0 | 0 | 0 | 0
161 | DorenaHyd_20887 | 0 | 0 | 0 | 0 | 0 | 0 | 0 | 0 | 0 | 0 | 0 | 0 | 0 | 0 | 0 | 0 | 0 | 0
162 | QF_Bioms1_234159 | 0 | 0 | 0 | 0 | 0 | 0 | 0 | 0 | 0 | 0 | 0 | 0 | 0 | 0 | 0 | 0 | 0 | 0
163 | QF_W_MC_FivePine | 0 | 0 | 0 | 0 | 0 | 0 | 0 | 0 | 0 | 0 | 0 | 0 | 0 | 0 | 0 | 0 | 0 | 0
164 | QF_W_MC_NorthPt | 0 | 0 | 0 | 0 | 0 | 0 | 0 | 0 | 0 | 0 | 0 | 0 | 0 | 0 | 0 | 0 | 0 | 0
165 | ObsidianBlkCap | 0 | 0 | 0 | 0 | 0 | 0 | 0 | 0 | 0 | 0 | 0 | 0 | 0 | 0 | 0 | 0 | 0 | 0
166 | QF_CA_Biomass | 0 | 0 | 0 | 0 | 0 | 0 | 0 | 0 | 0 | 0 | 0 | 0 | 0 | 0 | 0 | 0 | 0 | 0
167 | QF_ID_Biomass | 0 | 0 | 0 | 0 | 0 | 0 | 0 | 0 | 0 | 0 | 0 | 0 | 0 | 0 | 0 | 0 | 0 | 0
168 | QF_UTN_Wind | 0 | 0 | 0 | 0 | 0 | 0 | 0 | 0 | 0 | 0 | 0 | 0 | 0 | 0 | 0 | 0 | 0 | 0
169 | QF_WAYA_Hydro | 0 | 0 | 0 | 0 | 0 | 0 | 0 | 0 | 0 | 0 | 0 | 0 | 0 | 0 | 0 | 0 | 0 | 0
170 | QF_WY_Wind | 0 | 0 | 0 | 0 | 0 | 0 | 0 | 0 | 0 | 0 | 0 | 0 | 0 | 0 | 0 | 0 | 0 | 0
171 | DSM_CooKeeper_Te | 0 | 0 | 0 | 0 | 0 | 0 | 6.4 | 35.7 | 5.6 | 11 | 106.3 | 9.7 | 0 | 0 | 0 | 17.4 | 141.9 | 8.2
172 | DSM_UT_Irrigate_ | 0 | 0 | 0 | 0 | 0 | 0 | 1.4 | 8.3 | 6 | 4.8 | 52.5 | 10.8 | 0 | 0 | 0 | 6.2 | 60.7 | 9.8
173 | BHPL_27013R_WYNE | 0 | 0 | 0 | 0 | 0 | 0 | 0 | 0 | 0 | 0 | 0 | 0 | 0 | 0 | 0 | 0 | 0 | 0
174 | BHPL_27013R_JB | 0 | 0 | 0 | 0 | 0 | 0 | 0 | 0 | 0 | 0 | 0 | 0 | 0 | 0 | 0 | 0 | 0 | 0
175 | QF_Latigo_21022 | 0 | 0 | 0 | 0 | 0 | 0 | 0 | 0 | 0 | 0 | 0 | 0 | 0 | 0 | 0 | 0 | 0 | 0
176 | Buckhorn_Solar | 0 | 0 | 0 | 0 | 0 | 0 | 0 | 0 | 0 | 0 | 0 | 0 | 0 | 0 | 0 | 0 | 0 | 0
177 | CedarValley_Sola | 0 | 0 | 0 | 0 | 0 | 0 | 0 | 0 | 0 | 0 | 0 | 0 | 0 | 0 | 0 | 0 | 0 | 0
178 | Beryl_Solar | 0 | 0 | 0 | 0 | 0 | 0 | 0 | 0 | 0 | 0 | 0 | 0 | 0 | 0 | 0 | 0 | 0 | 0
179 | Greenvile_Solar | 0 | 0 | 0 | 0 | 0 | 0 | 0 | 0 | 0 | 0 | 0 | 0 | 0 | 0 | 0 | 0 | 0 | 0
180 | MilfordFlat_Sola | 0 | 0 | 0 | 0 | 0 | 0 | 0 | 0 | 0 | 0 | 0 | 0 | 0 | 0 | 0 | 0 | 0 | 0
181 | QF_UTN_Solar | 0 | 0 | 0 | 0 | 0 | 0 | 0 | 0 | 0 | 0 | 0 | 0 | 0 | 0 | 0 | 0 | 0 | 0
182 | QF_FiddlerCanyon | 0 | 0 | 0 | 0 | 0 | 0 | 0 | 0 | 0 | 0 | 0 | 0 | 0 | 0 | 0 | 0 | 0 | 0
183 | QF_SouthMilford_ | 0 | 0 | 0 | 0 | 0 | 0 | 0 | 0 | 0 | 0 | 0 | 0 | 0 | 0 | 0 | 0 | 0 | 0
184 | QF_Manderfield_2 | 0 | 0 | 0 | 0 | 0 | 0 | 0 | 0 | 0 | 0 | 0 | 0 | 0 | 0 | 0 | 0 | 0 | 0
185 | QF_GranitePeak_2 | 0 | 0 | 0 | 0 | 0 | 0 | 0 | 0 | 0 | 0 | 0 | 0 | 0 | 0 | 0 | 0 | 0 | 0
186 | QF_LahoSolar_210 | 0 | 0 | 0 | 0 | 0 | 0 | 0 | 0 | 0 | 0 | 0 | 0 | 0 | 0 | 0 | 0 | 0 | 0
187 | OSIP_Projects | 0 | 0 | 0 | 0 | 0 | 0 | 0 | 0 | 0 | 0 | 0 | 0 | 0 | 0 | 0 | 0 | 0 | 0
188 | PSCO_FC_340325_o | 0 | 0 | 0 | 0 | 0 | 0 | 0 | 0 | 0 | 0 | 0 | 0 | 0 | 0 | 0 | 0 | 0 | 0
189 | Tri-State_27057 | 0 | 0 | 0 | 0 | 0 | 0 | 0 | 0 | 0 | 0 | 0 | 0 | 0 | 0 | 0 | 0 | 0 | 0
190 | BevansPoint | 0 | 0 | 0 | 0 | 0 | 0 | 0 | 0 | 0 | 0 | 0 | 0 | 0 | 0 | 0 | 0 | 0 | 0
191 | MagCorp_144408 | 0 | 0 | 0 | 0 | 0 | 0 | 0 | 0 | 0 | 680.1 | 8739.3 | 12.8 | 0 | 0 | 0 | 680.1 | 8739.3 | 12.8
192 | Nucor_137328 | 0 | 0 | 0 | 0 | 0 | 0 | 0 | 0 | 0 | 534.2 | 6867 | 12.9 | 0 | 0 | 0 | 534.2 | 6867 | 12.9
193 | MonsanCur_145258 | 0 | 0 | 0 | 0 | 0 | 0 | 0 | 0 | 0 | 0 | 0 | 0 | 0 | 0 | 0 | 0 | 0 | 0
194 | NonOR_Goshen_Off | 0 | 0 | 0 | 0 | 0 | 0 | 0 | 0 | 0 | 0 | 0 | 0 | 0 | 0 | 0 | 0 | 0 | 0
195 | NonOR_Utah_Off | 0 | 0 | 0 | 0 | 0 | 0 | 0 | 0 | 0 | 0 | 0 | 0 | 0 | 0 | 0 | 0 | 0 | 0
196 | NonOR_Walla_Off | 0 | 0 | 0 | 0 | 0 | 0 | 0 | 0 | 0 | 0 | 0 | 0 | 0 | 0 | 0 | 0 | 0 | 0
197 | NonOR_WMain_Off | 0 | 0 | 0 | 0 | 0 | 0 | 0 | 0 | 0 | 0 | 0 | 0 | 0 | 0 | 0 | 0 | 0 | 0
198 | SCL_New_Reserve | 0 | 0 | 0 | 0 | 0 | 0 | 0 | 0 | 0 | 0 | 0 | 0 | 0 | 0 | 0 | 0 | 0 | 0
199 | QF_Kennecott | 0 | 0 | 0 | 0 | 0 | 0 | 0 | 0 | 0 | 0 | 0 | 0 | 0 | 0 | 0 | 0 | 0 | 0
200 | OldMill_Solar | 0 | 0 | 0 | 0 | 0 | 0 | 0 | 0 | 0 | 0 | 0 | 0 | 0 | 0 | 0 | 0 | 0 | 0
201 | LakeSide2 | 716.4 | 623.4 | 0.9 | 0 | 0 | 0 | 95.8 | 193.8 | 2 | 0 | 0 | 0 | 0 | 0 | 0 | 812.3 | 817.2 | 1
| SYSTEM TOTAL | 2301.9 | ****** | 6.7 | 0 | 0 | 0 | 3217.2 | ****** | 13.3 | 2172.3 | ****** | 19.4 | 0 | 0 | 0 | 7691.5 | ****** | 13
Ancil | lary S | ervices Deficit R | eport
----- | ------ | ----------------- | -----
|  |  | ---------------- | #NAME? | ncillary S | ervices -- | ---------- | ----------
[5 empty] | Required | Available | Deficit | DefCost
No. | Type | Deficit Area | Name | Hrs | GWh | GWh | GWh | 0
--- | ---- | ---------------- | ---------------- | ------ | --------- | --------- | --------- | ---------
1 | CA | PAC EAST | REG.UP | 235 | 1781.6 | 1781.2 | 0.3 | 0
2 | CA | PAC EAST | REG.DOWN | 0 | 0 | 0 | 0 | 0
3 | CA | PAC EAST | SPIN | 165 | 2136.4 | 2135.7 | 0.6 | 59.6
4 | CA | PAC EAST | NONSPIN | 0 | 1506.1 | 1506.1 | 0 | 0
5 | CA | PAC EAST | NONSPIN2 | 0 | 0 | 0 | 0 | 0
6 | CA | PAC WEST | REG.UP | 7 | 520.7 | 520.7 | 0 | 0
7 | CA | PAC WEST | REG.DOWN | 0 | 0 | 0 | 0 | 0
8 | CA | PAC WEST | SPIN | 49 | 1081.5 | 1081.5 | 0 | 0
9 | CA | PAC WEST | NONSPIN | 72 | 666.2 | 666.2 | 0 | 0
10 | CA | PAC WEST | NONSPIN2 | 0 | 0 | 0 | 0 | 0
Stati | on Report
----- | ---------
|  |  | Aux | Cap |  |  | Heat H | ours | Fuel/P | rch Cost | Star | t Star | t O&M | O&M | Opert | Total | Total
|  | Energy | Dmnd | Fctr | Sta- | FuelBurn | Rate | per | ¢/MBtu | <F> $0 | 00 Fu | el Co | st Fix | ed V | ar Co | st Co | st Cost
No. | Station | GWh | GWh | % | rts | GBtu | Btu/kWh | Unit | $/MWh | <P> $00 | 0 GBt | u $00 | 0 $00 | 0 $00 | 0 $/MW | h $/MW | h $000
--- | ---------------- | -------- | ------ | ----- | ---- | --------- | ------ | ---- | ------ | --- ----- | ---- | ----- | ------ | ----- | ------ | ------ | --------
1 | BearRiver | 148.4 | 0 | 29.5 | 0 |  |  | 8760 | 0 | 0 |  | 0 | 0 | 0 | 0 | 0 | 0
2 | Clearwater1 | 33.4 | 0 | 97.5 | 0 |  |  | 8760 | 0 | 0 |  | 0 | 0 | 0 | 0 | 0 | 0
3 | Clearwater2 | 45 | 0 | 99 | 0 |  |  | 8760 | 0 | 0 |  | 0 | 0 | 0 | 0 | 0 | 0
4 | FishCreek | 36.5 | 0 | 100 | 0 |  |  | 8760 | 0 | 0 |  | 0 | 0 | 0 | 0 | 0 | 0
5 | GemState_99489 | 49.7 | 0 | 100 | 0 |  |  | 8760 | 0 | 0 |  | 0 | 0 | 0 | 0 | 0 | 0
6 | IronGate | 132.6 | 0 | 100 | 0 |  |  | 8760 | 0 | 0 |  | 0 | 0 | 0 | 0 | 0 | 0
7 | JCBoyle | 322.7 | 0 | 100 | 0 |  |  | 8760 | 0 | 0 |  | 0 | 0 | 0 | 0 | 0 | 0
8 | Lemolo1 | 134.8 | 0 | 96 | 0 |  |  | 8760 | 0 | 0 |  | 0 | 0 | 0 | 0 | 0 | 0
9 | Lemolo2 | 149.4 | 0 | 100 | 0 |  |  | 8760 | 0 | 0 |  | 0 | 0 | 0 | 0 | 0 | 0
10 | Merwin | 417.1 | 0 | 100 | 0 |  |  | 8760 | 0 | 0 |  | 0 | 0 | 0 | 0 | 0 | 0
11 | SmallEastHydro | 110.1 | 0 | 100 | 0 |  |  | 8760 | 0 | 0 |  | 0 | 0 | 0 | 0 | 0 | 0
12 | SodaSprings | 43.2 | 0 | 100 | 0 |  |  | 8760 | 0 | 0 |  | 0 | 0 | 0 | 0 | 0 | 0
13 | Swift1 | 744 | 0 | 34.2 | 0 |  |  | 8760 | 0 | 0 |  | 0 | 0 | 0 | 0 | 0 | 0
14 | Swift2 | 228.8 | 0 | 94.5 | 0 |  |  | 8760 | 0 | 0 |  | 0 | 0 | 0 | 0 | 0 | 0
15 | UKL | 0 | 0 | 0 | 0 |  |  | 0 | 0 | 0 |  | 0 | 0 | 0 | 0 | 0 | 0
16 | Yale | 631.1 | 0 | 43.4 | 0 |  |  | 8760 | 0 | 0 |  | 0 | 0 | 0 | 0 | 0 | 0
17 | Blundell | 246.8 | 0 | 92.7 | 1 | 2468.1 | 10000 | 8424 | 0 | 0 | 0 | 0 | 0 | 657 | 2.66 | 2.66 | 657
18 | Carbon1 | 106.9 | 0 | 79.2 | 0 | 1307.5 | 12234 | 2160 | 194.5 | 2543 | 0 | 0 | 0 | 243 | 26.07 | 26.07 | 2786
19 | Carbon2 | 178 | 0 | 85.8 | 0 | 2075.6 | 11657 | 2160 | 194.5 | 4037 | 0 | 0 | 0 | 406 | 24.95 | 24.95 | 4442
20 | Cholla4 | 2785.5 | 0 | 86.5 | 0 | 29603.2 | 10628 | 8760 | 226.8 | 67148 | 0 | 0 | 36049 | 2006 | 24.83 | 37.77 | 105202
21 | Colstrip3 | 622.8 | 0 | 99.7 | 0 | 6684.3 | 10733 | 8760 | 131.4 | 8780 | 0 | 0 | 5005 | 818 | 15.41 | 23.45 | 14603
22 | Colstrip4 | 623.1 | 0 | 99.7 | 0 | 6756.5 | 10844 | 8760 | 131.4 | 8875 | 0 | 0 | 4878 | 833 | 15.58 | 23.41 | 14586
23 | Craig1 | 673.1 | 0 | 95 | 12 | 6712.6 | 9973 | 8615 | 205.5 | 13792 | 1 | 3 | 7494 | 0 | 20.49 | 31.63 | 21289
24 | Craig2 | 691.8 | 0 | 97.2 | 0 | 6996.9 | 10115 | 8760 | 205.5 | 14376 | 0 | 0 | 8129 | 0 | 20.78 | 32.53 | 22505
25 | GadsbyGT3 | 0 | 0 | 0 | 0 | 0 | 0 | 0 | 0 | 0 | 0 | 0 | 0 | 0 | 0 | 0 | 0
26 | Gadsby1 | 0 | 0 | 0 | 0 | 0 | 0 | 0 | 0 | 0 | 0 | 0 | 0 | 0 | 0 | 0 | 0
27 | Gadsby2 | 0 | 0 | 0 | 0 | 0 | 0 | 0 | 0 | 0 | 0 | 0 | 0 | 0 | 0 | 0 | 0
28 | Gadsby3 | 0 | 0 | 0 | 0 | 0 | 0 | 0 | 0 | 0 | 0 | 0 | 0 | 0 | 0 | 0 | 0
29 | GadsbyGT2 | 0 | 0 | 0 | 1 | 0.6 | 14243 | 4 | 399.7 | 2 | 0 | 0 | 0 | 0 | 60.84 | 64.54 | 3
30 | GadsbyGT1 | 0 | 0 | 0 | 0 | 0 | 0 | 0 | 0 | 0 | 0 | 0 | 0 | 0 | 0 | 0 | 0
31 | Hayden1 | 242.1 | 0 | 67 | 2 | 2514.3 | 10384 | 6481 | 240.7 | 6052 | 0 | 1 | 6734 | 191 | 25.79 | 53.6 | 12978
32 | Hayden2 | 229.1 | 0 | 82.2 | 1 | 2325 | 10150 | 8701 | 240.7 | 5597 | 0 | 0 | 3678 | 0 | 24.43 | 40.49 | 9275
33 | Hermiston2 | 1142.9 | 0 | 56.4 | 125 | 8489.5 | 7428 | 5954 | 406.2 | 34482 | 114 | 468 | 0 | 1086 | 31.12 | 31.53 | 36036
34 | Hunter3 | 3774.1 | 0 | 98 | 0 | 38299 | 10148 | 8760 | 186.1 | 71270 | 0 | 0 | 24168 | 0 | 18.88 | 25.29 | 95438
35 | Hunter1 | 3378.4 | 0 | 98.7 | 0 | 35287.6 | 10445 | 8760 | 186.1 | 65666 | 0 | 0 | 37275 | 473 | 19.58 | 30.61 | 103415
36 | Hunter2 | 2007.9 | 0 | 90.9 | 2 | 20372.9 | 10146 | 8035 | 186.1 | 37912 | 3 | 86 | 19580 | 0 | 18.88 | 28.68 | 57578
37 | Huntington1 | 3774.3 | 0 | 99.8 | 0 | 36395.9 | 9643 | 8760 | 162.3 | 59088 | 0 | 0 | 25192 | 0 | 15.66 | 22.33 | 84280
38 | Huntington2 | 3181.1 | 0 | 89.8 | 2 | 32283.1 | 10148 | 7903 | 162.3 | 52411 | 4 | 99 | 34338 | 0 | 16.48 | 27.3 | 86848
39 | JBridger1 | 2756 | 0 | 97.3 | 1 | 28267.6 | 10257 | 8683 | 191.3 | 54084 | 2 | 67 | 18298 | 689 | 19.87 | 26.54 | 73139
40 | JBridger2 | 2838.9 | 0 | 96 | 1 | 29337.5 | 10334 | 8683 | 191.3 | 56132 | 3 | 88 | 21071 | 681 | 20.01 | 27.47 | 77973
41 | JBridger3 | 1801.6 | 0 | 65.9 | 2 | 18806.2 | 10439 | 6076 | 191.3 | 35982 | 18 | 499 | 29184 | 2000 | 21.08 | 37.56 | 67664
42 | JBridger4 | 2743.6 | 0 | 95.1 | 1 | 28297.3 | 10314 | 8683 | 191.3 | 54141 | 4 | 121 | 16572 | 878 | 20.05 | 26.14 | 71713
43 | JamesRiverCG | 121.4 | 0 | 97.1 | 1 | 873.7 | 7200 | 8520 | 0 | 0 | 0 | 0 | 0 | 11863 | 97.76 | 97.76 | 11863
44 | Johnston1 | 765.8 | 0 | 90.7 | 0 | 8508.4 | 11111 | 8760 | 106.8 | 9091 | 0 | 0 | 6435 | 207 | 12.14 | 20.54 | 15733
45 | Johnston2 | 790.7 | 0 | 91.2 | 0 | 8697.4 | 11000 | 8760 | 106.8 | 9293 | 0 | 0 | 7562 | 198 | 12 | 21.57 | 17053
46 | Johnston3 | 1454.1 | 0 | 80.6 | 2 | 16654 | 11453 | 7904 | 106.8 | 17794 | 8 | 236 | 23357 | 538 | 12.61 | 28.83 | 41926
47 | Johnston4 | 2526.2 | 0 | 95.7 | 0 | 27009.8 | 10692 | 8760 | 106.8 | 28859 | 0 | 0 | 22750 | 783 | 11.73 | 20.74 | 52392
48 | Naughton1 | 1111.1 | 0 | 85.8 | 0 | 11481.5 | 10334 | 8760 | 213.4 | 24502 | 0 | 0 | 11247 | 378 | 22.39 | 32.51 | 36127
49 | Naughton2 | 1284.1 | 0 | 75.7 | 2 | 13393.3 | 10430 | 7865 | 213.4 | 28582 | 3 | 13 | 23117 | 449 | 22.61 | 40.62 | 52161
50 | WestValleyCi GT1 | 0 | 0 | 0 | 0 | 0 | 0 | 0 | 0 | 0 | 0 | 0 | 0 | 0 | 0 | 0 | 0
51 | WestValleyCi GT4 | 0 | 0 | 0 | 0 | 0 | 0 | 0 | 0 | 0 | 0 | 0 | 0 | 0 | 0 | 0 | 0
52 | WestValleyCi GT5 | 0 | 0 | 0 | 0 | 0 | 0 | 0 | 0 | 0 | 0 | 0 | 0 | 0 | 0 | 0 | 0
53 | WestValleyCi GT3 | 0 | 0 | 0 | 0 | 0 | 0 | 0 | 0 | 0 | 0 | 0 | 0 | 0 | 0 | 0 | 0
54 | WestValleyCi GT2 | 0 | 0 | 0 | 0 | 0 | 0 | 0 | 0 | 0 | 0 | 0 | 0 | 0 | 0 | 0 | 0
55 | Wyodak1 | 1714.9 | 0 | 75.5 | 2 | 20754.5 | 12103 | 7922 | 110.5 | 22943 | 4 | 106 | 21495 | 600 | 13.73 | 26.32 | 45143
56 | CurrantCreek | 1704.2 | 0 | 37.3 | 277 | 12052.6 | 7072 | 4109 | 393.9 | 47470 | 953 | 3772 | 0 | 6159 | 31.47 | 33.68 | 57401
57 | BigFork | 25.3 | 0 | 100 | 0 |  |  | 8760 | 0 | 0 |  | 0 | 0 | 0 | 0 | 0 | 0
58 | LakeSide | 2158.4 | 0 | 48.2 | 281 | 15082 | 6988 | 5485 | 393.9 | 59412 | 992 | 3944 | 0 | 6240 | 30.42 | 32.24 | 69596
59 | PAC-COB SALE | -900.9 | 0 | 80.4 | 267 |  |  | 7092 | 40.3 | -36323 |  | 0 | 0 | 0 | 40.32 | 40.32 | -36323
60 | PAC-COB PUR | 369.3 | 0 | 4.2 | 289 |  |  | 1765 | 23.9 | 8839 |  | 0 | 0 | 0 | 23.94 | 23.94 | 8839
61 | PAC-MIDC SALE | -158 | 0 | 0 | 322 |  |  | 2019 | 36.5 | -5768 |  | 0 | 0 | 0 | 36.51 | 36.51 | -5768
62 | PAC-MIDC PUR | 2392.4 | 0 | 27.3 | 295 |  |  | 7045 | 30.5 | 72992 |  | 0 | 0 | 0 | 30.51 | 30.51 | 72992
63 | PAC-FC SALE | -1880 | 0 | 86.1 | 205 |  |  | 8227 | 35 | -65798 |  | 0 | 0 | 0 | 35 | 35 | -65798
64 | PAC-FC PUR | 127 | 0 | 1.5 | 451 |  |  | 1081 | 37.4 | 4758 |  | 0 | 0 | 0 | 37.45 | 37.45 | 4758
65 | PAC-PV SALE | -3320.5 | 0 | 0.4 | 0 |  |  | 8760 | 34.9 | -115753 |  | 0 | 0 | 0 | 34.86 | 34.86 | -115753
66 | PAC-PV PUR | 0 | 0 | 0 | 522 |  |  | 1556 | 0 | 0 |  | 0 | 0 | 0 | 0 | 0 | 0
67 | RR1_100371 | 139.4 | 0 | 100 | 0 |  |  | 8760 | 35.5 | 4945 |  | 0 | 0 | 0 | 35.48 | 35.48 | 4945
68 | FC4_79207_In | 52.9 | 0 | 100 | 0 |  |  | 8760 | 0 | 0 |  | 0 | 0 | 0 | 0 | 0 | 0
69 | Monsanto_145258 | 0 | 0 | 0 | 0 |  |  | 0 | 0 | 0 |  | 0 | 0 | 0 | 0 | 0 | 0
70 | APS_27875_Supp | 115.8 | 0 | 9.5 | 0 |  |  | 8760 | 40.7 | 4716 |  | 0 | 0 | 4716 | 81.44 | 81.44 | 9431
71 | REDD_66276_Out | -127 | 0 | 100 | 0 |  |  | 8016 | 0 | 0 |  | 0 | 0 | 0 | 0 | 0 | 0
72 | Douglas_38185 | 62.1 | 0 | 100 | 0 |  |  | 8760 | 35.2 | 2187 |  | 0 | 0 | 0 | 35.23 | 35.23 | 2187
73 | PGE_Cove_83984 | 12 | 0 | 100 | 0 |  |  | 8760 | 0 | 0 |  | 0 | 0 | 0 | 0 | 0 | 0
74 | FC1_42818_Out | -45.4 | 0 | 100 | 0 |  |  | 8760 | 69 | -3131 |  | 0 | 0 | 0 | 69 | 69 | -3131
75 | FC1_63510_Out | -19.3 | 0 | 100 | 0 |  |  | 8760 | 0 | 0 |  | 0 | 0 | 0 | 0 | 0 | 0
76 | FC4_79207_Out | -50.4 | 0 | 100 | 0 |  |  | 8760 | 0 | 0 |  | 0 | 0 | 0 | 0 | 0 | 0
77 | Cowlitz_65787 | -255.2 | 0 | 100 | 0 |  |  | 8760 | 0 | 0 |  | 0 | 0 | 0 | 0 | 0 | 0
78 | SIE_64885_McNary | 1376.7 | 0 | 100 | 0 |  |  | 8760 | 0 | 0 |  | 0 | 0 | 0 | 0 | 0 | 0
79 | SMUD_24296_In | 217.4 | 0 | 100 | 0 |  |  | 8736 | 37 | 8043 |  | 0 | 0 | 0 | 37 | 37 | 8043
80 | APS_58118_FC_In | 458.3 | 0 | 100 | 0 |  |  | 8760 | 0 | 0 |  | 0 | 0 | 0 | 0 | 0 | 0
81 | APS_58119_FC_Out | -279.7 | 0 | 100 | 0 |  |  | 8760 | 0 | 0 |  | 0 | 0 | 0 | 0 | 0 | 0
82 | REDD_66276_In | 114.9 | 0 | 100 | 0 |  |  | 8016 | 0 | 0 |  | 0 | 0 | 0 | 0 | 0 | 0
83 | APS_58118_AZ_In | 113.1 | 0 | 100 | 0 |  |  | 8760 | 0 | 0 |  | 0 | 0 | 0 | 0 | 0 | 0
84 | APS_58119_AZ_Out | -291.7 | 0 | 100 | 0 |  |  | 8760 | 0 | 0 |  | 0 | 0 | 0 | 0 | 0 | 0
85 | SIE_64885_Goshen | 913.6 | 0 | 100 | 0 |  |  | 8760 | 0 | 0 |  | 0 | 0 | 0 | 0 | 0 | 0
86 | Hermiston1 | 1046.6 | 0 | 51.2 | 106 | 7807.9 | 7460 | 5690 | 406.3 | 31725 | 117 | 483 | 0 | 994 | 31.26 | 31.72 | 33202
87 | WCE_244520 | 177 | 0 | 100 | 0 |  |  | 8760 | 58 | 10262 |  | 0 | 0 | 0 | 57.98 | 57.98 | 10262
88 | ECH_160595 | 111.6 | 0 | 100 | 0 |  |  | 8760 | 46.5 | 5188 |  | 0 | 0 | 0 | 46.5 | 46.5 | 5188
89 | FC1_In | 128.6 | 0 | 100 | 0 |  |  | 8760 | 0 | 0 |  | 0 | 0 | 0 | 0 | 0 | 0
90 | Deseret_194277 | 590.4 | 0 | 78.6 | 65 |  |  | 8571 | 20.8 | 12274 |  | 0 | 0 | 0 | 20.79 | 20.79 | 12274
91 | DSM_ID_Irrigate | 0 | 0 | 0 | 5 |  |  | 1176 | 0 | 0 |  | 0 | 0 | 0 | 0 | 0 | 0
92 | QF_Exxon_236032 | 0 | 0 | 0 | 0 |  |  | 8760 | 0 | 0 |  | 0 | 0 | 0 | 0 | 0 | 0
93 | QF_SUNN_Ad_59965 | 58.4 | 0 | 93.9 | 2 |  |  | 8256 | 46.5 | 2714 |  | 0 | 1967 | 0 | 46.48 | 80.17 | 4681
94 | QF_SUNN_Ba_83997 | 328.4 | 0 | 93.9 | 2 |  |  | 8256 | 48.8 | 16027 |  | 0 | 9117 | 0 | 48.8 | 76.56 | 25144
95 | QF_Tesoro_519533 | 0 | 0 | 0 | 0 |  |  | 8760 | 0 | 0 |  | 0 | 0 | 0 | 0 | 0 | 0
96 | BHPL_28160_Loss | -15.6 | 0 | 100 | 0 |  |  | 8760 | 11 | -171 |  | 0 | 0 | 0 | 10.98 | 10.98 | -171
97 | Rogue | 283 | 0 | 100 | 0 |  |  | 8760 | 0 | 0 |  | 0 | 0 | 0 | 0 | 0 | 0
98 | MidColumbia | 345.5 | 0 | 64.6 | 0 |  |  | 8760 | 0 | 0 |  | 0 | 0 | 0 | 0 | 0 | 0
99 | Toketee-Slide | 288.2 | 0 | 100 | 0 |  |  | 8760 | 0 | 0 |  | 0 | 0 | 0 | 0 | 0 | 0
100 | SmallWestHydro | 20.8 | 0 | 100 | 0 |  |  | 8760 | 0 | 0 |  | 0 | 0 | 0 | 0 | 0 | 0
101 | PSCO_340325_In | 1314 | 0 | 100 | 0 |  |  | 8760 | 0 | 0 |  | 0 | 0 | 0 | 0 | 0 | 0
102 | PSCO_340325_Out | -1112.7 | 0 | 100 | 0 |  |  | 8760 | 0 | 0 |  | 0 | 0 | 0 | 0 | 0 | 0
103 | HURR_393045_S | -0.2 | 0 | 100 | 0 |  |  | 8760 | 75 | -16 |  | 0 | 0 | 0 | 75 | 75 | -16
104 | HURR_393045_P | 1.9 | 0 | 100 | 0 |  |  | 8760 | 75 | 145 |  | 0 | 0 | 0 | 75 | 75 | 145
105 | LeaningJ_317714 | 301.7 | 0 | 100 | 0 |  |  | 8760 | 0 | 0 |  | 0 | 0 | 0 | 0 | 0 | 0
106 | Marengo1_332428 | 393.5 | 0 | 100 | 0 |  |  | 8760 | 0 | 0 |  | 0 | 0 | 0 | 0 | 0 | 0
107 | GoodHill_332427 | 267.1 | 0 | 100 | 0 |  |  | 8760 | 0 | 0 |  | 0 | 0 | 0 | 0 | 0 | 0
108 | Mtn_Wind1_367721 | 151.9 | 0 | 100 | 0 |  |  | 8760 | 0 | 0 |  | 0 | 0 | 0 | 0 | 0 | 0
109 | Mtn_Wind2_398449 | 189.8 | 0 | 100 | 0 |  |  | 8760 | 0 | 0 |  | 0 | 0 | 0 | 0 | 0 | 0
110 | SpanishF_311681 | 51.7 | 0 | 100 | 0 |  |  | 8760 | 0 | 0 |  | 0 | 0 | 0 | 0 | 0 | 0
111 | OregonWF_Plan_I | 161.3 | 0 | 100 | 0 |  |  | 8760 | 106.4 | 17159 |  | 0 | 0 | 0 | 106.4 | 106.4 | 17159
112 | Marengo2_423463 | 187.4 | 0 | 100 | 0 |  |  | 8760 | 0 | 0 |  | 0 | 0 | 0 | 0 | 0 | 0
113 | Glenrock_423461 | 324 | 0 | 100 | 0 |  |  | 8760 | 0 | 0 |  | 0 | 0 | 0 | 0 | 0 | 0
114 | SevenMile_357819 | 349.9 | 0 | 100 | 0 |  |  | 8760 | 0 | 0 |  | 0 | 0 | 0 | 0 | 0 | 0
115 | Rolling_H_423462 | 292.8 | 0 | 100 | 0 |  |  | 8760 | 0 | 0 |  | 0 | 0 | 0 | 0 | 0 | 0
116 | SevenMile2_Plan | 68.9 | 0 | 100 | 0 |  |  | 8760 | 0 | 0 |  | 0 | 0 | 0 | 0 | 0 | 0
117 | Glenrock3_Plan | 124.5 | 0 | 100 | 0 |  |  | 8760 | 0 | 0 |  | 0 | 0 | 0 | 0 | 0 | 0
118 | McFadden_Ridge_I | 86.1 | 0 | 100 | 0 |  |  | 8760 | 0 | 0 |  | 0 | 0 | 0 | 0 | 0 | 0
119 | QF_EVB_351030 | 47.9 | 0 | 100 | 0 |  |  | 8736 | 66.4 | 3177 |  | 0 | 0 | 0 | 66.36 | 66.36 | 3177
120 | WEYE_Res_356685 | 0 | 0 | 0 | 0 |  |  | 0 | 0 | 0 |  | 0 | 0 | 0 | 0 | 0 | 0
121 | Chehalis | 1085 | 0 | 26.4 | 131 | 7921 | 7300 | 3233 | 412.5 | 32676 | 454 | 1906 | 0 | 3778 | 33.6 | 35.36 | 38361
122 | PAC-Mead PUR | 0 | 0 | 0 | 189 |  |  | 438 | 0 | 0 |  | 0 | 0 | 0 | 0 | 0 | 0
123 | PAC-Mead SALE | -711.7 | 0 | 62.9 | 349 |  |  | 7761 | 36.5 | -25962 |  | 0 | 0 | 0 | 36.48 | 36.48 | -25962
124 | PAC-Mona PUR | 598.2 | 0 | 6.8 | 829 |  |  | 5771 | 34.4 | 20559 |  | 0 | 0 | 0 | 34.37 | 34.37 | 20559
125 | PAC-Mona SALE | -355.8 | 0 | 54.6 | 651 |  |  | 6171 | 35.3 | -12573 |  | 0 | 0 | 0 | 35.33 | 35.33 | -12573
126 | Copco 1-2 | 267.3 | 0 | 57.9 | 0 |  |  | 8760 | 0 | 0 |  | 0 | 0 | 0 | 0 | 0 | 0
127 | Top of World | 610.3 | 0 | 100 | 0 |  |  | 8760 | 64.7 | 39481 |  | 0 | 0 | 0 | 64.69 | 64.69 | 39481
128 | QF_CA_Hydro | 33.3 | 0 | 100 | 0 |  |  | 8760 | 144.8 | 4825 |  | 0 | 0 | 0 | 144.84 | 144.84 | 4825
129 | QF_OR_Biomass | 3.7 | 0 | 100 | 0 |  |  | 8760 | 68.2 | 250 |  | 0 | 0 | 0 | 68.24 | 68.24 | 250
130 | QF_OR_Hydro | 162.4 | 0 | 100 | 0 |  |  | 8760 | 107.9 | 17512 |  | 0 | 0 | 0 | 107.86 | 107.86 | 17512
131 | QF_OR_Thermal | 125.6 | 0 | 100 | 0 |  |  | 8760 | 71 | 8917 |  | 0 | 0 | 0 | 71 | 71 | 8917
132 | QF_UTN_Biomass | 0 | 0 | 0 | 0 |  |  | 8760 | 0 | 0 |  | 0 | 0 | 0 | 0 | 0 | 0
133 | QF_UTS_Biomass | 17.7 | 0 | 100 | 0 |  |  | 8760 | 50.7 | 900 |  | 0 | 0 | 0 | 50.75 | 50.75 | 900
134 | QF_UTN_Hydro | 6.7 | 0 | 100 | 0 |  |  | 8760 | 88.9 | 593 |  | 0 | 0 | 0 | 88.89 | 88.89 | 593
135 | QF_WAYA_Biomass | 0 | 0 | 0 | 0 |  |  | 8760 | 0 | 0 |  | 0 | 0 | 0 | 0 | 0 | 0
136 | QF_WAWW_Hydro | 0 | 0 | 0 | 0 |  |  | 8760 | 0 | 0 |  | 0 | 0 | 0 | 0 | 0 | 0
137 | QF_WAYA_Wind | 0 | 0 | 0 | 0 |  |  | 8760 | 0 | 0 |  | 0 | 0 | 0 | 0 | 0 | 0
138 | QF_WY_Hydro | 11.4 | 0 | 100 | 0 |  |  | 8760 | 71.5 | 814 |  | 0 | 0 | 0 | 71.47 | 71.47 | 814
139 | QF_ID_Hydro | 112.6 | 0 | 100 | 0 |  |  | 8760 | 92.8 | 10451 |  | 0 | 0 | 0 | 92.8 | 92.8 | 10451
140 | Dunlap | 353.9 | 0 | 100 | 0 |  |  | 8760 | 0 | 0 |  | 0 | 0 | 0 | 0 | 0 | 0
141 | HighPlains_Plan | 309.6 | 0 | 100 | 0 |  |  | 8760 | 0 | 0 |  | 0 | 0 | 0 | 0 | 0 | 0
142 | T3_Buttes_460457 | 323.1 | 0 | 100 | 0 |  |  | 8760 | 63.8 | 20613 |  | 0 | 0 | 0 | 63.8 | 63.8 | 20613
143 | I_W_PowerCnty_I | 59.8 | 0 | 100 | 0 |  |  | 8760 | 76 | 4548 |  | 0 | 0 | 0 | 76.01 | 76.01 | 4548
144 | I_W_PowerCnty_II | 57.1 | 0 | 100 | 0 |  |  | 8760 | 76 | 4342 |  | 0 | 0 | 0 | 76.01 | 76.01 | 4342
145 | PAC-NOB PUR | 46.8 | 0 | 2.7 | 133 |  |  | 365 | 20.3 | 950 |  | 0 | 0 | 0 | 20.3 | 20.3 | 950
146 | SCL_New_In | 377.4 | 0 | 100 | 0 |  |  | 8760 | 0 | 0 |  | 0 | 0 | 0 | 0 | 0 | 0
147 | SCL_New_Out | -360.9 | 0 | 100 | 0 |  |  | 8760 | 14.6 | -5258 |  | 0 | 0 | -5258 | 29.14 | 29.14 | -10517
148 | QF_RBFP_E20771 | 12 | 0 | 100 | 0 |  |  | 8760 | 54.1 | 648 |  | 0 | 0 | 0 | 54.05 | 54.05 | 648
149 | ConstEng_E999691 | 63.2 | 0 | 100 | 0 |  |  | 8760 | 54.7 | 3458 |  | 0 | 0 | 3458 | 109.44 | 109.44 | 6916
150 | TMF_BioF_E20958 | 37.2 | 0 | 88.5 | 0 |  |  | 8760 | 0 | 0 |  | 0 | 0 | 1406 | 37.76 | 37.76 | 1406
151 | PAC-NOB SALE | 0 | 0 | 0 | 0 |  |  | 0 | 0 | 0 |  | 0 | 0 | 0 | 0 | 0 | 0
152 | I_Naughton3_GCF | 207.2 | 0 | 11.9 | 10 | 2362.4 | 11401 | 1436 | 378.9 | 8951 | 21 | 80 | 4758 | 0 | 43.2 | 66.55 | 13789
153 | BHPL_27013R_MC_S | -168.9 | 0 | 100 | 0 |  |  | 8760 | 11 | -1854 |  | 0 | 0 | 0 | 10.98 | 10.98 | -1854
154 | BHPL_27013R_US_S | -65.9 | 0 | 100 | 0 |  |  | 8760 | 11 | -724 |  | 0 | 0 | 0 | 10.98 | 10.98 | -724
155 | UMPA_45631R_S | -220.8 | 0 | 100 | 0 |  |  | 8760 | 23.2 | -5131 |  | 0 | -4396 | -5131 | 46.48 | 66.39 | -14659
156 | NonOwnRes_Wa | 0 | 0 | 0 | 0 |  |  | 8760 | 0 | 0 |  | 0 | 0 | 0 | 0 | 0 | 0
157 | NonOwnRes_WM | 0 | 0 | 0 | 0 |  |  | 8760 | 0 | 0 |  | 0 | 0 | 0 | 0 | 0 | 0
158 | NonOwnRes_Go | 0 | 0 | 0 | 0 |  |  | 8760 | 0 | 0 |  | 0 | 0 | 0 | 0 | 0 | 0
159 | NonOwnRes_Wy | 0 | 0 | 0 | 0 |  |  | 8760 | 0 | 0 |  | 0 | 0 | 0 | 0 | 0 | 0
160 | NonOwnRes_Ut | 0 | 0 | 0 | 0 |  |  | 8760 | 0 | 0 |  | 0 | 0 | 0 | 0 | 0 | 0
161 | DorenaHyd_20887 | 15.1 | 0 | 100 | 0 |  |  | 8760 | 73.5 | 1107 |  | 0 | 0 | 0 | 73.47 | 73.47 | 1107
162 | QF_Bioms1_234159 | 228.5 | 0 | 100 | 0 |  |  | 8760 | 74.9 | 17124 |  | 0 | 0 | 0 | 74.94 | 74.94 | 17124
163 | QF_W_MC_FivePine | 109.4 | 0 | 100 | 0 |  |  | 8760 | 72.7 | 7951 |  | 0 | 0 | 0 | 72.71 | 72.71 | 7951
164 | QF_W_MC_NorthPt | 239.1 | 0 | 100 | 0 |  |  | 8760 | 72.7 | 17388 |  | 0 | 0 | 0 | 72.71 | 72.71 | 17388
165 | ObsidianBlkCap | 4.7 | 0 | 100 | 0 |  |  | 8760 | 72.7 | 342 |  | 0 | 0 | 0 | 72.71 | 72.71 | 342
166 | QF_CA_Biomass | 0 | 0 | 100 | 0 |  |  | 8760 | 32.2 | 1 |  | 0 | 0 | 0 | 32.24 | 32.24 | 1
167 | QF_ID_Biomass | 10.8 | 0 | 100 | 0 |  |  | 8760 | 75.4 | 814 |  | 0 | 0 | 0 | 75.4 | 75.4 | 814
168 | QF_UTN_Wind | 0 | 0 | 0 | 0 |  |  | 8760 | 0 | 0 |  | 0 | 0 | 0 | 0 | 0 | 0
169 | QF_WAYA_Hydro | 6.7 | 0 | 100 | 0 |  |  | 8760 | 38.4 | 258 |  | 0 | 0 | 0 | 38.4 | 38.4 | 258
170 | QF_WY_Wind | 0.3 | 0 | 100 | 0 |  |  | 8760 | 60.5 | 18 |  | 0 | 0 | 0 | 60.5 | 60.5 | 18
171 | DSM_CooKeeper_Te | 0 | 0 | 0 | 6 |  |  | 1680 | 0 | 0 |  | 0 | 0 | 0 | 0 | 0 | 0
172 | DSM_UT_Irrigate_ | 0 | 0 | 0 | 4 |  |  | 1008 | 0 | 0 |  | 0 | 0 | 0 | 0 | 0 | 0
173 | BHPL_27013R_WYNE | -10.8 | 0 | 10.6 | 186 |  |  | 953 | 11 | -119 |  | 0 | 0 | 0 | 10.98 | 10.98 | -119
174 | BHPL_27013R_JB | 0 | 0 | 0 | 0 |  |  | 0 | 0 | 0 |  | 0 | 0 | 0 | 0 | 0 | 0
175 | QF_Latigo_21022 | 91.3 | 0 | 100 | 1 |  |  | 5880 | 60 | 5484 |  | 0 | 0 | 0 | 60.05 | 60.05 | 5484
176 | Buckhorn_Solar | 1.8 | 0 | 100 | 1 |  |  | 3696 | 76.3 | 140 |  | 0 | 0 | 0 | 76.3 | 76.3 | 140
177 | CedarValley_Sola | 1.8 | 0 | 100 | 1 |  |  | 3696 | 76.3 | 140 |  | 0 | 0 | 0 | 76.3 | 76.3 | 140
178 | Beryl_Solar | 1.9 | 0 | 100 | 1 |  |  | 3696 | 76.3 | 144 |  | 0 | 0 | 0 | 76.3 | 76.3 | 144
179 | Greenvile_Solar | 1.4 | 0 | 100 | 1 |  |  | 3696 | 76.3 | 103 |  | 0 | 0 | 0 | 76.3 | 76.3 | 103
180 | MilfordFlat_Sola | 1.8 | 0 | 100 | 1 |  |  | 3696 | 58.4 | 107 |  | 0 | 0 | 0 | 58.39 | 58.39 | 107
181 | QF_UTN_Solar | 0.9 | 0 | 100 | 0 |  |  | 8760 | 0 | 0 |  | 0 | 0 | 0 | 0 | 0 | 0
182 | QF_FiddlerCanyon | 11 | 0 | 100 | 1 |  |  | 5184 | 85 | 936 |  | 0 | 0 | 0 | 85 | 85 | 936
183 | QF_SouthMilford_ | 7.6 | 0 | 100 | 1 |  |  | 8424 | 58.4 | 441 |  | 0 | 0 | 0 | 58.39 | 58.39 | 441
184 | QF_Manderfield_2 | 3.2 | 0 | 100 | 1 |  |  | 5184 | 85 | 272 |  | 0 | 0 | 0 | 85 | 85 | 272
185 | QF_GranitePeak_2 | 1.8 | 0 | 100 | 1 |  |  | 3696 | 58.4 | 107 |  | 0 | 0 | 0 | 58.39 | 58.39 | 107
186 | QF_LahoSolar_210 | 1.8 | 0 | 100 | 1 |  |  | 3696 | 58.4 | 107 |  | 0 | 0 | 0 | 58.39 | 58.39 | 107
187 | OSIP_Projects | 3.9 | 0 | 100 | 0 |  |  | 8760 | 0 | 0 |  | 0 | 0 | 0 | 0 | 0 | 0
188 | PSCO_FC_340325_o | 0 | 0 | 0 | 0 |  |  | 0 | 0 | 0 |  | 0 | 0 | 0 | 0 | 0 | 0
189 | Tri-State_27057 | 91.5 | 0 | 63.8 | 295 |  |  | 5333 | 15.5 | 1418 |  | 0 | 0 | 0 | 15.49 | 15.49 | 1418
190 | BevansPoint | 3.4 | 0 | 100 | 1 |  |  | 6624 | 78.9 | 267 |  | 0 | 0 | 0 | 78.86 | 78.86 | 267
191 | MagCorp_144408 | 0 | 0 | 0 | 0 |  |  | 0 | 0 | 0 |  | 0 | 0 | 0 | 0 | 0 | 0
192 | Nucor_137328 | 0 | 0 | 0 | 0 |  |  | 0 | 0 | 0 |  | 0 | 0 | 0 | 0 | 0 | 0
193 | MonsanCur_145258 | 0 | 0 | 0 | 0 |  |  | 0 | 0 | 0 |  | 0 | 0 | 0 | 0 | 0 | 0
194 | NonOR_Goshen_Off | 0 | 0 | 0 | 0 |  |  | 8760 | 0 | 0 |  | 0 | 0 | 0 | 0 | 0 | 0
195 | NonOR_Utah_Off | 0 | 0 | 0 | 0 |  |  | 8760 | 0 | 0 |  | 0 | 0 | 0 | 0 | 0 | 0
196 | NonOR_Walla_Off | 0 | 0 | 0 | 0 |  |  | 8760 | 0 | 0 |  | 0 | 0 | 0 | 0 | 0 | 0
197 | NonOR_WMain_Off | 0 | 0 | 0 | 0 |  |  | 8760 | 0 | 0 |  | 0 | 0 | 0 | 0 | 0 | 0
198 | SCL_New_Reserve | 0 | 0 | 0 | 0 |  |  | 0 | 0 | 0 |  | 0 | 0 | 0 | 0 | 0 | 0
199 | QF_Kennecott | 84.3 | 0 | 100 | 0 |  |  | 8760 | 0 | 0 |  | 0 | 0 | 0 | 0 | 0 | 0
200 | OldMill_Solar | 5.7 | 0 | 100 | 1 |  |  | 4416 | 0 | 0 |  | 0 | 0 | 0 | 0 | 0 | 0
201 | LakeSide2 | 3375 | 0 | 59.4 | 96 | 22899.3 | 6785 | 7350 | 394.1 | 90255 | 368 | 1586 | 24303 | 10892 | 29.97 | 37.64 | 127035
SYSTE | M PRODUCTION | 63673.6 | 0 |  | 6139 | 518778.9 | 9762 |  |  | 1152299 | 3070 | 13557 | 449358 | 53229 | 18.93 | 26.2 | 1668444

## Study2EIM
Build ID: 000001_x64 Ventyx p. 1
MULTISYM V8.1.03 Copyright 1998-2014. All rights reserved. L0000-00 1 iter Convergent Monte 09/02/2014
2015: I15_P_WI_S2SMEIM25530 (Environmental) 02:16:38 PM
Station Group Report
--------------------
|  | Aux | Cap |  |  | Heat Hours | Fuel/P | rch Cost | Star | t Star | t O&M | O&M | Opert | Total | Total
| Energy | Dmnd | Fctr | Sta- | FuelBurn | Rate per | ¢/MBtu | <F> $0 | 00 Fu | el Co | st Fix | ed V | ar Co | st Co | st Cost
No. Group | GWh | GWh | % | rts | GBtu | Btu/kWh Unit | $/MWh | <P> $00 | 0 GBt | u $00 | 0 $00 | 0 $00 | 0 $/MW | h $/MW | h $000
--- ---------------- | -------- | ------ | ----- | ---- | --------- | ------ ---- | ------ | --- ----- | ---- | ----- | ------ | ----- | ------ | ------ | --------
Native Load | 63531.2
Dump Power | 132.9 | [12 empty] | 14.1 | 1874
Aux Demand | 0
Tran. Losses | 0
LESS Resources (Export | s):
1 HydroEast | 258.5 | 0 | 42.2 | 0 |  |  | 0 | 0 |  | 0 | 0 | 0 | 0 | 0 | 0
2 HydroWest | 4148.8 | 0 | 60.9 | 0 |  |  | 0 | 0 |  | 0 | 0 | 0 | 0 | 0 | 0
3 PurchaseEast | 1332.6 | 0 | 50.2 | 69 |  |  | 39.2 | 52183 |  | 0 | 11084 | 8174 | 45.29 | 53.61 | 71441
4 RenewableEast | 4620.7 | 0 | 99.5 | 14 | 2424.7 | 10000 | 0 | 114994 | 0 | 0 | 0 | 645 | 25.03 | 25.03 | 115639
5 ThermalEast | 38263.4 | 0 | 74.2 | 473 | 372456.8 | 9734 | 201.8 | 751758 | 1587 | 6767 | 342903 | 31820 | 20.48 | 29.62 | 1133249
6 ThermalWest | 14636.4 | 0 | 69.8 | 369 | 142252.8 | 9719 | 220.8 | 314094 | 706 | 3604 | 95008 | 23552 | 23.07 | 29.81 | 436259
7 IRPEast | 177.8 | 0 | 10.2 | 10 | 2084.3 | 11721 | 378.9 | 7897 | 21 | 80 | 4758 | 0 | 44.41 | 71.62 | 12736
8 MCP | -3948 | 0 | 0.2 | 4291 |  |  | 38.8 | -153155 |  | 0 | 0 | 0 | 38.79 | 38.79 | -153155
9 InterruptEast | 0 | 0 | 0 | 0 |  |  | 0 | 0 |  | 0 | 0 | 0 | 0 | 0 | 0
10 RenewableWest | 1429.6 | 0 | 93.9 | 0 |  |  | 12 | 17088 |  | 0 | 0 | -3853 | 9.26 | 9.26 | 13235
11 PurchaseWest | 709.2 | 0 | 100 | 0 |  |  | 79 | 56006 |  | 0 | 0 | 0 | 78.97 | 78.97 | 56006
12 ExchangeEast | 1229.8 | 0 | 119.6 | 0 |  |  | 0 | 0 |  | 0 | 0 | 0 | 0 | 0 | 0
13 SaleWest | -443.3 | 0 | 100 | 0 |  |  | 4.2 | -1854 |  | 0 | 0 | 0 | 4.18 | 4.18 | -1854
14 SaleEast | -302.5 | 0 | 100 | 0 |  |  | 20 | -6042 |  | 0 | -4396 | -5131 | 36.93 | 51.46 | -15570
15 ExchangeWest | 1467.1 | 0 | 100 | 0 |  |  | 5.5 | 8043 |  | 0 | 0 | 0 | 5.48 | 5.48 | 8043
16 DSMEast | 0 | 0 | 0 | 9 |  |  | 0 | 0 |  | 0 | 0 | 0 | 0 | 0 | 0
Resource Totals | 63661 | 0 |  | 5723 | 519218.7 | 9738 |  | 1162311 | 2314 | 10451 | 449358 | 55207 | 19.13 | 26.35 | 1677328
Wheeling | [14 empty] | 1405
Fuel demand charges | [14 empty] | 0
Emissions costs | [14 empty] | 0
Reserve deficiencies | [14 empty] | 978
E.N.S. | 3.3 | [12 empty] | 1000 | 3254
SYSTEM | [13 empty] | 26.41 | 1681090
Ancil | lary Services Con | tribut | ion An | d Reve | nue Re | port
----- | ----------------- | ------ | ------ | ------ | ------ | ----
|  | #NAME? | illary | Servi | ces (c | ontrib | ution, | revenu | e,rate | )
|  | #NAME? | UP |  | #NAME? | DOWN |  | #NAME? |  |  | #NAME? | PIN |  | #NAME? | PIN2 |  | #NAME? | l
No. | Station | GWh | 0 | $/MW-h | GWh | 0 | $/MW-h | GWh | 0 | $/MW-h | GWh | 0 | $/MW-h | GWh | 0 | $/MW-h | GWh | 0 | $/MW-h
--- | ---------------- | ----- | ----- | ----- | ----- | ----- | ----- | ----- | ----- | ----- | ----- | ----- | ----- | ----- | ----- | ----- | ----- | ----- | -----
1 | BearRiver | 114 | 148.2 | 1.3 | 0 | 0 | 0 | 11.9 | 53.4 | 4.5 | 123.4 | 2478.9 | 20.1 | 0 | 0 | 0 | 249.3 | 2680.4 | 10.8
2 | Clearwater1 | 0 | 0 | 0 | 0 | 0 | 0 | 0 | 0 | 0 | 0 | 0 | 0 | 0 | 0 | 0 | 0 | 0 | 0
3 | Clearwater2 | 0 | 0 | 0 | 0 | 0 | 0 | 0 | 0 | 0 | 0 | 0 | 0 | 0 | 0 | 0 | 0 | 0 | 0
4 | FishCreek | 0 | 0 | 0 | 0 | 0 | 0 | 0 | 0 | 0 | 0 | 0 | 0 | 0 | 0 | 0 | 0 | 0 | 0
5 | GemState_99489 | 0 | 0 | 0 | 0 | 0 | 0 | 0 | 0 | 0 | 0 | 0 | 0 | 0 | 0 | 0 | 0 | 0 | 0
6 | IronGate | 0 | 0 | 0 | 0 | 0 | 0 | 0 | 0 | 0 | 0 | 0 | 0 | 0 | 0 | 0 | 0 | 0 | 0
7 | JCBoyle | 0 | 0 | 0 | 0 | 0 | 0 | 0 | 0 | 0 | 0 | 0 | 0 | 0 | 0 | 0 | 0 | 0 | 0
8 | Lemolo1 | 0 | 0 | 0 | 0 | 0 | 0 | 0 | 0 | 0 | 0.9 | 15.5 | 16.6 | 0 | 0 | 0 | 0.9 | 15.5 | 16.6
9 | Lemolo2 | 0 | 0 | 0 | 0 | 0 | 0 | 0 | 0 | 0 | 0 | 0 | 0 | 0 | 0 | 0 | 0 | 0 | 0
10 | Merwin | 0 | 0 | 0 | 0 | 0 | 0 | 0 | 0 | 0 | 0 | 0 | 0 | 0 | 0 | 0 | 0 | 0 | 0
11 | SmallEastHydro | 0 | 0 | 0 | 0 | 0 | 0 | 0 | 0 | 0 | 0 | 0 | 0 | 0 | 0 | 0 | 0 | 0 | 0
12 | SodaSprings | 0 | 0 | 0 | 0 | 0 | 0 | 0 | 0 | 0 | 0 | 0 | 0 | 0 | 0 | 0 | 0 | 0 | 0
13 | Swift1 | 583.9 | ****** | 37.1 | 0 | 0 | 0 | 444.8 | ****** | 54.7 | 140.5 | ****** | 79.1 | 0 | 0 | 0 | 1169.1 | ****** | 48.9
14 | Swift2 | 0 | 0 | 0 | 0 | 0 | 0 | 0 | 0 | 0 | 0 | 0 | 0 | 0 | 0 | 0 | 0 | 0 | 0
15 | UKL | 0 | 0 | 0 | 0 | 0 | 0 | 0 | 0 | 0 | 0 | 0 | 0 | 0 | 0 | 0 | 0 | 0 | 0
16 | Yale | 110.7 | 4655.8 | 42 | 0 | 0 | 0 | 212.1 | ****** | 60.2 | 146.9 | 9167.5 | 62.4 | 0 | 0 | 0 | 469.7 | ****** | 56.6
17 | Blundell | 0 | 0 | 0 | 0 | 0 | 0 | 10 | 144.6 | 14.5 | 0 | 0 | 0 | 0 | 0 | 0 | 10 | 144.6 | 14.5
18 | Carbon1 | 11.2 | 38.1 | 3.4 | 0 | 0 | 0 | 1.4 | 4.2 | 2.9 | 0 | 0 | 0 | 0 | 0 | 0 | 12.6 | 42.3 | 3.4
19 | Carbon2 | 10.8 | 33.9 | 3.1 | 0 | 0 | 0 | 1.2 | 3.6 | 3.1 | 0 | 0 | 0 | 0 | 0 | 0 | 12 | 37.5 | 3.1
20 | Cholla4 | 169.5 | 213 | 1.3 | 0 | 0 | 0 | 21.7 | 58.8 | 2.7 | 0 | 0 | 0 | 0 | 0 | 0 | 191.1 | 271.9 | 1.4
21 | Colstrip3 | 0 | 0 | 0 | 0 | 0 | 0 | 0 | 0 | 0 | 1.8 | 1 | 0.6 | 0 | 0 | 0 | 1.8 | 1 | 0.6
22 | Colstrip4 | 0 | 0 | 0 | 0 | 0 | 0 | 0 | 0 | 0 | 1.8 | 0.9 | 0.5 | 0 | 0 | 0 | 1.8 | 0.9 | 0.5
23 | Craig1 | 0 | 0 | 0 | 0 | 0 | 0 | 0 | 0 | 0 | 0 | 0 | 0 | 0 | 0 | 0 | 0 | 0 | 0
24 | Craig2 | 0 | 0 | 0 | 0 | 0 | 0 | 0 | 0 | 0 | 0 | 0 | 0 | 0 | 0 | 0 | 0 | 0 | 0
25 | GadsbyGT3 | 0 | 0 | 0 | 0 | 0 | 0 | 0.1 | 1.3 | 14.4 | 0 | 0 | 0 | 0 | 0 | 0 | 0.1 | 1.3 | 14.4
26 | Gadsby1 | 0 | 0 | 0 | 0 | 0 | 0 | 0.1 | 0.8 | 16 | 0 | 0 | 0 | 0 | 0 | 0 | 0.1 | 0.8 | 16
27 | Gadsby2 | 0 | 0 | 0 | 0 | 0 | 0 | 0.1 | 0.8 | 16 | 0 | 0 | 0 | 0 | 0 | 0 | 0.1 | 0.8 | 16
28 | Gadsby3 | 0 | 1.8 | 47.1 | 0 | 0 | 0 | 0 | 0.3 | 16 | 0 | 0 | 0 | 0 | 0 | 0 | 0.1 | 2.2 | 36.3
29 | GadsbyGT2 | 0 | 0 | 0 | 0 | 0 | 0 | 0.1 | 1.3 | 14.4 | 0 | 0 | 0 | 0 | 0 | 0 | 0.1 | 1.3 | 14.4
30 | GadsbyGT1 | 0 | 0 | 0 | 0 | 0 | 0 | 0.1 | 1.3 | 14.4 | 0 | 0 | 0 | 0 | 0 | 0 | 0.1 | 1.3 | 14.4
31 | Hayden1 | 0 | 0 | 0 | 0 | 0 | 0 | 0 | 0 | 0 | 0 | 0 | 0 | 0 | 0 | 0 | 0 | 0 | 0
32 | Hayden2 | 0 | 0 | 0 | 0 | 0 | 0 | 0 | 0 | 0 | 0 | 0 | 0 | 0 | 0 | 0 | 0 | 0 | 0
33 | Hermiston2 | 56.2 | 9 | 0.2 | 0 | 0 | 0 | 48 | 12.1 | 0.3 | 50.5 | 10.5 | 0.2 | 0 | 0 | 0 | 154.7 | 31.6 | 0.2
34 | Hunter3 | 51.4 | 73.2 | 1.4 | 0 | 0 | 0 | 4.3 | 34.9 | 8.1 | 0 | 0 | 0 | 0 | 0 | 0 | 55.7 | 108 | 1.9
35 | Hunter1 | 35.6 | 45.1 | 1.3 | 0 | 0 | 0 | 3.6 | 29 | 8.2 | 0 | 0 | 0 | 0 | 0 | 0 | 39.2 | 74.1 | 1.9
36 | Hunter2 | 22.8 | 30.4 | 1.3 | 0 | 0 | 0 | 2.7 | 24.9 | 9.4 | 0 | 0 | 0 | 0 | 0 | 0 | 25.5 | 55.3 | 2.2
37 | Huntington1 | 11.2 | 16.3 | 1.5 | 0 | 0 | 0 | 2.2 | 23.4 | 10.6 | 0 | 0 | 0 | 0 | 0 | 0 | 13.4 | 39.7 | 3
38 | Huntington2 | 14.4 | 19 | 1.3 | 0 | 0 | 0 | 2.9 | 29.4 | 10.3 | 0 | 0 | 0 | 0 | 0 | 0 | 17.3 | 48.4 | 2.8
39 | JBridger1 | 14.3 | 0.3 | 0 | 0 | 0 | 0 | 12.6 | 1.3 | 0.1 | 9.3 | 0.9 | 0.1 | 0 | 0 | 0 | 36.2 | 2.4 | 0.1
40 | JBridger2 | 13.1 | 0 | 0 | 0 | 0 | 0 | 19.7 | 1.2 | 0.1 | 22.8 | 3 | 0.1 | 0 | 0 | 0 | 55.6 | 4.2 | 0.1
41 | JBridger3 | 3.8 | 0.6 | 0.2 | 0 | 0 | 0 | 17.7 | 1.4 | 0.1 | 27 | 2.2 | 0.1 | 0 | 0 | 0 | 48.5 | 4.2 | 0.1
42 | JBridger4 | 12.2 | 0.5 | 0 | 0 | 0 | 0 | 30.6 | 2.7 | 0.1 | 26.7 | 2 | 0.1 | 0 | 0 | 0 | 69.4 | 5.2 | 0.1
43 | JamesRiverCG | 0 | 0 | 0 | 0 | 0 | 0 | 0 | 0 | 0 | 0 | 0 | 0 | 0 | 0 | 0 | 0 | 0 | 0
44 | Johnston1 | 0 | 0 | 0 | 0 | 0 | 0 | 0 | 0 | 0 | 3.5 | 9.1 | 2.6 | 0 | 0 | 0 | 3.5 | 9.1 | 2.6
45 | Johnston2 | 0 | 0 | 0 | 0 | 0 | 0 | 0 | 0 | 0 | 3.8 | 10.4 | 2.8 | 0 | 0 | 0 | 3.8 | 10.4 | 2.8
46 | Johnston3 | 0 | 0 | 0 | 0 | 0 | 0 | 0 | 0 | 0 | 1.4 | 3.3 | 2.3 | 0 | 0 | 0 | 1.4 | 3.3 | 2.3
47 | Johnston4 | 0 | 0 | 0 | 0 | 0 | 0 | 0 | 0 | 0 | 4.5 | 14.7 | 3.3 | 0 | 0 | 0 | 4.5 | 14.7 | 3.3
48 | Naughton1 | 109.5 | 140.4 | 1.3 | 0 | 0 | 0 | 14.5 | 40.7 | 2.8 | 0 | 0 | 0 | 0 | 0 | 0 | 123.9 | 181 | 1.5
49 | Naughton2 | 141.5 | 205 | 1.4 | 0 | 0 | 0 | 19.7 | 47.9 | 2.4 | 0 | 0 | 0 | 0 | 0 | 0 | 161.2 | 252.9 | 1.6
50 | WestValleyCi GT1 | 0 | 0 | 0 | 0 | 0 | 0 | 0 | 0 | 0 | 0 | 0 | 0 | 0 | 0 | 0 | 0 | 0 | 0
51 | WestValleyCi GT4 | 0 | 0 | 0 | 0 | 0 | 0 | 0 | 0 | 0 | 0 | 0 | 0 | 0 | 0 | 0 | 0 | 0 | 0
52 | WestValleyCi GT5 | 0 | 0 | 0 | 0 | 0 | 0 | 0 | 0 | 0 | 0 | 0 | 0 | 0 | 0 | 0 | 0 | 0 | 0
53 | WestValleyCi GT3 | 0 | 0 | 0 | 0 | 0 | 0 | 0 | 0 | 0 | 0 | 0 | 0 | 0 | 0 | 0 | 0 | 0 | 0
54 | WestValleyCi GT2 | 0 | 0 | 0 | 0 | 0 | 0 | 0 | 0 | 0 | 0 | 0 | 0 | 0 | 0 | 0 | 0 | 0 | 0
55 | Wyodak1 | 0 | 0 | 0 | 0 | 0 | 0 | 0 | 0 | 0 | 0.4 | 0.7 | 1.7 | 0 | 0 | 0 | 0.4 | 0.7 | 1.7
56 | CurrantCreek | 329.3 | 269.7 | 0.8 | 0 | 0 | 0 | 87.4 | 172.2 | 2 | 0 | 0 | 0 | 0 | 0 | 0 | 416.7 | 441.9 | 1.1
57 | BigFork | 0 | 0 | 0 | 0 | 0 | 0 | 0 | 0 | 0 | 0 | 0 | 0 | 0 | 0 | 0 | 0 | 0 | 0
58 | LakeSide | 679.9 | 446.2 | 0.7 | 0 | 0 | 0 | 31.2 | 161.9 | 5.2 | 0 | 0 | 0 | 0 | 0 | 0 | 711.1 | 608.1 | 0.9
59 | PAC-COB SALE | 0 | 0 | 0 | 0 | 0 | 0 | 0 | 0 | 0 | 0 | 0 | 0 | 0 | 0 | 0 | 0 | 0 | 0
60 | PAC-COB PUR | 0 | 0 | 0 | 0 | 0 | 0 | 0.5 | 0 | 0 | 0.1 | 0 | 0 | 0 | 0 | 0 | 0.5 | 0 | 0
61 | PAC-MIDC SALE | 0 | 0 | 0 | 0 | 0 | 0 | 0 | 0 | 0 | 0 | 0 | 0 | 0 | 0 | 0 | 0 | 0 | 0
62 | PAC-MIDC PUR | 0 | 0 | 0 | 0 | 0 | 0 | 209 | 2.4 | 0 | 86.7 | 2.2 | 0 | 0 | 0 | 0 | 295.8 | 4.6 | 0
63 | PAC-FC SALE | 0 | 0 | 0 | 0 | 0 | 0 | 0 | 0 | 0 | 0 | 0 | 0 | 0 | 0 | 0 | 0 | 0 | 0
64 | PAC-FC PUR | 0 | 0 | 0 | 0 | 0 | 0 | 29.8 | 169.7 | 5.7 | 0 | 0 | 0 | 0 | 0 | 0 | 29.8 | 169.7 | 5.7
65 | PAC-PV SALE | 0 | 0 | 0 | 0 | 0 | 0 | 0 | 0 | 0 | 0 | 0 | 0 | 0 | 0 | 0 | 0 | 0 | 0
66 | PAC-PV PUR | 0 | 0 | 0 | 0 | 0 | 0 | 201.3 | 1625.7 | 8.1 | 0 | 0 | 0 | 0 | 0 | 0 | 201.3 | 1625.7 | 8.1
67 | RR1_100371 | 0 | 0 | 0 | 0 | 0 | 0 | 0 | 0 | 0 | 0 | 0 | 0 | 0 | 0 | 0 | 0 | 0 | 0
68 | FC4_79207_In | 0 | 0 | 0 | 0 | 0 | 0 | 0 | 0 | 0 | 0 | 0 | 0 | 0 | 0 | 0 | 0 | 0 | 0
69 | Monsanto_145258 | 0 | 0 | 0 | 0 | 0 | 0 | 0 | 0 | 0 | 121.8 | 297.2 | 2.4 | 0 | 0 | 0 | 121.8 | 297.2 | 2.4
70 | APS_27875_Supp | 0 | 0 | 0 | 0 | 0 | 0 | 83.5 | 244.3 | 2.9 | 0 | 0 | 0 | 0 | 0 | 0 | 83.5 | 244.3 | 2.9
71 | REDD_66276_Out | 0 | 0 | 0 | 0 | 0 | 0 | 0 | 0 | 0 | 0 | 0 | 0 | 0 | 0 | 0 | 0 | 0 | 0
72 | Douglas_38185 | 0 | 0 | 0 | 0 | 0 | 0 | 0 | 0 | 0 | 0 | 0 | 0 | 0 | 0 | 0 | 0 | 0 | 0
73 | PGE_Cove_83984 | 0 | 0 | 0 | 0 | 0 | 0 | 0 | 0 | 0 | 0 | 0 | 0 | 0 | 0 | 0 | 0 | 0 | 0
74 | FC1_42818_Out | 0 | 0 | 0 | 0 | 0 | 0 | 0 | 0 | 0 | 0 | 0 | 0 | 0 | 0 | 0 | 0 | 0 | 0
75 | FC1_63510_Out | 0 | 0 | 0 | 0 | 0 | 0 | 0 | 0 | 0 | 0 | 0 | 0 | 0 | 0 | 0 | 0 | 0 | 0
76 | FC4_79207_Out | 0 | 0 | 0 | 0 | 0 | 0 | 0 | 0 | 0 | 0 | 0 | 0 | 0 | 0 | 0 | 0 | 0 | 0
77 | Cowlitz_65787 | 0 | 0 | 0 | 0 | 0 | 0 | 0 | 0 | 0 | 0 | 0 | 0 | 0 | 0 | 0 | 0 | 0 | 0
78 | SIE_64885_McNary | 0 | 0 | 0 | 0 | 0 | 0 | 0 | 0 | 0 | 0 | 0 | 0 | 0 | 0 | 0 | 0 | 0 | 0
79 | SMUD_24296_In | 0 | 0 | 0 | 0 | 0 | 0 | 0 | 0 | 0 | 0 | 0 | 0 | 0 | 0 | 0 | 0 | 0 | 0
80 | APS_58118_FC_In | 0 | 0 | 0 | 0 | 0 | 0 | 0 | 0 | 0 | 0 | 0 | 0 | 0 | 0 | 0 | 0 | 0 | 0
81 | APS_58119_FC_Out | 0 | 0 | 0 | 0 | 0 | 0 | 0 | 0 | 0 | 0 | 0 | 0 | 0 | 0 | 0 | 0 | 0 | 0
82 | REDD_66276_In | 0 | 0 | 0 | 0 | 0 | 0 | 0 | 0 | 0 | 0 | 0 | 0 | 0 | 0 | 0 | 0 | 0 | 0
83 | APS_58118_AZ_In | 0 | 0 | 0 | 0 | 0 | 0 | 0 | 0 | 0 | 0 | 0 | 0 | 0 | 0 | 0 | 0 | 0 | 0
84 | APS_58119_AZ_Out | 0 | 0 | 0 | 0 | 0 | 0 | 0 | 0 | 0 | 0 | 0 | 0 | 0 | 0 | 0 | 0 | 0 | 0
85 | SIE_64885_Goshen | 0 | 0 | 0 | 0 | 0 | 0 | 0 | 0 | 0 | 0 | 0 | 0 | 0 | 0 | 0 | 0 | 0 | 0
86 | Hermiston1 | 42.6 | 5.2 | 0.1 | 0 | 0 | 0 | 25.8 | 8.8 | 0.3 | 47 | 17.1 | 0.4 | 0 | 0 | 0 | 115.4 | 31.2 | 0.3
87 | WCE_244520 | 0 | 0 | 0 | 0 | 0 | 0 | 0 | 0 | 0 | 0 | 0 | 0 | 0 | 0 | 0 | 0 | 0 | 0
88 | ECH_160595 | 0 | 0 | 0 | 0 | 0 | 0 | 0 | 0 | 0 | 0 | 0 | 0 | 0 | 0 | 0 | 0 | 0 | 0
89 | FC1_In | 0 | 0 | 0 | 0 | 0 | 0 | 0 | 0 | 0 | 0 | 0 | 0 | 0 | 0 | 0 | 0 | 0 | 0
90 | Deseret_194277 | 0 | 0 | 0 | 0 | 0 | 0 | 182.2 | 1932.7 | 10.6 | 0 | 0.4 | 19.3 | 0 | 0 | 0 | 182.2 | 1933.1 | 10.6
91 | DSM_ID_Irrigate | 0 | 0 | 0 | 0 | 0 | 0 | 7.6 | 35 | 4.6 | 14.1 | 118.2 | 8.4 | 0 | 0 | 0 | 21.6 | 153.1 | 7.1
92 | QF_Exxon_236032 | 0 | 0 | 0 | 0 | 0 | 0 | 0 | 0 | 0 | 0 | 0 | 0 | 0 | 0 | 0 | 0 | 0 | 0
93 | QF_SUNN_Ad_59965 | 0 | 0 | 0 | 0 | 0 | 0 | 0 | 0 | 0 | 0 | 0 | 0 | 0 | 0 | 0 | 0 | 0 | 0
94 | QF_SUNN_Ba_83997 | 0 | 0 | 0 | 0 | 0 | 0 | 0 | 0 | 0 | 0 | 0 | 0 | 0 | 0 | 0 | 0 | 0 | 0
95 | QF_Tesoro_519533 | 0 | 0 | 0 | 0 | 0 | 0 | 0 | 0 | 0 | 0 | 0 | 0 | 0 | 0 | 0 | 0 | 0 | 0
96 | BHPL_28160_Loss | 0 | 0 | 0 | 0 | 0 | 0 | 0 | 0 | 0 | 0 | 0 | 0 | 0 | 0 | 0 | 0 | 0 | 0
97 | Rogue | 0 | 0 | 0 | 0 | 0 | 0 | 0 | 0 | 0 | 0 | 0 | 0 | 0 | 0 | 0 | 0 | 0 | 0
98 | MidColumbia | 14.5 | 258.6 | 17.9 | 0 | 0 | 0 | 29.3 | 637.7 | 21.8 | 53.7 | 1388.9 | 25.9 | 0 | 0 | 0 | 97.4 | 2285.2 | 23.5
99 | Toketee-Slide | 0 | 0 | 0 | 0 | 0 | 0 | 0 | 0 | 0 | 0 | 0 | 0 | 0 | 0 | 0 | 0 | 0 | 0
100 | SmallWestHydro | 0 | 0 | 0 | 0 | 0 | 0 | 0 | 0 | 0 | 0 | 0 | 0 | 0 | 0 | 0 | 0 | 0 | 0
101 | PSCO_340325_In | 0 | 0 | 0 | 0 | 0 | 0 | 0 | 0 | 0 | 0 | 0 | 0 | 0 | 0 | 0 | 0 | 0 | 0
102 | PSCO_340325_Out | 0 | 0 | 0 | 0 | 0 | 0 | 0 | 0 | 0 | 0 | 0 | 0 | 0 | 0 | 0 | 0 | 0 | 0
103 | HURR_393045_S | 0 | 0 | 0 | 0 | 0 | 0 | 0 | 0 | 0 | 0 | 0 | 0 | 0 | 0 | 0 | 0 | 0 | 0
104 | HURR_393045_P | 0 | 0 | 0 | 0 | 0 | 0 | 0 | 0 | 0 | 0 | 0 | 0 | 0 | 0 | 0 | 0 | 0 | 0
105 | LeaningJ_317714 | 0 | 0 | 0 | 0 | 0 | 0 | 0 | 0 | 0 | 0 | 0 | 0 | 0 | 0 | 0 | 0 | 0 | 0
106 | Marengo1_332428 | 0 | 0 | 0 | 0 | 0 | 0 | 0 | 0 | 0 | 0 | 0 | 0 | 0 | 0 | 0 | 0 | 0 | 0
107 | GoodHill_332427 | 0 | 0 | 0 | 0 | 0 | 0 | 0 | 0 | 0 | 0 | 0 | 0 | 0 | 0 | 0 | 0 | 0 | 0
108 | Mtn_Wind1_367721 | 0 | 0 | 0 | 0 | 0 | 0 | 0 | 0 | 0 | 0 | 0 | 0 | 0 | 0 | 0 | 0 | 0 | 0
109 | Mtn_Wind2_398449 | 0 | 0 | 0 | 0 | 0 | 0 | 0 | 0 | 0 | 0 | 0 | 0 | 0 | 0 | 0 | 0 | 0 | 0
110 | SpanishF_311681 | 0 | 0 | 0 | 0 | 0 | 0 | 0 | 0 | 0 | 0 | 0 | 0 | 0 | 0 | 0 | 0 | 0 | 0
111 | OregonWF_Plan_I | 0 | 0 | 0 | 0 | 0 | 0 | 0 | 0 | 0 | 0 | 0 | 0 | 0 | 0 | 0 | 0 | 0 | 0
112 | Marengo2_423463 | 0 | 0 | 0 | 0 | 0 | 0 | 0 | 0 | 0 | 0 | 0 | 0 | 0 | 0 | 0 | 0 | 0 | 0
113 | Glenrock_423461 | 0 | 0 | 0 | 0 | 0 | 0 | 0 | 0 | 0 | 0 | 0 | 0 | 0 | 0 | 0 | 0 | 0 | 0
114 | SevenMile_357819 | 0 | 0 | 0 | 0 | 0 | 0 | 0 | 0 | 0 | 0 | 0 | 0 | 0 | 0 | 0 | 0 | 0 | 0
115 | Rolling_H_423462 | 0 | 0 | 0 | 0 | 0 | 0 | 0 | 0 | 0 | 0 | 0 | 0 | 0 | 0 | 0 | 0 | 0 | 0
116 | SevenMile2_Plan | 0 | 0 | 0 | 0 | 0 | 0 | 0 | 0 | 0 | 0 | 0 | 0 | 0 | 0 | 0 | 0 | 0 | 0
117 | Glenrock3_Plan | 0 | 0 | 0 | 0 | 0 | 0 | 0 | 0 | 0 | 0 | 0 | 0 | 0 | 0 | 0 | 0 | 0 | 0
118 | McFadden_Ridge_I | 0 | 0 | 0 | 0 | 0 | 0 | 0 | 0 | 0 | 0 | 0 | 0 | 0 | 0 | 0 | 0 | 0 | 0
119 | QF_EVB_351030 | 0 | 0 | 0 | 0 | 0 | 0 | 0 | 0 | 0 | 0 | 0 | 0 | 0 | 0 | 0 | 0 | 0 | 0
120 | WEYE_Res_356685 | 0 | 0 | 0 | 0 | 0 | 0 | 0 | 0 | 0 | 0 | 0 | 0 | 0 | 0 | 0 | 0 | 0 | 0
121 | Chehalis | 76 | 23.2 | 0.3 | 0 | 0 | 0 | 47 | 36.1 | 0.8 | 20.3 | 24.2 | 1.2 | 0 | 0 | 0 | 143.3 | 83.5 | 0.6
122 | PAC-Mead PUR | 0 | 0 | 0 | 0 | 0 | 0 | 34.9 | 485.2 | 13.9 | 0 | 0 | 0 | 0 | 0 | 0 | 34.9 | 485.2 | 13.9
123 | PAC-Mead SALE | 0 | 0 | 0 | 0 | 0 | 0 | 0 | 0 | 0 | 0 | 0 | 0 | 0 | 0 | 0 | 0 | 0 | 0
124 | PAC-Mona PUR | 0 | 0 | 0 | 0 | 0 | 0 | 1393.2 | 1707.3 | 1.2 | 0.4 | 1.1 | 2.5 | 0 | 0 | 0 | 1393.6 | 1708.4 | 1.2
125 | PAC-Mona SALE | 0 | 0 | 0 | 0 | 0 | 0 | 0 | 0 | 0 | 0 | 0 | 0 | 0 | 0 | 0 | 0 | 0 | 0
126 | Copco 1-2 | 0 | 0 | 0 | 0 | 0 | 0 | 25.2 | 361.1 | 14.4 | 29 | 494.2 | 17 | 0 | 0 | 0 | 54.2 | 855.2 | 15.8
127 | Top of World | 0 | 0 | 0 | 0 | 0 | 0 | 0 | 0 | 0 | 0 | 0 | 0 | 0 | 0 | 0 | 0 | 0 | 0
128 | QF_CA_Hydro | 0 | 0 | 0 | 0 | 0 | 0 | 0 | 0 | 0 | 0 | 0 | 0 | 0 | 0 | 0 | 0 | 0 | 0
129 | QF_OR_Biomass | 0 | 0 | 0 | 0 | 0 | 0 | 0 | 0 | 0 | 0 | 0 | 0 | 0 | 0 | 0 | 0 | 0 | 0
130 | QF_OR_Hydro | 0 | 0 | 0 | 0 | 0 | 0 | 0 | 0 | 0 | 0 | 0 | 0 | 0 | 0 | 0 | 0 | 0 | 0
131 | QF_OR_Thermal | 0 | 0 | 0 | 0 | 0 | 0 | 0 | 0 | 0 | 0 | 0 | 0 | 0 | 0 | 0 | 0 | 0 | 0
132 | QF_UTN_Biomass | 0 | 0 | 0 | 0 | 0 | 0 | 0 | 0 | 0 | 0 | 0 | 0 | 0 | 0 | 0 | 0 | 0 | 0
133 | QF_UTS_Biomass | 0 | 0 | 0 | 0 | 0 | 0 | 0 | 0 | 0 | 0 | 0 | 0 | 0 | 0 | 0 | 0 | 0 | 0
134 | QF_UTN_Hydro | 0 | 0 | 0 | 0 | 0 | 0 | 0 | 0 | 0 | 0 | 0 | 0 | 0 | 0 | 0 | 0 | 0 | 0
135 | QF_WAYA_Biomass | 0 | 0 | 0 | 0 | 0 | 0 | 0 | 0 | 0 | 0 | 0 | 0 | 0 | 0 | 0 | 0 | 0 | 0
136 | QF_WAWW_Hydro | 0 | 0 | 0 | 0 | 0 | 0 | 0 | 0 | 0 | 0 | 0 | 0 | 0 | 0 | 0 | 0 | 0 | 0
137 | QF_WAYA_Wind | 0 | 0 | 0 | 0 | 0 | 0 | 0 | 0 | 0 | 0 | 0 | 0 | 0 | 0 | 0 | 0 | 0 | 0
138 | QF_WY_Hydro | 0 | 0 | 0 | 0 | 0 | 0 | 0 | 0 | 0 | 0 | 0 | 0 | 0 | 0 | 0 | 0 | 0 | 0
139 | QF_ID_Hydro | 0 | 0 | 0 | 0 | 0 | 0 | 0 | 0 | 0 | 0 | 0 | 0 | 0 | 0 | 0 | 0 | 0 | 0
140 | Dunlap | 0 | 0 | 0 | 0 | 0 | 0 | 0 | 0 | 0 | 0 | 0 | 0 | 0 | 0 | 0 | 0 | 0 | 0
141 | HighPlains_Plan | 0 | 0 | 0 | 0 | 0 | 0 | 0 | 0 | 0 | 0 | 0 | 0 | 0 | 0 | 0 | 0 | 0 | 0
142 | T3_Buttes_460457 | 0 | 0 | 0 | 0 | 0 | 0 | 0 | 0 | 0 | 0 | 0 | 0 | 0 | 0 | 0 | 0 | 0 | 0
143 | I_W_PowerCnty_I | 0 | 0 | 0 | 0 | 0 | 0 | 0 | 0 | 0 | 0 | 0 | 0 | 0 | 0 | 0 | 0 | 0 | 0
144 | I_W_PowerCnty_II | 0 | 0 | 0 | 0 | 0 | 0 | 0 | 0 | 0 | 0 | 0 | 0 | 0 | 0 | 0 | 0 | 0 | 0
145 | PAC-NOB PUR | 0 | 0 | 0 | 0 | 0 | 0 | 1.2 | 0.1 | 0.1 | 1.3 | 1.3 | 1 | 0 | 0 | 0 | 2.4 | 1.4 | 0.6
146 | SCL_New_In | 0 | 0 | 0 | 0 | 0 | 0 | 0 | 0 | 0 | 0 | 0 | 0 | 0 | 0 | 0 | 0 | 0 | 0
147 | SCL_New_Out | 0 | 0 | 0 | 0 | 0 | 0 | 0 | 0 | 0 | 0 | 0 | 0 | 0 | 0 | 0 | 0 | 0 | 0
148 | QF_RBFP_E20771 | 0 | 0 | 0 | 0 | 0 | 0 | 0 | 0 | 0 | 0 | 0 | 0 | 0 | 0 | 0 | 0 | 0 | 0
149 | ConstEng_E999691 | 0 | 0 | 0 | 0 | 0 | 0 | 0 | 0 | 0 | 0 | 0 | 0 | 0 | 0 | 0 | 0 | 0 | 0
150 | TMF_BioF_E20958 | 0 | 0 | 0 | 0 | 0 | 0 | 0 | 0.1 | 19.7 | 0 | 0 | 0 | 0 | 0 | 0 | 0 | 0.1 | 19.7
151 | PAC-NOB SALE | 0 | 0 | 0 | 0 | 0 | 0 | 0 | 0 | 0 | 0 | 0 | 0 | 0 | 0 | 0 | 0 | 0 | 0
152 | I_Naughton3_GCF | 19.3 | 18.6 | 1 | 0 | 0 | 0 | 9.2 | 109.8 | 11.9 | 0 | 0 | 0 | 0 | 0 | 0 | 28.5 | 128.4 | 4.5
153 | BHPL_27013R_MC_S | 0 | 0 | 0 | 0 | 0 | 0 | 0 | 0 | 0 | 0 | 0 | 0 | 0 | 0 | 0 | 0 | 0 | 0
154 | BHPL_27013R_US_S | 0 | 0 | 0 | 0 | 0 | 0 | 0 | 0 | 0 | 0 | 0 | 0 | 0 | 0 | 0 | 0 | 0 | 0
155 | UMPA_45631R_S | 0 | 0 | 0 | 0 | 0 | 0 | 0 | 0 | 0 | 0 | 0 | 0 | 0 | 0 | 0 | 0 | 0 | 0
156 | NonOwnRes_Wa | 0 | 0 | 0 | 0 | 0 | 0 | 0 | 0 | 0 | 0 | 0 | 0 | 0 | 0 | 0 | 0 | 0 | 0
157 | NonOwnRes_WM | 0 | 0 | 0 | 0 | 0 | 0 | 0 | 0 | 0 | 0 | 0 | 0 | 0 | 0 | 0 | 0 | 0 | 0
158 | NonOwnRes_Go | 0 | 0 | 0 | 0 | 0 | 0 | 0 | 0 | 0 | 0 | 0 | 0 | 0 | 0 | 0 | 0 | 0 | 0
159 | NonOwnRes_Wy | 0 | 0 | 0 | 0 | 0 | 0 | 0 | 0 | 0 | 0 | 0 | 0 | 0 | 0 | 0 | 0 | 0 | 0
160 | NonOwnRes_Ut | 0 | 0 | 0 | 0 | 0 | 0 | 0 | 0 | 0 | 0 | 0 | 0 | 0 | 0 | 0 | 0 | 0 | 0
161 | DorenaHyd_20887 | 0 | 0 | 0 | 0 | 0 | 0 | 0 | 0 | 0 | 0 | 0 | 0 | 0 | 0 | 0 | 0 | 0 | 0
162 | QF_Bioms1_234159 | 0 | 0 | 0 | 0 | 0 | 0 | 0 | 0 | 0 | 0 | 0 | 0 | 0 | 0 | 0 | 0 | 0 | 0
163 | QF_W_MC_FivePine | 0 | 0 | 0 | 0 | 0 | 0 | 0 | 0 | 0 | 0 | 0 | 0 | 0 | 0 | 0 | 0 | 0 | 0
164 | QF_W_MC_NorthPt | 0 | 0 | 0 | 0 | 0 | 0 | 0 | 0 | 0 | 0 | 0 | 0 | 0 | 0 | 0 | 0 | 0 | 0
165 | ObsidianBlkCap | 0 | 0 | 0 | 0 | 0 | 0 | 0 | 0 | 0 | 0 | 0 | 0 | 0 | 0 | 0 | 0 | 0 | 0
166 | QF_CA_Biomass | 0 | 0 | 0 | 0 | 0 | 0 | 0 | 0 | 0 | 0 | 0 | 0 | 0 | 0 | 0 | 0 | 0 | 0
167 | QF_ID_Biomass | 0 | 0 | 0 | 0 | 0 | 0 | 0 | 0 | 0 | 0 | 0 | 0 | 0 | 0 | 0 | 0 | 0 | 0
168 | QF_UTN_Wind | 0 | 0 | 0 | 0 | 0 | 0 | 0 | 0 | 0 | 0 | 0 | 0 | 0 | 0 | 0 | 0 | 0 | 0
169 | QF_WAYA_Hydro | 0 | 0 | 0 | 0 | 0 | 0 | 0 | 0 | 0 | 0 | 0 | 0 | 0 | 0 | 0 | 0 | 0 | 0
170 | QF_WY_Wind | 0 | 0 | 0 | 0 | 0 | 0 | 0 | 0 | 0 | 0 | 0 | 0 | 0 | 0 | 0 | 0 | 0 | 0
171 | DSM_CooKeeper_Te | 0 | 0 | 0 | 0 | 0 | 0 | 6.4 | 30.5 | 4.8 | 11.3 | 107.2 | 9.5 | 0 | 0 | 0 | 17.7 | 137.7 | 7.8
172 | DSM_UT_Irrigate_ | 0 | 0 | 0 | 0 | 0 | 0 | 1.4 | 7 | 5.1 | 5 | 50.3 | 10.1 | 0 | 0 | 0 | 6.4 | 57.2 | 9
173 | BHPL_27013R_WYNE | 0 | 0 | 0 | 0 | 0 | 0 | 0 | 0 | 0 | 0 | 0 | 0 | 0 | 0 | 0 | 0 | 0 | 0
174 | BHPL_27013R_JB | 0 | 0 | 0 | 0 | 0 | 0 | 0 | 0 | 0 | 0 | 0 | 0 | 0 | 0 | 0 | 0 | 0 | 0
175 | QF_Latigo_21022 | 0 | 0 | 0 | 0 | 0 | 0 | 0 | 0 | 0 | 0 | 0 | 0 | 0 | 0 | 0 | 0 | 0 | 0
176 | Buckhorn_Solar | 0 | 0 | 0 | 0 | 0 | 0 | 0 | 0 | 0 | 0 | 0 | 0 | 0 | 0 | 0 | 0 | 0 | 0
177 | CedarValley_Sola | 0 | 0 | 0 | 0 | 0 | 0 | 0 | 0 | 0 | 0 | 0 | 0 | 0 | 0 | 0 | 0 | 0 | 0
178 | Beryl_Solar | 0 | 0 | 0 | 0 | 0 | 0 | 0 | 0 | 0 | 0 | 0 | 0 | 0 | 0 | 0 | 0 | 0 | 0
179 | Greenvile_Solar | 0 | 0 | 0 | 0 | 0 | 0 | 0 | 0 | 0 | 0 | 0 | 0 | 0 | 0 | 0 | 0 | 0 | 0
180 | MilfordFlat_Sola | 0 | 0 | 0 | 0 | 0 | 0 | 0 | 0 | 0 | 0 | 0 | 0 | 0 | 0 | 0 | 0 | 0 | 0
181 | QF_UTN_Solar | 0 | 0 | 0 | 0 | 0 | 0 | 0 | 0 | 0 | 0 | 0 | 0 | 0 | 0 | 0 | 0 | 0 | 0
182 | QF_FiddlerCanyon | 0 | 0 | 0 | 0 | 0 | 0 | 0 | 0 | 0 | 0 | 0 | 0 | 0 | 0 | 0 | 0 | 0 | 0
183 | QF_SouthMilford_ | 0 | 0 | 0 | 0 | 0 | 0 | 0 | 0 | 0 | 0 | 0 | 0 | 0 | 0 | 0 | 0 | 0 | 0
184 | QF_Manderfield_2 | 0 | 0 | 0 | 0 | 0 | 0 | 0 | 0 | 0 | 0 | 0 | 0 | 0 | 0 | 0 | 0 | 0 | 0
185 | QF_GranitePeak_2 | 0 | 0 | 0 | 0 | 0 | 0 | 0 | 0 | 0 | 0 | 0 | 0 | 0 | 0 | 0 | 0 | 0 | 0
186 | QF_LahoSolar_210 | 0 | 0 | 0 | 0 | 0 | 0 | 0 | 0 | 0 | 0 | 0 | 0 | 0 | 0 | 0 | 0 | 0 | 0
187 | OSIP_Projects | 0 | 0 | 0 | 0 | 0 | 0 | 0 | 0 | 0 | 0 | 0 | 0 | 0 | 0 | 0 | 0 | 0 | 0
188 | PSCO_FC_340325_o | 0 | 0 | 0 | 0 | 0 | 0 | 0 | 0 | 0 | 0 | 0 | 0 | 0 | 0 | 0 | 0 | 0 | 0
189 | Tri-State_27057 | 0 | 0 | 0 | 0 | 0 | 0 | 0 | 0 | 0 | 0 | 0 | 0 | 0 | 0 | 0 | 0 | 0 | 0
190 | BevansPoint | 0 | 0 | 0 | 0 | 0 | 0 | 0 | 0 | 0 | 0 | 0 | 0 | 0 | 0 | 0 | 0 | 0 | 0
191 | MagCorp_144408 | 0 | 0 | 0 | 0 | 0 | 0 | 0 | 0 | 0 | 682.2 | 8168.9 | 12 | 0 | 0 | 0 | 682.2 | 8168.9 | 12
192 | Nucor_137328 | 0 | 0 | 0 | 0 | 0 | 0 | 0 | 0 | 0 | 534.3 | 6394.6 | 12 | 0 | 0 | 0 | 534.3 | 6394.6 | 12
193 | MonsanCur_145258 | 0 | 0 | 0 | 0 | 0 | 0 | 0 | 0 | 0 | 0 | 0 | 0 | 0 | 0 | 0 | 0 | 0 | 0
194 | NonOR_Goshen_Off | 0 | 0 | 0 | 0 | 0 | 0 | 0 | 0 | 0 | 0 | 0 | 0 | 0 | 0 | 0 | 0 | 0 | 0
195 | NonOR_Utah_Off | 0 | 0 | 0 | 0 | 0 | 0 | 0 | 0 | 0 | 0 | 0 | 0 | 0 | 0 | 0 | 0 | 0 | 0
196 | NonOR_Walla_Off | 0 | 0 | 0 | 0 | 0 | 0 | 0 | 0 | 0 | 0 | 0 | 0 | 0 | 0 | 0 | 0 | 0 | 0
197 | NonOR_WMain_Off | 0 | 0 | 0 | 0 | 0 | 0 | 0 | 0 | 0 | 0 | 0 | 0 | 0 | 0 | 0 | 0 | 0 | 0
198 | SCL_New_Reserve | 0 | 0 | 0 | 0 | 0 | 0 | 0 | 0 | 0 | 0 | 0 | 0 | 0 | 0 | 0 | 0 | 0 | 0
199 | QF_Kennecott | 0 | 0 | 0 | 0 | 0 | 0 | 0 | 0 | 0 | 0 | 0 | 0 | 0 | 0 | 0 | 0 | 0 | 0
200 | OldMill_Solar | 0 | 0 | 0 | 0 | 0 | 0 | 0 | 0 | 0 | 0 | 0 | 0 | 0 | 0 | 0 | 0 | 0 | 0
201 | LakeSide2 | 1138.5 | 1306.5 | 1.1 | 0 | 0 | 0 | 28.7 | 77 | 2.7 | 0 | 0 | 0 | 0 | 0 | 0 | 1167.2 | 1383.6 | 1.2
| SYSTEM TOTAL | 3786.3 | ****** | 7.8 | 0 | 0 | 0 | 3316.3 | ****** | 13.7 | 2172.3 | ****** | 18.4 | 0 | 0 | 0 | 9274.9 | ****** | 12.4
Ancil | lary S | ervices Deficit R | eport
----- | ------ | ----------------- | -----
|  |  | ---------------- | #NAME? | ncillary S | ervices -- | ---------- | ----------
[5 empty] | Required | Available | Deficit | DefCost
No. | Type | Deficit Area | Name | Hrs | GWh | GWh | GWh | 0
--- | ---- | ---------------- | ---------------- | ------ | --------- | --------- | --------- | ---------
1 | CA | PAC EAST | REG.UP | 254 | 2859.5 | 2859 | 0.4 | 35.8
2 | CA | PAC EAST | REG.DOWN | 0 | 0 | 0 | 0 | 0
3 | CA | PAC EAST | SPIN | 401 | 2194.5 | 2192.9 | 1.5 | 155.7
4 | CA | PAC EAST | NONSPIN | 0 | 1506.1 | 1506.1 | 0 | 0
5 | CA | PAC EAST | NONSPIN2 | 0 | 0 | 0 | 0 | 0
6 | CA | PAC WEST | REG.UP | 0 | 927.2 | 927.2 | 0 | 0
7 | CA | PAC WEST | REG.DOWN | 0 | 0 | 0 | 0 | 0
8 | CA | PAC WEST | SPIN | 69 | 1123.3 | 1123.3 | 0 | 0
9 | CA | PAC WEST | NONSPIN | 58 | 666.2 | 666.2 | 0 | 0
10 | CA | PAC WEST | NONSPIN2 | 0 | 0 | 0 | 0 | 0
Stati | on Report
----- | ---------
|  |  | Aux | Cap |  |  | Heat H | ours | Fuel/P | rch Cost | Star | t Star | t O&M | O&M | Opert | Total | Total
|  | Energy | Dmnd | Fctr | Sta- | FuelBurn | Rate | per | ¢/MBtu | <F> $0 | 00 Fu | el Co | st Fix | ed V | ar Co | st Co | st Cost
No. | Station | GWh | GWh | % | rts | GBtu | Btu/kWh | Unit | $/MWh | <P> $00 | 0 GBt | u $00 | 0 $00 | 0 $00 | 0 $/MW | h $/MW | h $000
--- | ---------------- | -------- | ------ | ----- | ---- | --------- | ------ | ---- | ------ | --- ----- | ---- | ----- | ------ | ----- | ------ | ------ | --------
1 | BearRiver | 148.4 | 0 | 29.5 | 0 |  |  | 8760 | 0 | 0 |  | 0 | 0 | 0 | 0 | 0 | 0
2 | Clearwater1 | 33.4 | 0 | 97.5 | 0 |  |  | 8760 | 0 | 0 |  | 0 | 0 | 0 | 0 | 0 | 0
3 | Clearwater2 | 45 | 0 | 99 | 0 |  |  | 8760 | 0 | 0 |  | 0 | 0 | 0 | 0 | 0 | 0
4 | FishCreek | 36.5 | 0 | 100 | 0 |  |  | 8760 | 0 | 0 |  | 0 | 0 | 0 | 0 | 0 | 0
5 | GemState_99489 | 49.7 | 0 | 100 | 0 |  |  | 8760 | 0 | 0 |  | 0 | 0 | 0 | 0 | 0 | 0
6 | IronGate | 132.6 | 0 | 100 | 0 |  |  | 8760 | 0 | 0 |  | 0 | 0 | 0 | 0 | 0 | 0
7 | JCBoyle | 322.7 | 0 | 100 | 0 |  |  | 8760 | 0 | 0 |  | 0 | 0 | 0 | 0 | 0 | 0
8 | Lemolo1 | 134.8 | 0 | 96 | 0 |  |  | 8760 | 0 | 0 |  | 0 | 0 | 0 | 0 | 0 | 0
9 | Lemolo2 | 149.4 | 0 | 100 | 0 |  |  | 8760 | 0 | 0 |  | 0 | 0 | 0 | 0 | 0 | 0
10 | Merwin | 417.1 | 0 | 100 | 0 |  |  | 8760 | 0 | 0 |  | 0 | 0 | 0 | 0 | 0 | 0
11 | SmallEastHydro | 110.1 | 0 | 100 | 0 |  |  | 8760 | 0 | 0 |  | 0 | 0 | 0 | 0 | 0 | 0
12 | SodaSprings | 43.2 | 0 | 100 | 0 |  |  | 8760 | 0 | 0 |  | 0 | 0 | 0 | 0 | 0 | 0
13 | Swift1 | 744 | 0 | 34.2 | 0 |  |  | 8760 | 0 | 0 |  | 0 | 0 | 0 | 0 | 0 | 0
14 | Swift2 | 228.8 | 0 | 94.5 | 0 |  |  | 8760 | 0 | 0 |  | 0 | 0 | 0 | 0 | 0 | 0
15 | UKL | 0 | 0 | 0 | 0 |  |  | 0 | 0 | 0 |  | 0 | 0 | 0 | 0 | 0 | 0
16 | Yale | 631.1 | 0 | 43.4 | 0 |  |  | 8760 | 0 | 0 |  | 0 | 0 | 0 | 0 | 0 | 0
17 | Blundell | 242.5 | 0 | 91.1 | 1 | 2424.7 | 10000 | 8424 | 0 | 0 | 0 | 0 | 0 | 645 | 2.66 | 2.66 | 645
18 | Carbon1 | 99.6 | 0 | 73.8 | 0 | 1229.4 | 12337 | 2160 | 194.5 | 2391 | 0 | 0 | 0 | 227 | 26.27 | 26.27 | 2618
19 | Carbon2 | 170.1 | 0 | 82 | 0 | 1993.4 | 11717 | 2160 | 194.5 | 3877 | 0 | 0 | 0 | 388 | 25.06 | 25.06 | 4264
20 | Cholla4 | 2723.2 | 0 | 84.6 | 0 | 28965.2 | 10636 | 8760 | 226.8 | 65700 | 0 | 0 | 36049 | 1961 | 24.85 | 38.08 | 103710
21 | Colstrip3 | 621.7 | 0 | 99.5 | 0 | 6673.6 | 10735 | 8760 | 131.4 | 8766 | 0 | 0 | 5005 | 817 | 15.42 | 23.47 | 14587
22 | Colstrip4 | 621.6 | 0 | 99.5 | 0 | 6742.7 | 10848 | 8760 | 131.4 | 8857 | 0 | 0 | 4878 | 831 | 15.59 | 23.43 | 14566
23 | Craig1 | 668.2 | 0 | 94.3 | 12 | 6665 | 9975 | 8615 | 205.5 | 13694 | 1 | 3 | 7494 | 0 | 20.49 | 31.72 | 21192
24 | Craig2 | 686.3 | 0 | 96.4 | 0 | 6943.3 | 10117 | 8760 | 205.5 | 14266 | 0 | 0 | 8129 | 0 | 20.79 | 32.63 | 22395
25 | GadsbyGT3 | 0 | 0 | 0 | 1 | 0.6 | 14336 | 4 | 403.9 | 2 | 0 | 0 | 0 | 0 | 61.82 | 65.56 | 3
26 | Gadsby1 | 0 | 0 | 0 | 1 | 0.6 | 18399 | 2 | 403.9 | 3 | 4 | 16 | 0 | 0 | 77.93 | 552.44 | 19
27 | Gadsby2 | 0 | 0 | 0 | 1 | 0.7 | 17650 | 2 | 403.9 | 3 | 4 | 16 | 0 | 0 | 74.91 | 478.24 | 19
28 | Gadsby3 | 0.1 | 0 | 0 | 1 | 0.7 | 14716 | 2 | 403.9 | 3 | 5 | 19 | 0 | 0 | 63.05 | 445.18 | 22
29 | GadsbyGT2 | 0 | 0 | 0 | 1 | 0.6 | 14243 | 4 | 403.9 | 2 | 0 | 0 | 0 | 0 | 61.44 | 65.18 | 3
30 | GadsbyGT1 | 0 | 0 | 0 | 1 | 0.6 | 14290 | 4 | 403.9 | 2 | 0 | 0 | 0 | 0 | 61.63 | 65.37 | 3
31 | Hayden1 | 242.3 | 0 | 67.1 | 1 | 2519 | 10395 | 6540 | 240.7 | 6064 | 0 | 0 | 6734 | 191 | 25.81 | 53.6 | 12989
32 | Hayden2 | 225.1 | 0 | 80.7 | 0 | 2288.2 | 10167 | 8760 | 240.7 | 5508 | 0 | 0 | 3678 | 0 | 24.47 | 40.82 | 9186
33 | Hermiston2 | 1123.5 | 0 | 55.4 | 129 | 8399.8 | 7476 | 6014 | 405.5 | 34064 | 119 | 486 | 0 | 1067 | 31.27 | 31.7 | 35617
34 | Hunter3 | 3718.3 | 0 | 96.5 | 0 | 37749.8 | 10153 | 8760 | 186.1 | 70248 | 0 | 0 | 24168 | 0 | 18.89 | 25.39 | 94416
35 | Hunter1 | 3339 | 0 | 97.6 | 0 | 34909 | 10455 | 8760 | 186.1 | 64962 | 0 | 0 | 37275 | 467 | 19.6 | 30.76 | 102705
36 | Hunter2 | 2004.7 | 0 | 90.8 | 2 | 20348.6 | 10150 | 8065 | 186.1 | 37866 | 3 | 81 | 19580 | 0 | 18.89 | 28.7 | 57528
37 | Huntington1 | 3770.3 | 0 | 99.6 | 0 | 36357 | 9643 | 8760 | 162.3 | 59025 | 0 | 0 | 25192 | 0 | 15.66 | 22.34 | 84217
38 | Huntington2 | 3179.3 | 0 | 89.7 | 2 | 32264.8 | 10148 | 7902 | 162.3 | 52381 | 4 | 99 | 34338 | 0 | 16.48 | 27.31 | 86818
39 | JBridger1 | 2717.7 | 0 | 96 | 1 | 27905.6 | 10268 | 8682 | 191.3 | 53392 | 2 | 68 | 18298 | 679 | 19.9 | 26.65 | 72437
40 | JBridger2 | 2774 | 0 | 93.8 | 1 | 28722.4 | 10354 | 8682 | 191.3 | 54955 | 3 | 89 | 21071 | 666 | 20.05 | 27.68 | 76781
41 | JBridger3 | 1889.3 | 0 | 69.1 | 2 | 19784.3 | 10472 | 6576 | 191.3 | 37853 | 18 | 499 | 29184 | 2097 | 21.15 | 36.86 | 69633
42 | JBridger4 | 2683.2 | 0 | 93 | 1 | 27718.9 | 10331 | 8682 | 191.3 | 53034 | 4 | 122 | 16572 | 859 | 20.09 | 26.31 | 70588
43 | JamesRiverCG | 121.4 | 0 | 97.2 | 1 | 874 | 7200 | 8520 | 0 | 0 | 0 | 0 | 0 | 11866 | 97.76 | 97.76 | 11866
44 | Johnston1 | 765.8 | 0 | 90.7 | 0 | 8508.5 | 11111 | 8760 | 106.8 | 9091 | 0 | 0 | 6435 | 207 | 12.14 | 20.54 | 15733
45 | Johnston2 | 790.7 | 0 | 91.2 | 0 | 8697.4 | 11000 | 8760 | 106.8 | 9293 | 0 | 0 | 7562 | 198 | 12 | 21.57 | 17053
46 | Johnston3 | 1452.9 | 0 | 80.5 | 2 | 16640 | 11453 | 7898 | 106.8 | 17779 | 8 | 236 | 23357 | 538 | 12.61 | 28.85 | 41910
47 | Johnston4 | 2526.2 | 0 | 95.7 | 0 | 27009.8 | 10692 | 8760 | 106.8 | 28859 | 0 | 0 | 22750 | 783 | 11.73 | 20.74 | 52392
48 | Naughton1 | 1047.2 | 0 | 80.8 | 0 | 10864.4 | 10375 | 8760 | 213.4 | 23185 | 0 | 0 | 11247 | 356 | 22.48 | 33.22 | 34788
49 | Naughton2 | 1198.8 | 0 | 70.7 | 2 | 12553 | 10471 | 7865 | 213.4 | 26788 | 3 | 13 | 23117 | 420 | 22.7 | 41.99 | 50337
50 | WestValleyCi GT1 | 0 | 0 | 0 | 0 | 0 | 0 | 0 | 0 | 0 | 0 | 0 | 0 | 0 | 0 | 0 | 0
51 | WestValleyCi GT4 | 0 | 0 | 0 | 0 | 0 | 0 | 0 | 0 | 0 | 0 | 0 | 0 | 0 | 0 | 0 | 0
52 | WestValleyCi GT5 | 0 | 0 | 0 | 0 | 0 | 0 | 0 | 0 | 0 | 0 | 0 | 0 | 0 | 0 | 0 | 0
53 | WestValleyCi GT3 | 0 | 0 | 0 | 0 | 0 | 0 | 0 | 0 | 0 | 0 | 0 | 0 | 0 | 0 | 0 | 0
54 | WestValleyCi GT2 | 0 | 0 | 0 | 0 | 0 | 0 | 0 | 0 | 0 | 0 | 0 | 0 | 0 | 0 | 0 | 0
55 | Wyodak1 | 1714.9 | 0 | 75.5 | 2 | 20754.3 | 12103 | 7922 | 110.5 | 22943 | 4 | 106 | 21495 | 600 | 13.73 | 26.32 | 45143
56 | CurrantCreek | 1698.9 | 0 | 37.2 | 264 | 12068.1 | 7103 | 4157 | 393.9 | 47531 | 914 | 3621 | 0 | 6140 | 31.59 | 33.72 | 57293
57 | BigFork | 25.3 | 0 | 100 | 0 |  |  | 8760 | 0 | 0 |  | 0 | 0 | 0 | 0 | 0 | 0
58 | LakeSide | 2374.7 | 0 | 53 | 178 | 16771.6 | 7063 | 6606 | 393 | 65920 | 629 | 2525 | 0 | 6865 | 30.65 | 31.71 | 75310
59 | PAC-COB SALE | -894.2 | 0 | 79.8 | 282 |  |  | 7074 | 40 | -35794 |  | 0 | 0 | 0 | 40.03 | 40.03 | -35794
60 | PAC-COB PUR | 362.7 | 0 | 4.1 | 309 |  |  | 1825 | 25.9 | 9381 |  | 0 | 0 | 0 | 25.86 | 25.86 | 9381
61 | PAC-MIDC SALE | -155 | 0 | 0 | 310 |  |  | 1975 | 36.4 | -5643 |  | 0 | 0 | 0 | 36.41 | 36.41 | -5643
62 | PAC-MIDC PUR | 2450 | 0 | 28 | 285 |  |  | 7102 | 30.7 | 75134 |  | 0 | 0 | 0 | 30.67 | 30.67 | 75134
63 | PAC-FC SALE | -1907.8 | 0 | 87.4 | 191 |  |  | 8311 | 34.7 | -66109 |  | 0 | 0 | 0 | 34.65 | 34.65 | -66109
64 | PAC-FC PUR | 104.3 | 0 | 1.2 | 407 |  |  | 885 | 41.5 | 4332 |  | 0 | 0 | 0 | 41.51 | 41.51 | 4332
65 | PAC-PV SALE | -3417.3 | 0 | 0.4 | 0 |  |  | 8760 | 34.4 | -117469 |  | 0 | 0 | 0 | 34.37 | 34.37 | -117469
66 | PAC-PV PUR | 0 | 0 | 0 | 493 |  |  | 1516 | 0 | 0 |  | 0 | 0 | 0 | 0 | 0 | 0
67 | RR1_100371 | 139.4 | 0 | 100 | 0 |  |  | 8760 | 35.5 | 4945 |  | 0 | 0 | 0 | 35.48 | 35.48 | 4945
68 | FC4_79207_In | 52.9 | 0 | 100 | 0 |  |  | 8760 | 0 | 0 |  | 0 | 0 | 0 | 0 | 0 | 0
69 | Monsanto_145258 | 0 | 0 | 0 | 0 |  |  | 0 | 0 | 0 |  | 0 | 0 | 0 | 0 | 0 | 0
70 | APS_27875_Supp | 115.8 | 0 | 9.5 | 0 |  |  | 8760 | 40.7 | 4716 |  | 0 | 0 | 4716 | 81.44 | 81.44 | 9431
71 | REDD_66276_Out | -127 | 0 | 100 | 0 |  |  | 8016 | 0 | 0 |  | 0 | 0 | 0 | 0 | 0 | 0
72 | Douglas_38185 | 62.1 | 0 | 100 | 0 |  |  | 8760 | 35.2 | 2187 |  | 0 | 0 | 0 | 35.23 | 35.23 | 2187
73 | PGE_Cove_83984 | 12 | 0 | 100 | 0 |  |  | 8760 | 0 | 0 |  | 0 | 0 | 0 | 0 | 0 | 0
74 | FC1_42818_Out | -45.4 | 0 | 100 | 0 |  |  | 8760 | 69 | -3131 |  | 0 | 0 | 0 | 69 | 69 | -3131
75 | FC1_63510_Out | -19.3 | 0 | 100 | 0 |  |  | 8760 | 0 | 0 |  | 0 | 0 | 0 | 0 | 0 | 0
76 | FC4_79207_Out | -50.4 | 0 | 100 | 0 |  |  | 8760 | 0 | 0 |  | 0 | 0 | 0 | 0 | 0 | 0
77 | Cowlitz_65787 | -255.2 | 0 | 100 | 0 |  |  | 8760 | 0 | 0 |  | 0 | 0 | 0 | 0 | 0 | 0
78 | SIE_64885_McNary | 1376.7 | 0 | 100 | 0 |  |  | 8760 | 0 | 0 |  | 0 | 0 | 0 | 0 | 0 | 0
79 | SMUD_24296_In | 217.4 | 0 | 100 | 0 |  |  | 8736 | 37 | 8043 |  | 0 | 0 | 0 | 37 | 37 | 8043
80 | APS_58118_FC_In | 458.3 | 0 | 100 | 0 |  |  | 8760 | 0 | 0 |  | 0 | 0 | 0 | 0 | 0 | 0
81 | APS_58119_FC_Out | -279.7 | 0 | 100 | 0 |  |  | 8760 | 0 | 0 |  | 0 | 0 | 0 | 0 | 0 | 0
82 | REDD_66276_In | 114.9 | 0 | 100 | 0 |  |  | 8016 | 0 | 0 |  | 0 | 0 | 0 | 0 | 0 | 0
83 | APS_58118_AZ_In | 113.1 | 0 | 100 | 0 |  |  | 8760 | 0 | 0 |  | 0 | 0 | 0 | 0 | 0 | 0
84 | APS_58119_AZ_Out | -291.7 | 0 | 100 | 0 |  |  | 8760 | 0 | 0 |  | 0 | 0 | 0 | 0 | 0 | 0
85 | SIE_64885_Goshen | 913.6 | 0 | 100 | 0 |  |  | 8760 | 0 | 0 |  | 0 | 0 | 0 | 0 | 0 | 0
86 | Hermiston1 | 1021.8 | 0 | 50 | 107 | 7667.7 | 7504 | 5736 | 406.3 | 31153 | 119 | 489 | 0 | 971 | 31.44 | 31.92 | 32613
87 | WCE_244520 | 177 | 0 | 100 | 0 |  |  | 8760 | 58 | 10262 |  | 0 | 0 | 0 | 57.98 | 57.98 | 10262
88 | ECH_160595 | 111.6 | 0 | 100 | 0 |  |  | 8760 | 46.5 | 5188 |  | 0 | 0 | 0 | 46.5 | 46.5 | 5188
89 | FC1_In | 128.6 | 0 | 100 | 0 |  |  | 8760 | 0 | 0 |  | 0 | 0 | 0 | 0 | 0 | 0
90 | Deseret_194277 | 554.8 | 0 | 73.9 | 65 |  |  | 8564 | 20.8 | 11533 |  | 0 | 0 | 0 | 20.79 | 20.79 | 11533
91 | DSM_ID_Irrigate | 0 | 0 | 0 | 5 |  |  | 1176 | 0 | 0 |  | 0 | 0 | 0 | 0 | 0 | 0
92 | QF_Exxon_236032 | 0 | 0 | 0 | 0 |  |  | 8760 | 0 | 0 |  | 0 | 0 | 0 | 0 | 0 | 0
93 | QF_SUNN_Ad_59965 | 58.4 | 0 | 93.9 | 2 |  |  | 8256 | 46.5 | 2714 |  | 0 | 1967 | 0 | 46.48 | 80.17 | 4681
94 | QF_SUNN_Ba_83997 | 328.4 | 0 | 93.9 | 2 |  |  | 8256 | 48.8 | 16027 |  | 0 | 9117 | 0 | 48.8 | 76.56 | 25144
95 | QF_Tesoro_519533 | 0 | 0 | 0 | 0 |  |  | 8760 | 0 | 0 |  | 0 | 0 | 0 | 0 | 0 | 0
96 | BHPL_28160_Loss | -15.6 | 0 | 100 | 0 |  |  | 8760 | 11 | -171 |  | 0 | 0 | 0 | 10.98 | 10.98 | -171
97 | Rogue | 283 | 0 | 100 | 0 |  |  | 8760 | 0 | 0 |  | 0 | 0 | 0 | 0 | 0 | 0
98 | MidColumbia | 345.5 | 0 | 64.6 | 0 |  |  | 8760 | 0 | 0 |  | 0 | 0 | 0 | 0 | 0 | 0
99 | Toketee-Slide | 288.2 | 0 | 100 | 0 |  |  | 8760 | 0 | 0 |  | 0 | 0 | 0 | 0 | 0 | 0
100 | SmallWestHydro | 20.8 | 0 | 100 | 0 |  |  | 8760 | 0 | 0 |  | 0 | 0 | 0 | 0 | 0 | 0
101 | PSCO_340325_In | 1314 | 0 | 100 | 0 |  |  | 8760 | 0 | 0 |  | 0 | 0 | 0 | 0 | 0 | 0
102 | PSCO_340325_Out | -1112.7 | 0 | 100 | 0 |  |  | 8760 | 0 | 0 |  | 0 | 0 | 0 | 0 | 0 | 0
103 | HURR_393045_S | -0.2 | 0 | 100 | 0 |  |  | 8760 | 75 | -16 |  | 0 | 0 | 0 | 75 | 75 | -16
104 | HURR_393045_P | 1.9 | 0 | 100 | 0 |  |  | 8760 | 75 | 145 |  | 0 | 0 | 0 | 75 | 75 | 145
105 | LeaningJ_317714 | 301.7 | 0 | 100 | 0 |  |  | 8760 | 0 | 0 |  | 0 | 0 | 0 | 0 | 0 | 0
106 | Marengo1_332428 | 393.5 | 0 | 100 | 0 |  |  | 8760 | 0 | 0 |  | 0 | 0 | 0 | 0 | 0 | 0
107 | GoodHill_332427 | 267.1 | 0 | 100 | 0 |  |  | 8760 | 0 | 0 |  | 0 | 0 | 0 | 0 | 0 | 0
108 | Mtn_Wind1_367721 | 151.9 | 0 | 100 | 0 |  |  | 8760 | 0 | 0 |  | 0 | 0 | 0 | 0 | 0 | 0
109 | Mtn_Wind2_398449 | 189.8 | 0 | 100 | 0 |  |  | 8760 | 0 | 0 |  | 0 | 0 | 0 | 0 | 0 | 0
110 | SpanishF_311681 | 51.7 | 0 | 100 | 0 |  |  | 8760 | 0 | 0 |  | 0 | 0 | 0 | 0 | 0 | 0
111 | OregonWF_Plan_I | 161.3 | 0 | 100 | 0 |  |  | 8760 | 106.4 | 17159 |  | 0 | 0 | 0 | 106.4 | 106.4 | 17159
112 | Marengo2_423463 | 187.4 | 0 | 100 | 0 |  |  | 8760 | 0 | 0 |  | 0 | 0 | 0 | 0 | 0 | 0
113 | Glenrock_423461 | 324 | 0 | 100 | 0 |  |  | 8760 | 0 | 0 |  | 0 | 0 | 0 | 0 | 0 | 0
114 | SevenMile_357819 | 349.9 | 0 | 100 | 0 |  |  | 8760 | 0 | 0 |  | 0 | 0 | 0 | 0 | 0 | 0
115 | Rolling_H_423462 | 292.8 | 0 | 100 | 0 |  |  | 8760 | 0 | 0 |  | 0 | 0 | 0 | 0 | 0 | 0
116 | SevenMile2_Plan | 68.9 | 0 | 100 | 0 |  |  | 8760 | 0 | 0 |  | 0 | 0 | 0 | 0 | 0 | 0
117 | Glenrock3_Plan | 124.5 | 0 | 100 | 0 |  |  | 8760 | 0 | 0 |  | 0 | 0 | 0 | 0 | 0 | 0
118 | McFadden_Ridge_I | 86.1 | 0 | 100 | 0 |  |  | 8760 | 0 | 0 |  | 0 | 0 | 0 | 0 | 0 | 0
119 | QF_EVB_351030 | 47.9 | 0 | 100 | 0 |  |  | 8736 | 66.4 | 3177 |  | 0 | 0 | 0 | 66.36 | 66.36 | 3177
120 | WEYE_Res_356685 | 0 | 0 | 0 | 0 |  |  | 0 | 0 | 0 |  | 0 | 0 | 0 | 0 | 0 | 0
121 | Chehalis | 1062.4 | 0 | 25.9 | 127 | 7763.8 | 7308 | 3209 | 412.4 | 32020 | 441 | 1851 | 0 | 3699 | 33.62 | 35.37 | 37570
122 | PAC-Mead PUR | 0 | 0 | 0 | 167 |  |  | 371 | 0 | 0 |  | 0 | 0 | 0 | 0 | 0 | 0
123 | PAC-Mead SALE | -732.7 | 0 | 64.7 | 296 |  |  | 7891 | 35.9 | -26305 |  | 0 | 0 | 0 | 35.9 | 35.9 | -26305
124 | PAC-Mona PUR | 558.2 | 0 | 6.4 | 819 |  |  | 6052 | 37.1 | 20724 |  | 0 | 0 | 0 | 37.12 | 37.12 | 20724
125 | PAC-Mona SALE | -350.8 | 0 | 53.8 | 620 |  |  | 6300 | 34.5 | -12108 |  | 0 | 0 | 0 | 34.52 | 34.52 | -12108
126 | Copco 1-2 | 267.3 | 0 | 57.9 | 0 |  |  | 8760 | 0 | 0 |  | 0 | 0 | 0 | 0 | 0 | 0
127 | Top of World | 610.3 | 0 | 100 | 0 |  |  | 8760 | 64.7 | 39481 |  | 0 | 0 | 0 | 64.69 | 64.69 | 39481
128 | QF_CA_Hydro | 33.3 | 0 | 100 | 0 |  |  | 8760 | 144.8 | 4825 |  | 0 | 0 | 0 | 144.84 | 144.84 | 4825
129 | QF_OR_Biomass | 3.7 | 0 | 100 | 0 |  |  | 8760 | 68.2 | 250 |  | 0 | 0 | 0 | 68.24 | 68.24 | 250
130 | QF_OR_Hydro | 162.4 | 0 | 100 | 0 |  |  | 8760 | 107.9 | 17512 |  | 0 | 0 | 0 | 107.86 | 107.86 | 17512
131 | QF_OR_Thermal | 125.6 | 0 | 100 | 0 |  |  | 8760 | 71 | 8917 |  | 0 | 0 | 0 | 71 | 71 | 8917
132 | QF_UTN_Biomass | 0 | 0 | 0 | 0 |  |  | 8760 | 0 | 0 |  | 0 | 0 | 0 | 0 | 0 | 0
133 | QF_UTS_Biomass | 17.7 | 0 | 100 | 0 |  |  | 8760 | 50.7 | 900 |  | 0 | 0 | 0 | 50.75 | 50.75 | 900
134 | QF_UTN_Hydro | 6.7 | 0 | 100 | 0 |  |  | 8760 | 88.9 | 593 |  | 0 | 0 | 0 | 88.89 | 88.89 | 593
135 | QF_WAYA_Biomass | 0 | 0 | 0 | 0 |  |  | 8760 | 0 | 0 |  | 0 | 0 | 0 | 0 | 0 | 0
136 | QF_WAWW_Hydro | 0 | 0 | 0 | 0 |  |  | 8760 | 0 | 0 |  | 0 | 0 | 0 | 0 | 0 | 0
137 | QF_WAYA_Wind | 0 | 0 | 0 | 0 |  |  | 8760 | 0 | 0 |  | 0 | 0 | 0 | 0 | 0 | 0
138 | QF_WY_Hydro | 11.4 | 0 | 100 | 0 |  |  | 8760 | 71.5 | 814 |  | 0 | 0 | 0 | 71.47 | 71.47 | 814
139 | QF_ID_Hydro | 112.6 | 0 | 100 | 0 |  |  | 8760 | 92.8 | 10451 |  | 0 | 0 | 0 | 92.8 | 92.8 | 10451
140 | Dunlap | 353.9 | 0 | 100 | 0 |  |  | 8760 | 0 | 0 |  | 0 | 0 | 0 | 0 | 0 | 0
141 | HighPlains_Plan | 309.6 | 0 | 100 | 0 |  |  | 8760 | 0 | 0 |  | 0 | 0 | 0 | 0 | 0 | 0
142 | T3_Buttes_460457 | 323.1 | 0 | 100 | 0 |  |  | 8760 | 63.8 | 20613 |  | 0 | 0 | 0 | 63.8 | 63.8 | 20613
143 | I_W_PowerCnty_I | 59.8 | 0 | 100 | 0 |  |  | 8760 | 76 | 4548 |  | 0 | 0 | 0 | 76.01 | 76.01 | 4548
144 | I_W_PowerCnty_II | 57.1 | 0 | 100 | 0 |  |  | 8760 | 76 | 4342 |  | 0 | 0 | 0 | 76.01 | 76.01 | 4342
145 | PAC-NOB PUR | 34.4 | 0 | 2 | 112 |  |  | 293 | 20.4 | 702 |  | 0 | 0 | 0 | 20.4 | 20.4 | 702
146 | SCL_New_In | 377.4 | 0 | 100 | 0 |  |  | 8760 | 0 | 0 |  | 0 | 0 | 0 | 0 | 0 | 0
147 | SCL_New_Out | -360.9 | 0 | 100 | 0 |  |  | 8760 | 14.6 | -5258 |  | 0 | 0 | -5258 | 29.14 | 29.14 | -10517
148 | QF_RBFP_E20771 | 12 | 0 | 100 | 0 |  |  | 8760 | 54.1 | 648 |  | 0 | 0 | 0 | 54.05 | 54.05 | 648
149 | ConstEng_E999691 | 63.2 | 0 | 100 | 0 |  |  | 8760 | 54.7 | 3458 |  | 0 | 0 | 3458 | 109.44 | 109.44 | 6916
150 | TMF_BioF_E20958 | 37.2 | 0 | 88.5 | 0 |  |  | 8760 | 0 | 0 |  | 0 | 0 | 1406 | 37.76 | 37.76 | 1406
151 | PAC-NOB SALE | 0 | 0 | 0 | 0 |  |  | 0 | 0 | 0 |  | 0 | 0 | 0 | 0 | 0 | 0
152 | I_Naughton3_GCF | 177.8 | 0 | 10.2 | 10 | 2084.3 | 11721 | 1465 | 378.9 | 7897 | 21 | 80 | 4758 | 0 | 44.41 | 71.62 | 12736
153 | BHPL_27013R_MC_S | -168.9 | 0 | 100 | 0 |  |  | 8760 | 11 | -1854 |  | 0 | 0 | 0 | 10.98 | 10.98 | -1854
154 | BHPL_27013R_US_S | -65.9 | 0 | 100 | 0 |  |  | 8760 | 11 | -724 |  | 0 | 0 | 0 | 10.98 | 10.98 | -724
155 | UMPA_45631R_S | -220.8 | 0 | 100 | 0 |  |  | 8760 | 23.2 | -5131 |  | 0 | -4396 | -5131 | 46.48 | 66.39 | -14659
156 | NonOwnRes_Wa | 0 | 0 | 0 | 0 |  |  | 8760 | 0 | 0 |  | 0 | 0 | 0 | 0 | 0 | 0
157 | NonOwnRes_WM | 0 | 0 | 0 | 0 |  |  | 8760 | 0 | 0 |  | 0 | 0 | 0 | 0 | 0 | 0
158 | NonOwnRes_Go | 0 | 0 | 0 | 0 |  |  | 8760 | 0 | 0 |  | 0 | 0 | 0 | 0 | 0 | 0
159 | NonOwnRes_Wy | 0 | 0 | 0 | 0 |  |  | 8760 | 0 | 0 |  | 0 | 0 | 0 | 0 | 0 | 0
160 | NonOwnRes_Ut | 0 | 0 | 0 | 0 |  |  | 8760 | 0 | 0 |  | 0 | 0 | 0 | 0 | 0 | 0
161 | DorenaHyd_20887 | 15.1 | 0 | 100 | 0 |  |  | 8760 | 73.5 | 1107 |  | 0 | 0 | 0 | 73.47 | 73.47 | 1107
162 | QF_Bioms1_234159 | 228.5 | 0 | 100 | 0 |  |  | 8760 | 74.9 | 17124 |  | 0 | 0 | 0 | 74.94 | 74.94 | 17124
163 | QF_W_MC_FivePine | 109.4 | 0 | 100 | 0 |  |  | 8760 | 72.7 | 7951 |  | 0 | 0 | 0 | 72.71 | 72.71 | 7951
164 | QF_W_MC_NorthPt | 239.1 | 0 | 100 | 0 |  |  | 8760 | 72.7 | 17388 |  | 0 | 0 | 0 | 72.71 | 72.71 | 17388
165 | ObsidianBlkCap | 4.7 | 0 | 100 | 0 |  |  | 8760 | 72.7 | 342 |  | 0 | 0 | 0 | 72.71 | 72.71 | 342
166 | QF_CA_Biomass | 0 | 0 | 100 | 0 |  |  | 8760 | 32.2 | 1 |  | 0 | 0 | 0 | 32.24 | 32.24 | 1
167 | QF_ID_Biomass | 10.8 | 0 | 100 | 0 |  |  | 8760 | 75.4 | 814 |  | 0 | 0 | 0 | 75.4 | 75.4 | 814
168 | QF_UTN_Wind | 0 | 0 | 0 | 0 |  |  | 8760 | 0 | 0 |  | 0 | 0 | 0 | 0 | 0 | 0
169 | QF_WAYA_Hydro | 6.7 | 0 | 100 | 0 |  |  | 8760 | 38.4 | 258 |  | 0 | 0 | 0 | 38.4 | 38.4 | 258
170 | QF_WY_Wind | 0.3 | 0 | 100 | 0 |  |  | 8760 | 60.5 | 18 |  | 0 | 0 | 0 | 60.5 | 60.5 | 18
171 | DSM_CooKeeper_Te | 0 | 0 | 0 | 6 |  |  | 1680 | 0 | 0 |  | 0 | 0 | 0 | 0 | 0 | 0
172 | DSM_UT_Irrigate_ | 0 | 0 | 0 | 4 |  |  | 1008 | 0 | 0 |  | 0 | 0 | 0 | 0 | 0 | 0
173 | BHPL_27013R_WYNE | -10.8 | 0 | 10.6 | 186 |  |  | 953 | 11 | -119 |  | 0 | 0 | 0 | 10.98 | 10.98 | -119
174 | BHPL_27013R_JB | 0 | 0 | 0 | 0 |  |  | 0 | 0 | 0 |  | 0 | 0 | 0 | 0 | 0 | 0
175 | QF_Latigo_21022 | 91.3 | 0 | 100 | 1 |  |  | 5880 | 60 | 5484 |  | 0 | 0 | 0 | 60.05 | 60.05 | 5484
176 | Buckhorn_Solar | 1.8 | 0 | 100 | 1 |  |  | 3696 | 76.3 | 140 |  | 0 | 0 | 0 | 76.3 | 76.3 | 140
177 | CedarValley_Sola | 1.8 | 0 | 100 | 1 |  |  | 3696 | 76.3 | 140 |  | 0 | 0 | 0 | 76.3 | 76.3 | 140
178 | Beryl_Solar | 1.9 | 0 | 100 | 1 |  |  | 3696 | 76.3 | 144 |  | 0 | 0 | 0 | 76.3 | 76.3 | 144
179 | Greenvile_Solar | 1.4 | 0 | 100 | 1 |  |  | 3696 | 76.3 | 103 |  | 0 | 0 | 0 | 76.3 | 76.3 | 103
180 | MilfordFlat_Sola | 1.8 | 0 | 100 | 1 |  |  | 3696 | 58.4 | 107 |  | 0 | 0 | 0 | 58.39 | 58.39 | 107
181 | QF_UTN_Solar | 0.9 | 0 | 100 | 0 |  |  | 8760 | 0 | 0 |  | 0 | 0 | 0 | 0 | 0 | 0
182 | QF_FiddlerCanyon | 11 | 0 | 100 | 1 |  |  | 5184 | 85 | 936 |  | 0 | 0 | 0 | 85 | 85 | 936
183 | QF_SouthMilford_ | 7.6 | 0 | 100 | 1 |  |  | 8424 | 58.4 | 441 |  | 0 | 0 | 0 | 58.39 | 58.39 | 441
184 | QF_Manderfield_2 | 3.2 | 0 | 100 | 1 |  |  | 5184 | 85 | 272 |  | 0 | 0 | 0 | 85 | 85 | 272
185 | QF_GranitePeak_2 | 1.8 | 0 | 100 | 1 |  |  | 3696 | 58.4 | 107 |  | 0 | 0 | 0 | 58.39 | 58.39 | 107
186 | QF_LahoSolar_210 | 1.8 | 0 | 100 | 1 |  |  | 3696 | 58.4 | 107 |  | 0 | 0 | 0 | 58.39 | 58.39 | 107
187 | OSIP_Projects | 3.9 | 0 | 100 | 0 |  |  | 8760 | 0 | 0 |  | 0 | 0 | 0 | 0 | 0 | 0
188 | PSCO_FC_340325_o | 0 | 0 | 0 | 0 |  |  | 0 | 0 | 0 |  | 0 | 0 | 0 | 0 | 0 | 0
189 | Tri-State_27057 | 91.5 | 0 | 63.8 | 296 |  |  | 5331 | 15.5 | 1418 |  | 0 | 0 | 0 | 15.49 | 15.49 | 1418
190 | BevansPoint | 3.4 | 0 | 100 | 1 |  |  | 6624 | 78.9 | 267 |  | 0 | 0 | 0 | 78.86 | 78.86 | 267
191 | MagCorp_144408 | 0 | 0 | 0 | 0 |  |  | 0 | 0 | 0 |  | 0 | 0 | 0 | 0 | 0 | 0
192 | Nucor_137328 | 0 | 0 | 0 | 0 |  |  | 0 | 0 | 0 |  | 0 | 0 | 0 | 0 | 0 | 0
193 | MonsanCur_145258 | 0 | 0 | 0 | 0 |  |  | 0 | 0 | 0 |  | 0 | 0 | 0 | 0 | 0 | 0
194 | NonOR_Goshen_Off | 0 | 0 | 0 | 0 |  |  | 8760 | 0 | 0 |  | 0 | 0 | 0 | 0 | 0 | 0
195 | NonOR_Utah_Off | 0 | 0 | 0 | 0 |  |  | 8760 | 0 | 0 |  | 0 | 0 | 0 | 0 | 0 | 0
196 | NonOR_Walla_Off | 0 | 0 | 0 | 0 |  |  | 8760 | 0 | 0 |  | 0 | 0 | 0 | 0 | 0 | 0
197 | NonOR_WMain_Off | 0 | 0 | 0 | 0 |  |  | 8760 | 0 | 0 |  | 0 | 0 | 0 | 0 | 0 | 0
198 | SCL_New_Reserve | 0 | 0 | 0 | 0 |  |  | 0 | 0 | 0 |  | 0 | 0 | 0 | 0 | 0 | 0
199 | QF_Kennecott | 84.3 | 0 | 100 | 0 |  |  | 8760 | 0 | 0 |  | 0 | 0 | 0 | 0 | 0 | 0
200 | OldMill_Solar | 5.7 | 0 | 100 | 1 |  |  | 4416 | 0 | 0 |  | 0 | 0 | 0 | 0 | 0 | 0
201 | LakeSide2 | 3866.8 | 0 | 68.1 | 2 | 26353.3 | 6815 | 8723 | 396 | 104369 | 8 | 32 | 24303 | 12479 | 30.22 | 36.51 | 141183
SYSTE | M PRODUCTION | 63661 | 0 |  | 5723 | 519218.7 | 9738 |  |  | 1162311 | 2314 | 10451 | 449358 | 55207 | 19.13 | 26.35 | 1677328

## Study3EIM
Build ID: 000001_x64 Ventyx p. 1
MULTISYM V8.1.03 Copyright 1998-2014. All rights reserved. L0000-00 1 iter Convergent Monte 09/02/2014
2015: I15_P_WI_S3SMEIM25531 (Environmental) 02:17:37 PM
Station Group Report
--------------------
|  | Aux | Cap |  |  | Heat Hours | Fuel/P | rch Cost | Start | Star | t O&M | O&M | Opert | Total | Total
| Energy | Dmnd | Fctr | Sta- | FuelBurn | Rate per | ¢/MBtu | <F> $0 | 00 Fue | l Co | st Fix | ed V | ar Co | st Co | st Cost
No. Group | GWh | GWh | % | rts | GBtu | Btu/kWh Unit | $/MWh | <P> $00 | 0 GBtu | 0 | 0 $00 | 0 $00 | 0 $/MW | h $/MW | h $000
--- ---------------- | -------- | ------ | ----- | ---- | --------- | ------ ---- | ------ | --- ----- | ---- | ----- | ------ | ----- | ------ | ------ | --------
Native Load | 63616.6
Dump Power | 328.6 | [12 empty] | 14.1 | 4633
Aux Demand | 0
Tran. Losses | 0
LESS Resources (Export | s):
1 HydroEast | 258.5 | 0 | 42.2 | 0 |  |  | 0 | 0 |  | 0 | 0 | 0 | 0 | 0 | 0
2 HydroWest | 4148.8 | 0 | 60.9 | 0 |  |  | 0 | 0 |  | 0 | 0 | 0 | 0 | 0 | 0
3 PurchaseEast | 1284.2 | 0 | 48.4 | 70 |  |  | 39.9 | 51176 |  | 0 | 11084 | 8174 | 46.22 | 54.85 | 70434
4 RenewableEast | 369.8 | 0 | 93.8 | 16 | 2417.9 | 10000 | 0 | 8119 | 0 | 0 | 0 | 643 | 23.69 | 23.69 | 8763
5 ThermalEast | 37459.4 | 0 | 72.6 | 419 | 365672.8 | 9762 | 200.9 | 734625 | 1425 | 6126 | 342903 | 30440 | 20.42 | 29.74 | 1114095
6 ThermalWest | 14370.8 | 0 | 68.6 | 361 | 139912.5 | 9736 | 220.4 | 308390 | 710 | 3622 | 95008 | 23287 | 23.08 | 29.94 | 430307
7 IRPEast | 192.9 | 0 | 11.1 | 11 | 2256.5 | 11698 | 378.9 | 8549 | 23 | 88 | 4758 | 0 | 44.32 | 69.44 | 13396
8 MCP | -3644.8 | 0 | 0.2 | 3914 |  |  | 38.7 | -140968 |  | 0 | 0 | 0 | 38.68 | 38.68 | -140968
9 InterruptEast | 0 | 0 | 0 | 0 |  |  | 0 | 0 |  | 0 | 0 | 0 | 0 | 0 | 0
10 RenewableWest | -370.2 | 0 | 133.3 | 0 |  |  | 14.2 | -5258 |  | 0 | 0 | -3853 | 24.61 | 24.61 | -9111
11 PurchaseWest | 709.2 | 0 | 100 | 0 |  |  | 79 | 56006 |  | 0 | 0 | 0 | 78.97 | 78.97 | 56006
12 ExchangeEast | 1229.8 | 0 | 119.6 | 0 |  |  | 0 | 0 |  | 0 | 0 | 0 | 0 | 0 | 0
13 SaleWest | -443.3 | 0 | 100 | 0 |  |  | 4.2 | -1854 |  | 0 | 0 | 0 | 4.18 | 4.18 | -1854
14 SaleEast | -302.5 | 0 | 100 | 0 |  |  | 20 | -6042 |  | 0 | -4396 | -5131 | 36.93 | 51.46 | -15570
15 ExchangeWest | 1467.1 | 0 | 100 | 0 |  |  | 5.5 | 8043 |  | 0 | 0 | 0 | 5.48 | 5.48 | 8043
16 DSMEast | 0 | 0 | 0 | 7 |  |  | 0 | 0 |  | 0 | 0 | 0 | 0 | 0 | 0
Resource Totals | 63943.1 | 0 |  | 5066 | 510259.6 | 9763 |  | 1021958 | 2158 | 9836 | 449358 | 53561 | 16.82 | 24 | 1534712
Wheeling | [14 empty] | 1386
Fuel demand charges | [14 empty] | 0
Emissions costs | [14 empty] | 0
Reserve deficiencies | [14 empty] | 2406
E.N.S. | 2.1 | [12 empty] | 1000 | 2144
SYSTEM | [13 empty] | 24.02 | 1536015
Ancil | lary Services Con | tribut | ion An | d Reve | nue Re | port
----- | ----------------- | ------ | ------ | ------ | ------ | ----
|  | #NAME? | illary | Servi | ces (c | ontrib | ution, | revenu | e,rate | )
|  | #NAME? | UP |  | #NAME? | DOWN |  | #NAME? |  |  | #NAME? | PIN |  | #NAME? | PIN2 |  | #NAME? | l
No. | Station | GWh | 0 | $/MW-h | GWh | 0 | $/MW-h | GWh | 0 | $/MW-h | GWh | 0 | $/MW-h | GWh | 0 | $/MW-h | GWh | 0 | $/MW-h
--- | ---------------- | ----- | ----- | ----- | ----- | ----- | ----- | ----- | ----- | ----- | ----- | ----- | ----- | ----- | ----- | ----- | ----- | ----- | -----
1 | BearRiver | 110.3 | 122.3 | 1.1 | 0 | 0 | 0 | 15.7 | 107.1 | 6.8 | 127.8 | 2507.9 | 19.6 | 0 | 0 | 0 | 253.8 | 2737.3 | 10.8
2 | Clearwater1 | 0 | 0 | 0 | 0 | 0 | 0 | 0 | 0 | 0 | 0 | 0 | 0 | 0 | 0 | 0 | 0 | 0 | 0
3 | Clearwater2 | 0 | 0 | 0 | 0 | 0 | 0 | 0 | 0 | 0 | 0 | 0 | 0 | 0 | 0 | 0 | 0 | 0 | 0
4 | FishCreek | 0 | 0 | 0 | 0 | 0 | 0 | 0 | 0 | 0 | 0 | 0 | 0 | 0 | 0 | 0 | 0 | 0 | 0
5 | GemState_99489 | 0 | 0 | 0 | 0 | 0 | 0 | 0 | 0 | 0 | 0 | 0 | 0 | 0 | 0 | 0 | 0 | 0 | 0
6 | IronGate | 0 | 0 | 0 | 0 | 0 | 0 | 0 | 0 | 0 | 0 | 0 | 0 | 0 | 0 | 0 | 0 | 0 | 0
7 | JCBoyle | 0 | 0 | 0 | 0 | 0 | 0 | 0 | 0 | 0 | 0 | 0 | 0 | 0 | 0 | 0 | 0 | 0 | 0
8 | Lemolo1 | 0 | 0 | 0 | 0 | 0 | 0 | 0 | 0 | 0 | 0.9 | 14.2 | 15.8 | 0 | 0 | 0 | 0.9 | 14.2 | 15.8
9 | Lemolo2 | 0 | 0 | 0 | 0 | 0 | 0 | 0 | 0 | 0 | 0 | 0 | 0 | 0 | 0 | 0 | 0 | 0 | 0
10 | Merwin | 0 | 0 | 0 | 0 | 0 | 0 | 0 | 0 | 0 | 0 | 0 | 0 | 0 | 0 | 0 | 0 | 0 | 0
11 | SmallEastHydro | 0 | 0 | 0 | 0 | 0 | 0 | 0 | 0 | 0 | 0 | 0 | 0 | 0 | 0 | 0 | 0 | 0 | 0
12 | SodaSprings | 0 | 0 | 0 | 0 | 0 | 0 | 0 | 0 | 0 | 0 | 0 | 0 | 0 | 0 | 0 | 0 | 0 | 0
13 | Swift1 | 589.3 | ****** | 29.8 | 0 | 0 | 0 | 451.3 | ****** | 52.4 | 142.4 | 6492.4 | 45.6 | 0 | 0 | 0 | 1182.9 | ****** | 40.3
14 | Swift2 | 0 | 0 | 0 | 0 | 0 | 0 | 0 | 0 | 0 | 0 | 0 | 0 | 0 | 0 | 0 | 0 | 0 | 0
15 | UKL | 0 | 0 | 0 | 0 | 0 | 0 | 0 | 0 | 0 | 0 | 0 | 0 | 0 | 0 | 0 | 0 | 0 | 0
16 | Yale | 119 | 4157.9 | 34.9 | 0 | 0 | 0 | 205.8 | 7449.3 | 36.2 | 147 | ****** | 69.1 | 0 | 0 | 0 | 471.8 | ****** | 46.1
17 | Blundell | 0 | 0 | 0 | 0 | 0 | 0 | 10.9 | 157 | 14.4 | 0 | 0 | 0 | 0 | 0 | 0 | 10.9 | 157 | 14.4
18 | Carbon1 | 12.9 | 25.2 | 2 | 0 | 0 | 0 | 1.3 | 9.2 | 6.8 | 0 | 0 | 0 | 0 | 0 | 0 | 14.2 | 34.3 | 2.4
19 | Carbon2 | 12.3 | 25.4 | 2.1 | 0 | 0 | 0 | 1.2 | 7.6 | 6.3 | 0 | 0 | 0 | 0 | 0 | 0 | 13.5 | 32.9 | 2.4
20 | Cholla4 | 185.1 | 197.7 | 1.1 | 0 | 0 | 0 | 20 | 78.7 | 3.9 | 0 | 0 | 0 | 0 | 0 | 0 | 205.1 | 276.4 | 1.3
21 | Colstrip3 | 0 | 0 | 0 | 0 | 0 | 0 | 0 | 0 | 0 | 3.3 | 1.5 | 0.5 | 0 | 0 | 0 | 3.3 | 1.5 | 0.5
22 | Colstrip4 | 0 | 0 | 0 | 0 | 0 | 0 | 0 | 0 | 0 | 3.3 | 1.2 | 0.4 | 0 | 0 | 0 | 3.3 | 1.2 | 0.4
23 | Craig1 | 0 | 0 | 0 | 0 | 0 | 0 | 0 | 0 | 0 | 0 | 0 | 0 | 0 | 0 | 0 | 0 | 0 | 0
24 | Craig2 | 0 | 0 | 0 | 0 | 0 | 0 | 0 | 0 | 0 | 0 | 0 | 0 | 0 | 0 | 0 | 0 | 0 | 0
25 | GadsbyGT3 | 0 | 0 | 0 | 0 | 0 | 0 | 0 | 0 | 0 | 0 | 0 | 0 | 0 | 0 | 0 | 0 | 0 | 0
26 | Gadsby1 | 0 | 0 | 0 | 0 | 0 | 0 | 0 | 0 | 0 | 0 | 0 | 0 | 0 | 0 | 0 | 0 | 0 | 0
27 | Gadsby2 | 0 | 0 | 0 | 0 | 0 | 0 | 0 | 0 | 0 | 0 | 0 | 0 | 0 | 0 | 0 | 0 | 0 | 0
28 | Gadsby3 | 0 | 0 | 0 | 0 | 0 | 0 | 0 | 0 | 0 | 0 | 0 | 0 | 0 | 0 | 0 | 0 | 0 | 0
29 | GadsbyGT2 | 0 | 0 | 0 | 0 | 0 | 0 | 0 | 0 | 0 | 0 | 0 | 0 | 0 | 0 | 0 | 0 | 0 | 0
30 | GadsbyGT1 | 0 | 0 | 0 | 0 | 0 | 0 | 0 | 0 | 0 | 0 | 0 | 0 | 0 | 0 | 0 | 0 | 0 | 0
31 | Hayden1 | 0 | 0 | 0 | 0 | 0 | 0 | 0 | 0 | 0 | 0 | 0 | 0 | 0 | 0 | 0 | 0 | 0 | 0
32 | Hayden2 | 0 | 0 | 0 | 0 | 0 | 0 | 0 | 0 | 0 | 0 | 0 | 0 | 0 | 0 | 0 | 0 | 0 | 0
33 | Hermiston2 | 54 | 9 | 0.2 | 0 | 0 | 0 | 41.6 | 10.1 | 0.2 | 52.7 | 9.8 | 0.2 | 0 | 0 | 0 | 148.3 | 28.9 | 0.2
34 | Hunter3 | 58 | 63.5 | 1.1 | 0 | 0 | 0 | 7.2 | 69.1 | 9.5 | 0 | 0 | 0 | 0 | 0 | 0 | 65.3 | 132.5 | 2
35 | Hunter1 | 37.5 | 48.7 | 1.3 | 0 | 0 | 0 | 7.5 | 81.6 | 10.9 | 0 | 0 | 0 | 0 | 0 | 0 | 45 | 130.3 | 2.9
36 | Hunter2 | 23.2 | 33.3 | 1.4 | 0 | 0 | 0 | 5.2 | 62 | 12 | 0 | 0 | 0 | 0 | 0 | 0 | 28.3 | 95.3 | 3.4
37 | Huntington1 | 10.4 | 14.1 | 1.4 | 0 | 0 | 0 | 5.2 | 67.5 | 13.1 | 0 | 0 | 0 | 0 | 0 | 0 | 15.5 | 81.6 | 5.3
38 | Huntington2 | 14.7 | 21.7 | 1.5 | 0 | 0 | 0 | 5.3 | 67.7 | 12.7 | 0 | 0 | 0 | 0 | 0 | 0 | 20.1 | 89.4 | 4.4
39 | JBridger1 | 16.8 | 1.4 | 0.1 | 0 | 0 | 0 | 11.8 | 1 | 0.1 | 8.7 | 0.4 | 0 | 0 | 0 | 0 | 37.3 | 2.7 | 0.1
40 | JBridger2 | 13.2 | 0.8 | 0.1 | 0 | 0 | 0 | 19.6 | 2.2 | 0.1 | 25.5 | 2.7 | 0.1 | 0 | 0 | 0 | 58.4 | 5.7 | 0.1
41 | JBridger3 | 4.8 | 2.2 | 0.5 | 0 | 0 | 0 | 19.6 | 2.9 | 0.1 | 30.2 | 3.2 | 0.1 | 0 | 0 | 0 | 54.5 | 8.2 | 0.2
42 | JBridger4 | 12.6 | 1.8 | 0.1 | 0 | 0 | 0 | 31.5 | 4 | 0.1 | 25.5 | 1.4 | 0.1 | 0 | 0 | 0 | 69.6 | 7.2 | 0.1
43 | JamesRiverCG | 0 | 0 | 0 | 0 | 0 | 0 | 0 | 0 | 0 | 0 | 0 | 0 | 0 | 0 | 0 | 0 | 0 | 0
44 | Johnston1 | 0 | 0 | 0 | 0 | 0 | 0 | 0 | 0 | 0 | 2.9 | 7.5 | 2.6 | 0 | 0 | 0 | 2.9 | 7.5 | 2.6
45 | Johnston2 | 0 | 0 | 0 | 0 | 0 | 0 | 0 | 0 | 0 | 4 | 11.2 | 2.8 | 0 | 0 | 0 | 4 | 11.2 | 2.8
46 | Johnston3 | 0 | 0 | 0 | 0 | 0 | 0 | 0 | 0 | 0 | 1.4 | 3.2 | 2.3 | 0 | 0 | 0 | 1.4 | 3.2 | 2.3
47 | Johnston4 | 0 | 0 | 0 | 0 | 0 | 0 | 0 | 0 | 0 | 9.1 | 30.2 | 3.3 | 0 | 0 | 0 | 9.1 | 30.2 | 3.3
48 | Naughton1 | 120.2 | 121.5 | 1 | 0 | 0 | 0 | 17.1 | 65.8 | 3.9 | 0 | 0 | 0 | 0 | 0 | 0 | 137.3 | 187.3 | 1.4
49 | Naughton2 | 151 | 179.5 | 1.2 | 0 | 0 | 0 | 18.6 | 50.1 | 2.7 | 0 | 0 | 0 | 0 | 0 | 0 | 169.6 | 229.5 | 1.4
50 | WestValleyCi GT1 | 0 | 0 | 0 | 0 | 0 | 0 | 0 | 0 | 0 | 0 | 0 | 0 | 0 | 0 | 0 | 0 | 0 | 0
51 | WestValleyCi GT4 | 0 | 0 | 0 | 0 | 0 | 0 | 0 | 0 | 0 | 0 | 0 | 0 | 0 | 0 | 0 | 0 | 0 | 0
52 | WestValleyCi GT5 | 0 | 0 | 0 | 0 | 0 | 0 | 0 | 0 | 0 | 0 | 0 | 0 | 0 | 0 | 0 | 0 | 0 | 0
53 | WestValleyCi GT3 | 0 | 0 | 0 | 0 | 0 | 0 | 0 | 0 | 0 | 0 | 0 | 0 | 0 | 0 | 0 | 0 | 0 | 0
54 | WestValleyCi GT2 | 0 | 0 | 0 | 0 | 0 | 0 | 0 | 0 | 0 | 0 | 0 | 0 | 0 | 0 | 0 | 0 | 0 | 0
55 | Wyodak1 | 0 | 0 | 0 | 0 | 0 | 0 | 0 | 0 | 0 | 0.9 | 1.5 | 1.7 | 0 | 0 | 0 | 0.9 | 1.5 | 1.7
56 | CurrantCreek | 287.9 | 170.7 | 0.6 | 0 | 0 | 0 | 77.6 | 190.7 | 2.5 | 0 | 0 | 0 | 0 | 0 | 0 | 365.5 | 361.4 | 1
57 | BigFork | 0 | 0 | 0 | 0 | 0 | 0 | 0 | 0 | 0 | 0 | 0 | 0 | 0 | 0 | 0 | 0 | 0 | 0
58 | LakeSide | 666.1 | 376.3 | 0.6 | 0 | 0 | 0 | 38.5 | 251 | 6.5 | 0 | 0 | 0 | 0 | 0 | 0 | 704.5 | 627.3 | 0.9
59 | PAC-COB SALE | 0 | 0 | 0 | 0 | 0 | 0 | 0 | 0 | 0 | 0 | 0 | 0 | 0 | 0 | 0 | 0 | 0 | 0
60 | PAC-COB PUR | 0 | 0 | 0 | 0 | 0 | 0 | 1.8 | 1.9 | 1.1 | 0.4 | 0.2 | 0.5 | 0 | 0 | 0 | 2.2 | 2.1 | 1
61 | PAC-MIDC SALE | 0 | 0 | 0 | 0 | 0 | 0 | 0 | 0 | 0 | 0 | 0 | 0 | 0 | 0 | 0 | 0 | 0 | 0
62 | PAC-MIDC PUR | 0 | 0 | 0 | 0 | 0 | 0 | 205.7 | 1.7 | 0 | 78.1 | 2.4 | 0 | 0 | 0 | 0 | 283.8 | 4.1 | 0
63 | PAC-FC SALE | 0 | 0 | 0 | 0 | 0 | 0 | 0 | 0 | 0 | 0 | 0 | 0 | 0 | 0 | 0 | 0 | 0 | 0
64 | PAC-FC PUR | 0 | 0 | 0 | 0 | 0 | 0 | 23.2 | 168.1 | 7.2 | 0 | 0 | 0 | 0 | 0 | 0 | 23.2 | 168.1 | 7.2
65 | PAC-PV SALE | 0 | 0 | 0 | 0 | 0 | 0 | 0 | 0 | 0 | 0 | 0 | 0 | 0 | 0 | 0 | 0 | 0 | 0
66 | PAC-PV PUR | 0 | 0 | 0 | 0 | 0 | 0 | 166 | 1393.3 | 8.4 | 0 | 0 | 0 | 0 | 0 | 0 | 166 | 1393.3 | 8.4
67 | Monsanto_145258 | 0 | 0 | 0 | 0 | 0 | 0 | 0 | 0 | 0 | 110.5 | 278.4 | 2.5 | 0 | 0 | 0 | 110.5 | 278.4 | 2.5
68 | APS_27875_Supp | 0 | 0 | 0 | 0 | 0 | 0 | 157.9 | 2046.4 | 13 | 0 | 0 | 0 | 0 | 0 | 0 | 157.9 | 2046.4 | 13
69 | REDD_66276_Out | 0 | 0 | 0 | 0 | 0 | 0 | 0 | 0 | 0 | 0 | 0 | 0 | 0 | 0 | 0 | 0 | 0 | 0
70 | Douglas_38185 | 0 | 0 | 0 | 0 | 0 | 0 | 0 | 0 | 0 | 0 | 0 | 0 | 0 | 0 | 0 | 0 | 0 | 0
71 | PGE_Cove_83984 | 0 | 0 | 0 | 0 | 0 | 0 | 0 | 0 | 0 | 0 | 0 | 0 | 0 | 0 | 0 | 0 | 0 | 0
72 | FC1_42818_Out | 0 | 0 | 0 | 0 | 0 | 0 | 0 | 0 | 0 | 0 | 0 | 0 | 0 | 0 | 0 | 0 | 0 | 0
73 | FC1_63510_Out | 0 | 0 | 0 | 0 | 0 | 0 | 0 | 0 | 0 | 0 | 0 | 0 | 0 | 0 | 0 | 0 | 0 | 0
74 | FC4_79207_Out | 0 | 0 | 0 | 0 | 0 | 0 | 0 | 0 | 0 | 0 | 0 | 0 | 0 | 0 | 0 | 0 | 0 | 0
75 | Cowlitz_65787 | 0 | 0 | 0 | 0 | 0 | 0 | 0 | 0 | 0 | 0 | 0 | 0 | 0 | 0 | 0 | 0 | 0 | 0
76 | SIE_64885_McNary | 0 | 0 | 0 | 0 | 0 | 0 | 0 | 0 | 0 | 0 | 0 | 0 | 0 | 0 | 0 | 0 | 0 | 0
77 | SMUD_24296_In | 0 | 0 | 0 | 0 | 0 | 0 | 0 | 0 | 0 | 0 | 0 | 0 | 0 | 0 | 0 | 0 | 0 | 0
78 | APS_58118_FC_In | 0 | 0 | 0 | 0 | 0 | 0 | 0 | 0 | 0 | 0 | 0 | 0 | 0 | 0 | 0 | 0 | 0 | 0
79 | APS_58119_FC_Out | 0 | 0 | 0 | 0 | 0 | 0 | 0 | 0 | 0 | 0 | 0 | 0 | 0 | 0 | 0 | 0 | 0 | 0
80 | REDD_66276_In | 0 | 0 | 0 | 0 | 0 | 0 | 0 | 0 | 0 | 0 | 0 | 0 | 0 | 0 | 0 | 0 | 0 | 0
81 | APS_58118_AZ_In | 0 | 0 | 0 | 0 | 0 | 0 | 0 | 0 | 0 | 0 | 0 | 0 | 0 | 0 | 0 | 0 | 0 | 0
82 | APS_58119_AZ_Out | 0 | 0 | 0 | 0 | 0 | 0 | 0 | 0 | 0 | 0 | 0 | 0 | 0 | 0 | 0 | 0 | 0 | 0
83 | SIE_64885_Goshen | 0 | 0 | 0 | 0 | 0 | 0 | 0 | 0 | 0 | 0 | 0 | 0 | 0 | 0 | 0 | 0 | 0 | 0
84 | Hermiston1 | 45 | 3.6 | 0.1 | 0 | 0 | 0 | 21.6 | 10.8 | 0.5 | 45.6 | 13 | 0.3 | 0 | 0 | 0 | 112.1 | 27.4 | 0.2
85 | Deseret_194277 | 0 | 0 | 0 | 0 | 0 | 0 | 230.8 | 2953.5 | 12.8 | 0 | 0 | 0 | 0 | 0 | 0 | 230.8 | 2953.5 | 12.8
86 | DSM_ID_Irrigate | 0 | 0 | 0 | 0 | 0 | 0 | 3.6 | 15.7 | 4.3 | 18.8 | 183.3 | 9.7 | 0 | 0 | 0 | 22.4 | 199 | 8.9
87 | QF_Exxon_236032 | 0 | 0 | 0 | 0 | 0 | 0 | 0 | 0 | 0 | 0 | 0 | 0 | 0 | 0 | 0 | 0 | 0 | 0
88 | QF_SUNN_Ad_59965 | 0 | 0 | 0 | 0 | 0 | 0 | 0 | 0 | 0 | 0 | 0 | 0 | 0 | 0 | 0 | 0 | 0 | 0
89 | QF_SUNN_Ba_83997 | 0 | 0 | 0 | 0 | 0 | 0 | 0 | 0 | 0 | 0 | 0 | 0 | 0 | 0 | 0 | 0 | 0 | 0
90 | QF_Tesoro_519533 | 0 | 0 | 0 | 0 | 0 | 0 | 0 | 0 | 0 | 0 | 0 | 0 | 0 | 0 | 0 | 0 | 0 | 0
91 | BHPL_28160_Loss | 0 | 0 | 0 | 0 | 0 | 0 | 0 | 0 | 0 | 0 | 0 | 0 | 0 | 0 | 0 | 0 | 0 | 0
92 | Rogue | 0 | 0 | 0 | 0 | 0 | 0 | 0 | 0 | 0 | 0 | 0 | 0 | 0 | 0 | 0 | 0 | 0 | 0
93 | MidColumbia | 14.2 | 243.5 | 17.1 | 0 | 0 | 0 | 29.4 | 551.7 | 18.8 | 53.7 | 1368.6 | 25.5 | 0 | 0 | 0 | 97.3 | 2163.9 | 22.2
94 | Toketee-Slide | 0 | 0 | 0 | 0 | 0 | 0 | 0 | 0 | 0 | 0 | 0 | 0 | 0 | 0 | 0 | 0 | 0 | 0
95 | SmallWestHydro | 0 | 0 | 0 | 0 | 0 | 0 | 0 | 0 | 0 | 0 | 0 | 0 | 0 | 0 | 0 | 0 | 0 | 0
96 | PSCO_340325_In | 0 | 0 | 0 | 0 | 0 | 0 | 0 | 0 | 0 | 0 | 0 | 0 | 0 | 0 | 0 | 0 | 0 | 0
97 | PSCO_340325_Out | 0 | 0 | 0 | 0 | 0 | 0 | 0 | 0 | 0 | 0 | 0 | 0 | 0 | 0 | 0 | 0 | 0 | 0
98 | HURR_393045_S | 0 | 0 | 0 | 0 | 0 | 0 | 0 | 0 | 0 | 0 | 0 | 0 | 0 | 0 | 0 | 0 | 0 | 0
99 | HURR_393045_P | 0 | 0 | 0 | 0 | 0 | 0 | 0 | 0 | 0 | 0 | 0 | 0 | 0 | 0 | 0 | 0 | 0 | 0
100 | QF_EVB_351030 | 0 | 0 | 0 | 0 | 0 | 0 | 0 | 0 | 0 | 0 | 0 | 0 | 0 | 0 | 0 | 0 | 0 | 0
101 | WEYE_Res_356685 | 0 | 0 | 0 | 0 | 0 | 0 | 0 | 0 | 0 | 0 | 0 | 0 | 0 | 0 | 0 | 0 | 0 | 0
102 | Chehalis | 58.3 | 97.1 | 1.7 | 0 | 0 | 0 | 49.7 | 39.8 | 0.8 | 18.1 | 22 | 1.2 | 0 | 0 | 0 | 126.1 | 158.8 | 1.3
103 | PAC-Mead PUR | 0 | 0 | 0 | 0 | 0 | 0 | 34.4 | 486.9 | 14.1 | 0 | 0 | 0 | 0 | 0 | 0 | 34.4 | 486.9 | 14.1
104 | PAC-Mead SALE | 0 | 0 | 0 | 0 | 0 | 0 | 0 | 0 | 0 | 0 | 0 | 0 | 0 | 0 | 0 | 0 | 0 | 0
105 | PAC-Mona PUR | 0 | 0 | 0 | 0 | 0 | 0 | 1310.2 | 1712.2 | 1.3 | 1.6 | 0.2 | 0.1 | 0 | 0 | 0 | 1311.8 | 1712.4 | 1.3
106 | PAC-Mona SALE | 0 | 0 | 0 | 0 | 0 | 0 | 0 | 0 | 0 | 0 | 0 | 0 | 0 | 0 | 0 | 0 | 0 | 0
107 | Copco 1-2 | 0 | 0 | 0 | 0 | 0 | 0 | 28.6 | 396.9 | 13.9 | 24.7 | 371.9 | 15.1 | 0 | 0 | 0 | 53.3 | 768.8 | 14.4
108 | QF_CA_Hydro | 0 | 0 | 0 | 0 | 0 | 0 | 0 | 0 | 0 | 0 | 0 | 0 | 0 | 0 | 0 | 0 | 0 | 0
109 | QF_OR_Biomass | 0 | 0 | 0 | 0 | 0 | 0 | 0 | 0 | 0 | 0 | 0 | 0 | 0 | 0 | 0 | 0 | 0 | 0
110 | QF_OR_Hydro | 0 | 0 | 0 | 0 | 0 | 0 | 0 | 0 | 0 | 0 | 0 | 0 | 0 | 0 | 0 | 0 | 0 | 0
111 | QF_OR_Thermal | 0 | 0 | 0 | 0 | 0 | 0 | 0 | 0 | 0 | 0 | 0 | 0 | 0 | 0 | 0 | 0 | 0 | 0
112 | QF_UTS_Biomass | 0 | 0 | 0 | 0 | 0 | 0 | 0 | 0 | 0 | 0 | 0 | 0 | 0 | 0 | 0 | 0 | 0 | 0
113 | QF_UTN_Hydro | 0 | 0 | 0 | 0 | 0 | 0 | 0 | 0 | 0 | 0 | 0 | 0 | 0 | 0 | 0 | 0 | 0 | 0
114 | QF_WAYA_Biomass | 0 | 0 | 0 | 0 | 0 | 0 | 0 | 0 | 0 | 0 | 0 | 0 | 0 | 0 | 0 | 0 | 0 | 0
115 | QF_WAWW_Hydro | 0 | 0 | 0 | 0 | 0 | 0 | 0 | 0 | 0 | 0 | 0 | 0 | 0 | 0 | 0 | 0 | 0 | 0
116 | QF_WAYA_Wind | 0 | 0 | 0 | 0 | 0 | 0 | 0 | 0 | 0 | 0 | 0 | 0 | 0 | 0 | 0 | 0 | 0 | 0
117 | QF_WY_Hydro | 0 | 0 | 0 | 0 | 0 | 0 | 0 | 0 | 0 | 0 | 0 | 0 | 0 | 0 | 0 | 0 | 0 | 0
118 | QF_ID_Hydro | 0 | 0 | 0 | 0 | 0 | 0 | 0 | 0 | 0 | 0 | 0 | 0 | 0 | 0 | 0 | 0 | 0 | 0
119 | PAC-NOB PUR | 0 | 0 | 0 | 0 | 0 | 0 | 0.9 | 0 | 0 | 2 | 2 | 1 | 0 | 0 | 0 | 2.9 | 2 | 0.7
120 | SCL_New_Out | 0 | 0 | 0 | 0 | 0 | 0 | 0 | 0 | 0 | 0 | 0 | 0 | 0 | 0 | 0 | 0 | 0 | 0
121 | QF_RBFP_E20771 | 0 | 0 | 0 | 0 | 0 | 0 | 0 | 0 | 0 | 0 | 0 | 0 | 0 | 0 | 0 | 0 | 0 | 0
122 | ConstEng_E999691 | 0 | 0 | 0 | 0 | 0 | 0 | 0 | 0 | 0 | 0 | 0 | 0 | 0 | 0 | 0 | 0 | 0 | 0
123 | TMF_BioF_E20958 | 0 | 0 | 0 | 0 | 0 | 0 | 0 | 0 | 19.2 | 0 | 0 | 0 | 0 | 0 | 0 | 0 | 0 | 19.2
124 | PAC-NOB SALE | 0 | 0 | 0 | 0 | 0 | 0 | 0 | 0 | 0 | 0 | 0 | 0 | 0 | 0 | 0 | 0 | 0 | 0
125 | I_Naughton3_GCF | 20.1 | 17.8 | 0.9 | 0 | 0 | 0 | 7.7 | 116.1 | 15.1 | 0 | 0 | 0 | 0 | 0 | 0 | 27.8 | 133.9 | 4.8
126 | BHPL_27013R_MC_S | 0 | 0 | 0 | 0 | 0 | 0 | 0 | 0 | 0 | 0 | 0 | 0 | 0 | 0 | 0 | 0 | 0 | 0
127 | BHPL_27013R_US_S | 0 | 0 | 0 | 0 | 0 | 0 | 0 | 0 | 0 | 0 | 0 | 0 | 0 | 0 | 0 | 0 | 0 | 0
128 | UMPA_45631R_S | 0 | 0 | 0 | 0 | 0 | 0 | 0 | 0 | 0 | 0 | 0 | 0 | 0 | 0 | 0 | 0 | 0 | 0
129 | DorenaHyd_20887 | 0 | 0 | 0 | 0 | 0 | 0 | 0 | 0 | 0 | 0 | 0 | 0 | 0 | 0 | 0 | 0 | 0 | 0
130 | QF_Bioms1_234159 | 0 | 0 | 0 | 0 | 0 | 0 | 0 | 0 | 0 | 0 | 0 | 0 | 0 | 0 | 0 | 0 | 0 | 0
131 | ObsidianBlkCap | 0 | 0 | 0 | 0 | 0 | 0 | 0 | 0 | 0 | 0 | 0 | 0 | 0 | 0 | 0 | 0 | 0 | 0
132 | QF_CA_Biomass | 0 | 0 | 0 | 0 | 0 | 0 | 0 | 0 | 0 | 0 | 0 | 0 | 0 | 0 | 0 | 0 | 0 | 0
133 | QF_ID_Biomass | 0 | 0 | 0 | 0 | 0 | 0 | 0 | 0 | 0 | 0 | 0 | 0 | 0 | 0 | 0 | 0 | 0 | 0
134 | QF_UTN_Wind | 0 | 0 | 0 | 0 | 0 | 0 | 0 | 0 | 0 | 0 | 0 | 0 | 0 | 0 | 0 | 0 | 0 | 0
135 | QF_WAYA_Hydro | 0 | 0 | 0 | 0 | 0 | 0 | 0 | 0 | 0 | 0 | 0 | 0 | 0 | 0 | 0 | 0 | 0 | 0
136 | QF_WY_Wind | 0 | 0 | 0 | 0 | 0 | 0 | 0 | 0 | 0 | 0 | 0 | 0 | 0 | 0 | 0 | 0 | 0 | 0
137 | DSM_CooKeeper_Te | 0 | 0 | 0 | 0 | 0 | 0 | 4.8 | 18.7 | 3.9 | 12.7 | 124.5 | 9.8 | 0 | 0 | 0 | 17.5 | 143.2 | 8.2
138 | DSM_UT_Irrigate_ | 0 | 0 | 0 | 0 | 0 | 0 | 1.4 | 5.7 | 4.1 | 5 | 51.4 | 10.2 | 0 | 0 | 0 | 6.4 | 57.1 | 8.9
139 | BHPL_27013R_WYNE | 0 | 0 | 0 | 0 | 0 | 0 | 0 | 0 | 0 | 0 | 0 | 0 | 0 | 0 | 0 | 0 | 0 | 0
140 | BHPL_27013R_JB | 0 | 0 | 0 | 0 | 0 | 0 | 0 | 0 | 0 | 0 | 0 | 0 | 0 | 0 | 0 | 0 | 0 | 0
141 | QF_Latigo_21022 | 0 | 0 | 0 | 0 | 0 | 0 | 0 | 0 | 0 | 0 | 0 | 0 | 0 | 0 | 0 | 0 | 0 | 0
142 | Long Ridge1_2102 | 0 | 0 | 0 | 0 | 0 | 0 | 0 | 0 | 0 | 0 | 0 | 0 | 0 | 0 | 0 | 0 | 0 | 0
143 | Long Ridge2_2102 | 0 | 0 | 0 | 0 | 0 | 0 | 0 | 0 | 0 | 0 | 0 | 0 | 0 | 0 | 0 | 0 | 0 | 0
144 | BlueMountain_210 | 0 | 0 | 0 | 0 | 0 | 0 | 0 | 0 | 0 | 0 | 0 | 0 | 0 | 0 | 0 | 0 | 0 | 0
145 | Buckhorn_Solar | 0 | 0 | 0 | 0 | 0 | 0 | 0 | 0 | 0 | 0 | 0 | 0 | 0 | 0 | 0 | 0 | 0 | 0
146 | CedarValley_Sola | 0 | 0 | 0 | 0 | 0 | 0 | 0 | 0 | 0 | 0 | 0 | 0 | 0 | 0 | 0 | 0 | 0 | 0
147 | Beryl_Solar | 0 | 0 | 0 | 0 | 0 | 0 | 0 | 0 | 0 | 0 | 0 | 0 | 0 | 0 | 0 | 0 | 0 | 0
148 | Greenvile_Solar | 0 | 0 | 0 | 0 | 0 | 0 | 0 | 0 | 0 | 0 | 0 | 0 | 0 | 0 | 0 | 0 | 0 | 0
149 | MilfordFlat_Sola | 0 | 0 | 0 | 0 | 0 | 0 | 0 | 0 | 0 | 0 | 0 | 0 | 0 | 0 | 0 | 0 | 0 | 0
150 | QF_UTN_Solar | 0 | 0 | 0 | 0 | 0 | 0 | 0 | 0 | 0 | 0 | 0 | 0 | 0 | 0 | 0 | 0 | 0 | 0
151 | QF_FiddlerCanyon | 0 | 0 | 0 | 0 | 0 | 0 | 0 | 0 | 0 | 0 | 0 | 0 | 0 | 0 | 0 | 0 | 0 | 0
152 | QF_SouthMilford_ | 0 | 0 | 0 | 0 | 0 | 0 | 0 | 0 | 0 | 0 | 0 | 0 | 0 | 0 | 0 | 0 | 0 | 0
153 | QF_Manderfield_2 | 0 | 0 | 0 | 0 | 0 | 0 | 0 | 0 | 0 | 0 | 0 | 0 | 0 | 0 | 0 | 0 | 0 | 0
154 | QF_GranitePeak_2 | 0 | 0 | 0 | 0 | 0 | 0 | 0 | 0 | 0 | 0 | 0 | 0 | 0 | 0 | 0 | 0 | 0 | 0
155 | QF_LahoSolar_210 | 0 | 0 | 0 | 0 | 0 | 0 | 0 | 0 | 0 | 0 | 0 | 0 | 0 | 0 | 0 | 0 | 0 | 0
156 | OSIP_Projects | 0 | 0 | 0 | 0 | 0 | 0 | 0 | 0 | 0 | 0 | 0 | 0 | 0 | 0 | 0 | 0 | 0 | 0
157 | PSCO_FC_340325_o | 0 | 0 | 0 | 0 | 0 | 0 | 0 | 0 | 0 | 0 | 0 | 0 | 0 | 0 | 0 | 0 | 0 | 0
158 | Tri-State_27057 | 0 | 0 | 0 | 0 | 0 | 0 | 0 | 0 | 0 | 0 | 0 | 0 | 0 | 0 | 0 | 0 | 0 | 0
159 | StoneHouseSolar_ | 0 | 0 | 0 | 0 | 0 | 0 | 0 | 0 | 0 | 0 | 0 | 0 | 0 | 0 | 0 | 0 | 0 | 0
160 | BevansPoint | 0 | 0 | 0 | 0 | 0 | 0 | 0 | 0 | 0 | 0 | 0 | 0 | 0 | 0 | 0 | 0 | 0 | 0
161 | MagCorp_144408 | 0 | 0 | 0 | 0 | 0 | 0 | 0 | 0 | 0 | 684.9 | 8379.8 | 12.2 | 0 | 0 | 0 | 684.9 | 8379.8 | 12.2
162 | Nucor_137328 | 0 | 0 | 0 | 0 | 0 | 0 | 0 | 0 | 0 | 534.3 | 6551.2 | 12.3 | 0 | 0 | 0 | 534.3 | 6551.2 | 12.3
163 | MonsanCur_145258 | 0 | 0 | 0 | 0 | 0 | 0 | 0 | 0 | 0 | 0 | 0 | 0 | 0 | 0 | 0 | 0 | 0 | 0
164 | SCL_New_Reserve | 0 | 0 | 0 | 0 | 0 | 0 | 0 | 0 | 0 | 0 | 0 | 0 | 0 | 0 | 0 | 0 | 0 | 0
165 | LakeSide2 | 1149.5 | 1033.7 | 0.9 | 0 | 0 | 0 | 26.3 | 38.8 | 1.5 | 0 | 0 | 0 | 0 | 0 | 0 | 1175.8 | 1072.5 | 0.9
166 | WI_Goshen | 0 | 0 | 0 | 0 | 0 | 0 | 0 | 0 | 0 | 0 | 0 | 0 | 0 | 0 | 0 | 0 | 0 | 0
167 | WI_MidC | 0 | 0 | 0 | 0 | 0 | 0 | 0 | 0 | 0 | 0 | 0 | 0 | 0 | 0 | 0 | 0 | 0 | 0
168 | WI_UtahNorth | 0 | 0 | 0 | 0 | 0 | 0 | 0 | 0 | 0 | 0 | 0 | 0 | 0 | 0 | 0 | 0 | 0 | 0
169 | WI_WallaWalla | 0 | 0 | 0 | 0 | 0 | 0 | 0 | 0 | 0 | 0 | 0 | 0 | 0 | 0 | 0 | 0 | 0 | 0
170 | WI_WyomingNE | 0 | 0 | 0 | 0 | 0 | 0 | 0 | 0 | 0 | 0 | 0 | 0 | 0 | 0 | 0 | 0 | 0 | 0
| SYSTEM TOTAL | 3786.4 | ****** | 6.5 | 0 | 0 | 0 | 3316.6 | ****** | 12.8 | 2175.7 | ****** | 16.8 | 0 | 0 | 0 | 9278.7 | ****** | 11.1
Ancil | lary S | ervices Deficit R | eport
----- | ------ | ----------------- | -----
|  |  | ---------------- | #NAME? | ncillary S | ervices -- | ---------- | ----------
[5 empty] | Required | Available | Deficit | DefCost
No. | Type | Deficit Area | Name | Hrs | GWh | GWh | GWh | 0
--- | ---- | ---------------- | ---------------- | ------ | --------- | --------- | --------- | ---------
1 | CA | PAC EAST | REG.UP | 265 | 2859.5 | 2859.2 | 0.3 | 47.8
2 | CA | PAC EAST | REG.DOWN | 0 | 0 | 0 | 0 | 0
3 | CA | PAC EAST | SPIN | 859 | 2202.2 | 2197.7 | 4.5 | 546.9
4 | CA | PAC EAST | NONSPIN | 0 | 1513.9 | 1513.9 | 0 | 0
5 | CA | PAC EAST | NONSPIN2 | 0 | 0 | 0 | 0 | 0
6 | CA | PAC WEST | REG.UP | 1 | 927.2 | 927.2 | 0 | 0
7 | CA | PAC WEST | REG.DOWN | 0 | 0 | 0 | 0 | 0
8 | CA | PAC WEST | SPIN | 37 | 1118.9 | 1118.9 | 0 | 0
9 | CA | PAC WEST | NONSPIN | 58 | 661.8 | 661.8 | 0 | 0
10 | CA | PAC WEST | NONSPIN2 | 0 | 0 | 0 | 0 | 0
Stati | on Report
----- | ---------
|  |  | Aux | Cap |  |  | Heat H | ours | Fuel/P | rch Cost | Start | Star | t O&M | O&M | Opert | Total | Total
|  | Energy | Dmnd | Fctr | Sta- | FuelBurn | Rate | per | ¢/MBtu | <F> $0 | 00 Fue | l Co | st Fix | ed V | ar Co | st Co | st Cost
No. | Station | GWh | GWh | % | rts | GBtu | Btu/kWh | Unit | $/MWh | <P> $00 | 0 GBtu | 0 | 0 $00 | 0 $00 | 0 $/MW | h $/MW | h $000
--- | ---------------- | -------- | ------ | ----- | ---- | --------- | ------ | ---- | ------ | --- ----- | ---- | ----- | ------ | ----- | ------ | ------ | --------
1 | BearRiver | 148.4 | 0 | 29.5 | 0 |  |  | 8760 | 0 | 0 |  | 0 | 0 | 0 | 0 | 0 | 0
2 | Clearwater1 | 33.4 | 0 | 97.5 | 0 |  |  | 8760 | 0 | 0 |  | 0 | 0 | 0 | 0 | 0 | 0
3 | Clearwater2 | 45 | 0 | 99 | 0 |  |  | 8760 | 0 | 0 |  | 0 | 0 | 0 | 0 | 0 | 0
4 | FishCreek | 36.5 | 0 | 100 | 0 |  |  | 8760 | 0 | 0 |  | 0 | 0 | 0 | 0 | 0 | 0
5 | GemState_99489 | 49.7 | 0 | 100 | 0 |  |  | 8760 | 0 | 0 |  | 0 | 0 | 0 | 0 | 0 | 0
6 | IronGate | 132.6 | 0 | 100 | 0 |  |  | 8760 | 0 | 0 |  | 0 | 0 | 0 | 0 | 0 | 0
7 | JCBoyle | 322.7 | 0 | 100 | 0 |  |  | 8760 | 0 | 0 |  | 0 | 0 | 0 | 0 | 0 | 0
8 | Lemolo1 | 134.8 | 0 | 96 | 0 |  |  | 8760 | 0 | 0 |  | 0 | 0 | 0 | 0 | 0 | 0
9 | Lemolo2 | 149.4 | 0 | 100 | 0 |  |  | 8760 | 0 | 0 |  | 0 | 0 | 0 | 0 | 0 | 0
10 | Merwin | 417.1 | 0 | 100 | 0 |  |  | 8760 | 0 | 0 |  | 0 | 0 | 0 | 0 | 0 | 0
11 | SmallEastHydro | 110.1 | 0 | 100 | 0 |  |  | 8760 | 0 | 0 |  | 0 | 0 | 0 | 0 | 0 | 0
12 | SodaSprings | 43.2 | 0 | 100 | 0 |  |  | 8760 | 0 | 0 |  | 0 | 0 | 0 | 0 | 0 | 0
13 | Swift1 | 744 | 0 | 34.2 | 0 |  |  | 8760 | 0 | 0 |  | 0 | 0 | 0 | 0 | 0 | 0
14 | Swift2 | 228.8 | 0 | 94.5 | 0 |  |  | 8760 | 0 | 0 |  | 0 | 0 | 0 | 0 | 0 | 0
15 | UKL | 0 | 0 | 0 | 0 |  |  | 0 | 0 | 0 |  | 0 | 0 | 0 | 0 | 0 | 0
16 | Yale | 631.1 | 0 | 43.4 | 0 |  |  | 8760 | 0 | 0 |  | 0 | 0 | 0 | 0 | 0 | 0
17 | Blundell | 241.8 | 0 | 90.9 | 1 | 2417.9 | 10000 | 8424 | 0 | 0 | 0 | 0 | 0 | 643 | 2.66 | 2.66 | 643
18 | Carbon1 | 107.8 | 0 | 79.8 | 0 | 1313.8 | 12193 | 2160 | 194.5 | 2555 | 0 | 0 | 0 | 245 | 25.99 | 25.99 | 2801
19 | Carbon2 | 178.7 | 0 | 86.1 | 0 | 2077.5 | 11627 | 2160 | 194.5 | 4040 | 0 | 0 | 0 | 407 | 24.89 | 24.89 | 4447
20 | Cholla4 | 2667.1 | 0 | 82.8 | 0 | 28417.4 | 10655 | 8760 | 226.8 | 64458 | 0 | 0 | 36049 | 1920 | 24.89 | 38.4 | 102427
21 | Colstrip3 | 615.7 | 0 | 98.5 | 0 | 6615.4 | 10745 | 8760 | 131.4 | 8689 | 0 | 0 | 5005 | 809 | 15.43 | 23.56 | 14503
22 | Colstrip4 | 615.6 | 0 | 98.5 | 0 | 6685.4 | 10860 | 8760 | 131.4 | 8781 | 0 | 0 | 4878 | 823 | 15.6 | 23.53 | 14483
23 | Craig1 | 664 | 0 | 93.8 | 12 | 6626.4 | 9980 | 8676 | 205.5 | 13615 | 1 | 3 | 7494 | 0 | 20.5 | 31.8 | 21112
24 | Craig2 | 676.3 | 0 | 95 | 0 | 6845.9 | 10123 | 8760 | 205.5 | 14066 | 0 | 0 | 8129 | 0 | 20.8 | 32.82 | 22195
25 | GadsbyGT3 | 0 | 0 | 0 | 0 | 0 | 0 | 0 | 0 | 0 | 0 | 0 | 0 | 0 | 0 | 0 | 0
26 | Gadsby1 | 0 | 0 | 0 | 0 | 0 | 0 | 0 | 0 | 0 | 0 | 0 | 0 | 0 | 0 | 0 | 0
27 | Gadsby2 | 0 | 0 | 0 | 0 | 0 | 0 | 0 | 0 | 0 | 0 | 0 | 0 | 0 | 0 | 0 | 0
28 | Gadsby3 | 0 | 0 | 0 | 0 | 0 | 0 | 0 | 0 | 0 | 0 | 0 | 0 | 0 | 0 | 0 | 0
29 | GadsbyGT2 | 0 | 0 | 0 | 0 | 0 | 0 | 0 | 0 | 0 | 0 | 0 | 0 | 0 | 0 | 0 | 0
30 | GadsbyGT1 | 0 | 0 | 0 | 0 | 0 | 0 | 0 | 0 | 0 | 0 | 0 | 0 | 0 | 0 | 0 | 0
31 | Hayden1 | 237.7 | 0 | 65.8 | 1 | 2475.8 | 10416 | 6514 | 240.7 | 5960 | 0 | 0 | 6734 | 188 | 25.86 | 54.19 | 12881
32 | Hayden2 | 220.3 | 0 | 79 | 0 | 2243.9 | 10186 | 8760 | 240.7 | 5401 | 0 | 0 | 3678 | 0 | 24.52 | 41.22 | 9079
33 | Hermiston2 | 1108.5 | 0 | 54.7 | 118 | 8292.3 | 7480 | 5949 | 406.4 | 33696 | 105 | 432 | 0 | 1053 | 31.35 | 31.74 | 35182
34 | Hunter3 | 3679 | 0 | 95.5 | 0 | 37363.4 | 10156 | 8760 | 186.1 | 69529 | 0 | 0 | 24168 | 0 | 18.9 | 25.47 | 93697
35 | Hunter1 | 3315 | 0 | 96.9 | 0 | 34679.5 | 10461 | 8760 | 186.1 | 64535 | 0 | 0 | 37275 | 464 | 19.61 | 30.85 | 102274
36 | Hunter2 | 1997.3 | 0 | 90.5 | 2 | 20279 | 10153 | 8064 | 186.1 | 37737 | 3 | 81 | 19580 | 0 | 18.89 | 28.74 | 57399
37 | Huntington1 | 3768.1 | 0 | 99.6 | 0 | 36335.9 | 9643 | 8760 | 162.3 | 58991 | 0 | 0 | 25192 | 0 | 15.66 | 22.34 | 84183
38 | Huntington2 | 3176.3 | 0 | 89.6 | 2 | 32235.4 | 10149 | 7903 | 162.3 | 52333 | 4 | 99 | 34338 | 0 | 16.48 | 27.32 | 86770
39 | JBridger1 | 2695.3 | 0 | 95.2 | 1 | 27695.6 | 10276 | 8682 | 191.3 | 52990 | 2 | 68 | 18298 | 674 | 19.91 | 26.72 | 72030
40 | JBridger2 | 2738.7 | 0 | 92.6 | 1 | 28389.9 | 10366 | 8682 | 191.3 | 54318 | 3 | 89 | 21071 | 657 | 20.07 | 27.8 | 76136
41 | JBridger3 | 1818 | 0 | 66.5 | 2 | 19064.1 | 10486 | 6412 | 191.3 | 36475 | 18 | 499 | 29184 | 2018 | 21.17 | 37.5 | 68176
42 | JBridger4 | 2653.4 | 0 | 92 | 1 | 27437.7 | 10341 | 8682 | 191.3 | 52497 | 4 | 122 | 16572 | 849 | 20.1 | 26.4 | 70040
43 | JamesRiverCG | 121.8 | 0 | 97.5 | 1 | 876.8 | 7200 | 8520 | 0 | 0 | 0 | 0 | 0 | 11904 | 97.76 | 97.76 | 11904
44 | Johnston1 | 743.9 | 0 | 88.1 | 1 | 8276 | 11124 | 8728 | 106.8 | 8843 | 0 | 9 | 6435 | 201 | 12.16 | 20.82 | 15487
45 | Johnston2 | 762.7 | 0 | 87.9 | 1 | 8400.2 | 11014 | 8694 | 106.8 | 8975 | 1 | 18 | 7562 | 191 | 12.02 | 21.96 | 16746
46 | Johnston3 | 1416.4 | 0 | 78.5 | 2 | 16251.3 | 11474 | 7902 | 106.8 | 17364 | 8 | 236 | 23357 | 524 | 12.63 | 29.29 | 41481
47 | Johnston4 | 2451.3 | 0 | 92.8 | 0 | 26269.7 | 10717 | 8760 | 106.8 | 28068 | 0 | 0 | 22750 | 760 | 11.76 | 21.04 | 51578
48 | Naughton1 | 994.6 | 0 | 76.8 | 0 | 10363.1 | 10419 | 8760 | 213.4 | 22115 | 0 | 0 | 11247 | 338 | 22.58 | 33.88 | 33700
49 | Naughton2 | 1150.5 | 0 | 67.8 | 2 | 12084.9 | 10504 | 7865 | 213.4 | 25789 | 3 | 13 | 23117 | 403 | 22.77 | 42.87 | 49322
50 | WestValleyCi GT1 | 0 | 0 | 0 | 0 | 0 | 0 | 0 | 0 | 0 | 0 | 0 | 0 | 0 | 0 | 0 | 0
51 | WestValleyCi GT4 | 0 | 0 | 0 | 0 | 0 | 0 | 0 | 0 | 0 | 0 | 0 | 0 | 0 | 0 | 0 | 0
52 | WestValleyCi GT5 | 0 | 0 | 0 | 0 | 0 | 0 | 0 | 0 | 0 | 0 | 0 | 0 | 0 | 0 | 0 | 0
53 | WestValleyCi GT3 | 0 | 0 | 0 | 0 | 0 | 0 | 0 | 0 | 0 | 0 | 0 | 0 | 0 | 0 | 0 | 0
54 | WestValleyCi GT2 | 0 | 0 | 0 | 0 | 0 | 0 | 0 | 0 | 0 | 0 | 0 | 0 | 0 | 0 | 0 | 0
55 | Wyodak1 | 1688.2 | 0 | 74.3 | 2 | 20465.9 | 12123 | 7939 | 110.5 | 22624 | 4 | 106 | 21495 | 591 | 13.75 | 26.55 | 44815
56 | CurrantCreek | 1471.5 | 0 | 32.2 | 228 | 10478.8 | 7121 | 3629 | 392.1 | 41085 | 808 | 3188 | 0 | 5318 | 31.54 | 33.7 | 49591
57 | BigFork | 25.3 | 0 | 100 | 0 |  |  | 8760 | 0 | 0 |  | 0 | 0 | 0 | 0 | 0 | 0
58 | LakeSide | 2297.5 | 0 | 51.3 | 164 | 16238.7 | 7068 | 6427 | 392.4 | 63728 | 586 | 2342 | 0 | 6642 | 30.63 | 31.65 | 72712
59 | PAC-COB SALE | -891.3 | 0 | 79.6 | 263 |  |  | 7131 | 39.8 | -35450 |  | 0 | 0 | 0 | 39.77 | 39.77 | -35450
60 | PAC-COB PUR | 353.7 | 0 | 4 | 288 |  |  | 1748 | 27.2 | 9633 |  | 0 | 0 | 0 | 27.24 | 27.24 | 9633
61 | PAC-MIDC SALE | -133.3 | 0 | 0 | 241 |  |  | 1965 | 35.9 | -4787 |  | 0 | 0 | 0 | 35.92 | 35.92 | -4787
62 | PAC-MIDC PUR | 2655.6 | 0 | 30.3 | 232 |  |  | 7092 | 30.8 | 81872 |  | 0 | 0 | 0 | 30.83 | 30.83 | 81872
63 | PAC-FC SALE | -1894.4 | 0 | 86.8 | 158 |  |  | 8190 | 34.5 | -65420 |  | 0 | 0 | 0 | 34.53 | 34.53 | -65420
64 | PAC-FC PUR | 151.2 | 0 | 1.7 | 341 |  |  | 965 | 43.9 | 6642 |  | 0 | 0 | 0 | 43.94 | 43.94 | 6642
65 | PAC-PV SALE | -3419.3 | 0 | 0.4 | 0 |  |  | 8760 | 34.5 | -117824 |  | 0 | 0 | 0 | 34.46 | 34.46 | -117824
66 | PAC-PV PUR | 0 | 0 | 0 | 448 |  |  | 1385 | 0 | 0 |  | 0 | 0 | 0 | 0 | 0 | 0
67 | Monsanto_145258 | 0 | 0 | 0 | 0 |  |  | 0 | 0 | 0 |  | 0 | 0 | 0 | 0 | 0 | 0
68 | APS_27875_Supp | 115.8 | 0 | 9.5 | 0 |  |  | 8760 | 40.7 | 4716 |  | 0 | 0 | 4716 | 81.44 | 81.44 | 9431
69 | REDD_66276_Out | -127 | 0 | 100 | 0 |  |  | 8016 | 0 | 0 |  | 0 | 0 | 0 | 0 | 0 | 0
70 | Douglas_38185 | 62.1 | 0 | 100 | 0 |  |  | 8760 | 35.2 | 2187 |  | 0 | 0 | 0 | 35.23 | 35.23 | 2187
71 | PGE_Cove_83984 | 12 | 0 | 100 | 0 |  |  | 8760 | 0 | 0 |  | 0 | 0 | 0 | 0 | 0 | 0
72 | FC1_42818_Out | -45.4 | 0 | 100 | 0 |  |  | 8760 | 69 | -3131 |  | 0 | 0 | 0 | 69 | 69 | -3131
73 | FC1_63510_Out | -19.3 | 0 | 100 | 0 |  |  | 8760 | 0 | 0 |  | 0 | 0 | 0 | 0 | 0 | 0
74 | FC4_79207_Out | -50.4 | 0 | 100 | 0 |  |  | 8760 | 0 | 0 |  | 0 | 0 | 0 | 0 | 0 | 0
75 | Cowlitz_65787 | -255.2 | 0 | 100 | 0 |  |  | 8760 | 0 | 0 |  | 0 | 0 | 0 | 0 | 0 | 0
76 | SIE_64885_McNary | 1376.7 | 0 | 100 | 0 |  |  | 8760 | 0 | 0 |  | 0 | 0 | 0 | 0 | 0 | 0
77 | SMUD_24296_In | 217.4 | 0 | 100 | 0 |  |  | 8736 | 37 | 8043 |  | 0 | 0 | 0 | 37 | 37 | 8043
78 | APS_58118_FC_In | 458.3 | 0 | 100 | 0 |  |  | 8760 | 0 | 0 |  | 0 | 0 | 0 | 0 | 0 | 0
79 | APS_58119_FC_Out | -279.7 | 0 | 100 | 0 |  |  | 8760 | 0 | 0 |  | 0 | 0 | 0 | 0 | 0 | 0
80 | REDD_66276_In | 114.9 | 0 | 100 | 0 |  |  | 8016 | 0 | 0 |  | 0 | 0 | 0 | 0 | 0 | 0
81 | APS_58118_AZ_In | 113.1 | 0 | 100 | 0 |  |  | 8760 | 0 | 0 |  | 0 | 0 | 0 | 0 | 0 | 0
82 | APS_58119_AZ_Out | -291.7 | 0 | 100 | 0 |  |  | 8760 | 0 | 0 |  | 0 | 0 | 0 | 0 | 0 | 0
83 | SIE_64885_Goshen | 913.6 | 0 | 100 | 0 |  |  | 8760 | 0 | 0 |  | 0 | 0 | 0 | 0 | 0 | 0
84 | Hermiston1 | 978.7 | 0 | 47.9 | 104 | 7347.7 | 7507 | 5515 | 407.1 | 29912 | 116 | 478 | 0 | 930 | 31.51 | 32 | 31320
85 | Deseret_194277 | 506.3 | 0 | 67.4 | 66 |  |  | 8566 | 20.8 | 10527 |  | 0 | 0 | 0 | 20.79 | 20.79 | 10527
86 | DSM_ID_Irrigate | 0 | 0 | 0 | 3 |  |  | 1008 | 0 | 0 |  | 0 | 0 | 0 | 0 | 0 | 0
87 | QF_Exxon_236032 | 0 | 0 | 0 | 0 |  |  | 8760 | 0 | 0 |  | 0 | 0 | 0 | 0 | 0 | 0
88 | QF_SUNN_Ad_59965 | 58.4 | 0 | 93.9 | 2 |  |  | 8256 | 46.5 | 2714 |  | 0 | 1967 | 0 | 46.48 | 80.17 | 4681
89 | QF_SUNN_Ba_83997 | 328.4 | 0 | 93.9 | 2 |  |  | 8256 | 48.8 | 16027 |  | 0 | 9117 | 0 | 48.8 | 76.56 | 25144
90 | QF_Tesoro_519533 | 0 | 0 | 0 | 0 |  |  | 8760 | 0 | 0 |  | 0 | 0 | 0 | 0 | 0 | 0
91 | BHPL_28160_Loss | -15.6 | 0 | 100 | 0 |  |  | 8760 | 11 | -171 |  | 0 | 0 | 0 | 10.98 | 10.98 | -171
92 | Rogue | 283 | 0 | 100 | 0 |  |  | 8760 | 0 | 0 |  | 0 | 0 | 0 | 0 | 0 | 0
93 | MidColumbia | 345.5 | 0 | 64.6 | 0 |  |  | 8760 | 0 | 0 |  | 0 | 0 | 0 | 0 | 0 | 0
94 | Toketee-Slide | 288.2 | 0 | 100 | 0 |  |  | 8760 | 0 | 0 |  | 0 | 0 | 0 | 0 | 0 | 0
95 | SmallWestHydro | 20.8 | 0 | 100 | 0 |  |  | 8760 | 0 | 0 |  | 0 | 0 | 0 | 0 | 0 | 0
96 | PSCO_340325_In | 1314 | 0 | 100 | 0 |  |  | 8760 | 0 | 0 |  | 0 | 0 | 0 | 0 | 0 | 0
97 | PSCO_340325_Out | -1112.7 | 0 | 100 | 0 |  |  | 8760 | 0 | 0 |  | 0 | 0 | 0 | 0 | 0 | 0
98 | HURR_393045_S | -0.2 | 0 | 100 | 0 |  |  | 8760 | 75 | -16 |  | 0 | 0 | 0 | 75 | 75 | -16
99 | HURR_393045_P | 1.9 | 0 | 100 | 0 |  |  | 8760 | 75 | 145 |  | 0 | 0 | 0 | 75 | 75 | 145
100 | QF_EVB_351030 | 47.9 | 0 | 100 | 0 |  |  | 8736 | 66.4 | 3177 |  | 0 | 0 | 0 | 66.36 | 66.36 | 3177
101 | WEYE_Res_356685 | 0 | 0 | 0 | 0 |  |  | 0 | 0 | 0 |  | 0 | 0 | 0 | 0 | 0 | 0
102 | Chehalis | 1025.2 | 0 | 25 | 133 | 7507.6 | 7323 | 3179 | 413.3 | 31030 | 461 | 1933 | 0 | 3570 | 33.75 | 35.64 | 36533
103 | PAC-Mead PUR | 0 | 0 | 0 | 179 |  |  | 366 | 0 | 0 |  | 0 | 0 | 0 | 0 | 0 | 0
104 | PAC-Mead SALE | -722.4 | 0 | 63.8 | 296 |  |  | 7779 | 35.8 | -25888 |  | 0 | 0 | 0 | 35.83 | 35.83 | -25888
105 | PAC-Mona PUR | 563.3 | 0 | 6.4 | 788 |  |  | 5629 | 37.7 | 21253 |  | 0 | 0 | 0 | 37.73 | 37.73 | 21253
106 | PAC-Mona SALE | -334.3 | 0 | 51.3 | 576 |  |  | 6369 | 34.5 | -11543 |  | 0 | 0 | 0 | 34.53 | 34.53 | -11543
107 | Copco 1-2 | 267.3 | 0 | 57.9 | 0 |  |  | 8760 | 0 | 0 |  | 0 | 0 | 0 | 0 | 0 | 0
108 | QF_CA_Hydro | 33.3 | 0 | 100 | 0 |  |  | 8760 | 144.8 | 4825 |  | 0 | 0 | 0 | 144.84 | 144.84 | 4825
109 | QF_OR_Biomass | 3.7 | 0 | 100 | 0 |  |  | 8760 | 68.2 | 250 |  | 0 | 0 | 0 | 68.24 | 68.24 | 250
110 | QF_OR_Hydro | 162.4 | 0 | 100 | 0 |  |  | 8760 | 107.9 | 17512 |  | 0 | 0 | 0 | 107.86 | 107.86 | 17512
111 | QF_OR_Thermal | 125.6 | 0 | 100 | 0 |  |  | 8760 | 71 | 8917 |  | 0 | 0 | 0 | 71 | 71 | 8917
112 | QF_UTS_Biomass | 17.7 | 0 | 100 | 0 |  |  | 8760 | 50.7 | 900 |  | 0 | 0 | 0 | 50.75 | 50.75 | 900
113 | QF_UTN_Hydro | 6.7 | 0 | 100 | 0 |  |  | 8760 | 88.9 | 593 |  | 0 | 0 | 0 | 88.89 | 88.89 | 593
114 | QF_WAYA_Biomass | 0 | 0 | 0 | 0 |  |  | 8760 | 0 | 0 |  | 0 | 0 | 0 | 0 | 0 | 0
115 | QF_WAWW_Hydro | 0 | 0 | 0 | 0 |  |  | 8760 | 0 | 0 |  | 0 | 0 | 0 | 0 | 0 | 0
116 | QF_WAYA_Wind | 0 | 0 | 0 | 0 |  |  | 8760 | 0 | 0 |  | 0 | 0 | 0 | 0 | 0 | 0
117 | QF_WY_Hydro | 11.4 | 0 | 100 | 0 |  |  | 8760 | 71.5 | 814 |  | 0 | 0 | 0 | 71.47 | 71.47 | 814
118 | QF_ID_Hydro | 112.6 | 0 | 100 | 0 |  |  | 8760 | 92.8 | 10451 |  | 0 | 0 | 0 | 92.8 | 92.8 | 10451
119 | PAC-NOB PUR | 26.5 | 0 | 1.5 | 104 |  |  | 263 | 20.6 | 546 |  | 0 | 0 | 0 | 20.64 | 20.64 | 546
120 | SCL_New_Out | -360.9 | 0 | 100 | 0 |  |  | 8760 | 14.6 | -5258 |  | 0 | 0 | -5258 | 29.14 | 29.14 | -10517
121 | QF_RBFP_E20771 | 12 | 0 | 100 | 0 |  |  | 8760 | 54.1 | 648 |  | 0 | 0 | 0 | 54.05 | 54.05 | 648
122 | ConstEng_E999691 | 63.2 | 0 | 100 | 0 |  |  | 8760 | 54.7 | 3458 |  | 0 | 0 | 3458 | 109.44 | 109.44 | 6916
123 | TMF_BioF_E20958 | 37.2 | 0 | 88.5 | 0 |  |  | 8760 | 0 | 0 |  | 0 | 0 | 1406 | 37.76 | 37.76 | 1406
124 | PAC-NOB SALE | 0 | 0 | 0 | 0 |  |  | 0 | 0 | 0 |  | 0 | 0 | 0 | 0 | 0 | 0
125 | I_Naughton3_GCF | 192.9 | 0 | 11.1 | 11 | 2256.5 | 11698 | 1572 | 378.9 | 8549 | 23 | 88 | 4758 | 0 | 44.32 | 69.44 | 13396
126 | BHPL_27013R_MC_S | -168.9 | 0 | 100 | 0 |  |  | 8760 | 11 | -1854 |  | 0 | 0 | 0 | 10.98 | 10.98 | -1854
127 | BHPL_27013R_US_S | -65.9 | 0 | 100 | 0 |  |  | 8760 | 11 | -724 |  | 0 | 0 | 0 | 10.98 | 10.98 | -724
128 | UMPA_45631R_S | -220.8 | 0 | 100 | 0 |  |  | 8760 | 23.2 | -5131 |  | 0 | -4396 | -5131 | 46.48 | 66.39 | -14659
129 | DorenaHyd_20887 | 15.1 | 0 | 100 | 0 |  |  | 8760 | 73.5 | 1107 |  | 0 | 0 | 0 | 73.47 | 73.47 | 1107
130 | QF_Bioms1_234159 | 228.5 | 0 | 100 | 0 |  |  | 8760 | 74.9 | 17124 |  | 0 | 0 | 0 | 74.94 | 74.94 | 17124
131 | ObsidianBlkCap | 4.7 | 0 | 100 | 0 |  |  | 8760 | 72.7 | 342 |  | 0 | 0 | 0 | 72.71 | 72.71 | 342
132 | QF_CA_Biomass | 0 | 0 | 100 | 0 |  |  | 8760 | 32.2 | 1 |  | 0 | 0 | 0 | 32.24 | 32.24 | 1
133 | QF_ID_Biomass | 10.8 | 0 | 100 | 0 |  |  | 8760 | 75.4 | 814 |  | 0 | 0 | 0 | 75.4 | 75.4 | 814
134 | QF_UTN_Wind | 0 | 0 | 0 | 0 |  |  | 8760 | 0 | 0 |  | 0 | 0 | 0 | 0 | 0 | 0
135 | QF_WAYA_Hydro | 6.7 | 0 | 100 | 0 |  |  | 8760 | 38.4 | 258 |  | 0 | 0 | 0 | 38.4 | 38.4 | 258
136 | QF_WY_Wind | 0.3 | 0 | 100 | 0 |  |  | 8760 | 60.5 | 18 |  | 0 | 0 | 0 | 60.5 | 60.5 | 18
137 | DSM_CooKeeper_Te | 0 | 0 | 0 | 3 |  |  | 1512 | 0 | 0 |  | 0 | 0 | 0 | 0 | 0 | 0
138 | DSM_UT_Irrigate_ | 0 | 0 | 0 | 4 |  |  | 1176 | 0 | 0 |  | 0 | 0 | 0 | 0 | 0 | 0
139 | BHPL_27013R_WYNE | -18.1 | 0 | 17.8 | 108 |  |  | 1575 | 11 | -199 |  | 0 | 0 | 0 | 10.98 | 10.98 | -199
140 | BHPL_27013R_JB | 0 | 0 | 0 | 0 |  |  | 0 | 0 | 0 |  | 0 | 0 | 0 | 0 | 0 | 0
141 | QF_Latigo_21022 | 91.3 | 0 | 100 | 1 |  |  | 5880 | 60 | 5484 |  | 0 | 0 | 0 | 60.05 | 60.05 | 5484
142 | Long Ridge1_2102 | 0.6 | 0 | 100 | 1 |  |  | 24 | 63.8 | 40 |  | 0 | 0 | 0 | 63.76 | 63.76 | 40
143 | Long Ridge2_2102 | 0.6 | 0 | 100 | 1 |  |  | 24 | 63.8 | 40 |  | 0 | 0 | 0 | 63.76 | 63.76 | 40
144 | BlueMountain_210 | 25.3 | 0 | 100 | 1 |  |  | 768 | 60.7 | 1533 |  | 0 | 0 | 0 | 60.66 | 60.66 | 1533
145 | Buckhorn_Solar | 1.8 | 0 | 100 | 1 |  |  | 3696 | 76.3 | 140 |  | 0 | 0 | 0 | 76.3 | 76.3 | 140
146 | CedarValley_Sola | 1.8 | 0 | 100 | 1 |  |  | 3696 | 76.3 | 140 |  | 0 | 0 | 0 | 76.3 | 76.3 | 140
147 | Beryl_Solar | 1.9 | 0 | 100 | 1 |  |  | 3696 | 76.3 | 144 |  | 0 | 0 | 0 | 76.3 | 76.3 | 144
148 | Greenvile_Solar | 1.4 | 0 | 100 | 1 |  |  | 3696 | 76.3 | 103 |  | 0 | 0 | 0 | 76.3 | 76.3 | 103
149 | MilfordFlat_Sola | 1.8 | 0 | 100 | 1 |  |  | 3696 | 58.4 | 107 |  | 0 | 0 | 0 | 58.39 | 58.39 | 107
150 | QF_UTN_Solar | 0.9 | 0 | 100 | 0 |  |  | 8760 | 0 | 0 |  | 0 | 0 | 0 | 0 | 0 | 0
151 | QF_FiddlerCanyon | 11 | 0 | 100 | 1 |  |  | 5184 | 85 | 936 |  | 0 | 0 | 0 | 85 | 85 | 936
152 | QF_SouthMilford_ | 7.6 | 0 | 100 | 1 |  |  | 8424 | 58.4 | 441 |  | 0 | 0 | 0 | 58.39 | 58.39 | 441
153 | QF_Manderfield_2 | 3.2 | 0 | 100 | 1 |  |  | 5184 | 85 | 272 |  | 0 | 0 | 0 | 85 | 85 | 272
154 | QF_GranitePeak_2 | 1.8 | 0 | 100 | 1 |  |  | 3696 | 58.4 | 107 |  | 0 | 0 | 0 | 58.39 | 58.39 | 107
155 | QF_LahoSolar_210 | 1.8 | 0 | 100 | 1 |  |  | 3696 | 58.4 | 107 |  | 0 | 0 | 0 | 58.39 | 58.39 | 107
156 | OSIP_Projects | 3.9 | 0 | 100 | 0 |  |  | 8760 | 0 | 0 |  | 0 | 0 | 0 | 0 | 0 | 0
157 | PSCO_FC_340325_o | 0 | 0 | 0 | 0 |  |  | 0 | 0 | 0 |  | 0 | 0 | 0 | 0 | 0 | 0
158 | Tri-State_27057 | 88.5 | 0 | 61.7 | 157 |  |  | 5175 | 15.5 | 1371 |  | 0 | 0 | 0 | 15.49 | 15.49 | 1371
159 | StoneHouseSolar_ | 13.2 | 0 | 100 | 0 |  |  | 8760 | 78.9 | 1043 |  | 0 | 0 | 0 | 78.86 | 78.86 | 1043
160 | BevansPoint | 3.4 | 0 | 100 | 1 |  |  | 6624 | 78.9 | 267 |  | 0 | 0 | 0 | 78.86 | 78.86 | 267
161 | MagCorp_144408 | 0 | 0 | 0 | 0 |  |  | 0 | 0 | 0 |  | 0 | 0 | 0 | 0 | 0 | 0
162 | Nucor_137328 | 0 | 0 | 0 | 0 |  |  | 0 | 0 | 0 |  | 0 | 0 | 0 | 0 | 0 | 0
163 | MonsanCur_145258 | 0 | 0 | 0 | 0 |  |  | 0 | 0 | 0 |  | 0 | 0 | 0 | 0 | 0 | 0
164 | SCL_New_Reserve | 0 | 0 | 0 | 0 |  |  | 0 | 0 | 0 |  | 0 | 0 | 0 | 0 | 0 | 0
165 | LakeSide2 | 3795.4 | 0 | 66.8 | 2 | 25950.5 | 6837 | 8725 | 396.2 | 102813 | 8 | 32 | 24303 | 12248 | 30.32 | 36.73 | 139397
166 | WI_Goshen | 970.4 | 0 | 100 | 0 |  |  | 8760 | 0 | 0 |  | 0 | 0 | 0 | 0 | 0 | 0
167 | WI_MidC | 446 | 0 | 100 | 0 |  |  | 8760 | 0 | 0 |  | 0 | 0 | 0 | 0 | 0 | 0
168 | WI_UtahNorth | 841.4 | 0 | 100 | 0 |  |  | 8760 | 0 | 0 |  | 0 | 0 | 0 | 0 | 0 | 0
169 | WI_WallaWalla | 1291.8 | 0 | 100 | 0 |  |  | 8760 | 0 | 0 |  | 0 | 0 | 0 | 0 | 0 | 0
170 | WI_WyomingNE | 3593.4 | 0 | 100 | 0 |  |  | 8760 | 0 | 0 |  | 0 | 0 | 0 | 0 | 0 | 0
SYSTE | M PRODUCTION | 63943.1 | 0 |  | 5066 | 510259.6 | 9763 |  |  | 1021958 | 2158 | 9836 | 449358 | 53561 | 16.82 | 24 | 1534712

## Study4EIM
Build ID: 000001_x64 Ventyx p. 1
MULTISYM V8.1.03 Copyright 1998-2014. All rights reserved. L0000-00 1 iter Convergent Monte 09/02/2014
2015: I15_P_WI_S4SMEIM25540 (Environmental) 03:19:11 PM
Station Group Report
--------------------
|  | Aux | Cap |  |  | Heat Hours | Fuel/P | rch Cost | Start | Star | t O&M | O&M | Opert | Total | Total
| Energy | Dmnd | Fctr | Sta- | FuelBurn | Rate per | ¢/MBtu | <F> $0 | 00 Fue | l Co | st Fix | ed V | ar Co | st Co | st Cost
No. Group | GWh | GWh | % | rts | GBtu | Btu/kWh Unit | $/MWh | <P> $00 | 0 GBtu | 0 | 0 $00 | 0 $00 | 0 $/MW | h $/MW | h $000
--- ---------------- | -------- | ------ | ----- | ---- | --------- | ------ ---- | ------ | --- ----- | ---- | ----- | ------ | ----- | ------ | ------ | --------
Native Load | 62794.5
Dump Power | 427.5 | [12 empty] | 14.1 | 6026
Aux Demand | 0
Tran. Losses | 0
LESS Resources (Export | s):
1 HydroEast | 258.5 | 0 | 42.2 | 0 |  |  | 0 | 0 |  | 0 | 0 | 0 | 0 | 0 | 0
2 HydroWest | 4148.8 | 0 | 60.9 | 0 |  |  | 0 | 0 |  | 0 | 0 | 0 | 0 | 0 | 0
3 PurchaseEast | 1173.1 | 0 | 44.2 | 70 |  |  | 41.7 | 48867 |  | 0 | 11084 | 8174 | 48.62 | 58.07 | 68125
4 RenewableEast | 337.4 | 0 | 85.6 | 16 | 2093.9 | 10000 | 0 | 8119 | 0 | 0 | 0 | 557 | 25.71 | 25.71 | 8676
5 ThermalEast | 36958.9 | 0 | 71.7 | 428 | 362179.8 | 9800 | 199.6 | 722896 | 1427 | 6135 | 342903 | 29274 | 20.35 | 29.8 | 1101209
6 ThermalWest | 14341.4 | 0 | 68.4 | 361 | 139675 | 9739 | 220.4 | 307850 | 710 | 3622 | 95008 | 23250 | 23.09 | 29.96 | 429731
7 IRPEast | 158.2 | 0 | 9.1 | 11 | 1924.5 | 12163 | 378.9 | 7291 | 23 | 88 | 4758 | 0 | 46.08 | 76.71 | 12138
8 MCP | -3741.5 | 0 | 0.2 | 4045 |  |  | 38.5 | -143912 |  | 0 | 0 | 0 | 38.46 | 38.46 | -143912
9 InterruptEast | 0 | 0 | 0 | 0 |  |  | 0 | 0 |  | 0 | 0 | 0 | 0 | 0 | 0
10 RenewableWest | -370.2 | 0 | 133.3 | 0 |  |  | 14.2 | -5258 |  | 0 | 0 | -3853 | 24.61 | 24.61 | -9111
11 PurchaseWest | 709.2 | 0 | 100 | 0 |  |  | 79 | 56006 |  | 0 | 0 | 0 | 78.97 | 78.97 | 56006
12 ExchangeEast | 1229.8 | 0 | 119.6 | 0 |  |  | 0 | 0 |  | 0 | 0 | 0 | 0 | 0 | 0
13 SaleWest | -443.3 | 0 | 100 | 0 |  |  | 4.2 | -1854 |  | 0 | 0 | 0 | 4.18 | 4.18 | -1854
14 SaleEast | -302.5 | 0 | 100 | 0 |  |  | 20 | -6042 |  | 0 | -4396 | -5131 | 36.93 | 51.46 | -15570
15 ExchangeWest | 1467.1 | 0 | 100 | 0 |  |  | 5.5 | 8043 |  | 0 | 0 | 0 | 5.48 | 5.48 | 8043
16 DSMEast | 0 | 0 | 0 | 7 |  |  | 0 | 0 |  | 0 | 0 | 0 | 0 | 0 | 0
Resource Totals | 63220.6 | 0 |  | 6321 | 505873.4 | 9791 |  | 1003257 | 2160 | 9845 | 449358 | 52271 | 16.7 | 23.96 | 1514732
Wheeling | [14 empty] | 1390
Fuel demand charges | [14 empty] | 0
Emissions costs | [14 empty] | 0
Reserve deficiencies | [14 empty] | 1856
E.N.S. | 1.3 | [12 empty] | 1000 | 1348
SYSTEM | [13 empty] | 23.94 | 1513299
Ancil | lary Services Con | tribut | ion An | d Reve | nue Re | port
----- | ----------------- | ------ | ------ | ------ | ------ | ----
|  | #NAME? | illary | Servi | ces (c | ontrib | ution, | revenu | e,rate | )
|  | #NAME? | UP |  | #NAME? | DOWN |  | #NAME? |  |  | #NAME? | PIN |  | #NAME? | PIN2 |  | #NAME? | l
No. | Station | GWh | 0 | $/MW-h | GWh | 0 | $/MW-h | GWh | 0 | $/MW-h | GWh | 0 | $/MW-h | GWh | 0 | $/MW-h | GWh | 0 | $/MW-h
--- | ---------------- | ----- | ----- | ----- | ----- | ----- | ----- | ----- | ----- | ----- | ----- | ----- | ----- | ----- | ----- | ----- | ----- | ----- | -----
1 | BearRiver | 96.4 | 701.7 | 7.3 | 0 | 0 | 0 | 29.3 | 284 | 9.7 | 128 | 3633.3 | 28.4 | 0 | 0 | 0 | 253.7 | 4619 | 18.2
2 | Clearwater1 | 0 | 0 | 0 | 0 | 0 | 0 | 0 | 0 | 0 | 0 | 0 | 0 | 0 | 0 | 0 | 0 | 0 | 0
3 | Clearwater2 | 0 | 0 | 0 | 0 | 0 | 0 | 0 | 0 | 0 | 0 | 0 | 0 | 0 | 0 | 0 | 0 | 0 | 0
4 | FishCreek | 0 | 0 | 0 | 0 | 0 | 0 | 0 | 0 | 0 | 0 | 0 | 0 | 0 | 0 | 0 | 0 | 0 | 0
5 | GemState_99489 | 0 | 0 | 0 | 0 | 0 | 0 | 0 | 0 | 0 | 0 | 0 | 0 | 0 | 0 | 0 | 0 | 0 | 0
6 | IronGate | 0 | 0 | 0 | 0 | 0 | 0 | 0 | 0 | 0 | 0 | 0 | 0 | 0 | 0 | 0 | 0 | 0 | 0
7 | JCBoyle | 0 | 0 | 0 | 0 | 0 | 0 | 0 | 0 | 0 | 0 | 0 | 0 | 0 | 0 | 0 | 0 | 0 | 0
8 | Lemolo2 | 0 | 0 | 0 | 0 | 0 | 0 | 0 | 0 | 0 | 0 | 0 | 0 | 0 | 0 | 0 | 0 | 0 | 0
9 | Lemolo1 | 0 | 0 | 0 | 0 | 0 | 0 | 0 | 0 | 0 | 1 | 18.8 | 18.4 | 0 | 0 | 0 | 1 | 18.8 | 18.4
10 | Merwin | 0 | 0 | 0 | 0 | 0 | 0 | 0 | 0 | 0 | 0 | 0 | 0 | 0 | 0 | 0 | 0 | 0 | 0
11 | SmallEastHydro | 0 | 0 | 0 | 0 | 0 | 0 | 0 | 0 | 0 | 0 | 0 | 0 | 0 | 0 | 0 | 0 | 0 | 0
12 | SodaSprings | 0 | 0 | 0 | 0 | 0 | 0 | 0 | 0 | 0 | 0 | 0 | 0 | 0 | 0 | 0 | 0 | 0 | 0
13 | Swift1 | 589.4 | ****** | 27.5 | 0 | 0 | 0 | 474.8 | ****** | 43.1 | 123.2 | 5642.8 | 45.8 | 0 | 0 | 0 | 1187.5 | ****** | 35.6
14 | Swift2 | 0 | 0 | 0 | 0 | 0 | 0 | 0 | 0 | 0 | 0 | 0 | 0 | 0 | 0 | 0 | 0 | 0 | 0
15 | UKL | 0 | 0 | 0 | 0 | 0 | 0 | 0 | 0 | 0 | 0 | 0 | 0 | 0 | 0 | 0 | 0 | 0 | 0
16 | Yale | 134.3 | 5522.3 | 41.1 | 0 | 0 | 0 | 157.2 | 5877.2 | 37.4 | 147.1 | 8554.4 | 58.2 | 0 | 0 | 0 | 438.5 | ****** | 45.5
17 | Blundell | 0 | 0 | 0 | 0 | 0 | 0 | 32.1 | 662.4 | 20.6 | 0 | 0 | 0 | 0 | 0 | 0 | 32.1 | 662.4 | 20.6
18 | Carbon1 | 13.6 | 175.1 | 12.9 | 0 | 0 | 0 | 4.3 | 61.4 | 14.1 | 0.6 | 31.9 | 51.2 | 0 | 0 | 0 | 18.5 | 268.3 | 14.5
19 | Carbon2 | 13.3 | 174.1 | 13.1 | 0 | 0 | 0 | 4.3 | 63.6 | 14.8 | 0.1 | 3.1 | 51.7 | 0 | 0 | 0 | 17.7 | 240.8 | 13.6
20 | Cholla4 | 199 | 2066.6 | 10.4 | 0 | 0 | 0 | 42.1 | 566.2 | 13.4 | 0.5 | 16.3 | 30.7 | 0 | 0 | 0 | 241.7 | 2649 | 11
21 | Colstrip3 | 0 | 0 | 0 | 0 | 0 | 0 | 0 | 0 | 0 | 4.8 | 1.6 | 0.3 | 0 | 0 | 0 | 4.8 | 1.6 | 0.3
22 | Colstrip4 | 0 | 0 | 0 | 0 | 0 | 0 | 0 | 0 | 0 | 4.2 | 1 | 0.2 | 0 | 0 | 0 | 4.2 | 1 | 0.2
23 | Craig1 | 0 | 0 | 0 | 0 | 0 | 0 | 0 | 0 | 0 | 0 | 0 | 0 | 0 | 0 | 0 | 0 | 0 | 0
24 | Craig2 | 0 | 0 | 0 | 0 | 0 | 0 | 0 | 0 | 0 | 0 | 0 | 0 | 0 | 0 | 0 | 0 | 0 | 0
25 | GadsbyGT3 | 0 | 0 | 0 | 0 | 0 | 0 | 0 | 0 | 0 | 0 | 0 | 0 | 0 | 0 | 0 | 0 | 0 | 0
26 | Gadsby1 | 0 | 0 | 0 | 0 | 0 | 0 | 0 | 0 | 0 | 0 | 0 | 0 | 0 | 0 | 0 | 0 | 0 | 0
27 | Gadsby2 | 0 | 0 | 0 | 0 | 0 | 0 | 0 | 0 | 0 | 0 | 0 | 0 | 0 | 0 | 0 | 0 | 0 | 0
28 | Gadsby3 | 0 | 0 | 0 | 0 | 0 | 0 | 0 | 0 | 0 | 0 | 0 | 0 | 0 | 0 | 0 | 0 | 0 | 0
29 | GadsbyGT2 | 0 | 0 | 0 | 0 | 0 | 0 | 0 | 0 | 0 | 0 | 0 | 0 | 0 | 0 | 0 | 0 | 0 | 0
30 | GadsbyGT1 | 0 | 0 | 0 | 0 | 0 | 0 | 0 | 0 | 0 | 0 | 0 | 0 | 0 | 0 | 0 | 0 | 0 | 0
31 | Hayden1 | 0 | 0 | 0 | 0 | 0 | 0 | 0 | 0 | 0 | 0 | 0 | 0 | 0 | 0 | 0 | 0 | 0 | 0
32 | Hayden2 | 0 | 0 | 0 | 0 | 0 | 0 | 0 | 0 | 0 | 0.1 | 61.7 | 976.8 | 0 | 0 | 0 | 0.1 | 61.7 | 976.8
33 | Hermiston2 | 55.1 | 51.1 | 0.9 | 0 | 0 | 0 | 40 | 8.5 | 0.2 | 57.6 | 5.6 | 0.1 | 0 | 0 | 0 | 152.7 | 65.2 | 0.4
34 | Hunter3 | 65.8 | 643 | 9.8 | 0 | 0 | 0 | 9.5 | 134.2 | 14.2 | 0 | 0 | 0 | 0 | 0 | 0 | 75.2 | 777.2 | 10.3
35 | Hunter1 | 54.1 | 531.9 | 9.8 | 0 | 0 | 0 | 8.8 | 150.7 | 17.1 | 0 | 0 | 0 | 0 | 0 | 0 | 62.9 | 682.6 | 10.8
36 | Hunter2 | 38.7 | 350.7 | 9.1 | 0 | 0 | 0 | 6.4 | 118.7 | 18.7 | 0 | 0 | 0 | 0 | 0 | 0 | 45 | 469.4 | 10.4
37 | Huntington1 | 31.8 | 260.4 | 8.2 | 0 | 0 | 0 | 9.1 | 202.3 | 22.1 | 0 | 0 | 0 | 0 | 0 | 0 | 40.9 | 462.7 | 11.3
38 | Huntington2 | 32.4 | 277.9 | 8.6 | 0 | 0 | 0 | 8.9 | 197.8 | 22.3 | 0 | 0 | 0 | 0 | 0 | 0 | 41.3 | 475.6 | 11.5
39 | JBridger1 | 9.6 | 42.9 | 4.5 | 0 | 0 | 0 | 7.4 | 0.3 | 0 | 9.2 | 3.9 | 0.4 | 0 | 0 | 0 | 26.2 | 47.1 | 1.8
40 | JBridger2 | 6.8 | 52.6 | 7.7 | 0 | 0 | 0 | 8.2 | 0.8 | 0.1 | 9.6 | 68.8 | 7.2 | 0 | 0 | 0 | 24.6 | 122.2 | 5
41 | JBridger3 | 5.8 | 4.5 | 0.8 | 0 | 0 | 0 | 9 | 0.5 | 0.1 | 19.7 | 0.4 | 0 | 0 | 0 | 0 | 34.6 | 5.3 | 0.2
42 | JBridger4 | 3.7 | 65.3 | 17.6 | 0 | 0 | 0 | 9.3 | 0.5 | 0.1 | 9.7 | 5.7 | 0.6 | 0 | 0 | 0 | 22.7 | 71.5 | 3.1
43 | JamesRiverCG | 0 | 0 | 0 | 0 | 0 | 0 | 0 | 0 | 0 | 0 | 0 | 0 | 0 | 0 | 0 | 0 | 0 | 0
44 | Johnston1 | 0 | 0 | 0 | 0 | 0 | 0 | 0 | 0 | 0 | 0.4 | 0.9 | 2.5 | 0 | 0 | 0 | 0.4 | 0.9 | 2.5
45 | Johnston2 | 0 | 0 | 0 | 0 | 0 | 0 | 0 | 0 | 0 | 0.2 | 0.4 | 2.4 | 0 | 0 | 0 | 0.2 | 0.4 | 2.4
46 | Johnston3 | 0 | 0 | 0 | 0 | 0 | 0 | 0 | 0 | 0 | 0.1 | 0.2 | 2.4 | 0 | 0 | 0 | 0.1 | 0.2 | 2.4
47 | Johnston4 | 0 | 0 | 0 | 0 | 0 | 0 | 0 | 0 | 0 | 0.8 | 2.9 | 3.4 | 0 | 0 | 0 | 0.8 | 2.9 | 3.4
48 | Naughton1 | 117.3 | 1021.3 | 8.7 | 0 | 0 | 0 | 23.5 | 208.4 | 8.9 | 0 | 0 | 0 | 0 | 0 | 0 | 140.8 | 1229.7 | 8.7
49 | Naughton2 | 143.4 | 1395.5 | 9.7 | 0 | 0 | 0 | 31.4 | 384.7 | 12.3 | 0 | 0 | 0 | 0 | 0 | 0 | 174.8 | 1780.3 | 10.2
50 | WestValleyCi GT1 | 0 | 0 | 0 | 0 | 0 | 0 | 0 | 0 | 0 | 0 | 0 | 0 | 0 | 0 | 0 | 0 | 0 | 0
51 | WestValleyCi GT4 | 0 | 0 | 0 | 0 | 0 | 0 | 0 | 0 | 0 | 0 | 0 | 0 | 0 | 0 | 0 | 0 | 0 | 0
52 | WestValleyCi GT5 | 0 | 0 | 0 | 0 | 0 | 0 | 0 | 0 | 0 | 0 | 0 | 0 | 0 | 0 | 0 | 0 | 0 | 0
53 | WestValleyCi GT3 | 0 | 0 | 0 | 0 | 0 | 0 | 0 | 0 | 0 | 0 | 0 | 0 | 0 | 0 | 0 | 0 | 0 | 0
54 | WestValleyCi GT2 | 0 | 0 | 0 | 0 | 0 | 0 | 0 | 0 | 0 | 0 | 0 | 0 | 0 | 0 | 0 | 0 | 0 | 0
55 | Wyodak1 | 0 | 0 | 0 | 0 | 0 | 0 | 0 | 0 | 0 | 0 | 0 | 0 | 0 | 0 | 0 | 0 | 0 | 0
56 | CurrantCreek | 271.8 | 3084.9 | 11.3 | 0 | 0 | 0 | 193.8 | 2099.9 | 10.8 | 0 | 0 | 0 | 0 | 0 | 0 | 465.6 | 5184.8 | 11.1
57 | BigFork | 0 | 0 | 0 | 0 | 0 | 0 | 0 | 0 | 0 | 0 | 0 | 0 | 0 | 0 | 0 | 0 | 0 | 0
58 | LakeSide | 630.3 | 6494.5 | 10.3 | 0 | 0 | 0 | 119 | 1622.3 | 13.6 | 0 | 0.1 | 27.5 | 0 | 0 | 0 | 749.2 | 8116.8 | 10.8
59 | PAC-COB SALE | 0 | 0 | 0 | 0 | 0 | 0 | 0 | 0 | 0 | 0 | 0 | 0 | 0 | 0 | 0 | 0 | 0 | 0
60 | PAC-COB PUR | 0 | 0 | 0 | 0 | 0 | 0 | 24.8 | 5.4 | 0.2 | 11.4 | 4.8 | 0.4 | 0 | 0 | 0 | 36.2 | 10.2 | 0.3
61 | PAC-MIDC SALE | 0 | 0 | 0 | 0 | 0 | 0 | 0 | 0 | 0 | 0 | 0 | 0 | 0 | 0 | 0 | 0 | 0 | 0
62 | PAC-MIDC PUR | 0 | 0 | 0 | 0 | 0 | 0 | 226.1 | 12.2 | 0.1 | 65.6 | 2.4 | 0 | 0 | 0 | 0 | 291.7 | 14.6 | 0.1
63 | PAC-FC SALE | 0 | 0 | 0 | 0 | 0 | 0 | 0 | 0 | 0 | 0 | 0 | 0 | 0 | 0 | 0 | 0 | 0 | 0
64 | PAC-FC PUR | 0 | 0 | 0 | 0 | 0 | 0 | 38.5 | 929.2 | 24.1 | 0 | 0 | 0 | 0 | 0 | 0 | 38.5 | 929.2 | 24.1
65 | PAC-PV SALE | 0 | 0 | 0 | 0 | 0 | 0 | 0 | 0 | 0 | 0 | 0 | 0 | 0 | 0 | 0 | 0 | 0 | 0
66 | PAC-PV PUR | 0 | 0 | 0 | 0 | 0 | 0 | 198.7 | 3148.8 | 15.9 | 0 | 0 | 0 | 0 | 0 | 0 | 198.7 | 3148.8 | 15.9
67 | Monsanto_145258 | 0 | 0 | 0 | 0 | 0 | 0 | 0 | 0 | 0 | 117.7 | 496.7 | 4.2 | 0 | 0 | 0 | 117.7 | 496.7 | 4.2
68 | APS_27875_Supp | 0 | 0 | 0 | 0 | 0 | 0 | 142.1 | 826.3 | 5.8 | 0 | 0 | 0 | 0 | 0 | 0 | 142.1 | 826.3 | 5.8
69 | REDD_66276_Out | 0 | 0 | 0 | 0 | 0 | 0 | 0 | 0 | 0 | 0 | 0 | 0 | 0 | 0 | 0 | 0 | 0 | 0
70 | Douglas_38185 | 0 | 0 | 0 | 0 | 0 | 0 | 0 | 0 | 0 | 0 | 0 | 0 | 0 | 0 | 0 | 0 | 0 | 0
71 | PGE_Cove_83984 | 0 | 0 | 0 | 0 | 0 | 0 | 0 | 0 | 0 | 0 | 0 | 0 | 0 | 0 | 0 | 0 | 0 | 0
72 | FC1_42818_Out | 0 | 0 | 0 | 0 | 0 | 0 | 0 | 0 | 0 | 0 | 0 | 0 | 0 | 0 | 0 | 0 | 0 | 0
73 | FC1_63510_Out | 0 | 0 | 0 | 0 | 0 | 0 | 0 | 0 | 0 | 0 | 0 | 0 | 0 | 0 | 0 | 0 | 0 | 0
74 | FC4_79207_Out | 0 | 0 | 0 | 0 | 0 | 0 | 0 | 0 | 0 | 0 | 0 | 0 | 0 | 0 | 0 | 0 | 0 | 0
75 | Cowlitz_65787 | 0 | 0 | 0 | 0 | 0 | 0 | 0 | 0 | 0 | 0 | 0 | 0 | 0 | 0 | 0 | 0 | 0 | 0
76 | SIE_64885_McNary | 0 | 0 | 0 | 0 | 0 | 0 | 0 | 0 | 0 | 0 | 0 | 0 | 0 | 0 | 0 | 0 | 0 | 0
77 | SMUD_24296_In | 0 | 0 | 0 | 0 | 0 | 0 | 0 | 0 | 0 | 0 | 0 | 0 | 0 | 0 | 0 | 0 | 0 | 0
78 | APS_58118_FC_In | 0 | 0 | 0 | 0 | 0 | 0 | 0 | 0 | 0 | 0 | 0 | 0 | 0 | 0 | 0 | 0 | 0 | 0
79 | APS_58119_FC_Out | 0 | 0 | 0 | 0 | 0 | 0 | 0 | 0 | 0 | 0 | 0 | 0 | 0 | 0 | 0 | 0 | 0 | 0
80 | REDD_66276_In | 0 | 0 | 0 | 0 | 0 | 0 | 0 | 0 | 0 | 0 | 0 | 0 | 0 | 0 | 0 | 0 | 0 | 0
81 | APS_58118_AZ_In | 0 | 0 | 0 | 0 | 0 | 0 | 0 | 0 | 0 | 0 | 0 | 0 | 0 | 0 | 0 | 0 | 0 | 0
82 | APS_58119_AZ_Out | 0 | 0 | 0 | 0 | 0 | 0 | 0 | 0 | 0 | 0 | 0 | 0 | 0 | 0 | 0 | 0 | 0 | 0
83 | SIE_64885_Goshen | 0 | 0 | 0 | 0 | 0 | 0 | 0 | 0 | 0 | 0 | 0 | 0 | 0 | 0 | 0 | 0 | 0 | 0
84 | Hermiston1 | 55.9 | 65.6 | 1.2 | 0 | 0 | 0 | 46.1 | 4.6 | 0.1 | 75.5 | 16.4 | 0.2 | 0 | 0 | 0 | 177.5 | 86.6 | 0.5
85 | Deseret_194277 | 0 | 0 | 0 | 0 | 0 | 0 | 341.8 | 5079.6 | 14.9 | 0 | 0 | 0 | 0 | 0 | 0 | 341.8 | 5079.6 | 14.9
86 | DSM_ID_Irrigate | 0 | 0 | 0 | 0 | 0 | 0 | 3.8 | 61.9 | 16.4 | 18.5 | 278 | 15.1 | 0 | 0 | 0 | 22.2 | 340 | 15.3
87 | QF_Exxon_236032 | 0 | 0 | 0 | 0 | 0 | 0 | 0 | 0 | 0 | 0 | 0 | 0 | 0 | 0 | 0 | 0 | 0 | 0
88 | QF_SUNN_Ad_59965 | 0 | 0 | 0 | 0 | 0 | 0 | 0 | 0 | 0 | 0 | 0 | 0 | 0 | 0 | 0 | 0 | 0 | 0
89 | QF_SUNN_Ba_83997 | 0 | 0 | 0 | 0 | 0 | 0 | 0 | 0 | 0 | 0 | 0 | 0 | 0 | 0 | 0 | 0 | 0 | 0
90 | QF_Tesoro_519533 | 0 | 0 | 0 | 0 | 0 | 0 | 0 | 0 | 0 | 0 | 0 | 0 | 0 | 0 | 0 | 0 | 0 | 0
91 | BHPL_28160_Loss | 0 | 0 | 0 | 0 | 0 | 0 | 0 | 0 | 0 | 0 | 0 | 0 | 0 | 0 | 0 | 0 | 0 | 0
92 | Rogue | 0 | 0 | 0 | 0 | 0 | 0 | 0 | 0 | 0 | 0 | 0 | 0 | 0 | 0 | 0 | 0 | 0 | 0
93 | MidColumbia | 11.2 | 242.4 | 21.7 | 0 | 0 | 0 | 26.6 | 570.7 | 21.4 | 60.2 | 1614.1 | 26.8 | 0 | 0 | 0 | 98 | 2427.2 | 24.8
94 | Toketee-Slide | 0 | 0 | 0 | 0 | 0 | 0 | 0 | 0 | 0 | 0 | 0 | 0 | 0 | 0 | 0 | 0 | 0 | 0
95 | SmallWestHydro | 0 | 0 | 0 | 0 | 0 | 0 | 0 | 0 | 0 | 0 | 0 | 0 | 0 | 0 | 0 | 0 | 0 | 0
96 | PSCO_340325_In | 0 | 0 | 0 | 0 | 0 | 0 | 0 | 0 | 0 | 0 | 0 | 0 | 0 | 0 | 0 | 0 | 0 | 0
97 | PSCO_340325_Out | 0 | 0 | 0 | 0 | 0 | 0 | 0 | 0 | 0 | 0 | 0 | 0 | 0 | 0 | 0 | 0 | 0 | 0
98 | HURR_393045_S | 0 | 0 | 0 | 0 | 0 | 0 | 0 | 0 | 0 | 0 | 0 | 0 | 0 | 0 | 0 | 0 | 0 | 0
99 | HURR_393045_P | 0 | 0 | 0 | 0 | 0 | 0 | 0 | 0 | 0 | 0 | 0 | 0 | 0 | 0 | 0 | 0 | 0 | 0
100 | QF_EVB_351030 | 0 | 0 | 0 | 0 | 0 | 0 | 0 | 0 | 0 | 0 | 0 | 0 | 0 | 0 | 0 | 0 | 0 | 0
101 | WEYE_Res_356685 | 0 | 0 | 0 | 0 | 0 | 0 | 0 | 0 | 0 | 0 | 0 | 0 | 0 | 0 | 0 | 0 | 0 | 0
102 | Chehalis | 55.4 | 25.9 | 0.5 | 0 | 0 | 0 | 54.5 | 198.7 | 3.6 | 18.8 | 30.8 | 1.6 | 0 | 0 | 0 | 128.7 | 255.4 | 2
103 | PAC-Mead PUR | 0 | 0 | 0 | 0 | 0 | 0 | 30.9 | 468.7 | 15.2 | 0 | 0 | 0 | 0 | 0 | 0 | 30.9 | 468.7 | 15.2
104 | PAC-Mead SALE | 0 | 0 | 0 | 0 | 0 | 0 | 0 | 0 | 0 | 0 | 0 | 0 | 0 | 0 | 0 | 0 | 0 | 0
105 | PAC-Mona PUR | 0 | 0 | 0 | 0 | 0 | 0 | 821.9 | 8677.8 | 10.6 | 0.2 | 0 | 0 | 0 | 0 | 0 | 822.1 | 8677.8 | 10.6
106 | PAC-Mona SALE | 0 | 0 | 0 | 0 | 0 | 0 | 0 | 0 | 0 | 0 | 0 | 0 | 0 | 0 | 0 | 0 | 0 | 0
107 | Copco 1-2 | 0 | 0 | 0 | 0 | 0 | 0 | 26.2 | 452.7 | 17.3 | 35.8 | 739.3 | 20.7 | 0 | 0 | 0 | 62 | 1192 | 19.2
108 | QF_CA_Hydro | 0 | 0 | 0 | 0 | 0 | 0 | 0 | 0 | 0 | 0 | 0 | 0 | 0 | 0 | 0 | 0 | 0 | 0
109 | QF_OR_Biomass | 0 | 0 | 0 | 0 | 0 | 0 | 0 | 0 | 0 | 0 | 0 | 0 | 0 | 0 | 0 | 0 | 0 | 0
110 | QF_OR_Hydro | 0 | 0 | 0 | 0 | 0 | 0 | 0 | 0 | 0 | 0 | 0 | 0 | 0 | 0 | 0 | 0 | 0 | 0
111 | QF_OR_Thermal | 0 | 0 | 0 | 0 | 0 | 0 | 0 | 0 | 0 | 0 | 0 | 0 | 0 | 0 | 0 | 0 | 0 | 0
112 | QF_UTS_Biomass | 0 | 0 | 0 | 0 | 0 | 0 | 0 | 0 | 0 | 0 | 0 | 0 | 0 | 0 | 0 | 0 | 0 | 0
113 | QF_UTN_Hydro | 0 | 0 | 0 | 0 | 0 | 0 | 0 | 0 | 0 | 0 | 0 | 0 | 0 | 0 | 0 | 0 | 0 | 0
114 | QF_WAYA_Biomass | 0 | 0 | 0 | 0 | 0 | 0 | 0 | 0 | 0 | 0 | 0 | 0 | 0 | 0 | 0 | 0 | 0 | 0
115 | QF_WAWW_Hydro | 0 | 0 | 0 | 0 | 0 | 0 | 0 | 0 | 0 | 0 | 0 | 0 | 0 | 0 | 0 | 0 | 0 | 0
116 | QF_WAYA_Wind | 0 | 0 | 0 | 0 | 0 | 0 | 0 | 0 | 0 | 0 | 0 | 0 | 0 | 0 | 0 | 0 | 0 | 0
117 | QF_WY_Hydro | 0 | 0 | 0 | 0 | 0 | 0 | 0 | 0 | 0 | 0 | 0 | 0 | 0 | 0 | 0 | 0 | 0 | 0
118 | QF_ID_Hydro | 0 | 0 | 0 | 0 | 0 | 0 | 0 | 0 | 0 | 0 | 0 | 0 | 0 | 0 | 0 | 0 | 0 | 0
119 | PAC-NOB PUR | 0 | 0 | 0 | 0 | 0 | 0 | 0.9 | 0 | 0 | 0.6 | 0.3 | 0.6 | 0 | 0 | 0 | 1.5 | 0.4 | 0.2
120 | SCL_New_Out | 0 | 0 | 0 | 0 | 0 | 0 | 0 | 0 | 0 | 0 | 0 | 0 | 0 | 0 | 0 | 0 | 0 | 0
121 | QF_RBFP_E20771 | 0 | 0 | 0 | 0 | 0 | 0 | 0 | 0 | 0 | 0 | 0 | 0 | 0 | 0 | 0 | 0 | 0 | 0
122 | ConstEng_E999691 | 0 | 0 | 0 | 0 | 0 | 0 | 0 | 0 | 0 | 0 | 0 | 0 | 0 | 0 | 0 | 0 | 0 | 0
123 | TMF_BioF_E20958 | 0 | 0 | 0 | 0 | 0 | 0 | 0 | 0.1 | 21.3 | 0 | 0 | 0 | 0 | 0 | 0 | 0 | 0.1 | 8.5
124 | PAC-NOB SALE | 0 | 0 | 0 | 0 | 0 | 0 | 0 | 0 | 0 | 0 | 0 | 0 | 0 | 0 | 0 | 0 | 0 | 0
125 | I_Naughton3_GCF | 20.3 | 289.3 | 14.3 | 0 | 0 | 0 | 21.7 | 524.3 | 24.2 | 0.5 | 6.4 | 14 | 0 | 0 | 0 | 42.4 | 820 | 19.3
126 | BHPL_27013R_MC_S | 0 | 0 | 0 | 0 | 0 | 0 | 0 | 0 | 0 | 0 | 0 | 0 | 0 | 0 | 0 | 0 | 0 | 0
127 | BHPL_27013R_US_S | 0 | 0 | 0 | 0 | 0 | 0 | 0 | 0 | 0 | 0 | 0 | 0 | 0 | 0 | 0 | 0 | 0 | 0
128 | UMPA_45631R_S | 0 | 0 | 0 | 0 | 0 | 0 | 0 | 0 | 0 | 0 | 0 | 0 | 0 | 0 | 0 | 0 | 0 | 0
129 | DorenaHyd_20887 | 0 | 0 | 0 | 0 | 0 | 0 | 0 | 0 | 0 | 0 | 0 | 0 | 0 | 0 | 0 | 0 | 0 | 0
130 | QF_Bioms1_234159 | 0 | 0 | 0 | 0 | 0 | 0 | 0 | 0 | 0 | 0 | 0 | 0 | 0 | 0 | 0 | 0 | 0 | 0
131 | ObsidianBlkCap | 0 | 0 | 0 | 0 | 0 | 0 | 0 | 0 | 0 | 0 | 0 | 0 | 0 | 0 | 0 | 0 | 0 | 0
132 | QF_CA_Biomass | 0 | 0 | 0 | 0 | 0 | 0 | 0 | 0 | 0 | 0 | 0 | 0 | 0 | 0 | 0 | 0 | 0 | 0
133 | QF_ID_Biomass | 0 | 0 | 0 | 0 | 0 | 0 | 0 | 0 | 0 | 0 | 0 | 0 | 0 | 0 | 0 | 0 | 0 | 0
134 | QF_UTN_Wind | 0 | 0 | 0 | 0 | 0 | 0 | 0 | 0 | 0 | 0 | 0 | 0 | 0 | 0 | 0 | 0 | 0 | 0
135 | QF_WAYA_Hydro | 0 | 0 | 0 | 0 | 0 | 0 | 0 | 0 | 0 | 0 | 0 | 0 | 0 | 0 | 0 | 0 | 0 | 0
136 | QF_WY_Wind | 0 | 0 | 0 | 0 | 0 | 0 | 0 | 0 | 0 | 0 | 0 | 0 | 0 | 0 | 0 | 0 | 0 | 0
137 | DSM_CooKeeper_Te | 0 | 0 | 0 | 0 | 0 | 0 | 6.6 | 109.9 | 16.7 | 10.9 | 159.5 | 14.7 | 0 | 0 | 0 | 17.5 | 269.4 | 15.4
138 | DSM_UT_Irrigate_ | 0 | 0 | 0 | 0 | 0 | 0 | 1.4 | 22.8 | 16.3 | 5 | 80 | 16 | 0 | 0 | 0 | 6.4 | 102.9 | 16.1
139 | BHPL_27013R_WYNE | 0 | 0 | 0 | 0 | 0 | 0 | 0 | 0 | 0 | 0 | 0 | 0 | 0 | 0 | 0 | 0 | 0 | 0
140 | BHPL_27013R_JB | 0 | 0 | 0 | 0 | 0 | 0 | 0 | 0 | 0 | 0 | 0 | 0 | 0 | 0 | 0 | 0 | 0 | 0
141 | QF_Latigo_21022 | 0 | 0 | 0 | 0 | 0 | 0 | 0 | 0 | 0 | 0 | 0 | 0 | 0 | 0 | 0 | 0 | 0 | 0
142 | Long Ridge1_2102 | 0 | 0 | 0 | 0 | 0 | 0 | 0 | 0 | 0 | 0 | 0 | 0 | 0 | 0 | 0 | 0 | 0 | 0
143 | Long Ridge2_2102 | 0 | 0 | 0 | 0 | 0 | 0 | 0 | 0 | 0 | 0 | 0 | 0 | 0 | 0 | 0 | 0 | 0 | 0
144 | BlueMountain_210 | 0 | 0 | 0 | 0 | 0 | 0 | 0 | 0 | 0 | 0 | 0 | 0 | 0 | 0 | 0 | 0 | 0 | 0
145 | Buckhorn_Solar | 0 | 0 | 0 | 0 | 0 | 0 | 0 | 0 | 0 | 0 | 0 | 0 | 0 | 0 | 0 | 0 | 0 | 0
146 | CedarValley_Sola | 0 | 0 | 0 | 0 | 0 | 0 | 0 | 0 | 0 | 0 | 0 | 0 | 0 | 0 | 0 | 0 | 0 | 0
147 | Beryl_Solar | 0 | 0 | 0 | 0 | 0 | 0 | 0 | 0 | 0 | 0 | 0 | 0 | 0 | 0 | 0 | 0 | 0 | 0
148 | Greenvile_Solar | 0 | 0 | 0 | 0 | 0 | 0 | 0 | 0 | 0 | 0 | 0 | 0 | 0 | 0 | 0 | 0 | 0 | 0
149 | MilfordFlat_Sola | 0 | 0 | 0 | 0 | 0 | 0 | 0 | 0 | 0 | 0 | 0 | 0 | 0 | 0 | 0 | 0 | 0 | 0
150 | QF_UTN_Solar | 0 | 0 | 0 | 0 | 0 | 0 | 0 | 0 | 0 | 0 | 0 | 0 | 0 | 0 | 0 | 0 | 0 | 0
151 | QF_FiddlerCanyon | 0 | 0 | 0 | 0 | 0 | 0 | 0 | 0 | 0 | 0 | 0 | 0 | 0 | 0 | 0 | 0 | 0 | 0
152 | QF_SouthMilford_ | 0 | 0 | 0 | 0 | 0 | 0 | 0 | 0 | 0 | 0 | 0 | 0 | 0 | 0 | 0 | 0 | 0 | 0
153 | QF_Manderfield_2 | 0 | 0 | 0 | 0 | 0 | 0 | 0 | 0 | 0 | 0 | 0 | 0 | 0 | 0 | 0 | 0 | 0 | 0
154 | QF_GranitePeak_2 | 0 | 0 | 0 | 0 | 0 | 0 | 0 | 0 | 0 | 0 | 0 | 0 | 0 | 0 | 0 | 0 | 0 | 0
155 | QF_LahoSolar_210 | 0 | 0 | 0 | 0 | 0 | 0 | 0 | 0 | 0 | 0 | 0 | 0 | 0 | 0 | 0 | 0 | 0 | 0
156 | OSIP_Projects | 0 | 0 | 0 | 0 | 0 | 0 | 0 | 0 | 0 | 0 | 0 | 0 | 0 | 0 | 0 | 0 | 0 | 0
157 | PSCO_FC_340325_o | 0 | 0 | 0 | 0 | 0 | 0 | 0 | 0 | 0 | 0 | 0 | 0 | 0 | 0 | 0 | 0 | 0 | 0
158 | Tri-State_27057 | 0 | 0 | 0 | 0 | 0 | 0 | 0 | 0 | 0 | 0 | 0 | 0 | 0 | 0 | 0 | 0 | 0 | 0
159 | StoneHouseSolar_ | 0 | 0 | 0 | 0 | 0 | 0 | 0 | 0 | 0 | 0 | 0 | 0 | 0 | 0 | 0 | 0 | 0 | 0
160 | BevansPoint | 0 | 0 | 0 | 0 | 0 | 0 | 0 | 0 | 0 | 0 | 0 | 0 | 0 | 0 | 0 | 0 | 0 | 0
161 | MagCorp_144408 | 0 | 0 | 0 | 0 | 0 | 0 | 0 | 0 | 0 | 675.7 | ****** | 17.7 | 0 | 0 | 0 | 675.7 | ****** | 17.7
162 | Nucor_137328 | 0 | 0 | 0 | 0 | 0 | 0 | 0 | 0 | 0 | 534.3 | 9451.3 | 17.7 | 0 | 0 | 0 | 534.3 | 9451.3 | 17.7
163 | MonsanCur_145258 | 0 | 0 | 0 | 0 | 0 | 0 | 0 | 0 | 0 | 0 | 0 | 0 | 0 | 0 | 0 | 0 | 0 | 0
164 | SCL_New_Reserve | 0 | 0 | 0 | 0 | 0 | 0 | 0 | 0 | 0 | 0 | 0 | 0 | 0 | 0 | 0 | 0 | 0 | 0
165 | LakeSide2 | 1131.3 | ****** | 10.2 | 0 | 0 | 0 | 48.5 | 526.8 | 10.9 | 0.1 | 2.4 | 30.4 | 0 | 0 | 0 | 1180 | ****** | 10.2
166 | WI_Goshen | 0 | 0 | 0 | 0 | 0 | 0 | 0 | 0 | 0 | 0 | 0 | 0 | 0 | 0 | 0 | 0 | 0 | 0
167 | WI_MidC | 0 | 0 | 0 | 0 | 0 | 0 | 0 | 0 | 0 | 0 | 0 | 0 | 0 | 0 | 0 | 0 | 0 | 0
168 | WI_UtahNorth | 0 | 0 | 0 | 0 | 0 | 0 | 0 | 0 | 0 | 0 | 0 | 0 | 0 | 0 | 0 | 0 | 0 | 0
169 | WI_WallaWalla | 0 | 0 | 0 | 0 | 0 | 0 | 0 | 0 | 0 | 0 | 0 | 0 | 0 | 0 | 0 | 0 | 0 | 0
170 | WI_WyomingNE | 0 | 0 | 0 | 0 | 0 | 0 | 0 | 0 | 0 | 0 | 0 | 0 | 0 | 0 | 0 | 0 | 0 | 0
| SYSTEM TOTAL | 3786.6 | ****** | 13.5 | 0 | 0 | 0 | 3289.3 | ****** | 16.6 | 2147.5 | ****** | 20 | 0 | 0 | 0 | 9223.4 | ****** | 16.1
Ancil | lary S | ervices Deficit R | eport
----- | ------ | ----------------- | -----
|  |  | ---------------- | #NAME? | ncillary S | ervices -- | ---------- | ----------
[5 empty] | Required | Available | Deficit | DefCost
No. | Type | Deficit Area | Name | Hrs | GWh | GWh | GWh | 0
--- | ---- | ---------------- | ---------------- | ------ | --------- | --------- | --------- | ---------
1 | CA | PAC EAST | REG.UP | 8 | 2859.5 | 2859.4 | 0.1 | 0
2 | CA | PAC EAST | REG.DOWN | 0 | 0 | 0 | 0 | 0
3 | CA | PAC EAST | SPIN | 808 | 2181.9 | 2178.2 | 3.7 | 340
4 | CA | PAC EAST | NONSPIN | 0 | 1493.6 | 1493.6 | 0 | 0
5 | CA | PAC EAST | NONSPIN2 | 0 | 0 | 0 | 0 | 0
6 | CA | PAC WEST | REG.UP | 0 | 927.2 | 927.2 | 0 | 0
7 | CA | PAC WEST | REG.DOWN | 0 | 0 | 0 | 0 | 0
8 | CA | PAC WEST | SPIN | 55 | 1111.1 | 1111.1 | 0 | 0
9 | CA | PAC WEST | NONSPIN | 53 | 653.9 | 653.9 | 0 | 0
10 | CA | PAC WEST | NONSPIN2 | 0 | 0 | 0 | 0 | 0
Stati | on Report
----- | ---------
|  |  | Aux | Cap |  |  | Heat H | ours | Fuel/P | rch Cost | Start | Star | t O&M | O&M | Opert | Total | Total
|  | Energy | Dmnd | Fctr | Sta- | FuelBurn | Rate | per | ¢/MBtu | <F> $0 | 00 Fue | l Co | st Fix | ed V | ar Co | st Co | st Cost
No. | Station | GWh | GWh | % | rts | GBtu | Btu/kWh | Unit | $/MWh | <P> $00 | 0 GBtu | 0 | 0 $00 | 0 $00 | 0 $/MW | h $/MW | h $000
--- | ---------------- | -------- | ------ | ----- | ---- | --------- | ------ | ---- | ------ | --- ----- | ---- | ----- | ------ | ----- | ------ | ------ | --------
1 | BearRiver | 148.4 | 0 | 29.5 | 0 |  |  | 8760 | 0 | 0 |  | 0 | 0 | 0 | 0 | 0 | 0
2 | Clearwater1 | 33.4 | 0 | 97.5 | 0 |  |  | 8760 | 0 | 0 |  | 0 | 0 | 0 | 0 | 0 | 0
3 | Clearwater2 | 45 | 0 | 99 | 0 |  |  | 8760 | 0 | 0 |  | 0 | 0 | 0 | 0 | 0 | 0
4 | FishCreek | 36.5 | 0 | 100 | 0 |  |  | 8760 | 0 | 0 |  | 0 | 0 | 0 | 0 | 0 | 0
5 | GemState_99489 | 49.7 | 0 | 100 | 0 |  |  | 8760 | 0 | 0 |  | 0 | 0 | 0 | 0 | 0 | 0
6 | IronGate | 132.6 | 0 | 100 | 0 |  |  | 8760 | 0 | 0 |  | 0 | 0 | 0 | 0 | 0 | 0
7 | JCBoyle | 322.7 | 0 | 100 | 0 |  |  | 8760 | 0 | 0 |  | 0 | 0 | 0 | 0 | 0 | 0
8 | Lemolo2 | 149.4 | 0 | 100 | 0 |  |  | 8760 | 0 | 0 |  | 0 | 0 | 0 | 0 | 0 | 0
9 | Lemolo1 | 134.8 | 0 | 96 | 0 |  |  | 8760 | 0 | 0 |  | 0 | 0 | 0 | 0 | 0 | 0
10 | Merwin | 417.1 | 0 | 100 | 0 |  |  | 8760 | 0 | 0 |  | 0 | 0 | 0 | 0 | 0 | 0
11 | SmallEastHydro | 110.1 | 0 | 100 | 0 |  |  | 8760 | 0 | 0 |  | 0 | 0 | 0 | 0 | 0 | 0
12 | SodaSprings | 43.2 | 0 | 100 | 0 |  |  | 8760 | 0 | 0 |  | 0 | 0 | 0 | 0 | 0 | 0
13 | Swift1 | 744 | 0 | 34.2 | 0 |  |  | 8760 | 0 | 0 |  | 0 | 0 | 0 | 0 | 0 | 0
14 | Swift2 | 228.8 | 0 | 94.5 | 0 |  |  | 8760 | 0 | 0 |  | 0 | 0 | 0 | 0 | 0 | 0
15 | UKL | 0 | 0 | 0 | 0 |  |  | 0 | 0 | 0 |  | 0 | 0 | 0 | 0 | 0 | 0
16 | Yale | 631.1 | 0 | 43.4 | 0 |  |  | 8760 | 0 | 0 |  | 0 | 0 | 0 | 0 | 0 | 0
17 | Blundell | 209.4 | 0 | 78.7 | 1 | 2093.9 | 10000 | 8424 | 0 | 0 | 0 | 0 | 0 | 557 | 2.66 | 2.66 | 557
18 | Carbon1 | 98 | 0 | 72.6 | 0 | 1206.7 | 12309 | 2160 | 194.5 | 2347 | 0 | 0 | 0 | 223 | 26.22 | 26.22 | 2570
19 | Carbon2 | 168.5 | 0 | 81.2 | 0 | 1969.1 | 11687 | 2160 | 194.5 | 3830 | 0 | 0 | 0 | 384 | 25.01 | 25.01 | 4213
20 | Cholla4 | 2555.5 | 0 | 79.3 | 0 | 27311.9 | 10687 | 8760 | 226.8 | 61950 | 0 | 0 | 36049 | 1840 | 24.96 | 39.07 | 99839
21 | Colstrip3 | 610.1 | 0 | 97.6 | 0 | 6561.6 | 10754 | 8760 | 131.4 | 8619 | 0 | 0 | 5005 | 802 | 15.44 | 23.64 | 14425
22 | Colstrip4 | 609.9 | 0 | 97.6 | 0 | 6630.5 | 10872 | 8760 | 131.4 | 8709 | 0 | 0 | 4878 | 815 | 15.62 | 23.62 | 14403
23 | Craig1 | 657.7 | 0 | 92.9 | 21 | 6563.7 | 9980 | 8615 | 205.5 | 13486 | 1 | 5 | 7494 | 0 | 20.51 | 31.91 | 20985
24 | Craig2 | 674.3 | 0 | 94.7 | 0 | 6826.7 | 10123 | 8760 | 205.5 | 14027 | 0 | 0 | 8129 | 0 | 20.8 | 32.86 | 22156
25 | GadsbyGT3 | 0 | 0 | 0 | 0 | 0 | 0 | 0 | 0 | 0 | 0 | 0 | 0 | 0 | 0 | 0 | 0
26 | Gadsby1 | 0 | 0 | 0 | 0 | 0 | 0 | 0 | 0 | 0 | 0 | 0 | 0 | 0 | 0 | 0 | 0
27 | Gadsby2 | 0 | 0 | 0 | 0 | 0 | 0 | 0 | 0 | 0 | 0 | 0 | 0 | 0 | 0 | 0 | 0
28 | Gadsby3 | 0 | 0 | 0 | 0 | 0 | 0 | 0 | 0 | 0 | 0 | 0 | 0 | 0 | 0 | 0 | 0
29 | GadsbyGT2 | 0 | 0 | 0 | 0 | 0 | 0 | 0 | 0 | 0 | 0 | 0 | 0 | 0 | 0 | 0 | 0
30 | GadsbyGT1 | 0 | 0 | 0 | 0 | 0 | 0 | 0 | 0 | 0 | 0 | 0 | 0 | 0 | 0 | 0 | 0
31 | Hayden1 | 233.5 | 0 | 64.7 | 1 | 2438.4 | 10441 | 6514 | 240.7 | 5870 | 0 | 0 | 6734 | 184 | 25.92 | 54.76 | 12788
32 | Hayden2 | 213.7 | 0 | 76.7 | 0 | 2181.2 | 10209 | 8760 | 240.7 | 5250 | 0 | 0 | 3678 | 0 | 24.57 | 41.79 | 8928
33 | Hermiston2 | 1103 | 0 | 54.4 | 118 | 8261.8 | 7490 | 5949 | 406.4 | 33574 | 105 | 432 | 0 | 1048 | 31.39 | 31.78 | 35054
34 | Hunter3 | 3667.6 | 0 | 95.2 | 0 | 37250.3 | 10157 | 8760 | 186.1 | 69319 | 0 | 0 | 24168 | 0 | 18.9 | 25.49 | 93487
35 | Hunter1 | 3295 | 0 | 96.3 | 0 | 34484.2 | 10466 | 8760 | 186.1 | 64171 | 0 | 0 | 37275 | 461 | 19.62 | 30.93 | 101908
36 | Hunter2 | 1981 | 0 | 89.7 | 2 | 20124.7 | 10159 | 8064 | 186.1 | 37450 | 3 | 81 | 19580 | 0 | 18.9 | 28.83 | 57111
37 | Huntington1 | 3742.7 | 0 | 98.9 | 0 | 36092.1 | 9643 | 8760 | 162.3 | 58595 | 0 | 0 | 25192 | 0 | 15.66 | 22.39 | 83787
38 | Huntington2 | 3155.6 | 0 | 89 | 2 | 32027.2 | 10149 | 7903 | 162.3 | 51996 | 4 | 99 | 34338 | 0 | 16.48 | 27.39 | 86432
39 | JBridger1 | 2694.7 | 0 | 95.2 | 1 | 27689.6 | 10276 | 8682 | 191.3 | 52979 | 2 | 68 | 18298 | 674 | 19.91 | 26.73 | 72018
40 | JBridger2 | 2737.3 | 0 | 92.6 | 1 | 28376.2 | 10367 | 8682 | 191.3 | 54292 | 3 | 89 | 21071 | 657 | 20.07 | 27.81 | 76110
41 | JBridger3 | 1815.6 | 0 | 66.4 | 2 | 19041.4 | 10488 | 6412 | 191.3 | 36432 | 18 | 499 | 29184 | 2015 | 21.18 | 37.52 | 68130
42 | JBridger4 | 2652.3 | 0 | 91.9 | 1 | 27426.1 | 10341 | 8682 | 191.3 | 52474 | 4 | 122 | 16572 | 849 | 20.1 | 26.4 | 70018
43 | JamesRiverCG | 121.8 | 0 | 97.5 | 1 | 876.7 | 7200 | 8520 | 0 | 0 | 0 | 0 | 0 | 11904 | 97.76 | 97.76 | 11904
44 | Johnston1 | 755.5 | 0 | 89.5 | 1 | 8398.6 | 11116 | 8728 | 106.8 | 8974 | 0 | 9 | 6435 | 204 | 12.15 | 20.68 | 15621
45 | Johnston2 | 776.3 | 0 | 89.5 | 1 | 8544.2 | 11006 | 8694 | 106.8 | 9129 | 1 | 18 | 7562 | 194 | 12.01 | 21.77 | 16903
46 | Johnston3 | 1440.6 | 0 | 79.9 | 2 | 16509.6 | 11460 | 7902 | 106.8 | 17640 | 8 | 236 | 23357 | 533 | 12.62 | 28.99 | 41766
47 | Johnston4 | 2489.4 | 0 | 94.3 | 0 | 26647 | 10704 | 8760 | 106.8 | 28471 | 0 | 0 | 22750 | 772 | 11.75 | 20.89 | 51993
48 | Naughton1 | 976.6 | 0 | 75.4 | 0 | 10191.6 | 10436 | 8760 | 213.4 | 21749 | 0 | 0 | 11247 | 332 | 22.61 | 34.13 | 33328
49 | Naughton2 | 1121.1 | 0 | 66.1 | 2 | 11799 | 10525 | 7865 | 213.4 | 25179 | 3 | 13 | 23117 | 392 | 22.81 | 43.44 | 48701
50 | WestValleyCi GT1 | 0 | 0 | 0 | 0 | 0 | 0 | 0 | 0 | 0 | 0 | 0 | 0 | 0 | 0 | 0 | 0
51 | WestValleyCi GT4 | 0 | 0 | 0 | 0 | 0 | 0 | 0 | 0 | 0 | 0 | 0 | 0 | 0 | 0 | 0 | 0
52 | WestValleyCi GT5 | 0 | 0 | 0 | 0 | 0 | 0 | 0 | 0 | 0 | 0 | 0 | 0 | 0 | 0 | 0 | 0
53 | WestValleyCi GT3 | 0 | 0 | 0 | 0 | 0 | 0 | 0 | 0 | 0 | 0 | 0 | 0 | 0 | 0 | 0 | 0
54 | WestValleyCi GT2 | 0 | 0 | 0 | 0 | 0 | 0 | 0 | 0 | 0 | 0 | 0 | 0 | 0 | 0 | 0 | 0
55 | Wyodak1 | 1711.1 | 0 | 75.3 | 2 | 20716.9 | 12108 | 7939 | 110.5 | 22901 | 4 | 106 | 21495 | 599 | 13.73 | 26.36 | 45100
56 | CurrantCreek | 1379.4 | 0 | 30.2 | 228 | 10027.7 | 7269 | 3629 | 392.3 | 39337 | 810 | 3195 | 0 | 4985 | 32.13 | 34.45 | 47517
57 | BigFork | 25.3 | 0 | 100 | 0 |  |  | 8760 | 0 | 0 |  | 0 | 0 | 0 | 0 | 0 | 0
58 | LakeSide | 2260.9 | 0 | 50.5 | 164 | 16013 | 7083 | 6427 | 392.3 | 62824 | 586 | 2342 | 0 | 6536 | 30.68 | 31.71 | 71701
59 | PAC-COB SALE | -914.5 | 0 | 81.6 | 255 |  |  | 7286 | 39.8 | -36442 |  | 0 | 0 | 0 | 39.85 | 39.85 | -36442
60 | PAC-COB PUR | 333.6 | 0 | 3.8 | 282 |  |  | 1606 | 26.8 | 8935 |  | 0 | 0 | 0 | 26.78 | 26.78 | 8935
61 | PAC-MIDC SALE | -136.9 | 0 | 0 | 291 |  |  | 2117 | 35.9 | -4919 |  | 0 | 0 | 0 | 35.94 | 35.94 | -4919
62 | PAC-MIDC PUR | 2457.7 | 0 | 28.1 | 274 |  |  | 6887 | 31.1 | 76351 |  | 0 | 0 | 0 | 31.07 | 31.07 | 76351
63 | PAC-FC SALE | -1874 | 0 | 85.9 | 199 |  |  | 8115 | 34.6 | -64790 |  | 0 | 0 | 0 | 34.57 | 34.57 | -64790
64 | PAC-FC PUR | 159.8 | 0 | 1.8 | 349 |  |  | 978 | 43.6 | 6962 |  | 0 | 0 | 0 | 43.57 | 43.57 | 6962
65 | PAC-PV SALE | -3414.4 | 0 | 0.4 | 0 |  |  | 8760 | 34.5 | -117766 |  | 0 | 0 | 0 | 34.49 | 34.49 | -117766
66 | PAC-PV PUR | 0 | 0 | 0 | 447 |  |  | 1405 | 0 | 0 |  | 0 | 0 | 0 | 0 | 0 | 0
67 | Monsanto_145258 | 0 | 0 | 0 | 0 |  |  | 0 | 0 | 0 |  | 0 | 0 | 0 | 0 | 0 | 0
68 | APS_27875_Supp | 115.8 | 0 | 9.5 | 0 |  |  | 8760 | 40.7 | 4716 |  | 0 | 0 | 4716 | 81.44 | 81.44 | 9431
69 | REDD_66276_Out | -127 | 0 | 100 | 0 |  |  | 8016 | 0 | 0 |  | 0 | 0 | 0 | 0 | 0 | 0
70 | Douglas_38185 | 62.1 | 0 | 100 | 0 |  |  | 8760 | 35.2 | 2187 |  | 0 | 0 | 0 | 35.23 | 35.23 | 2187
71 | PGE_Cove_83984 | 12 | 0 | 100 | 0 |  |  | 8760 | 0 | 0 |  | 0 | 0 | 0 | 0 | 0 | 0
72 | FC1_42818_Out | -45.4 | 0 | 100 | 0 |  |  | 8760 | 69 | -3131 |  | 0 | 0 | 0 | 69 | 69 | -3131
73 | FC1_63510_Out | -19.3 | 0 | 100 | 0 |  |  | 8760 | 0 | 0 |  | 0 | 0 | 0 | 0 | 0 | 0
74 | FC4_79207_Out | -50.4 | 0 | 100 | 0 |  |  | 8760 | 0 | 0 |  | 0 | 0 | 0 | 0 | 0 | 0
75 | Cowlitz_65787 | -255.2 | 0 | 100 | 0 |  |  | 8760 | 0 | 0 |  | 0 | 0 | 0 | 0 | 0 | 0
76 | SIE_64885_McNary | 1376.7 | 0 | 100 | 0 |  |  | 8760 | 0 | 0 |  | 0 | 0 | 0 | 0 | 0 | 0
77 | SMUD_24296_In | 217.4 | 0 | 100 | 0 |  |  | 8736 | 37 | 8043 |  | 0 | 0 | 0 | 37 | 37 | 8043
78 | APS_58118_FC_In | 458.3 | 0 | 100 | 0 |  |  | 8760 | 0 | 0 |  | 0 | 0 | 0 | 0 | 0 | 0
79 | APS_58119_FC_Out | -279.7 | 0 | 100 | 0 |  |  | 8760 | 0 | 0 |  | 0 | 0 | 0 | 0 | 0 | 0
80 | REDD_66276_In | 114.9 | 0 | 100 | 0 |  |  | 8016 | 0 | 0 |  | 0 | 0 | 0 | 0 | 0 | 0
81 | APS_58118_AZ_In | 113.1 | 0 | 100 | 0 |  |  | 8760 | 0 | 0 |  | 0 | 0 | 0 | 0 | 0 | 0
82 | APS_58119_AZ_Out | -291.7 | 0 | 100 | 0 |  |  | 8760 | 0 | 0 |  | 0 | 0 | 0 | 0 | 0 | 0
83 | SIE_64885_Goshen | 913.6 | 0 | 100 | 0 |  |  | 8760 | 0 | 0 |  | 0 | 0 | 0 | 0 | 0 | 0
84 | Hermiston1 | 973.8 | 0 | 47.6 | 104 | 7318.6 | 7516 | 5515 | 407.2 | 29798 | 116 | 478 | 0 | 925 | 31.55 | 32.04 | 31201
85 | Deseret_194277 | 395.3 | 0 | 52.6 | 66 |  |  | 8566 | 20.8 | 8217 |  | 0 | 0 | 0 | 20.79 | 20.79 | 8217
86 | DSM_ID_Irrigate | 0 | 0 | 0 | 3 |  |  | 840 | 0 | 0 |  | 0 | 0 | 0 | 0 | 0 | 0
87 | QF_Exxon_236032 | 0 | 0 | 0 | 0 |  |  | 8760 | 0 | 0 |  | 0 | 0 | 0 | 0 | 0 | 0
88 | QF_SUNN_Ad_59965 | 58.4 | 0 | 93.9 | 2 |  |  | 8256 | 46.5 | 2714 |  | 0 | 1967 | 0 | 46.48 | 80.17 | 4681
89 | QF_SUNN_Ba_83997 | 328.4 | 0 | 93.9 | 2 |  |  | 8256 | 48.8 | 16027 |  | 0 | 9117 | 0 | 48.8 | 76.56 | 25144
90 | QF_Tesoro_519533 | 0 | 0 | 0 | 0 |  |  | 8760 | 0 | 0 |  | 0 | 0 | 0 | 0 | 0 | 0
91 | BHPL_28160_Loss | -15.6 | 0 | 100 | 0 |  |  | 8760 | 11 | -171 |  | 0 | 0 | 0 | 10.98 | 10.98 | -171
92 | Rogue | 283 | 0 | 100 | 0 |  |  | 8760 | 0 | 0 |  | 0 | 0 | 0 | 0 | 0 | 0
93 | MidColumbia | 345.5 | 0 | 64.6 | 0 |  |  | 8760 | 0 | 0 |  | 0 | 0 | 0 | 0 | 0 | 0
94 | Toketee-Slide | 288.2 | 0 | 100 | 0 |  |  | 8760 | 0 | 0 |  | 0 | 0 | 0 | 0 | 0 | 0
95 | SmallWestHydro | 20.8 | 0 | 100 | 0 |  |  | 8760 | 0 | 0 |  | 0 | 0 | 0 | 0 | 0 | 0
96 | PSCO_340325_In | 1314 | 0 | 100 | 0 |  |  | 8760 | 0 | 0 |  | 0 | 0 | 0 | 0 | 0 | 0
97 | PSCO_340325_Out | -1112.7 | 0 | 100 | 0 |  |  | 8760 | 0 | 0 |  | 0 | 0 | 0 | 0 | 0 | 0
98 | HURR_393045_S | -0.2 | 0 | 100 | 0 |  |  | 8760 | 75 | -16 |  | 0 | 0 | 0 | 75 | 75 | -16
99 | HURR_393045_P | 1.9 | 0 | 100 | 0 |  |  | 8760 | 75 | 145 |  | 0 | 0 | 0 | 75 | 75 | 145
100 | QF_EVB_351030 | 47.9 | 0 | 100 | 0 |  |  | 8736 | 66.4 | 3177 |  | 0 | 0 | 0 | 66.36 | 66.36 | 3177
101 | WEYE_Res_356685 | 0 | 0 | 0 | 0 |  |  | 0 | 0 | 0 |  | 0 | 0 | 0 | 0 | 0 | 0
102 | Chehalis | 1022.9 | 0 | 24.9 | 133 | 7492.4 | 7324 | 3179 | 413.4 | 30973 | 461 | 1933 | 0 | 3562 | 33.76 | 35.65 | 36469
103 | PAC-Mead PUR | 0 | 0 | 0 | 150 |  |  | 324 | 0 | 0 |  | 0 | 0 | 0 | 0 | 0 | 0
104 | PAC-Mead SALE | -724.7 | 0 | 64 | 286 |  |  | 7784 | 35.9 | -26013 |  | 0 | 0 | 0 | 35.9 | 35.9 | -26013
105 | PAC-Mona PUR | 667.2 | 0 | 7.6 | 814 |  |  | 5755 | 36.7 | 24469 |  | 0 | 0 | 0 | 36.67 | 36.67 | 24469
106 | PAC-Mona SALE | -320.8 | 0 | 49.2 | 592 |  |  | 6235 | 35.4 | -11364 |  | 0 | 0 | 0 | 35.42 | 35.42 | -11364
107 | Copco 1-2 | 267.3 | 0 | 57.9 | 0 |  |  | 8760 | 0 | 0 |  | 0 | 0 | 0 | 0 | 0 | 0
108 | QF_CA_Hydro | 33.3 | 0 | 100 | 0 |  |  | 8760 | 144.8 | 4825 |  | 0 | 0 | 0 | 144.84 | 144.84 | 4825
109 | QF_OR_Biomass | 3.7 | 0 | 100 | 0 |  |  | 8760 | 68.2 | 250 |  | 0 | 0 | 0 | 68.24 | 68.24 | 250
110 | QF_OR_Hydro | 162.4 | 0 | 100 | 0 |  |  | 8760 | 107.9 | 17512 |  | 0 | 0 | 0 | 107.86 | 107.86 | 17512
111 | QF_OR_Thermal | 125.6 | 0 | 100 | 0 |  |  | 8760 | 71 | 8917 |  | 0 | 0 | 0 | 71 | 71 | 8917
112 | QF_UTS_Biomass | 17.7 | 0 | 100 | 0 |  |  | 8760 | 50.7 | 900 |  | 0 | 0 | 0 | 50.75 | 50.75 | 900
113 | QF_UTN_Hydro | 6.7 | 0 | 100 | 0 |  |  | 8760 | 88.9 | 593 |  | 0 | 0 | 0 | 88.89 | 88.89 | 593
114 | QF_WAYA_Biomass | 0 | 0 | 0 | 0 |  |  | 8760 | 0 | 0 |  | 0 | 0 | 0 | 0 | 0 | 0
115 | QF_WAWW_Hydro | 0 | 0 | 0 | 0 |  |  | 8760 | 0 | 0 |  | 0 | 0 | 0 | 0 | 0 | 0
116 | QF_WAYA_Wind | 0 | 0 | 0 | 0 |  |  | 8760 | 0 | 0 |  | 0 | 0 | 0 | 0 | 0 | 0
117 | QF_WY_Hydro | 11.4 | 0 | 100 | 0 |  |  | 8760 | 71.5 | 814 |  | 0 | 0 | 0 | 71.47 | 71.47 | 814
118 | QF_ID_Hydro | 112.6 | 0 | 100 | 0 |  |  | 8760 | 92.8 | 10451 |  | 0 | 0 | 0 | 92.8 | 92.8 | 10451
119 | PAC-NOB PUR | 25.3 | 0 | 1.4 | 106 |  |  | 278 | 26.3 | 664 |  | 0 | 0 | 0 | 26.26 | 26.26 | 664
120 | SCL_New_Out | -360.9 | 0 | 100 | 0 |  |  | 8760 | 14.6 | -5258 |  | 0 | 0 | -5258 | 29.14 | 29.14 | -10517
121 | QF_RBFP_E20771 | 12 | 0 | 100 | 0 |  |  | 8760 | 54.1 | 648 |  | 0 | 0 | 0 | 54.05 | 54.05 | 648
122 | ConstEng_E999691 | 63.2 | 0 | 100 | 0 |  |  | 8760 | 54.7 | 3458 |  | 0 | 0 | 3458 | 109.44 | 109.44 | 6916
123 | TMF_BioF_E20958 | 37.2 | 0 | 88.5 | 0 |  |  | 8760 | 0 | 0 |  | 0 | 0 | 1406 | 37.76 | 37.76 | 1406
124 | PAC-NOB SALE | 0 | 0 | 0 | 0 |  |  | 0 | 0 | 0 |  | 0 | 0 | 0 | 0 | 0 | 0
125 | I_Naughton3_GCF | 158.2 | 0 | 9.1 | 11 | 1924.5 | 12163 | 1572 | 378.9 | 7291 | 23 | 88 | 4758 | 0 | 46.08 | 76.71 | 12138
126 | BHPL_27013R_MC_S | -168.9 | 0 | 100 | 0 |  |  | 8760 | 11 | -1854 |  | 0 | 0 | 0 | 10.98 | 10.98 | -1854
127 | BHPL_27013R_US_S | -65.9 | 0 | 100 | 0 |  |  | 8760 | 11 | -724 |  | 0 | 0 | 0 | 10.98 | 10.98 | -724
128 | UMPA_45631R_S | -220.8 | 0 | 100 | 0 |  |  | 8760 | 23.2 | -5131 |  | 0 | -4396 | -5131 | 46.48 | 66.39 | -14659
129 | DorenaHyd_20887 | 15.1 | 0 | 100 | 0 |  |  | 8760 | 73.5 | 1107 |  | 0 | 0 | 0 | 73.47 | 73.47 | 1107
130 | QF_Bioms1_234159 | 228.5 | 0 | 100 | 0 |  |  | 8760 | 74.9 | 17124 |  | 0 | 0 | 0 | 74.94 | 74.94 | 17124
131 | ObsidianBlkCap | 4.7 | 0 | 100 | 0 |  |  | 8760 | 72.7 | 342 |  | 0 | 0 | 0 | 72.71 | 72.71 | 342
132 | QF_CA_Biomass | 0 | 0 | 100 | 0 |  |  | 8760 | 32.2 | 1 |  | 0 | 0 | 0 | 32.24 | 32.24 | 1
133 | QF_ID_Biomass | 10.8 | 0 | 100 | 0 |  |  | 8760 | 75.4 | 814 |  | 0 | 0 | 0 | 75.4 | 75.4 | 814
134 | QF_UTN_Wind | 0 | 0 | 0 | 0 |  |  | 8760 | 0 | 0 |  | 0 | 0 | 0 | 0 | 0 | 0
135 | QF_WAYA_Hydro | 6.7 | 0 | 100 | 0 |  |  | 8760 | 38.4 | 258 |  | 0 | 0 | 0 | 38.4 | 38.4 | 258
136 | QF_WY_Wind | 0.3 | 0 | 100 | 0 |  |  | 8760 | 60.5 | 18 |  | 0 | 0 | 0 | 60.5 | 60.5 | 18
137 | DSM_CooKeeper_Te | 0 | 0 | 0 | 5 |  |  | 1848 | 0 | 0 |  | 0 | 0 | 0 | 0 | 0 | 0
138 | DSM_UT_Irrigate_ | 0 | 0 | 0 | 4 |  |  | 1008 | 0 | 0 |  | 0 | 0 | 0 | 0 | 0 | 0
139 | BHPL_27013R_WYNE | -14.9 | 0 | 14.6 | 182 |  |  | 1276 | 11 | -163 |  | 0 | 0 | 0 | 10.98 | 10.98 | -163
140 | BHPL_27013R_JB | 0 | 0 | 0 | 1 |  |  | 1 | 0 | 0 |  | 0 | 0 | 0 | 0 | 0 | 0
141 | QF_Latigo_21022 | 91.3 | 0 | 100 | 1 |  |  | 5880 | 60 | 5484 |  | 0 | 0 | 0 | 60.05 | 60.05 | 5484
142 | Long Ridge1_2102 | 0.6 | 0 | 100 | 1 |  |  | 24 | 63.8 | 40 |  | 0 | 0 | 0 | 63.76 | 63.76 | 40
143 | Long Ridge2_2102 | 0.6 | 0 | 100 | 1 |  |  | 24 | 63.8 | 40 |  | 0 | 0 | 0 | 63.76 | 63.76 | 40
144 | BlueMountain_210 | 25.3 | 0 | 100 | 1 |  |  | 768 | 60.7 | 1533 |  | 0 | 0 | 0 | 60.66 | 60.66 | 1533
145 | Buckhorn_Solar | 1.8 | 0 | 100 | 1 |  |  | 3696 | 76.3 | 140 |  | 0 | 0 | 0 | 76.3 | 76.3 | 140
146 | CedarValley_Sola | 1.8 | 0 | 100 | 1 |  |  | 3696 | 76.3 | 140 |  | 0 | 0 | 0 | 76.3 | 76.3 | 140
147 | Beryl_Solar | 1.9 | 0 | 100 | 1 |  |  | 3696 | 76.3 | 144 |  | 0 | 0 | 0 | 76.3 | 76.3 | 144
148 | Greenvile_Solar | 1.4 | 0 | 100 | 1 |  |  | 3696 | 76.3 | 103 |  | 0 | 0 | 0 | 76.3 | 76.3 | 103
149 | MilfordFlat_Sola | 1.8 | 0 | 100 | 1 |  |  | 3696 | 58.4 | 107 |  | 0 | 0 | 0 | 58.39 | 58.39 | 107
150 | QF_UTN_Solar | 0.9 | 0 | 100 | 0 |  |  | 8760 | 0 | 0 |  | 0 | 0 | 0 | 0 | 0 | 0
151 | QF_FiddlerCanyon | 11 | 0 | 100 | 1 |  |  | 5184 | 85 | 936 |  | 0 | 0 | 0 | 85 | 85 | 936
152 | QF_SouthMilford_ | 7.6 | 0 | 100 | 1 |  |  | 8424 | 58.4 | 441 |  | 0 | 0 | 0 | 58.39 | 58.39 | 441
153 | QF_Manderfield_2 | 3.2 | 0 | 100 | 1 |  |  | 5184 | 85 | 272 |  | 0 | 0 | 0 | 85 | 85 | 272
154 | QF_GranitePeak_2 | 1.8 | 0 | 100 | 1 |  |  | 3696 | 58.4 | 107 |  | 0 | 0 | 0 | 58.39 | 58.39 | 107
155 | QF_LahoSolar_210 | 1.8 | 0 | 100 | 1 |  |  | 3696 | 58.4 | 107 |  | 0 | 0 | 0 | 58.39 | 58.39 | 107
156 | OSIP_Projects | 3.9 | 0 | 100 | 0 |  |  | 8760 | 0 | 0 |  | 0 | 0 | 0 | 0 | 0 | 0
157 | PSCO_FC_340325_o | 0 | 0 | 0 | 0 |  |  | 0 | 0 | 0 |  | 0 | 0 | 0 | 0 | 0 | 0
158 | Tri-State_27057 | 91.3 | 0 | 63.7 | 262 |  |  | 5308 | 15.5 | 1414 |  | 0 | 0 | 0 | 15.49 | 15.49 | 1414
159 | StoneHouseSolar_ | 13.2 | 0 | 100 | 0 |  |  | 8760 | 78.9 | 1043 |  | 0 | 0 | 0 | 78.86 | 78.86 | 1043
160 | BevansPoint | 3.4 | 0 | 100 | 1 |  |  | 6624 | 78.9 | 267 |  | 0 | 0 | 0 | 78.86 | 78.86 | 267
161 | MagCorp_144408 | 0 | 0 | 0 | 0 |  |  | 0 | 0 | 0 |  | 0 | 0 | 0 | 0 | 0 | 0
162 | Nucor_137328 | 0 | 0 | 0 | 0 |  |  | 0 | 0 | 0 |  | 0 | 0 | 0 | 0 | 0 | 0
163 | MonsanCur_145258 | 0 | 0 | 0 | 0 |  |  | 0 | 0 | 0 |  | 0 | 0 | 0 | 0 | 0 | 0
164 | SCL_New_Reserve | 0 | 0 | 0 | 0 |  |  | 0 | 0 | 0 |  | 0 | 0 | 0 | 0 | 0 | 0
165 | LakeSide2 | 3604.9 | 0 | 63.4 | 2 | 24856.1 | 6895 | 8725 | 395.9 | 98402 | 8 | 32 | 24303 | 11634 | 30.52 | 37.27 | 134371
166 | WI_Goshen | 1045.8 | 0 | 100 | 0 |  |  | 8760 | 0 | 0 |  | 0 | 0 | 0 | 0 | 0 | 0
167 | WI_MidC | 434 | 0 | 100 | 396 |  |  | 8144 | 0 | 0 |  | 0 | 0 | 0 | 0 | 0 | 0
168 | WI_UtahNorth | 789.5 | 0 | 100 | 0 |  |  | 8760 | 0 | 0 |  | 0 | 0 | 0 | 0 | 0 | 0
169 | WI_WallaWalla | 1497.4 | 0 | 100 | 487 |  |  | 7954 | 0 | 0 |  | 0 | 0 | 0 | 0 | 0 | 0
170 | WI_WyomingNE | 3452.5 | 0 | 100 | 50 |  |  | 8669 | 0 | 0 |  | 0 | 0 | 0 | 0 | 0 | 0
SYSTE | M PRODUCTION | 63220.6 | 0 |  | 6321 | 505873.4 | 9791 |  |  | 1003257 | 2160 | 9845 | 449358 | 52271 | 16.7 | 23.96 | 1514732

## Study5EIM
Build ID: 000001_x64 Ventyx p. 1
MULTISYM V8.1.03 Copyright 1998-2014. All rights reserved. L0000-00 1 iter Convergent Monte 09/02/2014
2015: I15_P_WI_S5SMEIM25566 (Environmental) 04:40:09 PM
Station Group Report
--------------------
|  | Aux | Cap |  |  | Heat Hours | Fuel/P | rch Cost | Start | Star | t O&M | O&M | Opert | Total | Total
| Energy | Dmnd | Fctr | Sta- | FuelBurn | Rate per | ¢/MBtu | <F> $0 | 00 Fue | l Co | st Fix | ed V | ar Co | st Co | st Cost
No. Group | GWh | GWh | % | rts | GBtu | Btu/kWh Unit | $/MWh | <P> $00 | 0 GBtu | 0 | 0 $00 | 0 $00 | 0 $/MW | h $/MW | h $000
--- ---------------- | -------- | ------ | ----- | ---- | --------- | ------ ---- | ------ | --- ----- | ---- | ----- | ------ | ----- | ------ | ------ | --------
Native Load | 62794.5
Dump Power | 339 | [12 empty] | 14.1 | 4779
Aux Demand | 0
Tran. Losses | 0
LESS Resources (Export | s):
1 HydroEast | 258.5 | 0 | 42.2 | 0 |  |  | 0 | 0 |  | 0 | 0 | 0 | 0 | 0 | 0
2 HydroWest | 4148.8 | 0 | 60.9 | 0 |  |  | 0 | 0 |  | 0 | 0 | 0 | 0 | 0 | 0
3 PurchaseEast | 1273 | 0 | 48 | 70 |  |  | 40 | 50944 |  | 0 | 11084 | 8174 | 46.44 | 55.15 | 70203
4 RenewableEast | 370.3 | 0 | 93.9 | 16 | 2422.6 | 10000 | 0 | 8119 | 0 | 0 | 0 | 645 | 23.67 | 23.67 | 8764
5 ThermalEast | 37188.1 | 0 | 72.1 | 417 | 363434.4 | 9773 | 200.5 | 728612 | 1408 | 6055 | 342903 | 29963 | 20.4 | 29.78 | 1107533
6 ThermalWest | 14236.6 | 0 | 67.9 | 361 | 138814.7 | 9751 | 219.9 | 305230 | 716 | 3650 | 95008 | 23154 | 23.07 | 30 | 427043
7 IRPEast | 179.5 | 0 | 10.3 | 10 | 2101.9 | 11708 | 378.9 | 7964 | 21 | 80 | 4758 | 0 | 44.36 | 71.31 | 12802
8 MCP | -4023.9 | 0 | 0.2 | 3768 |  |  | 38.6 | -155222 |  | 0 | 0 | 0 | 38.57 | 38.57 | -155222
9 InterruptEast | 0 | 0 | 0 | 0 |  |  | 0 | 0 |  | 0 | 0 | 0 | 0 | 0 | 0
10 RenewableWest | -370.2 | 0 | 133.3 | 0 |  |  | 14.2 | -5258 |  | 0 | 0 | -3853 | 24.61 | 24.61 | -9111
11 PurchaseWest | 709.2 | 0 | 100 | 0 |  |  | 79 | 56006 |  | 0 | 0 | 0 | 78.97 | 78.97 | 56006
12 ExchangeEast | 1229.8 | 0 | 119.6 | 0 |  |  | 0 | 0 |  | 0 | 0 | 0 | 0 | 0 | 0
13 SaleWest | -443.3 | 0 | 100 | 0 |  |  | 4.2 | -1854 |  | 0 | 0 | 0 | 4.18 | 4.18 | -1854
14 SaleEast | -302.5 | 0 | 100 | 0 |  |  | 20 | -6042 |  | 0 | -4396 | -5131 | 36.93 | 51.46 | -15570
15 ExchangeWest | 1467.1 | 0 | 100 | 0 |  |  | 5.5 | 8043 |  | 0 | 0 | 0 | 5.48 | 5.48 | 8043
16 DSMEast | 0 | 0 | 0 | 7 |  |  | 0 | 0 |  | 0 | 0 | 0 | 0 | 0 | 0
Resource Totals | 63132.2 | 0 |  | 4916 | 506773.7 | 9775 |  | 997685 | 2145 | 9785 | 449358 | 52952 | 16.64 | 23.91 | 1509779
Wheeling | [14 empty] | 1407
Fuel demand charges | [14 empty] | 0
Emissions costs | [14 empty] | 0
Reserve deficiencies | [14 empty] | 2619
E.N.S. | 1.3 | [12 empty] | 1000 | 1256
SYSTEM | [13 empty] | 23.92 | 1510282
Ancil | lary Services Con | tribut | ion An | d Reve | nue Re | port
----- | ----------------- | ------ | ------ | ------ | ------ | ----
|  | #NAME? | illary | Servi | ces (c | ontrib | ution, | revenu | e,rate | )
|  | #NAME? | UP |  | #NAME? | DOWN |  | #NAME? |  |  | #NAME? | PIN |  | #NAME? | PIN2 |  | #NAME? | l
No. | Station | GWh | 0 | $/MW-h | GWh | 0 | $/MW-h | GWh | 0 | $/MW-h | GWh | 0 | $/MW-h | GWh | 0 | $/MW-h | GWh | 0 | $/MW-h
--- | ---------------- | ----- | ----- | ----- | ----- | ----- | ----- | ----- | ----- | ----- | ----- | ----- | ----- | ----- | ----- | ----- | ----- | ----- | -----
1 | BearRiver | 108.7 | 121.8 | 1.1 | 0 | 0 | 0 | 16.9 | 119.6 | 7.1 | 126.1 | 2470.4 | 19.6 | 0 | 0 | 0 | 251.8 | 2711.8 | 10.8
2 | Clearwater1 | 0 | 0 | 0 | 0 | 0 | 0 | 0 | 0 | 0 | 0 | 0 | 0 | 0 | 0 | 0 | 0 | 0 | 0
3 | Clearwater2 | 0 | 0 | 0 | 0 | 0 | 0 | 0 | 0 | 0 | 0 | 0 | 0 | 0 | 0 | 0 | 0 | 0 | 0
4 | FishCreek | 0 | 0 | 0 | 0 | 0 | 0 | 0 | 0 | 0 | 0 | 0 | 0 | 0 | 0 | 0 | 0 | 0 | 0
5 | GemState_99489 | 0 | 0 | 0 | 0 | 0 | 0 | 0 | 0 | 0 | 0 | 0 | 0 | 0 | 0 | 0 | 0 | 0 | 0
6 | IronGate | 0 | 0 | 0 | 0 | 0 | 0 | 0 | 0 | 0 | 0 | 0 | 0 | 0 | 0 | 0 | 0 | 0 | 0
7 | JCBoyle | 0 | 0 | 0 | 0 | 0 | 0 | 0 | 0 | 0 | 0 | 0 | 0 | 0 | 0 | 0 | 0 | 0 | 0
8 | Lemolo2 | 0 | 0 | 0 | 0 | 0 | 0 | 0 | 0 | 0 | 0 | 0 | 0 | 0 | 0 | 0 | 0 | 0 | 0
9 | Lemolo1 | 0 | 0 | 0 | 0 | 0 | 0 | 0 | 0 | 0 | 0.6 | 9.2 | 14.9 | 0 | 0 | 0 | 0.6 | 9.2 | 14.9
10 | Merwin | 0 | 0 | 0 | 0 | 0 | 0 | 0 | 0 | 0 | 0 | 0 | 0 | 0 | 0 | 0 | 0 | 0 | 0
11 | SmallEastHydro | 0 | 0 | 0 | 0 | 0 | 0 | 0 | 0 | 0 | 0 | 0 | 0 | 0 | 0 | 0 | 0 | 0 | 0
12 | SodaSprings | 0 | 0 | 0 | 0 | 0 | 0 | 0 | 0 | 0 | 0 | 0 | 0 | 0 | 0 | 0 | 0 | 0 | 0
13 | Swift1 | 599.2 | ****** | 25.1 | 0 | 0 | 0 | 451.7 | ****** | 33.1 | 122.9 | 5934 | 48.3 | 0 | 0 | 0 | 1173.8 | ****** | 30.6
14 | Swift2 | 0 | 0 | 0 | 0 | 0 | 0 | 0 | 0 | 0 | 0 | 0 | 0 | 0 | 0 | 0 | 0 | 0 | 0
15 | UKL | 0 | 0 | 0 | 0 | 0 | 0 | 0 | 0 | 0 | 0 | 0 | 0 | 0 | 0 | 0 | 0 | 0 | 0
16 | Yale | 107 | 2624.8 | 24.5 | 0 | 0 | 0 | 198 | 8914 | 45 | 147.4 | 6493 | 44 | 0 | 0 | 0 | 452.4 | ****** | 39.9
17 | Blundell | 0 | 0 | 0 | 0 | 0 | 0 | 10.6 | 170.9 | 16.1 | 0 | 0 | 0 | 0 | 0 | 0 | 10.6 | 170.9 | 16.1
18 | Carbon1 | 13.1 | 31.6 | 2.4 | 0 | 0 | 0 | 1.8 | 12.4 | 7 | 0 | 0 | 0 | 0 | 0 | 0 | 14.9 | 44 | 3
19 | Carbon2 | 12.6 | 30.5 | 2.4 | 0 | 0 | 0 | 1.6 | 10.3 | 6.6 | 0 | 0 | 0 | 0 | 0 | 0 | 14.2 | 40.9 | 2.9
20 | Cholla4 | 187.5 | 213.6 | 1.1 | 0 | 0 | 0 | 20 | 82.3 | 4.1 | 0 | 0 | 28.9 | 0 | 0 | 0 | 207.5 | 295.9 | 1.4
21 | Colstrip3 | 0 | 0 | 0 | 0 | 0 | 0 | 0 | 0 | 0 | 3.3 | 1.4 | 0.4 | 0 | 0 | 0 | 3.3 | 1.4 | 0.4
22 | Colstrip4 | 0 | 0 | 0 | 0 | 0 | 0 | 0 | 0 | 0 | 3.5 | 1.2 | 0.4 | 0 | 0 | 0 | 3.5 | 1.2 | 0.4
23 | Craig1 | 0 | 0 | 0 | 0 | 0 | 0 | 0 | 0 | 0 | 0 | 0 | 0 | 0 | 0 | 0 | 0 | 0 | 0
24 | Craig2 | 0 | 0 | 0 | 0 | 0 | 0 | 0 | 0 | 0 | 0 | 0 | 0 | 0 | 0 | 0 | 0 | 0 | 0
25 | GadsbyGT3 | 0 | 0 | 0 | 0 | 0 | 0 | 0 | 0 | 0 | 0 | 0 | 0 | 0 | 0 | 0 | 0 | 0 | 0
26 | Gadsby1 | 0 | 0 | 0 | 0 | 0 | 0 | 0 | 0 | 0 | 0 | 0 | 0 | 0 | 0 | 0 | 0 | 0 | 0
27 | Gadsby2 | 0 | 0 | 0 | 0 | 0 | 0 | 0 | 0 | 0 | 0 | 0 | 0 | 0 | 0 | 0 | 0 | 0 | 0
28 | Gadsby3 | 0 | 0 | 0 | 0 | 0 | 0 | 0 | 0 | 0 | 0 | 0 | 0 | 0 | 0 | 0 | 0 | 0 | 0
29 | GadsbyGT2 | 0 | 0.1 | 4.6 | 0 | 0 | 0 | 0 | 0 | 0 | 0 | 0 | 0 | 0 | 0 | 0 | 0 | 0.1 | 4.6
30 | GadsbyGT1 | 0 | 0 | 0 | 0 | 0 | 0 | 0 | 0 | 0 | 0 | 0 | 0 | 0 | 0 | 0 | 0 | 0 | 0
31 | Hayden1 | 0 | 0 | 0 | 0 | 0 | 0 | 0 | 0 | 0 | 0 | 0 | 0 | 0 | 0 | 0 | 0 | 0 | 0
32 | Hayden2 | 0 | 0 | 0 | 0 | 0 | 0 | 0 | 0 | 0 | 0 | 0 | 0 | 0 | 0 | 0 | 0 | 0 | 0
33 | Hermiston2 | 52.3 | 29.6 | 0.6 | 0 | 0 | 0 | 44 | 11.2 | 0.3 | 51.8 | 12.5 | 0.2 | 0 | 0 | 0 | 148.1 | 53.2 | 0.4
34 | Hunter3 | 58.8 | 45.8 | 0.8 | 0 | 0 | 0 | 9 | 87.1 | 9.7 | 0 | 0 | 0 | 0 | 0 | 0 | 67.8 | 132.9 | 2
35 | Hunter1 | 39.9 | 30.9 | 0.8 | 0 | 0 | 0 | 6.9 | 71.3 | 10.4 | 0 | 0 | 0 | 0 | 0 | 0 | 46.8 | 102.1 | 2.2
36 | Hunter2 | 22.9 | 23 | 1 | 0 | 0 | 0 | 6.3 | 74.8 | 11.9 | 0 | 0 | 0 | 0 | 0 | 0 | 29.2 | 97.8 | 3.4
37 | Huntington1 | 10.3 | 14.6 | 1.4 | 0 | 0 | 0 | 5.6 | 80.4 | 14.5 | 0 | 0 | 0 | 0 | 0 | 0 | 15.9 | 95 | 6
38 | Huntington2 | 14.9 | 18.3 | 1.2 | 0 | 0 | 0 | 5.9 | 72 | 12.1 | 0 | 0 | 0 | 0 | 0 | 0 | 20.8 | 90.3 | 4.3
39 | JBridger1 | 15.3 | 1.3 | 0.1 | 0 | 0 | 0 | 13.3 | 0.6 | 0 | 8.6 | 0.5 | 0.1 | 0 | 0 | 0 | 37.2 | 2.4 | 0.1
40 | JBridger2 | 14.3 | 0.9 | 0.1 | 0 | 0 | 0 | 19.2 | 1.3 | 0.1 | 25.7 | 1.7 | 0.1 | 0 | 0 | 0 | 59.2 | 3.9 | 0.1
41 | JBridger3 | 5.3 | 2.3 | 0.4 | 0 | 0 | 0 | 20.7 | 3.6 | 0.2 | 31.2 | 3.7 | 0.1 | 0 | 0 | 0 | 57.2 | 9.6 | 0.2
42 | JBridger4 | 12.3 | 1.7 | 0.1 | 0 | 0 | 0 | 31.7 | 3.4 | 0.1 | 24.6 | 1.1 | 0 | 0 | 0 | 0 | 68.6 | 6.2 | 0.1
43 | JamesRiverCG | 0 | 0 | 0 | 0 | 0 | 0 | 0 | 0 | 0 | 0 | 0 | 0 | 0 | 0 | 0 | 0 | 0 | 0
44 | Johnston1 | 0 | 0 | 0 | 0 | 0 | 0 | 0 | 0 | 0 | 2.8 | 7.4 | 2.6 | 0 | 0 | 0 | 2.8 | 7.4 | 2.6
45 | Johnston2 | 0 | 0 | 0 | 0 | 0 | 0 | 0 | 0 | 0 | 3.6 | 9.9 | 2.8 | 0 | 0 | 0 | 3.6 | 9.9 | 2.8
46 | Johnston3 | 0 | 0 | 0 | 0 | 0 | 0 | 0 | 0 | 0 | 1.3 | 3.1 | 2.3 | 0 | 0 | 0 | 1.3 | 3.1 | 2.3
47 | Johnston4 | 0 | 0 | 0 | 0 | 0 | 0 | 0 | 0 | 0 | 9.7 | 32.3 | 3.3 | 0 | 0 | 0 | 9.7 | 32.3 | 3.3
48 | Naughton1 | 120.2 | 119.9 | 1 | 0 | 0 | 0 | 18.9 | 74.6 | 3.9 | 0 | 0 | 0 | 0 | 0 | 0 | 139 | 194.5 | 1.4
49 | Naughton2 | 151.6 | 181.4 | 1.2 | 0 | 0 | 0 | 21.4 | 70.5 | 3.3 | 0 | 0 | 0 | 0 | 0 | 0 | 173 | 251.9 | 1.5
50 | WestValleyCi GT1 | 0 | 0 | 0 | 0 | 0 | 0 | 0 | 0 | 0 | 0 | 0 | 0 | 0 | 0 | 0 | 0 | 0 | 0
51 | WestValleyCi GT4 | 0 | 0 | 0 | 0 | 0 | 0 | 0 | 0 | 0 | 0 | 0 | 0 | 0 | 0 | 0 | 0 | 0 | 0
52 | WestValleyCi GT5 | 0 | 0 | 0 | 0 | 0 | 0 | 0 | 0 | 0 | 0 | 0 | 0 | 0 | 0 | 0 | 0 | 0 | 0
53 | WestValleyCi GT3 | 0 | 0 | 0 | 0 | 0 | 0 | 0 | 0 | 0 | 0 | 0 | 0 | 0 | 0 | 0 | 0 | 0 | 0
54 | WestValleyCi GT2 | 0 | 0 | 0 | 0 | 0 | 0 | 0 | 0 | 0 | 0 | 0 | 0 | 0 | 0 | 0 | 0 | 0 | 0
55 | Wyodak1 | 0 | 0 | 0 | 0 | 0 | 0 | 0 | 0 | 0 | 0.8 | 1.4 | 1.7 | 0 | 0 | 0 | 0.8 | 1.4 | 1.7
56 | CurrantCreek | 270.2 | 256.4 | 0.9 | 0 | 0 | 0 | 90.9 | 209.6 | 2.3 | 0 | 0 | 0 | 0 | 0 | 0 | 361 | 466 | 1.3
57 | BigFork | 0 | 0 | 0 | 0 | 0 | 0 | 0 | 0 | 0 | 0 | 0 | 0 | 0 | 0 | 0 | 0 | 0 | 0
58 | LakeSide | 675.5 | 423.8 | 0.6 | 0 | 0 | 0 | 39.8 | 293.7 | 7.4 | 0 | 0 | 0 | 0 | 0 | 0 | 715.3 | 717.5 | 1
59 | PAC-COB SALE | 0 | 0 | 0 | 0 | 0 | 0 | 0 | 0 | 0 | 0 | 0 | 0 | 0 | 0 | 0 | 0 | 0 | 0
60 | PAC-COB PUR | 0 | 0 | 0 | 0 | 0 | 0 | 1.2 | 1.9 | 1.5 | 0.3 | 0.8 | 2.6 | 0 | 0 | 0 | 1.6 | 2.7 | 1.8
61 | PAC-MIDC SALE | 0 | 0 | 0 | 0 | 0 | 0 | 0 | 0 | 0 | 0 | 0 | 0 | 0 | 0 | 0 | 0 | 0 | 0
62 | PAC-MIDC PUR | 0 | 0 | 0 | 0 | 0 | 0 | 199.3 | 1.3 | 0 | 74.7 | 1.5 | 0 | 0 | 0 | 0 | 274 | 2.9 | 0
63 | PAC-FC SALE | 0 | 0 | 0 | 0 | 0 | 0 | 0 | 0 | 0 | 0 | 0 | 0 | 0 | 0 | 0 | 0 | 0 | 0
64 | PAC-FC PUR | 0 | 0 | 0 | 0 | 0 | 0 | 20.8 | 108.9 | 5.2 | 0 | 0 | 0 | 0 | 0 | 0 | 20.8 | 108.9 | 5.2
65 | PAC-PV SALE | 0 | 0 | 0 | 0 | 0 | 0 | 0 | 0 | 0 | 0 | 0 | 0 | 0 | 0 | 0 | 0 | 0 | 0
66 | PAC-PV PUR | 0 | 0 | 0 | 0 | 0 | 0 | 168.8 | 1524.1 | 9 | 0 | 0 | 0 | 0 | 0 | 0 | 168.8 | 1524.1 | 9
67 | Monsanto_145258 | 0 | 0 | 0 | 0 | 0 | 0 | 0 | 0 | 0 | 100.9 | 198.7 | 2 | 0 | 0 | 0 | 100.9 | 198.7 | 2
68 | APS_27875_Supp | 0 | 0 | 0 | 0 | 0 | 0 | 166.9 | 2218.3 | 13.3 | 0 | 0 | 0 | 0 | 0 | 0 | 166.9 | 2218.3 | 13.3
69 | REDD_66276_Out | 0 | 0 | 0 | 0 | 0 | 0 | 0 | 0 | 0 | 0 | 0 | 0 | 0 | 0 | 0 | 0 | 0 | 0
70 | Douglas_38185 | 0 | 0 | 0 | 0 | 0 | 0 | 0 | 0 | 0 | 0 | 0 | 0 | 0 | 0 | 0 | 0 | 0 | 0
71 | PGE_Cove_83984 | 0 | 0 | 0 | 0 | 0 | 0 | 0 | 0 | 0 | 0 | 0 | 0 | 0 | 0 | 0 | 0 | 0 | 0
72 | FC1_42818_Out | 0 | 0 | 0 | 0 | 0 | 0 | 0 | 0 | 0 | 0 | 0 | 0 | 0 | 0 | 0 | 0 | 0 | 0
73 | FC1_63510_Out | 0 | 0 | 0 | 0 | 0 | 0 | 0 | 0 | 0 | 0 | 0 | 0 | 0 | 0 | 0 | 0 | 0 | 0
74 | FC4_79207_Out | 0 | 0 | 0 | 0 | 0 | 0 | 0 | 0 | 0 | 0 | 0 | 0 | 0 | 0 | 0 | 0 | 0 | 0
75 | Cowlitz_65787 | 0 | 0 | 0 | 0 | 0 | 0 | 0 | 0 | 0 | 0 | 0 | 0 | 0 | 0 | 0 | 0 | 0 | 0
76 | SIE_64885_McNary | 0 | 0 | 0 | 0 | 0 | 0 | 0 | 0 | 0 | 0 | 0 | 0 | 0 | 0 | 0 | 0 | 0 | 0
77 | SMUD_24296_In | 0 | 0 | 0 | 0 | 0 | 0 | 0 | 0 | 0 | 0 | 0 | 0 | 0 | 0 | 0 | 0 | 0 | 0
78 | APS_58118_FC_In | 0 | 0 | 0 | 0 | 0 | 0 | 0 | 0 | 0 | 0 | 0 | 0 | 0 | 0 | 0 | 0 | 0 | 0
79 | APS_58119_FC_Out | 0 | 0 | 0 | 0 | 0 | 0 | 0 | 0 | 0 | 0 | 0 | 0 | 0 | 0 | 0 | 0 | 0 | 0
80 | REDD_66276_In | 0 | 0 | 0 | 0 | 0 | 0 | 0 | 0 | 0 | 0 | 0 | 0 | 0 | 0 | 0 | 0 | 0 | 0
81 | APS_58118_AZ_In | 0 | 0 | 0 | 0 | 0 | 0 | 0 | 0 | 0 | 0 | 0 | 0 | 0 | 0 | 0 | 0 | 0 | 0
82 | APS_58119_AZ_Out | 0 | 0 | 0 | 0 | 0 | 0 | 0 | 0 | 0 | 0 | 0 | 0 | 0 | 0 | 0 | 0 | 0 | 0
83 | SIE_64885_Goshen | 0 | 0 | 0 | 0 | 0 | 0 | 0 | 0 | 0 | 0 | 0 | 0 | 0 | 0 | 0 | 0 | 0 | 0
84 | Hermiston1 | 48.7 | 54.7 | 1.1 | 0 | 0 | 0 | 22.2 | 10.4 | 0.5 | 47.7 | 24.5 | 0.5 | 0 | 0 | 0 | 118.6 | 89.6 | 0.8
85 | Deseret_194277 | 0 | 0 | 0 | 0 | 0 | 0 | 241.6 | 3097.1 | 12.8 | 0 | 0 | 0 | 0 | 0 | 0 | 241.6 | 3097.1 | 12.8
86 | DSM_ID_Irrigate | 0 | 0 | 0 | 0 | 0 | 0 | 3.8 | 16.5 | 4.4 | 19.5 | 197.1 | 10.1 | 0 | 0 | 0 | 23.2 | 213.6 | 9.2
87 | QF_Exxon_236032 | 0 | 0 | 0 | 0 | 0 | 0 | 0 | 0 | 0 | 0 | 0 | 0 | 0 | 0 | 0 | 0 | 0 | 0
88 | QF_SUNN_Ad_59965 | 0 | 0 | 0 | 0 | 0 | 0 | 0 | 0 | 0 | 0 | 0 | 0 | 0 | 0 | 0 | 0 | 0 | 0
89 | QF_SUNN_Ba_83997 | 0 | 0 | 0 | 0 | 0 | 0 | 0 | 0 | 0 | 0 | 0 | 0 | 0 | 0 | 0 | 0 | 0 | 0
90 | QF_Tesoro_519533 | 0 | 0 | 0 | 0 | 0 | 0 | 0 | 0 | 0 | 0 | 0 | 0 | 0 | 0 | 0 | 0 | 0 | 0
91 | BHPL_28160_Loss | 0 | 0 | 0 | 0 | 0 | 0 | 0 | 0 | 0 | 0 | 0 | 0 | 0 | 0 | 0 | 0 | 0 | 0
92 | Rogue | 0 | 0 | 0 | 0 | 0 | 0 | 0 | 0 | 0 | 0 | 0 | 0 | 0 | 0 | 0 | 0 | 0 | 0
93 | MidColumbia | 13.2 | 214.9 | 16.3 | 0 | 0 | 0 | 31.6 | 599.3 | 18.9 | 58.3 | 1504.7 | 25.8 | 0 | 0 | 0 | 103.1 | 2318.9 | 22.5
94 | Toketee-Slide | 0 | 0 | 0 | 0 | 0 | 0 | 0 | 0 | 0 | 0 | 0 | 0 | 0 | 0 | 0 | 0 | 0 | 0
95 | SmallWestHydro | 0 | 0 | 0 | 0 | 0 | 0 | 0 | 0 | 0 | 0 | 0 | 0 | 0 | 0 | 0 | 0 | 0 | 0
96 | PSCO_340325_In | 0 | 0 | 0 | 0 | 0 | 0 | 0 | 0 | 0 | 0 | 0 | 0 | 0 | 0 | 0 | 0 | 0 | 0
97 | PSCO_340325_Out | 0 | 0 | 0 | 0 | 0 | 0 | 0 | 0 | 0 | 0 | 0 | 0 | 0 | 0 | 0 | 0 | 0 | 0
98 | HURR_393045_S | 0 | 0 | 0 | 0 | 0 | 0 | 0 | 0 | 0 | 0 | 0 | 0 | 0 | 0 | 0 | 0 | 0 | 0
99 | HURR_393045_P | 0 | 0 | 0 | 0 | 0 | 0 | 0 | 0 | 0 | 0 | 0 | 0 | 0 | 0 | 0 | 0 | 0 | 0
100 | QF_EVB_351030 | 0 | 0 | 0 | 0 | 0 | 0 | 0 | 0 | 0 | 0 | 0 | 0 | 0 | 0 | 0 | 0 | 0 | 0
101 | WEYE_Res_356685 | 0 | 0 | 0 | 0 | 0 | 0 | 0 | 0 | 0 | 0 | 0 | 0 | 0 | 0 | 0 | 0 | 0 | 0
102 | Chehalis | 59.7 | 121 | 2 | 0 | 0 | 0 | 50.6 | 208.1 | 4.1 | 20.8 | 31.5 | 1.5 | 0 | 0 | 0 | 131 | 360.6 | 2.8
103 | PAC-Mead PUR | 0 | 0 | 0 | 0 | 0 | 0 | 33.2 | 486.7 | 14.6 | 0 | 0 | 0 | 0 | 0 | 0 | 33.2 | 486.7 | 14.6
104 | PAC-Mead SALE | 0 | 0 | 0 | 0 | 0 | 0 | 0 | 0 | 0 | 0 | 0 | 0 | 0 | 0 | 0 | 0 | 0 | 0
105 | PAC-Mona PUR | 0 | 0 | 0 | 0 | 0 | 0 | 1245.2 | 1649.2 | 1.3 | 1.5 | 0.1 | 0.1 | 0 | 0 | 0 | 1246.7 | 1649.3 | 1.3
106 | PAC-Mona SALE | 0 | 0 | 0 | 0 | 0 | 0 | 0 | 0 | 0 | 0 | 0 | 0 | 0 | 0 | 0 | 0 | 0 | 0
107 | Copco 1-2 | 0 | 0 | 0 | 0 | 0 | 0 | 26.2 | 370.4 | 14.2 | 30.8 | 492.4 | 16 | 0 | 0 | 0 | 57 | 862.8 | 15.1
108 | QF_CA_Hydro | 0 | 0 | 0 | 0 | 0 | 0 | 0 | 0 | 0 | 0 | 0 | 0 | 0 | 0 | 0 | 0 | 0 | 0
109 | QF_OR_Biomass | 0 | 0 | 0 | 0 | 0 | 0 | 0 | 0 | 0 | 0 | 0 | 0 | 0 | 0 | 0 | 0 | 0 | 0
110 | QF_OR_Hydro | 0 | 0 | 0 | 0 | 0 | 0 | 0 | 0 | 0 | 0 | 0 | 0 | 0 | 0 | 0 | 0 | 0 | 0
111 | QF_OR_Thermal | 0 | 0 | 0 | 0 | 0 | 0 | 0 | 0 | 0 | 0 | 0 | 0 | 0 | 0 | 0 | 0 | 0 | 0
112 | QF_UTS_Biomass | 0 | 0 | 0 | 0 | 0 | 0 | 0 | 0 | 0 | 0 | 0 | 0 | 0 | 0 | 0 | 0 | 0 | 0
113 | QF_UTN_Hydro | 0 | 0 | 0 | 0 | 0 | 0 | 0 | 0 | 0 | 0 | 0 | 0 | 0 | 0 | 0 | 0 | 0 | 0
114 | QF_WAYA_Biomass | 0 | 0 | 0 | 0 | 0 | 0 | 0 | 0 | 0 | 0 | 0 | 0 | 0 | 0 | 0 | 0 | 0 | 0
115 | QF_WAWW_Hydro | 0 | 0 | 0 | 0 | 0 | 0 | 0 | 0 | 0 | 0 | 0 | 0 | 0 | 0 | 0 | 0 | 0 | 0
116 | QF_WAYA_Wind | 0 | 0 | 0 | 0 | 0 | 0 | 0 | 0 | 0 | 0 | 0 | 0 | 0 | 0 | 0 | 0 | 0 | 0
117 | QF_WY_Hydro | 0 | 0 | 0 | 0 | 0 | 0 | 0 | 0 | 0 | 0 | 0 | 0 | 0 | 0 | 0 | 0 | 0 | 0
118 | QF_ID_Hydro | 0 | 0 | 0 | 0 | 0 | 0 | 0 | 0 | 0 | 0 | 0 | 0 | 0 | 0 | 0 | 0 | 0 | 0
119 | PAC-NOB PUR | 0 | 0 | 0 | 0 | 0 | 0 | 1.3 | 0.1 | 0.1 | 1.6 | 1.5 | 0.9 | 0 | 0 | 0 | 3 | 1.5 | 0.5
120 | SCL_New_Out | 0 | 0 | 0 | 0 | 0 | 0 | 0 | 0 | 0 | 0 | 0 | 0 | 0 | 0 | 0 | 0 | 0 | 0
121 | QF_RBFP_E20771 | 0 | 0 | 0 | 0 | 0 | 0 | 0 | 0 | 0 | 0 | 0 | 0 | 0 | 0 | 0 | 0 | 0 | 0
122 | ConstEng_E999691 | 0 | 0 | 0 | 0 | 0 | 0 | 0 | 0 | 0 | 0 | 0 | 0 | 0 | 0 | 0 | 0 | 0 | 0
123 | TMF_BioF_E20958 | 0 | 0 | 0 | 0 | 0 | 0 | 0 | 0.1 | 19 | 0 | 0 | 0 | 0 | 0 | 0 | 0 | 0.1 | 19
124 | PAC-NOB SALE | 0 | 0 | 0 | 0 | 0 | 0 | 0 | 0 | 0 | 0 | 0 | 0 | 0 | 0 | 0 | 0 | 0 | 0
125 | I_Naughton3_GCF | 19.6 | 18.8 | 1 | 0 | 0 | 0 | 8 | 120 | 14.9 | 0 | 0 | 0 | 0 | 0 | 0 | 27.6 | 138.7 | 5
126 | BHPL_27013R_MC_S | 0 | 0 | 0 | 0 | 0 | 0 | 0 | 0 | 0 | 0 | 0 | 0 | 0 | 0 | 0 | 0 | 0 | 0
127 | BHPL_27013R_US_S | 0 | 0 | 0 | 0 | 0 | 0 | 0 | 0 | 0 | 0 | 0 | 0 | 0 | 0 | 0 | 0 | 0 | 0
128 | UMPA_45631R_S | 0 | 0 | 0 | 0 | 0 | 0 | 0 | 0 | 0 | 0 | 0 | 0 | 0 | 0 | 0 | 0 | 0 | 0
129 | DorenaHyd_20887 | 0 | 0 | 0 | 0 | 0 | 0 | 0 | 0 | 0 | 0 | 0 | 0 | 0 | 0 | 0 | 0 | 0 | 0
130 | QF_Bioms1_234159 | 0 | 0 | 0 | 0 | 0 | 0 | 0 | 0 | 0 | 0 | 0 | 0 | 0 | 0 | 0 | 0 | 0 | 0
131 | ObsidianBlkCap | 0 | 0 | 0 | 0 | 0 | 0 | 0 | 0 | 0 | 0 | 0 | 0 | 0 | 0 | 0 | 0 | 0 | 0
132 | QF_CA_Biomass | 0 | 0 | 0 | 0 | 0 | 0 | 0 | 0 | 0 | 0 | 0 | 0 | 0 | 0 | 0 | 0 | 0 | 0
133 | QF_ID_Biomass | 0 | 0 | 0 | 0 | 0 | 0 | 0 | 0 | 0 | 0 | 0 | 0 | 0 | 0 | 0 | 0 | 0 | 0
134 | QF_UTN_Wind | 0 | 0 | 0 | 0 | 0 | 0 | 0 | 0 | 0 | 0 | 0 | 0 | 0 | 0 | 0 | 0 | 0 | 0
135 | QF_WAYA_Hydro | 0 | 0 | 0 | 0 | 0 | 0 | 0 | 0 | 0 | 0 | 0 | 0 | 0 | 0 | 0 | 0 | 0 | 0
136 | QF_WY_Wind | 0 | 0 | 0 | 0 | 0 | 0 | 0 | 0 | 0 | 0 | 0 | 0 | 0 | 0 | 0 | 0 | 0 | 0
137 | DSM_CooKeeper_Te | 0 | 0 | 0 | 0 | 0 | 0 | 6.6 | 32.2 | 4.9 | 10.9 | 103 | 9.5 | 0 | 0 | 0 | 17.4 | 135.2 | 7.8
138 | DSM_UT_Irrigate_ | 0 | 0 | 0 | 0 | 0 | 0 | 1.4 | 5.9 | 4.3 | 5 | 52.3 | 10.5 | 0 | 0 | 0 | 6.3 | 58.2 | 9.2
139 | BHPL_27013R_WYNE | 0 | 0 | 0 | 0 | 0 | 0 | 0 | 0 | 0 | 0 | 0 | 0 | 0 | 0 | 0 | 0 | 0 | 0
140 | BHPL_27013R_JB | 0 | 0 | 0 | 0 | 0 | 0 | 0 | 0 | 0 | 0 | 0 | 0 | 0 | 0 | 0 | 0 | 0 | 0
141 | QF_Latigo_21022 | 0 | 0 | 0 | 0 | 0 | 0 | 0 | 0 | 0 | 0 | 0 | 0 | 0 | 0 | 0 | 0 | 0 | 0
142 | Long Ridge1_2102 | 0 | 0 | 0 | 0 | 0 | 0 | 0 | 0 | 0 | 0 | 0 | 0 | 0 | 0 | 0 | 0 | 0 | 0
143 | Long Ridge2_2102 | 0 | 0 | 0 | 0 | 0 | 0 | 0 | 0 | 0 | 0 | 0 | 0 | 0 | 0 | 0 | 0 | 0 | 0
144 | BlueMountain_210 | 0 | 0 | 0 | 0 | 0 | 0 | 0 | 0 | 0 | 0 | 0 | 0 | 0 | 0 | 0 | 0 | 0 | 0
145 | Buckhorn_Solar | 0 | 0 | 0 | 0 | 0 | 0 | 0 | 0 | 0 | 0 | 0 | 0 | 0 | 0 | 0 | 0 | 0 | 0
146 | CedarValley_Sola | 0 | 0 | 0 | 0 | 0 | 0 | 0 | 0 | 0 | 0 | 0 | 0 | 0 | 0 | 0 | 0 | 0 | 0
147 | Beryl_Solar | 0 | 0 | 0 | 0 | 0 | 0 | 0 | 0 | 0 | 0 | 0 | 0 | 0 | 0 | 0 | 0 | 0 | 0
148 | Greenvile_Solar | 0 | 0 | 0 | 0 | 0 | 0 | 0 | 0 | 0 | 0 | 0 | 0 | 0 | 0 | 0 | 0 | 0 | 0
149 | MilfordFlat_Sola | 0 | 0 | 0 | 0 | 0 | 0 | 0 | 0 | 0 | 0 | 0 | 0 | 0 | 0 | 0 | 0 | 0 | 0
150 | QF_UTN_Solar | 0 | 0 | 0 | 0 | 0 | 0 | 0 | 0 | 0 | 0 | 0 | 0 | 0 | 0 | 0 | 0 | 0 | 0
151 | QF_FiddlerCanyon | 0 | 0 | 0 | 0 | 0 | 0 | 0 | 0 | 0 | 0 | 0 | 0 | 0 | 0 | 0 | 0 | 0 | 0
152 | QF_SouthMilford_ | 0 | 0 | 0 | 0 | 0 | 0 | 0 | 0 | 0 | 0 | 0 | 0 | 0 | 0 | 0 | 0 | 0 | 0
153 | QF_Manderfield_2 | 0 | 0 | 0 | 0 | 0 | 0 | 0 | 0 | 0 | 0 | 0 | 0 | 0 | 0 | 0 | 0 | 0 | 0
154 | QF_GranitePeak_2 | 0 | 0 | 0 | 0 | 0 | 0 | 0 | 0 | 0 | 0 | 0 | 0 | 0 | 0 | 0 | 0 | 0 | 0
155 | QF_LahoSolar_210 | 0 | 0 | 0 | 0 | 0 | 0 | 0 | 0 | 0 | 0 | 0 | 0 | 0 | 0 | 0 | 0 | 0 | 0
156 | OSIP_Projects | 0 | 0 | 0 | 0 | 0 | 0 | 0 | 0 | 0 | 0 | 0 | 0 | 0 | 0 | 0 | 0 | 0 | 0
157 | PSCO_FC_340325_o | 0 | 0 | 0 | 0 | 0 | 0 | 0 | 0 | 0 | 0 | 0 | 0 | 0 | 0 | 0 | 0 | 0 | 0
158 | Tri-State_27057 | 0 | 0 | 0 | 0 | 0 | 0 | 0 | 0 | 0 | 0 | 0 | 0 | 0 | 0 | 0 | 0 | 0 | 0
159 | StoneHouseSolar_ | 0 | 0 | 0 | 0 | 0 | 0 | 0 | 0 | 0 | 0 | 0 | 0 | 0 | 0 | 0 | 0 | 0 | 0
160 | BevansPoint | 0 | 0 | 0 | 0 | 0 | 0 | 0 | 0 | 0 | 0 | 0 | 0 | 0 | 0 | 0 | 0 | 0 | 0
161 | MagCorp_144408 | 0 | 0 | 0 | 0 | 0 | 0 | 0 | 0 | 0 | 677.2 | 8218.3 | 12.1 | 0 | 0 | 0 | 677.2 | 8218.3 | 12.1
162 | Nucor_137328 | 0 | 0 | 0 | 0 | 0 | 0 | 0 | 0 | 0 | 534.3 | 6532.1 | 12.2 | 0 | 0 | 0 | 534.3 | 6532.1 | 12.2
163 | MonsanCur_145258 | 0 | 0 | 0 | 0 | 0 | 0 | 0 | 0 | 0 | 0 | 0 | 0 | 0 | 0 | 0 | 0 | 0 | 0
164 | SCL_New_Reserve | 0 | 0 | 0 | 0 | 0 | 0 | 0 | 0 | 0 | 0 | 0 | 0 | 0 | 0 | 0 | 0 | 0 | 0
165 | LakeSide2 | 1153.1 | 1216.5 | 1.1 | 0 | 0 | 0 | 25.6 | 47.3 | 1.8 | 0 | 0 | 0 | 0 | 0 | 0 | 1178.7 | 1263.8 | 1.1
166 | WI_Goshen | 0 | 0 | 0 | 0 | 0 | 0 | 0 | 0 | 0 | 0 | 0 | 0 | 0 | 0 | 0 | 0 | 0 | 0
167 | WI_MidC | 0 | 0 | 0 | 0 | 0 | 0 | 0 | 0 | 0 | 0 | 0 | 0 | 0 | 0 | 0 | 0 | 0 | 0
168 | WI_UtahNorth | 0 | 0 | 0 | 0 | 0 | 0 | 0 | 0 | 0 | 0 | 0 | 0 | 0 | 0 | 0 | 0 | 0 | 0
169 | WI_WallaWalla | 0 | 0 | 0 | 0 | 0 | 0 | 0 | 0 | 0 | 0 | 0 | 0 | 0 | 0 | 0 | 0 | 0 | 0
170 | WI_WyomingNE | 0 | 0 | 0 | 0 | 0 | 0 | 0 | 0 | 0 | 0 | 0 | 0 | 0 | 0 | 0 | 0 | 0 | 0
| SYSTEM TOTAL | 3786.1 | ****** | 5.5 | 0 | 0 | 0 | 3288.3 | ****** | 10.9 | 2147.5 | ****** | 15.1 | 0 | 0 | 0 | 9221.9 | ****** | 9.6
Ancil | lary S | ervices Deficit R | eport
----- | ------ | ----------------- | -----
|  |  | ---------------- | #NAME? | ncillary S | ervices -- | ---------- | ----------
[5 empty] | Required | Available | Deficit | DefCost
No. | Type | Deficit Area | Name | Hrs | GWh | GWh | GWh | 0
--- | ---- | ---------------- | ---------------- | ------ | --------- | --------- | --------- | ---------
1 | CA | PAC EAST | REG.UP | 241 | 2859.5 | 2858.9 | 0.6 | 151.4
2 | CA | PAC EAST | REG.DOWN | 0 | 0 | 0 | 0 | 0
3 | CA | PAC EAST | SPIN | 866 | 2181.9 | 2177.3 | 4.6 | 505.2
4 | CA | PAC EAST | NONSPIN | 0 | 1493.6 | 1493.6 | 0 | 0
5 | CA | PAC EAST | NONSPIN2 | 0 | 0 | 0 | 0 | 0
6 | CA | PAC WEST | REG.UP | 0 | 927.2 | 927.2 | 0 | 0
7 | CA | PAC WEST | REG.DOWN | 0 | 0 | 0 | 0 | 0
8 | CA | PAC WEST | SPIN | 46 | 1111.1 | 1111.1 | 0 | 0
9 | CA | PAC WEST | NONSPIN | 46 | 653.9 | 653.9 | 0 | 0
10 | CA | PAC WEST | NONSPIN2 | 0 | 0 | 0 | 0 | 0
Stati | on Report
----- | ---------
|  |  | Aux | Cap |  |  | Heat H | ours | Fuel/P | rch Cost | Start | Star | t O&M | O&M | Opert | Total | Total
|  | Energy | Dmnd | Fctr | Sta- | FuelBurn | Rate | per | ¢/MBtu | <F> $0 | 00 Fue | l Co | st Fix | ed V | ar Co | st Co | st Cost
No. | Station | GWh | GWh | % | rts | GBtu | Btu/kWh | Unit | $/MWh | <P> $00 | 0 GBtu | 0 | 0 $00 | 0 $00 | 0 $/MW | h $/MW | h $000
--- | ---------------- | -------- | ------ | ----- | ---- | --------- | ------ | ---- | ------ | --- ----- | ---- | ----- | ------ | ----- | ------ | ------ | --------
1 | BearRiver | 148.4 | 0 | 29.5 | 0 |  |  | 8760 | 0 | 0 |  | 0 | 0 | 0 | 0 | 0 | 0
2 | Clearwater1 | 33.4 | 0 | 97.5 | 0 |  |  | 8760 | 0 | 0 |  | 0 | 0 | 0 | 0 | 0 | 0
3 | Clearwater2 | 45 | 0 | 99 | 0 |  |  | 8760 | 0 | 0 |  | 0 | 0 | 0 | 0 | 0 | 0
4 | FishCreek | 36.5 | 0 | 100 | 0 |  |  | 8760 | 0 | 0 |  | 0 | 0 | 0 | 0 | 0 | 0
5 | GemState_99489 | 49.7 | 0 | 100 | 0 |  |  | 8760 | 0 | 0 |  | 0 | 0 | 0 | 0 | 0 | 0
6 | IronGate | 132.6 | 0 | 100 | 0 |  |  | 8760 | 0 | 0 |  | 0 | 0 | 0 | 0 | 0 | 0
7 | JCBoyle | 322.7 | 0 | 100 | 0 |  |  | 8760 | 0 | 0 |  | 0 | 0 | 0 | 0 | 0 | 0
8 | Lemolo2 | 149.4 | 0 | 100 | 0 |  |  | 8760 | 0 | 0 |  | 0 | 0 | 0 | 0 | 0 | 0
9 | Lemolo1 | 134.8 | 0 | 96 | 0 |  |  | 8760 | 0 | 0 |  | 0 | 0 | 0 | 0 | 0 | 0
10 | Merwin | 417.1 | 0 | 100 | 0 |  |  | 8760 | 0 | 0 |  | 0 | 0 | 0 | 0 | 0 | 0
11 | SmallEastHydro | 110.1 | 0 | 100 | 0 |  |  | 8760 | 0 | 0 |  | 0 | 0 | 0 | 0 | 0 | 0
12 | SodaSprings | 43.2 | 0 | 100 | 0 |  |  | 8760 | 0 | 0 |  | 0 | 0 | 0 | 0 | 0 | 0
13 | Swift1 | 744 | 0 | 34.2 | 0 |  |  | 8760 | 0 | 0 |  | 0 | 0 | 0 | 0 | 0 | 0
14 | Swift2 | 228.8 | 0 | 94.5 | 0 |  |  | 8760 | 0 | 0 |  | 0 | 0 | 0 | 0 | 0 | 0
15 | UKL | 0 | 0 | 0 | 0 |  |  | 0 | 0 | 0 |  | 0 | 0 | 0 | 0 | 0 | 0
16 | Yale | 631.1 | 0 | 43.4 | 0 |  |  | 8760 | 0 | 0 |  | 0 | 0 | 0 | 0 | 0 | 0
17 | Blundell | 242.3 | 0 | 91 | 1 | 2422.6 | 10000 | 8424 | 0 | 0 | 0 | 0 | 0 | 645 | 2.66 | 2.66 | 645
18 | Carbon1 | 103.8 | 0 | 76.9 | 0 | 1270.4 | 12241 | 2160 | 194.5 | 2471 | 0 | 0 | 0 | 236 | 26.08 | 26.08 | 2707
19 | Carbon2 | 173.8 | 0 | 83.8 | 0 | 2026.3 | 11657 | 2160 | 194.5 | 3941 | 0 | 0 | 0 | 396 | 24.95 | 24.95 | 4337
20 | Cholla4 | 2635.1 | 0 | 81.8 | 0 | 28106.8 | 10666 | 8760 | 226.8 | 63753 | 0 | 0 | 36049 | 1897 | 24.91 | 38.59 | 101700
21 | Colstrip3 | 615.6 | 0 | 98.5 | 0 | 6615.2 | 10745 | 8760 | 131.4 | 8689 | 0 | 0 | 5005 | 809 | 15.43 | 23.56 | 14503
22 | Colstrip4 | 615.5 | 0 | 98.5 | 0 | 6684.2 | 10860 | 8760 | 131.4 | 8780 | 0 | 0 | 4878 | 823 | 15.6 | 23.53 | 14481
23 | Craig1 | 655.4 | 0 | 92.5 | 12 | 6541 | 9980 | 8586 | 205.5 | 13439 | 1 | 3 | 7494 | 0 | 20.51 | 31.95 | 20937
24 | Craig2 | 674 | 0 | 94.7 | 0 | 6823.3 | 10123 | 8760 | 205.5 | 14020 | 0 | 0 | 8129 | 0 | 20.8 | 32.86 | 22149
25 | GadsbyGT3 | 0.1 | 0 | 0 | 1 | 1.4 | 14336 | 10 | 403.3 | 6 | 0 | 0 | 0 | 0 | 61.73 | 63.22 | 6
26 | Gadsby1 | 0 | 0 | 0 | 0 | 0 | 0 | 0 | 0 | 0 | 0 | 0 | 0 | 0 | 0 | 0 | 0
27 | Gadsby2 | 0 | 0 | 0 | 0 | 0 | 0 | 0 | 0 | 0 | 0 | 0 | 0 | 0 | 0 | 0 | 0
28 | Gadsby3 | 0.2 | 0 | 0 | 1 | 2.9 | 14716 | 8 | 403.3 | 12 | 5 | 19 | 0 | 1 | 62.96 | 158.35 | 32
29 | GadsbyGT2 | 0.1 | 0 | 0 | 2 | 1.4 | 14243 | 10 | 404.8 | 6 | 0 | 0 | 0 | 0 | 61.57 | 64.61 | 6
30 | GadsbyGT1 | 0.1 | 0 | 0 | 1 | 1.4 | 14290 | 10 | 403.3 | 6 | 0 | 0 | 0 | 0 | 61.55 | 63.04 | 6
31 | Hayden1 | 230.4 | 0 | 63.8 | 1 | 2403 | 10428 | 6371 | 240.7 | 5784 | 0 | 0 | 6734 | 182 | 25.89 | 55.12 | 12700
32 | Hayden2 | 217 | 0 | 77.9 | 0 | 2213.5 | 10198 | 8760 | 240.7 | 5328 | 0 | 0 | 3678 | 0 | 24.55 | 41.49 | 9006
33 | Hermiston2 | 1067.7 | 0 | 52.7 | 114 | 8004.4 | 7497 | 5782 | 406.8 | 32563 | 102 | 419 | 0 | 1014 | 31.45 | 31.84 | 33996
34 | Hunter3 | 3666.9 | 0 | 95.2 | 0 | 37244.6 | 10157 | 8760 | 186.1 | 69308 | 0 | 0 | 24168 | 0 | 18.9 | 25.49 | 93476
35 | Hunter1 | 3307.6 | 0 | 96.6 | 0 | 34608.3 | 10463 | 8760 | 186.1 | 64402 | 0 | 0 | 37275 | 463 | 19.61 | 30.88 | 102141
36 | Hunter2 | 1996.4 | 0 | 90.4 | 2 | 20270.8 | 10154 | 8065 | 186.1 | 37722 | 3 | 81 | 19580 | 0 | 18.89 | 28.74 | 57383
37 | Huntington1 | 3767.8 | 0 | 99.6 | 0 | 36333 | 9643 | 8760 | 162.3 | 58986 | 0 | 0 | 25192 | 0 | 15.66 | 22.34 | 84178
38 | Huntington2 | 3175.7 | 0 | 89.6 | 2 | 32229.2 | 10149 | 7903 | 162.3 | 52323 | 4 | 99 | 34338 | 0 | 16.48 | 27.32 | 86760
39 | JBridger1 | 2688.2 | 0 | 94.9 | 1 | 27628.5 | 10278 | 8683 | 191.3 | 52862 | 2 | 67 | 18298 | 672 | 19.91 | 26.75 | 71899
40 | JBridger2 | 2725.3 | 0 | 92.2 | 1 | 28262.8 | 10371 | 8682 | 191.3 | 54075 | 3 | 89 | 21071 | 654 | 20.08 | 27.85 | 75890
41 | JBridger3 | 1790.2 | 0 | 65.5 | 2 | 18789.3 | 10496 | 6368 | 191.3 | 35950 | 18 | 499 | 29184 | 1987 | 21.19 | 37.77 | 67619
42 | JBridger4 | 2641.4 | 0 | 91.6 | 1 | 27322.9 | 10344 | 8682 | 191.3 | 52277 | 4 | 122 | 16572 | 845 | 20.11 | 26.43 | 69817
43 | JamesRiverCG | 121.8 | 0 | 97.5 | 1 | 876.8 | 7200 | 8520 | 0 | 0 | 0 | 0 | 0 | 11905 | 97.76 | 97.76 | 11905
44 | Johnston1 | 742.5 | 0 | 88 | 1 | 8260.9 | 11126 | 8728 | 106.8 | 8826 | 0 | 9 | 6435 | 200 | 12.16 | 20.84 | 15471
45 | Johnston2 | 761 | 0 | 87.8 | 1 | 8383 | 11016 | 8694 | 106.8 | 8957 | 1 | 18 | 7562 | 190 | 12.02 | 21.98 | 16727
46 | Johnston3 | 1413.7 | 0 | 78.4 | 2 | 16222.4 | 11476 | 7902 | 106.8 | 17333 | 8 | 236 | 23357 | 523 | 12.63 | 29.32 | 41450
47 | Johnston4 | 2444.1 | 0 | 92.6 | 0 | 26197.9 | 10719 | 8760 | 106.8 | 27992 | 0 | 0 | 22750 | 758 | 11.76 | 21.07 | 51499
48 | Naughton1 | 975 | 0 | 75.3 | 0 | 10177.2 | 10438 | 8760 | 213.4 | 21718 | 0 | 0 | 11247 | 332 | 22.61 | 34.15 | 33297
49 | Naughton2 | 1122.4 | 0 | 66.2 | 2 | 11812.7 | 10525 | 7865 | 213.4 | 25209 | 3 | 13 | 23117 | 393 | 22.81 | 43.42 | 48731
50 | WestValleyCi GT1 | 0 | 0 | 0 | 0 | 0 | 0 | 0 | 0 | 0 | 0 | 0 | 0 | 0 | 0 | 0 | 0
51 | WestValleyCi GT4 | 0 | 0 | 0 | 0 | 0 | 0 | 0 | 0 | 0 | 0 | 0 | 0 | 0 | 0 | 0 | 0
52 | WestValleyCi GT5 | 0 | 0 | 0 | 0 | 0 | 0 | 0 | 0 | 0 | 0 | 0 | 0 | 0 | 0 | 0 | 0
53 | WestValleyCi GT3 | 0 | 0 | 0 | 0 | 0 | 0 | 0 | 0 | 0 | 0 | 0 | 0 | 0 | 0 | 0 | 0
54 | WestValleyCi GT2 | 0 | 0 | 0 | 0 | 0 | 0 | 0 | 0 | 0 | 0 | 0 | 0 | 0 | 0 | 0 | 0
55 | Wyodak1 | 1682.7 | 0 | 74 | 2 | 20405.8 | 12127 | 7939 | 110.5 | 22557 | 4 | 106 | 21495 | 589 | 13.76 | 26.59 | 44747
56 | CurrantCreek | 1419.5 | 0 | 31.1 | 219 | 10127.3 | 7135 | 3521 | 391.7 | 39672 | 776 | 3055 | 0 | 5130 | 31.56 | 33.71 | 47857
57 | BigFork | 25.3 | 0 | 100 | 0 |  |  | 8760 | 0 | 0 |  | 0 | 0 | 0 | 0 | 0 | 0
58 | LakeSide | 2276.5 | 0 | 50.8 | 165 | 16095 | 7070 | 6384 | 392.3 | 63145 | 591 | 2365 | 0 | 6581 | 30.63 | 31.67 | 72091
59 | PAC-COB SALE | -917.6 | 0 | 81.9 | 259 |  |  | 7333 | 39.9 | -36579 |  | 0 | 0 | 0 | 39.87 | 39.87 | -36579
60 | PAC-COB PUR | 319.7 | 0 | 3.6 | 278 |  |  | 1557 | 26.3 | 8409 |  | 0 | 0 | 0 | 26.3 | 26.3 | 8409
61 | PAC-MIDC SALE | -151.3 | 0 | 0 | 262 |  |  | 2173 | 36.1 | -5454 |  | 0 | 0 | 0 | 36.06 | 36.06 | -5454
62 | PAC-MIDC PUR | 2534.6 | 0 | 28.9 | 249 |  |  | 6899 | 30.7 | 77761 |  | 0 | 0 | 0 | 30.68 | 30.68 | 77761
63 | PAC-FC SALE | -1922.5 | 0 | 88.1 | 153 |  |  | 8255 | 34.7 | -66653 |  | 0 | 0 | 0 | 34.67 | 34.67 | -66653
64 | PAC-FC PUR | 134 | 0 | 1.5 | 317 |  |  | 858 | 43.4 | 5810 |  | 0 | 0 | 0 | 43.36 | 43.36 | 5810
65 | PAC-PV SALE | -3458.4 | 0 | 0.4 | 0 |  |  | 8760 | 34.5 | -119213 |  | 0 | 0 | 0 | 34.47 | 34.47 | -119213
66 | PAC-PV PUR | 0 | 0 | 0 | 406 |  |  | 1331 | 0 | 0 |  | 0 | 0 | 0 | 0 | 0 | 0
67 | Monsanto_145258 | 0 | 0 | 0 | 0 |  |  | 0 | 0 | 0 |  | 0 | 0 | 0 | 0 | 0 | 0
68 | APS_27875_Supp | 115.8 | 0 | 9.5 | 0 |  |  | 8760 | 40.7 | 4716 |  | 0 | 0 | 4716 | 81.44 | 81.44 | 9431
69 | REDD_66276_Out | -127 | 0 | 100 | 0 |  |  | 8016 | 0 | 0 |  | 0 | 0 | 0 | 0 | 0 | 0
70 | Douglas_38185 | 62.1 | 0 | 100 | 0 |  |  | 8760 | 35.2 | 2187 |  | 0 | 0 | 0 | 35.23 | 35.23 | 2187
71 | PGE_Cove_83984 | 12 | 0 | 100 | 0 |  |  | 8760 | 0 | 0 |  | 0 | 0 | 0 | 0 | 0 | 0
72 | FC1_42818_Out | -45.4 | 0 | 100 | 0 |  |  | 8760 | 69 | -3131 |  | 0 | 0 | 0 | 69 | 69 | -3131
73 | FC1_63510_Out | -19.3 | 0 | 100 | 0 |  |  | 8760 | 0 | 0 |  | 0 | 0 | 0 | 0 | 0 | 0
74 | FC4_79207_Out | -50.4 | 0 | 100 | 0 |  |  | 8760 | 0 | 0 |  | 0 | 0 | 0 | 0 | 0 | 0
75 | Cowlitz_65787 | -255.2 | 0 | 100 | 0 |  |  | 8760 | 0 | 0 |  | 0 | 0 | 0 | 0 | 0 | 0
76 | SIE_64885_McNary | 1376.7 | 0 | 100 | 0 |  |  | 8760 | 0 | 0 |  | 0 | 0 | 0 | 0 | 0 | 0
77 | SMUD_24296_In | 217.4 | 0 | 100 | 0 |  |  | 8736 | 37 | 8043 |  | 0 | 0 | 0 | 37 | 37 | 8043
78 | APS_58118_FC_In | 458.3 | 0 | 100 | 0 |  |  | 8760 | 0 | 0 |  | 0 | 0 | 0 | 0 | 0 | 0
79 | APS_58119_FC_Out | -279.7 | 0 | 100 | 0 |  |  | 8760 | 0 | 0 |  | 0 | 0 | 0 | 0 | 0 | 0
80 | REDD_66276_In | 114.9 | 0 | 100 | 0 |  |  | 8016 | 0 | 0 |  | 0 | 0 | 0 | 0 | 0 | 0
81 | APS_58118_AZ_In | 113.1 | 0 | 100 | 0 |  |  | 8760 | 0 | 0 |  | 0 | 0 | 0 | 0 | 0 | 0
82 | APS_58119_AZ_Out | -291.7 | 0 | 100 | 0 |  |  | 8760 | 0 | 0 |  | 0 | 0 | 0 | 0 | 0 | 0
83 | SIE_64885_Goshen | 913.6 | 0 | 100 | 0 |  |  | 8760 | 0 | 0 |  | 0 | 0 | 0 | 0 | 0 | 0
84 | Hermiston1 | 955.1 | 0 | 46.7 | 105 | 7185 | 7523 | 5440 | 407.2 | 29257 | 117 | 483 | 0 | 907 | 31.58 | 32.09 | 30647
85 | Deseret_194277 | 495.2 | 0 | 65.9 | 66 |  |  | 8563 | 20.8 | 10295 |  | 0 | 0 | 0 | 20.79 | 20.79 | 10295
86 | DSM_ID_Irrigate | 0 | 0 | 0 | 3 |  |  | 840 | 0 | 0 |  | 0 | 0 | 0 | 0 | 0 | 0
87 | QF_Exxon_236032 | 0 | 0 | 0 | 0 |  |  | 8760 | 0 | 0 |  | 0 | 0 | 0 | 0 | 0 | 0
88 | QF_SUNN_Ad_59965 | 58.4 | 0 | 93.9 | 2 |  |  | 8256 | 46.5 | 2714 |  | 0 | 1967 | 0 | 46.48 | 80.17 | 4681
89 | QF_SUNN_Ba_83997 | 328.4 | 0 | 93.9 | 2 |  |  | 8256 | 48.8 | 16027 |  | 0 | 9117 | 0 | 48.8 | 76.56 | 25144
90 | QF_Tesoro_519533 | 0 | 0 | 0 | 0 |  |  | 8760 | 0 | 0 |  | 0 | 0 | 0 | 0 | 0 | 0
91 | BHPL_28160_Loss | -15.6 | 0 | 100 | 0 |  |  | 8760 | 11 | -171 |  | 0 | 0 | 0 | 10.98 | 10.98 | -171
92 | Rogue | 283 | 0 | 100 | 0 |  |  | 8760 | 0 | 0 |  | 0 | 0 | 0 | 0 | 0 | 0
93 | MidColumbia | 345.5 | 0 | 64.6 | 0 |  |  | 8760 | 0 | 0 |  | 0 | 0 | 0 | 0 | 0 | 0
94 | Toketee-Slide | 288.2 | 0 | 100 | 0 |  |  | 8760 | 0 | 0 |  | 0 | 0 | 0 | 0 | 0 | 0
95 | SmallWestHydro | 20.8 | 0 | 100 | 0 |  |  | 8760 | 0 | 0 |  | 0 | 0 | 0 | 0 | 0 | 0
96 | PSCO_340325_In | 1314 | 0 | 100 | 0 |  |  | 8760 | 0 | 0 |  | 0 | 0 | 0 | 0 | 0 | 0
97 | PSCO_340325_Out | -1112.7 | 0 | 100 | 0 |  |  | 8760 | 0 | 0 |  | 0 | 0 | 0 | 0 | 0 | 0
98 | HURR_393045_S | -0.2 | 0 | 100 | 0 |  |  | 8760 | 75 | -16 |  | 0 | 0 | 0 | 75 | 75 | -16
99 | HURR_393045_P | 1.9 | 0 | 100 | 0 |  |  | 8760 | 75 | 145 |  | 0 | 0 | 0 | 75 | 75 | 145
100 | QF_EVB_351030 | 47.9 | 0 | 100 | 0 |  |  | 8736 | 66.4 | 3177 |  | 0 | 0 | 0 | 66.36 | 66.36 | 3177
101 | WEYE_Res_356685 | 0 | 0 | 0 | 0 |  |  | 0 | 0 | 0 |  | 0 | 0 | 0 | 0 | 0 | 0
102 | Chehalis | 1015.8 | 0 | 24.7 | 136 | 7445.5 | 7329 | 3184 | 413.4 | 30778 | 470 | 1971 | 0 | 3537 | 33.78 | 35.72 | 36286
103 | PAC-Mead PUR | 0 | 0 | 0 | 158 |  |  | 338 | 0 | 0 |  | 0 | 0 | 0 | 0 | 0 | 0
104 | PAC-Mead SALE | -733.4 | 0 | 64.8 | 265 |  |  | 7878 | 35.9 | -26354 |  | 0 | 0 | 0 | 35.94 | 35.94 | -26354
105 | PAC-Mona PUR | 496.6 | 0 | 5.7 | 773 |  |  | 5432 | 37.5 | 18616 |  | 0 | 0 | 0 | 37.49 | 37.49 | 18616
106 | PAC-Mona SALE | -349.9 | 0 | 53.7 | 541 |  |  | 6603 | 34.7 | -12154 |  | 0 | 0 | 0 | 34.74 | 34.74 | -12154
107 | Copco 1-2 | 267.3 | 0 | 57.9 | 0 |  |  | 8760 | 0 | 0 |  | 0 | 0 | 0 | 0 | 0 | 0
108 | QF_CA_Hydro | 33.3 | 0 | 100 | 0 |  |  | 8760 | 144.8 | 4825 |  | 0 | 0 | 0 | 144.84 | 144.84 | 4825
109 | QF_OR_Biomass | 3.7 | 0 | 100 | 0 |  |  | 8760 | 68.2 | 250 |  | 0 | 0 | 0 | 68.24 | 68.24 | 250
110 | QF_OR_Hydro | 162.4 | 0 | 100 | 0 |  |  | 8760 | 107.9 | 17512 |  | 0 | 0 | 0 | 107.86 | 107.86 | 17512
111 | QF_OR_Thermal | 125.6 | 0 | 100 | 0 |  |  | 8760 | 71 | 8917 |  | 0 | 0 | 0 | 71 | 71 | 8917
112 | QF_UTS_Biomass | 17.7 | 0 | 100 | 0 |  |  | 8760 | 50.7 | 900 |  | 0 | 0 | 0 | 50.75 | 50.75 | 900
113 | QF_UTN_Hydro | 6.7 | 0 | 100 | 0 |  |  | 8760 | 88.9 | 593 |  | 0 | 0 | 0 | 88.89 | 88.89 | 593
114 | QF_WAYA_Biomass | 0 | 0 | 0 | 0 |  |  | 8760 | 0 | 0 |  | 0 | 0 | 0 | 0 | 0 | 0
115 | QF_WAWW_Hydro | 0 | 0 | 0 | 0 |  |  | 8760 | 0 | 0 |  | 0 | 0 | 0 | 0 | 0 | 0
116 | QF_WAYA_Wind | 0 | 0 | 0 | 0 |  |  | 8760 | 0 | 0 |  | 0 | 0 | 0 | 0 | 0 | 0
117 | QF_WY_Hydro | 11.4 | 0 | 100 | 0 |  |  | 8760 | 71.5 | 814 |  | 0 | 0 | 0 | 71.47 | 71.47 | 814
118 | QF_ID_Hydro | 112.6 | 0 | 100 | 0 |  |  | 8760 | 92.8 | 10451 |  | 0 | 0 | 0 | 92.8 | 92.8 | 10451
119 | PAC-NOB PUR | 24.3 | 0 | 1.4 | 107 |  |  | 266 | 24.3 | 590 |  | 0 | 0 | 0 | 24.32 | 24.32 | 590
120 | SCL_New_Out | -360.9 | 0 | 100 | 0 |  |  | 8760 | 14.6 | -5258 |  | 0 | 0 | -5258 | 29.14 | 29.14 | -10517
121 | QF_RBFP_E20771 | 12 | 0 | 100 | 0 |  |  | 8760 | 54.1 | 648 |  | 0 | 0 | 0 | 54.05 | 54.05 | 648
122 | ConstEng_E999691 | 63.2 | 0 | 100 | 0 |  |  | 8760 | 54.7 | 3458 |  | 0 | 0 | 3458 | 109.44 | 109.44 | 6916
123 | TMF_BioF_E20958 | 37.2 | 0 | 88.5 | 0 |  |  | 8760 | 0 | 0 |  | 0 | 0 | 1406 | 37.76 | 37.76 | 1406
124 | PAC-NOB SALE | 0 | 0 | 0 | 0 |  |  | 0 | 0 | 0 |  | 0 | 0 | 0 | 0 | 0 | 0
125 | I_Naughton3_GCF | 179.5 | 0 | 10.3 | 10 | 2101.9 | 11708 | 1470 | 378.9 | 7964 | 21 | 80 | 4758 | 0 | 44.36 | 71.31 | 12802
126 | BHPL_27013R_MC_S | -168.9 | 0 | 100 | 0 |  |  | 8760 | 11 | -1854 |  | 0 | 0 | 0 | 10.98 | 10.98 | -1854
127 | BHPL_27013R_US_S | -65.9 | 0 | 100 | 0 |  |  | 8760 | 11 | -724 |  | 0 | 0 | 0 | 10.98 | 10.98 | -724
128 | UMPA_45631R_S | -220.8 | 0 | 100 | 0 |  |  | 8760 | 23.2 | -5131 |  | 0 | -4396 | -5131 | 46.48 | 66.39 | -14659
129 | DorenaHyd_20887 | 15.1 | 0 | 100 | 0 |  |  | 8760 | 73.5 | 1107 |  | 0 | 0 | 0 | 73.47 | 73.47 | 1107
130 | QF_Bioms1_234159 | 228.5 | 0 | 100 | 0 |  |  | 8760 | 74.9 | 17124 |  | 0 | 0 | 0 | 74.94 | 74.94 | 17124
131 | ObsidianBlkCap | 4.7 | 0 | 100 | 0 |  |  | 8760 | 72.7 | 342 |  | 0 | 0 | 0 | 72.71 | 72.71 | 342
132 | QF_CA_Biomass | 0 | 0 | 100 | 0 |  |  | 8760 | 32.2 | 1 |  | 0 | 0 | 0 | 32.24 | 32.24 | 1
133 | QF_ID_Biomass | 10.8 | 0 | 100 | 0 |  |  | 8760 | 75.4 | 814 |  | 0 | 0 | 0 | 75.4 | 75.4 | 814
134 | QF_UTN_Wind | 0 | 0 | 0 | 0 |  |  | 8760 | 0 | 0 |  | 0 | 0 | 0 | 0 | 0 | 0
135 | QF_WAYA_Hydro | 6.7 | 0 | 100 | 0 |  |  | 8760 | 38.4 | 258 |  | 0 | 0 | 0 | 38.4 | 38.4 | 258
136 | QF_WY_Wind | 0.3 | 0 | 100 | 0 |  |  | 8760 | 60.5 | 18 |  | 0 | 0 | 0 | 60.5 | 60.5 | 18
137 | DSM_CooKeeper_Te | 0 | 0 | 0 | 5 |  |  | 1848 | 0 | 0 |  | 0 | 0 | 0 | 0 | 0 | 0
138 | DSM_UT_Irrigate_ | 0 | 0 | 0 | 4 |  |  | 1008 | 0 | 0 |  | 0 | 0 | 0 | 0 | 0 | 0
139 | BHPL_27013R_WYNE | -19.1 | 0 | 18.7 | 105 |  |  | 1646 | 11 | -209 |  | 0 | 0 | 0 | 10.98 | 10.98 | -209
140 | BHPL_27013R_JB | 0 | 0 | 0 | 0 |  |  | 0 | 0 | 0 |  | 0 | 0 | 0 | 0 | 0 | 0
141 | QF_Latigo_21022 | 91.3 | 0 | 100 | 1 |  |  | 5880 | 60 | 5484 |  | 0 | 0 | 0 | 60.05 | 60.05 | 5484
142 | Long Ridge1_2102 | 0.6 | 0 | 100 | 1 |  |  | 24 | 63.8 | 40 |  | 0 | 0 | 0 | 63.76 | 63.76 | 40
143 | Long Ridge2_2102 | 0.6 | 0 | 100 | 1 |  |  | 24 | 63.8 | 40 |  | 0 | 0 | 0 | 63.76 | 63.76 | 40
144 | BlueMountain_210 | 25.3 | 0 | 100 | 1 |  |  | 768 | 60.7 | 1533 |  | 0 | 0 | 0 | 60.66 | 60.66 | 1533
145 | Buckhorn_Solar | 1.8 | 0 | 100 | 1 |  |  | 3696 | 76.3 | 140 |  | 0 | 0 | 0 | 76.3 | 76.3 | 140
146 | CedarValley_Sola | 1.8 | 0 | 100 | 1 |  |  | 3696 | 76.3 | 140 |  | 0 | 0 | 0 | 76.3 | 76.3 | 140
147 | Beryl_Solar | 1.9 | 0 | 100 | 1 |  |  | 3696 | 76.3 | 144 |  | 0 | 0 | 0 | 76.3 | 76.3 | 144
148 | Greenvile_Solar | 1.4 | 0 | 100 | 1 |  |  | 3696 | 76.3 | 103 |  | 0 | 0 | 0 | 76.3 | 76.3 | 103
149 | MilfordFlat_Sola | 1.8 | 0 | 100 | 1 |  |  | 3696 | 58.4 | 107 |  | 0 | 0 | 0 | 58.39 | 58.39 | 107
150 | QF_UTN_Solar | 0.9 | 0 | 100 | 0 |  |  | 8760 | 0 | 0 |  | 0 | 0 | 0 | 0 | 0 | 0
151 | QF_FiddlerCanyon | 11 | 0 | 100 | 1 |  |  | 5184 | 85 | 936 |  | 0 | 0 | 0 | 85 | 85 | 936
152 | QF_SouthMilford_ | 7.6 | 0 | 100 | 1 |  |  | 8424 | 58.4 | 441 |  | 0 | 0 | 0 | 58.39 | 58.39 | 441
153 | QF_Manderfield_2 | 3.2 | 0 | 100 | 1 |  |  | 5184 | 85 | 272 |  | 0 | 0 | 0 | 85 | 85 | 272
154 | QF_GranitePeak_2 | 1.8 | 0 | 100 | 1 |  |  | 3696 | 58.4 | 107 |  | 0 | 0 | 0 | 58.39 | 58.39 | 107
155 | QF_LahoSolar_210 | 1.8 | 0 | 100 | 1 |  |  | 3696 | 58.4 | 107 |  | 0 | 0 | 0 | 58.39 | 58.39 | 107
156 | OSIP_Projects | 3.9 | 0 | 100 | 0 |  |  | 8760 | 0 | 0 |  | 0 | 0 | 0 | 0 | 0 | 0
157 | PSCO_FC_340325_o | 0 | 0 | 0 | 0 |  |  | 0 | 0 | 0 |  | 0 | 0 | 0 | 0 | 0 | 0
158 | Tri-State_27057 | 87.3 | 0 | 60.9 | 157 |  |  | 5101 | 15.5 | 1352 |  | 0 | 0 | 0 | 15.49 | 15.49 | 1352
159 | StoneHouseSolar_ | 13.2 | 0 | 100 | 0 |  |  | 8760 | 78.9 | 1043 |  | 0 | 0 | 0 | 78.86 | 78.86 | 1043
160 | BevansPoint | 3.4 | 0 | 100 | 1 |  |  | 6624 | 78.9 | 267 |  | 0 | 0 | 0 | 78.86 | 78.86 | 267
161 | MagCorp_144408 | 0 | 0 | 0 | 0 |  |  | 0 | 0 | 0 |  | 0 | 0 | 0 | 0 | 0 | 0
162 | Nucor_137328 | 0 | 0 | 0 | 0 |  |  | 0 | 0 | 0 |  | 0 | 0 | 0 | 0 | 0 | 0
163 | MonsanCur_145258 | 0 | 0 | 0 | 0 |  |  | 0 | 0 | 0 |  | 0 | 0 | 0 | 0 | 0 | 0
164 | SCL_New_Reserve | 0 | 0 | 0 | 0 |  |  | 0 | 0 | 0 |  | 0 | 0 | 0 | 0 | 0 | 0
165 | LakeSide2 | 3746.4 | 0 | 65.9 | 3 | 25675 | 6853 | 8716 | 396.1 | 101696 | 11 | 51 | 24303 | 12090 | 30.37 | 36.87 | 138140
166 | WI_Goshen | 970.4 | 0 | 100 | 0 |  |  | 8760 | 0 | 0 |  | 0 | 0 | 0 | 0 | 0 | 0
167 | WI_MidC | 446 | 0 | 100 | 0 |  |  | 8760 | 0 | 0 |  | 0 | 0 | 0 | 0 | 0 | 0
168 | WI_UtahNorth | 841.4 | 0 | 100 | 0 |  |  | 8760 | 0 | 0 |  | 0 | 0 | 0 | 0 | 0 | 0
169 | WI_WallaWalla | 1291.8 | 0 | 100 | 0 |  |  | 8760 | 0 | 0 |  | 0 | 0 | 0 | 0 | 0 | 0
170 | WI_WyomingNE | 3593.4 | 0 | 100 | 0 |  |  | 8760 | 0 | 0 |  | 0 | 0 | 0 | 0 | 0 | 0
SYSTE | M PRODUCTION | 63132.2 | 0 |  | 4916 | 506773.7 | 9775 |  |  | 997685 | 2145 | 9785 | 449358 | 52952 | 16.64 | 23.91 | 1509779

## Study6EIM
Build ID: 000001_x64 Ventyx p. 1
MULTISYM V8.1.03 Copyright 1998-2014. All rights reserved. L0000-00 1 iter Convergent Monte 09/02/2014
2015: I15_P_WI_S6SMEIM25571 (Environmental) 05:58:58 PM
Station Group Report
--------------------
|  | Aux | Cap |  |  | Heat Hours | Fuel/P | rch Cost | Start | Star | t O&M | O&M | Opert | Total | Total
| Energy | Dmnd | Fctr | Sta- | FuelBurn | Rate per | ¢/MBtu | <F> $0 | 00 Fue | l Co | st Fix | ed V | ar Co | st Co | st Cost
No. Group | GWh | GWh | % | rts | GBtu | Btu/kWh Unit | $/MWh | <P> $00 | 0 GBtu | 0 | 0 $00 | 0 $00 | 0 $/MW | h $/MW | h $000
--- ---------------- | -------- | ------ | ----- | ---- | --------- | ------ ---- | ------ | --- ----- | ---- | ----- | ------ | ----- | ------ | ------ | --------
Native Load | 62794.5
Dump Power | 426.8 | [12 empty] | 14.1 | 6017
Aux Demand | 0
Tran. Losses | 0
LESS Resources (Export | s):
1 HydroEast | 258.5 | 0 | 42.2 | 0 |  |  | 0 | 0 |  | 0 | 0 | 0 | 0 | 0 | 0
2 HydroWest | 4148.8 | 0 | 60.9 | 0 |  |  | 0 | 0 |  | 0 | 0 | 0 | 0 | 0 | 0
3 PurchaseEast | 1170 | 0 | 44.1 | 69 |  |  | 41.7 | 48802 |  | 0 | 11084 | 8174 | 48.7 | 58.17 | 68060
4 RenewableEast | 337.5 | 0 | 85.6 | 16 | 2095.2 | 10000 | 0 | 8119 | 0 | 0 | 0 | 558 | 25.71 | 25.71 | 8677
5 ThermalEast | 36916.8 | 0 | 71.6 | 417 | 361888 | 9803 | 199.4 | 721517 | 1409 | 6062 | 342903 | 29096 | 20.33 | 29.79 | 1099578
6 ThermalWest | 14299 | 0 | 68.2 | 361 | 139325 | 9744 | 220.1 | 306615 | 716 | 3650 | 95008 | 23218 | 23.07 | 29.97 | 428492
7 IRPEast | 147.6 | 0 | 8.5 | 10 | 1796.7 | 12169 | 378.9 | 6807 | 21 | 80 | 4758 | 0 | 46.1 | 78.87 | 11645
8 MCP | -3644.1 | 0 | 0.2 | 4080 |  |  | 38.6 | -140735 |  | 0 | 0 | 0 | 38.62 | 38.62 | -140735
9 InterruptEast | 0 | 0 | 0 | 0 |  |  | 0 | 0 |  | 0 | 0 | 0 | 0 | 0 | 0
10 RenewableWest | -370.2 | 0 | 133.3 | 0 |  |  | 14.2 | -5258 |  | 0 | 0 | -3853 | 24.61 | 24.61 | -9111
11 PurchaseWest | 709.2 | 0 | 100 | 0 |  |  | 79 | 56006 |  | 0 | 0 | 0 | 78.97 | 78.97 | 56006
12 ExchangeEast | 1229.8 | 0 | 119.6 | 0 |  |  | 0 | 0 |  | 0 | 0 | 0 | 0 | 0 | 0
13 SaleWest | -443.3 | 0 | 100 | 0 |  |  | 4.2 | -1854 |  | 0 | 0 | 0 | 4.18 | 4.18 | -1854
14 SaleEast | -302.5 | 0 | 100 | 0 |  |  | 20 | -6042 |  | 0 | -4396 | -5131 | 36.93 | 51.46 | -15570
15 ExchangeWest | 1467.1 | 0 | 100 | 0 |  |  | 5.5 | 8043 |  | 0 | 0 | 0 | 5.48 | 5.48 | 8043
16 DSMEast | 0 | 0 | 0 | 7 |  |  | 0 | 0 |  | 0 | 0 | 0 | 0 | 0 | 0
Resource Totals | 63220 | 0 |  | 6342 | 505104.9 | 9794 |  | 1003270 | 2146 | 9792 | 449358 | 52062 | 16.69 | 23.96 | 1514482
Wheeling | [14 empty] | 1384
Fuel demand charges | [14 empty] | 0
Emissions costs | [14 empty] | 0
Reserve deficiencies | [14 empty] | 1788
E.N.S. | 1.3 | [12 empty] | 1000 | 1263
SYSTEM | [13 empty] | 23.93 | 1512899
Ancil | lary Services Con | tribut | ion An | d Reve | nue Re | port
----- | ----------------- | ------ | ------ | ------ | ------ | ----
|  | #NAME? | illary | Servi | ces (c | ontrib | ution, | revenu | e,rate | )
|  | #NAME? | UP |  | #NAME? | DOWN |  | #NAME? |  |  | #NAME? | PIN |  | #NAME? | PIN2 |  | #NAME? | l
No. | Station | GWh | 0 | $/MW-h | GWh | 0 | $/MW-h | GWh | 0 | $/MW-h | GWh | 0 | $/MW-h | GWh | 0 | $/MW-h | GWh | 0 | $/MW-h
--- | ---------------- | ----- | ----- | ----- | ----- | ----- | ----- | ----- | ----- | ----- | ----- | ----- | ----- | ----- | ----- | ----- | ----- | ----- | -----
1 | BearRiver | 97.4 | 727 | 7.5 | 0 | 0 | 0 | 28.2 | 280.2 | 9.9 | 127.5 | 3640.3 | 28.6 | 0 | 0 | 0 | 253.1 | 4647.5 | 18.4
2 | Clearwater1 | 0 | 0 | 0 | 0 | 0 | 0 | 0 | 0 | 0 | 0 | 0 | 0 | 0 | 0 | 0 | 0 | 0 | 0
3 | Clearwater2 | 0 | 0 | 0 | 0 | 0 | 0 | 0 | 0 | 0 | 0 | 0 | 0 | 0 | 0 | 0 | 0 | 0 | 0
4 | FishCreek | 0 | 0 | 0 | 0 | 0 | 0 | 0 | 0 | 0 | 0 | 0 | 0 | 0 | 0 | 0 | 0 | 0 | 0
5 | GemState_99489 | 0 | 0 | 0 | 0 | 0 | 0 | 0 | 0 | 0 | 0 | 0 | 0 | 0 | 0 | 0 | 0 | 0 | 0
6 | IronGate | 0 | 0 | 0 | 0 | 0 | 0 | 0 | 0 | 0 | 0 | 0 | 0 | 0 | 0 | 0 | 0 | 0 | 0
7 | JCBoyle | 0 | 0 | 0 | 0 | 0 | 0 | 0 | 0 | 0 | 0 | 0 | 0 | 0 | 0 | 0 | 0 | 0 | 0
8 | Lemolo2 | 0 | 0 | 0 | 0 | 0 | 0 | 0 | 0 | 0 | 0 | 0 | 0 | 0 | 0 | 0 | 0 | 0 | 0
9 | Lemolo1 | 0 | 0 | 0 | 0 | 0 | 0 | 0 | 0 | 0 | 0.7 | 12.3 | 18.3 | 0 | 0 | 0 | 0.7 | 12.3 | 18.3
10 | Merwin | 0 | 0 | 0 | 0 | 0 | 0 | 0 | 0 | 0 | 0 | 0 | 0 | 0 | 0 | 0 | 0 | 0 | 0
11 | SmallEastHydro | 0 | 0 | 0 | 0 | 0 | 0 | 0 | 0 | 0 | 0 | 0 | 0 | 0 | 0 | 0 | 0 | 0 | 0
12 | SodaSprings | 0 | 0 | 0 | 0 | 0 | 0 | 0 | 0 | 0 | 0 | 0 | 0 | 0 | 0 | 0 | 0 | 0 | 0
13 | Swift1 | 600.8 | ****** | 27 | 0 | 0 | 0 | 476.9 | ****** | 41 | 110.2 | 4932.9 | 44.8 | 0 | 0 | 0 | 1187.9 | ****** | 34.3
14 | Swift2 | 0 | 0 | 0 | 0 | 0 | 0 | 0 | 0 | 0 | 0 | 0 | 0 | 0 | 0 | 0 | 0 | 0 | 0
15 | UKL | 0 | 0 | 0 | 0 | 0 | 0 | 0 | 0 | 0 | 0 | 0 | 0 | 0 | 0 | 0 | 0 | 0 | 0
16 | Yale | 119.2 | 4852.3 | 40.7 | 0 | 0 | 0 | 155.5 | 5839.6 | 37.6 | 168.8 | 8957.6 | 53.1 | 0 | 0 | 0 | 443.5 | ****** | 44.3
17 | Blundell | 0 | 0 | 0 | 0 | 0 | 0 | 32 | 662.7 | 20.7 | 0 | 0 | 0 | 0 | 0 | 0 | 32 | 662.7 | 20.7
18 | Carbon1 | 13.2 | 175.2 | 13.2 | 0 | 0 | 0 | 4.9 | 72.5 | 14.9 | 0.7 | 37.1 | 51.3 | 0 | 0 | 0 | 18.8 | 284.7 | 15.1
19 | Carbon2 | 13.2 | 174.4 | 13.2 | 0 | 0 | 0 | 4.6 | 74.1 | 16 | 0.2 | 9.2 | 51.9 | 0 | 0 | 0 | 18 | 257.6 | 14.3
20 | Cholla4 | 203.1 | 2082.5 | 10.3 | 0 | 0 | 0 | 39.5 | 526.9 | 13.3 | 0.1 | 4.9 | 38.1 | 0 | 0 | 0 | 242.8 | 2614.3 | 10.8
21 | Colstrip3 | 0 | 0 | 0 | 0 | 0 | 0 | 0 | 0 | 0 | 5.2 | 1.6 | 0.3 | 0 | 0 | 0 | 5.2 | 1.6 | 0.3
22 | Colstrip4 | 0 | 0 | 0 | 0 | 0 | 0 | 0 | 0 | 0 | 4.6 | 1 | 0.2 | 0 | 0 | 0 | 4.6 | 1 | 0.2
23 | Craig1 | 0 | 0 | 0 | 0 | 0 | 0 | 0 | 0 | 0 | 0 | 0 | 0 | 0 | 0 | 0 | 0 | 0 | 0
24 | Craig2 | 0 | 0 | 0 | 0 | 0 | 0 | 0 | 0 | 0 | 0 | 0 | 0 | 0 | 0 | 0 | 0 | 0 | 0
25 | GadsbyGT3 | 0 | 0 | 0 | 0 | 0 | 0 | 0.3 | 8.5 | 30.1 | 0 | 0 | 0 | 0 | 0 | 0 | 0.3 | 8.5 | 30.1
26 | Gadsby1 | 0 | 0 | 0 | 0 | 0 | 0 | 0 | 0 | 0 | 0 | 0 | 0 | 0 | 0 | 0 | 0 | 0 | 0
27 | Gadsby2 | 0 | 0 | 0 | 0 | 0 | 0 | 0 | 0 | 0 | 0 | 0 | 0 | 0 | 0 | 0 | 0 | 0 | 0
28 | Gadsby3 | 0 | 0 | 0 | 0 | 0 | 0 | 0.2 | 7.5 | 31.1 | 0 | 0.7 | 19.5 | 0 | 0 | 0 | 0.3 | 8.1 | 29.6
29 | GadsbyGT2 | 0 | 0.1 | 3.9 | 0 | 0 | 0 | 0.3 | 7.8 | 30.7 | 0 | 0 | 0 | 0 | 0 | 0 | 0.3 | 7.8 | 28.7
30 | GadsbyGT1 | 0 | 0 | 0 | 0 | 0 | 0 | 0.3 | 8.4 | 30.1 | 0 | 0 | 0 | 0 | 0 | 0 | 0.3 | 8.4 | 30.1
31 | Hayden1 | 0 | 0 | 0 | 0 | 0 | 0 | 0 | 0 | 0 | 0 | 0 | 0 | 0 | 0 | 0 | 0 | 0 | 0
32 | Hayden2 | 0 | 0 | 0 | 0 | 0 | 0 | 0 | 0 | 0 | 0.1 | 48.8 | 976.8 | 0 | 0 | 0 | 0.1 | 48.8 | 976.8
33 | Hermiston2 | 54.7 | 52.3 | 1 | 0 | 0 | 0 | 39.9 | 9.1 | 0.2 | 58 | 5.2 | 0.1 | 0 | 0 | 0 | 152.6 | 66.6 | 0.4
34 | Hunter3 | 66.4 | 619.5 | 9.3 | 0 | 0 | 0 | 9.7 | 133.8 | 13.8 | 0 | 0 | 0 | 0 | 0 | 0 | 76.1 | 753.3 | 9.9
35 | Hunter1 | 54.5 | 504.1 | 9.2 | 0 | 0 | 0 | 9.2 | 156.8 | 17 | 0 | 0 | 0 | 0 | 0 | 0 | 63.7 | 660.9 | 10.4
36 | Hunter2 | 38.6 | 313.7 | 8.1 | 0 | 0 | 0 | 7 | 132.5 | 19 | 0 | 0 | 0 | 0 | 0 | 0 | 45.6 | 446.2 | 9.8
37 | Huntington1 | 31.4 | 216.3 | 6.9 | 0 | 0 | 0 | 9.5 | 211.8 | 22.3 | 0 | 0 | 0 | 0 | 0 | 0 | 40.9 | 428.2 | 10.5
38 | Huntington2 | 32.2 | 235.9 | 7.3 | 0 | 0 | 0 | 9.3 | 208.6 | 22.5 | 0 | 0 | 0 | 0 | 0 | 0 | 41.5 | 444.5 | 10.7
39 | JBridger1 | 10.1 | 42.9 | 4.3 | 0 | 0 | 0 | 6.9 | 0.3 | 0 | 9.2 | 3.9 | 0.4 | 0 | 0 | 0 | 26.2 | 47.2 | 1.8
40 | JBridger2 | 6.8 | 52.7 | 7.7 | 0 | 0 | 0 | 7.7 | 0.7 | 0.1 | 8.7 | 68.8 | 7.9 | 0 | 0 | 0 | 23.2 | 122.1 | 5.3
41 | JBridger3 | 6.2 | 6.1 | 1 | 0 | 0 | 0 | 8.9 | 0.4 | 0 | 20.2 | 0.4 | 0 | 0 | 0 | 0 | 35.3 | 6.8 | 0.2
42 | JBridger4 | 3.6 | 65.2 | 18.4 | 0 | 0 | 0 | 9.6 | 0.6 | 0.1 | 9.5 | 5.7 | 0.6 | 0 | 0 | 0 | 22.7 | 71.6 | 3.2
43 | JamesRiverCG | 0 | 0 | 0 | 0 | 0 | 0 | 0 | 0 | 0 | 0 | 0 | 0 | 0 | 0 | 0 | 0 | 0 | 0
44 | Johnston1 | 0 | 0 | 0 | 0 | 0 | 0 | 0 | 0 | 0 | 0.4 | 0.9 | 2.5 | 0 | 0 | 0 | 0.4 | 0.9 | 2.5
45 | Johnston2 | 0 | 0 | 0 | 0 | 0 | 0 | 0 | 0 | 0 | 0.2 | 0.5 | 2.5 | 0 | 0 | 0 | 0.2 | 0.5 | 2.5
46 | Johnston3 | 0 | 0 | 0 | 0 | 0 | 0 | 0 | 0 | 0 | 0.1 | 0.2 | 2.4 | 0 | 0 | 0 | 0.1 | 0.2 | 2.4
47 | Johnston4 | 0 | 0 | 0 | 0 | 0 | 0 | 0 | 0 | 0 | 0.8 | 2.8 | 3.5 | 0 | 0 | 0 | 0.8 | 2.8 | 3.5
48 | Naughton1 | 117.7 | 1001.6 | 8.5 | 0 | 0 | 0 | 25.4 | 242.2 | 9.5 | 0 | 0 | 0 | 0 | 0 | 0 | 143.1 | 1243.7 | 8.7
49 | Naughton2 | 145.2 | 1390.7 | 9.6 | 0 | 0 | 0 | 32.4 | 409.9 | 12.6 | 0 | 0 | 0 | 0 | 0 | 0 | 177.6 | 1800.6 | 10.1
50 | WestValleyCi GT1 | 0 | 0 | 0 | 0 | 0 | 0 | 0 | 0 | 0 | 0 | 0 | 0 | 0 | 0 | 0 | 0 | 0 | 0
51 | WestValleyCi GT4 | 0 | 0 | 0 | 0 | 0 | 0 | 0 | 0 | 0 | 0 | 0 | 0 | 0 | 0 | 0 | 0 | 0 | 0
52 | WestValleyCi GT5 | 0 | 0 | 0 | 0 | 0 | 0 | 0 | 0 | 0 | 0 | 0 | 0 | 0 | 0 | 0 | 0 | 0 | 0
53 | WestValleyCi GT3 | 0 | 0 | 0 | 0 | 0 | 0 | 0 | 0 | 0 | 0 | 0 | 0 | 0 | 0 | 0 | 0 | 0 | 0
54 | WestValleyCi GT2 | 0 | 0 | 0 | 0 | 0 | 0 | 0 | 0 | 0 | 0 | 0 | 0 | 0 | 0 | 0 | 0 | 0 | 0
55 | Wyodak1 | 0 | 0 | 0 | 0 | 0 | 0 | 0 | 0 | 0 | 0 | 0 | 0 | 0 | 0 | 0 | 0 | 0 | 0
56 | CurrantCreek | 258.1 | 2949.2 | 11.4 | 0 | 0 | 0 | 194.1 | 2233.3 | 11.5 | 0 | 0 | 0 | 0 | 0 | 0 | 452.2 | 5182.5 | 11.5
57 | BigFork | 0 | 0 | 0 | 0 | 0 | 0 | 0 | 0 | 0 | 0 | 0 | 0 | 0 | 0 | 0 | 0 | 0 | 0
58 | LakeSide | 638.8 | 6736 | 10.5 | 0 | 0 | 0 | 109.2 | 1494.8 | 13.7 | 0 | 0 | 0 | 0 | 0 | 0 | 748 | 8230.9 | 11
59 | PAC-COB SALE | 0 | 0 | 0 | 0 | 0 | 0 | 0 | 0 | 0 | 0 | 0 | 0 | 0 | 0 | 0 | 0 | 0 | 0
60 | PAC-COB PUR | 0 | 0 | 0 | 0 | 0 | 0 | 22.8 | 5.7 | 0.2 | 10.9 | 4.3 | 0.4 | 0 | 0 | 0 | 33.6 | 10 | 0.3
61 | PAC-MIDC SALE | 0 | 0 | 0 | 0 | 0 | 0 | 0 | 0 | 0 | 0 | 0 | 0 | 0 | 0 | 0 | 0 | 0 | 0
62 | PAC-MIDC PUR | 0 | 0 | 0 | 0 | 0 | 0 | 227 | 12.1 | 0.1 | 63.7 | 2.2 | 0 | 0 | 0 | 0 | 290.7 | 14.3 | 0
63 | PAC-FC SALE | 0 | 0 | 0 | 0 | 0 | 0 | 0 | 0 | 0 | 0 | 0 | 0 | 0 | 0 | 0 | 0 | 0 | 0
64 | PAC-FC PUR | 0 | 0 | 0 | 0 | 0 | 0 | 38.9 | 905.5 | 23.3 | 0 | 0 | 0 | 0 | 0 | 0 | 38.9 | 905.5 | 23.3
65 | PAC-PV SALE | 0 | 0 | 0 | 0 | 0 | 0 | 0 | 0 | 0 | 0 | 0 | 0 | 0 | 0 | 0 | 0 | 0 | 0
66 | PAC-PV PUR | 0 | 0 | 0 | 0 | 0 | 0 | 194.5 | 3100.2 | 15.9 | 0 | 0 | 0 | 0 | 0 | 0 | 194.5 | 3100.2 | 15.9
67 | Monsanto_145258 | 0 | 0 | 0 | 0 | 0 | 0 | 0 | 0 | 0 | 118 | 499.1 | 4.2 | 0 | 0 | 0 | 118 | 499.1 | 4.2
68 | APS_27875_Supp | 0 | 0 | 0 | 0 | 0 | 0 | 140.7 | 819.3 | 5.8 | 0 | 0 | 0 | 0 | 0 | 0 | 140.7 | 819.3 | 5.8
69 | REDD_66276_Out | 0 | 0 | 0 | 0 | 0 | 0 | 0 | 0 | 0 | 0 | 0 | 0 | 0 | 0 | 0 | 0 | 0 | 0
70 | Douglas_38185 | 0 | 0 | 0 | 0 | 0 | 0 | 0 | 0 | 0 | 0 | 0 | 0 | 0 | 0 | 0 | 0 | 0 | 0
71 | PGE_Cove_83984 | 0 | 0 | 0 | 0 | 0 | 0 | 0 | 0 | 0 | 0 | 0 | 0 | 0 | 0 | 0 | 0 | 0 | 0
72 | FC1_42818_Out | 0 | 0 | 0 | 0 | 0 | 0 | 0 | 0 | 0 | 0 | 0 | 0 | 0 | 0 | 0 | 0 | 0 | 0
73 | FC1_63510_Out | 0 | 0 | 0 | 0 | 0 | 0 | 0 | 0 | 0 | 0 | 0 | 0 | 0 | 0 | 0 | 0 | 0 | 0
74 | FC4_79207_Out | 0 | 0 | 0 | 0 | 0 | 0 | 0 | 0 | 0 | 0 | 0 | 0 | 0 | 0 | 0 | 0 | 0 | 0
75 | Cowlitz_65787 | 0 | 0 | 0 | 0 | 0 | 0 | 0 | 0 | 0 | 0 | 0 | 0 | 0 | 0 | 0 | 0 | 0 | 0
76 | SIE_64885_McNary | 0 | 0 | 0 | 0 | 0 | 0 | 0 | 0 | 0 | 0 | 0 | 0 | 0 | 0 | 0 | 0 | 0 | 0
77 | SMUD_24296_In | 0 | 0 | 0 | 0 | 0 | 0 | 0 | 0 | 0 | 0 | 0 | 0 | 0 | 0 | 0 | 0 | 0 | 0
78 | APS_58118_FC_In | 0 | 0 | 0 | 0 | 0 | 0 | 0 | 0 | 0 | 0 | 0 | 0 | 0 | 0 | 0 | 0 | 0 | 0
79 | APS_58119_FC_Out | 0 | 0 | 0 | 0 | 0 | 0 | 0 | 0 | 0 | 0 | 0 | 0 | 0 | 0 | 0 | 0 | 0 | 0
80 | REDD_66276_In | 0 | 0 | 0 | 0 | 0 | 0 | 0 | 0 | 0 | 0 | 0 | 0 | 0 | 0 | 0 | 0 | 0 | 0
81 | APS_58118_AZ_In | 0 | 0 | 0 | 0 | 0 | 0 | 0 | 0 | 0 | 0 | 0 | 0 | 0 | 0 | 0 | 0 | 0 | 0
82 | APS_58119_AZ_Out | 0 | 0 | 0 | 0 | 0 | 0 | 0 | 0 | 0 | 0 | 0 | 0 | 0 | 0 | 0 | 0 | 0 | 0
83 | SIE_64885_Goshen | 0 | 0 | 0 | 0 | 0 | 0 | 0 | 0 | 0 | 0 | 0 | 0 | 0 | 0 | 0 | 0 | 0 | 0
84 | Hermiston1 | 56.3 | 68.5 | 1.2 | 0 | 0 | 0 | 45.8 | 4.6 | 0.1 | 76.5 | 16.5 | 0.2 | 0 | 0 | 0 | 178.6 | 89.6 | 0.5
85 | Deseret_194277 | 0 | 0 | 0 | 0 | 0 | 0 | 345.1 | 5132.1 | 14.9 | 0 | 0 | 0 | 0 | 0 | 0 | 345.1 | 5132.1 | 14.9
86 | DSM_ID_Irrigate | 0 | 0 | 0 | 0 | 0 | 0 | 3.8 | 58.7 | 15.6 | 17.8 | 265.7 | 14.9 | 0 | 0 | 0 | 21.5 | 324.4 | 15.1
87 | QF_Exxon_236032 | 0 | 0 | 0 | 0 | 0 | 0 | 0 | 0 | 0 | 0 | 0 | 0 | 0 | 0 | 0 | 0 | 0 | 0
88 | QF_SUNN_Ad_59965 | 0 | 0 | 0 | 0 | 0 | 0 | 0 | 0 | 0 | 0 | 0 | 0 | 0 | 0 | 0 | 0 | 0 | 0
89 | QF_SUNN_Ba_83997 | 0 | 0 | 0 | 0 | 0 | 0 | 0 | 0 | 0 | 0 | 0 | 0 | 0 | 0 | 0 | 0 | 0 | 0
90 | QF_Tesoro_519533 | 0 | 0 | 0 | 0 | 0 | 0 | 0 | 0 | 0 | 0 | 0 | 0 | 0 | 0 | 0 | 0 | 0 | 0
91 | BHPL_28160_Loss | 0 | 0 | 0 | 0 | 0 | 0 | 0 | 0 | 0 | 0 | 0 | 0 | 0 | 0 | 0 | 0 | 0 | 0
92 | Rogue | 0 | 0 | 0 | 0 | 0 | 0 | 0 | 0 | 0 | 0 | 0 | 0 | 0 | 0 | 0 | 0 | 0 | 0
93 | MidColumbia | 12 | 268.1 | 22.3 | 0 | 0 | 0 | 29.1 | 612.1 | 21 | 53.9 | 1434.3 | 26.6 | 0 | 0 | 0 | 95 | 2314.4 | 24.4
94 | Toketee-Slide | 0 | 0 | 0 | 0 | 0 | 0 | 0 | 0 | 0 | 0 | 0 | 0 | 0 | 0 | 0 | 0 | 0 | 0
95 | SmallWestHydro | 0 | 0 | 0 | 0 | 0 | 0 | 0 | 0 | 0 | 0 | 0 | 0 | 0 | 0 | 0 | 0 | 0 | 0
96 | PSCO_340325_In | 0 | 0 | 0 | 0 | 0 | 0 | 0 | 0 | 0 | 0 | 0 | 0 | 0 | 0 | 0 | 0 | 0 | 0
97 | PSCO_340325_Out | 0 | 0 | 0 | 0 | 0 | 0 | 0 | 0 | 0 | 0 | 0 | 0 | 0 | 0 | 0 | 0 | 0 | 0
98 | HURR_393045_S | 0 | 0 | 0 | 0 | 0 | 0 | 0 | 0 | 0 | 0 | 0 | 0 | 0 | 0 | 0 | 0 | 0 | 0
99 | HURR_393045_P | 0 | 0 | 0 | 0 | 0 | 0 | 0 | 0 | 0 | 0 | 0 | 0 | 0 | 0 | 0 | 0 | 0 | 0
100 | QF_EVB_351030 | 0 | 0 | 0 | 0 | 0 | 0 | 0 | 0 | 0 | 0 | 0 | 0 | 0 | 0 | 0 | 0 | 0 | 0
101 | WEYE_Res_356685 | 0 | 0 | 0 | 0 | 0 | 0 | 0 | 0 | 0 | 0 | 0 | 0 | 0 | 0 | 0 | 0 | 0 | 0
102 | Chehalis | 57.5 | 27.1 | 0.5 | 0 | 0 | 0 | 54.8 | 199 | 3.6 | 19.5 | 31 | 1.6 | 0 | 0 | 0 | 131.7 | 257 | 2
103 | PAC-Mead PUR | 0 | 0 | 0 | 0 | 0 | 0 | 30.9 | 468.8 | 15.2 | 0 | 0 | 0 | 0 | 0 | 0 | 30.9 | 468.8 | 15.2
104 | PAC-Mead SALE | 0 | 0 | 0 | 0 | 0 | 0 | 0 | 0 | 0 | 0 | 0 | 0 | 0 | 0 | 0 | 0 | 0 | 0
105 | PAC-Mona PUR | 0 | 0 | 0 | 0 | 0 | 0 | 830 | 8988.9 | 10.8 | 0.2 | 0 | 0 | 0 | 0 | 0 | 830.1 | 8988.9 | 10.8
106 | PAC-Mona SALE | 0 | 0 | 0 | 0 | 0 | 0 | 0 | 0 | 0 | 0 | 0 | 0 | 0 | 0 | 0 | 0 | 0 | 0
107 | Copco 1-2 | 0 | 0 | 0 | 0 | 0 | 0 | 25.9 | 449.8 | 17.4 | 34 | 685.4 | 20.2 | 0 | 0 | 0 | 59.9 | 1135.2 | 19
108 | QF_CA_Hydro | 0 | 0 | 0 | 0 | 0 | 0 | 0 | 0 | 0 | 0 | 0 | 0 | 0 | 0 | 0 | 0 | 0 | 0
109 | QF_OR_Biomass | 0 | 0 | 0 | 0 | 0 | 0 | 0 | 0 | 0 | 0 | 0 | 0 | 0 | 0 | 0 | 0 | 0 | 0
110 | QF_OR_Hydro | 0 | 0 | 0 | 0 | 0 | 0 | 0 | 0 | 0 | 0 | 0 | 0 | 0 | 0 | 0 | 0 | 0 | 0
111 | QF_OR_Thermal | 0 | 0 | 0 | 0 | 0 | 0 | 0 | 0 | 0 | 0 | 0 | 0 | 0 | 0 | 0 | 0 | 0 | 0
112 | QF_UTS_Biomass | 0 | 0 | 0 | 0 | 0 | 0 | 0 | 0 | 0 | 0 | 0 | 0 | 0 | 0 | 0 | 0 | 0 | 0
113 | QF_UTN_Hydro | 0 | 0 | 0 | 0 | 0 | 0 | 0 | 0 | 0 | 0 | 0 | 0 | 0 | 0 | 0 | 0 | 0 | 0
114 | QF_WAYA_Biomass | 0 | 0 | 0 | 0 | 0 | 0 | 0 | 0 | 0 | 0 | 0 | 0 | 0 | 0 | 0 | 0 | 0 | 0
115 | QF_WAWW_Hydro | 0 | 0 | 0 | 0 | 0 | 0 | 0 | 0 | 0 | 0 | 0 | 0 | 0 | 0 | 0 | 0 | 0 | 0
116 | QF_WAYA_Wind | 0 | 0 | 0 | 0 | 0 | 0 | 0 | 0 | 0 | 0 | 0 | 0 | 0 | 0 | 0 | 0 | 0 | 0
117 | QF_WY_Hydro | 0 | 0 | 0 | 0 | 0 | 0 | 0 | 0 | 0 | 0 | 0 | 0 | 0 | 0 | 0 | 0 | 0 | 0
118 | QF_ID_Hydro | 0 | 0 | 0 | 0 | 0 | 0 | 0 | 0 | 0 | 0 | 0 | 0 | 0 | 0 | 0 | 0 | 0 | 0
119 | PAC-NOB PUR | 0 | 0 | 0 | 0 | 0 | 0 | 0.3 | 0 | 0 | 0.5 | 0.3 | 0.6 | 0 | 0 | 0 | 0.9 | 0.4 | 0.4
120 | SCL_New_Out | 0 | 0 | 0 | 0 | 0 | 0 | 0 | 0 | 0 | 0 | 0 | 0 | 0 | 0 | 0 | 0 | 0 | 0
121 | QF_RBFP_E20771 | 0 | 0 | 0 | 0 | 0 | 0 | 0 | 0 | 0 | 0 | 0 | 0 | 0 | 0 | 0 | 0 | 0 | 0
122 | ConstEng_E999691 | 0 | 0 | 0 | 0 | 0 | 0 | 0 | 0 | 0 | 0 | 0 | 0 | 0 | 0 | 0 | 0 | 0 | 0
123 | TMF_BioF_E20958 | 0 | 0 | 0 | 0 | 0 | 0 | 0 | 0.1 | 21.3 | 0 | 0 | 0 | 0 | 0 | 0 | 0 | 0.1 | 8.5
124 | PAC-NOB SALE | 0 | 0 | 0 | 0 | 0 | 0 | 0 | 0 | 0 | 0 | 0 | 0 | 0 | 0 | 0 | 0 | 0 | 0
125 | I_Naughton3_GCF | 19.7 | 295.6 | 15 | 0 | 0 | 0 | 19.9 | 478 | 24.1 | 0.5 | 7.2 | 14.6 | 0 | 0 | 0 | 40.1 | 780.9 | 19.5
126 | BHPL_27013R_MC_S | 0 | 0 | 0 | 0 | 0 | 0 | 0 | 0 | 0 | 0 | 0 | 0 | 0 | 0 | 0 | 0 | 0 | 0
127 | BHPL_27013R_US_S | 0 | 0 | 0 | 0 | 0 | 0 | 0 | 0 | 0 | 0 | 0 | 0 | 0 | 0 | 0 | 0 | 0 | 0
128 | UMPA_45631R_S | 0 | 0 | 0 | 0 | 0 | 0 | 0 | 0 | 0 | 0 | 0 | 0 | 0 | 0 | 0 | 0 | 0 | 0
129 | DorenaHyd_20887 | 0 | 0 | 0 | 0 | 0 | 0 | 0 | 0 | 0 | 0 | 0 | 0 | 0 | 0 | 0 | 0 | 0 | 0
130 | QF_Bioms1_234159 | 0 | 0 | 0 | 0 | 0 | 0 | 0 | 0 | 0 | 0 | 0 | 0 | 0 | 0 | 0 | 0 | 0 | 0
131 | ObsidianBlkCap | 0 | 0 | 0 | 0 | 0 | 0 | 0 | 0 | 0 | 0 | 0 | 0 | 0 | 0 | 0 | 0 | 0 | 0
132 | QF_CA_Biomass | 0 | 0 | 0 | 0 | 0 | 0 | 0 | 0 | 0 | 0 | 0 | 0 | 0 | 0 | 0 | 0 | 0 | 0
133 | QF_ID_Biomass | 0 | 0 | 0 | 0 | 0 | 0 | 0 | 0 | 0 | 0 | 0 | 0 | 0 | 0 | 0 | 0 | 0 | 0
134 | QF_UTN_Wind | 0 | 0 | 0 | 0 | 0 | 0 | 0 | 0 | 0 | 0 | 0 | 0 | 0 | 0 | 0 | 0 | 0 | 0
135 | QF_WAYA_Hydro | 0 | 0 | 0 | 0 | 0 | 0 | 0 | 0 | 0 | 0 | 0 | 0 | 0 | 0 | 0 | 0 | 0 | 0
136 | QF_WY_Wind | 0 | 0 | 0 | 0 | 0 | 0 | 0 | 0 | 0 | 0 | 0 | 0 | 0 | 0 | 0 | 0 | 0 | 0
137 | DSM_CooKeeper_Te | 0 | 0 | 0 | 0 | 0 | 0 | 6.6 | 107.6 | 16.3 | 10.9 | 153.3 | 14.1 | 0 | 0 | 0 | 17.5 | 260.8 | 14.9
138 | DSM_UT_Irrigate_ | 0 | 0 | 0 | 0 | 0 | 0 | 1.4 | 22 | 15.7 | 5 | 77.5 | 15.6 | 0 | 0 | 0 | 6.4 | 99.5 | 15.6
139 | BHPL_27013R_WYNE | 0 | 0 | 0 | 0 | 0 | 0 | 0 | 0 | 0 | 0 | 0 | 0 | 0 | 0 | 0 | 0 | 0 | 0
140 | BHPL_27013R_JB | 0 | 0 | 0 | 0 | 0 | 0 | 0 | 0 | 0 | 0 | 0 | 0 | 0 | 0 | 0 | 0 | 0 | 0
141 | QF_Latigo_21022 | 0 | 0 | 0 | 0 | 0 | 0 | 0 | 0 | 0 | 0 | 0 | 0 | 0 | 0 | 0 | 0 | 0 | 0
142 | Long Ridge1_2102 | 0 | 0 | 0 | 0 | 0 | 0 | 0 | 0 | 0 | 0 | 0 | 0 | 0 | 0 | 0 | 0 | 0 | 0
143 | Long Ridge2_2102 | 0 | 0 | 0 | 0 | 0 | 0 | 0 | 0 | 0 | 0 | 0 | 0 | 0 | 0 | 0 | 0 | 0 | 0
144 | BlueMountain_210 | 0 | 0 | 0 | 0 | 0 | 0 | 0 | 0 | 0 | 0 | 0 | 0 | 0 | 0 | 0 | 0 | 0 | 0
145 | Buckhorn_Solar | 0 | 0 | 0 | 0 | 0 | 0 | 0 | 0 | 0 | 0 | 0 | 0 | 0 | 0 | 0 | 0 | 0 | 0
146 | CedarValley_Sola | 0 | 0 | 0 | 0 | 0 | 0 | 0 | 0 | 0 | 0 | 0 | 0 | 0 | 0 | 0 | 0 | 0 | 0
147 | Beryl_Solar | 0 | 0 | 0 | 0 | 0 | 0 | 0 | 0 | 0 | 0 | 0 | 0 | 0 | 0 | 0 | 0 | 0 | 0
148 | Greenvile_Solar | 0 | 0 | 0 | 0 | 0 | 0 | 0 | 0 | 0 | 0 | 0 | 0 | 0 | 0 | 0 | 0 | 0 | 0
149 | MilfordFlat_Sola | 0 | 0 | 0 | 0 | 0 | 0 | 0 | 0 | 0 | 0 | 0 | 0 | 0 | 0 | 0 | 0 | 0 | 0
150 | QF_UTN_Solar | 0 | 0 | 0 | 0 | 0 | 0 | 0 | 0 | 0 | 0 | 0 | 0 | 0 | 0 | 0 | 0 | 0 | 0
151 | QF_FiddlerCanyon | 0 | 0 | 0 | 0 | 0 | 0 | 0 | 0 | 0 | 0 | 0 | 0 | 0 | 0 | 0 | 0 | 0 | 0
152 | QF_SouthMilford_ | 0 | 0 | 0 | 0 | 0 | 0 | 0 | 0 | 0 | 0 | 0 | 0 | 0 | 0 | 0 | 0 | 0 | 0
153 | QF_Manderfield_2 | 0 | 0 | 0 | 0 | 0 | 0 | 0 | 0 | 0 | 0 | 0 | 0 | 0 | 0 | 0 | 0 | 0 | 0
154 | QF_GranitePeak_2 | 0 | 0 | 0 | 0 | 0 | 0 | 0 | 0 | 0 | 0 | 0 | 0 | 0 | 0 | 0 | 0 | 0 | 0
155 | QF_LahoSolar_210 | 0 | 0 | 0 | 0 | 0 | 0 | 0 | 0 | 0 | 0 | 0 | 0 | 0 | 0 | 0 | 0 | 0 | 0
156 | OSIP_Projects | 0 | 0 | 0 | 0 | 0 | 0 | 0 | 0 | 0 | 0 | 0 | 0 | 0 | 0 | 0 | 0 | 0 | 0
157 | PSCO_FC_340325_o | 0 | 0 | 0 | 0 | 0 | 0 | 0 | 0 | 0 | 0 | 0 | 0 | 0 | 0 | 0 | 0 | 0 | 0
158 | Tri-State_27057 | 0 | 0 | 0 | 0 | 0 | 0 | 0 | 0 | 0 | 0 | 0 | 0 | 0 | 0 | 0 | 0 | 0 | 0
159 | StoneHouseSolar_ | 0 | 0 | 0 | 0 | 0 | 0 | 0 | 0 | 0 | 0 | 0 | 0 | 0 | 0 | 0 | 0 | 0 | 0
160 | BevansPoint | 0 | 0 | 0 | 0 | 0 | 0 | 0 | 0 | 0 | 0 | 0 | 0 | 0 | 0 | 0 | 0 | 0 | 0
161 | MagCorp_144408 | 0 | 0 | 0 | 0 | 0 | 0 | 0 | 0 | 0 | 676.9 | ****** | 17.6 | 0 | 0 | 0 | 676.9 | ****** | 17.6
162 | Nucor_137328 | 0 | 0 | 0 | 0 | 0 | 0 | 0 | 0 | 0 | 534.2 | 9409.6 | 17.6 | 0 | 0 | 0 | 534.2 | 9409.6 | 17.6
163 | MonsanCur_145258 | 0 | 0 | 0 | 0 | 0 | 0 | 0 | 0 | 0 | 0 | 0 | 0 | 0 | 0 | 0 | 0 | 0 | 0
164 | SCL_New_Reserve | 0 | 0 | 0 | 0 | 0 | 0 | 0 | 0 | 0 | 0 | 0 | 0 | 0 | 0 | 0 | 0 | 0 | 0
165 | LakeSide2 | 1129.7 | ****** | 10.1 | 0 | 0 | 0 | 50.6 | 557.9 | 11 | 0.1 | 2.6 | 24 | 0 | 0 | 0 | 1180.4 | ****** | 10.1
166 | WI_Goshen | 0 | 0 | 0 | 0 | 0 | 0 | 0 | 0 | 0 | 0 | 0 | 0 | 0 | 0 | 0 | 0 | 0 | 0
167 | WI_MidC | 0 | 0 | 0 | 0 | 0 | 0 | 0 | 0 | 0 | 0 | 0 | 0 | 0 | 0 | 0 | 0 | 0 | 0
168 | WI_UtahNorth | 0 | 0 | 0 | 0 | 0 | 0 | 0 | 0 | 0 | 0 | 0 | 0 | 0 | 0 | 0 | 0 | 0 | 0
169 | WI_WallaWalla | 0 | 0 | 0 | 0 | 0 | 0 | 0 | 0 | 0 | 0 | 0 | 0 | 0 | 0 | 0 | 0 | 0 | 0
170 | WI_WyomingNE | 0 | 0 | 0 | 0 | 0 | 0 | 0 | 0 | 0 | 0 | 0 | 0 | 0 | 0 | 0 | 0 | 0 | 0
| SYSTEM TOTAL | 3786.7 | ****** | 13.3 | 0 | 0 | 0 | 3289.4 | ****** | 16.5 | 2147.5 | ****** | 19.7 | 0 | 0 | 0 | 9223.6 | ****** | 15.9
Ancil | lary S | ervices Deficit R | eport
----- | ------ | ----------------- | -----
|  |  | ---------------- | #NAME? | ncillary S | ervices -- | ---------- | ----------
[5 empty] | Required | Available | Deficit | DefCost
No. | Type | Deficit Area | Name | Hrs | GWh | GWh | GWh | 0
--- | ---- | ---------------- | ---------------- | ------ | --------- | --------- | --------- | ---------
1 | CA | PAC EAST | REG.UP | 4 | 2859.5 | 2859.5 | 0 | 0
2 | CA | PAC EAST | REG.DOWN | 0 | 0 | 0 | 0 | 0
3 | CA | PAC EAST | SPIN | 795 | 2181.9 | 2178.3 | 3.6 | 343.3
4 | CA | PAC EAST | NONSPIN | 0 | 1493.6 | 1493.6 | 0 | 0
5 | CA | PAC EAST | NONSPIN2 | 0 | 0 | 0 | 0 | 0
6 | CA | PAC WEST | REG.UP | 0 | 927.2 | 927.2 | 0 | 0
7 | CA | PAC WEST | REG.DOWN | 0 | 0 | 0 | 0 | 0
8 | CA | PAC WEST | SPIN | 60 | 1111.1 | 1111.1 | 0 | 0
9 | CA | PAC WEST | NONSPIN | 49 | 653.9 | 653.9 | 0 | 0
10 | CA | PAC WEST | NONSPIN2 | 0 | 0 | 0 | 0 | 0
Stati | on Report
----- | ---------
|  |  | Aux | Cap |  |  | Heat H | ours | Fuel/P | rch Cost | Start | Star | t O&M | O&M | Opert | Total | Total
|  | Energy | Dmnd | Fctr | Sta- | FuelBurn | Rate | per | ¢/MBtu | <F> $0 | 00 Fue | l Co | st Fix | ed V | ar Co | st Co | st Cost
No. | Station | GWh | GWh | % | rts | GBtu | Btu/kWh | Unit | $/MWh | <P> $00 | 0 GBtu | 0 | 0 $00 | 0 $00 | 0 $/MW | h $/MW | h $000
--- | ---------------- | -------- | ------ | ----- | ---- | --------- | ------ | ---- | ------ | --- ----- | ---- | ----- | ------ | ----- | ------ | ------ | --------
1 | BearRiver | 148.4 | 0 | 29.5 | 0 |  |  | 8760 | 0 | 0 |  | 0 | 0 | 0 | 0 | 0 | 0
2 | Clearwater1 | 33.4 | 0 | 97.5 | 0 |  |  | 8760 | 0 | 0 |  | 0 | 0 | 0 | 0 | 0 | 0
3 | Clearwater2 | 45 | 0 | 99 | 0 |  |  | 8760 | 0 | 0 |  | 0 | 0 | 0 | 0 | 0 | 0
4 | FishCreek | 36.5 | 0 | 100 | 0 |  |  | 8760 | 0 | 0 |  | 0 | 0 | 0 | 0 | 0 | 0
5 | GemState_99489 | 49.7 | 0 | 100 | 0 |  |  | 8760 | 0 | 0 |  | 0 | 0 | 0 | 0 | 0 | 0
6 | IronGate | 132.6 | 0 | 100 | 0 |  |  | 8760 | 0 | 0 |  | 0 | 0 | 0 | 0 | 0 | 0
7 | JCBoyle | 322.7 | 0 | 100 | 0 |  |  | 8760 | 0 | 0 |  | 0 | 0 | 0 | 0 | 0 | 0
8 | Lemolo2 | 149.4 | 0 | 100 | 0 |  |  | 8760 | 0 | 0 |  | 0 | 0 | 0 | 0 | 0 | 0
9 | Lemolo1 | 134.8 | 0 | 96 | 0 |  |  | 8760 | 0 | 0 |  | 0 | 0 | 0 | 0 | 0 | 0
10 | Merwin | 417.1 | 0 | 100 | 0 |  |  | 8760 | 0 | 0 |  | 0 | 0 | 0 | 0 | 0 | 0
11 | SmallEastHydro | 110.1 | 0 | 100 | 0 |  |  | 8760 | 0 | 0 |  | 0 | 0 | 0 | 0 | 0 | 0
12 | SodaSprings | 43.2 | 0 | 100 | 0 |  |  | 8760 | 0 | 0 |  | 0 | 0 | 0 | 0 | 0 | 0
13 | Swift1 | 744 | 0 | 34.2 | 0 |  |  | 8760 | 0 | 0 |  | 0 | 0 | 0 | 0 | 0 | 0
14 | Swift2 | 228.8 | 0 | 94.5 | 0 |  |  | 8760 | 0 | 0 |  | 0 | 0 | 0 | 0 | 0 | 0
15 | UKL | 0 | 0 | 0 | 0 |  |  | 0 | 0 | 0 |  | 0 | 0 | 0 | 0 | 0 | 0
16 | Yale | 631.1 | 0 | 43.4 | 0 |  |  | 8760 | 0 | 0 |  | 0 | 0 | 0 | 0 | 0 | 0
17 | Blundell | 209.5 | 0 | 78.7 | 1 | 2095.2 | 10000 | 8424 | 0 | 0 | 0 | 0 | 0 | 558 | 2.66 | 2.66 | 558
18 | Carbon1 | 98.5 | 0 | 73 | 0 | 1211.9 | 12302 | 2160 | 194.5 | 2357 | 0 | 0 | 0 | 224 | 26.2 | 26.2 | 2581
19 | Carbon2 | 169.2 | 0 | 81.5 | 0 | 1976.2 | 11682 | 2160 | 194.5 | 3843 | 0 | 0 | 0 | 385 | 25 | 25 | 4229
20 | Cholla4 | 2560.4 | 0 | 79.5 | 0 | 27357.9 | 10685 | 8760 | 226.8 | 62055 | 0 | 0 | 36049 | 1844 | 24.96 | 39.04 | 99947
21 | Colstrip3 | 610 | 0 | 97.6 | 0 | 6560.1 | 10754 | 8760 | 131.4 | 8617 | 0 | 0 | 5005 | 802 | 15.44 | 23.64 | 14423
22 | Colstrip4 | 609.8 | 0 | 97.6 | 0 | 6629.7 | 10872 | 8760 | 131.4 | 8708 | 0 | 0 | 4878 | 815 | 15.62 | 23.62 | 14402
23 | Craig1 | 657.1 | 0 | 92.8 | 12 | 6557.3 | 9980 | 8586 | 205.5 | 13473 | 1 | 3 | 7494 | 0 | 20.5 | 31.91 | 20970
24 | Craig2 | 675.6 | 0 | 94.9 | 0 | 6839.3 | 10123 | 8760 | 205.5 | 14052 | 0 | 0 | 8129 | 0 | 20.8 | 32.83 | 22182
25 | GadsbyGT3 | 0.1 | 0 | 0 | 1 | 1.4 | 14336 | 10 | 403.3 | 6 | 0 | 0 | 0 | 0 | 61.73 | 63.22 | 6
26 | Gadsby1 | 0 | 0 | 0 | 0 | 0 | 0 | 0 | 0 | 0 | 0 | 0 | 0 | 0 | 0 | 0 | 0
27 | Gadsby2 | 0 | 0 | 0 | 0 | 0 | 0 | 0 | 0 | 0 | 0 | 0 | 0 | 0 | 0 | 0 | 0
28 | Gadsby3 | 0.2 | 0 | 0 | 1 | 2.9 | 14716 | 8 | 403.3 | 12 | 5 | 19 | 0 | 1 | 62.96 | 158.35 | 32
29 | GadsbyGT2 | 0.1 | 0 | 0 | 2 | 1.4 | 14243 | 10 | 404.8 | 6 | 0 | 0 | 0 | 0 | 61.57 | 64.61 | 6
30 | GadsbyGT1 | 0.1 | 0 | 0 | 1 | 1.4 | 14290 | 10 | 403.3 | 6 | 0 | 0 | 0 | 0 | 61.55 | 63.04 | 6
31 | Hayden1 | 230.2 | 0 | 63.7 | 1 | 2401.1 | 10430 | 6371 | 240.7 | 5780 | 0 | 0 | 6734 | 182 | 25.9 | 55.15 | 12696
32 | Hayden2 | 215 | 0 | 77.1 | 0 | 2194 | 10204 | 8760 | 240.7 | 5281 | 0 | 0 | 3678 | 0 | 24.56 | 41.67 | 8959
33 | Hermiston2 | 1074.2 | 0 | 53 | 114 | 8043.8 | 7488 | 5782 | 406.8 | 32720 | 102 | 419 | 0 | 1020 | 31.41 | 31.8 | 34159
34 | Hunter3 | 3668.5 | 0 | 95.3 | 0 | 37258.6 | 10156 | 8760 | 186.1 | 69334 | 0 | 0 | 24168 | 0 | 18.9 | 25.49 | 93502
35 | Hunter1 | 3295.8 | 0 | 96.3 | 0 | 34491.6 | 10465 | 8760 | 186.1 | 64185 | 0 | 0 | 37275 | 461 | 19.62 | 30.93 | 101922
36 | Hunter2 | 1980.7 | 0 | 89.7 | 2 | 20122.4 | 10159 | 8065 | 186.1 | 37446 | 3 | 81 | 19580 | 0 | 18.9 | 28.83 | 57107
37 | Huntington1 | 3742.8 | 0 | 98.9 | 0 | 36092.3 | 9643 | 8760 | 162.3 | 58595 | 0 | 0 | 25192 | 0 | 15.66 | 22.39 | 83787
38 | Huntington2 | 3155.4 | 0 | 89 | 2 | 32025.3 | 10149 | 7903 | 162.3 | 51992 | 4 | 99 | 34338 | 0 | 16.48 | 27.39 | 86429
39 | JBridger1 | 2696.2 | 0 | 95.2 | 1 | 27704 | 10275 | 8683 | 191.3 | 53006 | 2 | 67 | 18298 | 674 | 19.91 | 26.72 | 72045
40 | JBridger2 | 2739.8 | 0 | 92.7 | 1 | 28400.2 | 10366 | 8682 | 191.3 | 54338 | 3 | 89 | 21071 | 658 | 20.07 | 27.8 | 76156
41 | JBridger3 | 1803.8 | 0 | 66 | 2 | 18916.1 | 10487 | 6368 | 191.3 | 36192 | 18 | 499 | 29184 | 2002 | 21.17 | 37.63 | 67877
42 | JBridger4 | 2653.8 | 0 | 92 | 1 | 27440.8 | 10340 | 8682 | 191.3 | 52503 | 4 | 122 | 16572 | 849 | 20.1 | 26.39 | 70047
43 | JamesRiverCG | 121.8 | 0 | 97.5 | 1 | 876.8 | 7200 | 8520 | 0 | 0 | 0 | 0 | 0 | 11905 | 97.76 | 97.76 | 11905
44 | Johnston1 | 755.5 | 0 | 89.5 | 1 | 8398.6 | 11116 | 8728 | 106.8 | 8974 | 0 | 9 | 6435 | 204 | 12.15 | 20.68 | 15621
45 | Johnston2 | 776.3 | 0 | 89.5 | 1 | 8544.3 | 11006 | 8694 | 106.8 | 9129 | 1 | 18 | 7562 | 194 | 12.01 | 21.77 | 16903
46 | Johnston3 | 1440.6 | 0 | 79.9 | 2 | 16509.6 | 11460 | 7902 | 106.8 | 17640 | 8 | 236 | 23357 | 533 | 12.62 | 28.99 | 41766
47 | Johnston4 | 2489.4 | 0 | 94.3 | 0 | 26647.1 | 10704 | 8760 | 106.8 | 28472 | 0 | 0 | 22750 | 772 | 11.75 | 20.89 | 51993
48 | Naughton1 | 978.2 | 0 | 75.5 | 0 | 10206.2 | 10433 | 8760 | 213.4 | 21780 | 0 | 0 | 11247 | 333 | 22.6 | 34.1 | 33360
49 | Naughton2 | 1124.9 | 0 | 66.3 | 2 | 11835.1 | 10521 | 7865 | 213.4 | 25256 | 3 | 13 | 23117 | 394 | 22.8 | 43.36 | 48780
50 | WestValleyCi GT1 | 0 | 0 | 0 | 0 | 0 | 0 | 0 | 0 | 0 | 0 | 0 | 0 | 0 | 0 | 0 | 0
51 | WestValleyCi GT4 | 0 | 0 | 0 | 0 | 0 | 0 | 0 | 0 | 0 | 0 | 0 | 0 | 0 | 0 | 0 | 0
52 | WestValleyCi GT5 | 0 | 0 | 0 | 0 | 0 | 0 | 0 | 0 | 0 | 0 | 0 | 0 | 0 | 0 | 0 | 0
53 | WestValleyCi GT3 | 0 | 0 | 0 | 0 | 0 | 0 | 0 | 0 | 0 | 0 | 0 | 0 | 0 | 0 | 0 | 0
54 | WestValleyCi GT2 | 0 | 0 | 0 | 0 | 0 | 0 | 0 | 0 | 0 | 0 | 0 | 0 | 0 | 0 | 0 | 0
55 | Wyodak1 | 1711.1 | 0 | 75.3 | 2 | 20716.9 | 12108 | 7939 | 110.5 | 22901 | 4 | 106 | 21495 | 599 | 13.73 | 26.36 | 45100
56 | CurrantCreek | 1337.5 | 0 | 29.3 | 219 | 9724.9 | 7271 | 3521 | 392 | 38119 | 778 | 3063 | 0 | 4834 | 32.11 | 34.4 | 46015
57 | BigFork | 25.3 | 0 | 100 | 0 |  |  | 8760 | 0 | 0 |  | 0 | 0 | 0 | 0 | 0 | 0
58 | LakeSide | 2245 | 0 | 50.1 | 165 | 15900.9 | 7083 | 6384 | 392.2 | 62368 | 591 | 2365 | 0 | 6490 | 30.67 | 31.73 | 71224
59 | PAC-COB SALE | -909.7 | 0 | 81.2 | 260 |  |  | 7253 | 39.9 | -36275 |  | 0 | 0 | 0 | 39.88 | 39.88 | -36275
60 | PAC-COB PUR | 339.8 | 0 | 3.9 | 282 |  |  | 1625 | 26.8 | 9102 |  | 0 | 0 | 0 | 26.79 | 26.79 | 9102
61 | PAC-MIDC SALE | -137.8 | 0 | 0 | 288 |  |  | 2096 | 36.1 | -4973 |  | 0 | 0 | 0 | 36.08 | 36.08 | -4973
62 | PAC-MIDC PUR | 2489.1 | 0 | 28.4 | 274 |  |  | 6902 | 31.1 | 77339 |  | 0 | 0 | 0 | 31.07 | 31.07 | 77339
63 | PAC-FC SALE | -1864.7 | 0 | 85.4 | 203 |  |  | 8097 | 34.6 | -64444 |  | 0 | 0 | 0 | 34.56 | 34.56 | -64444
64 | PAC-FC PUR | 163.4 | 0 | 1.9 | 359 |  |  | 1010 | 43.3 | 7067 |  | 0 | 0 | 0 | 43.25 | 43.25 | 7067
65 | PAC-PV SALE | -3405.3 | 0 | 0.4 | 0 |  |  | 8760 | 34.5 | -117461 |  | 0 | 0 | 0 | 34.49 | 34.49 | -117461
66 | PAC-PV PUR | 0 | 0 | 0 | 440 |  |  | 1395 | 0 | 0 |  | 0 | 0 | 0 | 0 | 0 | 0
67 | Monsanto_145258 | 0 | 0 | 0 | 0 |  |  | 0 | 0 | 0 |  | 0 | 0 | 0 | 0 | 0 | 0
68 | APS_27875_Supp | 115.8 | 0 | 9.5 | 0 |  |  | 8760 | 40.7 | 4716 |  | 0 | 0 | 4716 | 81.44 | 81.44 | 9431
69 | REDD_66276_Out | -127 | 0 | 100 | 0 |  |  | 8016 | 0 | 0 |  | 0 | 0 | 0 | 0 | 0 | 0
70 | Douglas_38185 | 62.1 | 0 | 100 | 0 |  |  | 8760 | 35.2 | 2187 |  | 0 | 0 | 0 | 35.23 | 35.23 | 2187
71 | PGE_Cove_83984 | 12 | 0 | 100 | 0 |  |  | 8760 | 0 | 0 |  | 0 | 0 | 0 | 0 | 0 | 0
72 | FC1_42818_Out | -45.4 | 0 | 100 | 0 |  |  | 8760 | 69 | -3131 |  | 0 | 0 | 0 | 69 | 69 | -3131
73 | FC1_63510_Out | -19.3 | 0 | 100 | 0 |  |  | 8760 | 0 | 0 |  | 0 | 0 | 0 | 0 | 0 | 0
74 | FC4_79207_Out | -50.4 | 0 | 100 | 0 |  |  | 8760 | 0 | 0 |  | 0 | 0 | 0 | 0 | 0 | 0
75 | Cowlitz_65787 | -255.2 | 0 | 100 | 0 |  |  | 8760 | 0 | 0 |  | 0 | 0 | 0 | 0 | 0 | 0
76 | SIE_64885_McNary | 1376.7 | 0 | 100 | 0 |  |  | 8760 | 0 | 0 |  | 0 | 0 | 0 | 0 | 0 | 0
77 | SMUD_24296_In | 217.4 | 0 | 100 | 0 |  |  | 8736 | 37 | 8043 |  | 0 | 0 | 0 | 37 | 37 | 8043
78 | APS_58118_FC_In | 458.3 | 0 | 100 | 0 |  |  | 8760 | 0 | 0 |  | 0 | 0 | 0 | 0 | 0 | 0
79 | APS_58119_FC_Out | -279.7 | 0 | 100 | 0 |  |  | 8760 | 0 | 0 |  | 0 | 0 | 0 | 0 | 0 | 0
80 | REDD_66276_In | 114.9 | 0 | 100 | 0 |  |  | 8016 | 0 | 0 |  | 0 | 0 | 0 | 0 | 0 | 0
81 | APS_58118_AZ_In | 113.1 | 0 | 100 | 0 |  |  | 8760 | 0 | 0 |  | 0 | 0 | 0 | 0 | 0 | 0
82 | APS_58119_AZ_Out | -291.7 | 0 | 100 | 0 |  |  | 8760 | 0 | 0 |  | 0 | 0 | 0 | 0 | 0 | 0
83 | SIE_64885_Goshen | 913.6 | 0 | 100 | 0 |  |  | 8760 | 0 | 0 |  | 0 | 0 | 0 | 0 | 0 | 0
84 | Hermiston1 | 961.8 | 0 | 47 | 105 | 7226.9 | 7514 | 5440 | 407.2 | 29425 | 117 | 483 | 0 | 914 | 31.54 | 32.05 | 30822
85 | Deseret_194277 | 392.1 | 0 | 52.2 | 65 |  |  | 8568 | 20.8 | 8153 |  | 0 | 0 | 0 | 20.79 | 20.79 | 8153
86 | DSM_ID_Irrigate | 0 | 0 | 0 | 3 |  |  | 840 | 0 | 0 |  | 0 | 0 | 0 | 0 | 0 | 0
87 | QF_Exxon_236032 | 0 | 0 | 0 | 0 |  |  | 8760 | 0 | 0 |  | 0 | 0 | 0 | 0 | 0 | 0
88 | QF_SUNN_Ad_59965 | 58.4 | 0 | 93.9 | 2 |  |  | 8256 | 46.5 | 2714 |  | 0 | 1967 | 0 | 46.48 | 80.17 | 4681
89 | QF_SUNN_Ba_83997 | 328.4 | 0 | 93.9 | 2 |  |  | 8256 | 48.8 | 16027 |  | 0 | 9117 | 0 | 48.8 | 76.56 | 25144
90 | QF_Tesoro_519533 | 0 | 0 | 0 | 0 |  |  | 8760 | 0 | 0 |  | 0 | 0 | 0 | 0 | 0 | 0
91 | BHPL_28160_Loss | -15.6 | 0 | 100 | 0 |  |  | 8760 | 11 | -171 |  | 0 | 0 | 0 | 10.98 | 10.98 | -171
92 | Rogue | 283 | 0 | 100 | 0 |  |  | 8760 | 0 | 0 |  | 0 | 0 | 0 | 0 | 0 | 0
93 | MidColumbia | 345.5 | 0 | 64.6 | 0 |  |  | 8760 | 0 | 0 |  | 0 | 0 | 0 | 0 | 0 | 0
94 | Toketee-Slide | 288.2 | 0 | 100 | 0 |  |  | 8760 | 0 | 0 |  | 0 | 0 | 0 | 0 | 0 | 0
95 | SmallWestHydro | 20.8 | 0 | 100 | 0 |  |  | 8760 | 0 | 0 |  | 0 | 0 | 0 | 0 | 0 | 0
96 | PSCO_340325_In | 1314 | 0 | 100 | 0 |  |  | 8760 | 0 | 0 |  | 0 | 0 | 0 | 0 | 0 | 0
97 | PSCO_340325_Out | -1112.7 | 0 | 100 | 0 |  |  | 8760 | 0 | 0 |  | 0 | 0 | 0 | 0 | 0 | 0
98 | HURR_393045_S | -0.2 | 0 | 100 | 0 |  |  | 8760 | 75 | -16 |  | 0 | 0 | 0 | 75 | 75 | -16
99 | HURR_393045_P | 1.9 | 0 | 100 | 0 |  |  | 8760 | 75 | 145 |  | 0 | 0 | 0 | 75 | 75 | 145
100 | QF_EVB_351030 | 47.9 | 0 | 100 | 0 |  |  | 8736 | 66.4 | 3177 |  | 0 | 0 | 0 | 66.36 | 66.36 | 3177
101 | WEYE_Res_356685 | 0 | 0 | 0 | 0 |  |  | 0 | 0 | 0 |  | 0 | 0 | 0 | 0 | 0 | 0
102 | Chehalis | 1027.9 | 0 | 25 | 136 | 7526.6 | 7323 | 3184 | 413.3 | 31107 | 470 | 1971 | 0 | 3579 | 33.75 | 35.66 | 36656
103 | PAC-Mead PUR | 0 | 0 | 0 | 150 |  |  | 323 | 0 | 0 |  | 0 | 0 | 0 | 0 | 0 | 0
104 | PAC-Mead SALE | -721.5 | 0 | 63.8 | 298 |  |  | 7753 | 35.9 | -25904 |  | 0 | 0 | 0 | 35.9 | 35.9 | -25904
105 | PAC-Mona PUR | 690.7 | 0 | 7.9 | 802 |  |  | 5799 | 36.6 | 25271 |  | 0 | 0 | 0 | 36.59 | 36.59 | 25271
106 | PAC-Mona SALE | -314.3 | 0 | 48.2 | 614 |  |  | 6145 | 35.4 | -11126 |  | 0 | 0 | 0 | 35.4 | 35.4 | -11126
107 | Copco 1-2 | 267.3 | 0 | 57.9 | 0 |  |  | 8760 | 0 | 0 |  | 0 | 0 | 0 | 0 | 0 | 0
108 | QF_CA_Hydro | 33.3 | 0 | 100 | 0 |  |  | 8760 | 144.8 | 4825 |  | 0 | 0 | 0 | 144.84 | 144.84 | 4825
109 | QF_OR_Biomass | 3.7 | 0 | 100 | 0 |  |  | 8760 | 68.2 | 250 |  | 0 | 0 | 0 | 68.24 | 68.24 | 250
110 | QF_OR_Hydro | 162.4 | 0 | 100 | 0 |  |  | 8760 | 107.9 | 17512 |  | 0 | 0 | 0 | 107.86 | 107.86 | 17512
111 | QF_OR_Thermal | 125.6 | 0 | 100 | 0 |  |  | 8760 | 71 | 8917 |  | 0 | 0 | 0 | 71 | 71 | 8917
112 | QF_UTS_Biomass | 17.7 | 0 | 100 | 0 |  |  | 8760 | 50.7 | 900 |  | 0 | 0 | 0 | 50.75 | 50.75 | 900
113 | QF_UTN_Hydro | 6.7 | 0 | 100 | 0 |  |  | 8760 | 88.9 | 593 |  | 0 | 0 | 0 | 88.89 | 88.89 | 593
114 | QF_WAYA_Biomass | 0 | 0 | 0 | 0 |  |  | 8760 | 0 | 0 |  | 0 | 0 | 0 | 0 | 0 | 0
115 | QF_WAWW_Hydro | 0 | 0 | 0 | 0 |  |  | 8760 | 0 | 0 |  | 0 | 0 | 0 | 0 | 0 | 0
116 | QF_WAYA_Wind | 0 | 0 | 0 | 0 |  |  | 8760 | 0 | 0 |  | 0 | 0 | 0 | 0 | 0 | 0
117 | QF_WY_Hydro | 11.4 | 0 | 100 | 0 |  |  | 8760 | 71.5 | 814 |  | 0 | 0 | 0 | 71.47 | 71.47 | 814
118 | QF_ID_Hydro | 112.6 | 0 | 100 | 0 |  |  | 8760 | 92.8 | 10451 |  | 0 | 0 | 0 | 92.8 | 92.8 | 10451
119 | PAC-NOB PUR | 26.2 | 0 | 1.5 | 110 |  |  | 287 | 25.6 | 669 |  | 0 | 0 | 0 | 25.55 | 25.55 | 669
120 | SCL_New_Out | -360.9 | 0 | 100 | 0 |  |  | 8760 | 14.6 | -5258 |  | 0 | 0 | -5258 | 29.14 | 29.14 | -10517
121 | QF_RBFP_E20771 | 12 | 0 | 100 | 0 |  |  | 8760 | 54.1 | 648 |  | 0 | 0 | 0 | 54.05 | 54.05 | 648
122 | ConstEng_E999691 | 63.2 | 0 | 100 | 0 |  |  | 8760 | 54.7 | 3458 |  | 0 | 0 | 3458 | 109.44 | 109.44 | 6916
123 | TMF_BioF_E20958 | 37.2 | 0 | 88.5 | 0 |  |  | 8760 | 0 | 0 |  | 0 | 0 | 1406 | 37.76 | 37.76 | 1406
124 | PAC-NOB SALE | 0 | 0 | 0 | 0 |  |  | 0 | 0 | 0 |  | 0 | 0 | 0 | 0 | 0 | 0
125 | I_Naughton3_GCF | 147.6 | 0 | 8.5 | 10 | 1796.7 | 12169 | 1470 | 378.9 | 6807 | 21 | 80 | 4758 | 0 | 46.1 | 78.87 | 11645
126 | BHPL_27013R_MC_S | -168.9 | 0 | 100 | 0 |  |  | 8760 | 11 | -1854 |  | 0 | 0 | 0 | 10.98 | 10.98 | -1854
127 | BHPL_27013R_US_S | -65.9 | 0 | 100 | 0 |  |  | 8760 | 11 | -724 |  | 0 | 0 | 0 | 10.98 | 10.98 | -724
128 | UMPA_45631R_S | -220.8 | 0 | 100 | 0 |  |  | 8760 | 23.2 | -5131 |  | 0 | -4396 | -5131 | 46.48 | 66.39 | -14659
129 | DorenaHyd_20887 | 15.1 | 0 | 100 | 0 |  |  | 8760 | 73.5 | 1107 |  | 0 | 0 | 0 | 73.47 | 73.47 | 1107
130 | QF_Bioms1_234159 | 228.5 | 0 | 100 | 0 |  |  | 8760 | 74.9 | 17124 |  | 0 | 0 | 0 | 74.94 | 74.94 | 17124
131 | ObsidianBlkCap | 4.7 | 0 | 100 | 0 |  |  | 8760 | 72.7 | 342 |  | 0 | 0 | 0 | 72.71 | 72.71 | 342
132 | QF_CA_Biomass | 0 | 0 | 100 | 0 |  |  | 8760 | 32.2 | 1 |  | 0 | 0 | 0 | 32.24 | 32.24 | 1
133 | QF_ID_Biomass | 10.8 | 0 | 100 | 0 |  |  | 8760 | 75.4 | 814 |  | 0 | 0 | 0 | 75.4 | 75.4 | 814
134 | QF_UTN_Wind | 0 | 0 | 0 | 0 |  |  | 8760 | 0 | 0 |  | 0 | 0 | 0 | 0 | 0 | 0
135 | QF_WAYA_Hydro | 6.7 | 0 | 100 | 0 |  |  | 8760 | 38.4 | 258 |  | 0 | 0 | 0 | 38.4 | 38.4 | 258
136 | QF_WY_Wind | 0.3 | 0 | 100 | 0 |  |  | 8760 | 60.5 | 18 |  | 0 | 0 | 0 | 60.5 | 60.5 | 18
137 | DSM_CooKeeper_Te | 0 | 0 | 0 | 5 |  |  | 1848 | 0 | 0 |  | 0 | 0 | 0 | 0 | 0 | 0
138 | DSM_UT_Irrigate_ | 0 | 0 | 0 | 4 |  |  | 1008 | 0 | 0 |  | 0 | 0 | 0 | 0 | 0 | 0
139 | BHPL_27013R_WYNE | -14.9 | 0 | 14.5 | 182 |  |  | 1275 | 11 | -163 |  | 0 | 0 | 0 | 10.98 | 10.98 | -163
140 | BHPL_27013R_JB | 0 | 0 | 0 | 1 |  |  | 1 | 0 | 0 |  | 0 | 0 | 0 | 0 | 0 | 0
141 | QF_Latigo_21022 | 91.3 | 0 | 100 | 1 |  |  | 5880 | 60 | 5484 |  | 0 | 0 | 0 | 60.05 | 60.05 | 5484
142 | Long Ridge1_2102 | 0.6 | 0 | 100 | 1 |  |  | 24 | 63.8 | 40 |  | 0 | 0 | 0 | 63.76 | 63.76 | 40
143 | Long Ridge2_2102 | 0.6 | 0 | 100 | 1 |  |  | 24 | 63.8 | 40 |  | 0 | 0 | 0 | 63.76 | 63.76 | 40
144 | BlueMountain_210 | 25.3 | 0 | 100 | 1 |  |  | 768 | 60.7 | 1533 |  | 0 | 0 | 0 | 60.66 | 60.66 | 1533
145 | Buckhorn_Solar | 1.8 | 0 | 100 | 1 |  |  | 3696 | 76.3 | 140 |  | 0 | 0 | 0 | 76.3 | 76.3 | 140
146 | CedarValley_Sola | 1.8 | 0 | 100 | 1 |  |  | 3696 | 76.3 | 140 |  | 0 | 0 | 0 | 76.3 | 76.3 | 140
147 | Beryl_Solar | 1.9 | 0 | 100 | 1 |  |  | 3696 | 76.3 | 144 |  | 0 | 0 | 0 | 76.3 | 76.3 | 144
148 | Greenvile_Solar | 1.4 | 0 | 100 | 1 |  |  | 3696 | 76.3 | 103 |  | 0 | 0 | 0 | 76.3 | 76.3 | 103
149 | MilfordFlat_Sola | 1.8 | 0 | 100 | 1 |  |  | 3696 | 58.4 | 107 |  | 0 | 0 | 0 | 58.39 | 58.39 | 107
150 | QF_UTN_Solar | 0.9 | 0 | 100 | 0 |  |  | 8760 | 0 | 0 |  | 0 | 0 | 0 | 0 | 0 | 0
151 | QF_FiddlerCanyon | 11 | 0 | 100 | 1 |  |  | 5184 | 85 | 936 |  | 0 | 0 | 0 | 85 | 85 | 936
152 | QF_SouthMilford_ | 7.6 | 0 | 100 | 1 |  |  | 8424 | 58.4 | 441 |  | 0 | 0 | 0 | 58.39 | 58.39 | 441
153 | QF_Manderfield_2 | 3.2 | 0 | 100 | 1 |  |  | 5184 | 85 | 272 |  | 0 | 0 | 0 | 85 | 85 | 272
154 | QF_GranitePeak_2 | 1.8 | 0 | 100 | 1 |  |  | 3696 | 58.4 | 107 |  | 0 | 0 | 0 | 58.39 | 58.39 | 107
155 | QF_LahoSolar_210 | 1.8 | 0 | 100 | 1 |  |  | 3696 | 58.4 | 107 |  | 0 | 0 | 0 | 58.39 | 58.39 | 107
156 | OSIP_Projects | 3.9 | 0 | 100 | 0 |  |  | 8760 | 0 | 0 |  | 0 | 0 | 0 | 0 | 0 | 0
157 | PSCO_FC_340325_o | 0 | 0 | 0 | 0 |  |  | 0 | 0 | 0 |  | 0 | 0 | 0 | 0 | 0 | 0
158 | Tri-State_27057 | 91.3 | 0 | 63.7 | 261 |  |  | 5307 | 15.5 | 1414 |  | 0 | 0 | 0 | 15.49 | 15.49 | 1414
159 | StoneHouseSolar_ | 13.2 | 0 | 100 | 0 |  |  | 8760 | 78.9 | 1043 |  | 0 | 0 | 0 | 78.86 | 78.86 | 1043
160 | BevansPoint | 3.4 | 0 | 100 | 1 |  |  | 6624 | 78.9 | 267 |  | 0 | 0 | 0 | 78.86 | 78.86 | 267
161 | MagCorp_144408 | 0 | 0 | 0 | 0 |  |  | 0 | 0 | 0 |  | 0 | 0 | 0 | 0 | 0 | 0
162 | Nucor_137328 | 0 | 0 | 0 | 0 |  |  | 0 | 0 | 0 |  | 0 | 0 | 0 | 0 | 0 | 0
163 | MonsanCur_145258 | 0 | 0 | 0 | 0 |  |  | 0 | 0 | 0 |  | 0 | 0 | 0 | 0 | 0 | 0
164 | SCL_New_Reserve | 0 | 0 | 0 | 0 |  |  | 0 | 0 | 0 |  | 0 | 0 | 0 | 0 | 0 | 0
165 | LakeSide2 | 3608.5 | 0 | 63.5 | 3 | 24869.2 | 6892 | 8716 | 395.9 | 98454 | 11 | 51 | 24303 | 11645 | 30.51 | 37.26 | 134453
166 | WI_Goshen | 1045.8 | 0 | 100 | 0 |  |  | 8760 | 0 | 0 |  | 0 | 0 | 0 | 0 | 0 | 0
167 | WI_MidC | 434 | 0 | 100 | 396 |  |  | 8144 | 0 | 0 |  | 0 | 0 | 0 | 0 | 0 | 0
168 | WI_UtahNorth | 789.5 | 0 | 100 | 0 |  |  | 8760 | 0 | 0 |  | 0 | 0 | 0 | 0 | 0 | 0
169 | WI_WallaWalla | 1497.4 | 0 | 100 | 487 |  |  | 7954 | 0 | 0 |  | 0 | 0 | 0 | 0 | 0 | 0
170 | WI_WyomingNE | 3452.5 | 0 | 100 | 50 |  |  | 8669 | 0 | 0 |  | 0 | 0 | 0 | 0 | 0 | 0
SYSTE | M PRODUCTION | 63220 | 0 |  | 6342 | 505104.9 | 9794 |  |  | 1003270 | 2146 | 9792 | 449358 | 52062 | 16.69 | 23.96 | 1514482

## Study7EIM
Build ID: 000001_x64 Ventyx p. 1
MULTISYM V8.1.03 Copyright 1998-2014. All rights reserved. L0000-00 1 iter Convergent Monte 09/02/2014
2015: I15_P_WI_S7SMEIM25533 (Environmental) 02:19:28 PM
Station Group Report
--------------------
|  | Aux | Cap |  |  | Heat Hours | Fuel/P | rch Cost | Start | Star | t O&M | O&M | Opert | Total | Total
| Energy | Dmnd | Fctr | Sta- | FuelBurn | Rate per | ¢/MBtu | <F> $0 | 00 Fue | l Co | st Fix | ed V | ar Co | st Co | st Cost
No. Group | GWh | GWh | % | rts | GBtu | Btu/kWh Unit | $/MWh | <P> $00 | 0 GBtu | 0 | 0 $00 | 0 $00 | 0 $/MW | h $/MW | h $000
--- ---------------- | -------- | ------ | ----- | ---- | --------- | ------ ---- | ------ | --- ----- | ---- | ----- | ------ | ----- | ------ | ------ | --------
Native Load | 62794.5
Dump Power | 427 | [12 empty] | 14.1 | 6020
Aux Demand | 0
Tran. Losses | 0
LESS Resources (Export | s):
1 HydroEast | 258.5 | 0 | 42.2 | 0 |  |  | 0 | 0 |  | 0 | 0 | 0 | 0 | 0 | 0
2 HydroWest | 4148.8 | 0 | 60.9 | 0 |  |  | 0 | 0 |  | 0 | 0 | 0 | 0 | 0 | 0
3 PurchaseEast | 1281.3 | 0 | 48.3 | 72 |  |  | 39.9 | 51116 |  | 0 | 11084 | 8174 | 46.27 | 54.93 | 70374
4 RenewableEast | 370.5 | 0 | 94 | 16 | 2424.4 | 10000 | 0 | 8119 | 0 | 0 | 0 | 645 | 23.66 | 23.66 | 8764
5 ThermalEast | 37281.9 | 0 | 72.3 | 427 | 364471.5 | 9776 | 200.1 | 729461 | 1422 | 6080 | 342903 | 30035 | 20.37 | 29.73 | 1108480
6 ThermalWest | 14250.6 | 0 | 68 | 361 | 138932.1 | 9749 | 219.9 | 305530 | 723 | 3684 | 95008 | 23190 | 23.07 | 29.99 | 427412
7 IRPEast | 180.1 | 0 | 10.4 | 10 | 2111.5 | 11725 | 378.9 | 8000 | 21 | 80 | 4758 | 0 | 44.43 | 71.29 | 12838
8 MCP | -4136.9 | 0 | 0.2 | 3845 |  |  | 38.2 | -158040 |  | 0 | 0 | 0 | 38.2 | 38.2 | -158040
9 InterruptEast | 0 | 0 | 0 | 0 |  |  | 0 | 0 |  | 0 | 0 | 0 | 0 | 0 | 0
10 RenewableWest | -370.2 | 0 | 133.3 | 0 |  |  | 14.2 | -5258 |  | 0 | 0 | -3853 | 24.61 | 24.61 | -9111
11 PurchaseWest | 709.2 | 0 | 100 | 0 |  |  | 79 | 56006 |  | 0 | 0 | 0 | 78.97 | 78.97 | 56006
12 ExchangeEast | 1229.8 | 0 | 119.6 | 0 |  |  | 0 | 0 |  | 0 | 0 | 0 | 0 | 0 | 0
13 SaleWest | -443.3 | 0 | 100 | 0 |  |  | 4.2 | -1854 |  | 0 | 0 | 0 | 4.18 | 4.18 | -1854
14 SaleEast | -302.5 | 0 | 100 | 0 |  |  | 20 | -6042 |  | 0 | -4396 | -5131 | 36.93 | 51.46 | -15570
15 ExchangeWest | 1467.1 | 0 | 100 | 0 |  |  | 5.5 | 8043 |  | 0 | 0 | 0 | 5.48 | 5.48 | 8043
16 DSMEast | 0 | 0 | 0 | 7 |  |  | 0 | 0 |  | 0 | 0 | 0 | 0 | 0 | 0
Resource Totals | 63220.2 | 0 |  | 6116 | 507939.5 | 9777 |  | 996327 | 2166 | 9844 | 449358 | 53060 | 16.6 | 23.86 | 1508590
Wheeling | [14 empty] | 1411
Fuel demand charges | [14 empty] | 0
Emissions costs | [14 empty] | 0
Reserve deficiencies | [14 empty] | 2053
E.N.S. | 1.3 | [12 empty] | 1000 | 1257
SYSTEM | [13 empty] | 23.84 | 1507291
Ancil | lary Services Con | tribut | ion An | d Reve | nue Re | port
----- | ----------------- | ------ | ------ | ------ | ------ | ----
|  | #NAME? | illary | Servi | ces (c | ontrib | ution, | revenu | e,rate | )
|  | #NAME? | UP |  | #NAME? | DOWN |  | #NAME? |  |  | #NAME? | PIN |  | #NAME? | PIN2 |  | #NAME? | l
No. | Station | GWh | 0 | $/MW-h | GWh | 0 | $/MW-h | GWh | 0 | $/MW-h | GWh | 0 | $/MW-h | GWh | 0 | $/MW-h | GWh | 0 | $/MW-h
--- | ---------------- | ----- | ----- | ----- | ----- | ----- | ----- | ----- | ----- | ----- | ----- | ----- | ----- | ----- | ----- | ----- | ----- | ----- | -----
1 | BearRiver | 75 | 68.7 | 0.9 | 0 | 0 | 0 | 5.7 | 12.6 | 2.2 | 44.5 | 477.6 | 10.7 | 229 | 318 | 1.4 | 354.2 | 876.8 | 2.5
2 | Clearwater1 | 0 | 0 | 0 | 0 | 0 | 0 | 0 | 0 | 0 | 0 | 0 | 0 | 0 | 0 | 0 | 0 | 0 | 0
3 | Clearwater2 | 0 | 0 | 0 | 0 | 0 | 0 | 0 | 0 | 0 | 0 | 0 | 0 | 0 | 0 | 0 | 0 | 0 | 0
4 | FishCreek | 0 | 0 | 0 | 0 | 0 | 0 | 0 | 0 | 0 | 0 | 0 | 0 | 0 | 0 | 0 | 0 | 0 | 0
5 | GemState_99489 | 0 | 0 | 0 | 0 | 0 | 0 | 0 | 0 | 0 | 0 | 0 | 0 | 0 | 0 | 0 | 0 | 0 | 0
6 | IronGate | 0 | 0 | 0 | 0 | 0 | 0 | 0 | 0 | 0 | 0 | 0 | 0 | 0 | 0 | 0 | 0 | 0 | 0
7 | JCBoyle | 0 | 0 | 0 | 0 | 0 | 0 | 0 | 0 | 0 | 0 | 0 | 0 | 0 | 0 | 0 | 0 | 0 | 0
8 | Lemolo2 | 0 | 0 | 0 | 0 | 0 | 0 | 0 | 0 | 0 | 0 | 0 | 0 | 0 | 0 | 0 | 0 | 0 | 0
9 | Lemolo1 | 0 | 0 | 0 | 0 | 0 | 0 | 0 | 0 | 0 | 0 | 0 | 0 | 0 | 0 | 0 | 0 | 0 | 0
10 | Merwin | 0 | 0 | 0 | 0 | 0 | 0 | 0 | 0 | 0 | 0 | 0 | 0 | 0 | 0 | 0 | 0 | 0 | 0
11 | SmallEastHydro | 0 | 0 | 0 | 0 | 0 | 0 | 0 | 0 | 0 | 0 | 0 | 0 | 0 | 0 | 0 | 0 | 0 | 0
12 | SodaSprings | 0 | 0 | 0 | 0 | 0 | 0 | 0 | 0 | 0 | 0 | 0 | 0 | 0 | 0 | 0 | 0 | 0 | 0
13 | Swift1 | 613.4 | ****** | 27.7 | 0 | 0 | 0 | 214.1 | 8831.7 | 41.2 | 406 | ****** | 35.2 | 187.3 | 8266.5 | 44.1 | 1420.9 | ****** | 34
14 | Swift2 | 0 | 0 | 0 | 0 | 0 | 0 | 0 | 0 | 0 | 0 | 0 | 0 | 0 | 0 | 0 | 0 | 0 | 0
15 | UKL | 0 | 0 | 0 | 0 | 0 | 0 | 0 | 0 | 0 | 0 | 0 | 0 | 0 | 0 | 0 | 0 | 0 | 0
16 | Yale | 458.9 | ****** | 28 | 0 | 0 | 0 | 0 | 0 | 0 | 315.8 | ****** | 49.5 | 36 | 2954.6 | 82.1 | 810.7 | ****** | 38.8
17 | Blundell | 0 | 0 | 0 | 0 | 0 | 0 | 0 | 0 | 0 | 0 | 0 | 0 | 0 | 0 | 0 | 0 | 0 | 0
18 | Carbon1 | 5.3 | 2.5 | 0.5 | 0 | 0 | 0 | 0.1 | 0.5 | 5.1 | 4.1 | 23.5 | 5.7 | 0.2 | 0.1 | 0.4 | 9.7 | 26.5 | 2.7
19 | Carbon2 | 8.6 | 0.8 | 0.1 | 0 | 0 | 0 | 0.1 | 0.5 | 4.7 | 5.3 | 31.8 | 6 | 0.6 | 0.1 | 0.2 | 14.6 | 33.3 | 2.3
20 | Cholla4 | 131.7 | 229.7 | 1.7 | 0 | 0 | 0 | 6 | 30.9 | 5.2 | 81.4 | 879.4 | 10.8 | 42.7 | 39 | 0.9 | 261.7 | 1179 | 4.5
21 | Colstrip3 | 0 | 0 | 0 | 0 | 0 | 0 | 0 | 0 | 0 | 0 | 0 | 0 | 5.7 | 3.6 | 0.6 | 5.7 | 3.6 | 0.6
22 | Colstrip4 | 0 | 0 | 0 | 0 | 0 | 0 | 0 | 0 | 0 | 0 | 0 | 0 | 4 | 1.6 | 0.4 | 4 | 1.6 | 0.4
23 | Craig1 | 0 | 0 | 0 | 0 | 0 | 0 | 0 | 0 | 0 | 0 | 0 | 0 | 0 | 0 | 0 | 0 | 0 | 0
24 | Craig2 | 0 | 0 | 0 | 0 | 0 | 0 | 0 | 0 | 0 | 0 | 0 | 0 | 0 | 0 | 0 | 0 | 0 | 0
25 | GadsbyGT3 | 0 | 0 | 0 | 0 | 0 | 0 | 0.2 | 5.7 | 35.4 | 0.2 | 6.3 | 39.5 | 0.1 | 1.4 | 24.3 | 0.4 | 13.4 | 35.4
26 | Gadsby1 | 0 | 0 | 0 | 0 | 0 | 0 | 0.2 | 7.1 | 35.4 | 0.2 | 6.5 | 43.6 | 0 | 0 | 0 | 0.4 | 13.6 | 38.9
27 | Gadsby2 | 0 | 0 | 0 | 0 | 0 | 0 | 0.2 | 7.1 | 35.4 | 0.2 | 6.5 | 43.6 | 0 | 0 | 20.5 | 0.4 | 13.7 | 38.8
28 | Gadsby3 | 0 | 0 | 0 | 0 | 0 | 0 | 0.2 | 8.5 | 35.4 | 0.2 | 7.9 | 43.6 | 0.2 | 5.7 | 23.5 | 0.7 | 22 | 33.3
29 | GadsbyGT2 | 0 | 0 | 0 | 0 | 0 | 0 | 0.2 | 5.7 | 35.4 | 0.2 | 7.2 | 35.8 | 0.1 | 1.4 | 24.3 | 0.4 | 14.2 | 34.1
30 | GadsbyGT1 | 0 | 0 | 0 | 0 | 0 | 0 | 0.2 | 5.7 | 35.4 | 0.2 | 6.3 | 39.5 | 0.1 | 1.4 | 24.3 | 0.4 | 13.3 | 35.5
31 | Hayden1 | 0 | 0 | 0 | 0 | 0 | 0 | 0 | 0 | 0 | 0 | 0 | 0 | 0 | 0 | 0 | 0 | 0 | 0
32 | Hayden2 | 0 | 0 | 0 | 0 | 0 | 0 | 0 | 0 | 0 | 0 | 0 | 0 | 0 | 0 | 0 | 0 | 0 | 0
33 | Hermiston2 | 145.3 | 6011.2 | 41.4 | 0 | 0 | 0 | 6.1 | 0.7 | 0.1 | 43.4 | 143.9 | 3.3 | 85.4 | 70.9 | 0.8 | 280.2 | 6226.6 | 22.2
34 | Hunter3 | 39 | 117.8 | 3 | 0 | 0 | 0 | 1.2 | 9.7 | 8.3 | 22.5 | 282.4 | 12.5 | 0.5 | 0.1 | 0.2 | 63.1 | 409.9 | 6.5
35 | Hunter1 | 20.4 | 44.3 | 2.2 | 0 | 0 | 0 | 0.9 | 3.6 | 4.2 | 16.9 | 156.3 | 9.3 | 0.1 | 0 | 0.3 | 38.3 | 204.1 | 5.3
36 | Hunter2 | 14.3 | 18.7 | 1.3 | 0 | 0 | 0 | 0.5 | 1.6 | 3.2 | 17 | 87.6 | 5.2 | 0.3 | 0.2 | 0.8 | 32.1 | 108.1 | 3.4
37 | Huntington1 | 30.1 | 18.1 | 0.6 | 0 | 0 | 0 | 0.3 | 1 | 3.4 | 14.7 | 75.6 | 5.2 | 0 | 0 | 0.8 | 45.1 | 94.8 | 2.1
38 | Huntington2 | 22.1 | 14.2 | 0.6 | 0 | 0 | 0 | 1 | 3.6 | 3.8 | 17.3 | 89.4 | 5.2 | 0.1 | 0.1 | 0.7 | 40.4 | 107.3 | 2.7
39 | JBridger1 | 0 | 0 | 0 | 0 | 0 | 0 | 14.2 | 11.8 | 0.8 | 78.1 | 665.1 | 8.5 | 15.8 | 3.1 | 0.2 | 108.1 | 680 | 6.3
40 | JBridger2 | 0 | 0 | 0 | 0 | 0 | 0 | 10.6 | 13.3 | 1.3 | 64.1 | 763.1 | 11.9 | 34.9 | 32.6 | 0.9 | 109.6 | 809 | 7.4
41 | JBridger3 | 0 | 0 | 0 | 0 | 0 | 0 | 14.3 | 37.3 | 2.6 | 39.2 | 429.4 | 11 | 58.8 | 67.4 | 1.1 | 112.3 | 534.1 | 4.8
42 | JBridger4 | 0 | 0 | 0 | 0 | 0 | 0 | 13.8 | 34.3 | 2.5 | 62.4 | 846.5 | 13.6 | 32.1 | 11.7 | 0.4 | 108.3 | 892.5 | 8.2
43 | JamesRiverCG | 0 | 0 | 0 | 0 | 0 | 0 | 0 | 0 | 0 | 0 | 0 | 0 | 0 | 0 | 0 | 0 | 0 | 0
44 | Johnston1 | 0 | 0 | 0 | 0 | 0 | 0 | 5.2 | 24.8 | 4.8 | 29.7 | 394.4 | 13.3 | 31.5 | 85.4 | 2.7 | 66.4 | 504.7 | 7.6
45 | Johnston2 | 0 | 0 | 0 | 0 | 0 | 0 | 5 | 23.6 | 4.8 | 29.1 | 391.6 | 13.5 | 42 | 119.2 | 2.8 | 76.1 | 534.5 | 7
46 | Johnston3 | 0 | 0 | 0 | 0 | 0 | 0 | 9.5 | 44.3 | 4.7 | 56 | 780.4 | 13.9 | 43.9 | 109.3 | 2.5 | 109.4 | 934.1 | 8.5
47 | Johnston4 | 0 | 0 | 0 | 0 | 0 | 0 | 12.8 | 61.9 | 4.8 | 67.5 | 1013.5 | 15 | 81.7 | 255.4 | 3.1 | 162 | 1330.8 | 8.2
48 | Naughton1 | 0 | 0 | 0 | 0 | 0 | 0 | 8.2 | 20.7 | 2.5 | 59.1 | 450.2 | 7.6 | 18.4 | 18.9 | 1 | 85.8 | 489.7 | 5.7
49 | Naughton2 | 61.2 | 109.8 | 1.8 | 0 | 0 | 0 | 2.5 | 5.6 | 2.2 | 45.5 | 470.4 | 10.3 | 14.3 | 28.3 | 2 | 123.5 | 614.1 | 5
50 | WestValleyCi GT1 | 0 | 0 | 0 | 0 | 0 | 0 | 0 | 0 | 0 | 0 | 0 | 0 | 0 | 0 | 0 | 0 | 0 | 0
51 | WestValleyCi GT4 | 0 | 0 | 0 | 0 | 0 | 0 | 0 | 0 | 0 | 0 | 0 | 0 | 0 | 0 | 0 | 0 | 0 | 0
52 | WestValleyCi GT5 | 0 | 0 | 0 | 0 | 0 | 0 | 0 | 0 | 0 | 0 | 0 | 0 | 0 | 0 | 0 | 0 | 0 | 0
53 | WestValleyCi GT3 | 0 | 0 | 0 | 0 | 0 | 0 | 0 | 0 | 0 | 0 | 0 | 0 | 0 | 0 | 0 | 0 | 0 | 0
54 | WestValleyCi GT2 | 0 | 0 | 0 | 0 | 0 | 0 | 0 | 0 | 0 | 0 | 0 | 0 | 0 | 0 | 0 | 0 | 0 | 0
55 | Wyodak1 | 0 | 0 | 0 | 0 | 0 | 0 | 0 | 0 | 0 | 0 | 0 | 0 | 54 | 96.5 | 1.8 | 54 | 96.5 | 1.8
56 | CurrantCreek | 130 | 148.9 | 1.1 | 0 | 0 | 0 | 72.8 | 12 | 0.2 | 113.1 | 686.7 | 6.1 | 7 | 8.1 | 1.2 | 322.8 | 855.7 | 2.7
57 | BigFork | 0 | 0 | 0 | 0 | 0 | 0 | 0 | 0 | 0 | 0 | 0 | 0 | 0 | 0 | 0 | 0 | 0 | 0
58 | LakeSide | 167.1 | 56.8 | 0.3 | 0 | 0 | 0 | 141.4 | 159.3 | 1.1 | 68.6 | 615.2 | 9 | 4.7 | 4.1 | 0.9 | 381.8 | 835.5 | 2.2
59 | PAC-COB SALE | 0 | 0 | 0 | 0 | 0 | 0 | 0 | 0 | 0 | 0 | 0 | 0 | 0 | 0 | 0 | 0 | 0 | 0
60 | PAC-COB PUR | 0 | 0 | 0 | 0 | 0 | 0 | 9 | 2.9 | 0.3 | 14.8 | 10.7 | 0.7 | 0.4 | 0.9 | 2 | 24.3 | 14.5 | 0.6
61 | PAC-MIDC SALE | 0 | 0 | 0 | 0 | 0 | 0 | 0 | 0 | 0 | 0 | 0 | 0 | 0 | 0 | 0 | 0 | 0 | 0
62 | PAC-MIDC PUR | 0 | 0 | 0 | 0 | 0 | 0 | 239.9 | 64.6 | 0.3 | 385.5 | 939.3 | 2.4 | 34.4 | 7.5 | 0.2 | 659.8 | 1011.4 | 1.5
63 | PAC-FC SALE | 0 | 0 | 0 | 0 | 0 | 0 | 0 | 0 | 0 | 0 | 0 | 0 | 0 | 0 | 0 | 0 | 0 | 0
64 | PAC-FC PUR | 0 | 0 | 0 | 0 | 0 | 0 | 20.8 | 1.2 | 0.1 | 18.8 | 77.7 | 4.1 | 1.2 | 1.3 | 1.1 | 40.7 | 80.3 | 2
65 | PAC-PV SALE | 0 | 0 | 0 | 0 | 0 | 0 | 0 | 0 | 0 | 0 | 0 | 0 | 0 | 0 | 0 | 0 | 0 | 0
66 | PAC-PV PUR | 0 | 0 | 0 | 0 | 0 | 0 | 104.3 | 50.1 | 0.5 | 65.9 | 401.1 | 6.1 | 6.6 | 1 | 0.1 | 176.9 | 452.2 | 2.6
67 | Monsanto_145258 | 0 | 0 | 0 | 0 | 0 | 0 | 0 | 0 | 0 | 0 | 0 | 0 | 683.2 | 849.5 | 1.2 | 683.2 | 849.5 | 1.2
68 | APS_27875_Supp | 0 | 0 | 0 | 0 | 0 | 0 | 34.6 | 26.1 | 0.8 | 78.9 | 2892.8 | 36.7 | 0 | 0 | 0 | 113.4 | 2918.9 | 25.7
69 | REDD_66276_Out | 0 | 0 | 0 | 0 | 0 | 0 | 0 | 0 | 0 | 0 | 0 | 0 | 0 | 0 | 0 | 0 | 0 | 0
70 | Douglas_38185 | 0 | 0 | 0 | 0 | 0 | 0 | 0 | 0 | 0 | 0 | 0 | 0 | 0 | 0 | 0 | 0 | 0 | 0
71 | PGE_Cove_83984 | 0 | 0 | 0 | 0 | 0 | 0 | 0 | 0 | 0 | 0 | 0 | 0 | 0 | 0 | 0 | 0 | 0 | 0
72 | FC1_42818_Out | 0 | 0 | 0 | 0 | 0 | 0 | 0 | 0 | 0 | 0 | 0 | 0 | 0 | 0 | 0 | 0 | 0 | 0
73 | FC1_63510_Out | 0 | 0 | 0 | 0 | 0 | 0 | 0 | 0 | 0 | 0 | 0 | 0 | 0 | 0 | 0 | 0 | 0 | 0
74 | FC4_79207_Out | 0 | 0 | 0 | 0 | 0 | 0 | 0 | 0 | 0 | 0 | 0 | 0 | 0 | 0 | 0 | 0 | 0 | 0
75 | Cowlitz_65787 | 0 | 0 | 0 | 0 | 0 | 0 | 0 | 0 | 0 | 0 | 0 | 0 | 0 | 0 | 0 | 0 | 0 | 0
76 | SIE_64885_McNary | 0 | 0 | 0 | 0 | 0 | 0 | 0 | 0 | 0 | 0 | 0 | 0 | 0 | 0 | 0 | 0 | 0 | 0
77 | SMUD_24296_In | 0 | 0 | 0 | 0 | 0 | 0 | 0 | 0 | 0 | 0 | 0 | 0 | 0 | 0 | 0 | 0 | 0 | 0
78 | APS_58118_FC_In | 0 | 0 | 0 | 0 | 0 | 0 | 0 | 0 | 0 | 0 | 0 | 0 | 0 | 0 | 0 | 0 | 0 | 0
79 | APS_58119_FC_Out | 0 | 0 | 0 | 0 | 0 | 0 | 0 | 0 | 0 | 0 | 0 | 0 | 0 | 0 | 0 | 0 | 0 | 0
80 | REDD_66276_In | 0 | 0 | 0 | 0 | 0 | 0 | 0 | 0 | 0 | 0 | 0 | 0 | 0 | 0 | 0 | 0 | 0 | 0
81 | APS_58118_AZ_In | 0 | 0 | 0 | 0 | 0 | 0 | 0 | 0 | 0 | 0 | 0 | 0 | 0 | 0 | 0 | 0 | 0 | 0
82 | APS_58119_AZ_Out | 0 | 0 | 0 | 0 | 0 | 0 | 0 | 0 | 0 | 0 | 0 | 0 | 0 | 0 | 0 | 0 | 0 | 0
83 | SIE_64885_Goshen | 0 | 0 | 0 | 0 | 0 | 0 | 0 | 0 | 0 | 0 | 0 | 0 | 0 | 0 | 0 | 0 | 0 | 0
84 | Hermiston1 | 113.4 | 3815.6 | 33.7 | 0 | 0 | 0 | 15.1 | 29.3 | 1.9 | 64.6 | 134.4 | 2.1 | 79.6 | 99.1 | 1.2 | 272.7 | 4078.4 | 15
85 | Deseret_194277 | 0 | 0 | 0 | 0 | 0 | 0 | 46.4 | 372.4 | 8 | 252.4 | 3622.3 | 14.3 | 8.2 | 67.6 | 8.2 | 307.1 | 4062.3 | 13.2
86 | DSM_ID_Irrigate | 0 | 0 | 0 | 0 | 0 | 0 | 1.6 | 4.1 | 2.5 | 24.1 | 125.8 | 5.2 | 0.5 | 0.3 | 0.7 | 26.2 | 130.2 | 5
87 | QF_Exxon_236032 | 0 | 0 | 0 | 0 | 0 | 0 | 0 | 0 | 0 | 0 | 0 | 0 | 0 | 0 | 0 | 0 | 0 | 0
88 | QF_SUNN_Ad_59965 | 0 | 0 | 0 | 0 | 0 | 0 | 0 | 0 | 0 | 0 | 0 | 0 | 0 | 0 | 0 | 0 | 0 | 0
89 | QF_SUNN_Ba_83997 | 0 | 0 | 0 | 0 | 0 | 0 | 0 | 0 | 0 | 0 | 0 | 0 | 0 | 0 | 0 | 0 | 0 | 0
90 | QF_Tesoro_519533 | 0 | 0 | 0 | 0 | 0 | 0 | 0 | 0 | 0 | 0 | 0 | 0 | 0 | 0 | 0 | 0 | 0 | 0
91 | BHPL_28160_Loss | 0 | 0 | 0 | 0 | 0 | 0 | 0 | 0 | 0 | 0 | 0 | 0 | 0 | 0 | 0 | 0 | 0 | 0
92 | Rogue | 0 | 0 | 0 | 0 | 0 | 0 | 0 | 0 | 0 | 0 | 0 | 0 | 0 | 0 | 0 | 0 | 0 | 0
93 | MidColumbia | 57.8 | 1800.4 | 31.1 | 0 | 0 | 0 | 0 | 0 | 0 | 88.4 | 1617.6 | 18.3 | 13.8 | 377.5 | 27.4 | 160 | 3795.5 | 23.7
94 | Toketee-Slide | 0 | 0 | 0 | 0 | 0 | 0 | 0 | 0 | 0 | 0 | 0 | 0 | 0 | 0 | 0 | 0 | 0 | 0
95 | SmallWestHydro | 0 | 0 | 0 | 0 | 0 | 0 | 0 | 0 | 0 | 0 | 0 | 0 | 0 | 0 | 0 | 0 | 0 | 0
96 | PSCO_340325_In | 0 | 0 | 0 | 0 | 0 | 0 | 0 | 0 | 0 | 0 | 0 | 0 | 0 | 0 | 0 | 0 | 0 | 0
97 | PSCO_340325_Out | 0 | 0 | 0 | 0 | 0 | 0 | 0 | 0 | 0 | 0 | 0 | 0 | 0 | 0 | 0 | 0 | 0 | 0
98 | HURR_393045_S | 0 | 0 | 0 | 0 | 0 | 0 | 0 | 0 | 0 | 0 | 0 | 0 | 0 | 0 | 0 | 0 | 0 | 0
99 | HURR_393045_P | 0 | 0 | 0 | 0 | 0 | 0 | 0 | 0 | 0 | 0 | 0 | 0 | 0 | 0 | 0 | 0 | 0 | 0
100 | QF_EVB_351030 | 0 | 0 | 0 | 0 | 0 | 0 | 0 | 0 | 0 | 0 | 0 | 0 | 0 | 0 | 0 | 0 | 0 | 0
101 | WEYE_Res_356685 | 0 | 0 | 0 | 0 | 0 | 0 | 0 | 0 | 0 | 0 | 0 | 0 | 0 | 0 | 0 | 0 | 0 | 0
102 | Chehalis | 366.3 | ****** | 34.4 | 0 | 0 | 0 | 49.4 | 293.4 | 5.9 | 85.8 | 829.1 | 9.7 | 55.2 | 121.4 | 2.2 | 556.7 | ****** | 24.9
103 | PAC-Mead PUR | 0 | 0 | 0 | 0 | 0 | 0 | 23.3 | 9 | 0.4 | 44.1 | 86.1 | 2 | 0.3 | 0.2 | 0.7 | 67.8 | 95.4 | 1.4
104 | PAC-Mead SALE | 0 | 0 | 0 | 0 | 0 | 0 | 0 | 0 | 0 | 0 | 0 | 0 | 0 | 0 | 0 | 0 | 0 | 0
105 | PAC-Mona PUR | 0 | 0 | 0 | 0 | 0 | 0 | 923.2 | 341 | 0.4 | 1719.7 | 4312.8 | 2.5 | 164.3 | 130.1 | 0.8 | 2807.2 | 4783.8 | 1.7
106 | PAC-Mona SALE | 0 | 0 | 0 | 0 | 0 | 0 | 0 | 0 | 0 | 0 | 0 | 0 | 0 | 0 | 0 | 0 | 0 | 0
107 | Copco 1-2 | 0 | 0 | 0 | 0 | 0 | 0 | 63.4 | 3902.2 | 61.5 | 86.2 | 1151.6 | 13.4 | 9.9 | 188.1 | 18.9 | 159.6 | 5241.8 | 32.8
108 | QF_CA_Hydro | 0 | 0 | 0 | 0 | 0 | 0 | 0 | 0 | 0 | 0 | 0 | 0 | 0 | 0 | 0 | 0 | 0 | 0
109 | QF_OR_Biomass | 0 | 0 | 0 | 0 | 0 | 0 | 0 | 0 | 0 | 0 | 0 | 0 | 0 | 0 | 0 | 0 | 0 | 0
110 | QF_OR_Hydro | 0 | 0 | 0 | 0 | 0 | 0 | 0 | 0 | 0 | 0 | 0 | 0 | 0 | 0 | 0 | 0 | 0 | 0
111 | QF_OR_Thermal | 0 | 0 | 0 | 0 | 0 | 0 | 0 | 0 | 0 | 0 | 0 | 0 | 0 | 0 | 0 | 0 | 0 | 0
112 | QF_UTS_Biomass | 0 | 0 | 0 | 0 | 0 | 0 | 0 | 0 | 0 | 0 | 0 | 0 | 0 | 0 | 0 | 0 | 0 | 0
113 | QF_UTN_Hydro | 0 | 0 | 0 | 0 | 0 | 0 | 0 | 0 | 0 | 0 | 0 | 0 | 0 | 0 | 0 | 0 | 0 | 0
114 | QF_WAYA_Biomass | 0 | 0 | 0 | 0 | 0 | 0 | 0 | 0 | 0 | 0 | 0 | 0 | 0 | 0 | 0 | 0 | 0 | 0
115 | QF_WAWW_Hydro | 0 | 0 | 0 | 0 | 0 | 0 | 0 | 0 | 0 | 0 | 0 | 0 | 0 | 0 | 0 | 0 | 0 | 0
116 | QF_WAYA_Wind | 0 | 0 | 0 | 0 | 0 | 0 | 0 | 0 | 0 | 0 | 0 | 0 | 0 | 0 | 0 | 0 | 0 | 0
117 | QF_WY_Hydro | 0 | 0 | 0 | 0 | 0 | 0 | 0 | 0 | 0 | 0 | 0 | 0 | 0 | 0 | 0 | 0 | 0 | 0
118 | QF_ID_Hydro | 0 | 0 | 0 | 0 | 0 | 0 | 0 | 0 | 0 | 0 | 0 | 0 | 0 | 0 | 0 | 0 | 0 | 0
119 | PAC-NOB PUR | 0 | 0 | 0 | 0 | 0 | 0 | 3.9 | 0.2 | 0.1 | 12.5 | 27.4 | 2.2 | 0.6 | 0.4 | 0.7 | 17 | 28 | 1.6
120 | SCL_New_Out | 0 | 0 | 0 | 0 | 0 | 0 | 0 | 0 | 0 | 0 | 0 | 0 | 0 | 0 | 0 | 0 | 0 | 0
121 | QF_RBFP_E20771 | 0 | 0 | 0 | 0 | 0 | 0 | 0 | 0 | 0 | 0 | 0 | 0 | 0 | 0 | 0 | 0 | 0 | 0
122 | ConstEng_E999691 | 0 | 0 | 0 | 0 | 0 | 0 | 0 | 0 | 0 | 0 | 0 | 0 | 0 | 0 | 0 | 0 | 0 | 0
123 | TMF_BioF_E20958 | 0 | 0 | 0 | 0 | 0 | 0 | 0.1 | 0.9 | 8.6 | 0 | 0 | 0 | 0.1 | 0.1 | 1.3 | 0.2 | 1 | 5.7
124 | PAC-NOB SALE | 0 | 0 | 0 | 0 | 0 | 0 | 0 | 0 | 0 | 0 | 0 | 0 | 0 | 0 | 0 | 0 | 0 | 0
125 | I_Naughton3_GCF | 2.7 | 0.2 | 0.1 | 0 | 0 | 0 | 1.1 | 7.2 | 6.6 | 14 | 185.8 | 13.3 | 25.6 | 30.6 | 1.2 | 43.3 | 223.9 | 5.2
126 | BHPL_27013R_MC_S | 0 | 0 | 0 | 0 | 0 | 0 | 0 | 0 | 0 | 0 | 0 | 0 | 0 | 0 | 0 | 0 | 0 | 0
127 | BHPL_27013R_US_S | 0 | 0 | 0 | 0 | 0 | 0 | 0 | 0 | 0 | 0 | 0 | 0 | 0 | 0 | 0 | 0 | 0 | 0
128 | UMPA_45631R_S | 0 | 0 | 0 | 0 | 0 | 0 | 0 | 0 | 0 | 0 | 0 | 0 | 0 | 0 | 0 | 0 | 0 | 0
129 | DorenaHyd_20887 | 0 | 0 | 0 | 0 | 0 | 0 | 0 | 0 | 0 | 0 | 0 | 0 | 0 | 0 | 0 | 0 | 0 | 0
130 | QF_Bioms1_234159 | 0 | 0 | 0 | 0 | 0 | 0 | 0 | 0 | 0 | 0 | 0 | 0 | 0 | 0 | 0 | 0 | 0 | 0
131 | ObsidianBlkCap | 0 | 0 | 0 | 0 | 0 | 0 | 0 | 0 | 0 | 0 | 0 | 0 | 0 | 0 | 0 | 0 | 0 | 0
132 | QF_CA_Biomass | 0 | 0 | 0 | 0 | 0 | 0 | 0 | 0 | 0 | 0 | 0 | 0 | 0 | 0 | 0 | 0 | 0 | 0
133 | QF_ID_Biomass | 0 | 0 | 0 | 0 | 0 | 0 | 0 | 0 | 0 | 0 | 0 | 0 | 0 | 0 | 0 | 0 | 0 | 0
134 | QF_UTN_Wind | 0 | 0 | 0 | 0 | 0 | 0 | 0 | 0 | 0 | 0 | 0 | 0 | 0 | 0 | 0 | 0 | 0 | 0
135 | QF_WAYA_Hydro | 0 | 0 | 0 | 0 | 0 | 0 | 0 | 0 | 0 | 0 | 0 | 0 | 0 | 0 | 0 | 0 | 0 | 0
136 | QF_WY_Wind | 0 | 0 | 0 | 0 | 0 | 0 | 0 | 0 | 0 | 0 | 0 | 0 | 0 | 0 | 0 | 0 | 0 | 0
137 | DSM_CooKeeper_Te | 0 | 0 | 0 | 0 | 0 | 0 | 2.1 | 1.9 | 0.9 | 15.4 | 84.1 | 5.5 | 0.4 | 0.3 | 0.6 | 17.9 | 86.2 | 4.8
138 | DSM_UT_Irrigate_ | 0 | 0 | 0 | 0 | 0 | 0 | 0.5 | 0.4 | 1 | 5.9 | 31.2 | 5.3 | 0.1 | 0.2 | 1.2 | 6.5 | 31.8 | 4.9
139 | BHPL_27013R_WYNE | 0 | 0 | 0 | 0 | 0 | 0 | 0 | 0 | 0 | 0 | 0 | 0 | 0 | 0 | 0 | 0 | 0 | 0
140 | BHPL_27013R_JB | 0 | 0 | 0 | 0 | 0 | 0 | 0 | 0 | 0 | 0 | 0 | 0 | 0 | 0 | 0 | 0 | 0 | 0
141 | QF_Latigo_21022 | 0 | 0 | 0 | 0 | 0 | 0 | 0 | 0 | 0 | 0 | 0 | 0 | 0 | 0 | 0 | 0 | 0 | 0
142 | Long Ridge1_2102 | 0 | 0 | 0 | 0 | 0 | 0 | 0 | 0 | 0 | 0 | 0 | 0 | 0 | 0 | 0 | 0 | 0 | 0
143 | Long Ridge2_2102 | 0 | 0 | 0 | 0 | 0 | 0 | 0 | 0 | 0 | 0 | 0 | 0 | 0 | 0 | 0 | 0 | 0 | 0
144 | BlueMountain_210 | 0 | 0 | 0 | 0 | 0 | 0 | 0 | 0 | 0 | 0 | 0 | 0 | 0 | 0 | 0 | 0 | 0 | 0
145 | Buckhorn_Solar | 0 | 0 | 0 | 0 | 0 | 0 | 0 | 0 | 0 | 0 | 0 | 0 | 0 | 0 | 0 | 0 | 0 | 0
146 | CedarValley_Sola | 0 | 0 | 0 | 0 | 0 | 0 | 0 | 0 | 0 | 0 | 0 | 0 | 0 | 0 | 0 | 0 | 0 | 0
147 | Beryl_Solar | 0 | 0 | 0 | 0 | 0 | 0 | 0 | 0 | 0 | 0 | 0 | 0 | 0 | 0 | 0 | 0 | 0 | 0
148 | Greenvile_Solar | 0 | 0 | 0 | 0 | 0 | 0 | 0 | 0 | 0 | 0 | 0 | 0 | 0 | 0 | 0 | 0 | 0 | 0
149 | MilfordFlat_Sola | 0 | 0 | 0 | 0 | 0 | 0 | 0 | 0 | 0 | 0 | 0 | 0 | 0 | 0 | 0 | 0 | 0 | 0
150 | QF_UTN_Solar | 0 | 0 | 0 | 0 | 0 | 0 | 0 | 0 | 0 | 0 | 0 | 0 | 0 | 0 | 0 | 0 | 0 | 0
151 | QF_FiddlerCanyon | 0 | 0 | 0 | 0 | 0 | 0 | 0 | 0 | 0 | 0 | 0 | 0 | 0 | 0 | 0 | 0 | 0 | 0
152 | QF_SouthMilford_ | 0 | 0 | 0 | 0 | 0 | 0 | 0 | 0 | 0 | 0 | 0 | 0 | 0 | 0 | 0 | 0 | 0 | 0
153 | QF_Manderfield_2 | 0 | 0 | 0 | 0 | 0 | 0 | 0 | 0 | 0 | 0 | 0 | 0 | 0 | 0 | 0 | 0 | 0 | 0
154 | QF_GranitePeak_2 | 0 | 0 | 0 | 0 | 0 | 0 | 0 | 0 | 0 | 0 | 0 | 0 | 0 | 0 | 0 | 0 | 0 | 0
155 | QF_LahoSolar_210 | 0 | 0 | 0 | 0 | 0 | 0 | 0 | 0 | 0 | 0 | 0 | 0 | 0 | 0 | 0 | 0 | 0 | 0
156 | OSIP_Projects | 0 | 0 | 0 | 0 | 0 | 0 | 0 | 0 | 0 | 0 | 0 | 0 | 0 | 0 | 0 | 0 | 0 | 0
157 | PSCO_FC_340325_o | 0 | 0 | 0 | 0 | 0 | 0 | 0 | 0 | 0 | 0 | 0 | 0 | 0 | 0 | 0 | 0 | 0 | 0
158 | Tri-State_27057 | 0 | 0 | 0 | 0 | 0 | 0 | 0 | 0 | 0 | 0 | 0 | 0 | 0 | 0 | 0 | 0 | 0 | 0
159 | StoneHouseSolar_ | 0 | 0 | 0 | 0 | 0 | 0 | 0 | 0 | 0 | 0 | 0 | 0 | 0 | 0 | 0 | 0 | 0 | 0
160 | BevansPoint | 0 | 0 | 0 | 0 | 0 | 0 | 0 | 0 | 0 | 0 | 0 | 0 | 0 | 0 | 0 | 0 | 0 | 0
161 | MagCorp_144408 | 0 | 0 | 0 | 0 | 0 | 0 | 0 | 0 | 0 | 0 | 0 | 0 | 0 | 0 | 0 | 0 | 0 | 0
162 | Nucor_137328 | 0 | 0 | 0 | 0 | 0 | 0 | 0 | 0 | 0 | 0 | 0 | 0 | 0 | 0 | 0 | 0 | 0 | 0
163 | MonsanCur_145258 | 0 | 0 | 0 | 0 | 0 | 0 | 0 | 0 | 0 | 0 | 0 | 0 | 0 | 0 | 0 | 0 | 0 | 0
164 | SCL_New_Reserve | 0 | 0 | 0 | 0 | 0 | 0 | 0 | 0 | 0 | 0 | 0 | 0 | 0 | 0 | 0 | 0 | 0 | 0
165 | LakeSide2 | 144.4 | 28.2 | 0.2 | 0 | 0 | 0 | 61.6 | 140.1 | 2.3 | 188.8 | 1580.7 | 8.4 | 31.8 | 33.3 | 1 | 426.6 | 1782.3 | 4.2
166 | WI_Goshen | 0 | 0 | 0 | 0 | 0 | 0 | 0 | 0 | 0 | 0 | 0 | 0 | 0 | 0 | 0 | 0 | 0 | 0
167 | WI_MidC | 0 | 0 | 0 | 0 | 0 | 0 | 0 | 0 | 0 | 0 | 0 | 0 | 0 | 0 | 0 | 0 | 0 | 0
168 | WI_UtahNorth | 0 | 0 | 0 | 0 | 0 | 0 | 0 | 0 | 0 | 0 | 0 | 0 | 0 | 0 | 0 | 0 | 0 | 0
169 | WI_WallaWalla | 0 | 0 | 0 | 0 | 0 | 0 | 0 | 0 | 0 | 0 | 0 | 0 | 0 | 0 | 0 | 0 | 0 | 0
170 | WI_WyomingNE | 0 | 0 | 0 | 0 | 0 | 0 | 0 | 0 | 0 | 0 | 0 | 0 | 0 | 0 | 0 | 0 | 0 | 0
| SYSTEM TOTAL | 2607 | ****** | 21.1 | 0 | 0 | 0 | 2147.5 | ****** | 6.8 | 4868.2 | ****** | 11.9 | 2147.5 | ****** | 6.7 | ****** | ****** | 12
Build | ID: 000001_x64 Ventyx |  |  |  |  | p. | 39
| MULTISYM V8.1.01 Copyright 1998-20 | 14. All ri | ghts reser | ved. | L0000-00 | 1 iter Convergent Monte 08/22/2 | 14
2015:00 | 12 Months thru Dec. I15_P_WI_S7SRegF25381 |  |  |  |  | (Environmental) 08:22:45 | AM
Ancil | lary Services Deficit Report
----- | ----------------------------
| #NAME? | ncillary S | ervices -- | ---------- | ----------
|  | Required | Available | Deficit | DefCost
No. | Type Deficit Area Name Hrs | GWh | GWh | GWh | 0
--- | ---- ---------------- ---------------- ------ | --------- | --------- | --------- | ---------
1 | CA PAC EAST REG.UP 10.0 | 852 | 851.9 | 0.1 | 0
2 | CA PAC EAST REG.DOWN 0.0 | 0 | 0 | 0 | 0
3 | CA PAC EAST SPIN 2.0 | 1493.6 | 1493.6 | 0 | 0
4 | CA PAC EAST NONSPIN 411.0 | 3124.9 | 3121.2 | 3.7 | 169.6
5 | CA PAC EAST NONSPIN2 3.0 | 1493.6 | 1493.5 | 0 | 0
6 | CA PAC WEST REG.UP 254.0 | 1766.2 | 1755.2 | 11.1 | 0.3
7 | CA PAC WEST REG.DOWN 0.0 | 0 | 0 | 0 | 0
8 | CA PAC WEST SPIN 8.0 | 653.9 | 653.9 | 0 | 0
9 | CA PAC WEST NONSPIN 261.0 | 1750.9 | 1747 | 3.9 | 258.8
10 | CA PAC WEST NONSPIN2 124.0 | 653.9 | 653.9 | 0 | 0
Stati | on Report
----- | ---------
|  |  | Aux | Cap |  |  | Heat H | ours | Fuel/P | rch Cost | Start | Star | t O&M | O&M | Opert | Total | Total
|  | Energy | Dmnd | Fctr | Sta- | FuelBurn | Rate | per | ¢/MBtu | <F> $0 | 00 Fue | l Co | st Fix | ed V | ar Co | st Co | st Cost
No. | Station | GWh | GWh | % | rts | GBtu | Btu/kWh | Unit | $/MWh | <P> $00 | 0 GBtu | 0 | 0 $00 | 0 $00 | 0 $/MW | h $/MW | h $000
--- | ---------------- | -------- | ------ | ----- | ---- | --------- | ------ | ---- | ------ | --- ----- | ---- | ----- | ------ | ----- | ------ | ------ | --------
1 | BearRiver | 148.4 | 0 | 29.5 | 0 |  |  | 8760 | 0 | 0 |  | 0 | 0 | 0 | 0 | 0 | 0
2 | Clearwater1 | 33.4 | 0 | 97.5 | 0 |  |  | 8760 | 0 | 0 |  | 0 | 0 | 0 | 0 | 0 | 0
3 | Clearwater2 | 45 | 0 | 99 | 0 |  |  | 8760 | 0 | 0 |  | 0 | 0 | 0 | 0 | 0 | 0
4 | FishCreek | 36.5 | 0 | 100 | 0 |  |  | 8760 | 0 | 0 |  | 0 | 0 | 0 | 0 | 0 | 0
5 | GemState_99489 | 49.7 | 0 | 100 | 0 |  |  | 8760 | 0 | 0 |  | 0 | 0 | 0 | 0 | 0 | 0
6 | IronGate | 132.6 | 0 | 100 | 0 |  |  | 8760 | 0 | 0 |  | 0 | 0 | 0 | 0 | 0 | 0
7 | JCBoyle | 322.7 | 0 | 100 | 0 |  |  | 8760 | 0 | 0 |  | 0 | 0 | 0 | 0 | 0 | 0
8 | Lemolo2 | 149.4 | 0 | 100 | 0 |  |  | 8760 | 0 | 0 |  | 0 | 0 | 0 | 0 | 0 | 0
9 | Lemolo1 | 134.8 | 0 | 96 | 0 |  |  | 8760 | 0 | 0 |  | 0 | 0 | 0 | 0 | 0 | 0
10 | Merwin | 417.1 | 0 | 100 | 0 |  |  | 8760 | 0 | 0 |  | 0 | 0 | 0 | 0 | 0 | 0
11 | SmallEastHydro | 110.1 | 0 | 100 | 0 |  |  | 8760 | 0 | 0 |  | 0 | 0 | 0 | 0 | 0 | 0
12 | SodaSprings | 43.2 | 0 | 100 | 0 |  |  | 8760 | 0 | 0 |  | 0 | 0 | 0 | 0 | 0 | 0
13 | Swift1 | 744 | 0 | 34.2 | 0 |  |  | 8760 | 0 | 0 |  | 0 | 0 | 0 | 0 | 0 | 0
14 | Swift2 | 228.8 | 0 | 94.5 | 0 |  |  | 8760 | 0 | 0 |  | 0 | 0 | 0 | 0 | 0 | 0
15 | UKL | 0 | 0 | 0 | 0 |  |  | 0 | 0 | 0 |  | 0 | 0 | 0 | 0 | 0 | 0
16 | Yale | 631.1 | 0 | 43.4 | 0 |  |  | 8760 | 0 | 0 |  | 0 | 0 | 0 | 0 | 0 | 0
17 | Blundell | 242.4 | 0 | 91.1 | 1 | 2424.4 | 10000 | 8424 | 0 | 0 | 0 | 0 | 0 | 645 | 2.66 | 2.66 | 645
18 | Carbon1 | 101.6 | 0 | 75.2 | 0 | 1246 | 12267 | 2160 | 194.5 | 2423 | 0 | 0 | 0 | 231 | 26.13 | 26.13 | 2655
19 | Carbon2 | 170.4 | 0 | 82.1 | 0 | 1990.4 | 11678 | 2160 | 194.5 | 3871 | 0 | 0 | 0 | 388 | 24.99 | 24.99 | 4259
20 | Cholla4 | 2613.5 | 0 | 81.1 | 0 | 27898.1 | 10675 | 8760 | 226.8 | 63280 | 0 | 0 | 36049 | 1882 | 24.93 | 38.73 | 101211
21 | Colstrip3 | 612.6 | 0 | 98 | 0 | 6585.5 | 10751 | 8760 | 131.4 | 8650 | 0 | 0 | 5005 | 805 | 15.44 | 23.61 | 14460
22 | Colstrip4 | 612 | 0 | 97.9 | 0 | 6651.3 | 10868 | 8760 | 131.4 | 8737 | 0 | 0 | 4878 | 818 | 15.61 | 23.58 | 14433
23 | Craig1 | 653.9 | 0 | 92.3 | 12 | 6526.7 | 9981 | 8574 | 205.5 | 13410 | 1 | 3 | 7494 | 0 | 20.51 | 31.97 | 20907
24 | Craig2 | 673.3 | 0 | 94.6 | 0 | 6817 | 10124 | 8760 | 205.5 | 14007 | 0 | 0 | 8129 | 0 | 20.8 | 32.87 | 22136
25 | GadsbyGT3 | 0.2 | 0 | 0 | 2 | 2.4 | 14336 | 17 | 403.3 | 10 | 0 | 0 | 0 | 1 | 61.73 | 63.49 | 11
26 | Gadsby1 | 0 | 0 | 0 | 0 | 0 | 0 | 0 | 0 | 0 | 0 | 0 | 0 | 0 | 0 | 0 | 0
27 | Gadsby2 | 0.1 | 0 | 0 | 1 | 2.1 | 17650 | 6 | 403.3 | 9 | 4 | 16 | 0 | 0 | 74.8 | 209.04 | 25
28 | Gadsby3 | 0.4 | 0 | 0 | 2 | 5.5 | 14716 | 15 | 403.3 | 22 | 6 | 23 | 0 | 1 | 62.96 | 124.46 | 47
29 | GadsbyGT2 | 0.2 | 0 | 0.1 | 3 | 2.7 | 14243 | 19 | 404.1 | 11 | 0 | 0 | 0 | 1 | 61.47 | 63.86 | 12
30 | GadsbyGT1 | 0.2 | 0 | 0.1 | 2 | 2.6 | 14290 | 18 | 403.3 | 10 | 0 | 0 | 0 | 1 | 61.55 | 63.2 | 11
31 | Hayden1 | 229.7 | 0 | 63.6 | 1 | 2396.6 | 10433 | 6371 | 240.7 | 5769 | 0 | 0 | 6734 | 181 | 25.9 | 55.22 | 12684
32 | Hayden2 | 215.7 | 0 | 77.4 | 0 | 2200.8 | 10203 | 8760 | 240.7 | 5298 | 0 | 0 | 3678 | 0 | 24.56 | 41.61 | 8976
33 | Hermiston2 | 1064.6 | 0 | 52.5 | 115 | 7976 | 7492 | 5752 | 406.6 | 32427 | 103 | 425 | 0 | 1011 | 31.41 | 31.81 | 33863
34 | Hunter3 | 3668.3 | 0 | 95.3 | 0 | 37258.7 | 10157 | 8760 | 186.1 | 69334 | 0 | 0 | 24168 | 0 | 18.9 | 25.49 | 93502
35 | Hunter1 | 3307.3 | 0 | 96.6 | 0 | 34605.1 | 10463 | 8760 | 186.1 | 64396 | 0 | 0 | 37275 | 463 | 19.61 | 30.88 | 102135
36 | Hunter2 | 1996.7 | 0 | 90.4 | 2 | 20273 | 10153 | 8062 | 186.1 | 37726 | 3 | 82 | 19580 | 0 | 18.89 | 28.74 | 57388
37 | Huntington1 | 3768.4 | 0 | 99.6 | 0 | 36338.8 | 9643 | 8760 | 162.3 | 58995 | 0 | 0 | 25192 | 0 | 15.66 | 22.34 | 84187
38 | Huntington2 | 3176.2 | 0 | 89.6 | 2 | 32234 | 10149 | 7902 | 162.3 | 52331 | 4 | 99 | 34338 | 0 | 16.48 | 27.32 | 86768
39 | JBridger1 | 2689.6 | 0 | 95 | 1 | 27641.6 | 10277 | 8682 | 191.3 | 52887 | 2 | 68 | 18298 | 672 | 19.91 | 26.74 | 71925
40 | JBridger2 | 2726.8 | 0 | 92.2 | 1 | 28277.2 | 10370 | 8682 | 191.3 | 54103 | 3 | 89 | 21071 | 654 | 20.08 | 27.84 | 75918
41 | JBridger3 | 1802.2 | 0 | 65.9 | 2 | 18907 | 10491 | 6387 | 191.3 | 36175 | 18 | 499 | 29184 | 2000 | 21.18 | 37.65 | 67858
42 | JBridger4 | 2643.9 | 0 | 91.7 | 1 | 27346.2 | 10343 | 8682 | 191.3 | 52321 | 4 | 122 | 16572 | 846 | 20.11 | 26.42 | 69862
43 | JamesRiverCG | 121.8 | 0 | 97.5 | 1 | 876.8 | 7200 | 8520 | 0 | 0 | 0 | 0 | 0 | 11905 | 97.76 | 97.76 | 11905
44 | Johnston1 | 757.3 | 0 | 89.7 | 0 | 8418.8 | 11117 | 8760 | 106.8 | 8995 | 0 | 0 | 6435 | 204 | 12.15 | 20.65 | 15635
45 | Johnston2 | 780.8 | 0 | 90 | 0 | 8593.8 | 11007 | 8760 | 106.8 | 9182 | 0 | 0 | 7562 | 195 | 12.01 | 21.7 | 16939
46 | Johnston3 | 1439 | 0 | 79.8 | 2 | 16492.3 | 11461 | 7901 | 106.8 | 17622 | 8 | 236 | 23357 | 532 | 12.62 | 29.01 | 41747
47 | Johnston4 | 2488 | 0 | 94.2 | 0 | 26632.9 | 10704 | 8760 | 106.8 | 28456 | 0 | 0 | 22750 | 771 | 11.75 | 20.89 | 51978
48 | Naughton1 | 968.2 | 0 | 74.7 | 0 | 10111.7 | 10443 | 8760 | 213.4 | 21579 | 0 | 0 | 11247 | 329 | 22.63 | 34.24 | 33155
49 | Naughton2 | 1113 | 0 | 65.6 | 2 | 11720.5 | 10530 | 7865 | 213.4 | 25012 | 3 | 13 | 23117 | 390 | 22.82 | 43.6 | 48531
50 | WestValleyCi GT1 | 0 | 0 | 0 | 0 | 0 | 0 | 0 | 0 | 0 | 0 | 0 | 0 | 0 | 0 | 0 | 0
51 | WestValleyCi GT4 | 0 | 0 | 0 | 0 | 0 | 0 | 0 | 0 | 0 | 0 | 0 | 0 | 0 | 0 | 0 | 0
52 | WestValleyCi GT5 | 0 | 0 | 0 | 0 | 0 | 0 | 0 | 0 | 0 | 0 | 0 | 0 | 0 | 0 | 0 | 0
53 | WestValleyCi GT3 | 0 | 0 | 0 | 0 | 0 | 0 | 0 | 0 | 0 | 0 | 0 | 0 | 0 | 0 | 0 | 0
54 | WestValleyCi GT2 | 0 | 0 | 0 | 0 | 0 | 0 | 0 | 0 | 0 | 0 | 0 | 0 | 0 | 0 | 0 | 0
55 | Wyodak1 | 1708.5 | 0 | 75.2 | 2 | 20688.5 | 12109 | 7936 | 110.5 | 22870 | 4 | 106 | 21495 | 598 | 13.74 | 26.38 | 45068
56 | CurrantCreek | 1479.1 | 0 | 32.4 | 230 | 10580.7 | 7153 | 3699 | 391.4 | 41413 | 807 | 3180 | 0 | 5345 | 31.61 | 33.76 | 49939
57 | BigFork | 25.3 | 0 | 100 | 0 |  |  | 8760 | 0 | 0 |  | 0 | 0 | 0 | 0 | 0 | 0
58 | LakeSide | 2236.9 | 0 | 49.9 | 162 | 15817.1 | 7071 | 6279 | 391.9 | 61982 | 575 | 2288 | 0 | 6467 | 30.6 | 31.62 | 70736
59 | PAC-COB SALE | -925.8 | 0 | 82.6 | 254 |  |  | 7378 | 39.8 | -36878 |  | 0 | 0 | 0 | 39.83 | 39.83 | -36878
60 | PAC-COB PUR | 313.1 | 0 | 3.6 | 273 |  |  | 1488 | 26.2 | 8208 |  | 0 | 0 | 0 | 26.22 | 26.22 | 8208
61 | PAC-MIDC SALE | -140.1 | 0 | 0 | 288 |  |  | 2144 | 36 | -5043 |  | 0 | 0 | 0 | 36 | 36 | -5043
62 | PAC-MIDC PUR | 2424.8 | 0 | 27.7 | 277 |  |  | 6877 | 31 | 75049 |  | 0 | 0 | 0 | 30.95 | 30.95 | 75049
63 | PAC-FC SALE | -1914.5 | 0 | 87.7 | 150 |  |  | 8246 | 34.6 | -66332 |  | 0 | 0 | 0 | 34.65 | 34.65 | -66332
64 | PAC-FC PUR | 137 | 0 | 1.6 | 326 |  |  | 890 | 43.4 | 5942 |  | 0 | 0 | 0 | 43.38 | 43.38 | 5942
65 | PAC-PV SALE | -3457.6 | 0 | 0.4 | 0 |  |  | 8760 | 34.5 | -119229 |  | 0 | 0 | 0 | 34.48 | 34.48 | -119229
66 | PAC-PV PUR | 0 | 0 | 0 | 425 |  |  | 1369 | 0 | 0 |  | 0 | 0 | 0 | 0 | 0 | 0
67 | Monsanto_145258 | 0 | 0 | 0 | 0 |  |  | 0 | 0 | 0 |  | 0 | 0 | 0 | 0 | 0 | 0
68 | APS_27875_Supp | 115.8 | 0 | 9.5 | 0 |  |  | 8760 | 40.7 | 4716 |  | 0 | 0 | 4716 | 81.44 | 81.44 | 9431
69 | REDD_66276_Out | -127 | 0 | 100 | 0 |  |  | 8016 | 0 | 0 |  | 0 | 0 | 0 | 0 | 0 | 0
70 | Douglas_38185 | 62.1 | 0 | 100 | 0 |  |  | 8760 | 35.2 | 2187 |  | 0 | 0 | 0 | 35.23 | 35.23 | 2187
71 | PGE_Cove_83984 | 12 | 0 | 100 | 0 |  |  | 8760 | 0 | 0 |  | 0 | 0 | 0 | 0 | 0 | 0
72 | FC1_42818_Out | -45.4 | 0 | 100 | 0 |  |  | 8760 | 69 | -3131 |  | 0 | 0 | 0 | 69 | 69 | -3131
73 | FC1_63510_Out | -19.3 | 0 | 100 | 0 |  |  | 8760 | 0 | 0 |  | 0 | 0 | 0 | 0 | 0 | 0
74 | FC4_79207_Out | -50.4 | 0 | 100 | 0 |  |  | 8760 | 0 | 0 |  | 0 | 0 | 0 | 0 | 0 | 0
75 | Cowlitz_65787 | -255.2 | 0 | 100 | 0 |  |  | 8760 | 0 | 0 |  | 0 | 0 | 0 | 0 | 0 | 0
76 | SIE_64885_McNary | 1376.7 | 0 | 100 | 0 |  |  | 8760 | 0 | 0 |  | 0 | 0 | 0 | 0 | 0 | 0
77 | SMUD_24296_In | 217.4 | 0 | 100 | 0 |  |  | 8736 | 37 | 8043 |  | 0 | 0 | 0 | 37 | 37 | 8043
78 | APS_58118_FC_In | 458.3 | 0 | 100 | 0 |  |  | 8760 | 0 | 0 |  | 0 | 0 | 0 | 0 | 0 | 0
79 | APS_58119_FC_Out | -279.7 | 0 | 100 | 0 |  |  | 8760 | 0 | 0 |  | 0 | 0 | 0 | 0 | 0 | 0
80 | REDD_66276_In | 114.9 | 0 | 100 | 0 |  |  | 8016 | 0 | 0 |  | 0 | 0 | 0 | 0 | 0 | 0
81 | APS_58118_AZ_In | 113.1 | 0 | 100 | 0 |  |  | 8760 | 0 | 0 |  | 0 | 0 | 0 | 0 | 0 | 0
82 | APS_58119_AZ_Out | -291.7 | 0 | 100 | 0 |  |  | 8760 | 0 | 0 |  | 0 | 0 | 0 | 0 | 0 | 0
83 | SIE_64885_Goshen | 913.6 | 0 | 100 | 0 |  |  | 8760 | 0 | 0 |  | 0 | 0 | 0 | 0 | 0 | 0
84 | Hermiston1 | 950.6 | 0 | 46.5 | 103 | 7147.2 | 7518 | 5398 | 406.9 | 29082 | 117 | 481 | 0 | 903 | 31.54 | 32.05 | 30466
85 | Deseret_194277 | 503.4 | 0 | 67 | 68 |  |  | 8554 | 20.8 | 10466 |  | 0 | 0 | 0 | 20.79 | 20.79 | 10466
86 | DSM_ID_Irrigate | 0 | 0 | 0 | 3 |  |  | 840 | 0 | 0 |  | 0 | 0 | 0 | 0 | 0 | 0
87 | QF_Exxon_236032 | 0 | 0 | 0 | 0 |  |  | 8760 | 0 | 0 |  | 0 | 0 | 0 | 0 | 0 | 0
88 | QF_SUNN_Ad_59965 | 58.4 | 0 | 93.9 | 2 |  |  | 8256 | 46.5 | 2714 |  | 0 | 1967 | 0 | 46.48 | 80.17 | 4681
89 | QF_SUNN_Ba_83997 | 328.4 | 0 | 93.9 | 2 |  |  | 8256 | 48.8 | 16027 |  | 0 | 9117 | 0 | 48.8 | 76.56 | 25144
90 | QF_Tesoro_519533 | 0 | 0 | 0 | 0 |  |  | 8760 | 0 | 0 |  | 0 | 0 | 0 | 0 | 0 | 0
91 | BHPL_28160_Loss | -15.6 | 0 | 100 | 0 |  |  | 8760 | 11 | -171 |  | 0 | 0 | 0 | 10.98 | 10.98 | -171
92 | Rogue | 283 | 0 | 100 | 0 |  |  | 8760 | 0 | 0 |  | 0 | 0 | 0 | 0 | 0 | 0
93 | MidColumbia | 345.5 | 0 | 64.6 | 0 |  |  | 8760 | 0 | 0 |  | 0 | 0 | 0 | 0 | 0 | 0
94 | Toketee-Slide | 288.2 | 0 | 100 | 0 |  |  | 8760 | 0 | 0 |  | 0 | 0 | 0 | 0 | 0 | 0
95 | SmallWestHydro | 20.8 | 0 | 100 | 0 |  |  | 8760 | 0 | 0 |  | 0 | 0 | 0 | 0 | 0 | 0
96 | PSCO_340325_In | 1314 | 0 | 100 | 0 |  |  | 8760 | 0 | 0 |  | 0 | 0 | 0 | 0 | 0 | 0
97 | PSCO_340325_Out | -1112.7 | 0 | 100 | 0 |  |  | 8760 | 0 | 0 |  | 0 | 0 | 0 | 0 | 0 | 0
98 | HURR_393045_S | -0.2 | 0 | 100 | 0 |  |  | 8760 | 75 | -16 |  | 0 | 0 | 0 | 75 | 75 | -16
99 | HURR_393045_P | 1.9 | 0 | 100 | 0 |  |  | 8760 | 75 | 145 |  | 0 | 0 | 0 | 75 | 75 | 145
100 | QF_EVB_351030 | 47.9 | 0 | 100 | 0 |  |  | 8736 | 66.4 | 3177 |  | 0 | 0 | 0 | 66.36 | 66.36 | 3177
101 | WEYE_Res_356685 | 0 | 0 | 0 | 0 |  |  | 0 | 0 | 0 |  | 0 | 0 | 0 | 0 | 0 | 0
102 | Chehalis | 1026.4 | 0 | 25 | 137 | 7523.3 | 7330 | 3219 | 414 | 31149 | 475 | 2000 | 0 | 3574 | 33.83 | 35.78 | 36723
103 | PAC-Mead PUR | 0 | 0 | 0 | 155 |  |  | 336 | 0 | 0 |  | 0 | 0 | 0 | 0 | 0 | 0
104 | PAC-Mead SALE | -735.5 | 0 | 65 | 260 |  |  | 7895 | 36 | -26458 |  | 0 | 0 | 0 | 35.97 | 35.97 | -26458
105 | PAC-Mona PUR | 500.6 | 0 | 5.7 | 812 |  |  | 5483 | 37.5 | 18756 |  | 0 | 0 | 0 | 37.47 | 37.47 | 18756
106 | PAC-Mona SALE | -361.8 | 0 | 55.5 | 530 |  |  | 6638 | 34.8 | -12601 |  | 0 | 0 | 0 | 34.83 | 34.83 | -12601
107 | Copco 1-2 | 267.3 | 0 | 57.9 | 0 |  |  | 8760 | 0 | 0 |  | 0 | 0 | 0 | 0 | 0 | 0
108 | QF_CA_Hydro | 33.3 | 0 | 100 | 0 |  |  | 8760 | 144.8 | 4825 |  | 0 | 0 | 0 | 144.84 | 144.84 | 4825
109 | QF_OR_Biomass | 3.7 | 0 | 100 | 0 |  |  | 8760 | 68.2 | 250 |  | 0 | 0 | 0 | 68.24 | 68.24 | 250
110 | QF_OR_Hydro | 162.4 | 0 | 100 | 0 |  |  | 8760 | 107.9 | 17512 |  | 0 | 0 | 0 | 107.86 | 107.86 | 17512
111 | QF_OR_Thermal | 125.6 | 0 | 100 | 0 |  |  | 8760 | 71 | 8917 |  | 0 | 0 | 0 | 71 | 71 | 8917
112 | QF_UTS_Biomass | 17.7 | 0 | 100 | 0 |  |  | 8760 | 50.7 | 900 |  | 0 | 0 | 0 | 50.75 | 50.75 | 900
113 | QF_UTN_Hydro | 6.7 | 0 | 100 | 0 |  |  | 8760 | 88.9 | 593 |  | 0 | 0 | 0 | 88.89 | 88.89 | 593
114 | QF_WAYA_Biomass | 0 | 0 | 0 | 0 |  |  | 8760 | 0 | 0 |  | 0 | 0 | 0 | 0 | 0 | 0
115 | QF_WAWW_Hydro | 0 | 0 | 0 | 0 |  |  | 8760 | 0 | 0 |  | 0 | 0 | 0 | 0 | 0 | 0
116 | QF_WAYA_Wind | 0 | 0 | 0 | 0 |  |  | 8760 | 0 | 0 |  | 0 | 0 | 0 | 0 | 0 | 0
117 | QF_WY_Hydro | 11.4 | 0 | 100 | 0 |  |  | 8760 | 71.5 | 814 |  | 0 | 0 | 0 | 71.47 | 71.47 | 814
118 | QF_ID_Hydro | 112.6 | 0 | 100 | 0 |  |  | 8760 | 92.8 | 10451 |  | 0 | 0 | 0 | 92.8 | 92.8 | 10451
119 | PAC-NOB PUR | 23.1 | 0 | 1.3 | 95 |  |  | 256 | 23.7 | 547 |  | 0 | 0 | 0 | 23.69 | 23.69 | 547
120 | SCL_New_Out | -360.9 | 0 | 100 | 0 |  |  | 8760 | 14.6 | -5258 |  | 0 | 0 | -5258 | 29.14 | 29.14 | -10517
121 | QF_RBFP_E20771 | 12 | 0 | 100 | 0 |  |  | 8760 | 54.1 | 648 |  | 0 | 0 | 0 | 54.05 | 54.05 | 648
122 | ConstEng_E999691 | 63.2 | 0 | 100 | 0 |  |  | 8760 | 54.7 | 3458 |  | 0 | 0 | 3458 | 109.44 | 109.44 | 6916
123 | TMF_BioF_E20958 | 37.2 | 0 | 88.5 | 0 |  |  | 8760 | 0 | 0 |  | 0 | 0 | 1406 | 37.76 | 37.76 | 1406
124 | PAC-NOB SALE | 0 | 0 | 0 | 0 |  |  | 0 | 0 | 0 |  | 0 | 0 | 0 | 0 | 0 | 0
125 | I_Naughton3_GCF | 180.1 | 0 | 10.4 | 10 | 2111.5 | 11725 | 1487 | 378.9 | 8000 | 21 | 80 | 4758 | 0 | 44.43 | 71.29 | 12838
126 | BHPL_27013R_MC_S | -168.9 | 0 | 100 | 0 |  |  | 8760 | 11 | -1854 |  | 0 | 0 | 0 | 10.98 | 10.98 | -1854
127 | BHPL_27013R_US_S | -65.9 | 0 | 100 | 0 |  |  | 8760 | 11 | -724 |  | 0 | 0 | 0 | 10.98 | 10.98 | -724
128 | UMPA_45631R_S | -220.8 | 0 | 100 | 0 |  |  | 8760 | 23.2 | -5131 |  | 0 | -4396 | -5131 | 46.48 | 66.39 | -14659
129 | DorenaHyd_20887 | 15.1 | 0 | 100 | 0 |  |  | 8760 | 73.5 | 1107 |  | 0 | 0 | 0 | 73.47 | 73.47 | 1107
130 | QF_Bioms1_234159 | 228.5 | 0 | 100 | 0 |  |  | 8760 | 74.9 | 17124 |  | 0 | 0 | 0 | 74.94 | 74.94 | 17124
131 | ObsidianBlkCap | 4.7 | 0 | 100 | 0 |  |  | 8760 | 72.7 | 342 |  | 0 | 0 | 0 | 72.71 | 72.71 | 342
132 | QF_CA_Biomass | 0 | 0 | 100 | 0 |  |  | 8760 | 32.2 | 1 |  | 0 | 0 | 0 | 32.24 | 32.24 | 1
133 | QF_ID_Biomass | 10.8 | 0 | 100 | 0 |  |  | 8760 | 75.4 | 814 |  | 0 | 0 | 0 | 75.4 | 75.4 | 814
134 | QF_UTN_Wind | 0 | 0 | 0 | 0 |  |  | 8760 | 0 | 0 |  | 0 | 0 | 0 | 0 | 0 | 0
135 | QF_WAYA_Hydro | 6.7 | 0 | 100 | 0 |  |  | 8760 | 38.4 | 258 |  | 0 | 0 | 0 | 38.4 | 38.4 | 258
136 | QF_WY_Wind | 0.3 | 0 | 100 | 0 |  |  | 8760 | 60.5 | 18 |  | 0 | 0 | 0 | 60.5 | 60.5 | 18
137 | DSM_CooKeeper_Te | 0 | 0 | 0 | 5 |  |  | 1848 | 0 | 0 |  | 0 | 0 | 0 | 0 | 0 | 0
138 | DSM_UT_Irrigate_ | 0 | 0 | 0 | 4 |  |  | 1008 | 0 | 0 |  | 0 | 0 | 0 | 0 | 0 | 0
139 | BHPL_27013R_WYNE | -15 | 0 | 14.7 | 182 |  |  | 1286 | 11 | -165 |  | 0 | 0 | 0 | 10.98 | 10.98 | -165
140 | BHPL_27013R_JB | 0 | 0 | 0 | 1 |  |  | 1 | 0 | 0 |  | 0 | 0 | 0 | 0 | 0 | 0
141 | QF_Latigo_21022 | 91.3 | 0 | 100 | 1 |  |  | 5880 | 60 | 5484 |  | 0 | 0 | 0 | 60.05 | 60.05 | 5484
142 | Long Ridge1_2102 | 0.6 | 0 | 100 | 1 |  |  | 24 | 63.8 | 40 |  | 0 | 0 | 0 | 63.76 | 63.76 | 40
143 | Long Ridge2_2102 | 0.6 | 0 | 100 | 1 |  |  | 24 | 63.8 | 40 |  | 0 | 0 | 0 | 63.76 | 63.76 | 40
144 | BlueMountain_210 | 25.3 | 0 | 100 | 1 |  |  | 768 | 60.7 | 1533 |  | 0 | 0 | 0 | 60.66 | 60.66 | 1533
145 | Buckhorn_Solar | 1.8 | 0 | 100 | 1 |  |  | 3696 | 76.3 | 140 |  | 0 | 0 | 0 | 76.3 | 76.3 | 140
146 | CedarValley_Sola | 1.8 | 0 | 100 | 1 |  |  | 3696 | 76.3 | 140 |  | 0 | 0 | 0 | 76.3 | 76.3 | 140
147 | Beryl_Solar | 1.9 | 0 | 100 | 1 |  |  | 3696 | 76.3 | 144 |  | 0 | 0 | 0 | 76.3 | 76.3 | 144
148 | Greenvile_Solar | 1.4 | 0 | 100 | 1 |  |  | 3696 | 76.3 | 103 |  | 0 | 0 | 0 | 76.3 | 76.3 | 103
149 | MilfordFlat_Sola | 1.8 | 0 | 100 | 1 |  |  | 3696 | 58.4 | 107 |  | 0 | 0 | 0 | 58.39 | 58.39 | 107
150 | QF_UTN_Solar | 0.9 | 0 | 100 | 0 |  |  | 8760 | 0 | 0 |  | 0 | 0 | 0 | 0 | 0 | 0
151 | QF_FiddlerCanyon | 11 | 0 | 100 | 1 |  |  | 5184 | 85 | 936 |  | 0 | 0 | 0 | 85 | 85 | 936
152 | QF_SouthMilford_ | 7.6 | 0 | 100 | 1 |  |  | 8424 | 58.4 | 441 |  | 0 | 0 | 0 | 58.39 | 58.39 | 441
153 | QF_Manderfield_2 | 3.2 | 0 | 100 | 1 |  |  | 5184 | 85 | 272 |  | 0 | 0 | 0 | 85 | 85 | 272
154 | QF_GranitePeak_2 | 1.8 | 0 | 100 | 1 |  |  | 3696 | 58.4 | 107 |  | 0 | 0 | 0 | 58.39 | 58.39 | 107
155 | QF_LahoSolar_210 | 1.8 | 0 | 100 | 1 |  |  | 3696 | 58.4 | 107 |  | 0 | 0 | 0 | 58.39 | 58.39 | 107
156 | OSIP_Projects | 3.9 | 0 | 100 | 0 |  |  | 8760 | 0 | 0 |  | 0 | 0 | 0 | 0 | 0 | 0
157 | PSCO_FC_340325_o | 0 | 0 | 0 | 0 |  |  | 0 | 0 | 0 |  | 0 | 0 | 0 | 0 | 0 | 0
158 | Tri-State_27057 | 91.1 | 0 | 63.5 | 257 |  |  | 5291 | 15.5 | 1411 |  | 0 | 0 | 0 | 15.49 | 15.49 | 1411
159 | StoneHouseSolar_ | 13.2 | 0 | 100 | 0 |  |  | 8760 | 78.9 | 1043 |  | 0 | 0 | 0 | 78.86 | 78.86 | 1043
160 | BevansPoint | 3.4 | 0 | 100 | 1 |  |  | 6624 | 78.9 | 267 |  | 0 | 0 | 0 | 78.86 | 78.86 | 267
161 | MagCorp_144408 | 0 | 0 | 0 | 0 |  |  | 0 | 0 | 0 |  | 0 | 0 | 0 | 0 | 0 | 0
162 | Nucor_137328 | 0 | 0 | 0 | 0 |  |  | 0 | 0 | 0 |  | 0 | 0 | 0 | 0 | 0 | 0
163 | MonsanCur_145258 | 0 | 0 | 0 | 0 |  |  | 0 | 0 | 0 |  | 0 | 0 | 0 | 0 | 0 | 0
164 | SCL_New_Reserve | 0 | 0 | 0 | 0 |  |  | 0 | 0 | 0 |  | 0 | 0 | 0 | 0 | 0 | 0
165 | LakeSide2 | 3734.9 | 0 | 65.7 | 2 | 25614.8 | 6858 | 8724 | 396.1 | 101448 | 8 | 34 | 24303 | 12053 | 30.39 | 36.91 | 137838
166 | WI_Goshen | 1045.8 | 0 | 100 | 0 |  |  | 8760 | 0 | 0 |  | 0 | 0 | 0 | 0 | 0 | 0
167 | WI_MidC | 434 | 0 | 100 | 396 |  |  | 8144 | 0 | 0 |  | 0 | 0 | 0 | 0 | 0 | 0
168 | WI_UtahNorth | 789.5 | 0 | 100 | 0 |  |  | 8760 | 0 | 0 |  | 0 | 0 | 0 | 0 | 0 | 0
169 | WI_WallaWalla | 1497.4 | 0 | 100 | 487 |  |  | 7954 | 0 | 0 |  | 0 | 0 | 0 | 0 | 0 | 0
170 | WI_WyomingNE | 3452.5 | 0 | 100 | 50 |  |  | 8669 | 0 | 0 |  | 0 | 0 | 0 | 0 | 0 | 0
SYSTE | M PRODUCTION | 63220.2 | 0 |  | 6116 | 507939.5 | 9777 |  |  | 996327 | 2166 | 9844 | 449358 | 53060 | 16.6 | 23.86 | 1508590

## Study1CHrly
Build ID: 000001_x64 Ventyx p. 1
MULTISYM V8.1.03 Copyright 1998-2014. All rights reserved. L0000-00 1 iter Convergent Monte 08/29/2014
2015: I15_P_WI_CES1_Hrly25630 (Environmental) 05:21:06 PM
Station Group Report
--------------------
|  | Aux | Cap |  |  | Heat Hours | Fuel/P | rch Cost | Star | t Star | t O&M | O&M | Opert | Total | Total
| Energy | Dmnd | Fctr | Sta- | FuelBurn | Rate per | ¢/MBtu | <F> $0 | 00 Fu | el Co | st Fix | ed V | ar Co | st Co | st Cost
No. Group | GWh | GWh | % | rts | GBtu | Btu/kWh Unit | $/MWh | <P> $00 | 0 GBt | u $00 | 0 $00 | 0 $00 | 0 $/MW | h $/MW | h $000
--- ---------------- | -------- | ------ | ----- | ---- | --------- | ------ ---- | ------ | --- ----- | ---- | ----- | ------ | ----- | ------ | ------ | --------
Native Load | 63531.2
Dump Power | 150.5 | [12 empty] | 14.1 | 2122
Aux Demand | 0
Tran. Losses | 0
LESS Resources (Export | s):
1 HydroEast | 258.5 | 0 | 42.2 | 0 |  |  | 0 | 0 |  | 0 | 0 | 0 | 0 | 0 | 0
2 HydroWest | 4148.8 | 0 | 60.9 | 0 |  |  | 0 | 0 |  | 0 | 0 | 0 | 0 | 0 | 0
3 PurchaseEast | 1361.6 | 0 | 51.3 | 69 |  |  | 38.8 | 52785 |  | 0 | 11084 | 8174 | 44.77 | 52.91 | 72044
4 RenewableEast | 4625.7 | 0 | 99.6 | 14 | 2474.4 | 10000 | 0 | 114994 | 0 | 0 | 0 | 658 | 25 | 25 | 115653
5 ThermalEast | 37792.5 | 0 | 73.3 | 898 | 370183.2 | 9795 | 198.7 | 735601 | 2815 | 11851 | 342903 | 29276 | 20.24 | 29.63 | 1119631
6 ThermalWest | 14803.7 | 0 | 70.6 | 374 | 143412.8 | 9688 | 221.5 | 317593 | 713 | 3634 | 95008 | 23636 | 23.05 | 29.71 | 439871
7 IRPEast | 203.4 | 0 | 11.7 | 10 | 2327.2 | 11444 | 378.9 | 8817 | 21 | 80 | 4758 | 0 | 43.36 | 67.15 | 13656
8 MCP | -3686.3 | 0 | 0.2 | 4770 |  |  | 40.9 | -150904 |  | 0 | 0 | 0 | 40.94 | 40.94 | -150904
9 InterruptEast | 0 | 0 | 0 | 0 |  |  | 0 | 0 |  | 0 | 0 | 0 | 0 | 0 | 0
10 RenewableWest | 1429.6 | 0 | 93.9 | 0 |  |  | 12 | 17088 |  | 0 | 0 | -3853 | 9.26 | 9.26 | 13235
11 PurchaseWest | 709.2 | 0 | 100 | 0 |  |  | 79 | 56006 |  | 0 | 0 | 0 | 78.97 | 78.97 | 56006
12 ExchangeEast | 1229.8 | 0 | 119.6 | 0 |  |  | 0 | 0 |  | 0 | 0 | 0 | 0 | 0 | 0
13 SaleWest | -443.3 | 0 | 100 | 0 |  |  | 4.2 | -1854 |  | 0 | 0 | 0 | 4.18 | 4.18 | -1854
14 SaleEast | -302.5 | 0 | 100 | 0 |  |  | 20 | -6042 |  | 0 | -4396 | -5131 | 36.93 | 51.46 | -15570
15 ExchangeWest | 1467.1 | 0 | 100 | 0 |  |  | 5.5 | 8043 |  | 0 | 0 | 0 | 5.48 | 5.48 | 8043
16 DSMEast | 0 | 0 | 0 | 9 |  |  | 0 | 0 |  | 0 | 0 | 0 | 0 | 0 | 0
Resource Totals | 63678.5 | 0 |  | 6628 | 518397.6 | 9772 |  | 1153427 | 3549 | 15564 | 449358 | 52760 | 18.94 | 26.24 | 1671109
Wheeling | [14 empty] | 1342
Fuel demand charges | [14 empty] | 0
Emissions costs | [14 empty] | 0
Reserve deficiencies | [14 empty] | 412
E.N.S. | 3.3 | [12 empty] | 1000 | 3261
SYSTEM | [13 empty] | 26.29 | 1674001
Ancil | lary Services Con | tribut | ion An | d Reve | nue Re | port
----- | ----------------- | ------ | ------ | ------ | ------ | ----
|  | #NAME? | illary | Servi | ces (c | ontrib | ution, | revenu | e,rate | )
|  | #NAME? | UP |  | #NAME? | DOWN |  | #NAME? |  |  | #NAME? | PIN |  | #NAME? | PIN2 |  | #NAME? | l
No. | Station | GWh | 0 | $/MW-h | GWh | 0 | $/MW-h | GWh | 0 | $/MW-h | GWh | 0 | $/MW-h | GWh | 0 | $/MW-h | GWh | 0 | $/MW-h
--- | ---------------- | ----- | ----- | ----- | ----- | ----- | ----- | ----- | ----- | ----- | ----- | ----- | ----- | ----- | ----- | ----- | ----- | ----- | -----
1 | BearRiver | 99.7 | 127.2 | 1.3 | 0 | 0 | 0 | 26.2 | 78.1 | 3 | 121.4 | 2625 | 21.6 | 0 | 0 | 0 | 247.3 | 2830.3 | 11.4
2 | Clearwater1 | 0 | 0 | 0 | 0 | 0 | 0 | 0 | 0 | 0 | 0 | 0 | 0 | 0 | 0 | 0 | 0 | 0 | 0
3 | Clearwater2 | 0 | 0 | 0 | 0 | 0 | 0 | 0 | 0 | 0 | 0 | 0 | 0 | 0 | 0 | 0 | 0 | 0 | 0
4 | FishCreek | 0 | 0 | 0 | 0 | 0 | 0 | 0 | 0 | 0 | 0 | 0 | 0 | 0 | 0 | 0 | 0 | 0 | 0
5 | GemState_99489 | 0 | 0 | 0 | 0 | 0 | 0 | 0 | 0 | 0 | 0 | 0 | 0 | 0 | 0 | 0 | 0 | 0 | 0
6 | IronGate | 0 | 0 | 0 | 0 | 0 | 0 | 0 | 0 | 0 | 0 | 0 | 0 | 0 | 0 | 0 | 0 | 0 | 0
7 | JCBoyle | 0 | 0 | 0 | 0 | 0 | 0 | 0 | 0 | 0 | 0 | 0 | 0 | 0 | 0 | 0 | 0 | 0 | 0
8 | Lemolo1 | 0 | 0 | 0 | 0 | 0 | 0 | 0 | 0 | 0 | 1 | 18.3 | 18 | 0 | 0 | 0 | 1 | 18.3 | 18
9 | Lemolo2 | 0 | 0 | 0 | 0 | 0 | 0 | 0 | 0 | 0 | 0 | 0 | 0 | 0 | 0 | 0 | 0 | 0 | 0
10 | Merwin | 0 | 0 | 0 | 0 | 0 | 0 | 0 | 0 | 0 | 0 | 0 | 0 | 0 | 0 | 0 | 0 | 0 | 0
11 | SmallEastHydro | 0 | 0 | 0 | 0 | 0 | 0 | 0 | 0 | 0 | 0 | 0 | 0 | 0 | 0 | 0 | 0 | 0 | 0
12 | SodaSprings | 0 | 0 | 0 | 0 | 0 | 0 | 0 | 0 | 0 | 0 | 0 | 0 | 0 | 0 | 0 | 0 | 0 | 0
13 | Swift1 | 291.7 | 8907.4 | 30.5 | 0 | 0 | 0 | 517.7 | ****** | 58.3 | 179.1 | ****** | 61.4 | 0 | 0 | 0 | 988.5 | ****** | 50.7
14 | Swift2 | 0 | 0 | 0 | 0 | 0 | 0 | 0 | 0 | 0 | 0 | 0 | 0 | 0 | 0 | 0 | 0 | 0 | 0
15 | UKL | 0 | 0 | 0 | 0 | 0 | 0 | 0 | 0 | 0 | 0 | 0 | 0 | 0 | 0 | 0 | 0 | 0 | 0
16 | Yale | 77.1 | 3051.7 | 39.6 | 0 | 0 | 0 | 148.3 | 5876.6 | 39.6 | 147.7 | ****** | 67.9 | 0 | 0 | 0 | 373.1 | ****** | 50.8
17 | Blundell | 0 | 0 | 0 | 0 | 0 | 0 | 6.7 | 95.2 | 14.3 | 0 | 0 | 0 | 0 | 0 | 0 | 6.7 | 95.2 | 14.3
18 | Carbon1 | 8.5 | 28.5 | 3.3 | 0 | 0 | 0 | 2.2 | 2.9 | 1.3 | 0 | 0 | 0 | 0 | 0 | 0 | 10.8 | 31.3 | 2.9
19 | Carbon2 | 7.5 | 27.7 | 3.7 | 0 | 0 | 0 | 2.1 | 2.7 | 1.3 | 0 | 0 | 0 | 0 | 0 | 0 | 9.6 | 30.4 | 3.2
20 | Cholla4 | 111.8 | 135.9 | 1.2 | 0 | 0 | 0 | 33.7 | 88.6 | 2.6 | 0 | 0.2 | 4.7 | 0 | 0 | 0 | 145.6 | 224.7 | 1.5
21 | Colstrip3 | 0 | 0 | 0 | 0 | 0 | 0 | 0 | 0 | 0 | 1 | 0.3 | 0.3 | 0 | 0 | 0 | 1 | 0.3 | 0.3
22 | Colstrip4 | 0 | 0 | 0 | 0 | 0 | 0 | 0 | 0 | 0 | 0.8 | 0.4 | 0.5 | 0 | 0 | 0 | 0.8 | 0.4 | 0.5
23 | Craig1 | 0 | 0 | 0 | 0 | 0 | 0 | 0 | 0 | 0 | 0 | 0 | 0 | 0 | 0 | 0 | 0 | 0 | 0
24 | Craig2 | 0 | 0 | 0 | 0 | 0 | 0 | 0 | 0 | 0 | 0 | 0 | 0 | 0 | 0 | 0 | 0 | 0 | 0
25 | GadsbyGT3 | 0.5 | 1.5 | 2.8 | 0 | 0 | 0 | 0 | 0 | 0 | 0 | 0 | 0 | 0 | 0 | 0 | 0.5 | 1.5 | 2.8
26 | Gadsby1 | 0 | 0 | 0 | 0 | 0 | 0 | 0 | 0 | 0 | 0 | 0 | 0 | 0 | 0 | 0 | 0 | 0 | 0
27 | Gadsby2 | 0 | 0.3 | 9.1 | 0 | 0 | 0 | 0 | 0 | 0 | 0 | 0 | 0 | 0 | 0 | 0 | 0 | 0.3 | 9.1
28 | Gadsby3 | 0.6 | 2 | 3.1 | 0 | 0 | 0 | 0 | 0 | 0 | 0 | 0 | 0 | 0 | 0 | 0 | 0.6 | 2 | 3.1
29 | GadsbyGT2 | 1.5 | 3.6 | 2.4 | 0 | 0 | 0 | 0 | 0 | 0 | 0 | 0 | 0 | 0 | 0 | 0 | 1.5 | 3.6 | 2.4
30 | GadsbyGT1 | 1.2 | 3.6 | 3 | 0 | 0 | 0 | 0 | 0 | 0 | 0 | 0 | 0 | 0 | 0 | 0 | 1.2 | 3.6 | 3
31 | Hayden1 | 0 | 0 | 0 | 0 | 0 | 0 | 0 | 0 | 0 | 0 | 0 | 0 | 0 | 0 | 0 | 0 | 0 | 0
32 | Hayden2 | 0 | 0 | 0 | 0 | 0 | 0 | 0 | 0 | 0 | 0 | 0 | 0 | 0 | 0 | 0 | 0 | 0 | 0
33 | Hermiston2 | 33.3 | 104.8 | 3.2 | 0 | 0 | 0 | 58.8 | 11.4 | 0.2 | 50.3 | 46.8 | 0.9 | 0 | 0 | 0 | 142.3 | 163 | 1.1
34 | Hunter3 | 29.2 | 33.4 | 1.1 | 0 | 0 | 0 | 4.3 | 24.2 | 5.6 | 0 | 0 | 0 | 0 | 0 | 0 | 33.5 | 57.6 | 1.7
35 | Hunter1 | 22 | 18.5 | 0.8 | 0 | 0 | 0 | 3.1 | 18.6 | 5.9 | 0 | 0 | 0 | 0 | 0 | 0 | 25.2 | 37.2 | 1.5
36 | Hunter2 | 15.1 | 14 | 0.9 | 0 | 0 | 0 | 1.2 | 12.4 | 10.3 | 0 | 0 | 0 | 0 | 0 | 0 | 16.4 | 26.4 | 1.6
37 | Huntington1 | 7.3 | 9.3 | 1.3 | 0 | 0 | 0 | 1 | 12.6 | 13.2 | 0 | 0 | 0 | 0 | 0 | 0 | 8.3 | 21.9 | 2.6
38 | Huntington2 | 10.5 | 10.4 | 1 | 0 | 0 | 0 | 1.2 | 14.9 | 12 | 0 | 0 | 0 | 0 | 0 | 0 | 11.8 | 25.3 | 2.1
39 | JBridger1 | 9.4 | 20.2 | 2.2 | 0 | 0 | 0 | 9.1 | 1.4 | 0.2 | 7.3 | 30.3 | 4.1 | 0 | 0 | 0 | 25.8 | 51.9 | 2
40 | JBridger2 | 7.9 | 0.8 | 0.1 | 0 | 0 | 0 | 15.1 | 2.3 | 0.2 | 17.7 | 48 | 2.7 | 0 | 0 | 0 | 40.7 | 51.1 | 1.3
41 | JBridger3 | 3.1 | 1.7 | 0.5 | 0 | 0 | 0 | 13.3 | 0.8 | 0.1 | 16.7 | 1 | 0.1 | 0 | 0 | 0 | 33.1 | 3.4 | 0.1
42 | JBridger4 | 7.3 | 1.9 | 0.3 | 0 | 0 | 0 | 21.2 | 2.3 | 0.1 | 23.3 | 2.9 | 0.1 | 0 | 0 | 0 | 51.8 | 7.1 | 0.1
43 | JamesRiverCG | 0 | 0 | 0 | 0 | 0 | 0 | 0 | 0 | 0 | 0 | 0 | 0 | 0 | 0 | 0 | 0 | 0 | 0
44 | Johnston1 | 0 | 0 | 0 | 0 | 0 | 0 | 0 | 0 | 0 | 2.6 | 7 | 2.7 | 0 | 0 | 0 | 2.6 | 7 | 2.7
45 | Johnston2 | 0 | 0 | 0 | 0 | 0 | 0 | 0 | 0 | 0 | 3.2 | 9 | 2.8 | 0 | 0 | 0 | 3.2 | 9 | 2.8
46 | Johnston3 | 0 | 0 | 0 | 0 | 0 | 0 | 0 | 0 | 0 | 0.9 | 2 | 2.3 | 0 | 0 | 0 | 0.9 | 2 | 2.3
47 | Johnston4 | 0 | 0 | 0 | 0 | 0 | 0 | 0 | 0 | 0 | 4.1 | 13.4 | 3.3 | 0 | 0 | 0 | 4.1 | 13.4 | 3.3
48 | Naughton1 | 68.2 | 69.5 | 1 | 0 | 0 | 0 | 20.2 | 60.2 | 3 | 0 | 0 | 0 | 0 | 0 | 0 | 88.4 | 129.6 | 1.5
49 | Naughton2 | 82.4 | 110.2 | 1.3 | 0 | 0 | 0 | 25.8 | 73.2 | 2.8 | 0 | 0 | 0 | 0 | 0 | 0 | 108.3 | 183.5 | 1.7
50 | WestValleyCi GT1 | 0 | 0 | 0 | 0 | 0 | 0 | 0 | 0 | 0 | 0 | 0 | 0 | 0 | 0 | 0 | 0 | 0 | 0
51 | WestValleyCi GT4 | 0 | 0 | 0 | 0 | 0 | 0 | 0 | 0 | 0 | 0 | 0 | 0 | 0 | 0 | 0 | 0 | 0 | 0
52 | WestValleyCi GT5 | 0 | 0 | 0 | 0 | 0 | 0 | 0 | 0 | 0 | 0 | 0 | 0 | 0 | 0 | 0 | 0 | 0 | 0
53 | WestValleyCi GT3 | 0 | 0 | 0 | 0 | 0 | 0 | 0 | 0 | 0 | 0 | 0 | 0 | 0 | 0 | 0 | 0 | 0 | 0
54 | WestValleyCi GT2 | 0 | 0 | 0 | 0 | 0 | 0 | 0 | 0 | 0 | 0 | 0 | 0 | 0 | 0 | 0 | 0 | 0 | 0
55 | Wyodak1 | 0 | 0 | 0 | 0 | 0 | 0 | 0 | 0 | 0 | 0.1 | 0.2 | 1.7 | 0 | 0 | 0 | 0.1 | 0.2 | 1.7
56 | CurrantCreek | 311.2 | 220.5 | 0.7 | 0 | 0 | 0 | 106.6 | 214 | 2 | 0 | 0 | 0 | 0 | 0 | 0 | 417.8 | 434.5 | 1
57 | BigFork | 0 | 0 | 0 | 0 | 0 | 0 | 0 | 0 | 0 | 0 | 0 | 0 | 0 | 0 | 0 | 0 | 0 | 0
58 | LakeSide | 409.3 | 190.4 | 0.5 | 0 | 0 | 0 | 46.4 | 139.9 | 3 | 0 | 0 | 0 | 0 | 0 | 0 | 455.8 | 330.3 | 0.7
59 | PAC-COB SALE | 0 | 0 | 0 | 0 | 0 | 0 | 0 | 0 | 0 | 0 | 0 | 0 | 0 | 0 | 0 | 0 | 0 | 0
60 | PAC-COB PUR | 0 | 0 | 0 | 0 | 0 | 0 | 0.6 | 0 | 0 | 0 | 0 | 0 | 0 | 0 | 0 | 0.7 | 0 | 0
61 | PAC-MIDC SALE | 0 | 0 | 0 | 0 | 0 | 0 | 0 | 0 | 0 | 0 | 0 | 0 | 0 | 0 | 0 | 0 | 0 | 0
62 | PAC-MIDC PUR | 0 | 0 | 0 | 0 | 0 | 0 | 166.6 | 2.7 | 0 | 69.1 | 0.3 | 0 | 0 | 0 | 0 | 235.7 | 3 | 0
63 | PAC-FC SALE | 0 | 0 | 0 | 0 | 0 | 0 | 0 | 0 | 0 | 0 | 0 | 0 | 0 | 0 | 0 | 0 | 0 | 0
64 | PAC-FC PUR | 0 | 0 | 0 | 0 | 0 | 0 | 28.7 | 212.6 | 7.4 | 0 | 0 | 0 | 0 | 0 | 0 | 28.7 | 212.6 | 7.4
65 | PAC-PV SALE | 0 | 0 | 0 | 0 | 0 | 0 | 0 | 0 | 0 | 0 | 0 | 0 | 0 | 0 | 0 | 0 | 0 | 0
66 | PAC-PV PUR | 0 | 0 | 0 | 0 | 0 | 0 | 189.3 | 1654.5 | 8.7 | 0 | 0 | 0 | 0 | 0 | 0 | 189.3 | 1654.5 | 8.7
67 | RR1_100371 | 0 | 0 | 0 | 0 | 0 | 0 | 0 | 0 | 0 | 0 | 0 | 0 | 0 | 0 | 0 | 0 | 0 | 0
68 | FC4_79207_In | 0 | 0 | 0 | 0 | 0 | 0 | 0 | 0 | 0 | 0 | 0 | 0 | 0 | 0 | 0 | 0 | 0 | 0
69 | Monsanto_145258 | 0 | 0 | 0 | 0 | 0 | 0 | 0 | 0 | 0 | 124.6 | 318.5 | 2.6 | 0 | 0 | 0 | 124.6 | 318.5 | 2.6
70 | APS_27875_Supp | 0 | 0 | 0 | 0 | 0 | 0 | 43.8 | 100.8 | 2.3 | 0 | 0 | 0 | 0 | 0 | 0 | 43.8 | 100.8 | 2.3
71 | REDD_66276_Out | 0 | 0 | 0 | 0 | 0 | 0 | 0 | 0 | 0 | 0 | 0 | 0 | 0 | 0 | 0 | 0 | 0 | 0
72 | Douglas_38185 | 0 | 0 | 0 | 0 | 0 | 0 | 0 | 0 | 0 | 0 | 0 | 0 | 0 | 0 | 0 | 0 | 0 | 0
73 | PGE_Cove_83984 | 0 | 0 | 0 | 0 | 0 | 0 | 0 | 0 | 0 | 0 | 0 | 0 | 0 | 0 | 0 | 0 | 0 | 0
74 | FC1_42818_Out | 0 | 0 | 0 | 0 | 0 | 0 | 0 | 0 | 0 | 0 | 0 | 0 | 0 | 0 | 0 | 0 | 0 | 0
75 | FC1_63510_Out | 0 | 0 | 0 | 0 | 0 | 0 | 0 | 0 | 0 | 0 | 0 | 0 | 0 | 0 | 0 | 0 | 0 | 0
76 | FC4_79207_Out | 0 | 0 | 0 | 0 | 0 | 0 | 0 | 0 | 0 | 0 | 0 | 0 | 0 | 0 | 0 | 0 | 0 | 0
77 | Cowlitz_65787 | 0 | 0 | 0 | 0 | 0 | 0 | 0 | 0 | 0 | 0 | 0 | 0 | 0 | 0 | 0 | 0 | 0 | 0
78 | SIE_64885_McNary | 0 | 0 | 0 | 0 | 0 | 0 | 0 | 0 | 0 | 0 | 0 | 0 | 0 | 0 | 0 | 0 | 0 | 0
79 | SMUD_24296_In | 0 | 0 | 0 | 0 | 0 | 0 | 0 | 0 | 0 | 0 | 0 | 0 | 0 | 0 | 0 | 0 | 0 | 0
80 | APS_58118_FC_In | 0 | 0 | 0 | 0 | 0 | 0 | 0 | 0 | 0 | 0 | 0 | 0 | 0 | 0 | 0 | 0 | 0 | 0
81 | APS_58119_FC_Out | 0 | 0 | 0 | 0 | 0 | 0 | 0 | 0 | 0 | 0 | 0 | 0 | 0 | 0 | 0 | 0 | 0 | 0
82 | REDD_66276_In | 0 | 0 | 0 | 0 | 0 | 0 | 0 | 0 | 0 | 0 | 0 | 0 | 0 | 0 | 0 | 0 | 0 | 0
83 | APS_58118_AZ_In | 0 | 0 | 0 | 0 | 0 | 0 | 0 | 0 | 0 | 0 | 0 | 0 | 0 | 0 | 0 | 0 | 0 | 0
84 | APS_58119_AZ_Out | 0 | 0 | 0 | 0 | 0 | 0 | 0 | 0 | 0 | 0 | 0 | 0 | 0 | 0 | 0 | 0 | 0 | 0
85 | SIE_64885_Goshen | 0 | 0 | 0 | 0 | 0 | 0 | 0 | 0 | 0 | 0 | 0 | 0 | 0 | 0 | 0 | 0 | 0 | 0
86 | Hermiston1 | 27.4 | 102.5 | 3.7 | 0 | 0 | 0 | 40.6 | 7.5 | 0.2 | 49.7 | 68.3 | 1.4 | 0 | 0 | 0 | 117.7 | 178.2 | 1.5
87 | WCE_244520 | 0 | 0 | 0 | 0 | 0 | 0 | 0 | 0 | 0 | 0 | 0 | 0 | 0 | 0 | 0 | 0 | 0 | 0
88 | ECH_160595 | 0 | 0 | 0 | 0 | 0 | 0 | 0 | 0 | 0 | 0 | 0 | 0 | 0 | 0 | 0 | 0 | 0 | 0
89 | FC1_In | 0 | 0 | 0 | 0 | 0 | 0 | 0 | 0 | 0 | 0 | 0 | 0 | 0 | 0 | 0 | 0 | 0 | 0
90 | Deseret_194277 | 0 | 0 | 0 | 0 | 0 | 0 | 153.5 | 1556.1 | 10.1 | 0 | 0.2 | 12.2 | 0 | 0 | 0 | 153.5 | 1556.4 | 10.1
91 | DSM_ID_Irrigate | 0 | 0 | 0 | 0 | 0 | 0 | 7.5 | 35.2 | 4.7 | 15.4 | 131.4 | 8.5 | 0 | 0 | 0 | 22.9 | 166.6 | 7.3
92 | QF_Exxon_236032 | 0 | 0 | 0 | 0 | 0 | 0 | 0 | 0 | 0 | 0 | 0 | 0 | 0 | 0 | 0 | 0 | 0 | 0
93 | QF_SUNN_Ad_59965 | 0 | 0 | 0 | 0 | 0 | 0 | 0 | 0 | 0 | 0 | 0 | 0 | 0 | 0 | 0 | 0 | 0 | 0
94 | QF_SUNN_Ba_83997 | 0 | 0 | 0 | 0 | 0 | 0 | 0 | 0 | 0 | 0 | 0 | 0 | 0 | 0 | 0 | 0 | 0 | 0
95 | QF_Tesoro_519533 | 0 | 0 | 0 | 0 | 0 | 0 | 0 | 0 | 0 | 0 | 0 | 0 | 0 | 0 | 0 | 0 | 0 | 0
96 | BHPL_28160_Loss | 0 | 0 | 0 | 0 | 0 | 0 | 0 | 0 | 0 | 0 | 0 | 0 | 0 | 0 | 0 | 0 | 0 | 0
97 | Rogue | 0 | 0 | 0 | 0 | 0 | 0 | 0 | 0 | 0 | 0 | 0 | 0 | 0 | 0 | 0 | 0 | 0 | 0
98 | MidColumbia | 11.5 | 214.6 | 18.7 | 0 | 0 | 0 | 27.8 | 603.6 | 21.7 | 54 | 1401.2 | 26 | 0 | 0 | 0 | 93.3 | 2219.5 | 23.8
99 | Toketee-Slide | 0 | 0 | 0 | 0 | 0 | 0 | 0 | 0 | 0 | 0 | 0 | 0 | 0 | 0 | 0 | 0 | 0 | 0
100 | SmallWestHydro | 0 | 0 | 0 | 0 | 0 | 0 | 0 | 0 | 0 | 0 | 0 | 0 | 0 | 0 | 0 | 0 | 0 | 0
101 | PSCO_340325_In | 0 | 0 | 0 | 0 | 0 | 0 | 0 | 0 | 0 | 0 | 0 | 0 | 0 | 0 | 0 | 0 | 0 | 0
102 | PSCO_340325_Out | 0 | 0 | 0 | 0 | 0 | 0 | 0 | 0 | 0 | 0 | 0 | 0 | 0 | 0 | 0 | 0 | 0 | 0
103 | HURR_393045_S | 0 | 0 | 0 | 0 | 0 | 0 | 0 | 0 | 0 | 0 | 0 | 0 | 0 | 0 | 0 | 0 | 0 | 0
104 | HURR_393045_P | 0 | 0 | 0 | 0 | 0 | 0 | 0 | 0 | 0 | 0 | 0 | 0 | 0 | 0 | 0 | 0 | 0 | 0
105 | LeaningJ_317714 | 0 | 0 | 0 | 0 | 0 | 0 | 0 | 0 | 0 | 0 | 0 | 0 | 0 | 0 | 0 | 0 | 0 | 0
106 | Marengo1_332428 | 0 | 0 | 0 | 0 | 0 | 0 | 0 | 0 | 0 | 0 | 0 | 0 | 0 | 0 | 0 | 0 | 0 | 0
107 | GoodHill_332427 | 0 | 0 | 0 | 0 | 0 | 0 | 0 | 0 | 0 | 0 | 0 | 0 | 0 | 0 | 0 | 0 | 0 | 0
108 | Mtn_Wind1_367721 | 0 | 0 | 0 | 0 | 0 | 0 | 0 | 0 | 0 | 0 | 0 | 0 | 0 | 0 | 0 | 0 | 0 | 0
109 | Mtn_Wind2_398449 | 0 | 0 | 0 | 0 | 0 | 0 | 0 | 0 | 0 | 0 | 0 | 0 | 0 | 0 | 0 | 0 | 0 | 0
110 | SpanishF_311681 | 0 | 0 | 0 | 0 | 0 | 0 | 0 | 0 | 0 | 0 | 0 | 0 | 0 | 0 | 0 | 0 | 0 | 0
111 | OregonWF_Plan_I | 0 | 0 | 0 | 0 | 0 | 0 | 0 | 0 | 0 | 0 | 0 | 0 | 0 | 0 | 0 | 0 | 0 | 0
112 | Marengo2_423463 | 0 | 0 | 0 | 0 | 0 | 0 | 0 | 0 | 0 | 0 | 0 | 0 | 0 | 0 | 0 | 0 | 0 | 0
113 | Glenrock_423461 | 0 | 0 | 0 | 0 | 0 | 0 | 0 | 0 | 0 | 0 | 0 | 0 | 0 | 0 | 0 | 0 | 0 | 0
114 | SevenMile_357819 | 0 | 0 | 0 | 0 | 0 | 0 | 0 | 0 | 0 | 0 | 0 | 0 | 0 | 0 | 0 | 0 | 0 | 0
115 | Rolling_H_423462 | 0 | 0 | 0 | 0 | 0 | 0 | 0 | 0 | 0 | 0 | 0 | 0 | 0 | 0 | 0 | 0 | 0 | 0
116 | SevenMile2_Plan | 0 | 0 | 0 | 0 | 0 | 0 | 0 | 0 | 0 | 0 | 0 | 0 | 0 | 0 | 0 | 0 | 0 | 0
117 | Glenrock3_Plan | 0 | 0 | 0 | 0 | 0 | 0 | 0 | 0 | 0 | 0 | 0 | 0 | 0 | 0 | 0 | 0 | 0 | 0
118 | McFadden_Ridge_I | 0 | 0 | 0 | 0 | 0 | 0 | 0 | 0 | 0 | 0 | 0 | 0 | 0 | 0 | 0 | 0 | 0 | 0
119 | QF_EVB_351030 | 0 | 0 | 0 | 0 | 0 | 0 | 0 | 0 | 0 | 0 | 0 | 0 | 0 | 0 | 0 | 0 | 0 | 0
120 | WEYE_Res_356685 | 0 | 0 | 0 | 0 | 0 | 0 | 0 | 0 | 0 | 0 | 0 | 0 | 0 | 0 | 0 | 0 | 0 | 0
121 | Chehalis | 52 | 67.1 | 1.3 | 0 | 0 | 0 | 36.8 | 24 | 0.7 | 19.1 | 19.8 | 1 | 0 | 0 | 0 | 107.8 | 110.9 | 1
122 | PAC-Mead PUR | 0 | 0 | 0 | 0 | 0 | 0 | 28.4 | 307.2 | 10.8 | 0 | 0 | 0 | 0 | 0 | 0 | 28.4 | 307.2 | 10.8
123 | PAC-Mead SALE | 0 | 0 | 0 | 0 | 0 | 0 | 0 | 0 | 0 | 0 | 0 | 0 | 0 | 0 | 0 | 0 | 0 | 0
124 | PAC-Mona PUR | 0 | 0 | 0 | 0 | 0 | 0 | 1290 | 1835.7 | 1.4 | 0.5 | 0.1 | 0.3 | 0 | 0 | 0 | 1290.6 | 1835.8 | 1.4
125 | PAC-Mona SALE | 0 | 0 | 0 | 0 | 0 | 0 | 0 | 0 | 0 | 0 | 0 | 0 | 0 | 0 | 0 | 0 | 0 | 0
126 | Copco 1-2 | 0 | 0 | 0 | 0 | 0 | 0 | 24.5 | 488.9 | 20 | 28.7 | 516.9 | 18 | 0 | 0 | 0 | 53.2 | 1005.8 | 18.9
127 | Top of World | 0 | 0 | 0 | 0 | 0 | 0 | 0 | 0 | 0 | 0 | 0 | 0 | 0 | 0 | 0 | 0 | 0 | 0
128 | QF_CA_Hydro | 0 | 0 | 0 | 0 | 0 | 0 | 0 | 0 | 0 | 0 | 0 | 0 | 0 | 0 | 0 | 0 | 0 | 0
129 | QF_OR_Biomass | 0 | 0 | 0 | 0 | 0 | 0 | 0 | 0 | 0 | 0 | 0 | 0 | 0 | 0 | 0 | 0 | 0 | 0
130 | QF_OR_Hydro | 0 | 0 | 0 | 0 | 0 | 0 | 0 | 0 | 0 | 0 | 0 | 0 | 0 | 0 | 0 | 0 | 0 | 0
131 | QF_OR_Thermal | 0 | 0 | 0 | 0 | 0 | 0 | 0 | 0 | 0 | 0 | 0 | 0 | 0 | 0 | 0 | 0 | 0 | 0
132 | QF_UTN_Biomass | 0 | 0 | 0 | 0 | 0 | 0 | 0 | 0 | 0 | 0 | 0 | 0 | 0 | 0 | 0 | 0 | 0 | 0
133 | QF_UTS_Biomass | 0 | 0 | 0 | 0 | 0 | 0 | 0 | 0 | 0 | 0 | 0 | 0 | 0 | 0 | 0 | 0 | 0 | 0
134 | QF_UTN_Hydro | 0 | 0 | 0 | 0 | 0 | 0 | 0 | 0 | 0 | 0 | 0 | 0 | 0 | 0 | 0 | 0 | 0 | 0
135 | QF_WAYA_Biomass | 0 | 0 | 0 | 0 | 0 | 0 | 0 | 0 | 0 | 0 | 0 | 0 | 0 | 0 | 0 | 0 | 0 | 0
136 | QF_WAWW_Hydro | 0 | 0 | 0 | 0 | 0 | 0 | 0 | 0 | 0 | 0 | 0 | 0 | 0 | 0 | 0 | 0 | 0 | 0
137 | QF_WAYA_Wind | 0 | 0 | 0 | 0 | 0 | 0 | 0 | 0 | 0 | 0 | 0 | 0 | 0 | 0 | 0 | 0 | 0 | 0
138 | QF_WY_Hydro | 0 | 0 | 0 | 0 | 0 | 0 | 0 | 0 | 0 | 0 | 0 | 0 | 0 | 0 | 0 | 0 | 0 | 0
139 | QF_ID_Hydro | 0 | 0 | 0 | 0 | 0 | 0 | 0 | 0 | 0 | 0 | 0 | 0 | 0 | 0 | 0 | 0 | 0 | 0
140 | Dunlap | 0 | 0 | 0 | 0 | 0 | 0 | 0 | 0 | 0 | 0 | 0 | 0 | 0 | 0 | 0 | 0 | 0 | 0
141 | HighPlains_Plan | 0 | 0 | 0 | 0 | 0 | 0 | 0 | 0 | 0 | 0 | 0 | 0 | 0 | 0 | 0 | 0 | 0 | 0
142 | T3_Buttes_460457 | 0 | 0 | 0 | 0 | 0 | 0 | 0 | 0 | 0 | 0 | 0 | 0 | 0 | 0 | 0 | 0 | 0 | 0
143 | I_W_PowerCnty_I | 0 | 0 | 0 | 0 | 0 | 0 | 0 | 0 | 0 | 0 | 0 | 0 | 0 | 0 | 0 | 0 | 0 | 0
144 | I_W_PowerCnty_II | 0 | 0 | 0 | 0 | 0 | 0 | 0 | 0 | 0 | 0 | 0 | 0 | 0 | 0 | 0 | 0 | 0 | 0
145 | PAC-NOB PUR | 0 | 0 | 0 | 0 | 0 | 0 | 0.7 | 0 | 0 | 0.7 | 0.2 | 0.3 | 0 | 0 | 0 | 1.4 | 0.2 | 0.2
146 | SCL_New_In | 0 | 0 | 0 | 0 | 0 | 0 | 0 | 0 | 0 | 0 | 0 | 0 | 0 | 0 | 0 | 0 | 0 | 0
147 | SCL_New_Out | 0 | 0 | 0 | 0 | 0 | 0 | 0 | 0 | 0 | 0 | 0 | 0 | 0 | 0 | 0 | 0 | 0 | 0
148 | QF_RBFP_E20771 | 0 | 0 | 0 | 0 | 0 | 0 | 0 | 0 | 0 | 0 | 0 | 0 | 0 | 0 | 0 | 0 | 0 | 0
149 | ConstEng_E999691 | 0 | 0 | 0 | 0 | 0 | 0 | 0 | 0 | 0 | 0 | 0 | 0 | 0 | 0 | 0 | 0 | 0 | 0
150 | TMF_BioF_E20958 | 0 | 0 | 0 | 0 | 0 | 0 | 0 | 0 | 0 | 0 | 0 | 0 | 0 | 0 | 0 | 0 | 0 | 0
151 | PAC-NOB SALE | 0 | 0 | 0 | 0 | 0 | 0 | 0 | 0 | 0 | 0 | 0 | 0 | 0 | 0 | 0 | 0 | 0 | 0
152 | I_Naughton3_GCF | 21.4 | 24 | 1.1 | 0 | 0 | 0 | 7.9 | 90.5 | 11.5 | 0 | 0 | 0 | 0 | 0 | 0 | 29.2 | 114.5 | 3.9
153 | BHPL_27013R_MC_S | 0 | 0 | 0 | 0 | 0 | 0 | 0 | 0 | 0 | 0 | 0 | 0 | 0 | 0 | 0 | 0 | 0 | 0
154 | BHPL_27013R_US_S | 0 | 0 | 0 | 0 | 0 | 0 | 0 | 0 | 0 | 0 | 0 | 0 | 0 | 0 | 0 | 0 | 0 | 0
155 | UMPA_45631R_S | 0 | 0 | 0 | 0 | 0 | 0 | 0 | 0 | 0 | 0 | 0 | 0 | 0 | 0 | 0 | 0 | 0 | 0
156 | NonOwnRes_Wa | 0 | 0 | 0 | 0 | 0 | 0 | 0 | 0 | 0 | 0 | 0 | 0 | 0 | 0 | 0 | 0 | 0 | 0
157 | NonOwnRes_WM | 0 | 0 | 0 | 0 | 0 | 0 | 0 | 0 | 0 | 0 | 0 | 0 | 0 | 0 | 0 | 0 | 0 | 0
158 | NonOwnRes_Go | 0 | 0 | 0 | 0 | 0 | 0 | 0 | 0 | 0 | 0 | 0 | 0 | 0 | 0 | 0 | 0 | 0 | 0
159 | NonOwnRes_Wy | 0 | 0 | 0 | 0 | 0 | 0 | 0 | 0 | 0 | 0 | 0 | 0 | 0 | 0 | 0 | 0 | 0 | 0
160 | NonOwnRes_Ut | 0 | 0 | 0 | 0 | 0 | 0 | 0 | 0 | 0 | 0 | 0 | 0 | 0 | 0 | 0 | 0 | 0 | 0
161 | DorenaHyd_20887 | 0 | 0 | 0 | 0 | 0 | 0 | 0 | 0 | 0 | 0 | 0 | 0 | 0 | 0 | 0 | 0 | 0 | 0
162 | QF_Bioms1_234159 | 0 | 0 | 0 | 0 | 0 | 0 | 0 | 0 | 0 | 0 | 0 | 0 | 0 | 0 | 0 | 0 | 0 | 0
163 | QF_W_MC_FivePine | 0 | 0 | 0 | 0 | 0 | 0 | 0 | 0 | 0 | 0 | 0 | 0 | 0 | 0 | 0 | 0 | 0 | 0
164 | QF_W_MC_NorthPt | 0 | 0 | 0 | 0 | 0 | 0 | 0 | 0 | 0 | 0 | 0 | 0 | 0 | 0 | 0 | 0 | 0 | 0
165 | ObsidianBlkCap | 0 | 0 | 0 | 0 | 0 | 0 | 0 | 0 | 0 | 0 | 0 | 0 | 0 | 0 | 0 | 0 | 0 | 0
166 | QF_CA_Biomass | 0 | 0 | 0 | 0 | 0 | 0 | 0 | 0 | 0 | 0 | 0 | 0 | 0 | 0 | 0 | 0 | 0 | 0
167 | QF_ID_Biomass | 0 | 0 | 0 | 0 | 0 | 0 | 0 | 0 | 0 | 0 | 0 | 0 | 0 | 0 | 0 | 0 | 0 | 0
168 | QF_UTN_Wind | 0 | 0 | 0 | 0 | 0 | 0 | 0 | 0 | 0 | 0 | 0 | 0 | 0 | 0 | 0 | 0 | 0 | 0
169 | QF_WAYA_Hydro | 0 | 0 | 0 | 0 | 0 | 0 | 0 | 0 | 0 | 0 | 0 | 0 | 0 | 0 | 0 | 0 | 0 | 0
170 | QF_WY_Wind | 0 | 0 | 0 | 0 | 0 | 0 | 0 | 0 | 0 | 0 | 0 | 0 | 0 | 0 | 0 | 0 | 0 | 0
171 | DSM_CooKeeper_Te | 0 | 0 | 0 | 0 | 0 | 0 | 6.5 | 33.5 | 5.2 | 11.1 | 103.2 | 9.3 | 0 | 0 | 0 | 17.6 | 136.7 | 7.8
172 | DSM_UT_Irrigate_ | 0 | 0 | 0 | 0 | 0 | 0 | 1.9 | 9 | 4.8 | 4.5 | 43.2 | 9.6 | 0 | 0 | 0 | 6.4 | 52.1 | 8.2
173 | BHPL_27013R_WYNE | 0 | 0 | 0 | 0 | 0 | 0 | 0 | 0 | 0 | 0 | 0 | 0 | 0 | 0 | 0 | 0 | 0 | 0
174 | BHPL_27013R_JB | 0 | 0 | 0 | 0 | 0 | 0 | 0 | 0 | 0 | 0 | 0 | 0 | 0 | 0 | 0 | 0 | 0 | 0
175 | QF_Latigo_21022 | 0 | 0 | 0 | 0 | 0 | 0 | 0 | 0 | 0 | 0 | 0 | 0 | 0 | 0 | 0 | 0 | 0 | 0
176 | Buckhorn_Solar | 0 | 0 | 0 | 0 | 0 | 0 | 0 | 0 | 0 | 0 | 0 | 0 | 0 | 0 | 0 | 0 | 0 | 0
177 | CedarValley_Sola | 0 | 0 | 0 | 0 | 0 | 0 | 0 | 0 | 0 | 0 | 0 | 0 | 0 | 0 | 0 | 0 | 0 | 0
178 | Beryl_Solar | 0 | 0 | 0 | 0 | 0 | 0 | 0 | 0 | 0 | 0 | 0 | 0 | 0 | 0 | 0 | 0 | 0 | 0
179 | Greenvile_Solar | 0 | 0 | 0 | 0 | 0 | 0 | 0 | 0 | 0 | 0 | 0 | 0 | 0 | 0 | 0 | 0 | 0 | 0
180 | MilfordFlat_Sola | 0 | 0 | 0 | 0 | 0 | 0 | 0 | 0 | 0 | 0 | 0 | 0 | 0 | 0 | 0 | 0 | 0 | 0
181 | QF_UTN_Solar | 0 | 0 | 0 | 0 | 0 | 0 | 0 | 0 | 0 | 0 | 0 | 0 | 0 | 0 | 0 | 0 | 0 | 0
182 | QF_FiddlerCanyon | 0 | 0 | 0 | 0 | 0 | 0 | 0 | 0 | 0 | 0 | 0 | 0 | 0 | 0 | 0 | 0 | 0 | 0
183 | QF_SouthMilford_ | 0 | 0 | 0 | 0 | 0 | 0 | 0 | 0 | 0 | 0 | 0 | 0 | 0 | 0 | 0 | 0 | 0 | 0
184 | QF_Manderfield_2 | 0 | 0 | 0 | 0 | 0 | 0 | 0 | 0 | 0 | 0 | 0 | 0 | 0 | 0 | 0 | 0 | 0 | 0
185 | QF_GranitePeak_2 | 0 | 0 | 0 | 0 | 0 | 0 | 0 | 0 | 0 | 0 | 0 | 0 | 0 | 0 | 0 | 0 | 0 | 0
186 | QF_LahoSolar_210 | 0 | 0 | 0 | 0 | 0 | 0 | 0 | 0 | 0 | 0 | 0 | 0 | 0 | 0 | 0 | 0 | 0 | 0
187 | OSIP_Projects | 0 | 0 | 0 | 0 | 0 | 0 | 0 | 0 | 0 | 0 | 0 | 0 | 0 | 0 | 0 | 0 | 0 | 0
188 | PSCO_FC_340325_o | 0 | 0 | 0 | 0 | 0 | 0 | 0 | 0 | 0 | 0 | 0 | 0 | 0 | 0 | 0 | 0 | 0 | 0
189 | Tri-State_27057 | 0 | 0 | 0 | 0 | 0 | 0 | 0 | 0 | 0 | 0 | 0 | 0 | 0 | 0 | 0 | 0 | 0 | 0
190 | BevansPoint | 0 | 0 | 0 | 0 | 0 | 0 | 0 | 0 | 0 | 0 | 0 | 0 | 0 | 0 | 0 | 0 | 0 | 0
191 | MagCorp_144408 | 0 | 0 | 0 | 0 | 0 | 0 | 0 | 0 | 0 | 683.2 | 8688.5 | 12.7 | 0 | 0 | 0 | 683.2 | 8688.5 | 12.7
192 | Nucor_137328 | 0 | 0 | 0 | 0 | 0 | 0 | 0 | 0 | 0 | 534.2 | 6766.5 | 12.7 | 0 | 0 | 0 | 534.2 | 6766.5 | 12.7
193 | MonsanCur_145258 | 0 | 0 | 0 | 0 | 0 | 0 | 0 | 0 | 0 | 0 | 0 | 0 | 0 | 0 | 0 | 0 | 0 | 0
194 | NonOR_Goshen_Off | 0 | 0 | 0 | 0 | 0 | 0 | 0 | 0 | 0 | 0 | 0 | 0 | 0 | 0 | 0 | 0 | 0 | 0
195 | NonOR_Utah_Off | 0 | 0 | 0 | 0 | 0 | 0 | 0 | 0 | 0 | 0 | 0 | 0 | 0 | 0 | 0 | 0 | 0 | 0
196 | NonOR_Walla_Off | 0 | 0 | 0 | 0 | 0 | 0 | 0 | 0 | 0 | 0 | 0 | 0 | 0 | 0 | 0 | 0 | 0 | 0
197 | NonOR_WMain_Off | 0 | 0 | 0 | 0 | 0 | 0 | 0 | 0 | 0 | 0 | 0 | 0 | 0 | 0 | 0 | 0 | 0 | 0
198 | SCL_New_Reserve | 0 | 0 | 0 | 0 | 0 | 0 | 0 | 0 | 0 | 0 | 0 | 0 | 0 | 0 | 0 | 0 | 0 | 0
199 | QF_Kennecott | 0 | 0 | 0 | 0 | 0 | 0 | 0 | 0 | 0 | 0 | 0 | 0 | 0 | 0 | 0 | 0 | 0 | 0
200 | OldMill_Solar | 0 | 0 | 0 | 0 | 0 | 0 | 0 | 0 | 0 | 0 | 0 | 0 | 0 | 0 | 0 | 0 | 0 | 0
201 | LakeSide2 | 572.7 | 437.5 | 0.8 | 0 | 0 | 0 | 96.4 | 198 | 2.1 | 0 | 0 | 0 | 0 | 0 | 0 | 669.1 | 635.4 | 0.9
| SYSTEM TOTAL | 2301.5 | ****** | 6.1 | 0 | 0 | 0 | 3215.8 | ****** | 13.7 | 2172.3 | ****** | 19.3 | 0 | 0 | 0 | 7689.7 | ****** | 13
Ancil | lary S | ervices Deficit R | eport
----- | ------ | ----------------- | -----
|  |  | ---------------- | #NAME? | ncillary S | ervices -- | ---------- | ----------
[5 empty] | Required | Available | Deficit | DefCost
No. | Type | Deficit Area | Name | Hrs | GWh | GWh | GWh | 0
--- | ---- | ---------------- | ---------------- | ------ | --------- | --------- | --------- | ---------
1 | CA | PAC EAST | REG.UP | 161 | 1781.1 | 1780.9 | 0.3 | 85
2 | CA | PAC EAST | REG.DOWN | 0 | 0 | 0 | 0 | 0
3 | CA | PAC EAST | SPIN | 157 | 2135.2 | 2134.7 | 0.6 | 77
4 | CA | PAC EAST | NONSPIN | 0 | 1506.1 | 1506.1 | 0 | 0
5 | CA | PAC EAST | NONSPIN2 | 0 | 0 | 0 | 0 | 0
6 | CA | PAC WEST | REG.UP | 4 | 520.6 | 520.6 | 0 | 0
7 | CA | PAC WEST | REG.DOWN | 0 | 0 | 0 | 0 | 0
8 | CA | PAC WEST | SPIN | 56 | 1081.2 | 1081.2 | 0 | 0
9 | CA | PAC WEST | NONSPIN | 65 | 666.2 | 666.2 | 0 | 0
10 | CA | PAC WEST | NONSPIN2 | 0 | 0 | 0 | 0 | 0
Stati | on Report
----- | ---------
|  |  | Aux | Cap |  |  | Heat H | ours | Fuel/P | rch Cost | Star | t Star | t O&M | O&M | Opert | Total | Total
|  | Energy | Dmnd | Fctr | Sta- | FuelBurn | Rate | per | ¢/MBtu | <F> $0 | 00 Fu | el Co | st Fix | ed V | ar Co | st Co | st Cost
No. | Station | GWh | GWh | % | rts | GBtu | Btu/kWh | Unit | $/MWh | <P> $00 | 0 GBt | u $00 | 0 $00 | 0 $00 | 0 $/MW | h $/MW | h $000
--- | ---------------- | -------- | ------ | ----- | ---- | --------- | ------ | ---- | ------ | --- ----- | ---- | ----- | ------ | ----- | ------ | ------ | --------
1 | BearRiver | 148.4 | 0 | 29.5 | 0 |  |  | 8760 | 0 | 0 |  | 0 | 0 | 0 | 0 | 0 | 0
2 | Clearwater1 | 33.4 | 0 | 97.5 | 0 |  |  | 8760 | 0 | 0 |  | 0 | 0 | 0 | 0 | 0 | 0
3 | Clearwater2 | 45 | 0 | 99 | 0 |  |  | 8760 | 0 | 0 |  | 0 | 0 | 0 | 0 | 0 | 0
4 | FishCreek | 36.5 | 0 | 100 | 0 |  |  | 8760 | 0 | 0 |  | 0 | 0 | 0 | 0 | 0 | 0
5 | GemState_99489 | 49.7 | 0 | 100 | 0 |  |  | 8760 | 0 | 0 |  | 0 | 0 | 0 | 0 | 0 | 0
6 | IronGate | 132.6 | 0 | 100 | 0 |  |  | 8760 | 0 | 0 |  | 0 | 0 | 0 | 0 | 0 | 0
7 | JCBoyle | 322.7 | 0 | 100 | 0 |  |  | 8760 | 0 | 0 |  | 0 | 0 | 0 | 0 | 0 | 0
8 | Lemolo1 | 134.8 | 0 | 96 | 0 |  |  | 8760 | 0 | 0 |  | 0 | 0 | 0 | 0 | 0 | 0
9 | Lemolo2 | 149.4 | 0 | 100 | 0 |  |  | 8760 | 0 | 0 |  | 0 | 0 | 0 | 0 | 0 | 0
10 | Merwin | 417.1 | 0 | 100 | 0 |  |  | 8760 | 0 | 0 |  | 0 | 0 | 0 | 0 | 0 | 0
11 | SmallEastHydro | 110.1 | 0 | 100 | 0 |  |  | 8760 | 0 | 0 |  | 0 | 0 | 0 | 0 | 0 | 0
12 | SodaSprings | 43.2 | 0 | 100 | 0 |  |  | 8760 | 0 | 0 |  | 0 | 0 | 0 | 0 | 0 | 0
13 | Swift1 | 744 | 0 | 34.2 | 0 |  |  | 8760 | 0 | 0 |  | 0 | 0 | 0 | 0 | 0 | 0
14 | Swift2 | 228.8 | 0 | 94.5 | 0 |  |  | 8760 | 0 | 0 |  | 0 | 0 | 0 | 0 | 0 | 0
15 | UKL | 0 | 0 | 0 | 0 |  |  | 0 | 0 | 0 |  | 0 | 0 | 0 | 0 | 0 | 0
16 | Yale | 631.1 | 0 | 43.4 | 0 |  |  | 8760 | 0 | 0 |  | 0 | 0 | 0 | 0 | 0 | 0
17 | Blundell | 247.4 | 0 | 93 | 1 | 2474.4 | 10000 | 8424 | 0 | 0 | 0 | 0 | 0 | 658 | 2.66 | 2.66 | 658
18 | Carbon1 | 114.1 | 0 | 84.5 | 0 | 1383.6 | 12129 | 2160 | 194.5 | 2691 | 0 | 0 | 0 | 260 | 25.87 | 25.87 | 2951
19 | Carbon2 | 187.8 | 0 | 90.5 | 0 | 2174.2 | 11578 | 2160 | 194.5 | 4228 | 0 | 0 | 0 | 428 | 24.8 | 24.8 | 4656
20 | Cholla4 | 2770.2 | 0 | 86 | 0 | 29448.2 | 10631 | 8760 | 226.8 | 66796 | 0 | 0 | 36049 | 1995 | 24.83 | 37.85 | 104840
21 | Colstrip3 | 622.6 | 0 | 99.6 | 0 | 6682 | 10733 | 8760 | 131.4 | 8777 | 0 | 0 | 5005 | 818 | 15.41 | 23.45 | 14600
22 | Colstrip4 | 622.7 | 0 | 99.6 | 0 | 6752.9 | 10845 | 8760 | 131.4 | 8870 | 0 | 0 | 4878 | 833 | 15.58 | 23.42 | 14581
23 | Craig1 | 675.3 | 0 | 95.4 | 12 | 6734.1 | 9972 | 8617 | 205.5 | 13836 | 1 | 3 | 7494 | 0 | 20.49 | 31.59 | 21333
24 | Craig2 | 693.8 | 0 | 97.4 | 0 | 7016.4 | 10114 | 8760 | 205.5 | 14416 | 0 | 0 | 8129 | 0 | 20.78 | 32.5 | 22545
25 | GadsbyGT3 | 0.2 | 0 | 0.1 | 10 | 2.6 | 14336 | 18 | 410.7 | 11 | 0 | 2 | 0 | 1 | 62.79 | 71.21 | 13
26 | Gadsby1 | 0 | 0 | 0 | 0 | 0 | 0 | 0 | 0 | 0 | 0 | 0 | 0 | 0 | 0 | 0 | 0
27 | Gadsby2 | 0 | 0 | 0 | 1 | 0.7 | 17650 | 2 | 401.6 | 3 | 4 | 16 | 0 | 0 | 74.49 | 475.45 | 19
28 | Gadsby3 | 0.7 | 0 | 0.1 | 10 | 9.9 | 14716 | 27 | 401.6 | 40 | 32 | 129 | 0 | 2 | 62.71 | 253.5 | 171
29 | GadsbyGT2 | 0.6 | 0 | 0.2 | 37 | 9 | 14243 | 63 | 412.1 | 37 | 1 | 6 | 0 | 2 | 62.6 | 71.62 | 45
30 | GadsbyGT1 | 0.4 | 0 | 0.1 | 23 | 5.9 | 14290 | 41 | 404.6 | 24 | 1 | 3 | 0 | 2 | 61.73 | 70.17 | 29
31 | Hayden1 | 243.5 | 0 | 67.4 | 2 | 2526.4 | 10377 | 6485 | 240.7 | 6081 | 0 | 1 | 6734 | 192 | 25.77 | 53.43 | 13008
32 | Hayden2 | 231 | 0 | 82.9 | 0 | 2344.6 | 10149 | 8760 | 240.7 | 5644 | 0 | 0 | 3678 | 0 | 24.43 | 40.35 | 9322
33 | Hermiston2 | 1162.9 | 0 | 57.4 | 129 | 8650.3 | 7439 | 6089 | 405.9 | 35111 | 118 | 483 | 0 | 1105 | 31.14 | 31.56 | 36698
34 | Hunter3 | 3787.8 | 0 | 98.4 | 0 | 38432.8 | 10147 | 8760 | 186.1 | 71519 | 0 | 0 | 24168 | 0 | 18.88 | 25.26 | 95687
35 | Hunter1 | 3385.6 | 0 | 98.9 | 0 | 35357.3 | 10443 | 8760 | 186.1 | 65796 | 0 | 0 | 37275 | 474 | 19.57 | 30.58 | 103545
36 | Hunter2 | 2015.5 | 0 | 91.3 | 2 | 20450 | 10146 | 8064 | 186.1 | 38055 | 3 | 82 | 19580 | 0 | 18.88 | 28.64 | 57717
37 | Huntington1 | 3775.3 | 0 | 99.8 | 0 | 36405.7 | 9643 | 8760 | 162.3 | 59104 | 0 | 0 | 25192 | 0 | 15.66 | 22.33 | 84296
38 | Huntington2 | 3184.2 | 0 | 89.9 | 2 | 32314.1 | 10148 | 7901 | 162.3 | 52461 | 4 | 99 | 34338 | 0 | 16.48 | 27.29 | 86898
39 | JBridger1 | 2754.5 | 0 | 97.3 | 1 | 28253.4 | 10257 | 8682 | 191.3 | 54057 | 2 | 68 | 18298 | 689 | 19.87 | 26.54 | 73112
40 | JBridger2 | 2839.7 | 0 | 96 | 1 | 29344.5 | 10334 | 8682 | 191.3 | 56145 | 3 | 89 | 21071 | 682 | 20.01 | 27.46 | 77987
41 | JBridger3 | 1793.9 | 0 | 65.6 | 2 | 18735.3 | 10444 | 6075 | 191.3 | 35846 | 18 | 499 | 29184 | 1991 | 21.09 | 37.64 | 67520
42 | JBridger4 | 2748.4 | 0 | 95.3 | 1 | 28343.6 | 10313 | 8681 | 191.3 | 54230 | 4 | 124 | 16572 | 880 | 20.05 | 26.13 | 71805
43 | JamesRiverCG | 121.4 | 0 | 97.2 | 1 | 874.4 | 7200 | 8520 | 0 | 0 | 0 | 0 | 0 | 11872 | 97.76 | 97.76 | 11872
44 | Johnston1 | 765.8 | 0 | 90.7 | 0 | 8508.4 | 11111 | 8760 | 106.8 | 9091 | 0 | 0 | 6435 | 207 | 12.14 | 20.54 | 15733
45 | Johnston2 | 790.7 | 0 | 91.2 | 0 | 8697.4 | 11000 | 8760 | 106.8 | 9293 | 0 | 0 | 7562 | 198 | 12 | 21.57 | 17053
46 | Johnston3 | 1453.5 | 0 | 80.6 | 2 | 16647 | 11453 | 7901 | 106.8 | 17787 | 8 | 236 | 23357 | 538 | 12.61 | 28.84 | 41918
47 | Johnston4 | 2526.2 | 0 | 95.7 | 0 | 27009.8 | 10692 | 8760 | 106.8 | 28859 | 0 | 0 | 22750 | 783 | 11.73 | 20.74 | 52392
48 | Naughton1 | 1109.7 | 0 | 85.6 | 0 | 11466.1 | 10332 | 8760 | 213.4 | 24469 | 0 | 0 | 11247 | 377 | 22.39 | 32.52 | 36093
49 | Naughton2 | 1277 | 0 | 75.3 | 2 | 13321.2 | 10432 | 7863 | 213.4 | 28428 | 3 | 13 | 23117 | 447 | 22.61 | 40.72 | 52004
50 | WestValleyCi GT1 | 0 | 0 | 0 | 0 | 0 | 0 | 0 | 0 | 0 | 0 | 0 | 0 | 0 | 0 | 0 | 0
51 | WestValleyCi GT4 | 0 | 0 | 0 | 0 | 0 | 0 | 0 | 0 | 0 | 0 | 0 | 0 | 0 | 0 | 0 | 0
52 | WestValleyCi GT5 | 0 | 0 | 0 | 0 | 0 | 0 | 0 | 0 | 0 | 0 | 0 | 0 | 0 | 0 | 0 | 0
53 | WestValleyCi GT3 | 0 | 0 | 0 | 0 | 0 | 0 | 0 | 0 | 0 | 0 | 0 | 0 | 0 | 0 | 0 | 0
54 | WestValleyCi GT2 | 0 | 0 | 0 | 0 | 0 | 0 | 0 | 0 | 0 | 0 | 0 | 0 | 0 | 0 | 0 | 0
55 | Wyodak1 | 1714.8 | 0 | 75.5 | 2 | 20754.2 | 12103 | 7922 | 110.5 | 22942 | 4 | 106 | 21495 | 600 | 13.73 | 26.32 | 45143
56 | CurrantCreek | 1806.1 | 0 | 39.6 | 298 | 12826.9 | 7102 | 4405 | 394.8 | 50645 | 1010 | 4006 | 0 | 6527 | 31.65 | 33.87 | 61178
57 | BigFork | 25.3 | 0 | 100 | 0 |  |  | 8760 | 0 | 0 |  | 0 | 0 | 0 | 0 | 0 | 0
58 | LakeSide | 2395.1 | 0 | 53.5 | 299 | 16768.4 | 7001 | 6188 | 394.5 | 66157 | 993 | 3948 | 0 | 6924 | 30.51 | 32.16 | 77029
59 | PAC-COB SALE | -900.4 | 0 | 80.4 | 269 |  |  | 7098 | 40.4 | -36333 |  | 0 | 0 | 0 | 40.35 | 40.35 | -36333
60 | PAC-COB PUR | 372.9 | 0 | 4.3 | 301 |  |  | 1765 | 23.7 | 8825 |  | 0 | 0 | 0 | 23.67 | 23.67 | 8825
61 | PAC-MIDC SALE | -157.1 | 0 | 0 | 330 |  |  | 2011 | 36.5 | -5735 |  | 0 | 0 | 0 | 36.5 | 36.5 | -5735
62 | PAC-MIDC PUR | 2393.9 | 0 | 27.3 | 299 |  |  | 7062 | 30.5 | 73066 |  | 0 | 0 | 0 | 30.52 | 30.52 | 73066
63 | PAC-FC SALE | -1866.8 | 0 | 85.5 | 243 |  |  | 8215 | 35 | -65403 |  | 0 | 0 | 0 | 35.04 | 35.04 | -65403
64 | PAC-FC PUR | 122.9 | 0 | 1.4 | 512 |  |  | 1112 | 37.8 | 4639 |  | 0 | 0 | 0 | 37.76 | 37.76 | 4639
65 | PAC-PV SALE | -3296.3 | 0 | 0.4 | 0 |  |  | 8760 | 34.9 | -115077 |  | 0 | 0 | 0 | 34.91 | 34.91 | -115077
66 | PAC-PV PUR | 0 | 0 | 0 | 527 |  |  | 1621 | 0 | 0 |  | 0 | 0 | 0 | 0 | 0 | 0
67 | RR1_100371 | 139.4 | 0 | 100 | 0 |  |  | 8760 | 35.5 | 4945 |  | 0 | 0 | 0 | 35.48 | 35.48 | 4945
68 | FC4_79207_In | 52.9 | 0 | 100 | 0 |  |  | 8760 | 0 | 0 |  | 0 | 0 | 0 | 0 | 0 | 0
69 | Monsanto_145258 | 0 | 0 | 0 | 0 |  |  | 0 | 0 | 0 |  | 0 | 0 | 0 | 0 | 0 | 0
70 | APS_27875_Supp | 115.8 | 0 | 9.5 | 0 |  |  | 8760 | 40.7 | 4716 |  | 0 | 0 | 4716 | 81.44 | 81.44 | 9431
71 | REDD_66276_Out | -127 | 0 | 100 | 0 |  |  | 8016 | 0 | 0 |  | 0 | 0 | 0 | 0 | 0 | 0
72 | Douglas_38185 | 62.1 | 0 | 100 | 0 |  |  | 8760 | 35.2 | 2187 |  | 0 | 0 | 0 | 35.23 | 35.23 | 2187
73 | PGE_Cove_83984 | 12 | 0 | 100 | 0 |  |  | 8760 | 0 | 0 |  | 0 | 0 | 0 | 0 | 0 | 0
74 | FC1_42818_Out | -45.4 | 0 | 100 | 0 |  |  | 8760 | 69 | -3131 |  | 0 | 0 | 0 | 69 | 69 | -3131
75 | FC1_63510_Out | -19.3 | 0 | 100 | 0 |  |  | 8760 | 0 | 0 |  | 0 | 0 | 0 | 0 | 0 | 0
76 | FC4_79207_Out | -50.4 | 0 | 100 | 0 |  |  | 8760 | 0 | 0 |  | 0 | 0 | 0 | 0 | 0 | 0
77 | Cowlitz_65787 | -255.2 | 0 | 100 | 0 |  |  | 8760 | 0 | 0 |  | 0 | 0 | 0 | 0 | 0 | 0
78 | SIE_64885_McNary | 1376.7 | 0 | 100 | 0 |  |  | 8760 | 0 | 0 |  | 0 | 0 | 0 | 0 | 0 | 0
79 | SMUD_24296_In | 217.4 | 0 | 100 | 0 |  |  | 8736 | 37 | 8043 |  | 0 | 0 | 0 | 37 | 37 | 8043
80 | APS_58118_FC_In | 458.3 | 0 | 100 | 0 |  |  | 8760 | 0 | 0 |  | 0 | 0 | 0 | 0 | 0 | 0
81 | APS_58119_FC_Out | -279.7 | 0 | 100 | 0 |  |  | 8760 | 0 | 0 |  | 0 | 0 | 0 | 0 | 0 | 0
82 | REDD_66276_In | 114.9 | 0 | 100 | 0 |  |  | 8016 | 0 | 0 |  | 0 | 0 | 0 | 0 | 0 | 0
83 | APS_58118_AZ_In | 113.1 | 0 | 100 | 0 |  |  | 8760 | 0 | 0 |  | 0 | 0 | 0 | 0 | 0 | 0
84 | APS_58119_AZ_Out | -291.7 | 0 | 100 | 0 |  |  | 8760 | 0 | 0 |  | 0 | 0 | 0 | 0 | 0 | 0
85 | SIE_64885_Goshen | 913.6 | 0 | 100 | 0 |  |  | 8760 | 0 | 0 |  | 0 | 0 | 0 | 0 | 0 | 0
86 | Hermiston1 | 1056.5 | 0 | 51.7 | 110 | 7886.6 | 7465 | 5758 | 406.1 | 32026 | 121 | 496 | 0 | 1004 | 31.26 | 31.73 | 33526
87 | WCE_244520 | 177 | 0 | 100 | 0 |  |  | 8760 | 58 | 10262 |  | 0 | 0 | 0 | 57.98 | 57.98 | 10262
88 | ECH_160595 | 111.6 | 0 | 100 | 0 |  |  | 8760 | 46.5 | 5188 |  | 0 | 0 | 0 | 46.5 | 46.5 | 5188
89 | FC1_In | 128.6 | 0 | 100 | 0 |  |  | 8760 | 0 | 0 |  | 0 | 0 | 0 | 0 | 0 | 0
90 | Deseret_194277 | 583.7 | 0 | 77.7 | 65 |  |  | 8563 | 20.8 | 12136 |  | 0 | 0 | 0 | 20.79 | 20.79 | 12136
91 | DSM_ID_Irrigate | 0 | 0 | 0 | 4 |  |  | 1008 | 0 | 0 |  | 0 | 0 | 0 | 0 | 0 | 0
92 | QF_Exxon_236032 | 0 | 0 | 0 | 0 |  |  | 8760 | 0 | 0 |  | 0 | 0 | 0 | 0 | 0 | 0
93 | QF_SUNN_Ad_59965 | 58.4 | 0 | 93.9 | 2 |  |  | 8256 | 46.5 | 2714 |  | 0 | 1967 | 0 | 46.48 | 80.17 | 4681
94 | QF_SUNN_Ba_83997 | 328.4 | 0 | 93.9 | 2 |  |  | 8256 | 48.8 | 16027 |  | 0 | 9117 | 0 | 48.8 | 76.56 | 25144
95 | QF_Tesoro_519533 | 0 | 0 | 0 | 0 |  |  | 8760 | 0 | 0 |  | 0 | 0 | 0 | 0 | 0 | 0
96 | BHPL_28160_Loss | -15.6 | 0 | 100 | 0 |  |  | 8760 | 11 | -171 |  | 0 | 0 | 0 | 10.98 | 10.98 | -171
97 | Rogue | 283 | 0 | 100 | 0 |  |  | 8760 | 0 | 0 |  | 0 | 0 | 0 | 0 | 0 | 0
98 | MidColumbia | 345.5 | 0 | 64.6 | 0 |  |  | 8760 | 0 | 0 |  | 0 | 0 | 0 | 0 | 0 | 0
99 | Toketee-Slide | 288.2 | 0 | 100 | 0 |  |  | 8760 | 0 | 0 |  | 0 | 0 | 0 | 0 | 0 | 0
100 | SmallWestHydro | 20.8 | 0 | 100 | 0 |  |  | 8760 | 0 | 0 |  | 0 | 0 | 0 | 0 | 0 | 0
101 | PSCO_340325_In | 1314 | 0 | 100 | 0 |  |  | 8760 | 0 | 0 |  | 0 | 0 | 0 | 0 | 0 | 0
102 | PSCO_340325_Out | -1112.7 | 0 | 100 | 0 |  |  | 8760 | 0 | 0 |  | 0 | 0 | 0 | 0 | 0 | 0
103 | HURR_393045_S | -0.2 | 0 | 100 | 0 |  |  | 8760 | 75 | -16 |  | 0 | 0 | 0 | 75 | 75 | -16
104 | HURR_393045_P | 1.9 | 0 | 100 | 0 |  |  | 8760 | 75 | 145 |  | 0 | 0 | 0 | 75 | 75 | 145
105 | LeaningJ_317714 | 301.7 | 0 | 100 | 0 |  |  | 8760 | 0 | 0 |  | 0 | 0 | 0 | 0 | 0 | 0
106 | Marengo1_332428 | 393.5 | 0 | 100 | 0 |  |  | 8760 | 0 | 0 |  | 0 | 0 | 0 | 0 | 0 | 0
107 | GoodHill_332427 | 267.1 | 0 | 100 | 0 |  |  | 8760 | 0 | 0 |  | 0 | 0 | 0 | 0 | 0 | 0
108 | Mtn_Wind1_367721 | 151.9 | 0 | 100 | 0 |  |  | 8760 | 0 | 0 |  | 0 | 0 | 0 | 0 | 0 | 0
109 | Mtn_Wind2_398449 | 189.8 | 0 | 100 | 0 |  |  | 8760 | 0 | 0 |  | 0 | 0 | 0 | 0 | 0 | 0
110 | SpanishF_311681 | 51.7 | 0 | 100 | 0 |  |  | 8760 | 0 | 0 |  | 0 | 0 | 0 | 0 | 0 | 0
111 | OregonWF_Plan_I | 161.3 | 0 | 100 | 0 |  |  | 8760 | 106.4 | 17159 |  | 0 | 0 | 0 | 106.4 | 106.4 | 17159
112 | Marengo2_423463 | 187.4 | 0 | 100 | 0 |  |  | 8760 | 0 | 0 |  | 0 | 0 | 0 | 0 | 0 | 0
113 | Glenrock_423461 | 324 | 0 | 100 | 0 |  |  | 8760 | 0 | 0 |  | 0 | 0 | 0 | 0 | 0 | 0
114 | SevenMile_357819 | 349.9 | 0 | 100 | 0 |  |  | 8760 | 0 | 0 |  | 0 | 0 | 0 | 0 | 0 | 0
115 | Rolling_H_423462 | 292.8 | 0 | 100 | 0 |  |  | 8760 | 0 | 0 |  | 0 | 0 | 0 | 0 | 0 | 0
116 | SevenMile2_Plan | 68.9 | 0 | 100 | 0 |  |  | 8760 | 0 | 0 |  | 0 | 0 | 0 | 0 | 0 | 0
117 | Glenrock3_Plan | 124.5 | 0 | 100 | 0 |  |  | 8760 | 0 | 0 |  | 0 | 0 | 0 | 0 | 0 | 0
118 | McFadden_Ridge_I | 86.1 | 0 | 100 | 0 |  |  | 8760 | 0 | 0 |  | 0 | 0 | 0 | 0 | 0 | 0
119 | QF_EVB_351030 | 47.9 | 0 | 100 | 0 |  |  | 8736 | 66.4 | 3177 |  | 0 | 0 | 0 | 66.36 | 66.36 | 3177
120 | WEYE_Res_356685 | 0 | 0 | 0 | 0 |  |  | 0 | 0 | 0 |  | 0 | 0 | 0 | 0 | 0 | 0
121 | Chehalis | 1081.1 | 0 | 26.3 | 129 | 7889.9 | 7298 | 3203 | 412.3 | 32530 | 447 | 1875 | 0 | 3764 | 33.57 | 35.31 | 38170
122 | PAC-Mead PUR | 0 | 0 | 0 | 201 |  |  | 437 | 0 | 0 |  | 0 | 0 | 0 | 0 | 0 | 0
123 | PAC-Mead SALE | -699.5 | 0 | 61.8 | 395 |  |  | 7621 | 36.6 | -25578 |  | 0 | 0 | 0 | 36.56 | 36.56 | -25578
124 | PAC-Mona PUR | 644.1 | 0 | 7.4 | 851 |  |  | 5871 | 34.2 | 22050 |  | 0 | 0 | 0 | 34.23 | 34.23 | 22050
125 | PAC-Mona SALE | -350.6 | 0 | 53.8 | 705 |  |  | 6041 | 35.3 | -12363 |  | 0 | 0 | 0 | 35.26 | 35.26 | -12363
126 | Copco 1-2 | 267.3 | 0 | 57.9 | 0 |  |  | 8760 | 0 | 0 |  | 0 | 0 | 0 | 0 | 0 | 0
127 | Top of World | 610.3 | 0 | 100 | 0 |  |  | 8760 | 64.7 | 39481 |  | 0 | 0 | 0 | 64.69 | 64.69 | 39481
128 | QF_CA_Hydro | 33.3 | 0 | 100 | 0 |  |  | 8760 | 144.8 | 4825 |  | 0 | 0 | 0 | 144.84 | 144.84 | 4825
129 | QF_OR_Biomass | 3.7 | 0 | 100 | 0 |  |  | 8760 | 68.2 | 250 |  | 0 | 0 | 0 | 68.24 | 68.24 | 250
130 | QF_OR_Hydro | 162.4 | 0 | 100 | 0 |  |  | 8760 | 107.9 | 17512 |  | 0 | 0 | 0 | 107.86 | 107.86 | 17512
131 | QF_OR_Thermal | 125.6 | 0 | 100 | 0 |  |  | 8760 | 71 | 8917 |  | 0 | 0 | 0 | 71 | 71 | 8917
132 | QF_UTN_Biomass | 0 | 0 | 0 | 0 |  |  | 8760 | 0 | 0 |  | 0 | 0 | 0 | 0 | 0 | 0
133 | QF_UTS_Biomass | 17.7 | 0 | 100 | 0 |  |  | 8760 | 50.7 | 900 |  | 0 | 0 | 0 | 50.75 | 50.75 | 900
134 | QF_UTN_Hydro | 6.7 | 0 | 100 | 0 |  |  | 8760 | 88.9 | 593 |  | 0 | 0 | 0 | 88.89 | 88.89 | 593
135 | QF_WAYA_Biomass | 0 | 0 | 0 | 0 |  |  | 8760 | 0 | 0 |  | 0 | 0 | 0 | 0 | 0 | 0
136 | QF_WAWW_Hydro | 0 | 0 | 0 | 0 |  |  | 8760 | 0 | 0 |  | 0 | 0 | 0 | 0 | 0 | 0
137 | QF_WAYA_Wind | 0 | 0 | 0 | 0 |  |  | 8760 | 0 | 0 |  | 0 | 0 | 0 | 0 | 0 | 0
138 | QF_WY_Hydro | 11.4 | 0 | 100 | 0 |  |  | 8760 | 71.5 | 814 |  | 0 | 0 | 0 | 71.47 | 71.47 | 814
139 | QF_ID_Hydro | 112.6 | 0 | 100 | 0 |  |  | 8760 | 92.8 | 10451 |  | 0 | 0 | 0 | 92.8 | 92.8 | 10451
140 | Dunlap | 353.9 | 0 | 100 | 0 |  |  | 8760 | 0 | 0 |  | 0 | 0 | 0 | 0 | 0 | 0
141 | HighPlains_Plan | 309.6 | 0 | 100 | 0 |  |  | 8760 | 0 | 0 |  | 0 | 0 | 0 | 0 | 0 | 0
142 | T3_Buttes_460457 | 323.1 | 0 | 100 | 0 |  |  | 8760 | 63.8 | 20613 |  | 0 | 0 | 0 | 63.8 | 63.8 | 20613
143 | I_W_PowerCnty_I | 59.8 | 0 | 100 | 0 |  |  | 8760 | 76 | 4548 |  | 0 | 0 | 0 | 76.01 | 76.01 | 4548
144 | I_W_PowerCnty_II | 57.1 | 0 | 100 | 0 |  |  | 8760 | 76 | 4342 |  | 0 | 0 | 0 | 76.01 | 76.01 | 4342
145 | PAC-NOB PUR | 50.7 | 0 | 2.9 | 137 |  |  | 388 | 19.8 | 1004 |  | 0 | 0 | 0 | 19.83 | 19.83 | 1004
146 | SCL_New_In | 377.4 | 0 | 100 | 0 |  |  | 8760 | 0 | 0 |  | 0 | 0 | 0 | 0 | 0 | 0
147 | SCL_New_Out | -360.9 | 0 | 100 | 0 |  |  | 8760 | 14.6 | -5258 |  | 0 | 0 | -5258 | 29.14 | 29.14 | -10517
148 | QF_RBFP_E20771 | 12 | 0 | 100 | 0 |  |  | 8760 | 54.1 | 648 |  | 0 | 0 | 0 | 54.05 | 54.05 | 648
149 | ConstEng_E999691 | 63.2 | 0 | 100 | 0 |  |  | 8760 | 54.7 | 3458 |  | 0 | 0 | 3458 | 109.44 | 109.44 | 6916
150 | TMF_BioF_E20958 | 37.2 | 0 | 88.5 | 0 |  |  | 8760 | 0 | 0 |  | 0 | 0 | 1406 | 37.76 | 37.76 | 1406
151 | PAC-NOB SALE | 0 | 0 | 0 | 0 |  |  | 0 | 0 | 0 |  | 0 | 0 | 0 | 0 | 0 | 0
152 | I_Naughton3_GCF | 203.4 | 0 | 11.7 | 10 | 2327.2 | 11444 | 1440 | 378.9 | 8817 | 21 | 80 | 4758 | 0 | 43.36 | 67.15 | 13656
153 | BHPL_27013R_MC_S | -168.9 | 0 | 100 | 0 |  |  | 8760 | 11 | -1854 |  | 0 | 0 | 0 | 10.98 | 10.98 | -1854
154 | BHPL_27013R_US_S | -65.9 | 0 | 100 | 0 |  |  | 8760 | 11 | -724 |  | 0 | 0 | 0 | 10.98 | 10.98 | -724
155 | UMPA_45631R_S | -220.8 | 0 | 100 | 0 |  |  | 8760 | 23.2 | -5131 |  | 0 | -4396 | -5131 | 46.48 | 66.39 | -14659
156 | NonOwnRes_Wa | 0 | 0 | 0 | 0 |  |  | 8760 | 0 | 0 |  | 0 | 0 | 0 | 0 | 0 | 0
157 | NonOwnRes_WM | 0 | 0 | 0 | 0 |  |  | 8760 | 0 | 0 |  | 0 | 0 | 0 | 0 | 0 | 0
158 | NonOwnRes_Go | 0 | 0 | 0 | 0 |  |  | 8760 | 0 | 0 |  | 0 | 0 | 0 | 0 | 0 | 0
159 | NonOwnRes_Wy | 0 | 0 | 0 | 0 |  |  | 8760 | 0 | 0 |  | 0 | 0 | 0 | 0 | 0 | 0
160 | NonOwnRes_Ut | 0 | 0 | 0 | 0 |  |  | 8760 | 0 | 0 |  | 0 | 0 | 0 | 0 | 0 | 0
161 | DorenaHyd_20887 | 15.1 | 0 | 100 | 0 |  |  | 8760 | 73.5 | 1107 |  | 0 | 0 | 0 | 73.47 | 73.47 | 1107
162 | QF_Bioms1_234159 | 228.5 | 0 | 100 | 0 |  |  | 8760 | 74.9 | 17124 |  | 0 | 0 | 0 | 74.94 | 74.94 | 17124
163 | QF_W_MC_FivePine | 109.4 | 0 | 100 | 0 |  |  | 8760 | 72.7 | 7951 |  | 0 | 0 | 0 | 72.71 | 72.71 | 7951
164 | QF_W_MC_NorthPt | 239.1 | 0 | 100 | 0 |  |  | 8760 | 72.7 | 17388 |  | 0 | 0 | 0 | 72.71 | 72.71 | 17388
165 | ObsidianBlkCap | 4.7 | 0 | 100 | 0 |  |  | 8760 | 72.7 | 342 |  | 0 | 0 | 0 | 72.71 | 72.71 | 342
166 | QF_CA_Biomass | 0 | 0 | 100 | 0 |  |  | 8760 | 32.2 | 1 |  | 0 | 0 | 0 | 32.24 | 32.24 | 1
167 | QF_ID_Biomass | 10.8 | 0 | 100 | 0 |  |  | 8760 | 75.4 | 814 |  | 0 | 0 | 0 | 75.4 | 75.4 | 814
168 | QF_UTN_Wind | 0 | 0 | 0 | 0 |  |  | 8760 | 0 | 0 |  | 0 | 0 | 0 | 0 | 0 | 0
169 | QF_WAYA_Hydro | 6.7 | 0 | 100 | 0 |  |  | 8760 | 38.4 | 258 |  | 0 | 0 | 0 | 38.4 | 38.4 | 258
170 | QF_WY_Wind | 0.3 | 0 | 100 | 0 |  |  | 8760 | 60.5 | 18 |  | 0 | 0 | 0 | 60.5 | 60.5 | 18
171 | DSM_CooKeeper_Te | 0 | 0 | 0 | 6 |  |  | 1680 | 0 | 0 |  | 0 | 0 | 0 | 0 | 0 | 0
172 | DSM_UT_Irrigate_ | 0 | 0 | 0 | 5 |  |  | 1176 | 0 | 0 |  | 0 | 0 | 0 | 0 | 0 | 0
173 | BHPL_27013R_WYNE | -10.8 | 0 | 10.6 | 186 |  |  | 952 | 11 | -119 |  | 0 | 0 | 0 | 10.98 | 10.98 | -119
174 | BHPL_27013R_JB | 0 | 0 | 0 | 0 |  |  | 0 | 0 | 0 |  | 0 | 0 | 0 | 0 | 0 | 0
175 | QF_Latigo_21022 | 91.3 | 0 | 100 | 1 |  |  | 5880 | 60 | 5484 |  | 0 | 0 | 0 | 60.05 | 60.05 | 5484
176 | Buckhorn_Solar | 1.8 | 0 | 100 | 1 |  |  | 3696 | 76.3 | 140 |  | 0 | 0 | 0 | 76.3 | 76.3 | 140
177 | CedarValley_Sola | 1.8 | 0 | 100 | 1 |  |  | 3696 | 76.3 | 140 |  | 0 | 0 | 0 | 76.3 | 76.3 | 140
178 | Beryl_Solar | 1.9 | 0 | 100 | 1 |  |  | 3696 | 76.3 | 144 |  | 0 | 0 | 0 | 76.3 | 76.3 | 144
179 | Greenvile_Solar | 1.4 | 0 | 100 | 1 |  |  | 3696 | 76.3 | 103 |  | 0 | 0 | 0 | 76.3 | 76.3 | 103
180 | MilfordFlat_Sola | 1.8 | 0 | 100 | 1 |  |  | 3696 | 58.4 | 107 |  | 0 | 0 | 0 | 58.39 | 58.39 | 107
181 | QF_UTN_Solar | 0.9 | 0 | 100 | 0 |  |  | 8760 | 0 | 0 |  | 0 | 0 | 0 | 0 | 0 | 0
182 | QF_FiddlerCanyon | 11 | 0 | 100 | 1 |  |  | 5184 | 85 | 936 |  | 0 | 0 | 0 | 85 | 85 | 936
183 | QF_SouthMilford_ | 7.6 | 0 | 100 | 1 |  |  | 8424 | 58.4 | 441 |  | 0 | 0 | 0 | 58.39 | 58.39 | 441
184 | QF_Manderfield_2 | 3.2 | 0 | 100 | 1 |  |  | 5184 | 85 | 272 |  | 0 | 0 | 0 | 85 | 85 | 272
185 | QF_GranitePeak_2 | 1.8 | 0 | 100 | 1 |  |  | 3696 | 58.4 | 107 |  | 0 | 0 | 0 | 58.39 | 58.39 | 107
186 | QF_LahoSolar_210 | 1.8 | 0 | 100 | 1 |  |  | 3696 | 58.4 | 107 |  | 0 | 0 | 0 | 58.39 | 58.39 | 107
187 | OSIP_Projects | 3.9 | 0 | 100 | 0 |  |  | 8760 | 0 | 0 |  | 0 | 0 | 0 | 0 | 0 | 0
188 | PSCO_FC_340325_o | 0 | 0 | 0 | 0 |  |  | 0 | 0 | 0 |  | 0 | 0 | 0 | 0 | 0 | 0
189 | Tri-State_27057 | 91.6 | 0 | 63.9 | 292 |  |  | 5337 | 15.5 | 1419 |  | 0 | 0 | 0 | 15.49 | 15.49 | 1419
190 | BevansPoint | 3.4 | 0 | 100 | 1 |  |  | 6624 | 78.9 | 267 |  | 0 | 0 | 0 | 78.86 | 78.86 | 267
191 | MagCorp_144408 | 0 | 0 | 0 | 0 |  |  | 0 | 0 | 0 |  | 0 | 0 | 0 | 0 | 0 | 0
192 | Nucor_137328 | 0 | 0 | 0 | 0 |  |  | 0 | 0 | 0 |  | 0 | 0 | 0 | 0 | 0 | 0
193 | MonsanCur_145258 | 0 | 0 | 0 | 0 |  |  | 0 | 0 | 0 |  | 0 | 0 | 0 | 0 | 0 | 0
194 | NonOR_Goshen_Off | 0 | 0 | 0 | 0 |  |  | 8760 | 0 | 0 |  | 0 | 0 | 0 | 0 | 0 | 0
195 | NonOR_Utah_Off | 0 | 0 | 0 | 0 |  |  | 8760 | 0 | 0 |  | 0 | 0 | 0 | 0 | 0 | 0
196 | NonOR_Walla_Off | 0 | 0 | 0 | 0 |  |  | 8760 | 0 | 0 |  | 0 | 0 | 0 | 0 | 0 | 0
197 | NonOR_WMain_Off | 0 | 0 | 0 | 0 |  |  | 8760 | 0 | 0 |  | 0 | 0 | 0 | 0 | 0 | 0
198 | SCL_New_Reserve | 0 | 0 | 0 | 0 |  |  | 0 | 0 | 0 |  | 0 | 0 | 0 | 0 | 0 | 0
199 | QF_Kennecott | 84.3 | 0 | 100 | 0 |  |  | 8760 | 0 | 0 |  | 0 | 0 | 0 | 0 | 0 | 0
200 | OldMill_Solar | 5.7 | 0 | 100 | 1 |  |  | 4416 | 0 | 0 |  | 0 | 0 | 0 | 0 | 0 | 0
201 | LakeSide2 | 2887.6 | 0 | 50.8 | 196 | 19568.2 | 6777 | 6236 | 394.5 | 77187 | 751 | 3203 | 24303 | 9319 | 29.96 | 39.48 | 114011
SYSTE | M PRODUCTION | 63678.5 | 0 |  | 6628 | 518397.6 | 9772 |  |  | 1153427 | 3549 | 15564 | 449358 | 52760 | 18.94 | 26.24 | 1671109

## Study2CHrly
Build ID: 000001_x64 Ventyx p. 1
MULTISYM V8.1.03 Copyright 1998-2014. All rights reserved. L0000-00 1 iter Convergent Monte 08/29/2014
2015: I15_P_WI_S2Mthd25493 (Environmental) 05:23:45 PM
Station Group Report
--------------------
|  | Aux | Cap |  |  | Heat Hours | Fuel/P | rch Cost | Star | t Star | t O&M | O&M | Opert | Total | Total
| Energy | Dmnd | Fctr | Sta- | FuelBurn | Rate per | ¢/MBtu | <F> $0 | 00 Fu | el Co | st Fix | ed V | ar Co | st Co | st Cost
No. Group | GWh | GWh | % | rts | GBtu | Btu/kWh Unit | $/MWh | <P> $00 | 0 GBt | u $00 | 0 $00 | 0 $00 | 0 $/MW | h $/MW | h $000
--- ---------------- | -------- | ------ | ----- | ---- | --------- | ------ ---- | ------ | --- ----- | ---- | ----- | ------ | ----- | ------ | ------ | --------
Native Load | 63531.2
Dump Power | 140.7 | [12 empty] | 14.1 | 1984
Aux Demand | 0
Tran. Losses | 0
LESS Resources (Export | s):
1 HydroEast | 258.5 | 0 | 42.2 | 0 |  |  | 0 | 0 |  | 0 | 0 | 0 | 0 | 0 | 0
2 HydroWest | 4148.8 | 0 | 60.9 | 0 |  |  | 0 | 0 |  | 0 | 0 | 0 | 0 | 0 | 0
3 PurchaseEast | 1281.2 | 0 | 48.3 | 70 |  |  | 39.9 | 51115 |  | 0 | 11084 | 8174 | 46.28 | 54.93 | 70373
4 RenewableEast | 4616.5 | 0 | 99.4 | 14 | 2382.4 | 10000 | 0 | 114994 | 0 | 0 | 0 | 634 | 25.05 | 25.05 | 115628
5 ThermalEast | 38231 | 0 | 74.1 | 1105 | 372550.9 | 9745 | 202.2 | 753186 | 2423 | 10234 | 342903 | 31892 | 20.54 | 29.77 | 1138215
6 ThermalWest | 14761 | 0 | 70.4 | 399 | 143166.1 | 9699 | 222 | 317814 | 767 | 3861 | 95008 | 23795 | 23.14 | 29.84 | 440479
7 IRPEast | 192.1 | 0 | 11.1 | 14 | 2244.8 | 11684 | 378.9 | 8505 | 30 | 112 | 4758 | 0 | 44.27 | 69.62 | 13376
8 MCP | -3991 | 0 | 0.2 | 4557 |  |  | 39.2 | -156301 |  | 0 | 0 | 0 | 39.16 | 39.16 | -156301
9 InterruptEast | 0 | 0 | 0 | 0 |  |  | 0 | 0 |  | 0 | 0 | 0 | 0 | 0 | 0
10 RenewableWest | 1429.6 | 0 | 93.9 | 0 |  |  | 12 | 17088 |  | 0 | 0 | -3853 | 9.26 | 9.26 | 13235
11 PurchaseWest | 709.2 | 0 | 100 | 0 |  |  | 79 | 56006 |  | 0 | 0 | 0 | 78.97 | 78.97 | 56006
12 ExchangeEast | 1229.8 | 0 | 119.6 | 0 |  |  | 0 | 0 |  | 0 | 0 | 0 | 0 | 0 | 0
13 SaleWest | -443.3 | 0 | 100 | 0 |  |  | 4.2 | -1854 |  | 0 | 0 | 0 | 4.18 | 4.18 | -1854
14 SaleEast | -302.5 | 0 | 100 | 0 |  |  | 20 | -6042 |  | 0 | -4396 | -5131 | 36.93 | 51.46 | -15570
15 ExchangeWest | 1467.1 | 0 | 100 | 0 |  |  | 5.5 | 8043 |  | 0 | 0 | 0 | 5.48 | 5.48 | 8043
16 DSMEast | 0 | 0 | 0 | 9 |  |  | 0 | 0 |  | 0 | 0 | 0 | 0 | 0 | 0
Resource Totals | 63668.7 | 0 |  | 6656 | 520344.1 | 9740 |  | 1163851 | 3219 | 14207 | 449358 | 55511 | 19.15 | 26.43 | 1682927
Wheeling | [14 empty] | 1394
Fuel demand charges | [14 empty] | 0
Emissions costs | [14 empty] | 0
Reserve deficiencies | [14 empty] | 1566
E.N.S. | 3.3 | [12 empty] | 1000 | 3254
SYSTEM | [13 empty] | 26.5 | 1687156
Ancil | lary Services Con | tribut | ion An | d Reve | nue Re | port
----- | ----------------- | ------ | ------ | ------ | ------ | ----
|  | #NAME? | illary | Servi | ces (c | ontrib | ution, | revenu | e,rate | )
|  | #NAME? | UP |  | #NAME? | DOWN |  | #NAME? |  |  | #NAME? | PIN |  | #NAME? | PIN2 |  | #NAME? | l
No. | Station | GWh | 0 | $/MW-h | GWh | 0 | $/MW-h | GWh | 0 | $/MW-h | GWh | 0 | $/MW-h | GWh | 0 | $/MW-h | GWh | 0 | $/MW-h
--- | ---------------- | ----- | ----- | ----- | ----- | ----- | ----- | ----- | ----- | ----- | ----- | ----- | ----- | ----- | ----- | ----- | ----- | ----- | -----
1 | BearRiver | 110.7 | 358.2 | 3.2 | 0 | 0 | 0 | 15.2 | 78.5 | 5.2 | 122.2 | 2461.6 | 20.1 | 0 | 0 | 0 | 248.1 | 2898.3 | 11.7
2 | Clearwater1 | 0 | 0 | 0 | 0 | 0 | 0 | 0 | 0 | 0 | 0 | 0 | 0 | 0 | 0 | 0 | 0 | 0 | 0
3 | Clearwater2 | 0 | 0 | 0 | 0 | 0 | 0 | 0 | 0 | 0 | 0 | 0 | 0 | 0 | 0 | 0 | 0 | 0 | 0
4 | FishCreek | 0 | 0 | 0 | 0 | 0 | 0 | 0 | 0 | 0 | 0 | 0 | 0 | 0 | 0 | 0 | 0 | 0 | 0
5 | GemState_99489 | 0 | 0 | 0 | 0 | 0 | 0 | 0 | 0 | 0 | 0 | 0 | 0 | 0 | 0 | 0 | 0 | 0 | 0
6 | IronGate | 0 | 0 | 0 | 0 | 0 | 0 | 0 | 0 | 0 | 0 | 0 | 0 | 0 | 0 | 0 | 0 | 0 | 0
7 | JCBoyle | 0 | 0 | 0 | 0 | 0 | 0 | 0 | 0 | 0 | 0 | 0 | 0 | 0 | 0 | 0 | 0 | 0 | 0
8 | Lemolo1 | 0 | 0 | 0 | 0 | 0 | 0 | 0 | 0 | 0 | 1.3 | 20.9 | 16.6 | 0 | 0 | 0 | 1.3 | 20.9 | 16.6
9 | Lemolo2 | 0 | 0 | 0 | 0 | 0 | 0 | 0 | 0 | 0 | 0 | 0 | 0 | 0 | 0 | 0 | 0 | 0 | 0
10 | Merwin | 0 | 0 | 0 | 0 | 0 | 0 | 0 | 0 | 0 | 0 | 0 | 0 | 0 | 0 | 0 | 0 | 0 | 0
11 | SmallEastHydro | 0 | 0 | 0 | 0 | 0 | 0 | 0 | 0 | 0 | 0 | 0 | 0 | 0 | 0 | 0 | 0 | 0 | 0
12 | SodaSprings | 0 | 0 | 0 | 0 | 0 | 0 | 0 | 0 | 0 | 0 | 0 | 0 | 0 | 0 | 0 | 0 | 0 | 0
13 | Swift1 | 470 | ****** | 33.1 | 0 | 0 | 0 | 496.7 | ****** | 60.5 | 164.4 | ****** | 61.3 | 0 | 0 | 0 | 1131.1 | ****** | 49.2
14 | Swift2 | 0 | 0 | 0 | 0 | 0 | 0 | 0 | 0 | 0 | 0 | 0 | 0 | 0 | 0 | 0 | 0 | 0 | 0
15 | UKL | 0 | 0 | 0 | 0 | 0 | 0 | 0 | 0 | 0 | 0 | 0 | 0 | 0 | 0 | 0 | 0 | 0 | 0
16 | Yale | 189.1 | ****** | 57.4 | 0 | 0 | 0 | 143 | 6831.1 | 47.8 | 132.7 | ****** | 76.7 | 0 | 0 | 0 | 464.8 | ****** | 60
17 | Blundell | 0 | 0 | 0 | 0 | 0 | 0 | 13.5 | 215.3 | 15.9 | 0 | 0.5 | 12.9 | 0 | 0 | 0 | 13.5 | 215.7 | 15.9
18 | Carbon1 | 10.5 | 9.5 | 0.9 | 0 | 0 | 0 | 2.1 | 5.9 | 2.8 | 0 | 0 | 0 | 0 | 0 | 0 | 12.7 | 15.4 | 1.2
19 | Carbon2 | 9.1 | 9.1 | 1 | 0 | 0 | 0 | 2.3 | 6.2 | 2.7 | 0 | 0 | 0 | 0 | 0 | 0 | 11.4 | 15.2 | 1.3
20 | Cholla4 | 167.4 | 594.7 | 3.6 | 0 | 0 | 0 | 22 | 112.6 | 5.1 | 0.1 | 0.6 | 6.6 | 0 | 0 | 0 | 189.5 | 707.9 | 3.7
21 | Colstrip3 | 0 | 0 | 0 | 0 | 0 | 0 | 0 | 0 | 0 | 1.2 | 0.7 | 0.6 | 0 | 0 | 0 | 1.2 | 0.7 | 0.6
22 | Colstrip4 | 0 | 0 | 0 | 0 | 0 | 0 | 0 | 0 | 0 | 1.1 | 0.6 | 0.5 | 0 | 0 | 0 | 1.1 | 0.6 | 0.5
23 | Craig1 | 0 | 0 | 0 | 0 | 0 | 0 | 0 | 0 | 0 | 0 | 0 | 0 | 0 | 0 | 0 | 0 | 0 | 0
24 | Craig2 | 0 | 0 | 0 | 0 | 0 | 0 | 0 | 0 | 0 | 0 | 0 | 0 | 0 | 0 | 0 | 0 | 0 | 0
25 | GadsbyGT3 | 2.6 | 242.8 | 92.1 | 0 | 0 | 0 | 0 | 0 | 0 | 0 | 0 | 0 | 0 | 0 | 0 | 2.6 | 242.8 | 92.1
26 | Gadsby1 | 0.6 | 200.4 | 322.4 | 0 | 0 | 0 | 0 | 0 | 0 | 0 | 0 | 0 | 0 | 0 | 0 | 0.6 | 200.4 | 322.4
27 | Gadsby2 | 1 | 201.8 | 212.2 | 0 | 0 | 0 | 0 | 0.2 | 6.7 | 0 | 0 | 0 | 0 | 0 | 0 | 1 | 202 | 206.9
28 | Gadsby3 | 2.2 | 245 | 111.9 | 0 | 0 | 0 | 0.1 | 0.4 | 6.2 | 0 | 0 | 0 | 0 | 0 | 0 | 2.3 | 245.4 | 109
29 | GadsbyGT2 | 6.7 | 253.8 | 38 | 0 | 0 | 0 | 0 | 0 | 0 | 0 | 0 | 0 | 0 | 0 | 0 | 6.7 | 253.8 | 38
30 | GadsbyGT1 | 4.5 | 245.7 | 54.3 | 0 | 0 | 0 | 0 | 0.4 | 12.9 | 0 | 0 | 0 | 0 | 0 | 0 | 4.6 | 246.1 | 54.1
31 | Hayden1 | 0 | 0 | 0 | 0 | 0 | 0 | 0 | 0 | 0 | 0 | 0 | 0 | 0 | 0 | 0 | 0 | 0 | 0
32 | Hayden2 | 0 | 0 | 0 | 0 | 0 | 0 | 0 | 0 | 0 | 0 | 0 | 0 | 0 | 0 | 0 | 0 | 0 | 0
33 | Hermiston2 | 60.6 | 110.8 | 1.8 | 0 | 0 | 0 | 47.5 | 10.3 | 0.2 | 51.7 | 49.3 | 1 | 0 | 0 | 0 | 159.8 | 170.3 | 1.1
34 | Hunter3 | 45.3 | 282.9 | 6.3 | 0 | 0 | 0 | 3.7 | 42.4 | 11.6 | 0 | 0 | 0 | 0 | 0 | 0 | 48.9 | 325.3 | 6.7
35 | Hunter1 | 37.5 | 256 | 6.8 | 0 | 0 | 0 | 2.9 | 36.8 | 12.9 | 0 | 0 | 0 | 0 | 0 | 0 | 40.4 | 292.8 | 7.2
36 | Hunter2 | 27.2 | 224.9 | 8.3 | 0 | 0 | 0 | 1.7 | 29.6 | 17.1 | 0 | 0 | 0 | 0 | 0 | 0 | 29 | 254.4 | 8.8
37 | Huntington1 | 16.5 | 198.4 | 12 | 0 | 0 | 0 | 1.1 | 32.4 | 30.2 | 0 | 0 | 0 | 0 | 0 | 0 | 17.5 | 230.9 | 13.2
38 | Huntington2 | 21.3 | 195.4 | 9.2 | 0 | 0 | 0 | 1.6 | 39.1 | 24.9 | 0 | 0 | 0 | 0 | 0 | 0 | 22.9 | 234.6 | 10.2
39 | JBridger1 | 22.4 | 69.5 | 3.1 | 0 | 0 | 0 | 8.6 | 0.7 | 0.1 | 8.5 | 39 | 4.6 | 0 | 0 | 0 | 39.4 | 109.1 | 2.8
40 | JBridger2 | 17.4 | 49.6 | 2.9 | 0 | 0 | 0 | 14.7 | 2.2 | 0.2 | 20.5 | 2.8 | 0.1 | 0 | 0 | 0 | 52.6 | 54.7 | 1
41 | JBridger3 | 8.1 | 5.2 | 0.6 | 0 | 0 | 0 | 15.2 | 1 | 0.1 | 23.6 | 2.9 | 0.1 | 0 | 0 | 0 | 46.9 | 9.1 | 0.2
42 | JBridger4 | 14.4 | 20 | 1.4 | 0 | 0 | 0 | 23.2 | 4.3 | 0.2 | 22.7 | 40 | 1.8 | 0 | 0 | 0 | 60.3 | 64.3 | 1.1
43 | JamesRiverCG | 0 | 0 | 0 | 0 | 0 | 0 | 0 | 0 | 0 | 0 | 0 | 0 | 0 | 0 | 0 | 0 | 0 | 0
44 | Johnston1 | 0 | 0 | 0 | 0 | 0 | 0 | 0 | 0 | 0 | 3.6 | 9.4 | 2.6 | 0 | 0 | 0 | 3.6 | 9.4 | 2.6
45 | Johnston2 | 0 | 0 | 0 | 0 | 0 | 0 | 0 | 0 | 0 | 4.2 | 11.6 | 2.8 | 0 | 0 | 0 | 4.2 | 11.6 | 2.8
46 | Johnston3 | 0 | 0 | 0 | 0 | 0 | 0 | 0 | 0 | 0 | 1.7 | 3.9 | 2.3 | 0 | 0 | 0 | 1.7 | 3.9 | 2.3
47 | Johnston4 | 0 | 0 | 0 | 0 | 0 | 0 | 0 | 0 | 0 | 5.4 | 17.4 | 3.2 | 0 | 0 | 0 | 5.4 | 17.4 | 3.2
48 | Naughton1 | 114.6 | 449.7 | 3.9 | 0 | 0 | 0 | 18.8 | 101 | 5.4 | 0 | 0 | 0 | 0 | 0 | 0 | 133.4 | 550.7 | 4.1
49 | Naughton2 | 138.9 | 513.7 | 3.7 | 0 | 0 | 0 | 23 | 124.8 | 5.4 | 0 | 0 | 0 | 0 | 0 | 0 | 161.9 | 638.5 | 3.9
50 | WestValleyCi GT1 | 0 | 0 | 0 | 0 | 0 | 0 | 0 | 0 | 0 | 0 | 0 | 0 | 0 | 0 | 0 | 0 | 0 | 0
51 | WestValleyCi GT4 | 0 | 0 | 0 | 0 | 0 | 0 | 0 | 0 | 0 | 0 | 0 | 0 | 0 | 0 | 0 | 0 | 0 | 0
52 | WestValleyCi GT5 | 0 | 0 | 0 | 0 | 0 | 0 | 0 | 0 | 0 | 0 | 0 | 0 | 0 | 0 | 0 | 0 | 0 | 0
53 | WestValleyCi GT3 | 0 | 0 | 0 | 0 | 0 | 0 | 0 | 0 | 0 | 0 | 0 | 0 | 0 | 0 | 0 | 0 | 0 | 0
54 | WestValleyCi GT2 | 0 | 0 | 0 | 0 | 0 | 0 | 0 | 0 | 0 | 0 | 0 | 0 | 0 | 0 | 0 | 0 | 0 | 0
55 | Wyodak1 | 0 | 0 | 0 | 0 | 0 | 0 | 0 | 0 | 0 | 0.8 | 1.9 | 2.4 | 0 | 0 | 0 | 0.8 | 1.9 | 2.4
56 | CurrantCreek | 558.4 | 990.6 | 1.8 | 0 | 0 | 0 | 82 | 281.8 | 3.4 | 0 | 0 | 0 | 0 | 0 | 0 | 640.4 | 1272.4 | 2
57 | BigFork | 0 | 0 | 0 | 0 | 0 | 0 | 0 | 0 | 0 | 0 | 0 | 0 | 0 | 0 | 0 | 0 | 0 | 0
58 | LakeSide | 631.3 | 1009.2 | 1.6 | 0 | 0 | 0 | 37.6 | 163.2 | 4.3 | 0 | 0 | 0 | 0 | 0 | 0 | 668.8 | 1172.4 | 1.8
59 | PAC-COB SALE | 0 | 0 | 0 | 0 | 0 | 0 | 0 | 0 | 0 | 0 | 0 | 0 | 0 | 0 | 0 | 0 | 0 | 0
60 | PAC-COB PUR | 0 | 0 | 0 | 0 | 0 | 0 | 1.3 | 0.2 | 0.2 | 0.1 | 0 | 0 | 0 | 0 | 0 | 1.4 | 0.2 | 0.2
61 | PAC-MIDC SALE | 0 | 0 | 0 | 0 | 0 | 0 | 0 | 0 | 0 | 0 | 0 | 0 | 0 | 0 | 0 | 0 | 0 | 0
62 | PAC-MIDC PUR | 0 | 0 | 0 | 0 | 0 | 0 | 230.4 | 6.6 | 0 | 85.3 | 1.5 | 0 | 0 | 0 | 0 | 315.7 | 8.1 | 0
63 | PAC-FC SALE | 0 | 0 | 0 | 0 | 0 | 0 | 0 | 0 | 0 | 0 | 0 | 0 | 0 | 0 | 0 | 0 | 0 | 0
64 | PAC-FC PUR | 0 | 0 | 0 | 0 | 0 | 0 | 24.8 | 200.7 | 8.1 | 0.1 | 0.1 | 2.1 | 0 | 0 | 0 | 24.9 | 200.9 | 8.1
65 | PAC-PV SALE | 0 | 0 | 0 | 0 | 0 | 0 | 0 | 0 | 0 | 0 | 0 | 0 | 0 | 0 | 0 | 0 | 0 | 0
66 | PAC-PV PUR | 0 | 0 | 0 | 0 | 0 | 0 | 189.3 | 1986.2 | 10.5 | 0 | 0 | 0 | 0 | 0 | 0 | 189.3 | 1986.2 | 10.5
67 | RR1_100371 | 0 | 0 | 0 | 0 | 0 | 0 | 0 | 0 | 0 | 0 | 0 | 0 | 0 | 0 | 0 | 0 | 0 | 0
68 | FC4_79207_In | 0 | 0 | 0 | 0 | 0 | 0 | 0 | 0 | 0 | 0 | 0 | 0 | 0 | 0 | 0 | 0 | 0 | 0
69 | Monsanto_145258 | 0 | 0 | 0 | 0 | 0 | 0 | 0 | 0 | 0 | 119 | 286.3 | 2.4 | 0 | 0 | 0 | 119 | 286.3 | 2.4
70 | APS_27875_Supp | 0 | 0 | 0 | 0 | 0 | 0 | 93.8 | 388.8 | 4.1 | 0 | 0 | 0 | 0 | 0 | 0 | 93.8 | 388.8 | 4.1
71 | REDD_66276_Out | 0 | 0 | 0 | 0 | 0 | 0 | 0 | 0 | 0 | 0 | 0 | 0 | 0 | 0 | 0 | 0 | 0 | 0
72 | Douglas_38185 | 0 | 0 | 0 | 0 | 0 | 0 | 0 | 0 | 0 | 0 | 0 | 0 | 0 | 0 | 0 | 0 | 0 | 0
73 | PGE_Cove_83984 | 0 | 0 | 0 | 0 | 0 | 0 | 0 | 0 | 0 | 0 | 0 | 0 | 0 | 0 | 0 | 0 | 0 | 0
74 | FC1_42818_Out | 0 | 0 | 0 | 0 | 0 | 0 | 0 | 0 | 0 | 0 | 0 | 0 | 0 | 0 | 0 | 0 | 0 | 0
75 | FC1_63510_Out | 0 | 0 | 0 | 0 | 0 | 0 | 0 | 0 | 0 | 0 | 0 | 0 | 0 | 0 | 0 | 0 | 0 | 0
76 | FC4_79207_Out | 0 | 0 | 0 | 0 | 0 | 0 | 0 | 0 | 0 | 0 | 0 | 0 | 0 | 0 | 0 | 0 | 0 | 0
77 | Cowlitz_65787 | 0 | 0 | 0 | 0 | 0 | 0 | 0 | 0 | 0 | 0 | 0 | 0 | 0 | 0 | 0 | 0 | 0 | 0
78 | SIE_64885_McNary | 0 | 0 | 0 | 0 | 0 | 0 | 0 | 0 | 0 | 0 | 0 | 0 | 0 | 0 | 0 | 0 | 0 | 0
79 | SMUD_24296_In | 0 | 0 | 0 | 0 | 0 | 0 | 0 | 0 | 0 | 0 | 0 | 0 | 0 | 0 | 0 | 0 | 0 | 0
80 | APS_58118_FC_In | 0 | 0 | 0 | 0 | 0 | 0 | 0 | 0 | 0 | 0 | 0 | 0 | 0 | 0 | 0 | 0 | 0 | 0
81 | APS_58119_FC_Out | 0 | 0 | 0 | 0 | 0 | 0 | 0 | 0 | 0 | 0 | 0 | 0 | 0 | 0 | 0 | 0 | 0 | 0
82 | REDD_66276_In | 0 | 0 | 0 | 0 | 0 | 0 | 0 | 0 | 0 | 0 | 0 | 0 | 0 | 0 | 0 | 0 | 0 | 0
83 | APS_58118_AZ_In | 0 | 0 | 0 | 0 | 0 | 0 | 0 | 0 | 0 | 0 | 0 | 0 | 0 | 0 | 0 | 0 | 0 | 0
84 | APS_58119_AZ_Out | 0 | 0 | 0 | 0 | 0 | 0 | 0 | 0 | 0 | 0 | 0 | 0 | 0 | 0 | 0 | 0 | 0 | 0
85 | SIE_64885_Goshen | 0 | 0 | 0 | 0 | 0 | 0 | 0 | 0 | 0 | 0 | 0 | 0 | 0 | 0 | 0 | 0 | 0 | 0
86 | Hermiston1 | 40.2 | 110 | 2.7 | 0 | 0 | 0 | 31.9 | 6 | 0.2 | 51.7 | 72.2 | 1.4 | 0 | 0 | 0 | 123.8 | 188.2 | 1.5
87 | WCE_244520 | 0 | 0 | 0 | 0 | 0 | 0 | 0 | 0 | 0 | 0 | 0 | 0 | 0 | 0 | 0 | 0 | 0 | 0
88 | ECH_160595 | 0 | 0 | 0 | 0 | 0 | 0 | 0 | 0 | 0 | 0 | 0 | 0 | 0 | 0 | 0 | 0 | 0 | 0
89 | FC1_In | 0 | 0 | 0 | 0 | 0 | 0 | 0 | 0 | 0 | 0 | 0 | 0 | 0 | 0 | 0 | 0 | 0 | 0
90 | Deseret_194277 | 0 | 0 | 0 | 0 | 0 | 0 | 233.5 | 2709.9 | 11.6 | 0.1 | 0.9 | 13.5 | 0 | 0 | 0 | 233.6 | 2710.8 | 11.6
91 | DSM_ID_Irrigate | 0 | 0 | 0 | 0 | 0 | 0 | 7.6 | 44.5 | 5.9 | 16.2 | 134.5 | 8.3 | 0 | 0 | 0 | 23.7 | 178.9 | 7.5
92 | QF_Exxon_236032 | 0 | 0 | 0 | 0 | 0 | 0 | 0 | 0 | 0 | 0 | 0 | 0 | 0 | 0 | 0 | 0 | 0 | 0
93 | QF_SUNN_Ad_59965 | 0 | 0 | 0 | 0 | 0 | 0 | 0 | 0 | 0 | 0 | 0 | 0 | 0 | 0 | 0 | 0 | 0 | 0
94 | QF_SUNN_Ba_83997 | 0 | 0 | 0 | 0 | 0 | 0 | 0 | 0 | 0 | 0 | 0 | 0 | 0 | 0 | 0 | 0 | 0 | 0
95 | QF_Tesoro_519533 | 0 | 0 | 0 | 0 | 0 | 0 | 0 | 0 | 0 | 0 | 0 | 0 | 0 | 0 | 0 | 0 | 0 | 0
96 | BHPL_28160_Loss | 0 | 0 | 0 | 0 | 0 | 0 | 0 | 0 | 0 | 0 | 0 | 0 | 0 | 0 | 0 | 0 | 0 | 0
97 | Rogue | 0 | 0 | 0 | 0 | 0 | 0 | 0 | 0 | 0 | 0 | 0 | 0 | 0 | 0 | 0 | 0 | 0 | 0
98 | MidColumbia | 20 | 447.9 | 22.3 | 0 | 0 | 0 | 31.2 | 643.4 | 20.7 | 51.2 | 1310.8 | 25.6 | 0 | 0 | 0 | 102.4 | 2402 | 23.4
99 | Toketee-Slide | 0 | 0 | 0 | 0 | 0 | 0 | 0 | 0 | 0 | 0 | 0 | 0 | 0 | 0 | 0 | 0 | 0 | 0
100 | SmallWestHydro | 0 | 0 | 0 | 0 | 0 | 0 | 0 | 0 | 0 | 0 | 0 | 0 | 0 | 0 | 0 | 0 | 0 | 0
101 | PSCO_340325_In | 0 | 0 | 0 | 0 | 0 | 0 | 0 | 0 | 0 | 0 | 0 | 0 | 0 | 0 | 0 | 0 | 0 | 0
102 | PSCO_340325_Out | 0 | 0 | 0 | 0 | 0 | 0 | 0 | 0 | 0 | 0 | 0 | 0 | 0 | 0 | 0 | 0 | 0 | 0
103 | HURR_393045_S | 0 | 0 | 0 | 0 | 0 | 0 | 0 | 0 | 0 | 0 | 0 | 0 | 0 | 0 | 0 | 0 | 0 | 0
104 | HURR_393045_P | 0 | 0 | 0 | 0 | 0 | 0 | 0 | 0 | 0 | 0 | 0 | 0 | 0 | 0 | 0 | 0 | 0 | 0
105 | LeaningJ_317714 | 0 | 0 | 0 | 0 | 0 | 0 | 0 | 0 | 0 | 0 | 0 | 0 | 0 | 0 | 0 | 0 | 0 | 0
106 | Marengo1_332428 | 0 | 0 | 0 | 0 | 0 | 0 | 0 | 0 | 0 | 0 | 0 | 0 | 0 | 0 | 0 | 0 | 0 | 0
107 | GoodHill_332427 | 0 | 0 | 0 | 0 | 0 | 0 | 0 | 0 | 0 | 0 | 0 | 0 | 0 | 0 | 0 | 0 | 0 | 0
108 | Mtn_Wind1_367721 | 0 | 0 | 0 | 0 | 0 | 0 | 0 | 0 | 0 | 0 | 0 | 0 | 0 | 0 | 0 | 0 | 0 | 0
109 | Mtn_Wind2_398449 | 0 | 0 | 0 | 0 | 0 | 0 | 0 | 0 | 0 | 0 | 0 | 0 | 0 | 0 | 0 | 0 | 0 | 0
110 | SpanishF_311681 | 0 | 0 | 0 | 0 | 0 | 0 | 0 | 0 | 0 | 0 | 0 | 0 | 0 | 0 | 0 | 0 | 0 | 0
111 | OregonWF_Plan_I | 0 | 0 | 0 | 0 | 0 | 0 | 0 | 0 | 0 | 0 | 0 | 0 | 0 | 0 | 0 | 0 | 0 | 0
112 | Marengo2_423463 | 0 | 0 | 0 | 0 | 0 | 0 | 0 | 0 | 0 | 0 | 0 | 0 | 0 | 0 | 0 | 0 | 0 | 0
113 | Glenrock_423461 | 0 | 0 | 0 | 0 | 0 | 0 | 0 | 0 | 0 | 0 | 0 | 0 | 0 | 0 | 0 | 0 | 0 | 0
114 | SevenMile_357819 | 0 | 0 | 0 | 0 | 0 | 0 | 0 | 0 | 0 | 0 | 0 | 0 | 0 | 0 | 0 | 0 | 0 | 0
115 | Rolling_H_423462 | 0 | 0 | 0 | 0 | 0 | 0 | 0 | 0 | 0 | 0 | 0 | 0 | 0 | 0 | 0 | 0 | 0 | 0
116 | SevenMile2_Plan | 0 | 0 | 0 | 0 | 0 | 0 | 0 | 0 | 0 | 0 | 0 | 0 | 0 | 0 | 0 | 0 | 0 | 0
117 | Glenrock3_Plan | 0 | 0 | 0 | 0 | 0 | 0 | 0 | 0 | 0 | 0 | 0 | 0 | 0 | 0 | 0 | 0 | 0 | 0
118 | McFadden_Ridge_I | 0 | 0 | 0 | 0 | 0 | 0 | 0 | 0 | 0 | 0 | 0 | 0 | 0 | 0 | 0 | 0 | 0 | 0
119 | QF_EVB_351030 | 0 | 0 | 0 | 0 | 0 | 0 | 0 | 0 | 0 | 0 | 0 | 0 | 0 | 0 | 0 | 0 | 0 | 0
120 | WEYE_Res_356685 | 0 | 0 | 0 | 0 | 0 | 0 | 0 | 0 | 0 | 0 | 0 | 0 | 0 | 0 | 0 | 0 | 0 | 0
121 | Chehalis | 84.4 | 146.2 | 1.7 | 0 | 0 | 0 | 42.9 | 30.3 | 0.7 | 23.3 | 26.8 | 1.1 | 0 | 0 | 0 | 150.6 | 203.2 | 1.3
122 | PAC-Mead PUR | 0 | 0 | 0 | 0 | 0 | 0 | 33.9 | 403.9 | 11.9 | 0 | 0 | 0 | 0 | 0 | 0 | 33.9 | 403.9 | 11.9
123 | PAC-Mead SALE | 0 | 0 | 0 | 0 | 0 | 0 | 0 | 0 | 0 | 0 | 0 | 0 | 0 | 0 | 0 | 0 | 0 | 0
124 | PAC-Mona PUR | 0 | 0 | 0 | 0 | 0 | 0 | 1331.3 | 4654.1 | 3.5 | 0.9 | 0.6 | 0.7 | 0 | 0 | 0 | 1332.2 | 4654.7 | 3.5
125 | PAC-Mona SALE | 0 | 0 | 0 | 0 | 0 | 0 | 0 | 0 | 0 | 0 | 0 | 0 | 0 | 0 | 0 | 0 | 0 | 0
126 | Copco 1-2 | 0 | 0 | 0 | 0 | 0 | 0 | 35.8 | 846.5 | 23.7 | 26.1 | 435.2 | 16.7 | 0 | 0 | 0 | 61.9 | 1281.7 | 20.7
127 | Top of World | 0 | 0 | 0 | 0 | 0 | 0 | 0 | 0 | 0 | 0 | 0 | 0 | 0 | 0 | 0 | 0 | 0 | 0
128 | QF_CA_Hydro | 0 | 0 | 0 | 0 | 0 | 0 | 0 | 0 | 0 | 0 | 0 | 0 | 0 | 0 | 0 | 0 | 0 | 0
129 | QF_OR_Biomass | 0 | 0 | 0 | 0 | 0 | 0 | 0 | 0 | 0 | 0 | 0 | 0 | 0 | 0 | 0 | 0 | 0 | 0
130 | QF_OR_Hydro | 0 | 0 | 0 | 0 | 0 | 0 | 0 | 0 | 0 | 0 | 0 | 0 | 0 | 0 | 0 | 0 | 0 | 0
131 | QF_OR_Thermal | 0 | 0 | 0 | 0 | 0 | 0 | 0 | 0 | 0 | 0 | 0 | 0 | 0 | 0 | 0 | 0 | 0 | 0
132 | QF_UTN_Biomass | 0 | 0 | 0 | 0 | 0 | 0 | 0 | 0 | 0 | 0 | 0 | 0 | 0 | 0 | 0 | 0 | 0 | 0
133 | QF_UTS_Biomass | 0 | 0 | 0 | 0 | 0 | 0 | 0 | 0 | 0 | 0 | 0 | 0 | 0 | 0 | 0 | 0 | 0 | 0
134 | QF_UTN_Hydro | 0 | 0 | 0 | 0 | 0 | 0 | 0 | 0 | 0 | 0 | 0 | 0 | 0 | 0 | 0 | 0 | 0 | 0
135 | QF_WAYA_Biomass | 0 | 0 | 0 | 0 | 0 | 0 | 0 | 0 | 0 | 0 | 0 | 0 | 0 | 0 | 0 | 0 | 0 | 0
136 | QF_WAWW_Hydro | 0 | 0 | 0 | 0 | 0 | 0 | 0 | 0 | 0 | 0 | 0 | 0 | 0 | 0 | 0 | 0 | 0 | 0
137 | QF_WAYA_Wind | 0 | 0 | 0 | 0 | 0 | 0 | 0 | 0 | 0 | 0 | 0 | 0 | 0 | 0 | 0 | 0 | 0 | 0
138 | QF_WY_Hydro | 0 | 0 | 0 | 0 | 0 | 0 | 0 | 0 | 0 | 0 | 0 | 0 | 0 | 0 | 0 | 0 | 0 | 0
139 | QF_ID_Hydro | 0 | 0 | 0 | 0 | 0 | 0 | 0 | 0 | 0 | 0 | 0 | 0 | 0 | 0 | 0 | 0 | 0 | 0
140 | Dunlap | 0 | 0 | 0 | 0 | 0 | 0 | 0 | 0 | 0 | 0 | 0 | 0 | 0 | 0 | 0 | 0 | 0 | 0
141 | HighPlains_Plan | 0 | 0 | 0 | 0 | 0 | 0 | 0 | 0 | 0 | 0 | 0 | 0 | 0 | 0 | 0 | 0 | 0 | 0
142 | T3_Buttes_460457 | 0 | 0 | 0 | 0 | 0 | 0 | 0 | 0 | 0 | 0 | 0 | 0 | 0 | 0 | 0 | 0 | 0 | 0
143 | I_W_PowerCnty_I | 0 | 0 | 0 | 0 | 0 | 0 | 0 | 0 | 0 | 0 | 0 | 0 | 0 | 0 | 0 | 0 | 0 | 0
144 | I_W_PowerCnty_II | 0 | 0 | 0 | 0 | 0 | 0 | 0 | 0 | 0 | 0 | 0 | 0 | 0 | 0 | 0 | 0 | 0 | 0
145 | PAC-NOB PUR | 0 | 0 | 0 | 0 | 0 | 0 | 1.5 | 0.1 | 0 | 0.7 | 0.2 | 0.3 | 0 | 0 | 0 | 2.2 | 0.3 | 0.1
146 | SCL_New_In | 0 | 0 | 0 | 0 | 0 | 0 | 0 | 0 | 0 | 0 | 0 | 0 | 0 | 0 | 0 | 0 | 0 | 0
147 | SCL_New_Out | 0 | 0 | 0 | 0 | 0 | 0 | 0 | 0 | 0 | 0 | 0 | 0 | 0 | 0 | 0 | 0 | 0 | 0
148 | QF_RBFP_E20771 | 0 | 0 | 0 | 0 | 0 | 0 | 0 | 0 | 0 | 0 | 0 | 0 | 0 | 0 | 0 | 0 | 0 | 0
149 | ConstEng_E999691 | 0 | 0 | 0 | 0 | 0 | 0 | 0 | 0 | 0 | 0 | 0 | 0 | 0 | 0 | 0 | 0 | 0 | 0
150 | TMF_BioF_E20958 | 0 | 0 | 0 | 0 | 0 | 0 | 0 | 0.1 | 11.7 | 0 | 0 | 0 | 0 | 0 | 0 | 0 | 0.1 | 11.7
151 | PAC-NOB SALE | 0 | 0 | 0 | 0 | 0 | 0 | 0 | 0 | 0 | 0 | 0 | 0 | 0 | 0 | 0 | 0 | 0 | 0
152 | I_Naughton3_GCF | 25.4 | 80.9 | 3.2 | 0 | 0 | 0 | 6.7 | 80.4 | 12 | 0 | 0 | 0 | 0 | 0 | 0 | 32.1 | 161.3 | 5
153 | BHPL_27013R_MC_S | 0 | 0 | 0 | 0 | 0 | 0 | 0 | 0 | 0 | 0 | 0 | 0 | 0 | 0 | 0 | 0 | 0 | 0
154 | BHPL_27013R_US_S | 0 | 0 | 0 | 0 | 0 | 0 | 0 | 0 | 0 | 0 | 0 | 0 | 0 | 0 | 0 | 0 | 0 | 0
155 | UMPA_45631R_S | 0 | 0 | 0 | 0 | 0 | 0 | 0 | 0 | 0 | 0 | 0 | 0 | 0 | 0 | 0 | 0 | 0 | 0
156 | NonOwnRes_Wa | 0 | 0 | 0 | 0 | 0 | 0 | 0 | 0 | 0 | 0 | 0 | 0 | 0 | 0 | 0 | 0 | 0 | 0
157 | NonOwnRes_WM | 0 | 0 | 0 | 0 | 0 | 0 | 0 | 0 | 0 | 0 | 0 | 0 | 0 | 0 | 0 | 0 | 0 | 0
158 | NonOwnRes_Go | 0 | 0 | 0 | 0 | 0 | 0 | 0 | 0 | 0 | 0 | 0 | 0 | 0 | 0 | 0 | 0 | 0 | 0
159 | NonOwnRes_Wy | 0 | 0 | 0 | 0 | 0 | 0 | 0 | 0 | 0 | 0 | 0 | 0 | 0 | 0 | 0 | 0 | 0 | 0
160 | NonOwnRes_Ut | 0 | 0 | 0 | 0 | 0 | 0 | 0 | 0 | 0 | 0 | 0 | 0 | 0 | 0 | 0 | 0 | 0 | 0
161 | DorenaHyd_20887 | 0 | 0 | 0 | 0 | 0 | 0 | 0 | 0 | 0 | 0 | 0 | 0 | 0 | 0 | 0 | 0 | 0 | 0
162 | QF_Bioms1_234159 | 0 | 0 | 0 | 0 | 0 | 0 | 0 | 0 | 0 | 0 | 0 | 0 | 0 | 0 | 0 | 0 | 0 | 0
163 | QF_W_MC_FivePine | 0 | 0 | 0 | 0 | 0 | 0 | 0 | 0 | 0 | 0 | 0 | 0 | 0 | 0 | 0 | 0 | 0 | 0
164 | QF_W_MC_NorthPt | 0 | 0 | 0 | 0 | 0 | 0 | 0 | 0 | 0 | 0 | 0 | 0 | 0 | 0 | 0 | 0 | 0 | 0
165 | ObsidianBlkCap | 0 | 0 | 0 | 0 | 0 | 0 | 0 | 0 | 0 | 0 | 0 | 0 | 0 | 0 | 0 | 0 | 0 | 0
166 | QF_CA_Biomass | 0 | 0 | 0 | 0 | 0 | 0 | 0 | 0 | 0 | 0 | 0 | 0 | 0 | 0 | 0 | 0 | 0 | 0
167 | QF_ID_Biomass | 0 | 0 | 0 | 0 | 0 | 0 | 0 | 0 | 0 | 0 | 0 | 0 | 0 | 0 | 0 | 0 | 0 | 0
168 | QF_UTN_Wind | 0 | 0 | 0 | 0 | 0 | 0 | 0 | 0 | 0 | 0 | 0 | 0 | 0 | 0 | 0 | 0 | 0 | 0
169 | QF_WAYA_Hydro | 0 | 0 | 0 | 0 | 0 | 0 | 0 | 0 | 0 | 0 | 0 | 0 | 0 | 0 | 0 | 0 | 0 | 0
170 | QF_WY_Wind | 0 | 0 | 0 | 0 | 0 | 0 | 0 | 0 | 0 | 0 | 0 | 0 | 0 | 0 | 0 | 0 | 0 | 0
171 | DSM_CooKeeper_Te | 0 | 0 | 0 | 0 | 0 | 0 | 6.4 | 38.8 | 6.1 | 11.1 | 94 | 8.5 | 0 | 0 | 0 | 17.5 | 132.8 | 7.6
172 | DSM_UT_Irrigate_ | 0 | 0 | 0 | 0 | 0 | 0 | 1.4 | 9.1 | 6.6 | 4.8 | 43.6 | 9.1 | 0 | 0 | 0 | 6.2 | 52.7 | 8.5
173 | BHPL_27013R_WYNE | 0 | 0 | 0 | 0 | 0 | 0 | 0 | 0 | 0 | 0 | 0 | 0 | 0 | 0 | 0 | 0 | 0 | 0
174 | BHPL_27013R_JB | 0 | 0 | 0 | 0 | 0 | 0 | 0 | 0 | 0 | 0 | 0 | 0 | 0 | 0 | 0 | 0 | 0 | 0
175 | QF_Latigo_21022 | 0 | 0 | 0 | 0 | 0 | 0 | 0 | 0 | 0 | 0 | 0 | 0 | 0 | 0 | 0 | 0 | 0 | 0
176 | Buckhorn_Solar | 0 | 0 | 0 | 0 | 0 | 0 | 0 | 0 | 0 | 0 | 0 | 0 | 0 | 0 | 0 | 0 | 0 | 0
177 | CedarValley_Sola | 0 | 0 | 0 | 0 | 0 | 0 | 0 | 0 | 0 | 0 | 0 | 0 | 0 | 0 | 0 | 0 | 0 | 0
178 | Beryl_Solar | 0 | 0 | 0 | 0 | 0 | 0 | 0 | 0 | 0 | 0 | 0 | 0 | 0 | 0 | 0 | 0 | 0 | 0
179 | Greenvile_Solar | 0 | 0 | 0 | 0 | 0 | 0 | 0 | 0 | 0 | 0 | 0 | 0 | 0 | 0 | 0 | 0 | 0 | 0
180 | MilfordFlat_Sola | 0 | 0 | 0 | 0 | 0 | 0 | 0 | 0 | 0 | 0 | 0 | 0 | 0 | 0 | 0 | 0 | 0 | 0
181 | QF_UTN_Solar | 0 | 0 | 0 | 0 | 0 | 0 | 0 | 0 | 0 | 0 | 0 | 0 | 0 | 0 | 0 | 0 | 0 | 0
182 | QF_FiddlerCanyon | 0 | 0 | 0 | 0 | 0 | 0 | 0 | 0 | 0 | 0 | 0 | 0 | 0 | 0 | 0 | 0 | 0 | 0
183 | QF_SouthMilford_ | 0 | 0 | 0 | 0 | 0 | 0 | 0 | 0 | 0 | 0 | 0 | 0 | 0 | 0 | 0 | 0 | 0 | 0
184 | QF_Manderfield_2 | 0 | 0 | 0 | 0 | 0 | 0 | 0 | 0 | 0 | 0 | 0 | 0 | 0 | 0 | 0 | 0 | 0 | 0
185 | QF_GranitePeak_2 | 0 | 0 | 0 | 0 | 0 | 0 | 0 | 0 | 0 | 0 | 0 | 0 | 0 | 0 | 0 | 0 | 0 | 0
186 | QF_LahoSolar_210 | 0 | 0 | 0 | 0 | 0 | 0 | 0 | 0 | 0 | 0 | 0 | 0 | 0 | 0 | 0 | 0 | 0 | 0
187 | OSIP_Projects | 0 | 0 | 0 | 0 | 0 | 0 | 0 | 0 | 0 | 0 | 0 | 0 | 0 | 0 | 0 | 0 | 0 | 0
188 | PSCO_FC_340325_o | 0 | 0 | 0 | 0 | 0 | 0 | 0 | 0 | 0 | 0 | 0 | 0 | 0 | 0 | 0 | 0 | 0 | 0
189 | Tri-State_27057 | 0 | 0 | 0 | 0 | 0 | 0 | 0 | 0 | 0 | 0 | 0 | 0 | 0 | 0 | 0 | 0 | 0 | 0
190 | BevansPoint | 0 | 0 | 0 | 0 | 0 | 0 | 0 | 0 | 0 | 0 | 0 | 0 | 0 | 0 | 0 | 0 | 0 | 0
191 | MagCorp_144408 | 0 | 0 | 0 | 0 | 0 | 0 | 0 | 0 | 0 | 681.8 | 8173.7 | 12 | 0 | 0 | 0 | 681.8 | 8173.7 | 12
192 | Nucor_137328 | 0 | 0 | 0 | 0 | 0 | 0 | 0 | 0 | 0 | 534.2 | 6393.6 | 12 | 0 | 0 | 0 | 534.2 | 6393.6 | 12
193 | MonsanCur_145258 | 0 | 0 | 0 | 0 | 0 | 0 | 0 | 0 | 0 | 0 | 0 | 0 | 0 | 0 | 0 | 0 | 0 | 0
194 | NonOR_Goshen_Off | 0 | 0 | 0 | 0 | 0 | 0 | 0 | 0 | 0 | 0 | 0 | 0 | 0 | 0 | 0 | 0 | 0 | 0
195 | NonOR_Utah_Off | 0 | 0 | 0 | 0 | 0 | 0 | 0 | 0 | 0 | 0 | 0 | 0 | 0 | 0 | 0 | 0 | 0 | 0
196 | NonOR_Walla_Off | 0 | 0 | 0 | 0 | 0 | 0 | 0 | 0 | 0 | 0 | 0 | 0 | 0 | 0 | 0 | 0 | 0 | 0
197 | NonOR_WMain_Off | 0 | 0 | 0 | 0 | 0 | 0 | 0 | 0 | 0 | 0 | 0 | 0 | 0 | 0 | 0 | 0 | 0 | 0
198 | SCL_New_Reserve | 0 | 0 | 0 | 0 | 0 | 0 | 0 | 0 | 0 | 0 | 0 | 0 | 0 | 0 | 0 | 0 | 0 | 0
199 | QF_Kennecott | 0 | 0 | 0 | 0 | 0 | 0 | 0 | 0 | 0 | 0 | 0 | 0 | 0 | 0 | 0 | 0 | 0 | 0
200 | OldMill_Solar | 0 | 0 | 0 | 0 | 0 | 0 | 0 | 0 | 0 | 0 | 0 | 0 | 0 | 0 | 0 | 0 | 0 | 0
201 | LakeSide2 | 925.7 | 2136.5 | 2.3 | 0 | 0 | 0 | 37.3 | 100.3 | 2.7 | 0 | 0 | 0 | 0 | 0 | 0 | 962.9 | 2236.8 | 2.3
| SYSTEM TOTAL | 3784.3 | ****** | 9.5 | 0 | 0 | 0 | 3317.1 | ****** | 15.2 | 2172.3 | ****** | 18.4 | 0 | 0 | 0 | 9273.7 | ****** | 13.6
Ancil | lary S | ervices Deficit R | eport
----- | ------ | ----------------- | -----
|  |  | ---------------- | #NAME? | ncillary S | ervices -- | ---------- | ----------
[5 empty] | Required | Available | Deficit | DefCost
No. | Type | Deficit Area | Name | Hrs | GWh | GWh | GWh | 0
--- | ---- | ---------------- | ---------------- | ------ | --------- | --------- | --------- | ---------
1 | CA | PAC EAST | REG.UP | 304 | 2858.9 | 2857.5 | 1.4 | 54.7
2 | CA | PAC EAST | REG.DOWN | 0 | 0 | 0 | 0 | 0
3 | CA | PAC EAST | SPIN | 446 | 2195 | 2193.3 | 1.8 | 151.1
4 | CA | PAC EAST | NONSPIN | 0 | 1506.1 | 1506.1 | 0 | 0
5 | CA | PAC EAST | NONSPIN2 | 0 | 0 | 0 | 0 | 0
6 | CA | PAC WEST | REG.UP | 9 | 926.7 | 926.7 | 0 | 0
7 | CA | PAC WEST | REG.DOWN | 0 | 0 | 0 | 0 | 0
8 | CA | PAC WEST | SPIN | 52 | 1123.8 | 1123.8 | 0 | 0
9 | CA | PAC WEST | NONSPIN | 75 | 666.2 | 666.2 | 0 | 0
10 | CA | PAC WEST | NONSPIN2 | 0 | 0 | 0 | 0 | 0
Stati | on Report
----- | ---------
|  |  | Aux | Cap |  |  | Heat H | ours | Fuel/P | rch Cost | Star | t Star | t O&M | O&M | Opert | Total | Total
|  | Energy | Dmnd | Fctr | Sta- | FuelBurn | Rate | per | ¢/MBtu | <F> $0 | 00 Fu | el Co | st Fix | ed V | ar Co | st Co | st Cost
No. | Station | GWh | GWh | % | rts | GBtu | Btu/kWh | Unit | $/MWh | <P> $00 | 0 GBt | u $00 | 0 $00 | 0 $00 | 0 $/MW | h $/MW | h $000
--- | ---------------- | -------- | ------ | ----- | ---- | --------- | ------ | ---- | ------ | --- ----- | ---- | ----- | ------ | ----- | ------ | ------ | --------
1 | BearRiver | 148.4 | 0 | 29.5 | 0 |  |  | 8760 | 0 | 0 |  | 0 | 0 | 0 | 0 | 0 | 0
2 | Clearwater1 | 33.4 | 0 | 97.5 | 0 |  |  | 8760 | 0 | 0 |  | 0 | 0 | 0 | 0 | 0 | 0
3 | Clearwater2 | 45 | 0 | 99 | 0 |  |  | 8760 | 0 | 0 |  | 0 | 0 | 0 | 0 | 0 | 0
4 | FishCreek | 36.5 | 0 | 100 | 0 |  |  | 8760 | 0 | 0 |  | 0 | 0 | 0 | 0 | 0 | 0
5 | GemState_99489 | 49.7 | 0 | 100 | 0 |  |  | 8760 | 0 | 0 |  | 0 | 0 | 0 | 0 | 0 | 0
6 | IronGate | 132.6 | 0 | 100 | 0 |  |  | 8760 | 0 | 0 |  | 0 | 0 | 0 | 0 | 0 | 0
7 | JCBoyle | 322.7 | 0 | 100 | 0 |  |  | 8760 | 0 | 0 |  | 0 | 0 | 0 | 0 | 0 | 0
8 | Lemolo1 | 134.8 | 0 | 96 | 0 |  |  | 8760 | 0 | 0 |  | 0 | 0 | 0 | 0 | 0 | 0
9 | Lemolo2 | 149.4 | 0 | 100 | 0 |  |  | 8760 | 0 | 0 |  | 0 | 0 | 0 | 0 | 0 | 0
10 | Merwin | 417.1 | 0 | 100 | 0 |  |  | 8760 | 0 | 0 |  | 0 | 0 | 0 | 0 | 0 | 0
11 | SmallEastHydro | 110.1 | 0 | 100 | 0 |  |  | 8760 | 0 | 0 |  | 0 | 0 | 0 | 0 | 0 | 0
12 | SodaSprings | 43.2 | 0 | 100 | 0 |  |  | 8760 | 0 | 0 |  | 0 | 0 | 0 | 0 | 0 | 0
13 | Swift1 | 744 | 0 | 34.2 | 0 |  |  | 8760 | 0 | 0 |  | 0 | 0 | 0 | 0 | 0 | 0
14 | Swift2 | 228.8 | 0 | 94.5 | 0 |  |  | 8760 | 0 | 0 |  | 0 | 0 | 0 | 0 | 0 | 0
15 | UKL | 0 | 0 | 0 | 0 |  |  | 0 | 0 | 0 |  | 0 | 0 | 0 | 0 | 0 | 0
16 | Yale | 631.1 | 0 | 43.4 | 0 |  |  | 8760 | 0 | 0 |  | 0 | 0 | 0 | 0 | 0 | 0
17 | Blundell | 238.2 | 0 | 89.5 | 1 | 2382.4 | 10000 | 8424 | 0 | 0 | 0 | 0 | 0 | 634 | 2.66 | 2.66 | 634
18 | Carbon1 | 94.4 | 0 | 69.9 | 1 | 1172 | 12411 | 2144 | 194.5 | 2279 | 0 | 12 | 0 | 215 | 26.42 | 26.54 | 2506
19 | Carbon2 | 163.2 | 0 | 78.6 | 1 | 1921.7 | 11775 | 2151 | 194.5 | 3737 | 0 | 9 | 0 | 372 | 25.18 | 25.23 | 4118
20 | Cholla4 | 2702.9 | 0 | 83.9 | 0 | 28769.5 | 10644 | 8760 | 226.8 | 65256 | 0 | 0 | 36049 | 1946 | 24.86 | 38.2 | 103252
21 | Colstrip3 | 622.3 | 0 | 99.6 | 0 | 6679.5 | 10734 | 8760 | 131.4 | 8774 | 0 | 0 | 5005 | 818 | 15.41 | 23.46 | 14596
22 | Colstrip4 | 622.3 | 0 | 99.6 | 0 | 6749.2 | 10846 | 8760 | 131.4 | 8865 | 0 | 0 | 4878 | 832 | 15.58 | 23.42 | 14575
23 | Craig1 | 665.2 | 0 | 93.9 | 12 | 6635.7 | 9975 | 8575 | 205.5 | 13634 | 1 | 3 | 7494 | 0 | 20.49 | 31.76 | 21131
24 | Craig2 | 686.4 | 0 | 96.4 | 0 | 6944.9 | 10117 | 8760 | 205.5 | 14269 | 0 | 0 | 8129 | 0 | 20.79 | 32.63 | 22399
25 | GadsbyGT3 | 0.9 | 0 | 0.3 | 61 | 12.8 | 14336 | 89 | 414.9 | 53 | 2 | 9 | 0 | 3 | 63.39 | 73.93 | 66
26 | Gadsby1 | 0.6 | 0 | 0.1 | 15 | 11.6 | 18399 | 37 | 406.3 | 47 | 45 | 184 | 0 | 2 | 78.37 | 371.31 | 234
27 | Gadsby2 | 1 | 0 | 0.2 | 20 | 17.6 | 17650 | 50 | 408 | 72 | 56 | 230 | 0 | 4 | 75.63 | 306.01 | 306
28 | Gadsby3 | 2.6 | 0 | 0.3 | 34 | 38.6 | 14716 | 105 | 409.9 | 158 | 99 | 408 | 0 | 9 | 63.93 | 219.45 | 576
29 | GadsbyGT2 | 3 | 0 | 0.9 | 189 | 42.4 | 14243 | 298 | 415.5 | 176 | 7 | 29 | 0 | 12 | 63.09 | 72.88 | 217
30 | GadsbyGT1 | 1.6 | 0 | 0.4 | 109 | 22.3 | 14290 | 156 | 410.5 | 92 | 4 | 17 | 0 | 6 | 62.56 | 73.24 | 114
31 | Hayden1 | 242.1 | 0 | 67 | 1 | 2516.6 | 10396 | 6540 | 240.7 | 6058 | 0 | 0 | 6734 | 191 | 25.82 | 53.63 | 12983
32 | Hayden2 | 224.6 | 0 | 80.6 | 0 | 2284.1 | 10169 | 8760 | 240.7 | 5498 | 0 | 0 | 3678 | 0 | 24.48 | 40.85 | 9176
33 | Hermiston2 | 1160.7 | 0 | 57.3 | 137 | 8680.4 | 7478 | 6208 | 405.4 | 35191 | 124 | 506 | 0 | 1103 | 31.27 | 31.7 | 36800
34 | Hunter3 | 3740.6 | 0 | 97.1 | 0 | 37969.1 | 10151 | 8760 | 186.1 | 70656 | 0 | 0 | 24168 | 0 | 18.89 | 25.35 | 94824
35 | Hunter1 | 3347.6 | 0 | 97.8 | 0 | 34992.1 | 10453 | 8760 | 186.1 | 65117 | 0 | 0 | 37275 | 469 | 19.59 | 30.73 | 102860
36 | Hunter2 | 2000.1 | 0 | 90.6 | 2 | 20305.2 | 10152 | 8065 | 186.1 | 37786 | 3 | 81 | 19580 | 0 | 18.89 | 28.72 | 57447
37 | Huntington1 | 3766.1 | 0 | 99.5 | 0 | 36316.7 | 9643 | 8760 | 162.3 | 58960 | 0 | 0 | 25192 | 0 | 15.66 | 22.34 | 84151
38 | Huntington2 | 3177.6 | 0 | 89.7 | 2 | 32248.4 | 10149 | 7912 | 162.3 | 52355 | 4 | 99 | 34338 | 0 | 16.48 | 27.31 | 86791
39 | JBridger1 | 2716.7 | 0 | 96 | 1 | 27895.7 | 10268 | 8682 | 191.3 | 53373 | 2 | 68 | 18298 | 679 | 19.9 | 26.66 | 72418
40 | JBridger2 | 2778.5 | 0 | 94 | 1 | 28765.5 | 10353 | 8682 | 191.3 | 55037 | 3 | 89 | 21071 | 667 | 20.05 | 27.66 | 76865
41 | JBridger3 | 1875.8 | 0 | 68.6 | 2 | 19650.2 | 10476 | 6549 | 191.3 | 37597 | 18 | 499 | 29184 | 2082 | 21.15 | 36.98 | 69361
42 | JBridger4 | 2694.2 | 0 | 93.4 | 1 | 27826.1 | 10328 | 8681 | 191.3 | 53240 | 4 | 124 | 16572 | 862 | 20.08 | 26.28 | 70798
43 | JamesRiverCG | 121.3 | 0 | 97.1 | 1 | 873.6 | 7200 | 8520 | 0 | 0 | 0 | 0 | 0 | 11862 | 97.76 | 97.76 | 11862
44 | Johnston1 | 765.8 | 0 | 90.7 | 0 | 8508.9 | 11111 | 8760 | 106.8 | 9091 | 0 | 0 | 6435 | 207 | 12.14 | 20.54 | 15733
45 | Johnston2 | 790.7 | 0 | 91.2 | 0 | 8697.5 | 11000 | 8760 | 106.8 | 9293 | 0 | 0 | 7562 | 198 | 12 | 21.57 | 17053
46 | Johnston3 | 1452.5 | 0 | 80.5 | 2 | 16635.3 | 11453 | 7896 | 106.8 | 17774 | 8 | 236 | 23357 | 537 | 12.61 | 28.85 | 41905
47 | Johnston4 | 2526.1 | 0 | 95.7 | 0 | 27009.6 | 10692 | 8760 | 106.8 | 28859 | 0 | 0 | 22750 | 783 | 11.73 | 20.74 | 52392
48 | Naughton1 | 1035.6 | 0 | 79.9 | 0 | 10751.3 | 10382 | 8760 | 213.4 | 22944 | 0 | 0 | 11247 | 352 | 22.49 | 33.35 | 34543
49 | Naughton2 | 1197.6 | 0 | 70.6 | 2 | 12547.1 | 10477 | 7916 | 213.4 | 26776 | 3 | 13 | 23117 | 419 | 22.71 | 42.02 | 50324
50 | WestValleyCi GT1 | 0 | 0 | 0 | 0 | 0 | 0 | 0 | 0 | 0 | 0 | 0 | 0 | 0 | 0 | 0 | 0
51 | WestValleyCi GT4 | 0 | 0 | 0 | 0 | 0 | 0 | 0 | 0 | 0 | 0 | 0 | 0 | 0 | 0 | 0 | 0
52 | WestValleyCi GT5 | 0 | 0 | 0 | 0 | 0 | 0 | 0 | 0 | 0 | 0 | 0 | 0 | 0 | 0 | 0 | 0
53 | WestValleyCi GT3 | 0 | 0 | 0 | 0 | 0 | 0 | 0 | 0 | 0 | 0 | 0 | 0 | 0 | 0 | 0 | 0
54 | WestValleyCi GT2 | 0 | 0 | 0 | 0 | 0 | 0 | 0 | 0 | 0 | 0 | 0 | 0 | 0 | 0 | 0 | 0
55 | Wyodak1 | 1715 | 0 | 75.5 | 2 | 20755.9 | 12103 | 7922 | 110.5 | 22944 | 4 | 106 | 21495 | 600 | 13.73 | 26.32 | 45145
56 | CurrantCreek | 2078.8 | 0 | 45.6 | 317 | 14985.8 | 7209 | 5324 | 396.9 | 59471 | 1042 | 4155 | 0 | 7513 | 32.22 | 34.22 | 71139
57 | BigFork | 25.3 | 0 | 100 | 0 |  |  | 8760 | 0 | 0 |  | 0 | 0 | 0 | 0 | 0 | 0
58 | LakeSide | 2440.9 | 0 | 54.5 | 256 | 17204.8 | 7049 | 6679 | 395.4 | 68026 | 841 | 3345 | 0 | 7057 | 30.76 | 32.13 | 78428
59 | PAC-COB SALE | -900.5 | 0 | 80.4 | 286 |  |  | 7143 | 40 | -36043 |  | 0 | 0 | 0 | 40.02 | 40.02 | -36043
60 | PAC-COB PUR | 348.7 | 0 | 4 | 326 |  |  | 1716 | 25 | 8709 |  | 0 | 0 | 0 | 24.97 | 24.97 | 8709
61 | PAC-MIDC SALE | -161.8 | 0 | 0 | 338 |  |  | 2074 | 36.2 | -5853 |  | 0 | 0 | 0 | 36.18 | 36.18 | -5853
62 | PAC-MIDC PUR | 2409.6 | 0 | 27.5 | 311 |  |  | 7070 | 30.6 | 73810 |  | 0 | 0 | 0 | 30.63 | 30.63 | 73810
63 | PAC-FC SALE | -1924.7 | 0 | 88.2 | 187 |  |  | 8343 | 34.8 | -66958 |  | 0 | 0 | 0 | 34.79 | 34.79 | -66958
64 | PAC-FC PUR | 102.2 | 0 | 1.2 | 398 |  |  | 876 | 40.8 | 4168 |  | 0 | 0 | 0 | 40.76 | 40.76 | 4168
65 | PAC-PV SALE | -3382.9 | 0 | 0.4 | 0 |  |  | 8760 | 34.5 | -116810 |  | 0 | 0 | 0 | 34.53 | 34.53 | -116810
66 | PAC-PV PUR | 0 | 0 | 0 | 514 |  |  | 1585 | 0 | 0 |  | 0 | 0 | 0 | 0 | 0 | 0
67 | RR1_100371 | 139.4 | 0 | 100 | 0 |  |  | 8760 | 35.5 | 4945 |  | 0 | 0 | 0 | 35.48 | 35.48 | 4945
68 | FC4_79207_In | 52.9 | 0 | 100 | 0 |  |  | 8760 | 0 | 0 |  | 0 | 0 | 0 | 0 | 0 | 0
69 | Monsanto_145258 | 0 | 0 | 0 | 0 |  |  | 0 | 0 | 0 |  | 0 | 0 | 0 | 0 | 0 | 0
70 | APS_27875_Supp | 115.8 | 0 | 9.5 | 0 |  |  | 8760 | 40.7 | 4716 |  | 0 | 0 | 4716 | 81.44 | 81.44 | 9431
71 | REDD_66276_Out | -127 | 0 | 100 | 0 |  |  | 8016 | 0 | 0 |  | 0 | 0 | 0 | 0 | 0 | 0
72 | Douglas_38185 | 62.1 | 0 | 100 | 0 |  |  | 8760 | 35.2 | 2187 |  | 0 | 0 | 0 | 35.23 | 35.23 | 2187
73 | PGE_Cove_83984 | 12 | 0 | 100 | 0 |  |  | 8760 | 0 | 0 |  | 0 | 0 | 0 | 0 | 0 | 0
74 | FC1_42818_Out | -45.4 | 0 | 100 | 0 |  |  | 8760 | 69 | -3131 |  | 0 | 0 | 0 | 69 | 69 | -3131
75 | FC1_63510_Out | -19.3 | 0 | 100 | 0 |  |  | 8760 | 0 | 0 |  | 0 | 0 | 0 | 0 | 0 | 0
76 | FC4_79207_Out | -50.4 | 0 | 100 | 0 |  |  | 8760 | 0 | 0 |  | 0 | 0 | 0 | 0 | 0 | 0
77 | Cowlitz_65787 | -255.2 | 0 | 100 | 0 |  |  | 8760 | 0 | 0 |  | 0 | 0 | 0 | 0 | 0 | 0
78 | SIE_64885_McNary | 1376.7 | 0 | 100 | 0 |  |  | 8760 | 0 | 0 |  | 0 | 0 | 0 | 0 | 0 | 0
79 | SMUD_24296_In | 217.4 | 0 | 100 | 0 |  |  | 8736 | 37 | 8043 |  | 0 | 0 | 0 | 37 | 37 | 8043
80 | APS_58118_FC_In | 458.3 | 0 | 100 | 0 |  |  | 8760 | 0 | 0 |  | 0 | 0 | 0 | 0 | 0 | 0
81 | APS_58119_FC_Out | -279.7 | 0 | 100 | 0 |  |  | 8760 | 0 | 0 |  | 0 | 0 | 0 | 0 | 0 | 0
82 | REDD_66276_In | 114.9 | 0 | 100 | 0 |  |  | 8016 | 0 | 0 |  | 0 | 0 | 0 | 0 | 0 | 0
83 | APS_58118_AZ_In | 113.1 | 0 | 100 | 0 |  |  | 8760 | 0 | 0 |  | 0 | 0 | 0 | 0 | 0 | 0
84 | APS_58119_AZ_Out | -291.7 | 0 | 100 | 0 |  |  | 8760 | 0 | 0 |  | 0 | 0 | 0 | 0 | 0 | 0
85 | SIE_64885_Goshen | 913.6 | 0 | 100 | 0 |  |  | 8760 | 0 | 0 |  | 0 | 0 | 0 | 0 | 0 | 0
86 | Hermiston1 | 1051.5 | 0 | 51.4 | 116 | 7878.8 | 7493 | 5847 | 406.1 | 31997 | 126 | 518 | 0 | 999 | 31.38 | 31.87 | 33514
87 | WCE_244520 | 177 | 0 | 100 | 0 |  |  | 8760 | 58 | 10262 |  | 0 | 0 | 0 | 57.98 | 57.98 | 10262
88 | ECH_160595 | 111.6 | 0 | 100 | 0 |  |  | 8760 | 46.5 | 5188 |  | 0 | 0 | 0 | 46.5 | 46.5 | 5188
89 | FC1_In | 128.6 | 0 | 100 | 0 |  |  | 8760 | 0 | 0 |  | 0 | 0 | 0 | 0 | 0 | 0
90 | Deseret_194277 | 503.4 | 0 | 67 | 66 |  |  | 8562 | 20.8 | 10465 |  | 0 | 0 | 0 | 20.79 | 20.79 | 10465
91 | DSM_ID_Irrigate | 0 | 0 | 0 | 5 |  |  | 1176 | 0 | 0 |  | 0 | 0 | 0 | 0 | 0 | 0
92 | QF_Exxon_236032 | 0 | 0 | 0 | 0 |  |  | 8760 | 0 | 0 |  | 0 | 0 | 0 | 0 | 0 | 0
93 | QF_SUNN_Ad_59965 | 58.4 | 0 | 93.9 | 2 |  |  | 8256 | 46.5 | 2714 |  | 0 | 1967 | 0 | 46.48 | 80.17 | 4681
94 | QF_SUNN_Ba_83997 | 328.4 | 0 | 93.9 | 2 |  |  | 8256 | 48.8 | 16027 |  | 0 | 9117 | 0 | 48.8 | 76.56 | 25144
95 | QF_Tesoro_519533 | 0 | 0 | 0 | 0 |  |  | 8760 | 0 | 0 |  | 0 | 0 | 0 | 0 | 0 | 0
96 | BHPL_28160_Loss | -15.6 | 0 | 100 | 0 |  |  | 8760 | 11 | -171 |  | 0 | 0 | 0 | 10.98 | 10.98 | -171
97 | Rogue | 283 | 0 | 100 | 0 |  |  | 8760 | 0 | 0 |  | 0 | 0 | 0 | 0 | 0 | 0
98 | MidColumbia | 345.5 | 0 | 64.6 | 0 |  |  | 8760 | 0 | 0 |  | 0 | 0 | 0 | 0 | 0 | 0
99 | Toketee-Slide | 288.2 | 0 | 100 | 0 |  |  | 8760 | 0 | 0 |  | 0 | 0 | 0 | 0 | 0 | 0
100 | SmallWestHydro | 20.8 | 0 | 100 | 0 |  |  | 8760 | 0 | 0 |  | 0 | 0 | 0 | 0 | 0 | 0
101 | PSCO_340325_In | 1314 | 0 | 100 | 0 |  |  | 8760 | 0 | 0 |  | 0 | 0 | 0 | 0 | 0 | 0
102 | PSCO_340325_Out | -1112.7 | 0 | 100 | 0 |  |  | 8760 | 0 | 0 |  | 0 | 0 | 0 | 0 | 0 | 0
103 | HURR_393045_S | -0.2 | 0 | 100 | 0 |  |  | 8760 | 75 | -16 |  | 0 | 0 | 0 | 75 | 75 | -16
104 | HURR_393045_P | 1.9 | 0 | 100 | 0 |  |  | 8760 | 75 | 145 |  | 0 | 0 | 0 | 75 | 75 | 145
105 | LeaningJ_317714 | 301.7 | 0 | 100 | 0 |  |  | 8760 | 0 | 0 |  | 0 | 0 | 0 | 0 | 0 | 0
106 | Marengo1_332428 | 393.5 | 0 | 100 | 0 |  |  | 8760 | 0 | 0 |  | 0 | 0 | 0 | 0 | 0 | 0
107 | GoodHill_332427 | 267.1 | 0 | 100 | 0 |  |  | 8760 | 0 | 0 |  | 0 | 0 | 0 | 0 | 0 | 0
108 | Mtn_Wind1_367721 | 151.9 | 0 | 100 | 0 |  |  | 8760 | 0 | 0 |  | 0 | 0 | 0 | 0 | 0 | 0
109 | Mtn_Wind2_398449 | 189.8 | 0 | 100 | 0 |  |  | 8760 | 0 | 0 |  | 0 | 0 | 0 | 0 | 0 | 0
110 | SpanishF_311681 | 51.7 | 0 | 100 | 0 |  |  | 8760 | 0 | 0 |  | 0 | 0 | 0 | 0 | 0 | 0
111 | OregonWF_Plan_I | 161.3 | 0 | 100 | 0 |  |  | 8760 | 106.4 | 17159 |  | 0 | 0 | 0 | 106.4 | 106.4 | 17159
112 | Marengo2_423463 | 187.4 | 0 | 100 | 0 |  |  | 8760 | 0 | 0 |  | 0 | 0 | 0 | 0 | 0 | 0
113 | Glenrock_423461 | 324 | 0 | 100 | 0 |  |  | 8760 | 0 | 0 |  | 0 | 0 | 0 | 0 | 0 | 0
114 | SevenMile_357819 | 349.9 | 0 | 100 | 0 |  |  | 8760 | 0 | 0 |  | 0 | 0 | 0 | 0 | 0 | 0
115 | Rolling_H_423462 | 292.8 | 0 | 100 | 0 |  |  | 8760 | 0 | 0 |  | 0 | 0 | 0 | 0 | 0 | 0
116 | SevenMile2_Plan | 68.9 | 0 | 100 | 0 |  |  | 8760 | 0 | 0 |  | 0 | 0 | 0 | 0 | 0 | 0
117 | Glenrock3_Plan | 124.5 | 0 | 100 | 0 |  |  | 8760 | 0 | 0 |  | 0 | 0 | 0 | 0 | 0 | 0
118 | McFadden_Ridge_I | 86.1 | 0 | 100 | 0 |  |  | 8760 | 0 | 0 |  | 0 | 0 | 0 | 0 | 0 | 0
119 | QF_EVB_351030 | 47.9 | 0 | 100 | 0 |  |  | 8736 | 66.4 | 3177 |  | 0 | 0 | 0 | 66.36 | 66.36 | 3177
120 | WEYE_Res_356685 | 0 | 0 | 0 | 0 |  |  | 0 | 0 | 0 |  | 0 | 0 | 0 | 0 | 0 | 0
121 | Chehalis | 1117.7 | 0 | 27.2 | 140 | 8167.1 | 7307 | 3368 | 413.1 | 33740 | 489 | 2058 | 0 | 3892 | 33.67 | 35.51 | 39690
122 | PAC-Mead PUR | 0 | 0 | 0 | 189 |  |  | 412 | 0 | 0 |  | 0 | 0 | 0 | 0 | 0 | 0
123 | PAC-Mead SALE | -726.6 | 0 | 64.2 | 329 |  |  | 7835 | 36.1 | -26231 |  | 0 | 0 | 0 | 36.1 | 36.1 | -26231
124 | PAC-Mona PUR | 548.2 | 0 | 6.3 | 861 |  |  | 6029 | 36.5 | 19989 |  | 0 | 0 | 0 | 36.46 | 36.46 | 19989
125 | PAC-Mona SALE | -343.2 | 0 | 52.6 | 694 |  |  | 6300 | 34.6 | -11876 |  | 0 | 0 | 0 | 34.6 | 34.6 | -11876
126 | Copco 1-2 | 267.3 | 0 | 57.9 | 0 |  |  | 8760 | 0 | 0 |  | 0 | 0 | 0 | 0 | 0 | 0
127 | Top of World | 610.3 | 0 | 100 | 0 |  |  | 8760 | 64.7 | 39481 |  | 0 | 0 | 0 | 64.69 | 64.69 | 39481
128 | QF_CA_Hydro | 33.3 | 0 | 100 | 0 |  |  | 8760 | 144.8 | 4825 |  | 0 | 0 | 0 | 144.84 | 144.84 | 4825
129 | QF_OR_Biomass | 3.7 | 0 | 100 | 0 |  |  | 8760 | 68.2 | 250 |  | 0 | 0 | 0 | 68.24 | 68.24 | 250
130 | QF_OR_Hydro | 162.4 | 0 | 100 | 0 |  |  | 8760 | 107.9 | 17512 |  | 0 | 0 | 0 | 107.86 | 107.86 | 17512
131 | QF_OR_Thermal | 125.6 | 0 | 100 | 0 |  |  | 8760 | 71 | 8917 |  | 0 | 0 | 0 | 71 | 71 | 8917
132 | QF_UTN_Biomass | 0 | 0 | 0 | 0 |  |  | 8760 | 0 | 0 |  | 0 | 0 | 0 | 0 | 0 | 0
133 | QF_UTS_Biomass | 17.7 | 0 | 100 | 0 |  |  | 8760 | 50.7 | 900 |  | 0 | 0 | 0 | 50.75 | 50.75 | 900
134 | QF_UTN_Hydro | 6.7 | 0 | 100 | 0 |  |  | 8760 | 88.9 | 593 |  | 0 | 0 | 0 | 88.89 | 88.89 | 593
135 | QF_WAYA_Biomass | 0 | 0 | 0 | 0 |  |  | 8760 | 0 | 0 |  | 0 | 0 | 0 | 0 | 0 | 0
136 | QF_WAWW_Hydro | 0 | 0 | 0 | 0 |  |  | 8760 | 0 | 0 |  | 0 | 0 | 0 | 0 | 0 | 0
137 | QF_WAYA_Wind | 0 | 0 | 0 | 0 |  |  | 8760 | 0 | 0 |  | 0 | 0 | 0 | 0 | 0 | 0
138 | QF_WY_Hydro | 11.4 | 0 | 100 | 0 |  |  | 8760 | 71.5 | 814 |  | 0 | 0 | 0 | 71.47 | 71.47 | 814
139 | QF_ID_Hydro | 112.6 | 0 | 100 | 0 |  |  | 8760 | 92.8 | 10451 |  | 0 | 0 | 0 | 92.8 | 92.8 | 10451
140 | Dunlap | 353.9 | 0 | 100 | 0 |  |  | 8760 | 0 | 0 |  | 0 | 0 | 0 | 0 | 0 | 0
141 | HighPlains_Plan | 309.6 | 0 | 100 | 0 |  |  | 8760 | 0 | 0 |  | 0 | 0 | 0 | 0 | 0 | 0
142 | T3_Buttes_460457 | 323.1 | 0 | 100 | 0 |  |  | 8760 | 63.8 | 20613 |  | 0 | 0 | 0 | 63.8 | 63.8 | 20613
143 | I_W_PowerCnty_I | 59.8 | 0 | 100 | 0 |  |  | 8760 | 76 | 4548 |  | 0 | 0 | 0 | 76.01 | 76.01 | 4548
144 | I_W_PowerCnty_II | 57.1 | 0 | 100 | 0 |  |  | 8760 | 76 | 4342 |  | 0 | 0 | 0 | 76.01 | 76.01 | 4342
145 | PAC-NOB PUR | 40 | 0 | 2.3 | 124 |  |  | 328 | 19.9 | 795 |  | 0 | 0 | 0 | 19.88 | 19.88 | 795
146 | SCL_New_In | 377.4 | 0 | 100 | 0 |  |  | 8760 | 0 | 0 |  | 0 | 0 | 0 | 0 | 0 | 0
147 | SCL_New_Out | -360.9 | 0 | 100 | 0 |  |  | 8760 | 14.6 | -5258 |  | 0 | 0 | -5258 | 29.14 | 29.14 | -10517
148 | QF_RBFP_E20771 | 12 | 0 | 100 | 0 |  |  | 8760 | 54.1 | 648 |  | 0 | 0 | 0 | 54.05 | 54.05 | 648
149 | ConstEng_E999691 | 63.2 | 0 | 100 | 0 |  |  | 8760 | 54.7 | 3458 |  | 0 | 0 | 3458 | 109.44 | 109.44 | 6916
150 | TMF_BioF_E20958 | 37.2 | 0 | 88.5 | 0 |  |  | 8760 | 0 | 0 |  | 0 | 0 | 1406 | 37.76 | 37.76 | 1406
151 | PAC-NOB SALE | 0 | 0 | 0 | 0 |  |  | 0 | 0 | 0 |  | 0 | 0 | 0 | 0 | 0 | 0
152 | I_Naughton3_GCF | 192.1 | 0 | 11.1 | 14 | 2244.8 | 11684 | 1549 | 378.9 | 8505 | 30 | 112 | 4758 | 0 | 44.27 | 69.62 | 13376
153 | BHPL_27013R_MC_S | -168.9 | 0 | 100 | 0 |  |  | 8760 | 11 | -1854 |  | 0 | 0 | 0 | 10.98 | 10.98 | -1854
154 | BHPL_27013R_US_S | -65.9 | 0 | 100 | 0 |  |  | 8760 | 11 | -724 |  | 0 | 0 | 0 | 10.98 | 10.98 | -724
155 | UMPA_45631R_S | -220.8 | 0 | 100 | 0 |  |  | 8760 | 23.2 | -5131 |  | 0 | -4396 | -5131 | 46.48 | 66.39 | -14659
156 | NonOwnRes_Wa | 0 | 0 | 0 | 0 |  |  | 8760 | 0 | 0 |  | 0 | 0 | 0 | 0 | 0 | 0
157 | NonOwnRes_WM | 0 | 0 | 0 | 0 |  |  | 8760 | 0 | 0 |  | 0 | 0 | 0 | 0 | 0 | 0
158 | NonOwnRes_Go | 0 | 0 | 0 | 0 |  |  | 8760 | 0 | 0 |  | 0 | 0 | 0 | 0 | 0 | 0
159 | NonOwnRes_Wy | 0 | 0 | 0 | 0 |  |  | 8760 | 0 | 0 |  | 0 | 0 | 0 | 0 | 0 | 0
160 | NonOwnRes_Ut | 0 | 0 | 0 | 0 |  |  | 8760 | 0 | 0 |  | 0 | 0 | 0 | 0 | 0 | 0
161 | DorenaHyd_20887 | 15.1 | 0 | 100 | 0 |  |  | 8760 | 73.5 | 1107 |  | 0 | 0 | 0 | 73.47 | 73.47 | 1107
162 | QF_Bioms1_234159 | 228.5 | 0 | 100 | 0 |  |  | 8760 | 74.9 | 17124 |  | 0 | 0 | 0 | 74.94 | 74.94 | 17124
163 | QF_W_MC_FivePine | 109.4 | 0 | 100 | 0 |  |  | 8760 | 72.7 | 7951 |  | 0 | 0 | 0 | 72.71 | 72.71 | 7951
164 | QF_W_MC_NorthPt | 239.1 | 0 | 100 | 0 |  |  | 8760 | 72.7 | 17388 |  | 0 | 0 | 0 | 72.71 | 72.71 | 17388
165 | ObsidianBlkCap | 4.7 | 0 | 100 | 0 |  |  | 8760 | 72.7 | 342 |  | 0 | 0 | 0 | 72.71 | 72.71 | 342
166 | QF_CA_Biomass | 0 | 0 | 100 | 0 |  |  | 8760 | 32.2 | 1 |  | 0 | 0 | 0 | 32.24 | 32.24 | 1
167 | QF_ID_Biomass | 10.8 | 0 | 100 | 0 |  |  | 8760 | 75.4 | 814 |  | 0 | 0 | 0 | 75.4 | 75.4 | 814
168 | QF_UTN_Wind | 0 | 0 | 0 | 0 |  |  | 8760 | 0 | 0 |  | 0 | 0 | 0 | 0 | 0 | 0
169 | QF_WAYA_Hydro | 6.7 | 0 | 100 | 0 |  |  | 8760 | 38.4 | 258 |  | 0 | 0 | 0 | 38.4 | 38.4 | 258
170 | QF_WY_Wind | 0.3 | 0 | 100 | 0 |  |  | 8760 | 60.5 | 18 |  | 0 | 0 | 0 | 60.5 | 60.5 | 18
171 | DSM_CooKeeper_Te | 0 | 0 | 0 | 6 |  |  | 1680 | 0 | 0 |  | 0 | 0 | 0 | 0 | 0 | 0
172 | DSM_UT_Irrigate_ | 0 | 0 | 0 | 4 |  |  | 1008 | 0 | 0 |  | 0 | 0 | 0 | 0 | 0 | 0
173 | BHPL_27013R_WYNE | -10.8 | 0 | 10.6 | 185 |  |  | 952 | 11 | -119 |  | 0 | 0 | 0 | 10.98 | 10.98 | -119
174 | BHPL_27013R_JB | 0 | 0 | 0 | 0 |  |  | 0 | 0 | 0 |  | 0 | 0 | 0 | 0 | 0 | 0
175 | QF_Latigo_21022 | 91.3 | 0 | 100 | 1 |  |  | 5880 | 60 | 5484 |  | 0 | 0 | 0 | 60.05 | 60.05 | 5484
176 | Buckhorn_Solar | 1.8 | 0 | 100 | 1 |  |  | 3696 | 76.3 | 140 |  | 0 | 0 | 0 | 76.3 | 76.3 | 140
177 | CedarValley_Sola | 1.8 | 0 | 100 | 1 |  |  | 3696 | 76.3 | 140 |  | 0 | 0 | 0 | 76.3 | 76.3 | 140
178 | Beryl_Solar | 1.9 | 0 | 100 | 1 |  |  | 3696 | 76.3 | 144 |  | 0 | 0 | 0 | 76.3 | 76.3 | 144
179 | Greenvile_Solar | 1.4 | 0 | 100 | 1 |  |  | 3696 | 76.3 | 103 |  | 0 | 0 | 0 | 76.3 | 76.3 | 103
180 | MilfordFlat_Sola | 1.8 | 0 | 100 | 1 |  |  | 3696 | 58.4 | 107 |  | 0 | 0 | 0 | 58.39 | 58.39 | 107
181 | QF_UTN_Solar | 0.9 | 0 | 100 | 0 |  |  | 8760 | 0 | 0 |  | 0 | 0 | 0 | 0 | 0 | 0
182 | QF_FiddlerCanyon | 11 | 0 | 100 | 1 |  |  | 5184 | 85 | 936 |  | 0 | 0 | 0 | 85 | 85 | 936
183 | QF_SouthMilford_ | 7.6 | 0 | 100 | 1 |  |  | 8424 | 58.4 | 441 |  | 0 | 0 | 0 | 58.39 | 58.39 | 441
184 | QF_Manderfield_2 | 3.2 | 0 | 100 | 1 |  |  | 5184 | 85 | 272 |  | 0 | 0 | 0 | 85 | 85 | 272
185 | QF_GranitePeak_2 | 1.8 | 0 | 100 | 1 |  |  | 3696 | 58.4 | 107 |  | 0 | 0 | 0 | 58.39 | 58.39 | 107
186 | QF_LahoSolar_210 | 1.8 | 0 | 100 | 1 |  |  | 3696 | 58.4 | 107 |  | 0 | 0 | 0 | 58.39 | 58.39 | 107
187 | OSIP_Projects | 3.9 | 0 | 100 | 0 |  |  | 8760 | 0 | 0 |  | 0 | 0 | 0 | 0 | 0 | 0
188 | PSCO_FC_340325_o | 0 | 0 | 0 | 0 |  |  | 0 | 0 | 0 |  | 0 | 0 | 0 | 0 | 0 | 0
189 | Tri-State_27057 | 91.4 | 0 | 63.8 | 297 |  |  | 5332 | 15.5 | 1416 |  | 0 | 0 | 0 | 15.49 | 15.49 | 1416
190 | BevansPoint | 3.4 | 0 | 100 | 1 |  |  | 6624 | 78.9 | 267 |  | 0 | 0 | 0 | 78.86 | 78.86 | 267
191 | MagCorp_144408 | 0 | 0 | 0 | 0 |  |  | 0 | 0 | 0 |  | 0 | 0 | 0 | 0 | 0 | 0
192 | Nucor_137328 | 0 | 0 | 0 | 0 |  |  | 0 | 0 | 0 |  | 0 | 0 | 0 | 0 | 0 | 0
193 | MonsanCur_145258 | 0 | 0 | 0 | 0 |  |  | 0 | 0 | 0 |  | 0 | 0 | 0 | 0 | 0 | 0
194 | NonOR_Goshen_Off | 0 | 0 | 0 | 0 |  |  | 8760 | 0 | 0 |  | 0 | 0 | 0 | 0 | 0 | 0
195 | NonOR_Utah_Off | 0 | 0 | 0 | 0 |  |  | 8760 | 0 | 0 |  | 0 | 0 | 0 | 0 | 0 | 0
196 | NonOR_Walla_Off | 0 | 0 | 0 | 0 |  |  | 8760 | 0 | 0 |  | 0 | 0 | 0 | 0 | 0 | 0
197 | NonOR_WMain_Off | 0 | 0 | 0 | 0 |  |  | 8760 | 0 | 0 |  | 0 | 0 | 0 | 0 | 0 | 0
198 | SCL_New_Reserve | 0 | 0 | 0 | 0 |  |  | 0 | 0 | 0 |  | 0 | 0 | 0 | 0 | 0 | 0
199 | QF_Kennecott | 84.3 | 0 | 100 | 0 |  |  | 8760 | 0 | 0 |  | 0 | 0 | 0 | 0 | 0 | 0
200 | OldMill_Solar | 5.7 | 0 | 100 | 1 |  |  | 4416 | 0 | 0 |  | 0 | 0 | 0 | 0 | 0 | 0
201 | LakeSide2 | 3407.5 | 0 | 60 | 79 | 23233.5 | 6818 | 7701 | 395.1 | 91803 | 303 | 1297 | 24303 | 10997 | 30.17 | 37.68 | 128399
SYSTE | M PRODUCTION | 63668.7 | 0 |  | 6656 | 520344.1 | 9740 |  |  | 1163851 | 3219 | 14207 | 449358 | 55511 | 19.15 | 26.43 | 1682927

## Study3CHrly
Build ID: 000001_x64 Ventyx p. 1
MULTISYM V8.1.03 Copyright 1998-2014. All rights reserved. L0000-00 1 iter Convergent Monte 08/29/2014
2015: I15_P_WI_S3CHrly25623 (Environmental) 05:27:12 PM
Station Group Report
--------------------
|  | Aux | Cap |  |  | Heat Hours | Fuel/P | rch Cost | Star | t Star | t O&M | O&M | Opert | Total | Total
| Energy | Dmnd | Fctr | Sta- | FuelBurn | Rate per | ¢/MBtu | <F> $0 | 00 Fu | el Co | st Fix | ed V | ar Co | st Co | st Cost
No. Group | GWh | GWh | % | rts | GBtu | Btu/kWh Unit | $/MWh | <P> $00 | 0 GBt | u $00 | 0 $00 | 0 $00 | 0 $/MW | h $/MW | h $000
--- ---------------- | -------- | ------ | ----- | ---- | --------- | ------ ---- | ------ | --- ----- | ---- | ----- | ------ | ----- | ------ | ------ | --------
Native Load | 63616.6
Dump Power | 326.7 | [12 empty] | 14.1 | 4606
Aux Demand | 0
Tran. Losses | 0
LESS Resources (Export | s):
1 HydroEast | 258.5 | 0 | 42.2 | 0 |  |  | 0 | 0 |  | 0 | 0 | 0 | 0 | 0 | 0
2 HydroWest | 4148.8 | 0 | 60.9 | 0 |  |  | 0 | 0 |  | 0 | 0 | 0 | 0 | 0 | 0
3 PurchaseEast | 1242.9 | 0 | 46.8 | 69 |  |  | 40.5 | 50319 |  | 0 | 11084 | 8174 | 47.06 | 55.98 | 69577
4 RenewableEast | 365.2 | 0 | 92.7 | 16 | 2372.2 | 10000 | 0 | 8119 | 0 | 0 | 0 | 631 | 23.96 | 23.96 | 8750
5 ThermalEast | 37495.5 | 0 | 72.7 | 1103 | 366284.7 | 9769 | 201.6 | 738551 | 2453 | 10354 | 342903 | 30811 | 20.52 | 29.94 | 1122619
6 ThermalWest | 14504.4 | 0 | 69.2 | 448 | 140868.1 | 9712 | 222.8 | 313895 | 916 | 4520 | 95008 | 23777 | 23.28 | 30.14 | 437200
7 IRPEast | 193.7 | 0 | 11.2 | 13 | 2268.2 | 11712 | 378.8 | 8591 | 27 | 104 | 4758 | 0 | 44.36 | 69.47 | 13454
8 MCP | -3770.9 | 0 | 0.2 | 4296 |  |  | 38.6 | -145669 |  | 0 | 0 | 0 | 38.63 | 38.63 | -145669
9 InterruptEast | 0 | 0 | 0 | 0 |  |  | 0 | 0 |  | 0 | 0 | 0 | 0 | 0 | 0
10 RenewableWest | -370.2 | 0 | 133.3 | 0 |  |  | 14.2 | -5258 |  | 0 | 0 | -3853 | 24.61 | 24.61 | -9111
11 PurchaseWest | 709.2 | 0 | 100 | 0 |  |  | 79 | 56006 |  | 0 | 0 | 0 | 78.97 | 78.97 | 56006
12 ExchangeEast | 1229.8 | 0 | 119.6 | 0 |  |  | 0 | 0 |  | 0 | 0 | 0 | 0 | 0 | 0
13 SaleWest | -443.3 | 0 | 100 | 0 |  |  | 4.2 | -1854 |  | 0 | 0 | 0 | 4.18 | 4.18 | -1854
14 SaleEast | -302.5 | 0 | 100 | 0 |  |  | 20 | -6042 |  | 0 | -4396 | -5131 | 36.93 | 51.46 | -15570
15 ExchangeWest | 1467.1 | 0 | 100 | 0 |  |  | 5.5 | 8043 |  | 0 | 0 | 0 | 5.48 | 5.48 | 8043
16 DSMEast | 0 | 0 | 0 | 7 |  |  | 0 | 0 |  | 0 | 0 | 0 | 0 | 0 | 0
Resource Totals | 63941.3 | 0 |  | 6220 | 511793.3 | 9761 |  | 1025868 | 3396 | 14978 | 449358 | 54408 | 16.89 | 24.16 | 1544613
Wheeling | [14 empty] | 1375
Fuel demand charges | [14 empty] | 0
Emissions costs | [14 empty] | 0
Reserve deficiencies | [14 empty] | 2467
E.N.S. | 2 | [12 empty] | 1000 | 2043
SYSTEM | [13 empty] | 24.18 | 1545891
Ancil | lary Services Con | tribut | ion An | d Reve | nue Re | port
----- | ----------------- | ------ | ------ | ------ | ------ | ----
|  | #NAME? | illary | Servi | ces (c | ontrib | ution, | revenu | e,rate | )
|  | #NAME? | UP |  | #NAME? | DOWN |  | #NAME? |  |  | #NAME? | PIN |  | #NAME? | PIN2 |  | #NAME? | l
No. | Station | GWh | 0 | $/MW-h | GWh | 0 | $/MW-h | GWh | 0 | $/MW-h | GWh | 0 | $/MW-h | GWh | 0 | $/MW-h | GWh | 0 | $/MW-h
--- | ---------------- | ----- | ----- | ----- | ----- | ----- | ----- | ----- | ----- | ----- | ----- | ----- | ----- | ----- | ----- | ----- | ----- | ----- | -----
1 | BearRiver | 107.2 | 263.6 | 2.5 | 0 | 0 | 0 | 18.8 | 80.8 | 4.3 | 131.2 | 2535.8 | 19.3 | 0 | 0 | 0 | 257.2 | 2880.2 | 11.2
2 | Clearwater1 | 0 | 0 | 0 | 0 | 0 | 0 | 0 | 0 | 0 | 0 | 0 | 0 | 0 | 0 | 0 | 0 | 0 | 0
3 | Clearwater2 | 0 | 0 | 0 | 0 | 0 | 0 | 0 | 0 | 0 | 0 | 0 | 0 | 0 | 0 | 0 | 0 | 0 | 0
4 | FishCreek | 0 | 0 | 0 | 0 | 0 | 0 | 0 | 0 | 0 | 0 | 0 | 0 | 0 | 0 | 0 | 0 | 0 | 0
5 | GemState_99489 | 0 | 0 | 0 | 0 | 0 | 0 | 0 | 0 | 0 | 0 | 0 | 0 | 0 | 0 | 0 | 0 | 0 | 0
6 | IronGate | 0 | 0 | 0 | 0 | 0 | 0 | 0 | 0 | 0 | 0 | 0 | 0 | 0 | 0 | 0 | 0 | 0 | 0
7 | JCBoyle | 0 | 0 | 0 | 0 | 0 | 0 | 0 | 0 | 0 | 0 | 0 | 0 | 0 | 0 | 0 | 0 | 0 | 0
8 | Lemolo2 | 0 | 0 | 0 | 0 | 0 | 0 | 0 | 0 | 0 | 0 | 0 | 0 | 0 | 0 | 0 | 0 | 0 | 0
9 | Lemolo1 | 0 | 0 | 0 | 0 | 0 | 0 | 0 | 0 | 0 | 1.5 | 25 | 16.5 | 0 | 0 | 0 | 1.5 | 25 | 16.5
10 | Merwin | 0 | 0 | 0 | 0 | 0 | 0 | 0 | 0 | 0 | 0 | 0 | 0 | 0 | 0 | 0 | 0 | 0 | 0
11 | SmallEastHydro | 0 | 0 | 0 | 0 | 0 | 0 | 0 | 0 | 0 | 0 | 0 | 0 | 0 | 0 | 0 | 0 | 0 | 0
12 | SodaSprings | 0 | 0 | 0 | 0 | 0 | 0 | 0 | 0 | 0 | 0 | 0 | 0 | 0 | 0 | 0 | 0 | 0 | 0
13 | Swift1 | 700.4 | ****** | 26.9 | 0 | 0 | 0 | 394.1 | ****** | 55.9 | 151.6 | 8367.5 | 55.2 | 0 | 0 | 0 | 1246.1 | ****** | 39.5
14 | Swift2 | 0 | 0 | 0 | 0 | 0 | 0 | 0 | 0 | 0 | 0 | 0 | 0 | 0 | 0 | 0 | 0 | 0 | 0
15 | UKL | 0 | 0 | 0 | 0 | 0 | 0 | 0 | 0 | 0 | 0 | 0 | 0 | 0 | 0 | 0 | 0 | 0 | 0
16 | Yale | 308.2 | ****** | 46.4 | 0 | 0 | 0 | 153 | 5974.1 | 39 | 121.6 | 7444 | 61.2 | 0 | 0 | 0 | 582.8 | ****** | 47.6
17 | Blundell | 0 | 0 | 0 | 0 | 0 | 0 | 14.1 | 213 | 15.2 | 0.3 | 4.3 | 14.9 | 0 | 0 | 0 | 14.3 | 217.2 | 15.1
18 | Carbon1 | 10.7 | 13.5 | 1.3 | 0 | 0 | 0 | 3.3 | 8.5 | 2.6 | 0 | 0 | 0 | 0 | 0 | 0 | 14 | 22.1 | 1.6
19 | Carbon2 | 9.4 | 8.6 | 0.9 | 0 | 0 | 0 | 3.4 | 9.2 | 2.7 | 0 | 0 | 0 | 0 | 0 | 0 | 12.8 | 17.8 | 1.4
20 | Cholla4 | 177.8 | 450.5 | 2.5 | 0 | 0 | 0 | 25.2 | 115.5 | 4.6 | 0.3 | 4.2 | 14.4 | 0 | 0 | 0 | 203.3 | 570.2 | 2.8
21 | Colstrip3 | 0 | 0 | 0 | 0 | 0 | 0 | 0 | 0 | 0 | 2.9 | 1.3 | 0.4 | 0 | 0 | 0 | 2.9 | 1.3 | 0.4
22 | Colstrip4 | 0 | 0 | 0 | 0 | 0 | 0 | 0 | 0 | 0 | 2.3 | 0.8 | 0.4 | 0 | 0 | 0 | 2.3 | 0.8 | 0.4
23 | Craig1 | 0 | 0 | 0 | 0 | 0 | 0 | 0 | 0 | 0 | 0 | 0 | 0 | 0 | 0 | 0 | 0 | 0 | 0
24 | Craig2 | 0 | 0 | 0 | 0 | 0 | 0 | 0 | 0 | 0 | 0 | 0 | 0 | 0 | 0 | 0 | 0 | 0 | 0
25 | GadsbyGT3 | 2.2 | 165.7 | 76.7 | 0 | 0 | 0 | 0 | 0 | 0 | 0 | 0 | 0 | 0 | 0 | 0 | 2.2 | 165.7 | 76.7
26 | Gadsby1 | 0.5 | 138.3 | 297.1 | 0 | 0 | 0 | 0 | 0 | 0 | 0 | 0 | 0 | 0 | 0 | 0 | 0.5 | 138.3 | 297.1
27 | Gadsby2 | 0.9 | 139.2 | 162 | 0 | 0 | 0 | 0 | 0 | 0 | 0 | 0 | 0 | 0 | 0 | 0 | 0.9 | 139.2 | 162
28 | Gadsby3 | 2.1 | 169 | 81.7 | 0 | 0 | 0 | 0 | 0 | 0 | 0 | 0 | 0 | 0 | 0 | 0 | 2.1 | 169 | 81.7
29 | GadsbyGT2 | 6.5 | 180.4 | 27.7 | 0 | 0 | 0 | 0 | 0 | 0 | 0 | 0 | 0 | 0 | 0 | 0 | 6.5 | 180.4 | 27.7
30 | GadsbyGT1 | 4.3 | 172 | 39.8 | 0 | 0 | 0 | 0 | 0 | 0 | 0 | 0 | 0 | 0 | 0 | 0 | 4.3 | 172 | 39.8
31 | Hayden1 | 0 | 0 | 0 | 0 | 0 | 0 | 0 | 0 | 0 | 0 | 0 | 0.1 | 0 | 0 | 0 | 0 | 0 | 0.1
32 | Hayden2 | 0 | 0 | 0 | 0 | 0 | 0 | 0 | 0 | 0 | 0 | 0.3 | 7 | 0 | 0 | 0 | 0 | 0.3 | 7
33 | Hermiston2 | 103.6 | 387.9 | 3.7 | 0 | 0 | 0 | 25.4 | 35.6 | 1.4 | 52.1 | 75.1 | 1.4 | 0 | 0 | 0 | 181.1 | 498.6 | 2.8
34 | Hunter3 | 49.2 | 231.3 | 4.7 | 0 | 0 | 0 | 7.2 | 57.7 | 8 | 0 | 0 | 0 | 0 | 0 | 0 | 56.4 | 289 | 5.1
35 | Hunter1 | 40.7 | 205.2 | 5 | 0 | 0 | 0 | 5.4 | 49.4 | 9.2 | 0 | 0 | 0 | 0 | 0 | 0 | 46.1 | 254.6 | 5.5
36 | Hunter2 | 29 | 178.3 | 6.2 | 0 | 0 | 0 | 2.9 | 34.6 | 11.8 | 0 | 0 | 0 | 0 | 0 | 0 | 31.9 | 212.9 | 6.7
37 | Huntington1 | 17 | 150 | 8.8 | 0 | 0 | 0 | 1.7 | 24.9 | 14.5 | 0 | 0 | 0 | 0 | 0 | 0 | 18.7 | 174.9 | 9.4
38 | Huntington2 | 22.2 | 156.5 | 7 | 0 | 0 | 0 | 2.4 | 33.1 | 13.5 | 0 | 0 | 0 | 0 | 0 | 0 | 24.7 | 189.6 | 7.7
39 | JBridger1 | 37.5 | 222.7 | 5.9 | 0 | 0 | 0 | 12.1 | 60.8 | 5 | 9.6 | 41.7 | 4.3 | 0 | 0 | 0 | 59.1 | 325.2 | 5.5
40 | JBridger2 | 32.4 | 221.6 | 6.8 | 0 | 0 | 0 | 18.7 | 82.4 | 4.4 | 22.9 | 23.2 | 1 | 0 | 0 | 0 | 74 | 327.2 | 4.4
41 | JBridger3 | 20 | 24.9 | 1.2 | 0 | 0 | 0 | 15.4 | 46.6 | 3 | 35.5 | 5.1 | 0.1 | 0 | 0 | 0 | 70.9 | 76.7 | 1.1
42 | JBridger4 | 25.8 | 204.9 | 7.9 | 0 | 0 | 0 | 26.6 | 135.5 | 5.1 | 26.2 | 69.4 | 2.6 | 0 | 0 | 0 | 78.6 | 409.8 | 5.2
43 | JamesRiverCG | 0 | 0 | 0 | 0 | 0 | 0 | 0 | 0 | 0 | 0 | 0 | 0 | 0 | 0 | 0 | 0 | 0 | 0
44 | Johnston1 | 0 | 0 | 0 | 0 | 0 | 0 | 0 | 0 | 0 | 3.1 | 8 | 2.6 | 0 | 0 | 0 | 3.1 | 8 | 2.6
45 | Johnston2 | 0 | 0 | 0 | 0 | 0 | 0 | 0 | 0 | 0 | 4 | 11.2 | 2.8 | 0 | 0 | 0 | 4 | 11.2 | 2.8
46 | Johnston3 | 0 | 0 | 0 | 0 | 0 | 0 | 0 | 0 | 0 | 1.8 | 4 | 2.3 | 0 | 0 | 0 | 1.8 | 4 | 2.3
47 | Johnston4 | 0 | 0 | 0 | 0 | 0 | 0 | 0 | 0 | 0 | 9.1 | 30.2 | 3.3 | 0 | 0 | 0 | 9.1 | 30.2 | 3.3
48 | Naughton1 | 118.6 | 351.6 | 3 | 0 | 0 | 0 | 23.2 | 99.8 | 4.3 | 0 | 0 | 0 | 0 | 0 | 0 | 141.7 | 451.4 | 3.2
49 | Naughton2 | 143.6 | 408 | 2.8 | 0 | 0 | 0 | 26.9 | 121.5 | 4.5 | 0 | 0 | 0 | 0 | 0 | 0 | 170.5 | 529.4 | 3.1
50 | WestValleyCi GT1 | 0 | 0 | 0 | 0 | 0 | 0 | 0 | 0 | 0 | 0 | 0 | 0 | 0 | 0 | 0 | 0 | 0 | 0
51 | WestValleyCi GT4 | 0 | 0 | 0 | 0 | 0 | 0 | 0 | 0 | 0 | 0 | 0 | 0 | 0 | 0 | 0 | 0 | 0 | 0
52 | WestValleyCi GT5 | 0 | 0 | 0 | 0 | 0 | 0 | 0 | 0 | 0 | 0 | 0 | 0 | 0 | 0 | 0 | 0 | 0 | 0
53 | WestValleyCi GT3 | 0 | 0 | 0 | 0 | 0 | 0 | 0 | 0 | 0 | 0 | 0 | 0 | 0 | 0 | 0 | 0 | 0 | 0
54 | WestValleyCi GT2 | 0 | 0 | 0 | 0 | 0 | 0 | 0 | 0 | 0 | 0 | 0 | 0 | 0 | 0 | 0 | 0 | 0 | 0
55 | Wyodak1 | 0 | 0 | 0 | 0 | 0 | 0 | 0 | 0 | 0 | 0.4 | 0.7 | 1.7 | 0 | 0 | 0 | 0.4 | 0.7 | 1.7
56 | CurrantCreek | 523 | 749.3 | 1.4 | 0 | 0 | 0 | 110 | 326.8 | 3 | 0 | 0 | 0 | 0 | 0 | 0 | 633.1 | 1076.1 | 1.7
57 | BigFork | 0 | 0 | 0 | 0 | 0 | 0 | 0 | 0 | 0 | 0 | 0 | 0 | 0 | 0 | 0 | 0 | 0 | 0
58 | LakeSide | 637.5 | 727.4 | 1.1 | 0 | 0 | 0 | 42.7 | 267 | 6.3 | 0 | 0 | 0 | 0 | 0 | 0 | 680.2 | 994.4 | 1.5
59 | PAC-COB SALE | 0 | 0 | 0 | 0 | 0 | 0 | 0 | 0 | 0 | 0 | 0 | 0 | 0 | 0 | 0 | 0 | 0 | 0
60 | PAC-COB PUR | 0 | 0 | 0 | 0 | 0 | 0 | 4.4 | 3.3 | 0.8 | 0.5 | 0.8 | 1.5 | 0 | 0 | 0 | 4.9 | 4.1 | 0.8
61 | PAC-MIDC SALE | 0 | 0 | 0 | 0 | 0 | 0 | 0 | 0 | 0 | 0 | 0 | 0 | 0 | 0 | 0 | 0 | 0 | 0
62 | PAC-MIDC PUR | 0 | 0 | 0 | 0 | 0 | 0 | 284 | 347.8 | 1.2 | 86.8 | 2.4 | 0 | 0 | 0 | 0 | 370.8 | 350.1 | 0.9
63 | PAC-FC SALE | 0 | 0 | 0 | 0 | 0 | 0 | 0 | 0 | 0 | 0 | 0 | 0 | 0 | 0 | 0 | 0 | 0 | 0
64 | PAC-FC PUR | 0 | 0 | 0 | 0 | 0 | 0 | 18.6 | 209.3 | 11.3 | 0.1 | 0.5 | 3.8 | 0 | 0 | 0 | 18.7 | 209.8 | 11.2
65 | PAC-PV SALE | 0 | 0 | 0 | 0 | 0 | 0 | 0 | 0 | 0 | 0 | 0 | 0 | 0 | 0 | 0 | 0 | 0 | 0
66 | PAC-PV PUR | 0 | 0 | 0 | 0 | 0 | 0 | 151.9 | 1610.2 | 10.6 | 0.1 | 0 | 0 | 0 | 0 | 0 | 152 | 1610.2 | 10.6
67 | Monsanto_145258 | 0 | 0 | 0 | 0 | 0 | 0 | 0 | 0 | 0 | 109.6 | 288.6 | 2.6 | 0 | 0 | 0 | 109.6 | 288.6 | 2.6
68 | APS_27875_Supp | 0 | 0 | 0 | 0 | 0 | 0 | 150.2 | 1329 | 8.9 | 0 | 0 | 0 | 0 | 0 | 0 | 150.2 | 1329 | 8.9
69 | REDD_66276_Out | 0 | 0 | 0 | 0 | 0 | 0 | 0 | 0 | 0 | 0 | 0 | 0 | 0 | 0 | 0 | 0 | 0 | 0
70 | Douglas_38185 | 0 | 0 | 0 | 0 | 0 | 0 | 0 | 0 | 0 | 0 | 0 | 0 | 0 | 0 | 0 | 0 | 0 | 0
71 | PGE_Cove_83984 | 0 | 0 | 0 | 0 | 0 | 0 | 0 | 0 | 0 | 0 | 0 | 0 | 0 | 0 | 0 | 0 | 0 | 0
72 | FC1_42818_Out | 0 | 0 | 0 | 0 | 0 | 0 | 0 | 0 | 0 | 0 | 0 | 0 | 0 | 0 | 0 | 0 | 0 | 0
73 | FC1_63510_Out | 0 | 0 | 0 | 0 | 0 | 0 | 0 | 0 | 0 | 0 | 0 | 0 | 0 | 0 | 0 | 0 | 0 | 0
74 | FC4_79207_Out | 0 | 0 | 0 | 0 | 0 | 0 | 0 | 0 | 0 | 0 | 0 | 0 | 0 | 0 | 0 | 0 | 0 | 0
75 | Cowlitz_65787 | 0 | 0 | 0 | 0 | 0 | 0 | 0 | 0 | 0 | 0 | 0 | 0 | 0 | 0 | 0 | 0 | 0 | 0
76 | SIE_64885_McNary | 0 | 0 | 0 | 0 | 0 | 0 | 0 | 0 | 0 | 0 | 0 | 0 | 0 | 0 | 0 | 0 | 0 | 0
77 | SMUD_24296_In | 0 | 0 | 0 | 0 | 0 | 0 | 0 | 0 | 0 | 0 | 0 | 0 | 0 | 0 | 0 | 0 | 0 | 0
78 | APS_58118_FC_In | 0 | 0 | 0 | 0 | 0 | 0 | 0 | 0 | 0 | 0 | 0 | 0 | 0 | 0 | 0 | 0 | 0 | 0
79 | APS_58119_FC_Out | 0 | 0 | 0 | 0 | 0 | 0 | 0 | 0 | 0 | 0 | 0 | 0 | 0 | 0 | 0 | 0 | 0 | 0
80 | REDD_66276_In | 0 | 0 | 0 | 0 | 0 | 0 | 0 | 0 | 0 | 0 | 0 | 0 | 0 | 0 | 0 | 0 | 0 | 0
81 | APS_58118_AZ_In | 0 | 0 | 0 | 0 | 0 | 0 | 0 | 0 | 0 | 0 | 0 | 0 | 0 | 0 | 0 | 0 | 0 | 0
82 | APS_58119_AZ_Out | 0 | 0 | 0 | 0 | 0 | 0 | 0 | 0 | 0 | 0 | 0 | 0 | 0 | 0 | 0 | 0 | 0 | 0
83 | SIE_64885_Goshen | 0 | 0 | 0 | 0 | 0 | 0 | 0 | 0 | 0 | 0 | 0 | 0 | 0 | 0 | 0 | 0 | 0 | 0
84 | Hermiston1 | 65.4 | 333.1 | 5.1 | 0 | 0 | 0 | 31.4 | 49.3 | 1.6 | 55.2 | 64.9 | 1.2 | 0 | 0 | 0 | 152 | 447.3 | 2.9
85 | Deseret_194277 | 0 | 0 | 0 | 0 | 0 | 0 | 271.7 | 3173.5 | 11.7 | 0.3 | 8.1 | 24 | 0 | 0 | 0 | 272 | 3181.6 | 11.7
86 | DSM_ID_Irrigate | 0 | 0 | 0 | 0 | 0 | 0 | 3.6 | 23.5 | 6.6 | 17.8 | 170.4 | 9.6 | 0 | 0 | 0 | 21.4 | 193.9 | 9.1
87 | QF_Exxon_236032 | 0 | 0 | 0 | 0 | 0 | 0 | 0 | 0 | 0 | 0 | 0 | 0 | 0 | 0 | 0 | 0 | 0 | 0
88 | QF_SUNN_Ad_59965 | 0 | 0 | 0 | 0 | 0 | 0 | 0 | 0 | 0 | 0 | 0 | 0 | 0 | 0 | 0 | 0 | 0 | 0
89 | QF_SUNN_Ba_83997 | 0 | 0 | 0 | 0 | 0 | 0 | 0 | 0 | 0 | 0 | 0 | 0 | 0 | 0 | 0 | 0 | 0 | 0
90 | QF_Tesoro_519533 | 0 | 0 | 0 | 0 | 0 | 0 | 0 | 0 | 0 | 0 | 0 | 0 | 0 | 0 | 0 | 0 | 0 | 0
91 | BHPL_28160_Loss | 0 | 0 | 0 | 0 | 0 | 0 | 0 | 0 | 0 | 0 | 0 | 0 | 0 | 0 | 0 | 0 | 0 | 0
92 | Rogue | 0 | 0 | 0 | 0 | 0 | 0 | 0 | 0 | 0 | 0 | 0 | 0 | 0 | 0 | 0 | 0 | 0 | 0
93 | MidColumbia | 38.1 | 842.1 | 22.1 | 0 | 0 | 0 | 37.3 | 743.7 | 19.9 | 39.7 | 952.4 | 24 | 0 | 0 | 0 | 115.2 | 2538.1 | 22
94 | Toketee-Slide | 0 | 0 | 0 | 0 | 0 | 0 | 0 | 0 | 0 | 0 | 0 | 0 | 0 | 0 | 0 | 0 | 0 | 0
95 | SmallWestHydro | 0 | 0 | 0 | 0 | 0 | 0 | 0 | 0 | 0 | 0 | 0 | 0 | 0 | 0 | 0 | 0 | 0 | 0
96 | PSCO_340325_In | 0 | 0 | 0 | 0 | 0 | 0 | 0 | 0 | 0 | 0 | 0 | 0 | 0 | 0 | 0 | 0 | 0 | 0
97 | PSCO_340325_Out | 0 | 0 | 0 | 0 | 0 | 0 | 0 | 0 | 0 | 0 | 0 | 0 | 0 | 0 | 0 | 0 | 0 | 0
98 | HURR_393045_S | 0 | 0 | 0 | 0 | 0 | 0 | 0 | 0 | 0 | 0 | 0 | 0 | 0 | 0 | 0 | 0 | 0 | 0
99 | HURR_393045_P | 0 | 0 | 0 | 0 | 0 | 0 | 0 | 0 | 0 | 0 | 0 | 0 | 0 | 0 | 0 | 0 | 0 | 0
100 | QF_EVB_351030 | 0 | 0 | 0 | 0 | 0 | 0 | 0 | 0 | 0 | 0 | 0 | 0 | 0 | 0 | 0 | 0 | 0 | 0
101 | WEYE_Res_356685 | 0 | 0 | 0 | 0 | 0 | 0 | 0 | 0 | 0 | 0 | 0 | 0 | 0 | 0 | 0 | 0 | 0 | 0
102 | Chehalis | 151.3 | 1067.1 | 7.1 | 0 | 0 | 0 | 56.3 | 196.5 | 3.5 | 26.5 | 47.6 | 1.8 | 0 | 0 | 0 | 234.2 | 1311.2 | 5.6
103 | PAC-Mead PUR | 0 | 0 | 0 | 0 | 0 | 0 | 32.8 | 413.9 | 12.6 | 0 | 0 | 0 | 0 | 0 | 0 | 32.8 | 413.9 | 12.6
104 | PAC-Mead SALE | 0 | 0 | 0 | 0 | 0 | 0 | 0 | 0 | 0 | 0 | 0 | 0 | 0 | 0 | 0 | 0 | 0 | 0
105 | PAC-Mona PUR | 0 | 0 | 0 | 0 | 0 | 0 | 1222.9 | 4691.4 | 3.8 | 1.3 | 2.3 | 1.7 | 0 | 0 | 0 | 1224.2 | 4693.7 | 3.8
106 | PAC-Mona SALE | 0 | 0 | 0 | 0 | 0 | 0 | 0 | 0 | 0 | 0 | 0 | 0 | 0 | 0 | 0 | 0 | 0 | 0
107 | Copco 1-2 | 0 | 0 | 0 | 0 | 0 | 0 | 57 | 1847.8 | 32.4 | 25.7 | 366.2 | 14.3 | 0 | 0 | 0 | 82.7 | 2214 | 26.8
108 | QF_CA_Hydro | 0 | 0 | 0 | 0 | 0 | 0 | 0 | 0 | 0 | 0 | 0 | 0 | 0 | 0 | 0 | 0 | 0 | 0
109 | QF_OR_Biomass | 0 | 0 | 0 | 0 | 0 | 0 | 0 | 0 | 0 | 0 | 0 | 0 | 0 | 0 | 0 | 0 | 0 | 0
110 | QF_OR_Hydro | 0 | 0 | 0 | 0 | 0 | 0 | 0 | 0 | 0 | 0 | 0 | 0 | 0 | 0 | 0 | 0 | 0 | 0
111 | QF_OR_Thermal | 0 | 0 | 0 | 0 | 0 | 0 | 0 | 0 | 0 | 0 | 0 | 0 | 0 | 0 | 0 | 0 | 0 | 0
112 | QF_UTS_Biomass | 0 | 0 | 0 | 0 | 0 | 0 | 0 | 0 | 0 | 0 | 0 | 0 | 0 | 0 | 0 | 0 | 0 | 0
113 | QF_UTN_Hydro | 0 | 0 | 0 | 0 | 0 | 0 | 0 | 0 | 0 | 0 | 0 | 0 | 0 | 0 | 0 | 0 | 0 | 0
114 | QF_WAYA_Biomass | 0 | 0 | 0 | 0 | 0 | 0 | 0 | 0 | 0 | 0 | 0 | 0 | 0 | 0 | 0 | 0 | 0 | 0
115 | QF_WAWW_Hydro | 0 | 0 | 0 | 0 | 0 | 0 | 0 | 0 | 0 | 0 | 0 | 0 | 0 | 0 | 0 | 0 | 0 | 0
116 | QF_WAYA_Wind | 0 | 0 | 0 | 0 | 0 | 0 | 0 | 0 | 0 | 0 | 0 | 0 | 0 | 0 | 0 | 0 | 0 | 0
117 | QF_WY_Hydro | 0 | 0 | 0 | 0 | 0 | 0 | 0 | 0 | 0 | 0 | 0 | 0 | 0 | 0 | 0 | 0 | 0 | 0
118 | QF_ID_Hydro | 0 | 0 | 0 | 0 | 0 | 0 | 0 | 0 | 0 | 0 | 0 | 0 | 0 | 0 | 0 | 0 | 0 | 0
119 | PAC-NOB PUR | 0 | 0 | 0 | 0 | 0 | 0 | 3.2 | 0.7 | 0.2 | 1.2 | 0.8 | 0.6 | 0 | 0 | 0 | 4.4 | 1.5 | 0.3
120 | SCL_New_Out | 0 | 0 | 0 | 0 | 0 | 0 | 0 | 0 | 0 | 0 | 0 | 0 | 0 | 0 | 0 | 0 | 0 | 0
121 | QF_RBFP_E20771 | 0 | 0 | 0 | 0 | 0 | 0 | 0 | 0 | 0 | 0 | 0 | 0 | 0 | 0 | 0 | 0 | 0 | 0
122 | ConstEng_E999691 | 0 | 0 | 0 | 0 | 0 | 0 | 0 | 0 | 0 | 0 | 0 | 0 | 0 | 0 | 0 | 0 | 0 | 0
123 | TMF_BioF_E20958 | 0 | 0 | 0 | 0 | 0 | 0 | 0 | 0.1 | 15.7 | 0 | 0 | 0 | 0 | 0 | 0 | 0 | 0.1 | 15.7
124 | PAC-NOB SALE | 0 | 0 | 0 | 0 | 0 | 0 | 0 | 0 | 0 | 0 | 0 | 0 | 0 | 0 | 0 | 0 | 0 | 0
125 | I_Naughton3_GCF | 24.1 | 81.9 | 3.4 | 0 | 0 | 0 | 5.1 | 72.7 | 14.3 | 0 | 0 | 0 | 0 | 0 | 0 | 29.2 | 154.6 | 5.3
126 | BHPL_27013R_MC_S | 0 | 0 | 0 | 0 | 0 | 0 | 0 | 0 | 0 | 0 | 0 | 0 | 0 | 0 | 0 | 0 | 0 | 0
127 | BHPL_27013R_US_S | 0 | 0 | 0 | 0 | 0 | 0 | 0 | 0 | 0 | 0 | 0 | 0 | 0 | 0 | 0 | 0 | 0 | 0
128 | UMPA_45631R_S | 0 | 0 | 0 | 0 | 0 | 0 | 0 | 0 | 0 | 0 | 0 | 0 | 0 | 0 | 0 | 0 | 0 | 0
129 | DorenaHyd_20887 | 0 | 0 | 0 | 0 | 0 | 0 | 0 | 0 | 0 | 0 | 0 | 0 | 0 | 0 | 0 | 0 | 0 | 0
130 | QF_Bioms1_234159 | 0 | 0 | 0 | 0 | 0 | 0 | 0 | 0 | 0 | 0 | 0 | 0 | 0 | 0 | 0 | 0 | 0 | 0
131 | ObsidianBlkCap | 0 | 0 | 0 | 0 | 0 | 0 | 0 | 0 | 0 | 0 | 0 | 0 | 0 | 0 | 0 | 0 | 0 | 0
132 | QF_CA_Biomass | 0 | 0 | 0 | 0 | 0 | 0 | 0 | 0 | 0 | 0 | 0 | 0 | 0 | 0 | 0 | 0 | 0 | 0
133 | QF_ID_Biomass | 0 | 0 | 0 | 0 | 0 | 0 | 0 | 0 | 0 | 0 | 0 | 0 | 0 | 0 | 0 | 0 | 0 | 0
134 | QF_UTN_Wind | 0 | 0 | 0 | 0 | 0 | 0 | 0 | 0 | 0 | 0 | 0 | 0 | 0 | 0 | 0 | 0 | 0 | 0
135 | QF_WAYA_Hydro | 0 | 0 | 0 | 0 | 0 | 0 | 0 | 0 | 0 | 0 | 0 | 0 | 0 | 0 | 0 | 0 | 0 | 0
136 | QF_WY_Wind | 0 | 0 | 0 | 0 | 0 | 0 | 0 | 0 | 0 | 0 | 0 | 0 | 0 | 0 | 0 | 0 | 0 | 0
137 | DSM_CooKeeper_Te | 0 | 0 | 0 | 0 | 0 | 0 | 4.8 | 26.3 | 5.5 | 12.5 | 123.8 | 9.9 | 0 | 0 | 0 | 17.3 | 150.1 | 8.7
138 | DSM_UT_Irrigate_ | 0 | 0 | 0 | 0 | 0 | 0 | 1.4 | 8.5 | 6.1 | 4.9 | 50.4 | 10.3 | 0 | 0 | 0 | 6.3 | 59 | 9.3
139 | BHPL_27013R_WYNE | 0 | 0 | 0 | 0 | 0 | 0 | 0 | 0 | 0 | 0 | 0 | 0 | 0 | 0 | 0 | 0 | 0 | 0
140 | BHPL_27013R_JB | 0 | 0 | 0 | 0 | 0 | 0 | 0 | 0 | 0 | 0 | 0 | 0 | 0 | 0 | 0 | 0 | 0 | 0
141 | QF_Latigo_21022 | 0 | 0 | 0 | 0 | 0 | 0 | 0 | 0 | 0 | 0 | 0 | 0 | 0 | 0 | 0 | 0 | 0 | 0
142 | Long Ridge1_2102 | 0 | 0 | 0 | 0 | 0 | 0 | 0 | 0 | 0 | 0 | 0 | 0 | 0 | 0 | 0 | 0 | 0 | 0
143 | Long Ridge2_2102 | 0 | 0 | 0 | 0 | 0 | 0 | 0 | 0 | 0 | 0 | 0 | 0 | 0 | 0 | 0 | 0 | 0 | 0
144 | BlueMountain_210 | 0 | 0 | 0 | 0 | 0 | 0 | 0 | 0 | 0 | 0 | 0 | 0 | 0 | 0 | 0 | 0 | 0 | 0
145 | Buckhorn_Solar | 0 | 0 | 0 | 0 | 0 | 0 | 0 | 0 | 0 | 0 | 0 | 0 | 0 | 0 | 0 | 0 | 0 | 0
146 | CedarValley_Sola | 0 | 0 | 0 | 0 | 0 | 0 | 0 | 0 | 0 | 0 | 0 | 0 | 0 | 0 | 0 | 0 | 0 | 0
147 | Beryl_Solar | 0 | 0 | 0 | 0 | 0 | 0 | 0 | 0 | 0 | 0 | 0 | 0 | 0 | 0 | 0 | 0 | 0 | 0
148 | Greenvile_Solar | 0 | 0 | 0 | 0 | 0 | 0 | 0 | 0 | 0 | 0 | 0 | 0 | 0 | 0 | 0 | 0 | 0 | 0
149 | MilfordFlat_Sola | 0 | 0 | 0 | 0 | 0 | 0 | 0 | 0 | 0 | 0 | 0 | 0 | 0 | 0 | 0 | 0 | 0 | 0
150 | QF_UTN_Solar | 0 | 0 | 0 | 0 | 0 | 0 | 0 | 0 | 0 | 0 | 0 | 0 | 0 | 0 | 0 | 0 | 0 | 0
151 | QF_FiddlerCanyon | 0 | 0 | 0 | 0 | 0 | 0 | 0 | 0 | 0 | 0 | 0 | 0 | 0 | 0 | 0 | 0 | 0 | 0
152 | QF_SouthMilford_ | 0 | 0 | 0 | 0 | 0 | 0 | 0 | 0 | 0 | 0 | 0 | 0 | 0 | 0 | 0 | 0 | 0 | 0
153 | QF_Manderfield_2 | 0 | 0 | 0 | 0 | 0 | 0 | 0 | 0 | 0 | 0 | 0 | 0 | 0 | 0 | 0 | 0 | 0 | 0
154 | QF_GranitePeak_2 | 0 | 0 | 0 | 0 | 0 | 0 | 0 | 0 | 0 | 0 | 0 | 0 | 0 | 0 | 0 | 0 | 0 | 0
155 | QF_LahoSolar_210 | 0 | 0 | 0 | 0 | 0 | 0 | 0 | 0 | 0 | 0 | 0 | 0 | 0 | 0 | 0 | 0 | 0 | 0
156 | OSIP_Projects | 0 | 0 | 0 | 0 | 0 | 0 | 0 | 0 | 0 | 0 | 0 | 0 | 0 | 0 | 0 | 0 | 0 | 0
157 | PSCO_FC_340325_o | 0 | 0 | 0 | 0 | 0 | 0 | 0 | 0 | 0 | 0 | 0 | 0 | 0 | 0 | 0 | 0 | 0 | 0
158 | Tri-State_27057 | 0 | 0 | 0 | 0 | 0 | 0 | 0 | 0 | 0 | 0 | 0 | 0 | 0 | 0 | 0 | 0 | 0 | 0
159 | StoneHouseSolar_ | 0 | 0 | 0 | 0 | 0 | 0 | 0 | 0 | 0 | 0 | 0 | 0 | 0 | 0 | 0 | 0 | 0 | 0
160 | BevansPoint | 0 | 0 | 0 | 0 | 0 | 0 | 0 | 0 | 0 | 0 | 0 | 0 | 0 | 0 | 0 | 0 | 0 | 0
161 | MagCorp_144408 | 0 | 0 | 0 | 0 | 0 | 0 | 0 | 0 | 0 | 682.8 | 8389.9 | 12.3 | 0 | 0 | 0 | 682.8 | 8389.9 | 12.3
162 | Nucor_137328 | 0 | 0 | 0 | 0 | 0 | 0 | 0 | 0 | 0 | 534.3 | 6594.1 | 12.3 | 0 | 0 | 0 | 534.3 | 6594.1 | 12.3
163 | MonsanCur_145258 | 0 | 0 | 0 | 0 | 0 | 0 | 0 | 0 | 0 | 0 | 0 | 0 | 0 | 0 | 0 | 0 | 0 | 0
164 | SCL_New_Reserve | 0 | 0 | 0 | 0 | 0 | 0 | 0 | 0 | 0 | 0 | 0 | 0 | 0 | 0 | 0 | 0 | 0 | 0
165 | LakeSide2 | 931.8 | 1436.6 | 1.5 | 0 | 0 | 0 | 49.4 | 160.1 | 3.2 | 0 | 0 | 0 | 0 | 0 | 0 | 981.2 | 1596.7 | 1.6
166 | WI_Goshen | 0 | 0 | 0 | 0 | 0 | 0 | 0 | 0 | 0 | 0 | 0 | 0 | 0 | 0 | 0 | 0 | 0 | 0
167 | WI_MidC | 0 | 0 | 0 | 0 | 0 | 0 | 0 | 0 | 0 | 0 | 0 | 0 | 0 | 0 | 0 | 0 | 0 | 0
168 | WI_UtahNorth | 0 | 0 | 0 | 0 | 0 | 0 | 0 | 0 | 0 | 0 | 0 | 0 | 0 | 0 | 0 | 0 | 0 | 0
169 | WI_WallaWalla | 0 | 0 | 0 | 0 | 0 | 0 | 0 | 0 | 0 | 0 | 0 | 0 | 0 | 0 | 0 | 0 | 0 | 0
170 | WI_WyomingNE | 0 | 0 | 0 | 0 | 0 | 0 | 0 | 0 | 0 | 0 | 0 | 0 | 0 | 0 | 0 | 0 | 0 | 0
| SYSTEM TOTAL | 4340.9 | ****** | 9.9 | 0 | 0 | 0 | 3318.6 | ****** | 13.5 | 2175.7 | ****** | 16.4 | 0 | 0 | 0 | 9835.2 | ****** | 12.5
Ancil | lary S | ervices Deficit R | eport
----- | ------ | ----------------- | -----
|  |  | ---------------- | #NAME? | ncillary S | ervices -- | ---------- | ----------
[5 empty] | Required | Available | Deficit | DefCost
No. | Type | Deficit Area | Name | Hrs | GWh | GWh | GWh | 0
--- | ---- | ---------------- | ---------------- | ------ | --------- | --------- | --------- | ---------
1 | CA | PAC EAST | REG.UP | 353 | 2858.9 | 2858 | 0.9 | 0
2 | CA | PAC EAST | REG.DOWN | 0 | 0 | 0 | 0 | 0
3 | CA | PAC EAST | SPIN | 640 | 2202.8 | 2199.6 | 3.2 | 305.9
4 | CA | PAC EAST | NONSPIN | 0 | 1513.9 | 1513.9 | 0 | 0
5 | CA | PAC EAST | NONSPIN2 | 0 | 0 | 0 | 0 | 0
6 | CA | PAC WEST | REG.UP | 28 | 1483.3 | 1482.9 | 0.4 | 0
7 | CA | PAC WEST | REG.DOWN | 0 | 0 | 0 | 0 | 0
8 | CA | PAC WEST | SPIN | 54 | 1119.4 | 1118.9 | 0.5 | 0
9 | CA | PAC WEST | NONSPIN | 67 | 661.8 | 661.8 | 0 | 0
10 | CA | PAC WEST | NONSPIN2 | 0 | 0 | 0 | 0 | 0
Stati | on Report
----- | ---------
|  |  | Aux | Cap |  |  | Heat H | ours | Fuel/P | rch Cost | Star | t Star | t O&M | O&M | Opert | Total | Total
|  | Energy | Dmnd | Fctr | Sta- | FuelBurn | Rate | per | ¢/MBtu | <F> $0 | 00 Fu | el Co | st Fix | ed V | ar Co | st Co | st Cost
No. | Station | GWh | GWh | % | rts | GBtu | Btu/kWh | Unit | $/MWh | <P> $00 | 0 GBt | u $00 | 0 $00 | 0 $00 | 0 $/MW | h $/MW | h $000
--- | ---------------- | -------- | ------ | ----- | ---- | --------- | ------ | ---- | ------ | --- ----- | ---- | ----- | ------ | ----- | ------ | ------ | --------
1 | BearRiver | 148.4 | 0 | 29.5 | 0 |  |  | 8760 | 0 | 0 |  | 0 | 0 | 0 | 0 | 0 | 0
2 | Clearwater1 | 33.4 | 0 | 97.5 | 0 |  |  | 8760 | 0 | 0 |  | 0 | 0 | 0 | 0 | 0 | 0
3 | Clearwater2 | 45 | 0 | 99 | 0 |  |  | 8760 | 0 | 0 |  | 0 | 0 | 0 | 0 | 0 | 0
4 | FishCreek | 36.5 | 0 | 100 | 0 |  |  | 8760 | 0 | 0 |  | 0 | 0 | 0 | 0 | 0 | 0
5 | GemState_99489 | 49.7 | 0 | 100 | 0 |  |  | 8760 | 0 | 0 |  | 0 | 0 | 0 | 0 | 0 | 0
6 | IronGate | 132.6 | 0 | 100 | 0 |  |  | 8760 | 0 | 0 |  | 0 | 0 | 0 | 0 | 0 | 0
7 | JCBoyle | 322.7 | 0 | 100 | 0 |  |  | 8760 | 0 | 0 |  | 0 | 0 | 0 | 0 | 0 | 0
8 | Lemolo2 | 149.4 | 0 | 100 | 0 |  |  | 8760 | 0 | 0 |  | 0 | 0 | 0 | 0 | 0 | 0
9 | Lemolo1 | 134.8 | 0 | 96 | 0 |  |  | 8760 | 0 | 0 |  | 0 | 0 | 0 | 0 | 0 | 0
10 | Merwin | 417.1 | 0 | 100 | 0 |  |  | 8760 | 0 | 0 |  | 0 | 0 | 0 | 0 | 0 | 0
11 | SmallEastHydro | 110.1 | 0 | 100 | 0 |  |  | 8760 | 0 | 0 |  | 0 | 0 | 0 | 0 | 0 | 0
12 | SodaSprings | 43.2 | 0 | 100 | 0 |  |  | 8760 | 0 | 0 |  | 0 | 0 | 0 | 0 | 0 | 0
13 | Swift1 | 744 | 0 | 34.2 | 0 |  |  | 8760 | 0 | 0 |  | 0 | 0 | 0 | 0 | 0 | 0
14 | Swift2 | 228.8 | 0 | 94.5 | 0 |  |  | 8760 | 0 | 0 |  | 0 | 0 | 0 | 0 | 0 | 0
15 | UKL | 0 | 0 | 0 | 0 |  |  | 0 | 0 | 0 |  | 0 | 0 | 0 | 0 | 0 | 0
16 | Yale | 631.1 | 0 | 43.4 | 0 |  |  | 8760 | 0 | 0 |  | 0 | 0 | 0 | 0 | 0 | 0
17 | Blundell | 237.2 | 0 | 89.1 | 1 | 2372.2 | 10000 | 8424 | 0 | 0 | 0 | 0 | 0 | 631 | 2.66 | 2.66 | 631
18 | Carbon1 | 103.9 | 0 | 76.9 | 0 | 1271.4 | 12242 | 2160 | 194.5 | 2473 | 0 | 0 | 0 | 237 | 26.09 | 26.09 | 2709
19 | Carbon2 | 174.6 | 0 | 84.1 | 0 | 2034.3 | 11654 | 2160 | 194.5 | 3956 | 0 | 0 | 0 | 398 | 24.94 | 24.94 | 4354
20 | Cholla4 | 2649 | 0 | 82.3 | 0 | 28237.8 | 10660 | 8760 | 226.8 | 64050 | 0 | 0 | 36049 | 1907 | 24.9 | 38.51 | 102007
21 | Colstrip3 | 616.4 | 0 | 98.6 | 0 | 6622.3 | 10744 | 8760 | 131.4 | 8699 | 0 | 0 | 5005 | 810 | 15.43 | 23.55 | 14513
22 | Colstrip4 | 616.6 | 0 | 98.7 | 0 | 6694.8 | 10858 | 8760 | 131.4 | 8794 | 0 | 0 | 4878 | 824 | 15.6 | 23.51 | 14496
23 | Craig1 | 661.2 | 0 | 93.4 | 12 | 6599.1 | 9980 | 8661 | 205.5 | 13559 | 1 | 3 | 7494 | 0 | 20.51 | 31.84 | 21056
24 | Craig2 | 673.6 | 0 | 94.6 | 0 | 6820 | 10124 | 8760 | 205.5 | 14013 | 0 | 0 | 8129 | 0 | 20.8 | 32.87 | 22142
25 | GadsbyGT3 | 0.7 | 0 | 0.2 | 54 | 10.5 | 14336 | 73 | 417 | 44 | 2 | 8 | 0 | 3 | 63.69 | 75.1 | 55
26 | Gadsby1 | 0.5 | 0 | 0.1 | 12 | 9.1 | 18399 | 29 | 406.3 | 37 | 39 | 160 | 0 | 2 | 78.37 | 402.76 | 199
27 | Gadsby2 | 0.9 | 0 | 0.2 | 20 | 15.9 | 17650 | 45 | 409 | 65 | 56 | 230 | 0 | 3 | 75.81 | 331.54 | 298
28 | Gadsby3 | 3 | 0 | 0.3 | 35 | 43.4 | 14716 | 118 | 409.6 | 178 | 104 | 432 | 0 | 11 | 63.89 | 210.31 | 620
29 | GadsbyGT2 | 2.9 | 0 | 0.8 | 193 | 41.3 | 14243 | 290 | 415.8 | 172 | 7 | 30 | 0 | 11 | 63.13 | 73.37 | 213
30 | GadsbyGT1 | 1.5 | 0 | 0.4 | 109 | 21 | 14290 | 147 | 411.1 | 86 | 4 | 17 | 0 | 6 | 62.66 | 73.99 | 109
31 | Hayden1 | 237 | 0 | 65.6 | 1 | 2469.7 | 10420 | 6514 | 240.7 | 5945 | 0 | 0 | 6734 | 187 | 25.87 | 54.28 | 12866
32 | Hayden2 | 217.6 | 0 | 78.1 | 0 | 2218.8 | 10196 | 8760 | 240.7 | 5341 | 0 | 0 | 3678 | 0 | 24.54 | 41.45 | 9019
33 | Hermiston2 | 1133 | 0 | 55.9 | 140 | 8515.9 | 7516 | 6192 | 405.3 | 34518 | 125 | 512 | 0 | 1076 | 31.42 | 31.87 | 36107
34 | Hunter3 | 3697 | 0 | 96 | 0 | 37540.6 | 10154 | 8760 | 186.1 | 69859 | 0 | 0 | 24168 | 0 | 18.9 | 25.43 | 94027
35 | Hunter1 | 3323.7 | 0 | 97.1 | 0 | 34762.1 | 10459 | 8760 | 186.1 | 64689 | 0 | 0 | 37275 | 465 | 19.6 | 30.82 | 102429
36 | Hunter2 | 1996.9 | 0 | 90.4 | 2 | 20274.5 | 10153 | 8065 | 186.1 | 37729 | 3 | 81 | 19580 | 0 | 18.89 | 28.74 | 57390
37 | Huntington1 | 3764.9 | 0 | 99.5 | 0 | 36305.7 | 9643 | 8760 | 162.3 | 58942 | 0 | 0 | 25192 | 0 | 15.66 | 22.35 | 84133
38 | Huntington2 | 3175.9 | 0 | 89.6 | 2 | 32231.4 | 10149 | 7912 | 162.3 | 52327 | 4 | 99 | 34338 | 0 | 16.48 | 27.32 | 86764
39 | JBridger1 | 2676.4 | 0 | 94.5 | 1 | 27512.7 | 10280 | 8682 | 191.3 | 52640 | 2 | 68 | 18298 | 669 | 19.92 | 26.78 | 71675
40 | JBridger2 | 2711.1 | 0 | 91.7 | 1 | 28123.1 | 10373 | 8682 | 191.3 | 53808 | 3 | 89 | 21071 | 651 | 20.09 | 27.89 | 75619
41 | JBridger3 | 1813.5 | 0 | 66.3 | 2 | 19075.3 | 10519 | 6577 | 191.3 | 36497 | 18 | 499 | 29184 | 2013 | 21.24 | 37.6 | 68192
42 | JBridger4 | 2631.1 | 0 | 91.2 | 1 | 27219.8 | 10345 | 8681 | 191.3 | 52080 | 4 | 124 | 16572 | 842 | 20.11 | 26.46 | 69618
43 | JamesRiverCG | 121.8 | 0 | 97.5 | 1 | 876.9 | 7200 | 8520 | 0 | 0 | 0 | 0 | 0 | 11907 | 97.76 | 97.76 | 11907
44 | Johnston1 | 743.9 | 0 | 88.1 | 1 | 8275.5 | 11125 | 8728 | 106.8 | 8842 | 0 | 9 | 6435 | 201 | 12.16 | 20.82 | 15487
45 | Johnston2 | 762.6 | 0 | 87.9 | 1 | 8399.5 | 11014 | 8694 | 106.8 | 8975 | 1 | 18 | 7562 | 191 | 12.02 | 21.96 | 16745
46 | Johnston3 | 1416.2 | 0 | 78.5 | 2 | 16249.5 | 11474 | 7902 | 106.8 | 17362 | 8 | 236 | 23357 | 524 | 12.63 | 29.29 | 41479
47 | Johnston4 | 2451.1 | 0 | 92.8 | 0 | 26267.3 | 10717 | 8760 | 106.8 | 28066 | 0 | 0 | 22750 | 760 | 11.76 | 21.04 | 51576
48 | Naughton1 | 977.2 | 0 | 75.4 | 0 | 10196.1 | 10434 | 8760 | 213.4 | 21759 | 0 | 0 | 11247 | 332 | 22.61 | 34.12 | 33338
49 | Naughton2 | 1139.5 | 0 | 67.2 | 2 | 11984.6 | 10518 | 7916 | 213.4 | 25576 | 3 | 13 | 23117 | 399 | 22.8 | 43.09 | 49104
50 | WestValleyCi GT1 | 0 | 0 | 0 | 0 | 0 | 0 | 0 | 0 | 0 | 0 | 0 | 0 | 0 | 0 | 0 | 0
51 | WestValleyCi GT4 | 0 | 0 | 0 | 0 | 0 | 0 | 0 | 0 | 0 | 0 | 0 | 0 | 0 | 0 | 0 | 0
52 | WestValleyCi GT5 | 0 | 0 | 0 | 0 | 0 | 0 | 0 | 0 | 0 | 0 | 0 | 0 | 0 | 0 | 0 | 0
53 | WestValleyCi GT3 | 0 | 0 | 0 | 0 | 0 | 0 | 0 | 0 | 0 | 0 | 0 | 0 | 0 | 0 | 0 | 0
54 | WestValleyCi GT2 | 0 | 0 | 0 | 0 | 0 | 0 | 0 | 0 | 0 | 0 | 0 | 0 | 0 | 0 | 0 | 0
55 | Wyodak1 | 1686.9 | 0 | 74.2 | 2 | 20451.1 | 12123 | 7934 | 110.5 | 22607 | 4 | 106 | 21495 | 590 | 13.75 | 26.56 | 44798
56 | CurrantCreek | 1936.7 | 0 | 42.4 | 313 | 14036.6 | 7248 | 5042 | 396.7 | 55689 | 1042 | 4151 | 0 | 6999 | 32.37 | 34.51 | 66839
57 | BigFork | 25.3 | 0 | 100 | 0 |  |  | 8760 | 0 | 0 |  | 0 | 0 | 0 | 0 | 0 | 0
58 | LakeSide | 2376.6 | 0 | 53.1 | 259 | 16780.7 | 7061 | 6593 | 395.2 | 66310 | 856 | 3406 | 0 | 6871 | 30.79 | 32.22 | 76587
59 | PAC-COB SALE | -895.3 | 0 | 79.9 | 270 |  |  | 7204 | 39.7 | -35551 |  | 0 | 0 | 0 | 39.71 | 39.71 | -35551
60 | PAC-COB PUR | 344.7 | 0 | 3.9 | 315 |  |  | 1669 | 27.3 | 9427 |  | 0 | 0 | 0 | 27.34 | 27.34 | 9427
61 | PAC-MIDC SALE | -145.9 | 0 | 0 | 253 |  |  | 2075 | 35.6 | -5200 |  | 0 | 0 | 0 | 35.64 | 35.64 | -5200
62 | PAC-MIDC PUR | 2549.7 | 0 | 29.1 | 263 |  |  | 7131 | 30.8 | 78569 |  | 0 | 0 | 0 | 30.81 | 30.81 | 78569
63 | PAC-FC SALE | -1897.6 | 0 | 86.9 | 203 |  |  | 8184 | 34.6 | -65683 |  | 0 | 0 | 0 | 34.61 | 34.61 | -65683
64 | PAC-FC PUR | 152.6 | 0 | 1.7 | 397 |  |  | 995 | 43.3 | 6604 |  | 0 | 0 | 0 | 43.28 | 43.28 | 6604
65 | PAC-PV SALE | -3429.9 | 0 | 0.4 | 0 |  |  | 8760 | 34.5 | -118397 |  | 0 | 0 | 0 | 34.52 | 34.52 | -118397
66 | PAC-PV PUR | 0 | 0 | 0 | 472 |  |  | 1401 | 0 | 0 |  | 0 | 0 | 0 | 0 | 0 | 0
67 | Monsanto_145258 | 0 | 0 | 0 | 0 |  |  | 0 | 0 | 0 |  | 0 | 0 | 0 | 0 | 0 | 0
68 | APS_27875_Supp | 115.8 | 0 | 9.5 | 0 |  |  | 8760 | 40.7 | 4716 |  | 0 | 0 | 4716 | 81.44 | 81.44 | 9431
69 | REDD_66276_Out | -127 | 0 | 100 | 0 |  |  | 8016 | 0 | 0 |  | 0 | 0 | 0 | 0 | 0 | 0
70 | Douglas_38185 | 62.1 | 0 | 100 | 0 |  |  | 8760 | 35.2 | 2187 |  | 0 | 0 | 0 | 35.23 | 35.23 | 2187
71 | PGE_Cove_83984 | 12 | 0 | 100 | 0 |  |  | 8760 | 0 | 0 |  | 0 | 0 | 0 | 0 | 0 | 0
72 | FC1_42818_Out | -45.4 | 0 | 100 | 0 |  |  | 8760 | 69 | -3131 |  | 0 | 0 | 0 | 69 | 69 | -3131
73 | FC1_63510_Out | -19.3 | 0 | 100 | 0 |  |  | 8760 | 0 | 0 |  | 0 | 0 | 0 | 0 | 0 | 0
74 | FC4_79207_Out | -50.4 | 0 | 100 | 0 |  |  | 8760 | 0 | 0 |  | 0 | 0 | 0 | 0 | 0 | 0
75 | Cowlitz_65787 | -255.2 | 0 | 100 | 0 |  |  | 8760 | 0 | 0 |  | 0 | 0 | 0 | 0 | 0 | 0
76 | SIE_64885_McNary | 1376.7 | 0 | 100 | 0 |  |  | 8760 | 0 | 0 |  | 0 | 0 | 0 | 0 | 0 | 0
77 | SMUD_24296_In | 217.4 | 0 | 100 | 0 |  |  | 8736 | 37 | 8043 |  | 0 | 0 | 0 | 37 | 37 | 8043
78 | APS_58118_FC_In | 458.3 | 0 | 100 | 0 |  |  | 8760 | 0 | 0 |  | 0 | 0 | 0 | 0 | 0 | 0
79 | APS_58119_FC_Out | -279.7 | 0 | 100 | 0 |  |  | 8760 | 0 | 0 |  | 0 | 0 | 0 | 0 | 0 | 0
80 | REDD_66276_In | 114.9 | 0 | 100 | 0 |  |  | 8016 | 0 | 0 |  | 0 | 0 | 0 | 0 | 0 | 0
81 | APS_58118_AZ_In | 113.1 | 0 | 100 | 0 |  |  | 8760 | 0 | 0 |  | 0 | 0 | 0 | 0 | 0 | 0
82 | APS_58119_AZ_Out | -291.7 | 0 | 100 | 0 |  |  | 8760 | 0 | 0 |  | 0 | 0 | 0 | 0 | 0 | 0
83 | SIE_64885_Goshen | 913.6 | 0 | 100 | 0 |  |  | 8760 | 0 | 0 |  | 0 | 0 | 0 | 0 | 0 | 0
84 | Hermiston1 | 1035.4 | 0 | 50.6 | 125 | 7794.3 | 7528 | 5913 | 406.4 | 31675 | 140 | 574 | 0 | 984 | 31.54 | 32.1 | 33233
85 | Deseret_194277 | 465.1 | 0 | 61.9 | 65 |  |  | 8563 | 20.8 | 9670 |  | 0 | 0 | 0 | 20.79 | 20.79 | 9670
86 | DSM_ID_Irrigate | 0 | 0 | 0 | 3 |  |  | 1008 | 0 | 0 |  | 0 | 0 | 0 | 0 | 0 | 0
87 | QF_Exxon_236032 | 0 | 0 | 0 | 0 |  |  | 8760 | 0 | 0 |  | 0 | 0 | 0 | 0 | 0 | 0
88 | QF_SUNN_Ad_59965 | 58.4 | 0 | 93.9 | 2 |  |  | 8256 | 46.5 | 2714 |  | 0 | 1967 | 0 | 46.48 | 80.17 | 4681
89 | QF_SUNN_Ba_83997 | 328.4 | 0 | 93.9 | 2 |  |  | 8256 | 48.8 | 16027 |  | 0 | 9117 | 0 | 48.8 | 76.56 | 25144
90 | QF_Tesoro_519533 | 0 | 0 | 0 | 0 |  |  | 8760 | 0 | 0 |  | 0 | 0 | 0 | 0 | 0 | 0
91 | BHPL_28160_Loss | -15.6 | 0 | 100 | 0 |  |  | 8760 | 11 | -171 |  | 0 | 0 | 0 | 10.98 | 10.98 | -171
92 | Rogue | 283 | 0 | 100 | 0 |  |  | 8760 | 0 | 0 |  | 0 | 0 | 0 | 0 | 0 | 0
93 | MidColumbia | 345.5 | 0 | 64.6 | 0 |  |  | 8760 | 0 | 0 |  | 0 | 0 | 0 | 0 | 0 | 0
94 | Toketee-Slide | 288.2 | 0 | 100 | 0 |  |  | 8760 | 0 | 0 |  | 0 | 0 | 0 | 0 | 0 | 0
95 | SmallWestHydro | 20.8 | 0 | 100 | 0 |  |  | 8760 | 0 | 0 |  | 0 | 0 | 0 | 0 | 0 | 0
96 | PSCO_340325_In | 1314 | 0 | 100 | 0 |  |  | 8760 | 0 | 0 |  | 0 | 0 | 0 | 0 | 0 | 0
97 | PSCO_340325_Out | -1112.7 | 0 | 100 | 0 |  |  | 8760 | 0 | 0 |  | 0 | 0 | 0 | 0 | 0 | 0
98 | HURR_393045_S | -0.2 | 0 | 100 | 0 |  |  | 8760 | 75 | -16 |  | 0 | 0 | 0 | 75 | 75 | -16
99 | HURR_393045_P | 1.9 | 0 | 100 | 0 |  |  | 8760 | 75 | 145 |  | 0 | 0 | 0 | 75 | 75 | 145
100 | QF_EVB_351030 | 47.9 | 0 | 100 | 0 |  |  | 8736 | 66.4 | 3177 |  | 0 | 0 | 0 | 66.36 | 66.36 | 3177
101 | WEYE_Res_356685 | 0 | 0 | 0 | 0 |  |  | 0 | 0 | 0 |  | 0 | 0 | 0 | 0 | 0 | 0
102 | Chehalis | 1149.1 | 0 | 28 | 177 | 8433 | 7339 | 3669 | 417.2 | 35185 | 623 | 2655 | 0 | 4001 | 34.1 | 36.41 | 41841
103 | PAC-Mead PUR | 0 | 0 | 0 | 189 |  |  | 382 | 0 | 0 |  | 0 | 0 | 0 | 0 | 0 | 0
104 | PAC-Mead SALE | -716.9 | 0 | 63.4 | 327 |  |  | 7697 | 36 | -25777 |  | 0 | 0 | 0 | 35.96 | 35.96 | -25777
105 | PAC-Mona PUR | 576.6 | 0 | 6.6 | 863 |  |  | 5487 | 37.2 | 21437 |  | 0 | 0 | 0 | 37.18 | 37.18 | 21437
106 | PAC-Mona SALE | -338.7 | 0 | 51.9 | 620 |  |  | 6385 | 34.6 | -11718 |  | 0 | 0 | 0 | 34.6 | 34.6 | -11718
107 | Copco 1-2 | 267.3 | 0 | 57.9 | 0 |  |  | 8760 | 0 | 0 |  | 0 | 0 | 0 | 0 | 0 | 0
108 | QF_CA_Hydro | 33.3 | 0 | 100 | 0 |  |  | 8760 | 144.8 | 4825 |  | 0 | 0 | 0 | 144.84 | 144.84 | 4825
109 | QF_OR_Biomass | 3.7 | 0 | 100 | 0 |  |  | 8760 | 68.2 | 250 |  | 0 | 0 | 0 | 68.24 | 68.24 | 250
110 | QF_OR_Hydro | 162.4 | 0 | 100 | 0 |  |  | 8760 | 107.9 | 17512 |  | 0 | 0 | 0 | 107.86 | 107.86 | 17512
111 | QF_OR_Thermal | 125.6 | 0 | 100 | 0 |  |  | 8760 | 71 | 8917 |  | 0 | 0 | 0 | 71 | 71 | 8917
112 | QF_UTS_Biomass | 17.7 | 0 | 100 | 0 |  |  | 8760 | 50.7 | 900 |  | 0 | 0 | 0 | 50.75 | 50.75 | 900
113 | QF_UTN_Hydro | 6.7 | 0 | 100 | 0 |  |  | 8760 | 88.9 | 593 |  | 0 | 0 | 0 | 88.89 | 88.89 | 593
114 | QF_WAYA_Biomass | 0 | 0 | 0 | 0 |  |  | 8760 | 0 | 0 |  | 0 | 0 | 0 | 0 | 0 | 0
115 | QF_WAWW_Hydro | 0 | 0 | 0 | 0 |  |  | 8760 | 0 | 0 |  | 0 | 0 | 0 | 0 | 0 | 0
116 | QF_WAYA_Wind | 0 | 0 | 0 | 0 |  |  | 8760 | 0 | 0 |  | 0 | 0 | 0 | 0 | 0 | 0
117 | QF_WY_Hydro | 11.4 | 0 | 100 | 0 |  |  | 8760 | 71.5 | 814 |  | 0 | 0 | 0 | 71.47 | 71.47 | 814
118 | QF_ID_Hydro | 112.6 | 0 | 100 | 0 |  |  | 8760 | 92.8 | 10451 |  | 0 | 0 | 0 | 92.8 | 92.8 | 10451
119 | PAC-NOB PUR | 29.7 | 0 | 1.7 | 124 |  |  | 306 | 20.9 | 621 |  | 0 | 0 | 0 | 20.88 | 20.88 | 621
120 | SCL_New_Out | -360.9 | 0 | 100 | 0 |  |  | 8760 | 14.6 | -5258 |  | 0 | 0 | -5258 | 29.14 | 29.14 | -10517
121 | QF_RBFP_E20771 | 12 | 0 | 100 | 0 |  |  | 8760 | 54.1 | 648 |  | 0 | 0 | 0 | 54.05 | 54.05 | 648
122 | ConstEng_E999691 | 63.2 | 0 | 100 | 0 |  |  | 8760 | 54.7 | 3458 |  | 0 | 0 | 3458 | 109.44 | 109.44 | 6916
123 | TMF_BioF_E20958 | 37.2 | 0 | 88.5 | 0 |  |  | 8760 | 0 | 0 |  | 0 | 0 | 1406 | 37.76 | 37.76 | 1406
124 | PAC-NOB SALE | 0 | 0 | 0 | 0 |  |  | 0 | 0 | 0 |  | 0 | 0 | 0 | 0 | 0 | 0
125 | I_Naughton3_GCF | 193.7 | 0 | 11.2 | 13 | 2268.2 | 11712 | 1585 | 378.8 | 8591 | 27 | 104 | 4758 | 0 | 44.36 | 69.47 | 13454
126 | BHPL_27013R_MC_S | -168.9 | 0 | 100 | 0 |  |  | 8760 | 11 | -1854 |  | 0 | 0 | 0 | 10.98 | 10.98 | -1854
127 | BHPL_27013R_US_S | -65.9 | 0 | 100 | 0 |  |  | 8760 | 11 | -724 |  | 0 | 0 | 0 | 10.98 | 10.98 | -724
128 | UMPA_45631R_S | -220.8 | 0 | 100 | 0 |  |  | 8760 | 23.2 | -5131 |  | 0 | -4396 | -5131 | 46.48 | 66.39 | -14659
129 | DorenaHyd_20887 | 15.1 | 0 | 100 | 0 |  |  | 8760 | 73.5 | 1107 |  | 0 | 0 | 0 | 73.47 | 73.47 | 1107
130 | QF_Bioms1_234159 | 228.5 | 0 | 100 | 0 |  |  | 8760 | 74.9 | 17124 |  | 0 | 0 | 0 | 74.94 | 74.94 | 17124
131 | ObsidianBlkCap | 4.7 | 0 | 100 | 0 |  |  | 8760 | 72.7 | 342 |  | 0 | 0 | 0 | 72.71 | 72.71 | 342
132 | QF_CA_Biomass | 0 | 0 | 100 | 0 |  |  | 8760 | 32.2 | 1 |  | 0 | 0 | 0 | 32.24 | 32.24 | 1
133 | QF_ID_Biomass | 10.8 | 0 | 100 | 0 |  |  | 8760 | 75.4 | 814 |  | 0 | 0 | 0 | 75.4 | 75.4 | 814
134 | QF_UTN_Wind | 0 | 0 | 0 | 0 |  |  | 8760 | 0 | 0 |  | 0 | 0 | 0 | 0 | 0 | 0
135 | QF_WAYA_Hydro | 6.7 | 0 | 100 | 0 |  |  | 8760 | 38.4 | 258 |  | 0 | 0 | 0 | 38.4 | 38.4 | 258
136 | QF_WY_Wind | 0.3 | 0 | 100 | 0 |  |  | 8760 | 60.5 | 18 |  | 0 | 0 | 0 | 60.5 | 60.5 | 18
137 | DSM_CooKeeper_Te | 0 | 0 | 0 | 3 |  |  | 1512 | 0 | 0 |  | 0 | 0 | 0 | 0 | 0 | 0
138 | DSM_UT_Irrigate_ | 0 | 0 | 0 | 4 |  |  | 1176 | 0 | 0 |  | 0 | 0 | 0 | 0 | 0 | 0
139 | BHPL_27013R_WYNE | -18.2 | 0 | 17.8 | 109 |  |  | 1576 | 11 | -199 |  | 0 | 0 | 0 | 10.98 | 10.98 | -199
140 | BHPL_27013R_JB | 0 | 0 | 0 | 0 |  |  | 0 | 0 | 0 |  | 0 | 0 | 0 | 0 | 0 | 0
141 | QF_Latigo_21022 | 91.3 | 0 | 100 | 1 |  |  | 5880 | 60 | 5484 |  | 0 | 0 | 0 | 60.05 | 60.05 | 5484
142 | Long Ridge1_2102 | 0.6 | 0 | 100 | 1 |  |  | 24 | 63.8 | 40 |  | 0 | 0 | 0 | 63.76 | 63.76 | 40
143 | Long Ridge2_2102 | 0.6 | 0 | 100 | 1 |  |  | 24 | 63.8 | 40 |  | 0 | 0 | 0 | 63.76 | 63.76 | 40
144 | BlueMountain_210 | 25.3 | 0 | 100 | 1 |  |  | 768 | 60.7 | 1533 |  | 0 | 0 | 0 | 60.66 | 60.66 | 1533
145 | Buckhorn_Solar | 1.8 | 0 | 100 | 1 |  |  | 3696 | 76.3 | 140 |  | 0 | 0 | 0 | 76.3 | 76.3 | 140
146 | CedarValley_Sola | 1.8 | 0 | 100 | 1 |  |  | 3696 | 76.3 | 140 |  | 0 | 0 | 0 | 76.3 | 76.3 | 140
147 | Beryl_Solar | 1.9 | 0 | 100 | 1 |  |  | 3696 | 76.3 | 144 |  | 0 | 0 | 0 | 76.3 | 76.3 | 144
148 | Greenvile_Solar | 1.4 | 0 | 100 | 1 |  |  | 3696 | 76.3 | 103 |  | 0 | 0 | 0 | 76.3 | 76.3 | 103
149 | MilfordFlat_Sola | 1.8 | 0 | 100 | 1 |  |  | 3696 | 58.4 | 107 |  | 0 | 0 | 0 | 58.39 | 58.39 | 107
150 | QF_UTN_Solar | 0.9 | 0 | 100 | 0 |  |  | 8760 | 0 | 0 |  | 0 | 0 | 0 | 0 | 0 | 0
151 | QF_FiddlerCanyon | 11 | 0 | 100 | 1 |  |  | 5184 | 85 | 936 |  | 0 | 0 | 0 | 85 | 85 | 936
152 | QF_SouthMilford_ | 7.6 | 0 | 100 | 1 |  |  | 8424 | 58.4 | 441 |  | 0 | 0 | 0 | 58.39 | 58.39 | 441
153 | QF_Manderfield_2 | 3.2 | 0 | 100 | 1 |  |  | 5184 | 85 | 272 |  | 0 | 0 | 0 | 85 | 85 | 272
154 | QF_GranitePeak_2 | 1.8 | 0 | 100 | 1 |  |  | 3696 | 58.4 | 107 |  | 0 | 0 | 0 | 58.39 | 58.39 | 107
155 | QF_LahoSolar_210 | 1.8 | 0 | 100 | 1 |  |  | 3696 | 58.4 | 107 |  | 0 | 0 | 0 | 58.39 | 58.39 | 107
156 | OSIP_Projects | 3.9 | 0 | 100 | 0 |  |  | 8760 | 0 | 0 |  | 0 | 0 | 0 | 0 | 0 | 0
157 | PSCO_FC_340325_o | 0 | 0 | 0 | 0 |  |  | 0 | 0 | 0 |  | 0 | 0 | 0 | 0 | 0 | 0
158 | Tri-State_27057 | 88.3 | 0 | 61.6 | 156 |  |  | 5166 | 15.5 | 1367 |  | 0 | 0 | 0 | 15.49 | 15.49 | 1367
159 | StoneHouseSolar_ | 13.2 | 0 | 100 | 0 |  |  | 8760 | 78.9 | 1043 |  | 0 | 0 | 0 | 78.86 | 78.86 | 1043
160 | BevansPoint | 3.4 | 0 | 100 | 1 |  |  | 6624 | 78.9 | 267 |  | 0 | 0 | 0 | 78.86 | 78.86 | 267
161 | MagCorp_144408 | 0 | 0 | 0 | 0 |  |  | 0 | 0 | 0 |  | 0 | 0 | 0 | 0 | 0 | 0
162 | Nucor_137328 | 0 | 0 | 0 | 0 |  |  | 0 | 0 | 0 |  | 0 | 0 | 0 | 0 | 0 | 0
163 | MonsanCur_145258 | 0 | 0 | 0 | 0 |  |  | 0 | 0 | 0 |  | 0 | 0 | 0 | 0 | 0 | 0
164 | SCL_New_Reserve | 0 | 0 | 0 | 0 |  |  | 0 | 0 | 0 |  | 0 | 0 | 0 | 0 | 0 | 0
165 | LakeSide2 | 3320 | 0 | 58.4 | 83 | 22737.3 | 6849 | 7696 | 395.4 | 89902 | 318 | 1357 | 24303 | 10714 | 30.31 | 38.03 | 126276
166 | WI_Goshen | 970.4 | 0 | 100 | 0 |  |  | 8760 | 0 | 0 |  | 0 | 0 | 0 | 0 | 0 | 0
167 | WI_MidC | 446 | 0 | 100 | 0 |  |  | 8760 | 0 | 0 |  | 0 | 0 | 0 | 0 | 0 | 0
168 | WI_UtahNorth | 841.4 | 0 | 100 | 0 |  |  | 8760 | 0 | 0 |  | 0 | 0 | 0 | 0 | 0 | 0
169 | WI_WallaWalla | 1291.8 | 0 | 100 | 0 |  |  | 8760 | 0 | 0 |  | 0 | 0 | 0 | 0 | 0 | 0
170 | WI_WyomingNE | 3593.4 | 0 | 100 | 0 |  |  | 8760 | 0 | 0 |  | 0 | 0 | 0 | 0 | 0 | 0
SYSTE | M PRODUCTION | 63941.3 | 0 |  | 6220 | 511793.3 | 9761 |  |  | 1025868 | 3396 | 14978 | 449358 | 54408 | 16.89 | 24.16 | 1544613

## Study4CHrly
Build ID: 000001_x64 Ventyx p. 1
MULTISYM V8.1.03 Copyright 1998-2014. All rights reserved. L0000-00 1 iter Convergent Monte 09/02/2014
2015: I15_P_WI_S4CHrly25627 (Environmental) 09:11:52 AM
Station Group Report
--------------------
|  | Aux | Cap |  |  | Heat Hours | Fuel/P | rch Cost | Star | t Star | t O&M | O&M | Opert | Total | Total
| Energy | Dmnd | Fctr | Sta- | FuelBurn | Rate per | ¢/MBtu | <F> $0 | 00 Fu | el Co | st Fix | ed V | ar Co | st Co | st Cost
No. Group | GWh | GWh | % | rts | GBtu | Btu/kWh Unit | $/MWh | <P> $00 | 0 GBt | u $00 | 0 $00 | 0 $00 | 0 $/MW | h $/MW | h $000
--- ---------------- | -------- | ------ | ----- | ---- | --------- | ------ ---- | ------ | --- ----- | ---- | ----- | ------ | ----- | ------ | ------ | --------
Native Load | 62794.5
Dump Power | 423.8 | [12 empty] | 14.1 | 5974
Aux Demand | 0
Tran. Losses | 0
LESS Resources (Export | s):
1 HydroEast | 258.5 | 0 | 42.2 | 0 |  |  | 0 | 0 |  | 0 | 0 | 0 | 0 | 0 | 0
2 HydroWest | 4148.8 | 0 | 60.9 | 0 |  |  | 0 | 0 |  | 0 | 0 | 0 | 0 | 0 | 0
3 PurchaseEast | 1182.5 | 0 | 44.6 | 69 |  |  | 41.5 | 49062 |  | 0 | 11084 | 8174 | 48.4 | 57.78 | 68320
4 RenewableEast | 341.4 | 0 | 86.6 | 16 | 2134.3 | 10000 | 0 | 8119 | 0 | 0 | 0 | 568 | 25.44 | 25.44 | 8687
5 ThermalEast | 37018 | 0 | 71.8 | 1112 | 362749.8 | 9799 | 200.5 | 727263 | 2453 | 10356 | 342903 | 29820 | 20.45 | 29.99 | 1110342
6 ThermalWest | 14449.8 | 0 | 68.9 | 448 | 140404.8 | 9717 | 222.8 | 312856 | 916 | 4520 | 95008 | 23716 | 23.29 | 30.18 | 436100
7 IRPEast | 161.7 | 0 | 9.3 | 13 | 1961.3 | 12129 | 378.7 | 7428 | 27 | 104 | 4758 | 0 | 45.94 | 76.01 | 12290
8 MCP | -3929.6 | 0 | 0.2 | 4449 |  |  | 38.4 | -150742 |  | 0 | 0 | 0 | 38.36 | 38.36 | -150742
9 InterruptEast | 0 | 0 | 0 | 0 |  |  | 0 | 0 |  | 0 | 0 | 0 | 0 | 0 | 0
10 RenewableWest | -370.2 | 0 | 133.3 | 0 |  |  | 14.2 | -5258 |  | 0 | 0 | -3853 | 24.61 | 24.61 | -9111
11 PurchaseWest | 709.2 | 0 | 100 | 0 |  |  | 79 | 56006 |  | 0 | 0 | 0 | 78.97 | 78.97 | 56006
12 ExchangeEast | 1229.8 | 0 | 119.6 | 0 |  |  | 0 | 0 |  | 0 | 0 | 0 | 0 | 0 | 0
13 SaleWest | -443.3 | 0 | 100 | 0 |  |  | 4.2 | -1854 |  | 0 | 0 | 0 | 4.18 | 4.18 | -1854
14 SaleEast | -302.5 | 0 | 100 | 0 |  |  | 20 | -6042 |  | 0 | -4396 | -5131 | 36.93 | 51.46 | -15570
15 ExchangeWest | 1467.1 | 0 | 100 | 0 |  |  | 5.5 | 8043 |  | 0 | 0 | 0 | 5.48 | 5.48 | 8043
16 DSMEast | 0 | 0 | 0 | 7 |  |  | 0 | 0 |  | 0 | 0 | 0 | 0 | 0 | 0
Resource Totals | 63217 | 0 |  | 7494 | 507250 | 9784 |  | 1006131 | 3397 | 14980 | 449358 | 53293 | 16.76 | 24.1 | 1523762
Wheeling | [14 empty] | 1381
Fuel demand charges | [14 empty] | 0
Emissions costs | [14 empty] | 0
Reserve deficiencies | [14 empty] | 2112
E.N.S. | 1.3 | [12 empty] | 1000 | 1261
SYSTEM | [13 empty] | 24.08 | 1522541
Ancil | lary Services Con | tribut | ion An | d Reve | nue Re | port
----- | ----------------- | ------ | ------ | ------ | ------ | ----
|  | #NAME? | illary | Servi | ces (c | ontrib | ution, | revenu | e,rate | )
|  | #NAME? | UP |  | #NAME? | DOWN |  | #NAME? |  |  | #NAME? | PIN |  | #NAME? | PIN2 |  | #NAME? | l
No. | Station | GWh | 0 | $/MW-h | GWh | 0 | $/MW-h | GWh | 0 | $/MW-h | GWh | 0 | $/MW-h | GWh | 0 | $/MW-h | GWh | 0 | $/MW-h
--- | ---------------- | ----- | ----- | ----- | ----- | ----- | ----- | ----- | ----- | ----- | ----- | ----- | ----- | ----- | ----- | ----- | ----- | ----- | -----
1 | BearRiver | 93.4 | 764.5 | 8.2 | 0 | 0 | 0 | 32.2 | 281.4 | 8.7 | 127.8 | 3559.3 | 27.9 | 0 | 0 | 0 | 253.4 | 4605.3 | 18.2
2 | Clearwater1 | 0 | 0 | 0 | 0 | 0 | 0 | 0 | 0 | 0 | 0 | 0 | 0 | 0 | 0 | 0 | 0 | 0 | 0
3 | Clearwater2 | 0 | 0 | 0 | 0 | 0 | 0 | 0 | 0 | 0 | 0 | 0 | 0 | 0 | 0 | 0 | 0 | 0 | 0
4 | FishCreek | 0 | 0 | 0 | 0 | 0 | 0 | 0 | 0 | 0 | 0 | 0 | 0 | 0 | 0 | 0 | 0 | 0 | 0
5 | GemState_99489 | 0 | 0 | 0 | 0 | 0 | 0 | 0 | 0 | 0 | 0 | 0 | 0 | 0 | 0 | 0 | 0 | 0 | 0
6 | IronGate | 0 | 0 | 0 | 0 | 0 | 0 | 0 | 0 | 0 | 0 | 0 | 0 | 0 | 0 | 0 | 0 | 0 | 0
7 | JCBoyle | 0 | 0 | 0 | 0 | 0 | 0 | 0 | 0 | 0 | 0 | 0 | 0 | 0 | 0 | 0 | 0 | 0 | 0
8 | Lemolo1 | 0 | 0 | 0 | 0 | 0 | 0 | 0 | 0 | 0 | 1.5 | 29.4 | 19.3 | 0 | 0 | 0 | 1.5 | 29.4 | 19.3
9 | Lemolo2 | 0 | 0 | 0 | 0 | 0 | 0 | 0 | 0 | 0 | 0 | 0 | 0 | 0 | 0 | 0 | 0 | 0 | 0
10 | Merwin | 0 | 0 | 0 | 0 | 0 | 0 | 0 | 0 | 0 | 0 | 0 | 0 | 0 | 0 | 0 | 0 | 0 | 0
11 | SmallEastHydro | 0 | 0 | 0 | 0 | 0 | 0 | 0 | 0 | 0 | 0 | 0 | 0 | 0 | 0 | 0 | 0 | 0 | 0
12 | SodaSprings | 0 | 0 | 0 | 0 | 0 | 0 | 0 | 0 | 0 | 0 | 0 | 0 | 0 | 0 | 0 | 0 | 0 | 0
13 | Swift1 | 709.4 | ****** | 26.9 | 0 | 0 | 0 | 377.5 | ****** | 47 | 146.8 | 7907.2 | 53.9 | 0 | 0 | 0 | 1233.7 | ****** | 36.3
14 | Swift2 | 0 | 0 | 0 | 0 | 0 | 0 | 0 | 0 | 0 | 0 | 0 | 0 | 0 | 0 | 0 | 0 | 0 | 0
15 | UKL | 0 | 0 | 0 | 0 | 0 | 0 | 0 | 0 | 0 | 0 | 0 | 0 | 0 | 0 | 0 | 0 | 0 | 0
16 | Yale | 316.5 | ****** | 41.6 | 0 | 0 | 0 | 149.3 | 6661.7 | 44.6 | 120.1 | 5645.8 | 47 | 0 | 0 | 0 | 585.9 | ****** | 43.5
17 | Blundell | 0 | 0 | 0 | 0 | 0 | 0 | 30.4 | 653.2 | 21.5 | 0 | 0 | 0 | 0 | 0 | 0 | 30.4 | 653.2 | 21.5
18 | Carbon1 | 11 | 98.4 | 9 | 0 | 0 | 0 | 6.1 | 74 | 12.2 | 0.4 | 19.1 | 51.5 | 0 | 0 | 0 | 17.4 | 191.5 | 11
19 | Carbon2 | 9.2 | 83.6 | 9.1 | 0 | 0 | 0 | 7.2 | 89.5 | 12.5 | 0.1 | 7.8 | 51.9 | 0 | 0 | 0 | 16.5 | 181 | 11
20 | Cholla4 | 178.2 | 1939.3 | 10.9 | 0 | 0 | 0 | 49.1 | 623.3 | 12.7 | 1 | 23.2 | 22.5 | 0 | 0 | 0 | 228.3 | 2585.7 | 11.3
21 | Colstrip3 | 0 | 0 | 0 | 0 | 0 | 0 | 0 | 0 | 0 | 4.1 | 1.2 | 0.3 | 0 | 0 | 0 | 4.1 | 1.2 | 0.3
22 | Colstrip4 | 0 | 0 | 0 | 0 | 0 | 0 | 0 | 0 | 0 | 3.6 | 0.8 | 0.2 | 0 | 0 | 0 | 3.6 | 0.8 | 0.2
23 | Craig1 | 0 | 0 | 0 | 0 | 0 | 0 | 0 | 0 | 0 | 0 | 0 | 0 | 0 | 0 | 0 | 0 | 0 | 0
24 | Craig2 | 0 | 0 | 0 | 0 | 0 | 0 | 0 | 0 | 0 | 0 | 0 | 0 | 0 | 0 | 0 | 0 | 0 | 0
25 | GadsbyGT3 | 2.2 | 173 | 80.1 | 0 | 0 | 0 | 0 | 0 | 0 | 0 | 0 | 0 | 0 | 0 | 0 | 2.2 | 173 | 80.1
26 | Gadsby1 | 0.5 | 138.3 | 297.1 | 0 | 0 | 0 | 0 | 0 | 0 | 0 | 0 | 0 | 0 | 0 | 0 | 0.5 | 138.3 | 297.1
27 | Gadsby2 | 0.8 | 140.8 | 169.7 | 0 | 0 | 0 | 0 | 0 | 0 | 0 | 0 | 0 | 0 | 0 | 0 | 0.8 | 140.8 | 169.7
28 | Gadsby3 | 2.2 | 206.2 | 95.1 | 0 | 0 | 0 | 0.5 | 14.9 | 33.2 | 0 | 0 | 0 | 0 | 0 | 0 | 2.6 | 221.2 | 84.5
29 | GadsbyGT2 | 6.5 | 247.3 | 37.8 | 0 | 0 | 0 | 0 | 0 | 21.2 | 0 | 0 | 0 | 0 | 0 | 0 | 6.5 | 247.3 | 37.8
30 | GadsbyGT1 | 4.3 | 201.4 | 46.7 | 0 | 0 | 0 | 0 | 0.6 | 72.3 | 0 | 0 | 0 | 0 | 0 | 0 | 4.3 | 202 | 46.8
31 | Hayden1 | 0 | 0 | 0 | 0 | 0 | 0 | 0 | 0 | 0 | 0 | 23.7 | 977.5 | 0 | 0 | 0 | 0 | 23.7 | 977.5
32 | Hayden2 | 0 | 0 | 0 | 0 | 0 | 0 | 0 | 0 | 0 | 0.1 | 67.5 | 977.2 | 0 | 0 | 0 | 0.1 | 67.5 | 977.2
33 | Hermiston2 | 102.1 | 354.2 | 3.5 | 0 | 0 | 0 | 19.1 | 7.9 | 0.4 | 67.8 | 8.4 | 0.1 | 0 | 0 | 0 | 189.1 | 370.5 | 2
34 | Hunter3 | 59.1 | 727.2 | 12.3 | 0 | 0 | 0 | 13 | 190.6 | 14.7 | 0 | 0 | 0 | 0 | 0 | 0 | 72 | 917.9 | 12.7
35 | Hunter1 | 51.1 | 659.2 | 12.9 | 0 | 0 | 0 | 11.4 | 203.5 | 17.8 | 0 | 0 | 0 | 0 | 0 | 0 | 62.5 | 862.7 | 13.8
36 | Hunter2 | 38.1 | 532 | 14 | 0 | 0 | 0 | 7.7 | 166.9 | 21.8 | 0 | 0 | 0 | 0 | 0 | 0 | 45.8 | 698.8 | 15.3
37 | Huntington1 | 28.2 | 431.4 | 15.3 | 0 | 0 | 0 | 9 | 226.8 | 25.3 | 0 | 0 | 0 | 0 | 0 | 0 | 37.2 | 658.2 | 17.7
38 | Huntington2 | 31 | 440.4 | 14.2 | 0 | 0 | 0 | 10.6 | 257.2 | 24.3 | 0 | 0 | 0 | 0 | 0 | 0 | 41.5 | 697.6 | 16.8
39 | JBridger1 | 29.4 | 603.3 | 20.5 | 0 | 0 | 0 | 11.8 | 40.3 | 3.4 | 9.3 | 19.9 | 2.1 | 0 | 0 | 0 | 50.5 | 663.5 | 13.1
40 | JBridger2 | 20.7 | 581.2 | 28.1 | 0 | 0 | 0 | 13.1 | 52 | 4 | 13.1 | 4.2 | 0.3 | 0 | 0 | 0 | 46.8 | 637.5 | 13.6
41 | JBridger3 | 13.7 | 86.4 | 6.3 | 0 | 0 | 0 | 14.8 | 18.6 | 1.3 | 35.2 | 2.3 | 0.1 | 0 | 0 | 0 | 63.7 | 107.2 | 1.7
42 | JBridger4 | 18.2 | 598 | 32.9 | 0 | 0 | 0 | 11.9 | 64.4 | 5.4 | 14.2 | 49.7 | 3.5 | 0 | 0 | 0 | 44.3 | 712.1 | 16.1
43 | JamesRiverCG | 0 | 0 | 0 | 0 | 0 | 0 | 0 | 0 | 0 | 0 | 0 | 0 | 0 | 0 | 0 | 0 | 0 | 0
44 | Johnston1 | 0 | 0 | 0 | 0 | 0 | 0 | 0 | 0 | 0 | 0.6 | 1.4 | 2.5 | 0 | 0 | 0 | 0.6 | 1.4 | 2.5
45 | Johnston2 | 0 | 0 | 0 | 0 | 0 | 0 | 0 | 0 | 0 | 0.4 | 1 | 2.6 | 0 | 0 | 0 | 0.4 | 1 | 2.6
46 | Johnston3 | 0 | 0 | 0 | 0 | 0 | 0 | 0 | 0 | 0 | 0.2 | 0.5 | 2.3 | 0 | 0 | 0 | 0.2 | 0.5 | 2.3
47 | Johnston4 | 0 | 0 | 0 | 0 | 0 | 0 | 0 | 0 | 0 | 1 | 3.5 | 3.4 | 0 | 0 | 0 | 1 | 3.5 | 3.4
48 | Naughton1 | 104.7 | 1122.8 | 10.7 | 0 | 0 | 0 | 38 | 430.7 | 11.3 | 0 | 0 | 0 | 0 | 0 | 0 | 142.7 | 1553.5 | 10.9
49 | Naughton2 | 127.9 | 1435.8 | 11.2 | 0 | 0 | 0 | 42.5 | 490.3 | 11.5 | 0 | 0 | 0 | 0 | 0 | 0 | 170.4 | 1926.2 | 11.3
50 | WestValleyCi GT1 | 0 | 0 | 0 | 0 | 0 | 0 | 0 | 0 | 0 | 0 | 0 | 0 | 0 | 0 | 0 | 0 | 0 | 0
51 | WestValleyCi GT4 | 0 | 0 | 0 | 0 | 0 | 0 | 0 | 0 | 0 | 0 | 0 | 0 | 0 | 0 | 0 | 0 | 0 | 0
52 | WestValleyCi GT5 | 0 | 0 | 0 | 0 | 0 | 0 | 0 | 0 | 0 | 0 | 0 | 0 | 0 | 0 | 0 | 0 | 0 | 0
53 | WestValleyCi GT3 | 0 | 0 | 0 | 0 | 0 | 0 | 0 | 0 | 0 | 0 | 0 | 0 | 0 | 0 | 0 | 0 | 0 | 0
54 | WestValleyCi GT2 | 0 | 0 | 0 | 0 | 0 | 0 | 0 | 0 | 0 | 0 | 0 | 0 | 0 | 0 | 0 | 0 | 0 | 0
55 | Wyodak1 | 0 | 0 | 0 | 0 | 0 | 0 | 0 | 0 | 0 | 0 | 0 | 1.6 | 0 | 0 | 0 | 0 | 0 | 1.6
56 | CurrantCreek | 520.7 | 5746.9 | 11 | 0 | 0 | 0 | 171.4 | 1587.5 | 9.3 | 0.4 | 15.6 | 44.4 | 0 | 0 | 0 | 692.5 | 7350 | 10.6
57 | BigFork | 0 | 0 | 0 | 0 | 0 | 0 | 0 | 0 | 0 | 0 | 0 | 0 | 0 | 0 | 0 | 0 | 0 | 0
58 | LakeSide | 668.6 | 7633.9 | 11.4 | 0 | 0 | 0 | 88.2 | 1223.4 | 13.9 | 0 | 0.6 | 32.4 | 0 | 0 | 0 | 756.9 | 8857.8 | 11.7
59 | PAC-COB SALE | 0 | 0 | 0 | 0 | 0 | 0 | 0 | 0 | 0 | 0 | 0 | 0 | 0 | 0 | 0 | 0 | 0 | 0
60 | PAC-COB PUR | 0 | 0 | 0 | 0 | 0 | 0 | 25.6 | 61 | 2.4 | 8.3 | 2.7 | 0.3 | 0 | 0 | 0 | 34 | 63.7 | 1.9
61 | PAC-MIDC SALE | 0 | 0 | 0 | 0 | 0 | 0 | 0 | 0 | 0 | 0 | 0 | 0 | 0 | 0 | 0 | 0 | 0 | 0
62 | PAC-MIDC PUR | 0 | 0 | 0 | 0 | 0 | 0 | 298.4 | 117.9 | 0.4 | 59.4 | 2.4 | 0 | 0 | 0 | 0 | 357.8 | 120.3 | 0.3
63 | PAC-FC SALE | 0 | 0 | 0 | 0 | 0 | 0 | 0 | 0 | 0 | 0 | 0 | 0 | 0 | 0 | 0 | 0 | 0 | 0
64 | PAC-FC PUR | 0 | 0 | 0 | 0 | 0 | 0 | 53 | 1238.1 | 23.3 | 0 | 0 | 0 | 0 | 0 | 0 | 53 | 1238.1 | 23.3
65 | PAC-PV SALE | 0 | 0 | 0 | 0 | 0 | 0 | 0 | 0 | 0 | 0 | 0 | 0 | 0 | 0 | 0 | 0 | 0 | 0
66 | PAC-PV PUR | 0 | 0 | 0 | 0 | 0 | 0 | 191 | 3295.9 | 17.3 | 0 | 0 | 0 | 0 | 0 | 0 | 191 | 3295.9 | 17.3
67 | Monsanto_145258 | 0 | 0 | 0 | 0 | 0 | 0 | 0 | 0 | 0 | 116.4 | 523.2 | 4.5 | 0 | 0 | 0 | 116.4 | 523.2 | 4.5
68 | APS_27875_Supp | 0 | 0 | 0 | 0 | 0 | 0 | 133.8 | 710.7 | 5.3 | 0 | 0 | 0 | 0 | 0 | 0 | 133.8 | 710.7 | 5.3
69 | REDD_66276_Out | 0 | 0 | 0 | 0 | 0 | 0 | 0 | 0 | 0 | 0 | 0 | 0 | 0 | 0 | 0 | 0 | 0 | 0
70 | Douglas_38185 | 0 | 0 | 0 | 0 | 0 | 0 | 0 | 0 | 0 | 0 | 0 | 0 | 0 | 0 | 0 | 0 | 0 | 0
71 | PGE_Cove_83984 | 0 | 0 | 0 | 0 | 0 | 0 | 0 | 0 | 0 | 0 | 0 | 0 | 0 | 0 | 0 | 0 | 0 | 0
72 | FC1_42818_Out | 0 | 0 | 0 | 0 | 0 | 0 | 0 | 0 | 0 | 0 | 0 | 0 | 0 | 0 | 0 | 0 | 0 | 0
73 | FC1_63510_Out | 0 | 0 | 0 | 0 | 0 | 0 | 0 | 0 | 0 | 0 | 0 | 0 | 0 | 0 | 0 | 0 | 0 | 0
74 | FC4_79207_Out | 0 | 0 | 0 | 0 | 0 | 0 | 0 | 0 | 0 | 0 | 0 | 0 | 0 | 0 | 0 | 0 | 0 | 0
75 | Cowlitz_65787 | 0 | 0 | 0 | 0 | 0 | 0 | 0 | 0 | 0 | 0 | 0 | 0 | 0 | 0 | 0 | 0 | 0 | 0
76 | SIE_64885_McNary | 0 | 0 | 0 | 0 | 0 | 0 | 0 | 0 | 0 | 0 | 0 | 0 | 0 | 0 | 0 | 0 | 0 | 0
77 | SMUD_24296_In | 0 | 0 | 0 | 0 | 0 | 0 | 0 | 0 | 0 | 0 | 0 | 0 | 0 | 0 | 0 | 0 | 0 | 0
78 | APS_58118_FC_In | 0 | 0 | 0 | 0 | 0 | 0 | 0 | 0 | 0 | 0 | 0 | 0 | 0 | 0 | 0 | 0 | 0 | 0
79 | APS_58119_FC_Out | 0 | 0 | 0 | 0 | 0 | 0 | 0 | 0 | 0 | 0 | 0 | 0 | 0 | 0 | 0 | 0 | 0 | 0
80 | REDD_66276_In | 0 | 0 | 0 | 0 | 0 | 0 | 0 | 0 | 0 | 0 | 0 | 0 | 0 | 0 | 0 | 0 | 0 | 0
81 | APS_58118_AZ_In | 0 | 0 | 0 | 0 | 0 | 0 | 0 | 0 | 0 | 0 | 0 | 0 | 0 | 0 | 0 | 0 | 0 | 0
82 | APS_58119_AZ_Out | 0 | 0 | 0 | 0 | 0 | 0 | 0 | 0 | 0 | 0 | 0 | 0 | 0 | 0 | 0 | 0 | 0 | 0
83 | SIE_64885_Goshen | 0 | 0 | 0 | 0 | 0 | 0 | 0 | 0 | 0 | 0 | 0 | 0 | 0 | 0 | 0 | 0 | 0 | 0
84 | Hermiston1 | 95.8 | 404 | 4.2 | 0 | 0 | 0 | 31.5 | 33.8 | 1.1 | 80.4 | 15.1 | 0.2 | 0 | 0 | 0 | 207.7 | 452.8 | 2.2
85 | Deseret_194277 | 0 | 0 | 0 | 0 | 0 | 0 | 332.3 | 4872.4 | 14.7 | 0 | 0 | 0 | 0 | 0 | 0 | 332.3 | 4872.4 | 14.7
86 | DSM_ID_Irrigate | 0 | 0 | 0 | 0 | 0 | 0 | 3.8 | 60.5 | 16.1 | 17.7 | 277.6 | 15.7 | 0 | 0 | 0 | 21.5 | 338.1 | 15.7
87 | QF_Exxon_236032 | 0 | 0 | 0 | 0 | 0 | 0 | 0 | 0 | 0 | 0 | 0 | 0 | 0 | 0 | 0 | 0 | 0 | 0
88 | QF_SUNN_Ad_59965 | 0 | 0 | 0 | 0 | 0 | 0 | 0 | 0 | 0 | 0 | 0 | 0 | 0 | 0 | 0 | 0 | 0 | 0
89 | QF_SUNN_Ba_83997 | 0 | 0 | 0 | 0 | 0 | 0 | 0 | 0 | 0 | 0 | 0 | 0 | 0 | 0 | 0 | 0 | 0 | 0
90 | QF_Tesoro_519533 | 0 | 0 | 0 | 0 | 0 | 0 | 0 | 0 | 0 | 0 | 0 | 0 | 0 | 0 | 0 | 0 | 0 | 0
91 | BHPL_28160_Loss | 0 | 0 | 0 | 0 | 0 | 0 | 0 | 0 | 0 | 0 | 0 | 0 | 0 | 0 | 0 | 0 | 0 | 0
92 | Rogue | 0 | 0 | 0 | 0 | 0 | 0 | 0 | 0 | 0 | 0 | 0 | 0 | 0 | 0 | 0 | 0 | 0 | 0
93 | MidColumbia | 35.6 | 1031.4 | 29 | 0 | 0 | 0 | 37.9 | 836.4 | 22.1 | 36.6 | 963.9 | 26.3 | 0 | 0 | 0 | 110.1 | 2831.7 | 25.7
94 | Toketee-Slide | 0 | 0 | 0 | 0 | 0 | 0 | 0 | 0 | 0 | 0 | 0 | 0 | 0 | 0 | 0 | 0 | 0 | 0
95 | SmallWestHydro | 0 | 0 | 0 | 0 | 0 | 0 | 0 | 0 | 0 | 0 | 0 | 0 | 0 | 0 | 0 | 0 | 0 | 0
96 | PSCO_340325_In | 0 | 0 | 0 | 0 | 0 | 0 | 0 | 0 | 0 | 0 | 0 | 0 | 0 | 0 | 0 | 0 | 0 | 0
97 | PSCO_340325_Out | 0 | 0 | 0 | 0 | 0 | 0 | 0 | 0 | 0 | 0 | 0 | 0 | 0 | 0 | 0 | 0 | 0 | 0
98 | HURR_393045_S | 0 | 0 | 0 | 0 | 0 | 0 | 0 | 0 | 0 | 0 | 0 | 0 | 0 | 0 | 0 | 0 | 0 | 0
99 | HURR_393045_P | 0 | 0 | 0 | 0 | 0 | 0 | 0 | 0 | 0 | 0 | 0 | 0 | 0 | 0 | 0 | 0 | 0 | 0
100 | QF_EVB_351030 | 0 | 0 | 0 | 0 | 0 | 0 | 0 | 0 | 0 | 0 | 0 | 0 | 0 | 0 | 0 | 0 | 0 | 0
101 | WEYE_Res_356685 | 0 | 0 | 0 | 0 | 0 | 0 | 0 | 0 | 0 | 0 | 0 | 0 | 0 | 0 | 0 | 0 | 0 | 0
102 | Chehalis | 141.1 | 582.9 | 4.1 | 0 | 0 | 0 | 59.7 | 187.7 | 3.1 | 29 | 51.9 | 1.8 | 0 | 0 | 0 | 229.8 | 822.5 | 3.6
103 | PAC-Mead PUR | 0 | 0 | 0 | 0 | 0 | 0 | 30.7 | 435.8 | 14.2 | 0 | 0 | 0 | 0 | 0 | 0 | 30.7 | 435.8 | 14.2
104 | PAC-Mead SALE | 0 | 0 | 0 | 0 | 0 | 0 | 0 | 0 | 0 | 0 | 0 | 0 | 0 | 0 | 0 | 0 | 0 | 0
105 | PAC-Mona PUR | 0 | 0 | 0 | 0 | 0 | 0 | 797.6 | 8550.7 | 10.7 | 0 | 0 | 0 | 0 | 0 | 0 | 797.6 | 8550.7 | 10.7
106 | PAC-Mona SALE | 0 | 0 | 0 | 0 | 0 | 0 | 0 | 0 | 0 | 0 | 0 | 0 | 0 | 0 | 0 | 0 | 0 | 0
107 | Copco 1-2 | 0 | 0 | 0 | 0 | 0 | 0 | 58.4 | 1821.9 | 31.2 | 24.3 | 479 | 19.7 | 0 | 0 | 0 | 82.7 | 2300.9 | 27.8
108 | QF_CA_Hydro | 0 | 0 | 0 | 0 | 0 | 0 | 0 | 0 | 0 | 0 | 0 | 0 | 0 | 0 | 0 | 0 | 0 | 0
109 | QF_OR_Biomass | 0 | 0 | 0 | 0 | 0 | 0 | 0 | 0 | 0 | 0 | 0 | 0 | 0 | 0 | 0 | 0 | 0 | 0
110 | QF_OR_Hydro | 0 | 0 | 0 | 0 | 0 | 0 | 0 | 0 | 0 | 0 | 0 | 0 | 0 | 0 | 0 | 0 | 0 | 0
111 | QF_OR_Thermal | 0 | 0 | 0 | 0 | 0 | 0 | 0 | 0 | 0 | 0 | 0 | 0 | 0 | 0 | 0 | 0 | 0 | 0
112 | QF_UTS_Biomass | 0 | 0 | 0 | 0 | 0 | 0 | 0 | 0 | 0 | 0 | 0 | 0 | 0 | 0 | 0 | 0 | 0 | 0
113 | QF_UTN_Hydro | 0 | 0 | 0 | 0 | 0 | 0 | 0 | 0 | 0 | 0 | 0 | 0 | 0 | 0 | 0 | 0 | 0 | 0
114 | QF_WAYA_Biomass | 0 | 0 | 0 | 0 | 0 | 0 | 0 | 0 | 0 | 0 | 0 | 0 | 0 | 0 | 0 | 0 | 0 | 0
115 | QF_WAWW_Hydro | 0 | 0 | 0 | 0 | 0 | 0 | 0 | 0 | 0 | 0 | 0 | 0 | 0 | 0 | 0 | 0 | 0 | 0
116 | QF_WAYA_Wind | 0 | 0 | 0 | 0 | 0 | 0 | 0 | 0 | 0 | 0 | 0 | 0 | 0 | 0 | 0 | 0 | 0 | 0
117 | QF_WY_Hydro | 0 | 0 | 0 | 0 | 0 | 0 | 0 | 0 | 0 | 0 | 0 | 0 | 0 | 0 | 0 | 0 | 0 | 0
118 | QF_ID_Hydro | 0 | 0 | 0 | 0 | 0 | 0 | 0 | 0 | 0 | 0 | 0 | 0 | 0 | 0 | 0 | 0 | 0 | 0
119 | PAC-NOB PUR | 0 | 0 | 0 | 0 | 0 | 0 | 2.1 | 0.3 | 0.2 | 0.2 | 0.1 | 0.7 | 0 | 0 | 0 | 2.3 | 0.4 | 0.2
120 | SCL_New_Out | 0 | 0 | 0 | 0 | 0 | 0 | 0 | 0 | 0 | 0 | 0 | 0 | 0 | 0 | 0 | 0 | 0 | 0
121 | QF_RBFP_E20771 | 0 | 0 | 0 | 0 | 0 | 0 | 0 | 0 | 0 | 0 | 0 | 0 | 0 | 0 | 0 | 0 | 0 | 0
122 | ConstEng_E999691 | 0 | 0 | 0 | 0 | 0 | 0 | 0 | 0 | 0 | 0 | 0 | 0 | 0 | 0 | 0 | 0 | 0 | 0
123 | TMF_BioF_E20958 | 0 | 0 | 0 | 0 | 0 | 0 | 0 | 0 | 0 | 0 | 0 | 0 | 0 | 0 | 0 | 0 | 0 | 0
124 | PAC-NOB SALE | 0 | 0 | 0 | 0 | 0 | 0 | 0 | 0 | 0 | 0 | 0 | 0 | 0 | 0 | 0 | 0 | 0 | 0
125 | I_Naughton3_GCF | 20 | 387.6 | 19.4 | 0 | 0 | 0 | 19.2 | 493.6 | 25.7 | 0.4 | 6.1 | 13.9 | 0 | 0 | 0 | 39.6 | 887.3 | 22.4
126 | BHPL_27013R_MC_S | 0 | 0 | 0 | 0 | 0 | 0 | 0 | 0 | 0 | 0 | 0 | 0 | 0 | 0 | 0 | 0 | 0 | 0
127 | BHPL_27013R_US_S | 0 | 0 | 0 | 0 | 0 | 0 | 0 | 0 | 0 | 0 | 0 | 0 | 0 | 0 | 0 | 0 | 0 | 0
128 | UMPA_45631R_S | 0 | 0 | 0 | 0 | 0 | 0 | 0 | 0 | 0 | 0 | 0 | 0 | 0 | 0 | 0 | 0 | 0 | 0
129 | DorenaHyd_20887 | 0 | 0 | 0 | 0 | 0 | 0 | 0 | 0 | 0 | 0 | 0 | 0 | 0 | 0 | 0 | 0 | 0 | 0
130 | QF_Bioms1_234159 | 0 | 0 | 0 | 0 | 0 | 0 | 0 | 0 | 0 | 0 | 0 | 0 | 0 | 0 | 0 | 0 | 0 | 0
131 | ObsidianBlkCap | 0 | 0 | 0 | 0 | 0 | 0 | 0 | 0 | 0 | 0 | 0 | 0 | 0 | 0 | 0 | 0 | 0 | 0
132 | QF_CA_Biomass | 0 | 0 | 0 | 0 | 0 | 0 | 0 | 0 | 0 | 0 | 0 | 0 | 0 | 0 | 0 | 0 | 0 | 0
133 | QF_ID_Biomass | 0 | 0 | 0 | 0 | 0 | 0 | 0 | 0 | 0 | 0 | 0 | 0 | 0 | 0 | 0 | 0 | 0 | 0
134 | QF_UTN_Wind | 0 | 0 | 0 | 0 | 0 | 0 | 0 | 0 | 0 | 0 | 0 | 0 | 0 | 0 | 0 | 0 | 0 | 0
135 | QF_WAYA_Hydro | 0 | 0 | 0 | 0 | 0 | 0 | 0 | 0 | 0 | 0 | 0 | 0 | 0 | 0 | 0 | 0 | 0 | 0
136 | QF_WY_Wind | 0 | 0 | 0 | 0 | 0 | 0 | 0 | 0 | 0 | 0 | 0 | 0 | 0 | 0 | 0 | 0 | 0 | 0
137 | DSM_CooKeeper_Te | 0 | 0 | 0 | 0 | 0 | 0 | 6.6 | 109.3 | 16.6 | 11.1 | 178.2 | 16.1 | 0 | 0 | 0 | 17.7 | 287.5 | 16.3
138 | DSM_UT_Irrigate_ | 0 | 0 | 0 | 0 | 0 | 0 | 1.4 | 22.6 | 16.1 | 5 | 84.9 | 17.1 | 0 | 0 | 0 | 6.4 | 107.5 | 16.9
139 | BHPL_27013R_WYNE | 0 | 0 | 0 | 0 | 0 | 0 | 0 | 0 | 0 | 0 | 0 | 0 | 0 | 0 | 0 | 0 | 0 | 0
140 | BHPL_27013R_JB | 0 | 0 | 0 | 0 | 0 | 0 | 0 | 0 | 0 | 0 | 0 | 0 | 0 | 0 | 0 | 0 | 0 | 0
141 | QF_Latigo_21022 | 0 | 0 | 0 | 0 | 0 | 0 | 0 | 0 | 0 | 0 | 0 | 0 | 0 | 0 | 0 | 0 | 0 | 0
142 | Long Ridge1_2102 | 0 | 0 | 0 | 0 | 0 | 0 | 0 | 0 | 0 | 0 | 0 | 0 | 0 | 0 | 0 | 0 | 0 | 0
143 | Long Ridge2_2102 | 0 | 0 | 0 | 0 | 0 | 0 | 0 | 0 | 0 | 0 | 0 | 0 | 0 | 0 | 0 | 0 | 0 | 0
144 | BlueMountain_210 | 0 | 0 | 0 | 0 | 0 | 0 | 0 | 0 | 0 | 0 | 0 | 0 | 0 | 0 | 0 | 0 | 0 | 0
145 | Buckhorn_Solar | 0 | 0 | 0 | 0 | 0 | 0 | 0 | 0 | 0 | 0 | 0 | 0 | 0 | 0 | 0 | 0 | 0 | 0
146 | CedarValley_Sola | 0 | 0 | 0 | 0 | 0 | 0 | 0 | 0 | 0 | 0 | 0 | 0 | 0 | 0 | 0 | 0 | 0 | 0
147 | Beryl_Solar | 0 | 0 | 0 | 0 | 0 | 0 | 0 | 0 | 0 | 0 | 0 | 0 | 0 | 0 | 0 | 0 | 0 | 0
148 | Greenvile_Solar | 0 | 0 | 0 | 0 | 0 | 0 | 0 | 0 | 0 | 0 | 0 | 0 | 0 | 0 | 0 | 0 | 0 | 0
149 | MilfordFlat_Sola | 0 | 0 | 0 | 0 | 0 | 0 | 0 | 0 | 0 | 0 | 0 | 0 | 0 | 0 | 0 | 0 | 0 | 0
150 | QF_UTN_Solar | 0 | 0 | 0 | 0 | 0 | 0 | 0 | 0 | 0 | 0 | 0 | 0 | 0 | 0 | 0 | 0 | 0 | 0
151 | QF_FiddlerCanyon | 0 | 0 | 0 | 0 | 0 | 0 | 0 | 0 | 0 | 0 | 0 | 0 | 0 | 0 | 0 | 0 | 0 | 0
152 | QF_SouthMilford_ | 0 | 0 | 0 | 0 | 0 | 0 | 0 | 0 | 0 | 0 | 0 | 0 | 0 | 0 | 0 | 0 | 0 | 0
153 | QF_Manderfield_2 | 0 | 0 | 0 | 0 | 0 | 0 | 0 | 0 | 0 | 0 | 0 | 0 | 0 | 0 | 0 | 0 | 0 | 0
154 | QF_GranitePeak_2 | 0 | 0 | 0 | 0 | 0 | 0 | 0 | 0 | 0 | 0 | 0 | 0 | 0 | 0 | 0 | 0 | 0 | 0
155 | QF_LahoSolar_210 | 0 | 0 | 0 | 0 | 0 | 0 | 0 | 0 | 0 | 0 | 0 | 0 | 0 | 0 | 0 | 0 | 0 | 0
156 | OSIP_Projects | 0 | 0 | 0 | 0 | 0 | 0 | 0 | 0 | 0 | 0 | 0 | 0 | 0 | 0 | 0 | 0 | 0 | 0
157 | PSCO_FC_340325_o | 0 | 0 | 0 | 0 | 0 | 0 | 0 | 0 | 0 | 0 | 0 | 0 | 0 | 0 | 0 | 0 | 0 | 0
158 | Tri-State_27057 | 0 | 0 | 0 | 0 | 0 | 0 | 0 | 0 | 0 | 0 | 0 | 0 | 0 | 0 | 0 | 0 | 0 | 0
159 | StoneHouseSolar_ | 0 | 0 | 0 | 0 | 0 | 0 | 0 | 0 | 0 | 0 | 0 | 0 | 0 | 0 | 0 | 0 | 0 | 0
160 | BevansPoint | 0 | 0 | 0 | 0 | 0 | 0 | 0 | 0 | 0 | 0 | 0 | 0 | 0 | 0 | 0 | 0 | 0 | 0
161 | MagCorp_144408 | 0 | 0 | 0 | 0 | 0 | 0 | 0 | 0 | 0 | 676.6 | ****** | 17.5 | 0 | 0 | 0 | 676.6 | ****** | 17.5
162 | Nucor_137328 | 0 | 0 | 0 | 0 | 0 | 0 | 0 | 0 | 0 | 534.3 | 9390.3 | 17.6 | 0 | 0 | 0 | 534.3 | 9390.3 | 17.6
163 | MonsanCur_145258 | 0 | 0 | 0 | 0 | 0 | 0 | 0 | 0 | 0 | 0 | 0 | 0 | 0 | 0 | 0 | 0 | 0 | 0
164 | SCL_New_Reserve | 0 | 0 | 0 | 0 | 0 | 0 | 0 | 0 | 0 | 0 | 0 | 0 | 0 | 0 | 0 | 0 | 0 | 0
165 | LakeSide2 | 900.5 | 9546.4 | 10.6 | 0 | 0 | 0 | 93.8 | 659.5 | 7 | 0.1 | 3 | 22 | 0 | 0 | 0 | 994.4 | ****** | 10.3
166 | WI_Goshen | 0 | 0 | 0 | 0 | 0 | 0 | 0 | 0 | 0 | 0 | 0 | 0 | 0 | 0 | 0 | 0 | 0 | 0
167 | WI_MidC | 0 | 0 | 0 | 0 | 0 | 0 | 0 | 0 | 0 | 0 | 0 | 0 | 0 | 0 | 0 | 0 | 0 | 0
168 | WI_UtahNorth | 0 | 0 | 0 | 0 | 0 | 0 | 0 | 0 | 0 | 0 | 0 | 0 | 0 | 0 | 0 | 0 | 0 | 0
169 | WI_WallaWalla | 0 | 0 | 0 | 0 | 0 | 0 | 0 | 0 | 0 | 0 | 0 | 0 | 0 | 0 | 0 | 0 | 0 | 0
170 | WI_WyomingNE | 0 | 0 | 0 | 0 | 0 | 0 | 0 | 0 | 0 | 0 | 0 | 0 | 0 | 0 | 0 | 0 | 0 | 0
| SYSTEM TOTAL | 4340.4 | ****** | 15.9 | 0 | 0 | 0 | 3291.6 | ****** | 16.6 | 2147.5 | ****** | 19.2 | 0 | 0 | 0 | 9779.5 | ****** | 16.9
Ancil | lary S | ervices Deficit R | eport
----- | ------ | ----------------- | -----
|  |  | ---------------- | #NAME? | ncillary S | ervices -- | ---------- | ----------
[5 empty] | Required | Available | Deficit | DefCost
No. | Type | Deficit Area | Name | Hrs | GWh | GWh | GWh | 0
--- | ---- | ---------------- | ---------------- | ------ | --------- | --------- | --------- | ---------
1 | CA | PAC EAST | REG.UP | 31 | 2858.9 | 2858.1 | 0.9 | 0
2 | CA | PAC EAST | REG.DOWN | 0 | 0 | 0 | 0 | 0
3 | CA | PAC EAST | SPIN | 525 | 2182.5 | 2180.3 | 2.2 | 257.7
4 | CA | PAC EAST | NONSPIN | 0 | 1493.6 | 1493.6 | 0 | 0
5 | CA | PAC EAST | NONSPIN2 | 0 | 0 | 0 | 0 | 0
6 | CA | PAC WEST | REG.UP | 50 | 1483.3 | 1482.4 | 0.9 | 0
7 | CA | PAC WEST | REG.DOWN | 0 | 0 | 0 | 0 | 0
8 | CA | PAC WEST | SPIN | 52 | 1111.5 | 1111.3 | 0.2 | 0
9 | CA | PAC WEST | NONSPIN | 55 | 653.9 | 653.9 | 0 | 0
10 | CA | PAC WEST | NONSPIN2 | 0 | 0 | 0 | 0 | 0
Stati | on Report
----- | ---------
|  |  | Aux | Cap |  |  | Heat H | ours | Fuel/P | rch Cost | Star | t Star | t O&M | O&M | Opert | Total | Total
|  | Energy | Dmnd | Fctr | Sta- | FuelBurn | Rate | per | ¢/MBtu | <F> $0 | 00 Fu | el Co | st Fix | ed V | ar Co | st Co | st Cost
No. | Station | GWh | GWh | % | rts | GBtu | Btu/kWh | Unit | $/MWh | <P> $00 | 0 GBt | u $00 | 0 $00 | 0 $00 | 0 $/MW | h $/MW | h $000
--- | ---------------- | -------- | ------ | ----- | ---- | --------- | ------ | ---- | ------ | --- ----- | ---- | ----- | ------ | ----- | ------ | ------ | --------
1 | BearRiver | 148.4 | 0 | 29.5 | 0 |  |  | 8760 | 0 | 0 |  | 0 | 0 | 0 | 0 | 0 | 0
2 | Clearwater1 | 33.4 | 0 | 97.5 | 0 |  |  | 8760 | 0 | 0 |  | 0 | 0 | 0 | 0 | 0 | 0
3 | Clearwater2 | 45 | 0 | 99 | 0 |  |  | 8760 | 0 | 0 |  | 0 | 0 | 0 | 0 | 0 | 0
4 | FishCreek | 36.5 | 0 | 100 | 0 |  |  | 8760 | 0 | 0 |  | 0 | 0 | 0 | 0 | 0 | 0
5 | GemState_99489 | 49.7 | 0 | 100 | 0 |  |  | 8760 | 0 | 0 |  | 0 | 0 | 0 | 0 | 0 | 0
6 | IronGate | 132.6 | 0 | 100 | 0 |  |  | 8760 | 0 | 0 |  | 0 | 0 | 0 | 0 | 0 | 0
7 | JCBoyle | 322.7 | 0 | 100 | 0 |  |  | 8760 | 0 | 0 |  | 0 | 0 | 0 | 0 | 0 | 0
8 | Lemolo1 | 134.8 | 0 | 96 | 0 |  |  | 8760 | 0 | 0 |  | 0 | 0 | 0 | 0 | 0 | 0
9 | Lemolo2 | 149.4 | 0 | 100 | 0 |  |  | 8760 | 0 | 0 |  | 0 | 0 | 0 | 0 | 0 | 0
10 | Merwin | 417.1 | 0 | 100 | 0 |  |  | 8760 | 0 | 0 |  | 0 | 0 | 0 | 0 | 0 | 0
11 | SmallEastHydro | 110.1 | 0 | 100 | 0 |  |  | 8760 | 0 | 0 |  | 0 | 0 | 0 | 0 | 0 | 0
12 | SodaSprings | 43.2 | 0 | 100 | 0 |  |  | 8760 | 0 | 0 |  | 0 | 0 | 0 | 0 | 0 | 0
13 | Swift1 | 744 | 0 | 34.2 | 0 |  |  | 8760 | 0 | 0 |  | 0 | 0 | 0 | 0 | 0 | 0
14 | Swift2 | 228.8 | 0 | 94.5 | 0 |  |  | 8760 | 0 | 0 |  | 0 | 0 | 0 | 0 | 0 | 0
15 | UKL | 0 | 0 | 0 | 0 |  |  | 0 | 0 | 0 |  | 0 | 0 | 0 | 0 | 0 | 0
16 | Yale | 631.1 | 0 | 43.4 | 0 |  |  | 8760 | 0 | 0 |  | 0 | 0 | 0 | 0 | 0 | 0
17 | Blundell | 213.4 | 0 | 80.2 | 1 | 2134.3 | 10000 | 8424 | 0 | 0 | 0 | 0 | 0 | 568 | 2.66 | 2.66 | 568
18 | Carbon1 | 92.6 | 0 | 68.6 | 0 | 1147.9 | 12395 | 2160 | 194.5 | 2233 | 0 | 0 | 0 | 211 | 26.38 | 26.38 | 2443
19 | Carbon2 | 160.7 | 0 | 77.4 | 0 | 1887.2 | 11746 | 2160 | 194.5 | 3670 | 0 | 0 | 0 | 366 | 25.12 | 25.12 | 4036
20 | Cholla4 | 2503.7 | 0 | 77.7 | 0 | 26808.9 | 10708 | 8760 | 226.8 | 60809 | 0 | 0 | 36049 | 1803 | 25.01 | 39.41 | 98661
21 | Colstrip3 | 611.4 | 0 | 97.8 | 0 | 6573.9 | 10752 | 8760 | 131.4 | 8635 | 0 | 0 | 5005 | 803 | 15.44 | 23.62 | 14443
22 | Colstrip4 | 611.2 | 0 | 97.8 | 0 | 6642.9 | 10869 | 8760 | 131.4 | 8726 | 0 | 0 | 4878 | 817 | 15.61 | 23.6 | 14421
23 | Craig1 | 653.4 | 0 | 92.2 | 21 | 6521.9 | 9982 | 8600 | 205.5 | 13400 | 1 | 5 | 7494 | 0 | 20.51 | 31.99 | 20899
24 | Craig2 | 670.7 | 0 | 94.2 | 0 | 6791.2 | 10126 | 8760 | 205.5 | 13954 | 0 | 0 | 8129 | 0 | 20.8 | 32.93 | 22083
25 | GadsbyGT3 | 0.7 | 0 | 0.2 | 54 | 10.5 | 14336 | 73 | 417 | 44 | 2 | 8 | 0 | 3 | 63.69 | 75.1 | 55
26 | Gadsby1 | 0.5 | 0 | 0.1 | 12 | 9.1 | 18399 | 29 | 406.3 | 37 | 39 | 160 | 0 | 2 | 78.37 | 402.76 | 199
27 | Gadsby2 | 0.9 | 0 | 0.2 | 20 | 15.9 | 17650 | 45 | 409 | 65 | 56 | 230 | 0 | 3 | 75.81 | 331.54 | 298
28 | Gadsby3 | 2.9 | 0 | 0.3 | 35 | 43.4 | 14716 | 118 | 409.6 | 178 | 104 | 432 | 0 | 11 | 63.89 | 210.31 | 620
29 | GadsbyGT2 | 2.9 | 0 | 0.8 | 193 | 41.3 | 14243 | 290 | 415.8 | 172 | 7 | 30 | 0 | 11 | 63.13 | 73.37 | 213
30 | GadsbyGT1 | 1.5 | 0 | 0.4 | 109 | 21 | 14290 | 147 | 411.1 | 86 | 4 | 17 | 0 | 6 | 62.66 | 73.99 | 109
31 | Hayden1 | 231 | 0 | 64 | 1 | 2415.3 | 10456 | 6514 | 240.7 | 5814 | 0 | 0 | 6734 | 182 | 25.96 | 55.11 | 12730
32 | Hayden2 | 207.5 | 0 | 74.4 | 0 | 2122.7 | 10231 | 8760 | 240.7 | 5110 | 0 | 0 | 3678 | 0 | 24.63 | 42.36 | 8788
33 | Hermiston2 | 1128.4 | 0 | 55.7 | 140 | 8491.3 | 7525 | 6192 | 405.4 | 34420 | 125 | 512 | 0 | 1072 | 31.45 | 31.91 | 36004
34 | Hunter3 | 3676.3 | 0 | 95.5 | 0 | 37334.4 | 10155 | 8760 | 186.1 | 69475 | 0 | 0 | 24168 | 0 | 18.9 | 25.47 | 93643
35 | Hunter1 | 3307.1 | 0 | 96.6 | 0 | 34599.2 | 10462 | 8760 | 186.1 | 64385 | 0 | 0 | 37275 | 463 | 19.61 | 30.88 | 102124
36 | Hunter2 | 1982.1 | 0 | 89.8 | 2 | 20134.9 | 10158 | 8065 | 186.1 | 37469 | 3 | 81 | 19580 | 0 | 18.9 | 28.82 | 57130
37 | Huntington1 | 3746.4 | 0 | 99 | 0 | 36127.9 | 9643 | 8760 | 162.3 | 58653 | 0 | 0 | 25192 | 0 | 15.66 | 22.38 | 83845
38 | Huntington2 | 3159 | 0 | 89.1 | 2 | 32061.6 | 10149 | 7912 | 162.3 | 52051 | 4 | 99 | 34338 | 0 | 16.48 | 27.38 | 86488
39 | JBridger1 | 2672.1 | 0 | 94.4 | 1 | 27471.7 | 10281 | 8682 | 191.3 | 52562 | 2 | 68 | 18298 | 668 | 19.92 | 26.79 | 71596
40 | JBridger2 | 2704.3 | 0 | 91.5 | 1 | 28057.6 | 10375 | 8682 | 191.3 | 53683 | 3 | 89 | 21071 | 649 | 20.09 | 27.92 | 75492
41 | JBridger3 | 1804.4 | 0 | 66 | 2 | 18990.3 | 10524 | 6577 | 191.3 | 36334 | 18 | 499 | 29184 | 2003 | 21.25 | 37.7 | 68020
42 | JBridger4 | 2624 | 0 | 91 | 1 | 27151.9 | 10348 | 8681 | 191.3 | 51950 | 4 | 124 | 16572 | 840 | 20.12 | 26.48 | 69485
43 | JamesRiverCG | 121.8 | 0 | 97.5 | 1 | 876.9 | 7200 | 8520 | 0 | 0 | 0 | 0 | 0 | 11906 | 97.76 | 97.76 | 11906
44 | Johnston1 | 755.5 | 0 | 89.5 | 1 | 8398.5 | 11116 | 8728 | 106.8 | 8974 | 0 | 9 | 6435 | 204 | 12.15 | 20.68 | 15621
45 | Johnston2 | 776.3 | 0 | 89.5 | 1 | 8544.2 | 11006 | 8694 | 106.8 | 9129 | 1 | 18 | 7562 | 194 | 12.01 | 21.77 | 16903
46 | Johnston3 | 1440.5 | 0 | 79.9 | 2 | 16509.4 | 11460 | 7902 | 106.8 | 17640 | 8 | 236 | 23357 | 533 | 12.62 | 28.99 | 41766
47 | Johnston4 | 2489.4 | 0 | 94.3 | 0 | 26646.7 | 10704 | 8760 | 106.8 | 28471 | 0 | 0 | 22750 | 772 | 11.75 | 20.89 | 51993
48 | Naughton1 | 959 | 0 | 74 | 0 | 10023.7 | 10452 | 8760 | 213.4 | 21391 | 0 | 0 | 11247 | 326 | 22.65 | 34.37 | 32964
49 | Naughton2 | 1112.3 | 0 | 65.6 | 2 | 11721.8 | 10539 | 7916 | 213.4 | 25015 | 3 | 13 | 23117 | 389 | 22.84 | 43.63 | 48533
50 | WestValleyCi GT1 | 0 | 0 | 0 | 0 | 0 | 0 | 0 | 0 | 0 | 0 | 0 | 0 | 0 | 0 | 0 | 0
51 | WestValleyCi GT4 | 0 | 0 | 0 | 0 | 0 | 0 | 0 | 0 | 0 | 0 | 0 | 0 | 0 | 0 | 0 | 0
52 | WestValleyCi GT5 | 0 | 0 | 0 | 0 | 0 | 0 | 0 | 0 | 0 | 0 | 0 | 0 | 0 | 0 | 0 | 0
53 | WestValleyCi GT3 | 0 | 0 | 0 | 0 | 0 | 0 | 0 | 0 | 0 | 0 | 0 | 0 | 0 | 0 | 0 | 0
54 | WestValleyCi GT2 | 0 | 0 | 0 | 0 | 0 | 0 | 0 | 0 | 0 | 0 | 0 | 0 | 0 | 0 | 0 | 0
55 | Wyodak1 | 1709.8 | 0 | 75.2 | 2 | 20701.6 | 12108 | 7934 | 110.5 | 22884 | 4 | 106 | 21495 | 598 | 13.73 | 26.37 | 45083
56 | CurrantCreek | 1874.1 | 0 | 41.1 | 313 | 13731.9 | 7327 | 5042 | 396.8 | 54491 | 1042 | 4151 | 0 | 6773 | 32.69 | 34.91 | 65415
57 | BigFork | 25.3 | 0 | 100 | 0 |  |  | 8760 | 0 | 0 |  | 0 | 0 | 0 | 0 | 0 | 0
58 | LakeSide | 2332.8 | 0 | 52.1 | 259 | 16510.8 | 7078 | 6593 | 395.1 | 65234 | 856 | 3406 | 0 | 6744 | 30.85 | 32.31 | 75383
59 | PAC-COB SALE | -918.9 | 0 | 82 | 247 |  |  | 7348 | 39.8 | -36580 |  | 0 | 0 | 0 | 39.81 | 39.81 | -36580
60 | PAC-COB PUR | 325.5 | 0 | 3.7 | 301 |  |  | 1545 | 26.8 | 8735 |  | 0 | 0 | 0 | 26.84 | 26.84 | 8735
61 | PAC-MIDC SALE | -149.5 | 0 | 0 | 330 |  |  | 2258 | 35.7 | -5334 |  | 0 | 0 | 0 | 35.68 | 35.68 | -5334
62 | PAC-MIDC PUR | 2332.1 | 0 | 26.6 | 307 |  |  | 6953 | 31.1 | 72446 |  | 0 | 0 | 0 | 31.06 | 31.06 | 72446
63 | PAC-FC SALE | -1857.5 | 0 | 85.1 | 236 |  |  | 8078 | 34.7 | -64510 |  | 0 | 0 | 0 | 34.73 | 34.73 | -64510
64 | PAC-FC PUR | 164.1 | 0 | 1.9 | 390 |  |  | 997 | 43 | 7051 |  | 0 | 0 | 0 | 42.97 | 42.97 | 7051
65 | PAC-PV SALE | -3432.6 | 0 | 0.4 | 0 |  |  | 8760 | 34.6 | -118645 |  | 0 | 0 | 0 | 34.56 | 34.56 | -118645
66 | PAC-PV PUR | 0 | 0 | 0 | 466 |  |  | 1428 | 0 | 0 |  | 0 | 0 | 0 | 0 | 0 | 0
67 | Monsanto_145258 | 0 | 0 | 0 | 0 |  |  | 0 | 0 | 0 |  | 0 | 0 | 0 | 0 | 0 | 0
68 | APS_27875_Supp | 115.8 | 0 | 9.5 | 0 |  |  | 8760 | 40.7 | 4716 |  | 0 | 0 | 4716 | 81.44 | 81.44 | 9431
69 | REDD_66276_Out | -127 | 0 | 100 | 0 |  |  | 8016 | 0 | 0 |  | 0 | 0 | 0 | 0 | 0 | 0
70 | Douglas_38185 | 62.1 | 0 | 100 | 0 |  |  | 8760 | 35.2 | 2187 |  | 0 | 0 | 0 | 35.23 | 35.23 | 2187
71 | PGE_Cove_83984 | 12 | 0 | 100 | 0 |  |  | 8760 | 0 | 0 |  | 0 | 0 | 0 | 0 | 0 | 0
72 | FC1_42818_Out | -45.4 | 0 | 100 | 0 |  |  | 8760 | 69 | -3131 |  | 0 | 0 | 0 | 69 | 69 | -3131
73 | FC1_63510_Out | -19.3 | 0 | 100 | 0 |  |  | 8760 | 0 | 0 |  | 0 | 0 | 0 | 0 | 0 | 0
74 | FC4_79207_Out | -50.4 | 0 | 100 | 0 |  |  | 8760 | 0 | 0 |  | 0 | 0 | 0 | 0 | 0 | 0
75 | Cowlitz_65787 | -255.2 | 0 | 100 | 0 |  |  | 8760 | 0 | 0 |  | 0 | 0 | 0 | 0 | 0 | 0
76 | SIE_64885_McNary | 1376.7 | 0 | 100 | 0 |  |  | 8760 | 0 | 0 |  | 0 | 0 | 0 | 0 | 0 | 0
77 | SMUD_24296_In | 217.4 | 0 | 100 | 0 |  |  | 8736 | 37 | 8043 |  | 0 | 0 | 0 | 37 | 37 | 8043
78 | APS_58118_FC_In | 458.3 | 0 | 100 | 0 |  |  | 8760 | 0 | 0 |  | 0 | 0 | 0 | 0 | 0 | 0
79 | APS_58119_FC_Out | -279.7 | 0 | 100 | 0 |  |  | 8760 | 0 | 0 |  | 0 | 0 | 0 | 0 | 0 | 0
80 | REDD_66276_In | 114.9 | 0 | 100 | 0 |  |  | 8016 | 0 | 0 |  | 0 | 0 | 0 | 0 | 0 | 0
81 | APS_58118_AZ_In | 113.1 | 0 | 100 | 0 |  |  | 8760 | 0 | 0 |  | 0 | 0 | 0 | 0 | 0 | 0
82 | APS_58119_AZ_Out | -291.7 | 0 | 100 | 0 |  |  | 8760 | 0 | 0 |  | 0 | 0 | 0 | 0 | 0 | 0
83 | SIE_64885_Goshen | 913.6 | 0 | 100 | 0 |  |  | 8760 | 0 | 0 |  | 0 | 0 | 0 | 0 | 0 | 0
84 | Hermiston1 | 1029.3 | 0 | 50.3 | 125 | 7757.5 | 7536 | 5913 | 406.4 | 31530 | 140 | 574 | 0 | 978 | 31.58 | 32.14 | 33082
85 | Deseret_194277 | 404.6 | 0 | 53.9 | 65 |  |  | 8566 | 20.8 | 8412 |  | 0 | 0 | 0 | 20.79 | 20.79 | 8412
86 | DSM_ID_Irrigate | 0 | 0 | 0 | 3 |  |  | 840 | 0 | 0 |  | 0 | 0 | 0 | 0 | 0 | 0
87 | QF_Exxon_236032 | 0 | 0 | 0 | 0 |  |  | 8760 | 0 | 0 |  | 0 | 0 | 0 | 0 | 0 | 0
88 | QF_SUNN_Ad_59965 | 58.4 | 0 | 93.9 | 2 |  |  | 8256 | 46.5 | 2714 |  | 0 | 1967 | 0 | 46.48 | 80.17 | 4681
89 | QF_SUNN_Ba_83997 | 328.4 | 0 | 93.9 | 2 |  |  | 8256 | 48.8 | 16027 |  | 0 | 9117 | 0 | 48.8 | 76.56 | 25144
90 | QF_Tesoro_519533 | 0 | 0 | 0 | 0 |  |  | 8760 | 0 | 0 |  | 0 | 0 | 0 | 0 | 0 | 0
91 | BHPL_28160_Loss | -15.6 | 0 | 100 | 0 |  |  | 8760 | 11 | -171 |  | 0 | 0 | 0 | 10.98 | 10.98 | -171
92 | Rogue | 283 | 0 | 100 | 0 |  |  | 8760 | 0 | 0 |  | 0 | 0 | 0 | 0 | 0 | 0
93 | MidColumbia | 345.5 | 0 | 64.6 | 0 |  |  | 8760 | 0 | 0 |  | 0 | 0 | 0 | 0 | 0 | 0
94 | Toketee-Slide | 288.2 | 0 | 100 | 0 |  |  | 8760 | 0 | 0 |  | 0 | 0 | 0 | 0 | 0 | 0
95 | SmallWestHydro | 20.8 | 0 | 100 | 0 |  |  | 8760 | 0 | 0 |  | 0 | 0 | 0 | 0 | 0 | 0
96 | PSCO_340325_In | 1314 | 0 | 100 | 0 |  |  | 8760 | 0 | 0 |  | 0 | 0 | 0 | 0 | 0 | 0
97 | PSCO_340325_Out | -1112.7 | 0 | 100 | 0 |  |  | 8760 | 0 | 0 |  | 0 | 0 | 0 | 0 | 0 | 0
98 | HURR_393045_S | -0.2 | 0 | 100 | 0 |  |  | 8760 | 75 | -16 |  | 0 | 0 | 0 | 75 | 75 | -16
99 | HURR_393045_P | 1.9 | 0 | 100 | 0 |  |  | 8760 | 75 | 145 |  | 0 | 0 | 0 | 75 | 75 | 145
100 | QF_EVB_351030 | 47.9 | 0 | 100 | 0 |  |  | 8736 | 66.4 | 3177 |  | 0 | 0 | 0 | 66.36 | 66.36 | 3177
101 | WEYE_Res_356685 | 0 | 0 | 0 | 0 |  |  | 0 | 0 | 0 |  | 0 | 0 | 0 | 0 | 0 | 0
102 | Chehalis | 1142.9 | 0 | 27.8 | 177 | 8390.7 | 7341 | 3669 | 417.3 | 35016 | 623 | 2655 | 0 | 3980 | 34.12 | 36.44 | 41651
103 | PAC-Mead PUR | 0 | 0 | 0 | 167 |  |  | 356 | 0 | 0 |  | 0 | 0 | 0 | 0 | 0 | 0
104 | PAC-Mead SALE | -719.8 | 0 | 63.6 | 332 |  |  | 7723 | 36.1 | -25961 |  | 0 | 0 | 0 | 36.06 | 36.06 | -25961
105 | PAC-Mona PUR | 635.5 | 0 | 7.3 | 895 |  |  | 5562 | 36.4 | 23164 |  | 0 | 0 | 0 | 36.45 | 36.45 | 23164
106 | PAC-Mona SALE | -336.1 | 0 | 51.5 | 642 |  |  | 6364 | 35.2 | -11821 |  | 0 | 0 | 0 | 35.17 | 35.17 | -11821
107 | Copco 1-2 | 267.3 | 0 | 57.9 | 0 |  |  | 8760 | 0 | 0 |  | 0 | 0 | 0 | 0 | 0 | 0
108 | QF_CA_Hydro | 33.3 | 0 | 100 | 0 |  |  | 8760 | 144.8 | 4825 |  | 0 | 0 | 0 | 144.84 | 144.84 | 4825
109 | QF_OR_Biomass | 3.7 | 0 | 100 | 0 |  |  | 8760 | 68.2 | 250 |  | 0 | 0 | 0 | 68.24 | 68.24 | 250
110 | QF_OR_Hydro | 162.4 | 0 | 100 | 0 |  |  | 8760 | 107.9 | 17512 |  | 0 | 0 | 0 | 107.86 | 107.86 | 17512
111 | QF_OR_Thermal | 125.6 | 0 | 100 | 0 |  |  | 8760 | 71 | 8917 |  | 0 | 0 | 0 | 71 | 71 | 8917
112 | QF_UTS_Biomass | 17.7 | 0 | 100 | 0 |  |  | 8760 | 50.7 | 900 |  | 0 | 0 | 0 | 50.75 | 50.75 | 900
113 | QF_UTN_Hydro | 6.7 | 0 | 100 | 0 |  |  | 8760 | 88.9 | 593 |  | 0 | 0 | 0 | 88.89 | 88.89 | 593
114 | QF_WAYA_Biomass | 0 | 0 | 0 | 0 |  |  | 8760 | 0 | 0 |  | 0 | 0 | 0 | 0 | 0 | 0
115 | QF_WAWW_Hydro | 0 | 0 | 0 | 0 |  |  | 8760 | 0 | 0 |  | 0 | 0 | 0 | 0 | 0 | 0
116 | QF_WAYA_Wind | 0 | 0 | 0 | 0 |  |  | 8760 | 0 | 0 |  | 0 | 0 | 0 | 0 | 0 | 0
117 | QF_WY_Hydro | 11.4 | 0 | 100 | 0 |  |  | 8760 | 71.5 | 814 |  | 0 | 0 | 0 | 71.47 | 71.47 | 814
118 | QF_ID_Hydro | 112.6 | 0 | 100 | 0 |  |  | 8760 | 92.8 | 10451 |  | 0 | 0 | 0 | 92.8 | 92.8 | 10451
119 | PAC-NOB PUR | 27.5 | 0 | 1.6 | 136 |  |  | 336 | 25.9 | 713 |  | 0 | 0 | 0 | 25.91 | 25.91 | 713
120 | SCL_New_Out | -360.9 | 0 | 100 | 0 |  |  | 8760 | 14.6 | -5258 |  | 0 | 0 | -5258 | 29.14 | 29.14 | -10517
121 | QF_RBFP_E20771 | 12 | 0 | 100 | 0 |  |  | 8760 | 54.1 | 648 |  | 0 | 0 | 0 | 54.05 | 54.05 | 648
122 | ConstEng_E999691 | 63.2 | 0 | 100 | 0 |  |  | 8760 | 54.7 | 3458 |  | 0 | 0 | 3458 | 109.44 | 109.44 | 6916
123 | TMF_BioF_E20958 | 37.2 | 0 | 88.5 | 0 |  |  | 8760 | 0 | 0 |  | 0 | 0 | 1406 | 37.76 | 37.76 | 1406
124 | PAC-NOB SALE | 0 | 0 | 0 | 0 |  |  | 0 | 0 | 0 |  | 0 | 0 | 0 | 0 | 0 | 0
125 | I_Naughton3_GCF | 161.7 | 0 | 9.3 | 13 | 1961.3 | 12129 | 1585 | 378.7 | 7428 | 27 | 104 | 4758 | 0 | 45.94 | 76.01 | 12290
126 | BHPL_27013R_MC_S | -168.9 | 0 | 100 | 0 |  |  | 8760 | 11 | -1854 |  | 0 | 0 | 0 | 10.98 | 10.98 | -1854
127 | BHPL_27013R_US_S | -65.9 | 0 | 100 | 0 |  |  | 8760 | 11 | -724 |  | 0 | 0 | 0 | 10.98 | 10.98 | -724
128 | UMPA_45631R_S | -220.8 | 0 | 100 | 0 |  |  | 8760 | 23.2 | -5131 |  | 0 | -4396 | -5131 | 46.48 | 66.39 | -14659
129 | DorenaHyd_20887 | 15.1 | 0 | 100 | 0 |  |  | 8760 | 73.5 | 1107 |  | 0 | 0 | 0 | 73.47 | 73.47 | 1107
130 | QF_Bioms1_234159 | 228.5 | 0 | 100 | 0 |  |  | 8760 | 74.9 | 17124 |  | 0 | 0 | 0 | 74.94 | 74.94 | 17124
131 | ObsidianBlkCap | 4.7 | 0 | 100 | 0 |  |  | 8760 | 72.7 | 342 |  | 0 | 0 | 0 | 72.71 | 72.71 | 342
132 | QF_CA_Biomass | 0 | 0 | 100 | 0 |  |  | 8760 | 32.2 | 1 |  | 0 | 0 | 0 | 32.24 | 32.24 | 1
133 | QF_ID_Biomass | 10.8 | 0 | 100 | 0 |  |  | 8760 | 75.4 | 814 |  | 0 | 0 | 0 | 75.4 | 75.4 | 814
134 | QF_UTN_Wind | 0 | 0 | 0 | 0 |  |  | 8760 | 0 | 0 |  | 0 | 0 | 0 | 0 | 0 | 0
135 | QF_WAYA_Hydro | 6.7 | 0 | 100 | 0 |  |  | 8760 | 38.4 | 258 |  | 0 | 0 | 0 | 38.4 | 38.4 | 258
136 | QF_WY_Wind | 0.3 | 0 | 100 | 0 |  |  | 8760 | 60.5 | 18 |  | 0 | 0 | 0 | 60.5 | 60.5 | 18
137 | DSM_CooKeeper_Te | 0 | 0 | 0 | 5 |  |  | 1848 | 0 | 0 |  | 0 | 0 | 0 | 0 | 0 | 0
138 | DSM_UT_Irrigate_ | 0 | 0 | 0 | 4 |  |  | 1008 | 0 | 0 |  | 0 | 0 | 0 | 0 | 0 | 0
139 | BHPL_27013R_WYNE | -14.9 | 0 | 14.5 | 181 |  |  | 1274 | 11 | -163 |  | 0 | 0 | 0 | 10.98 | 10.98 | -163
140 | BHPL_27013R_JB | 0 | 0 | 0 | 0 |  |  | 0 | 0 | 0 |  | 0 | 0 | 0 | 0 | 0 | 0
141 | QF_Latigo_21022 | 91.3 | 0 | 100 | 1 |  |  | 5880 | 60 | 5484 |  | 0 | 0 | 0 | 60.05 | 60.05 | 5484
142 | Long Ridge1_2102 | 0.6 | 0 | 100 | 1 |  |  | 24 | 63.8 | 40 |  | 0 | 0 | 0 | 63.76 | 63.76 | 40
143 | Long Ridge2_2102 | 0.6 | 0 | 100 | 1 |  |  | 24 | 63.8 | 40 |  | 0 | 0 | 0 | 63.76 | 63.76 | 40
144 | BlueMountain_210 | 25.3 | 0 | 100 | 1 |  |  | 768 | 60.7 | 1533 |  | 0 | 0 | 0 | 60.66 | 60.66 | 1533
145 | Buckhorn_Solar | 1.8 | 0 | 100 | 1 |  |  | 3696 | 76.3 | 140 |  | 0 | 0 | 0 | 76.3 | 76.3 | 140
146 | CedarValley_Sola | 1.8 | 0 | 100 | 1 |  |  | 3696 | 76.3 | 140 |  | 0 | 0 | 0 | 76.3 | 76.3 | 140
147 | Beryl_Solar | 1.9 | 0 | 100 | 1 |  |  | 3696 | 76.3 | 144 |  | 0 | 0 | 0 | 76.3 | 76.3 | 144
148 | Greenvile_Solar | 1.4 | 0 | 100 | 1 |  |  | 3696 | 76.3 | 103 |  | 0 | 0 | 0 | 76.3 | 76.3 | 103
149 | MilfordFlat_Sola | 1.8 | 0 | 100 | 1 |  |  | 3696 | 58.4 | 107 |  | 0 | 0 | 0 | 58.39 | 58.39 | 107
150 | QF_UTN_Solar | 0.9 | 0 | 100 | 0 |  |  | 8760 | 0 | 0 |  | 0 | 0 | 0 | 0 | 0 | 0
151 | QF_FiddlerCanyon | 11 | 0 | 100 | 1 |  |  | 5184 | 85 | 936 |  | 0 | 0 | 0 | 85 | 85 | 936
152 | QF_SouthMilford_ | 7.6 | 0 | 100 | 1 |  |  | 8424 | 58.4 | 441 |  | 0 | 0 | 0 | 58.39 | 58.39 | 441
153 | QF_Manderfield_2 | 3.2 | 0 | 100 | 1 |  |  | 5184 | 85 | 272 |  | 0 | 0 | 0 | 85 | 85 | 272
154 | QF_GranitePeak_2 | 1.8 | 0 | 100 | 1 |  |  | 3696 | 58.4 | 107 |  | 0 | 0 | 0 | 58.39 | 58.39 | 107
155 | QF_LahoSolar_210 | 1.8 | 0 | 100 | 1 |  |  | 3696 | 58.4 | 107 |  | 0 | 0 | 0 | 58.39 | 58.39 | 107
156 | OSIP_Projects | 3.9 | 0 | 100 | 0 |  |  | 8760 | 0 | 0 |  | 0 | 0 | 0 | 0 | 0 | 0
157 | PSCO_FC_340325_o | 0 | 0 | 0 | 0 |  |  | 0 | 0 | 0 |  | 0 | 0 | 0 | 0 | 0 | 0
158 | Tri-State_27057 | 91.3 | 0 | 63.7 | 261 |  |  | 5310 | 15.5 | 1414 |  | 0 | 0 | 0 | 15.49 | 15.49 | 1414
159 | StoneHouseSolar_ | 13.2 | 0 | 100 | 0 |  |  | 8760 | 78.9 | 1043 |  | 0 | 0 | 0 | 78.86 | 78.86 | 1043
160 | BevansPoint | 3.4 | 0 | 100 | 1 |  |  | 6624 | 78.9 | 267 |  | 0 | 0 | 0 | 78.86 | 78.86 | 267
161 | MagCorp_144408 | 0 | 0 | 0 | 0 |  |  | 0 | 0 | 0 |  | 0 | 0 | 0 | 0 | 0 | 0
162 | Nucor_137328 | 0 | 0 | 0 | 0 |  |  | 0 | 0 | 0 |  | 0 | 0 | 0 | 0 | 0 | 0
163 | MonsanCur_145258 | 0 | 0 | 0 | 0 |  |  | 0 | 0 | 0 |  | 0 | 0 | 0 | 0 | 0 | 0
164 | SCL_New_Reserve | 0 | 0 | 0 | 0 |  |  | 0 | 0 | 0 |  | 0 | 0 | 0 | 0 | 0 | 0
165 | LakeSide2 | 3168.5 | 0 | 55.8 | 83 | 21867.1 | 6901 | 7696 | 395.3 | 86430 | 318 | 1357 | 24303 | 10225 | 30.51 | 38.6 | 122315
166 | WI_Goshen | 1045.8 | 0 | 100 | 0 |  |  | 8760 | 0 | 0 |  | 0 | 0 | 0 | 0 | 0 | 0
167 | WI_MidC | 434 | 0 | 100 | 396 |  |  | 8144 | 0 | 0 |  | 0 | 0 | 0 | 0 | 0 | 0
168 | WI_UtahNorth | 789.5 | 0 | 100 | 0 |  |  | 8760 | 0 | 0 |  | 0 | 0 | 0 | 0 | 0 | 0
169 | WI_WallaWalla | 1497.4 | 0 | 100 | 487 |  |  | 7954 | 0 | 0 |  | 0 | 0 | 0 | 0 | 0 | 0
170 | WI_WyomingNE | 3452.5 | 0 | 100 | 50 |  |  | 8669 | 0 | 0 |  | 0 | 0 | 0 | 0 | 0 | 0
SYSTE | M PRODUCTION | 63217 | 0 |  | 7494 | 507250 | 9784 |  |  | 1006131 | 3397 | 14980 | 449358 | 53293 | 16.76 | 24.1 | 1523762

## Study5CHrly
Build ID: 000001_x64 Ventyx p. 1
MULTISYM V8.1.03 Copyright 1998-2014. All rights reserved. L0000-00 1 iter Convergent Monte 08/29/2014
2015: I15_P_WI_S5CHrly25624 (Environmental) 05:25:48 PM
Station Group Report
--------------------
|  | Aux | Cap |  |  | Heat Hours | Fuel/P | rch Cost | Star | t Star | t O&M | O&M | Opert | Total | Total
| Energy | Dmnd | Fctr | Sta- | FuelBurn | Rate per | ¢/MBtu | <F> $0 | 00 Fu | el Co | st Fix | ed V | ar Co | st Co | st Cost
No. Group | GWh | GWh | % | rts | GBtu | Btu/kWh Unit | $/MWh | <P> $00 | 0 GBt | u $00 | 0 $00 | 0 $00 | 0 $/MW | h $/MW | h $000
--- ---------------- | -------- | ------ | ----- | ---- | --------- | ------ ---- | ------ | --- ----- | ---- | ----- | ------ | ----- | ------ | ------ | --------
Native Load | 62794.5
Dump Power | 335.2 | [12 empty] | 14.1 | 4725
Aux Demand | 0
Tran. Losses | 0
LESS Resources (Export | s):
1 HydroEast | 258.5 | 0 | 42.2 | 0 |  |  | 0 | 0 |  | 0 | 0 | 0 | 0 | 0 | 0
2 HydroWest | 4148.8 | 0 | 60.9 | 0 |  |  | 0 | 0 |  | 0 | 0 | 0 | 0 | 0 | 0
3 PurchaseEast | 1231.4 | 0 | 46.4 | 71 |  |  | 40.7 | 50078 |  | 0 | 11084 | 8174 | 47.31 | 56.31 | 69336
4 RenewableEast | 366 | 0 | 92.8 | 16 | 2379.4 | 10000 | 0 | 8119 | 0 | 0 | 0 | 633 | 23.92 | 23.92 | 8752
5 ThermalEast | 37208.3 | 0 | 72.1 | 1100 | 363873.8 | 9779 | 201.2 | 732102 | 2455 | 10372 | 342903 | 30322 | 20.49 | 29.99 | 1115699
6 ThermalWest | 14391.7 | 0 | 68.7 | 440 | 139955.6 | 9725 | 222.5 | 311402 | 914 | 4517 | 95008 | 23671 | 23.28 | 30.2 | 434598
7 IRPEast | 191.9 | 0 | 11.1 | 13 | 2245.2 | 11697 | 378.8 | 8505 | 27 | 104 | 4758 | 0 | 44.31 | 69.64 | 13367
8 MCP | -4169.1 | 0 | 0.2 | 4078 |  |  | 38.5 | -160686 |  | 0 | 0 | 0 | 38.54 | 38.54 | -160686
9 InterruptEast | 0 | 0 | 0 | 0 |  |  | 0 | 0 |  | 0 | 0 | 0 | 0 | 0 | 0
10 RenewableWest | -370.2 | 0 | 133.3 | 0 |  |  | 14.2 | -5258 |  | 0 | 0 | -3853 | 24.61 | 24.61 | -9111
11 PurchaseWest | 709.2 | 0 | 100 | 0 |  |  | 79 | 56006 |  | 0 | 0 | 0 | 78.97 | 78.97 | 56006
12 ExchangeEast | 1229.8 | 0 | 119.6 | 0 |  |  | 0 | 0 |  | 0 | 0 | 0 | 0 | 0 | 0
13 SaleWest | -443.3 | 0 | 100 | 0 |  |  | 4.2 | -1854 |  | 0 | 0 | 0 | 4.18 | 4.18 | -1854
14 SaleEast | -302.5 | 0 | 100 | 0 |  |  | 20 | -6042 |  | 0 | -4396 | -5131 | 36.93 | 51.46 | -15570
15 ExchangeWest | 1467.1 | 0 | 100 | 0 |  |  | 5.5 | 8043 |  | 0 | 0 | 0 | 5.48 | 5.48 | 8043
16 DSMEast | 0 | 0 | 0 | 7 |  |  | 0 | 0 |  | 0 | 0 | 0 | 0 | 0 | 0
Resource Totals | 63128.4 | 0 |  | 5990 | 508454 | 9772 |  | 1001554 | 3397 | 14993 | 449358 | 53816 | 16.72 | 24.07 | 1519721
Wheeling | [14 empty] | 1400
Fuel demand charges | [14 empty] | 0
Emissions costs | [14 empty] | 0
Reserve deficiencies | [14 empty] | 2629
E.N.S. | 1.3 | [12 empty] | 1000 | 1256
SYSTEM | [13 empty] | 24.08 | 1520279
Ancil | lary Services Con | tribut | ion An | d Reve | nue Re | port
----- | ----------------- | ------ | ------ | ------ | ------ | ----
|  | #NAME? | illary | Servi | ces (c | ontrib | ution, | revenu | e,rate | )
|  | #NAME? | UP |  | #NAME? | DOWN |  | #NAME? |  |  | #NAME? | PIN |  | #NAME? | PIN2 |  | #NAME? | l
No. | Station | GWh | 0 | $/MW-h | GWh | 0 | $/MW-h | GWh | 0 | $/MW-h | GWh | 0 | $/MW-h | GWh | 0 | $/MW-h | GWh | 0 | $/MW-h
--- | ---------------- | ----- | ----- | ----- | ----- | ----- | ----- | ----- | ----- | ----- | ----- | ----- | ----- | ----- | ----- | ----- | ----- | ----- | -----
1 | BearRiver | 105.8 | 296.8 | 2.8 | 0 | 0 | 0 | 19.8 | 112.5 | 5.7 | 125.8 | 2448.6 | 19.5 | 0 | 0 | 0 | 251.5 | 2858 | 11.4
2 | Clearwater1 | 0 | 0 | 0 | 0 | 0 | 0 | 0 | 0 | 0 | 0 | 0 | 0 | 0 | 0 | 0 | 0 | 0 | 0
3 | Clearwater2 | 0 | 0 | 0 | 0 | 0 | 0 | 0 | 0 | 0 | 0 | 0 | 0 | 0 | 0 | 0 | 0 | 0 | 0
4 | FishCreek | 0 | 0 | 0 | 0 | 0 | 0 | 0 | 0 | 0 | 0 | 0 | 0 | 0 | 0 | 0 | 0 | 0 | 0
5 | GemState_99489 | 0 | 0 | 0 | 0 | 0 | 0 | 0 | 0 | 0 | 0 | 0 | 0 | 0 | 0 | 0 | 0 | 0 | 0
6 | IronGate | 0 | 0 | 0 | 0 | 0 | 0 | 0 | 0 | 0 | 0 | 0 | 0 | 0 | 0 | 0 | 0 | 0 | 0
7 | JCBoyle | 0 | 0 | 0 | 0 | 0 | 0 | 0 | 0 | 0 | 0 | 0 | 0 | 0 | 0 | 0 | 0 | 0 | 0
8 | Lemolo2 | 0 | 0 | 0 | 0 | 0 | 0 | 0 | 0 | 0 | 0 | 0 | 0 | 0 | 0 | 0 | 0 | 0 | 0
9 | Lemolo1 | 0 | 0 | 0 | 0 | 0 | 0 | 0 | 0 | 0 | 1.4 | 23.7 | 16.6 | 0 | 0 | 0 | 1.4 | 23.7 | 16.6
10 | Merwin | 0 | 0 | 0 | 0 | 0 | 0 | 0 | 0 | 0 | 0 | 0 | 0 | 0 | 0 | 0 | 0 | 0 | 0
11 | SmallEastHydro | 0 | 0 | 0 | 0 | 0 | 0 | 0 | 0 | 0 | 0 | 0 | 0 | 0 | 0 | 0 | 0 | 0 | 0
12 | SodaSprings | 0 | 0 | 0 | 0 | 0 | 0 | 0 | 0 | 0 | 0 | 0 | 0 | 0 | 0 | 0 | 0 | 0 | 0
13 | Swift1 | 707.3 | ****** | 21.8 | 0 | 0 | 0 | 390.2 | ****** | 44.6 | 143.8 | 6595.6 | 45.9 | 0 | 0 | 0 | 1241.3 | ****** | 31.8
14 | Swift2 | 0 | 0 | 0 | 0 | 0 | 0 | 0 | 0 | 0 | 0 | 0 | 0 | 0 | 0 | 0 | 0 | 0 | 0
15 | UKL | 0 | 0 | 0 | 0 | 0 | 0 | 0 | 0 | 0 | 0 | 0 | 0 | 0 | 0 | 0 | 0 | 0 | 0
16 | Yale | 305.7 | ****** | 37.1 | 0 | 0 | 0 | 147 | 4951.1 | 33.7 | 120.8 | 5463.2 | 45.2 | 0 | 0 | 0 | 573.4 | ****** | 37.9
17 | Blundell | 0 | 0 | 0 | 0 | 0 | 0 | 13.7 | 224.2 | 16.4 | 0.2 | 2.9 | 16.9 | 0 | 0 | 0 | 13.9 | 227.1 | 16.4
18 | Carbon1 | 11.9 | 19.2 | 1.6 | 0 | 0 | 0 | 2.9 | 9 | 3.1 | 0 | 0 | 0 | 0 | 0 | 0 | 14.8 | 28.2 | 1.9
19 | Carbon2 | 10.2 | 18.8 | 1.8 | 0 | 0 | 0 | 3.5 | 9.7 | 2.8 | 0 | 0 | 0 | 0 | 0 | 0 | 13.7 | 28.5 | 2.1
20 | Cholla4 | 179.2 | 489.2 | 2.7 | 0 | 0 | 0 | 26.8 | 146.6 | 5.5 | 0.4 | 5 | 13.7 | 0 | 0 | 0 | 206.3 | 640.7 | 3.1
21 | Colstrip3 | 0 | 0 | 0 | 0 | 0 | 0 | 0 | 0 | 0 | 3.1 | 1.3 | 0.4 | 0 | 0 | 0 | 3.1 | 1.3 | 0.4
22 | Colstrip4 | 0 | 0 | 0 | 0 | 0 | 0 | 0 | 0 | 0 | 2.4 | 0.9 | 0.4 | 0 | 0 | 0 | 2.4 | 0.9 | 0.4
23 | Craig1 | 0 | 0 | 0 | 0 | 0 | 0 | 0 | 0 | 0 | 0 | 0 | 0 | 0 | 0 | 0 | 0 | 0 | 0
24 | Craig2 | 0 | 0 | 0 | 0 | 0 | 0 | 0 | 0 | 0 | 0 | 0 | 0 | 0 | 0 | 0 | 0 | 0 | 0
25 | GadsbyGT3 | 2.4 | 181.1 | 76.4 | 0 | 0 | 0 | 0 | 0 | 0 | 0 | 0 | 0 | 0 | 0 | 0 | 2.4 | 181.1 | 76.4
26 | Gadsby1 | 0.6 | 151.1 | 253.5 | 0 | 0 | 0 | 0 | 0 | 0 | 0 | 0 | 0 | 0 | 0 | 0 | 0.6 | 151.1 | 253.5
27 | Gadsby2 | 0.9 | 151.7 | 161.7 | 0 | 0 | 0 | 0 | 0 | 0 | 0 | 0 | 0 | 0 | 0 | 0 | 0.9 | 151.7 | 161.7
28 | Gadsby3 | 2.3 | 183.7 | 78.9 | 0 | 0 | 0 | 0 | 0 | 0 | 0 | 0 | 0 | 0 | 0 | 0 | 2.3 | 183.7 | 78.9
29 | GadsbyGT2 | 6.4 | 194.4 | 30.3 | 0 | 0 | 0 | 0 | 0 | 21.2 | 0 | 0 | 0 | 0 | 0 | 0 | 6.4 | 194.4 | 30.3
30 | GadsbyGT1 | 4.1 | 186.2 | 44.9 | 0 | 0 | 0 | 0 | 0 | 7.1 | 0 | 0 | 0 | 0 | 0 | 0 | 4.1 | 186.2 | 44.9
31 | Hayden1 | 0 | 0 | 0 | 0 | 0 | 0 | 0 | 0 | 0 | 0 | 0 | 0 | 0 | 0 | 0 | 0 | 0 | 0
32 | Hayden2 | 0 | 0 | 0 | 0 | 0 | 0 | 0 | 0 | 0 | 0 | 0 | 0 | 0 | 0 | 0 | 0 | 0 | 0
33 | Hermiston2 | 103.5 | 342.8 | 3.3 | 0 | 0 | 0 | 27.1 | 35.9 | 1.3 | 55.1 | 20.6 | 0.4 | 0 | 0 | 0 | 185.7 | 399.2 | 2.1
34 | Hunter3 | 49.9 | 211.1 | 4.2 | 0 | 0 | 0 | 9.6 | 75.4 | 7.9 | 0 | 0 | 0 | 0 | 0 | 0 | 59.5 | 286.6 | 4.8
35 | Hunter1 | 41.2 | 201.7 | 4.9 | 0 | 0 | 0 | 6.8 | 77.6 | 11.5 | 0 | 0 | 0 | 0 | 0 | 0 | 48 | 279.2 | 5.8
36 | Hunter2 | 28.9 | 188.1 | 6.5 | 0 | 0 | 0 | 3.2 | 47.1 | 14.8 | 0 | 0 | 0 | 0 | 0 | 0 | 32.1 | 235.2 | 7.3
37 | Huntington1 | 16.5 | 159.2 | 9.7 | 0 | 0 | 0 | 1.8 | 43.5 | 24 | 0 | 0 | 0 | 0 | 0 | 0 | 18.3 | 202.7 | 11.1
38 | Huntington2 | 21.9 | 160.4 | 7.3 | 0 | 0 | 0 | 2.5 | 41.6 | 16.4 | 0 | 0 | 0 | 0 | 0 | 0 | 24.4 | 202 | 8.3
39 | JBridger1 | 36.1 | 160.7 | 4.5 | 0 | 0 | 0 | 13.2 | 36 | 2.7 | 9.2 | 1.8 | 0.2 | 0 | 0 | 0 | 58.5 | 198.5 | 3.4
40 | JBridger2 | 31.8 | 160.6 | 5 | 0 | 0 | 0 | 19.8 | 38 | 1.9 | 22.7 | 4.1 | 0.2 | 0 | 0 | 0 | 74.4 | 202.7 | 2.7
41 | JBridger3 | 19.3 | 27.8 | 1.4 | 0 | 0 | 0 | 16.9 | 31.6 | 1.9 | 37.2 | 8.1 | 0.2 | 0 | 0 | 0 | 73.4 | 67.5 | 0.9
42 | JBridger4 | 28.5 | 158 | 5.5 | 0 | 0 | 0 | 26.2 | 54.7 | 2.1 | 28.3 | 3.8 | 0.1 | 0 | 0 | 0 | 83 | 216.6 | 2.6
43 | JamesRiverCG | 0 | 0 | 0 | 0 | 0 | 0 | 0 | 0 | 0 | 0 | 0 | 0 | 0 | 0 | 0 | 0 | 0 | 0
44 | Johnston1 | 0 | 0 | 0 | 0 | 0 | 0 | 0 | 0 | 0 | 2.4 | 6.4 | 2.6 | 0 | 0 | 0 | 2.4 | 6.4 | 2.6
45 | Johnston2 | 0 | 0 | 0 | 0 | 0 | 0 | 0 | 0 | 0 | 3.3 | 9.3 | 2.8 | 0 | 0 | 0 | 3.3 | 9.3 | 2.8
46 | Johnston3 | 0 | 0 | 0 | 0 | 0 | 0 | 0 | 0 | 0 | 1.4 | 3.2 | 2.3 | 0 | 0 | 0 | 1.4 | 3.2 | 2.3
47 | Johnston4 | 0 | 0 | 0 | 0 | 0 | 0 | 0 | 0 | 0 | 8.8 | 29.7 | 3.4 | 0 | 0 | 0 | 8.8 | 29.7 | 3.4
48 | Naughton1 | 118.2 | 346 | 2.9 | 0 | 0 | 0 | 26.5 | 126.8 | 4.8 | 0 | 0 | 0 | 0 | 0 | 0 | 144.7 | 472.8 | 3.3
49 | Naughton2 | 145.6 | 447.1 | 3.1 | 0 | 0 | 0 | 28.7 | 135.8 | 4.7 | 0 | 0 | 0 | 0 | 0 | 0 | 174.3 | 582.9 | 3.3
50 | WestValleyCi GT1 | 0 | 0 | 0 | 0 | 0 | 0 | 0 | 0 | 0 | 0 | 0 | 0 | 0 | 0 | 0 | 0 | 0 | 0
51 | WestValleyCi GT4 | 0 | 0 | 0 | 0 | 0 | 0 | 0 | 0 | 0 | 0 | 0 | 0 | 0 | 0 | 0 | 0 | 0 | 0
52 | WestValleyCi GT5 | 0 | 0 | 0 | 0 | 0 | 0 | 0 | 0 | 0 | 0 | 0 | 0 | 0 | 0 | 0 | 0 | 0 | 0
53 | WestValleyCi GT3 | 0 | 0 | 0 | 0 | 0 | 0 | 0 | 0 | 0 | 0 | 0 | 0 | 0 | 0 | 0 | 0 | 0 | 0
54 | WestValleyCi GT2 | 0 | 0 | 0 | 0 | 0 | 0 | 0 | 0 | 0 | 0 | 0 | 0 | 0 | 0 | 0 | 0 | 0 | 0
55 | Wyodak1 | 0 | 0 | 0 | 0 | 0 | 0 | 0 | 0 | 0 | 0.3 | 1.2 | 3.6 | 0 | 0 | 0 | 0.3 | 1.2 | 3.6
56 | CurrantCreek | 514.4 | 791.1 | 1.5 | 0 | 0 | 0 | 105.8 | 435.2 | 4.1 | 0 | 0 | 0 | 0 | 0 | 0 | 620.2 | 1226.3 | 2
57 | BigFork | 0 | 0 | 0 | 0 | 0 | 0 | 0 | 0 | 0 | 0 | 0 | 0 | 0 | 0 | 0 | 0 | 0 | 0
58 | LakeSide | 648.2 | 922.7 | 1.4 | 0 | 0 | 0 | 43.7 | 309.9 | 7.1 | 0 | 0 | 0 | 0 | 0 | 0 | 691.9 | 1232.5 | 1.8
59 | PAC-COB SALE | 0 | 0 | 0 | 0 | 0 | 0 | 0 | 0 | 0 | 0 | 0 | 0 | 0 | 0 | 0 | 0 | 0 | 0
60 | PAC-COB PUR | 0 | 0 | 0 | 0 | 0 | 0 | 4.6 | 2.4 | 0.5 | 0.2 | 0.7 | 3.2 | 0 | 0 | 0 | 4.8 | 3.1 | 0.6
61 | PAC-MIDC SALE | 0 | 0 | 0 | 0 | 0 | 0 | 0 | 0 | 0 | 0 | 0 | 0 | 0 | 0 | 0 | 0 | 0 | 0
62 | PAC-MIDC PUR | 0 | 0 | 0 | 0 | 0 | 0 | 280 | 270.7 | 1 | 81.2 | 2.7 | 0 | 0 | 0 | 0 | 361.1 | 273.4 | 0.8
63 | PAC-FC SALE | 0 | 0 | 0 | 0 | 0 | 0 | 0 | 0 | 0 | 0 | 0 | 0 | 0 | 0 | 0 | 0 | 0 | 0
64 | PAC-FC PUR | 0 | 0 | 0 | 0 | 0 | 0 | 20 | 206.4 | 10.3 | 0.2 | 0.5 | 2.3 | 0 | 0 | 0 | 20.2 | 206.9 | 10.3
65 | PAC-PV SALE | 0 | 0 | 0 | 0 | 0 | 0 | 0 | 0 | 0 | 0 | 0 | 0 | 0 | 0 | 0 | 0 | 0 | 0
66 | PAC-PV PUR | 0 | 0 | 0 | 0 | 0 | 0 | 158.4 | 1805.5 | 11.4 | 0.1 | 0 | 0 | 0 | 0 | 0 | 158.5 | 1805.5 | 11.4
67 | Monsanto_145258 | 0 | 0 | 0 | 0 | 0 | 0 | 0 | 0 | 0 | 101.9 | 223.1 | 2.2 | 0 | 0 | 0 | 101.9 | 223.1 | 2.2
68 | APS_27875_Supp | 0 | 0 | 0 | 0 | 0 | 0 | 151.9 | 1404.9 | 9.2 | 0 | 0 | 0 | 0 | 0 | 0 | 151.9 | 1404.9 | 9.2
69 | REDD_66276_Out | 0 | 0 | 0 | 0 | 0 | 0 | 0 | 0 | 0 | 0 | 0 | 0 | 0 | 0 | 0 | 0 | 0 | 0
70 | Douglas_38185 | 0 | 0 | 0 | 0 | 0 | 0 | 0 | 0 | 0 | 0 | 0 | 0 | 0 | 0 | 0 | 0 | 0 | 0
71 | PGE_Cove_83984 | 0 | 0 | 0 | 0 | 0 | 0 | 0 | 0 | 0 | 0 | 0 | 0 | 0 | 0 | 0 | 0 | 0 | 0
72 | FC1_42818_Out | 0 | 0 | 0 | 0 | 0 | 0 | 0 | 0 | 0 | 0 | 0 | 0 | 0 | 0 | 0 | 0 | 0 | 0
73 | FC1_63510_Out | 0 | 0 | 0 | 0 | 0 | 0 | 0 | 0 | 0 | 0 | 0 | 0 | 0 | 0 | 0 | 0 | 0 | 0
74 | FC4_79207_Out | 0 | 0 | 0 | 0 | 0 | 0 | 0 | 0 | 0 | 0 | 0 | 0 | 0 | 0 | 0 | 0 | 0 | 0
75 | Cowlitz_65787 | 0 | 0 | 0 | 0 | 0 | 0 | 0 | 0 | 0 | 0 | 0 | 0 | 0 | 0 | 0 | 0 | 0 | 0
76 | SIE_64885_McNary | 0 | 0 | 0 | 0 | 0 | 0 | 0 | 0 | 0 | 0 | 0 | 0 | 0 | 0 | 0 | 0 | 0 | 0
77 | SMUD_24296_In | 0 | 0 | 0 | 0 | 0 | 0 | 0 | 0 | 0 | 0 | 0 | 0 | 0 | 0 | 0 | 0 | 0 | 0
78 | APS_58118_FC_In | 0 | 0 | 0 | 0 | 0 | 0 | 0 | 0 | 0 | 0 | 0 | 0 | 0 | 0 | 0 | 0 | 0 | 0
79 | APS_58119_FC_Out | 0 | 0 | 0 | 0 | 0 | 0 | 0 | 0 | 0 | 0 | 0 | 0 | 0 | 0 | 0 | 0 | 0 | 0
80 | REDD_66276_In | 0 | 0 | 0 | 0 | 0 | 0 | 0 | 0 | 0 | 0 | 0 | 0 | 0 | 0 | 0 | 0 | 0 | 0
81 | APS_58118_AZ_In | 0 | 0 | 0 | 0 | 0 | 0 | 0 | 0 | 0 | 0 | 0 | 0 | 0 | 0 | 0 | 0 | 0 | 0
82 | APS_58119_AZ_Out | 0 | 0 | 0 | 0 | 0 | 0 | 0 | 0 | 0 | 0 | 0 | 0 | 0 | 0 | 0 | 0 | 0 | 0
83 | SIE_64885_Goshen | 0 | 0 | 0 | 0 | 0 | 0 | 0 | 0 | 0 | 0 | 0 | 0 | 0 | 0 | 0 | 0 | 0 | 0
84 | Hermiston1 | 62.6 | 236.7 | 3.8 | 0 | 0 | 0 | 27.5 | 65.3 | 2.4 | 53 | 25.1 | 0.5 | 0 | 0 | 0 | 143.1 | 327.1 | 2.3
85 | Deseret_194277 | 0 | 0 | 0 | 0 | 0 | 0 | 283 | 3270.2 | 11.6 | 0.4 | 9.7 | 24.9 | 0 | 0 | 0 | 283.4 | 3279.9 | 11.6
86 | DSM_ID_Irrigate | 0 | 0 | 0 | 0 | 0 | 0 | 3.7 | 24.3 | 6.5 | 20.2 | 202.3 | 10 | 0 | 0 | 0 | 24 | 226.6 | 9.4
87 | QF_Exxon_236032 | 0 | 0 | 0 | 0 | 0 | 0 | 0 | 0 | 0 | 0 | 0 | 0 | 0 | 0 | 0 | 0 | 0 | 0
88 | QF_SUNN_Ad_59965 | 0 | 0 | 0 | 0 | 0 | 0 | 0 | 0 | 0 | 0 | 0 | 0 | 0 | 0 | 0 | 0 | 0 | 0
89 | QF_SUNN_Ba_83997 | 0 | 0 | 0 | 0 | 0 | 0 | 0 | 0 | 0 | 0 | 0 | 0 | 0 | 0 | 0 | 0 | 0 | 0
90 | QF_Tesoro_519533 | 0 | 0 | 0 | 0 | 0 | 0 | 0 | 0 | 0 | 0 | 0 | 0 | 0 | 0 | 0 | 0 | 0 | 0
91 | BHPL_28160_Loss | 0 | 0 | 0 | 0 | 0 | 0 | 0 | 0 | 0 | 0 | 0 | 0 | 0 | 0 | 0 | 0 | 0 | 0
92 | Rogue | 0 | 0 | 0 | 0 | 0 | 0 | 0 | 0 | 0 | 0 | 0 | 0 | 0 | 0 | 0 | 0 | 0 | 0
93 | MidColumbia | 34 | 554.2 | 16.3 | 0 | 0 | 0 | 43 | 876.1 | 20.4 | 39.7 | 982 | 24.7 | 0 | 0 | 0 | 116.7 | 2412.2 | 20.7
94 | Toketee-Slide | 0 | 0 | 0 | 0 | 0 | 0 | 0 | 0 | 0 | 0 | 0 | 0 | 0 | 0 | 0 | 0 | 0 | 0
95 | SmallWestHydro | 0 | 0 | 0 | 0 | 0 | 0 | 0 | 0 | 0 | 0 | 0 | 0 | 0 | 0 | 0 | 0 | 0 | 0
96 | PSCO_340325_In | 0 | 0 | 0 | 0 | 0 | 0 | 0 | 0 | 0 | 0 | 0 | 0 | 0 | 0 | 0 | 0 | 0 | 0
97 | PSCO_340325_Out | 0 | 0 | 0 | 0 | 0 | 0 | 0 | 0 | 0 | 0 | 0 | 0 | 0 | 0 | 0 | 0 | 0 | 0
98 | HURR_393045_S | 0 | 0 | 0 | 0 | 0 | 0 | 0 | 0 | 0 | 0 | 0 | 0 | 0 | 0 | 0 | 0 | 0 | 0
99 | HURR_393045_P | 0 | 0 | 0 | 0 | 0 | 0 | 0 | 0 | 0 | 0 | 0 | 0 | 0 | 0 | 0 | 0 | 0 | 0
100 | QF_EVB_351030 | 0 | 0 | 0 | 0 | 0 | 0 | 0 | 0 | 0 | 0 | 0 | 0 | 0 | 0 | 0 | 0 | 0 | 0
101 | WEYE_Res_356685 | 0 | 0 | 0 | 0 | 0 | 0 | 0 | 0 | 0 | 0 | 0 | 0 | 0 | 0 | 0 | 0 | 0 | 0
102 | Chehalis | 153.9 | 599.9 | 3.9 | 0 | 0 | 0 | 59.9 | 189.6 | 3.2 | 26.6 | 49.5 | 1.9 | 0 | 0 | 0 | 240.4 | 839 | 3.5
103 | PAC-Mead PUR | 0 | 0 | 0 | 0 | 0 | 0 | 34.3 | 446.3 | 13 | 0 | 0 | 0 | 0 | 0 | 0 | 34.3 | 446.3 | 13
104 | PAC-Mead SALE | 0 | 0 | 0 | 0 | 0 | 0 | 0 | 0 | 0 | 0 | 0 | 0 | 0 | 0 | 0 | 0 | 0 | 0
105 | PAC-Mona PUR | 0 | 0 | 0 | 0 | 0 | 0 | 1170.5 | 4409.5 | 3.8 | 1.3 | 2.5 | 1.9 | 0 | 0 | 0 | 1171.8 | 4412 | 3.8
106 | PAC-Mona SALE | 0 | 0 | 0 | 0 | 0 | 0 | 0 | 0 | 0 | 0 | 0 | 0 | 0 | 0 | 0 | 0 | 0 | 0
107 | Copco 1-2 | 0 | 0 | 0 | 0 | 0 | 0 | 53.5 | 1410 | 26.3 | 27.5 | 426.8 | 15.5 | 0 | 0 | 0 | 81 | 1836.8 | 22.7
108 | QF_CA_Hydro | 0 | 0 | 0 | 0 | 0 | 0 | 0 | 0 | 0 | 0 | 0 | 0 | 0 | 0 | 0 | 0 | 0 | 0
109 | QF_OR_Biomass | 0 | 0 | 0 | 0 | 0 | 0 | 0 | 0 | 0 | 0 | 0 | 0 | 0 | 0 | 0 | 0 | 0 | 0
110 | QF_OR_Hydro | 0 | 0 | 0 | 0 | 0 | 0 | 0 | 0 | 0 | 0 | 0 | 0 | 0 | 0 | 0 | 0 | 0 | 0
111 | QF_OR_Thermal | 0 | 0 | 0 | 0 | 0 | 0 | 0 | 0 | 0 | 0 | 0 | 0 | 0 | 0 | 0 | 0 | 0 | 0
112 | QF_UTS_Biomass | 0 | 0 | 0 | 0 | 0 | 0 | 0 | 0 | 0 | 0 | 0 | 0 | 0 | 0 | 0 | 0 | 0 | 0
113 | QF_UTN_Hydro | 0 | 0 | 0 | 0 | 0 | 0 | 0 | 0 | 0 | 0 | 0 | 0 | 0 | 0 | 0 | 0 | 0 | 0
114 | QF_WAYA_Biomass | 0 | 0 | 0 | 0 | 0 | 0 | 0 | 0 | 0 | 0 | 0 | 0 | 0 | 0 | 0 | 0 | 0 | 0
115 | QF_WAWW_Hydro | 0 | 0 | 0 | 0 | 0 | 0 | 0 | 0 | 0 | 0 | 0 | 0 | 0 | 0 | 0 | 0 | 0 | 0
116 | QF_WAYA_Wind | 0 | 0 | 0 | 0 | 0 | 0 | 0 | 0 | 0 | 0 | 0 | 0 | 0 | 0 | 0 | 0 | 0 | 0
117 | QF_WY_Hydro | 0 | 0 | 0 | 0 | 0 | 0 | 0 | 0 | 0 | 0 | 0 | 0 | 0 | 0 | 0 | 0 | 0 | 0
118 | QF_ID_Hydro | 0 | 0 | 0 | 0 | 0 | 0 | 0 | 0 | 0 | 0 | 0 | 0 | 0 | 0 | 0 | 0 | 0 | 0
119 | PAC-NOB PUR | 0 | 0 | 0 | 0 | 0 | 0 | 2.5 | 0.3 | 0.1 | 1.7 | 1.1 | 0.7 | 0 | 0 | 0 | 4.2 | 1.4 | 0.3
120 | SCL_New_Out | 0 | 0 | 0 | 0 | 0 | 0 | 0 | 0 | 0 | 0 | 0 | 0 | 0 | 0 | 0 | 0 | 0 | 0
121 | QF_RBFP_E20771 | 0 | 0 | 0 | 0 | 0 | 0 | 0 | 0 | 0 | 0 | 0 | 0 | 0 | 0 | 0 | 0 | 0 | 0
122 | ConstEng_E999691 | 0 | 0 | 0 | 0 | 0 | 0 | 0 | 0 | 0 | 0 | 0 | 0 | 0 | 0 | 0 | 0 | 0 | 0
123 | TMF_BioF_E20958 | 0 | 0 | 0 | 0 | 0 | 0 | 0 | 0.1 | 5.7 | 0 | 0 | 0 | 0 | 0 | 0 | 0 | 0.1 | 5.7
124 | PAC-NOB SALE | 0 | 0 | 0 | 0 | 0 | 0 | 0 | 0 | 0 | 0 | 0 | 0 | 0 | 0 | 0 | 0 | 0 | 0
125 | I_Naughton3_GCF | 24.5 | 81.2 | 3.3 | 0 | 0 | 0 | 5.9 | 93.2 | 15.9 | 0 | 0 | 0 | 0 | 0 | 0 | 30.4 | 174.5 | 5.7
126 | BHPL_27013R_MC_S | 0 | 0 | 0 | 0 | 0 | 0 | 0 | 0 | 0 | 0 | 0 | 0 | 0 | 0 | 0 | 0 | 0 | 0
127 | BHPL_27013R_US_S | 0 | 0 | 0 | 0 | 0 | 0 | 0 | 0 | 0 | 0 | 0 | 0 | 0 | 0 | 0 | 0 | 0 | 0
128 | UMPA_45631R_S | 0 | 0 | 0 | 0 | 0 | 0 | 0 | 0 | 0 | 0 | 0 | 0 | 0 | 0 | 0 | 0 | 0 | 0
129 | DorenaHyd_20887 | 0 | 0 | 0 | 0 | 0 | 0 | 0 | 0 | 0 | 0 | 0 | 0 | 0 | 0 | 0 | 0 | 0 | 0
130 | QF_Bioms1_234159 | 0 | 0 | 0 | 0 | 0 | 0 | 0 | 0 | 0 | 0 | 0 | 0 | 0 | 0 | 0 | 0 | 0 | 0
131 | ObsidianBlkCap | 0 | 0 | 0 | 0 | 0 | 0 | 0 | 0 | 0 | 0 | 0 | 0 | 0 | 0 | 0 | 0 | 0 | 0
132 | QF_CA_Biomass | 0 | 0 | 0 | 0 | 0 | 0 | 0 | 0 | 0 | 0 | 0 | 0 | 0 | 0 | 0 | 0 | 0 | 0
133 | QF_ID_Biomass | 0 | 0 | 0 | 0 | 0 | 0 | 0 | 0 | 0 | 0 | 0 | 0 | 0 | 0 | 0 | 0 | 0 | 0
134 | QF_UTN_Wind | 0 | 0 | 0 | 0 | 0 | 0 | 0 | 0 | 0 | 0 | 0 | 0 | 0 | 0 | 0 | 0 | 0 | 0
135 | QF_WAYA_Hydro | 0 | 0 | 0 | 0 | 0 | 0 | 0 | 0 | 0 | 0 | 0 | 0 | 0 | 0 | 0 | 0 | 0 | 0
136 | QF_WY_Wind | 0 | 0 | 0 | 0 | 0 | 0 | 0 | 0 | 0 | 0 | 0 | 0 | 0 | 0 | 0 | 0 | 0 | 0
137 | DSM_CooKeeper_Te | 0 | 0 | 0 | 0 | 0 | 0 | 6.6 | 44.5 | 6.8 | 10.9 | 99.5 | 9.1 | 0 | 0 | 0 | 17.5 | 143.9 | 8.2
138 | DSM_UT_Irrigate_ | 0 | 0 | 0 | 0 | 0 | 0 | 1.4 | 8.8 | 6.3 | 5 | 50.5 | 10.2 | 0 | 0 | 0 | 6.4 | 59.3 | 9.3
139 | BHPL_27013R_WYNE | 0 | 0 | 0 | 0 | 0 | 0 | 0 | 0 | 0 | 0 | 0 | 0 | 0 | 0 | 0 | 0 | 0 | 0
140 | BHPL_27013R_JB | 0 | 0 | 0 | 0 | 0 | 0 | 0 | 0 | 0 | 0 | 0 | 0 | 0 | 0 | 0 | 0 | 0 | 0
141 | QF_Latigo_21022 | 0 | 0 | 0 | 0 | 0 | 0 | 0 | 0 | 0 | 0 | 0 | 0 | 0 | 0 | 0 | 0 | 0 | 0
142 | Long Ridge1_2102 | 0 | 0 | 0 | 0 | 0 | 0 | 0 | 0 | 0 | 0 | 0 | 0 | 0 | 0 | 0 | 0 | 0 | 0
143 | Long Ridge2_2102 | 0 | 0 | 0 | 0 | 0 | 0 | 0 | 0 | 0 | 0 | 0 | 0 | 0 | 0 | 0 | 0 | 0 | 0
144 | BlueMountain_210 | 0 | 0 | 0 | 0 | 0 | 0 | 0 | 0 | 0 | 0 | 0 | 0 | 0 | 0 | 0 | 0 | 0 | 0
145 | Buckhorn_Solar | 0 | 0 | 0 | 0 | 0 | 0 | 0 | 0 | 0 | 0 | 0 | 0 | 0 | 0 | 0 | 0 | 0 | 0
146 | CedarValley_Sola | 0 | 0 | 0 | 0 | 0 | 0 | 0 | 0 | 0 | 0 | 0 | 0 | 0 | 0 | 0 | 0 | 0 | 0
147 | Beryl_Solar | 0 | 0 | 0 | 0 | 0 | 0 | 0 | 0 | 0 | 0 | 0 | 0 | 0 | 0 | 0 | 0 | 0 | 0
148 | Greenvile_Solar | 0 | 0 | 0 | 0 | 0 | 0 | 0 | 0 | 0 | 0 | 0 | 0 | 0 | 0 | 0 | 0 | 0 | 0
149 | MilfordFlat_Sola | 0 | 0 | 0 | 0 | 0 | 0 | 0 | 0 | 0 | 0 | 0 | 0 | 0 | 0 | 0 | 0 | 0 | 0
150 | QF_UTN_Solar | 0 | 0 | 0 | 0 | 0 | 0 | 0 | 0 | 0 | 0 | 0 | 0 | 0 | 0 | 0 | 0 | 0 | 0
151 | QF_FiddlerCanyon | 0 | 0 | 0 | 0 | 0 | 0 | 0 | 0 | 0 | 0 | 0 | 0 | 0 | 0 | 0 | 0 | 0 | 0
152 | QF_SouthMilford_ | 0 | 0 | 0 | 0 | 0 | 0 | 0 | 0 | 0 | 0 | 0 | 0 | 0 | 0 | 0 | 0 | 0 | 0
153 | QF_Manderfield_2 | 0 | 0 | 0 | 0 | 0 | 0 | 0 | 0 | 0 | 0 | 0 | 0 | 0 | 0 | 0 | 0 | 0 | 0
154 | QF_GranitePeak_2 | 0 | 0 | 0 | 0 | 0 | 0 | 0 | 0 | 0 | 0 | 0 | 0 | 0 | 0 | 0 | 0 | 0 | 0
155 | QF_LahoSolar_210 | 0 | 0 | 0 | 0 | 0 | 0 | 0 | 0 | 0 | 0 | 0 | 0 | 0 | 0 | 0 | 0 | 0 | 0
156 | OSIP_Projects | 0 | 0 | 0 | 0 | 0 | 0 | 0 | 0 | 0 | 0 | 0 | 0 | 0 | 0 | 0 | 0 | 0 | 0
157 | PSCO_FC_340325_o | 0 | 0 | 0 | 0 | 0 | 0 | 0 | 0 | 0 | 0 | 0 | 0 | 0 | 0 | 0 | 0 | 0 | 0
158 | Tri-State_27057 | 0 | 0 | 0 | 0 | 0 | 0 | 0 | 0 | 0 | 0 | 0 | 0 | 0 | 0 | 0 | 0 | 0 | 0
159 | StoneHouseSolar_ | 0 | 0 | 0 | 0 | 0 | 0 | 0 | 0 | 0 | 0 | 0 | 0 | 0 | 0 | 0 | 0 | 0 | 0
160 | BevansPoint | 0 | 0 | 0 | 0 | 0 | 0 | 0 | 0 | 0 | 0 | 0 | 0 | 0 | 0 | 0 | 0 | 0 | 0
161 | MagCorp_144408 | 0 | 0 | 0 | 0 | 0 | 0 | 0 | 0 | 0 | 676.7 | 8204.2 | 12.1 | 0 | 0 | 0 | 676.7 | 8204.2 | 12.1
162 | Nucor_137328 | 0 | 0 | 0 | 0 | 0 | 0 | 0 | 0 | 0 | 534.2 | 6518.4 | 12.2 | 0 | 0 | 0 | 534.2 | 6518.4 | 12.2
163 | MonsanCur_145258 | 0 | 0 | 0 | 0 | 0 | 0 | 0 | 0 | 0 | 0 | 0 | 0 | 0 | 0 | 0 | 0 | 0 | 0
164 | SCL_New_Reserve | 0 | 0 | 0 | 0 | 0 | 0 | 0 | 0 | 0 | 0 | 0 | 0 | 0 | 0 | 0 | 0 | 0 | 0
165 | LakeSide2 | 924.6 | 1705 | 1.8 | 0 | 0 | 0 | 48 | 151.3 | 3.2 | 0 | 0 | 0 | 0 | 0 | 0 | 972.6 | 1856.3 | 1.9
166 | WI_Goshen | 0 | 0 | 0 | 0 | 0 | 0 | 0 | 0 | 0 | 0 | 0 | 0 | 0 | 0 | 0 | 0 | 0 | 0
167 | WI_MidC | 0 | 0 | 0 | 0 | 0 | 0 | 0 | 0 | 0 | 0 | 0 | 0 | 0 | 0 | 0 | 0 | 0 | 0
168 | WI_UtahNorth | 0 | 0 | 0 | 0 | 0 | 0 | 0 | 0 | 0 | 0 | 0 | 0 | 0 | 0 | 0 | 0 | 0 | 0
169 | WI_WallaWalla | 0 | 0 | 0 | 0 | 0 | 0 | 0 | 0 | 0 | 0 | 0 | 0 | 0 | 0 | 0 | 0 | 0 | 0
170 | WI_WyomingNE | 0 | 0 | 0 | 0 | 0 | 0 | 0 | 0 | 0 | 0 | 0 | 0 | 0 | 0 | 0 | 0 | 0 | 0
| SYSTEM TOTAL | 4340.6 | ****** | 8.3 | 0 | 0 | 0 | 3290.4 | ****** | 11.9 | 2147.5 | ****** | 14.6 | 0 | 0 | 0 | 9778.5 | ****** | 10.9
Ancil | lary S | ervices Deficit R | eport
----- | ------ | ----------------- | -----
|  |  | ---------------- | #NAME? | ncillary S | ervices -- | ---------- | ----------
[5 empty] | Required | Available | Deficit | DefCost
No. | Type | Deficit Area | Name | Hrs | GWh | GWh | GWh | 0
--- | ---- | ---------------- | ---------------- | ------ | --------- | --------- | --------- | ---------
1 | CA | PAC EAST | REG.UP | 292 | 2858.9 | 2857.8 | 1.1 | 12.6
2 | CA | PAC EAST | REG.DOWN | 0 | 0 | 0 | 0 | 0
3 | CA | PAC EAST | SPIN | 639 | 2182.5 | 2179.1 | 3.4 | 292.7
4 | CA | PAC EAST | NONSPIN | 0 | 1493.6 | 1493.6 | 0 | 0
5 | CA | PAC EAST | NONSPIN2 | 0 | 0 | 0 | 0 | 0
6 | CA | PAC WEST | REG.UP | 31 | 1483.3 | 1482.7 | 0.6 | 0
7 | CA | PAC WEST | REG.DOWN | 0 | 0 | 0 | 0 | 0
8 | CA | PAC WEST | SPIN | 53 | 1111.5 | 1111.3 | 0.2 | 0
9 | CA | PAC WEST | NONSPIN | 60 | 653.9 | 653.9 | 0 | 0
10 | CA | PAC WEST | NONSPIN2 | 0 | 0 | 0 | 0 | 0
Stati | on Report
----- | ---------
|  |  | Aux | Cap |  |  | Heat H | ours | Fuel/P | rch Cost | Star | t Star | t O&M | O&M | Opert | Total | Total
|  | Energy | Dmnd | Fctr | Sta- | FuelBurn | Rate | per | ¢/MBtu | <F> $0 | 00 Fu | el Co | st Fix | ed V | ar Co | st Co | st Cost
No. | Station | GWh | GWh | % | rts | GBtu | Btu/kWh | Unit | $/MWh | <P> $00 | 0 GBt | u $00 | 0 $00 | 0 $00 | 0 $/MW | h $/MW | h $000
--- | ---------------- | -------- | ------ | ----- | ---- | --------- | ------ | ---- | ------ | --- ----- | ---- | ----- | ------ | ----- | ------ | ------ | --------
1 | BearRiver | 148.4 | 0 | 29.5 | 0 |  |  | 8760 | 0 | 0 |  | 0 | 0 | 0 | 0 | 0 | 0
2 | Clearwater1 | 33.4 | 0 | 97.5 | 0 |  |  | 8760 | 0 | 0 |  | 0 | 0 | 0 | 0 | 0 | 0
3 | Clearwater2 | 45 | 0 | 99 | 0 |  |  | 8760 | 0 | 0 |  | 0 | 0 | 0 | 0 | 0 | 0
4 | FishCreek | 36.5 | 0 | 100 | 0 |  |  | 8760 | 0 | 0 |  | 0 | 0 | 0 | 0 | 0 | 0
5 | GemState_99489 | 49.7 | 0 | 100 | 0 |  |  | 8760 | 0 | 0 |  | 0 | 0 | 0 | 0 | 0 | 0
6 | IronGate | 132.6 | 0 | 100 | 0 |  |  | 8760 | 0 | 0 |  | 0 | 0 | 0 | 0 | 0 | 0
7 | JCBoyle | 322.7 | 0 | 100 | 0 |  |  | 8760 | 0 | 0 |  | 0 | 0 | 0 | 0 | 0 | 0
8 | Lemolo2 | 149.4 | 0 | 100 | 0 |  |  | 8760 | 0 | 0 |  | 0 | 0 | 0 | 0 | 0 | 0
9 | Lemolo1 | 134.8 | 0 | 96 | 0 |  |  | 8760 | 0 | 0 |  | 0 | 0 | 0 | 0 | 0 | 0
10 | Merwin | 417.1 | 0 | 100 | 0 |  |  | 8760 | 0 | 0 |  | 0 | 0 | 0 | 0 | 0 | 0
11 | SmallEastHydro | 110.1 | 0 | 100 | 0 |  |  | 8760 | 0 | 0 |  | 0 | 0 | 0 | 0 | 0 | 0
12 | SodaSprings | 43.2 | 0 | 100 | 0 |  |  | 8760 | 0 | 0 |  | 0 | 0 | 0 | 0 | 0 | 0
13 | Swift1 | 744 | 0 | 34.2 | 0 |  |  | 8760 | 0 | 0 |  | 0 | 0 | 0 | 0 | 0 | 0
14 | Swift2 | 228.8 | 0 | 94.5 | 0 |  |  | 8760 | 0 | 0 |  | 0 | 0 | 0 | 0 | 0 | 0
15 | UKL | 0 | 0 | 0 | 0 |  |  | 0 | 0 | 0 |  | 0 | 0 | 0 | 0 | 0 | 0
16 | Yale | 631.1 | 0 | 43.4 | 0 |  |  | 8760 | 0 | 0 |  | 0 | 0 | 0 | 0 | 0 | 0
17 | Blundell | 237.9 | 0 | 89.4 | 1 | 2379.4 | 10000 | 8424 | 0 | 0 | 0 | 0 | 0 | 633 | 2.66 | 2.66 | 633
18 | Carbon1 | 99.9 | 0 | 74 | 0 | 1227.5 | 12293 | 2160 | 194.5 | 2387 | 0 | 0 | 0 | 227 | 26.19 | 26.19 | 2615
19 | Carbon2 | 169.1 | 0 | 81.5 | 0 | 1976.5 | 11690 | 2160 | 194.5 | 3844 | 0 | 0 | 0 | 385 | 25.01 | 25.01 | 4229
20 | Cholla4 | 2622.6 | 0 | 81.4 | 0 | 27981.4 | 10669 | 8760 | 226.8 | 63469 | 0 | 0 | 36049 | 1888 | 24.92 | 38.67 | 101406
21 | Colstrip3 | 616 | 0 | 98.6 | 0 | 6618.7 | 10745 | 8760 | 131.4 | 8694 | 0 | 0 | 5005 | 809 | 15.43 | 23.55 | 14508
22 | Colstrip4 | 616 | 0 | 98.6 | 0 | 6689.5 | 10859 | 8760 | 131.4 | 8787 | 0 | 0 | 4878 | 824 | 15.6 | 23.52 | 14489
23 | Craig1 | 651.5 | 0 | 92 | 12 | 6503.6 | 9982 | 8581 | 205.5 | 13363 | 1 | 3 | 7494 | 0 | 20.51 | 32.02 | 20860
24 | Craig2 | 669.7 | 0 | 94.1 | 0 | 6781.1 | 10126 | 8760 | 205.5 | 13933 | 0 | 0 | 8129 | 0 | 20.81 | 32.94 | 22062
25 | GadsbyGT3 | 0.8 | 0 | 0.2 | 58 | 11.5 | 14336 | 80 | 418.2 | 48 | 2 | 9 | 0 | 3 | 63.86 | 75.05 | 60
26 | Gadsby1 | 0.6 | 0 | 0.1 | 16 | 11.9 | 18399 | 38 | 408.3 | 49 | 45 | 184 | 0 | 2 | 78.73 | 363.41 | 235
27 | Gadsby2 | 1 | 0 | 0.2 | 21 | 16.9 | 17650 | 48 | 410.9 | 70 | 59 | 243 | 0 | 3 | 76.14 | 328.89 | 316
28 | Gadsby3 | 3.1 | 0 | 0.3 | 38 | 45.3 | 14716 | 123 | 410.2 | 186 | 114 | 475 | 0 | 11 | 63.97 | 218.37 | 671
29 | GadsbyGT2 | 2.9 | 0 | 0.8 | 189 | 41.6 | 14243 | 292 | 415.4 | 173 | 7 | 29 | 0 | 11 | 63.08 | 73.03 | 213
30 | GadsbyGT1 | 1.5 | 0 | 0.4 | 105 | 21.6 | 14290 | 151 | 411.6 | 89 | 4 | 16 | 0 | 6 | 62.72 | 73.33 | 111
31 | Hayden1 | 229.7 | 0 | 63.6 | 1 | 2396.1 | 10433 | 6371 | 240.7 | 5768 | 0 | 0 | 6734 | 181 | 25.9 | 55.22 | 12683
32 | Hayden2 | 213.9 | 0 | 76.7 | 0 | 2183.9 | 10210 | 8760 | 240.7 | 5257 | 0 | 0 | 3678 | 0 | 24.58 | 41.77 | 8935
33 | Hermiston2 | 1118.4 | 0 | 55.2 | 140 | 8427.2 | 7535 | 6174 | 405.8 | 34195 | 126 | 515 | 0 | 1063 | 31.52 | 31.98 | 35773
34 | Hunter3 | 3680.8 | 0 | 95.6 | 0 | 37381.4 | 10156 | 8760 | 186.1 | 69563 | 0 | 0 | 24168 | 0 | 18.9 | 25.46 | 93731
35 | Hunter1 | 3315.8 | 0 | 96.9 | 0 | 34685.5 | 10461 | 8760 | 186.1 | 64546 | 0 | 0 | 37275 | 464 | 19.61 | 30.85 | 102285
36 | Hunter2 | 1996.2 | 0 | 90.4 | 2 | 20268.2 | 10153 | 8065 | 186.1 | 37717 | 3 | 81 | 19580 | 0 | 18.89 | 28.74 | 57378
37 | Huntington1 | 3765.3 | 0 | 99.5 | 0 | 36309.6 | 9643 | 8760 | 162.3 | 58948 | 0 | 0 | 25192 | 0 | 15.66 | 22.35 | 84140
38 | Huntington2 | 3176.1 | 0 | 89.6 | 2 | 32233.4 | 10149 | 7912 | 162.3 | 52330 | 4 | 99 | 34338 | 0 | 16.48 | 27.32 | 86767
39 | JBridger1 | 2667.9 | 0 | 94.2 | 1 | 27432.1 | 10282 | 8682 | 191.3 | 52486 | 2 | 68 | 18298 | 667 | 19.92 | 26.81 | 71519
40 | JBridger2 | 2696.2 | 0 | 91.2 | 1 | 27981.4 | 10378 | 8682 | 191.3 | 53537 | 3 | 89 | 21071 | 647 | 20.1 | 27.94 | 75344
41 | JBridger3 | 1798.1 | 0 | 65.8 | 2 | 18931.9 | 10529 | 6579 | 191.3 | 36222 | 18 | 499 | 29184 | 1996 | 21.25 | 37.76 | 67901
42 | JBridger4 | 2616.6 | 0 | 90.7 | 1 | 27081.4 | 10350 | 8681 | 191.3 | 51815 | 4 | 124 | 16572 | 837 | 20.12 | 26.5 | 69348
43 | JamesRiverCG | 121.8 | 0 | 97.5 | 1 | 876.8 | 7200 | 8520 | 0 | 0 | 0 | 0 | 0 | 11905 | 97.76 | 97.76 | 11905
44 | Johnston1 | 742.5 | 0 | 88 | 1 | 8261.2 | 11126 | 8728 | 106.8 | 8827 | 0 | 9 | 6435 | 200 | 12.16 | 20.84 | 15471
45 | Johnston2 | 761 | 0 | 87.8 | 1 | 8383 | 11016 | 8694 | 106.8 | 8957 | 1 | 18 | 7562 | 190 | 12.02 | 21.98 | 16727
46 | Johnston3 | 1413 | 0 | 78.3 | 2 | 16215.4 | 11476 | 7899 | 106.8 | 17326 | 8 | 236 | 23357 | 523 | 12.63 | 29.33 | 41442
47 | Johnston4 | 2444.1 | 0 | 92.6 | 0 | 26197.9 | 10719 | 8760 | 106.8 | 27992 | 0 | 0 | 22750 | 758 | 11.76 | 21.07 | 51499
48 | Naughton1 | 949.7 | 0 | 73.3 | 0 | 9935.5 | 10461 | 8760 | 213.4 | 21203 | 0 | 0 | 11247 | 323 | 22.66 | 34.51 | 32772
49 | Naughton2 | 1104.1 | 0 | 65.1 | 2 | 11643.2 | 10545 | 7916 | 213.4 | 24847 | 3 | 13 | 23117 | 386 | 22.85 | 43.8 | 48363
50 | WestValleyCi GT1 | 0 | 0 | 0 | 0 | 0 | 0 | 0 | 0 | 0 | 0 | 0 | 0 | 0 | 0 | 0 | 0
51 | WestValleyCi GT4 | 0 | 0 | 0 | 0 | 0 | 0 | 0 | 0 | 0 | 0 | 0 | 0 | 0 | 0 | 0 | 0
52 | WestValleyCi GT5 | 0 | 0 | 0 | 0 | 0 | 0 | 0 | 0 | 0 | 0 | 0 | 0 | 0 | 0 | 0 | 0
53 | WestValleyCi GT3 | 0 | 0 | 0 | 0 | 0 | 0 | 0 | 0 | 0 | 0 | 0 | 0 | 0 | 0 | 0 | 0
54 | WestValleyCi GT2 | 0 | 0 | 0 | 0 | 0 | 0 | 0 | 0 | 0 | 0 | 0 | 0 | 0 | 0 | 0 | 0
55 | Wyodak1 | 1681.5 | 0 | 74 | 2 | 20391.3 | 12127 | 7934 | 110.5 | 22541 | 4 | 106 | 21495 | 589 | 13.76 | 26.6 | 44730
56 | CurrantCreek | 1880.5 | 0 | 41.2 | 303 | 13649.5 | 7259 | 4917 | 396.1 | 54068 | 1015 | 4035 | 0 | 6796 | 32.37 | 34.51 | 64900
57 | BigFork | 25.3 | 0 | 100 | 0 |  |  | 8760 | 0 | 0 |  | 0 | 0 | 0 | 0 | 0 | 0
58 | LakeSide | 2381 | 0 | 53.2 | 257 | 16814.8 | 7062 | 6615 | 395.3 | 66463 | 849 | 3376 | 0 | 6883 | 30.81 | 32.22 | 76722
59 | PAC-COB SALE | -922 | 0 | 82.3 | 247 |  |  | 7346 | 39.9 | -36762 |  | 0 | 0 | 0 | 39.87 | 39.87 | -36762
60 | PAC-COB PUR | 324.7 | 0 | 3.7 | 293 |  |  | 1541 | 26.4 | 8562 |  | 0 | 0 | 0 | 26.36 | 26.36 | 8562
61 | PAC-MIDC SALE | -164.3 | 0 | 0 | 279 |  |  | 2306 | 35.9 | -5892 |  | 0 | 0 | 0 | 35.86 | 35.86 | -5892
62 | PAC-MIDC PUR | 2405.5 | 0 | 27.5 | 276 |  |  | 6936 | 30.6 | 73695 |  | 0 | 0 | 0 | 30.64 | 30.64 | 73695
63 | PAC-FC SALE | -1927.6 | 0 | 88.3 | 172 |  |  | 8265 | 34.7 | -66970 |  | 0 | 0 | 0 | 34.74 | 34.74 | -66970
64 | PAC-FC PUR | 131.9 | 0 | 1.5 | 347 |  |  | 861 | 43.4 | 5721 |  | 0 | 0 | 0 | 43.38 | 43.38 | 5721
65 | PAC-PV SALE | -3478.8 | 0 | 0.4 | 0 |  |  | 8760 | 34.5 | -120141 |  | 0 | 0 | 0 | 34.54 | 34.54 | -120141
66 | PAC-PV PUR | 0 | 0 | 0 | 445 |  |  | 1393 | 0 | 0 |  | 0 | 0 | 0 | 0 | 0 | 0
67 | Monsanto_145258 | 0 | 0 | 0 | 0 |  |  | 0 | 0 | 0 |  | 0 | 0 | 0 | 0 | 0 | 0
68 | APS_27875_Supp | 115.8 | 0 | 9.5 | 0 |  |  | 8760 | 40.7 | 4716 |  | 0 | 0 | 4716 | 81.44 | 81.44 | 9431
69 | REDD_66276_Out | -127 | 0 | 100 | 0 |  |  | 8016 | 0 | 0 |  | 0 | 0 | 0 | 0 | 0 | 0
70 | Douglas_38185 | 62.1 | 0 | 100 | 0 |  |  | 8760 | 35.2 | 2187 |  | 0 | 0 | 0 | 35.23 | 35.23 | 2187
71 | PGE_Cove_83984 | 12 | 0 | 100 | 0 |  |  | 8760 | 0 | 0 |  | 0 | 0 | 0 | 0 | 0 | 0
72 | FC1_42818_Out | -45.4 | 0 | 100 | 0 |  |  | 8760 | 69 | -3131 |  | 0 | 0 | 0 | 69 | 69 | -3131
73 | FC1_63510_Out | -19.3 | 0 | 100 | 0 |  |  | 8760 | 0 | 0 |  | 0 | 0 | 0 | 0 | 0 | 0
74 | FC4_79207_Out | -50.4 | 0 | 100 | 0 |  |  | 8760 | 0 | 0 |  | 0 | 0 | 0 | 0 | 0 | 0
75 | Cowlitz_65787 | -255.2 | 0 | 100 | 0 |  |  | 8760 | 0 | 0 |  | 0 | 0 | 0 | 0 | 0 | 0
76 | SIE_64885_McNary | 1376.7 | 0 | 100 | 0 |  |  | 8760 | 0 | 0 |  | 0 | 0 | 0 | 0 | 0 | 0
77 | SMUD_24296_In | 217.4 | 0 | 100 | 0 |  |  | 8736 | 37 | 8043 |  | 0 | 0 | 0 | 37 | 37 | 8043
78 | APS_58118_FC_In | 458.3 | 0 | 100 | 0 |  |  | 8760 | 0 | 0 |  | 0 | 0 | 0 | 0 | 0 | 0
79 | APS_58119_FC_Out | -279.7 | 0 | 100 | 0 |  |  | 8760 | 0 | 0 |  | 0 | 0 | 0 | 0 | 0 | 0
80 | REDD_66276_In | 114.9 | 0 | 100 | 0 |  |  | 8016 | 0 | 0 |  | 0 | 0 | 0 | 0 | 0 | 0
81 | APS_58118_AZ_In | 113.1 | 0 | 100 | 0 |  |  | 8760 | 0 | 0 |  | 0 | 0 | 0 | 0 | 0 | 0
82 | APS_58119_AZ_Out | -291.7 | 0 | 100 | 0 |  |  | 8760 | 0 | 0 |  | 0 | 0 | 0 | 0 | 0 | 0
83 | SIE_64885_Goshen | 913.6 | 0 | 100 | 0 |  |  | 8760 | 0 | 0 |  | 0 | 0 | 0 | 0 | 0 | 0
84 | Hermiston1 | 999.4 | 0 | 48.9 | 114 | 7534.9 | 7539 | 5755 | 406.7 | 30643 | 128 | 525 | 0 | 949 | 31.61 | 32.14 | 32118
85 | Deseret_194277 | 453.5 | 0 | 60.4 | 67 |  |  | 8558 | 20.8 | 9429 |  | 0 | 0 | 0 | 20.79 | 20.79 | 9429
86 | DSM_ID_Irrigate | 0 | 0 | 0 | 3 |  |  | 840 | 0 | 0 |  | 0 | 0 | 0 | 0 | 0 | 0
87 | QF_Exxon_236032 | 0 | 0 | 0 | 0 |  |  | 8760 | 0 | 0 |  | 0 | 0 | 0 | 0 | 0 | 0
88 | QF_SUNN_Ad_59965 | 58.4 | 0 | 93.9 | 2 |  |  | 8256 | 46.5 | 2714 |  | 0 | 1967 | 0 | 46.48 | 80.17 | 4681
89 | QF_SUNN_Ba_83997 | 328.4 | 0 | 93.9 | 2 |  |  | 8256 | 48.8 | 16027 |  | 0 | 9117 | 0 | 48.8 | 76.56 | 25144
90 | QF_Tesoro_519533 | 0 | 0 | 0 | 0 |  |  | 8760 | 0 | 0 |  | 0 | 0 | 0 | 0 | 0 | 0
91 | BHPL_28160_Loss | -15.6 | 0 | 100 | 0 |  |  | 8760 | 11 | -171 |  | 0 | 0 | 0 | 10.98 | 10.98 | -171
92 | Rogue | 283 | 0 | 100 | 0 |  |  | 8760 | 0 | 0 |  | 0 | 0 | 0 | 0 | 0 | 0
93 | MidColumbia | 345.5 | 0 | 64.6 | 0 |  |  | 8760 | 0 | 0 |  | 0 | 0 | 0 | 0 | 0 | 0
94 | Toketee-Slide | 288.2 | 0 | 100 | 0 |  |  | 8760 | 0 | 0 |  | 0 | 0 | 0 | 0 | 0 | 0
95 | SmallWestHydro | 20.8 | 0 | 100 | 0 |  |  | 8760 | 0 | 0 |  | 0 | 0 | 0 | 0 | 0 | 0
96 | PSCO_340325_In | 1314 | 0 | 100 | 0 |  |  | 8760 | 0 | 0 |  | 0 | 0 | 0 | 0 | 0 | 0
97 | PSCO_340325_Out | -1112.7 | 0 | 100 | 0 |  |  | 8760 | 0 | 0 |  | 0 | 0 | 0 | 0 | 0 | 0
98 | HURR_393045_S | -0.2 | 0 | 100 | 0 |  |  | 8760 | 75 | -16 |  | 0 | 0 | 0 | 75 | 75 | -16
99 | HURR_393045_P | 1.9 | 0 | 100 | 0 |  |  | 8760 | 75 | 145 |  | 0 | 0 | 0 | 75 | 75 | 145
100 | QF_EVB_351030 | 47.9 | 0 | 100 | 0 |  |  | 8736 | 66.4 | 3177 |  | 0 | 0 | 0 | 66.36 | 66.36 | 3177
101 | WEYE_Res_356685 | 0 | 0 | 0 | 0 |  |  | 0 | 0 | 0 |  | 0 | 0 | 0 | 0 | 0 | 0
102 | Chehalis | 1141.2 | 0 | 27.8 | 180 | 8381.9 | 7345 | 3683 | 417.8 | 35023 | 633 | 2697 | 0 | 3974 | 34.17 | 36.53 | 41694
103 | PAC-Mead PUR | 0 | 0 | 0 | 178 |  |  | 377 | 0 | 0 |  | 0 | 0 | 0 | 0 | 0 | 0
104 | PAC-Mead SALE | -729.7 | 0 | 64.5 | 279 |  |  | 7846 | 36.1 | -26316 |  | 0 | 0 | 0 | 36.06 | 36.06 | -26316
105 | PAC-Mona PUR | 514 | 0 | 5.9 | 844 |  |  | 5325 | 36.9 | 18967 |  | 0 | 0 | 0 | 36.9 | 36.9 | 18967
106 | PAC-Mona SALE | -350.5 | 0 | 53.8 | 583 |  |  | 6591 | 34.9 | -12224 |  | 0 | 0 | 0 | 34.87 | 34.87 | -12224
107 | Copco 1-2 | 267.3 | 0 | 57.9 | 0 |  |  | 8760 | 0 | 0 |  | 0 | 0 | 0 | 0 | 0 | 0
108 | QF_CA_Hydro | 33.3 | 0 | 100 | 0 |  |  | 8760 | 144.8 | 4825 |  | 0 | 0 | 0 | 144.84 | 144.84 | 4825
109 | QF_OR_Biomass | 3.7 | 0 | 100 | 0 |  |  | 8760 | 68.2 | 250 |  | 0 | 0 | 0 | 68.24 | 68.24 | 250
110 | QF_OR_Hydro | 162.4 | 0 | 100 | 0 |  |  | 8760 | 107.9 | 17512 |  | 0 | 0 | 0 | 107.86 | 107.86 | 17512
111 | QF_OR_Thermal | 125.6 | 0 | 100 | 0 |  |  | 8760 | 71 | 8917 |  | 0 | 0 | 0 | 71 | 71 | 8917
112 | QF_UTS_Biomass | 17.7 | 0 | 100 | 0 |  |  | 8760 | 50.7 | 900 |  | 0 | 0 | 0 | 50.75 | 50.75 | 900
113 | QF_UTN_Hydro | 6.7 | 0 | 100 | 0 |  |  | 8760 | 88.9 | 593 |  | 0 | 0 | 0 | 88.89 | 88.89 | 593
114 | QF_WAYA_Biomass | 0 | 0 | 0 | 0 |  |  | 8760 | 0 | 0 |  | 0 | 0 | 0 | 0 | 0 | 0
115 | QF_WAWW_Hydro | 0 | 0 | 0 | 0 |  |  | 8760 | 0 | 0 |  | 0 | 0 | 0 | 0 | 0 | 0
116 | QF_WAYA_Wind | 0 | 0 | 0 | 0 |  |  | 8760 | 0 | 0 |  | 0 | 0 | 0 | 0 | 0 | 0
117 | QF_WY_Hydro | 11.4 | 0 | 100 | 0 |  |  | 8760 | 71.5 | 814 |  | 0 | 0 | 0 | 71.47 | 71.47 | 814
118 | QF_ID_Hydro | 112.6 | 0 | 100 | 0 |  |  | 8760 | 92.8 | 10451 |  | 0 | 0 | 0 | 92.8 | 92.8 | 10451
119 | PAC-NOB PUR | 27.7 | 0 | 1.6 | 135 |  |  | 322 | 24.4 | 675 |  | 0 | 0 | 0 | 24.37 | 24.37 | 675
120 | SCL_New_Out | -360.9 | 0 | 100 | 0 |  |  | 8760 | 14.6 | -5258 |  | 0 | 0 | -5258 | 29.14 | 29.14 | -10517
121 | QF_RBFP_E20771 | 12 | 0 | 100 | 0 |  |  | 8760 | 54.1 | 648 |  | 0 | 0 | 0 | 54.05 | 54.05 | 648
122 | ConstEng_E999691 | 63.2 | 0 | 100 | 0 |  |  | 8760 | 54.7 | 3458 |  | 0 | 0 | 3458 | 109.44 | 109.44 | 6916
123 | TMF_BioF_E20958 | 37.2 | 0 | 88.5 | 0 |  |  | 8760 | 0 | 0 |  | 0 | 0 | 1406 | 37.76 | 37.76 | 1406
124 | PAC-NOB SALE | 0 | 0 | 0 | 0 |  |  | 0 | 0 | 0 |  | 0 | 0 | 0 | 0 | 0 | 0
125 | I_Naughton3_GCF | 191.9 | 0 | 11.1 | 13 | 2245.2 | 11697 | 1558 | 378.8 | 8505 | 27 | 104 | 4758 | 0 | 44.31 | 69.64 | 13367
126 | BHPL_27013R_MC_S | -168.9 | 0 | 100 | 0 |  |  | 8760 | 11 | -1854 |  | 0 | 0 | 0 | 10.98 | 10.98 | -1854
127 | BHPL_27013R_US_S | -65.9 | 0 | 100 | 0 |  |  | 8760 | 11 | -724 |  | 0 | 0 | 0 | 10.98 | 10.98 | -724
128 | UMPA_45631R_S | -220.8 | 0 | 100 | 0 |  |  | 8760 | 23.2 | -5131 |  | 0 | -4396 | -5131 | 46.48 | 66.39 | -14659
129 | DorenaHyd_20887 | 15.1 | 0 | 100 | 0 |  |  | 8760 | 73.5 | 1107 |  | 0 | 0 | 0 | 73.47 | 73.47 | 1107
130 | QF_Bioms1_234159 | 228.5 | 0 | 100 | 0 |  |  | 8760 | 74.9 | 17124 |  | 0 | 0 | 0 | 74.94 | 74.94 | 17124
131 | ObsidianBlkCap | 4.7 | 0 | 100 | 0 |  |  | 8760 | 72.7 | 342 |  | 0 | 0 | 0 | 72.71 | 72.71 | 342
132 | QF_CA_Biomass | 0 | 0 | 100 | 0 |  |  | 8760 | 32.2 | 1 |  | 0 | 0 | 0 | 32.24 | 32.24 | 1
133 | QF_ID_Biomass | 10.8 | 0 | 100 | 0 |  |  | 8760 | 75.4 | 814 |  | 0 | 0 | 0 | 75.4 | 75.4 | 814
134 | QF_UTN_Wind | 0 | 0 | 0 | 0 |  |  | 8760 | 0 | 0 |  | 0 | 0 | 0 | 0 | 0 | 0
135 | QF_WAYA_Hydro | 6.7 | 0 | 100 | 0 |  |  | 8760 | 38.4 | 258 |  | 0 | 0 | 0 | 38.4 | 38.4 | 258
136 | QF_WY_Wind | 0.3 | 0 | 100 | 0 |  |  | 8760 | 60.5 | 18 |  | 0 | 0 | 0 | 60.5 | 60.5 | 18
137 | DSM_CooKeeper_Te | 0 | 0 | 0 | 5 |  |  | 1848 | 0 | 0 |  | 0 | 0 | 0 | 0 | 0 | 0
138 | DSM_UT_Irrigate_ | 0 | 0 | 0 | 4 |  |  | 1008 | 0 | 0 |  | 0 | 0 | 0 | 0 | 0 | 0
139 | BHPL_27013R_WYNE | -19.1 | 0 | 18.7 | 105 |  |  | 1646 | 11 | -209 |  | 0 | 0 | 0 | 10.98 | 10.98 | -209
140 | BHPL_27013R_JB | 0 | 0 | 0 | 0 |  |  | 0 | 0 | 0 |  | 0 | 0 | 0 | 0 | 0 | 0
141 | QF_Latigo_21022 | 91.3 | 0 | 100 | 1 |  |  | 5880 | 60 | 5484 |  | 0 | 0 | 0 | 60.05 | 60.05 | 5484
142 | Long Ridge1_2102 | 0.6 | 0 | 100 | 1 |  |  | 24 | 63.8 | 40 |  | 0 | 0 | 0 | 63.76 | 63.76 | 40
143 | Long Ridge2_2102 | 0.6 | 0 | 100 | 1 |  |  | 24 | 63.8 | 40 |  | 0 | 0 | 0 | 63.76 | 63.76 | 40
144 | BlueMountain_210 | 25.3 | 0 | 100 | 1 |  |  | 768 | 60.7 | 1533 |  | 0 | 0 | 0 | 60.66 | 60.66 | 1533
145 | Buckhorn_Solar | 1.8 | 0 | 100 | 1 |  |  | 3696 | 76.3 | 140 |  | 0 | 0 | 0 | 76.3 | 76.3 | 140
146 | CedarValley_Sola | 1.8 | 0 | 100 | 1 |  |  | 3696 | 76.3 | 140 |  | 0 | 0 | 0 | 76.3 | 76.3 | 140
147 | Beryl_Solar | 1.9 | 0 | 100 | 1 |  |  | 3696 | 76.3 | 144 |  | 0 | 0 | 0 | 76.3 | 76.3 | 144
148 | Greenvile_Solar | 1.4 | 0 | 100 | 1 |  |  | 3696 | 76.3 | 103 |  | 0 | 0 | 0 | 76.3 | 76.3 | 103
149 | MilfordFlat_Sola | 1.8 | 0 | 100 | 1 |  |  | 3696 | 58.4 | 107 |  | 0 | 0 | 0 | 58.39 | 58.39 | 107
150 | QF_UTN_Solar | 0.9 | 0 | 100 | 0 |  |  | 8760 | 0 | 0 |  | 0 | 0 | 0 | 0 | 0 | 0
151 | QF_FiddlerCanyon | 11 | 0 | 100 | 1 |  |  | 5184 | 85 | 936 |  | 0 | 0 | 0 | 85 | 85 | 936
152 | QF_SouthMilford_ | 7.6 | 0 | 100 | 1 |  |  | 8424 | 58.4 | 441 |  | 0 | 0 | 0 | 58.39 | 58.39 | 441
153 | QF_Manderfield_2 | 3.2 | 0 | 100 | 1 |  |  | 5184 | 85 | 272 |  | 0 | 0 | 0 | 85 | 85 | 272
154 | QF_GranitePeak_2 | 1.8 | 0 | 100 | 1 |  |  | 3696 | 58.4 | 107 |  | 0 | 0 | 0 | 58.39 | 58.39 | 107
155 | QF_LahoSolar_210 | 1.8 | 0 | 100 | 1 |  |  | 3696 | 58.4 | 107 |  | 0 | 0 | 0 | 58.39 | 58.39 | 107
156 | OSIP_Projects | 3.9 | 0 | 100 | 0 |  |  | 8760 | 0 | 0 |  | 0 | 0 | 0 | 0 | 0 | 0
157 | PSCO_FC_340325_o | 0 | 0 | 0 | 0 |  |  | 0 | 0 | 0 |  | 0 | 0 | 0 | 0 | 0 | 0
158 | Tri-State_27057 | 87.1 | 0 | 60.7 | 155 |  |  | 5090 | 15.5 | 1349 |  | 0 | 0 | 0 | 15.49 | 15.49 | 1349
159 | StoneHouseSolar_ | 13.2 | 0 | 100 | 0 |  |  | 8760 | 78.9 | 1043 |  | 0 | 0 | 0 | 78.86 | 78.86 | 1043
160 | BevansPoint | 3.4 | 0 | 100 | 1 |  |  | 6624 | 78.9 | 267 |  | 0 | 0 | 0 | 78.86 | 78.86 | 267
161 | MagCorp_144408 | 0 | 0 | 0 | 0 |  |  | 0 | 0 | 0 |  | 0 | 0 | 0 | 0 | 0 | 0
162 | Nucor_137328 | 0 | 0 | 0 | 0 |  |  | 0 | 0 | 0 |  | 0 | 0 | 0 | 0 | 0 | 0
163 | MonsanCur_145258 | 0 | 0 | 0 | 0 |  |  | 0 | 0 | 0 |  | 0 | 0 | 0 | 0 | 0 | 0
164 | SCL_New_Reserve | 0 | 0 | 0 | 0 |  |  | 0 | 0 | 0 |  | 0 | 0 | 0 | 0 | 0 | 0
165 | LakeSide2 | 3250.3 | 0 | 57.2 | 88 | 22305.1 | 6862 | 7611 | 395.2 | 88141 | 337 | 1442 | 24303 | 10489 | 30.34 | 38.27 | 124375
166 | WI_Goshen | 970.4 | 0 | 100 | 0 |  |  | 8760 | 0 | 0 |  | 0 | 0 | 0 | 0 | 0 | 0
167 | WI_MidC | 446 | 0 | 100 | 0 |  |  | 8760 | 0 | 0 |  | 0 | 0 | 0 | 0 | 0 | 0
168 | WI_UtahNorth | 841.4 | 0 | 100 | 0 |  |  | 8760 | 0 | 0 |  | 0 | 0 | 0 | 0 | 0 | 0
169 | WI_WallaWalla | 1291.8 | 0 | 100 | 0 |  |  | 8760 | 0 | 0 |  | 0 | 0 | 0 | 0 | 0 | 0
170 | WI_WyomingNE | 3593.4 | 0 | 100 | 0 |  |  | 8760 | 0 | 0 |  | 0 | 0 | 0 | 0 | 0 | 0
SYSTE | M PRODUCTION | 63128.4 | 0 |  | 5990 | 508454 | 9772 |  |  | 1001554 | 3397 | 14993 | 449358 | 53816 | 16.72 | 24.07 | 1519721

## Study6CHrly
Build ID: 000001_x64 Ventyx p. 1
MULTISYM V8.1.03 Copyright 1998-2014. All rights reserved. L0000-00 1 iter Convergent Monte 09/02/2014
2015: I15_P_WI_S6CHrly25629 (Environmental) 09:16:52 AM
Station Group Report
--------------------
|  | Aux | Cap |  |  | Heat Hours | Fuel/P | rch Cost | Star | t Star | t O&M | O&M | Opert | Total | Total
| Energy | Dmnd | Fctr | Sta- | FuelBurn | Rate per | ¢/MBtu | <F> $0 | 00 Fu | el Co | st Fix | ed V | ar Co | st Co | st Cost
No. Group | GWh | GWh | % | rts | GBtu | Btu/kWh Unit | $/MWh | <P> $00 | 0 GBt | u $00 | 0 $00 | 0 $00 | 0 $/MW | h $/MW | h $000
--- ---------------- | -------- | ------ | ----- | ---- | --------- | ------ ---- | ------ | --- ----- | ---- | ----- | ------ | ----- | ------ | ------ | --------
Native Load | 62794.5
Dump Power | 424.3 | [12 empty] | 14.1 | 5982
Aux Demand | 0
Tran. Losses | 0
LESS Resources (Export | s):
1 HydroEast | 258.5 | 0 | 42.2 | 0 |  |  | 0 | 0 |  | 0 | 0 | 0 | 0 | 0 | 0
2 HydroWest | 4148.8 | 0 | 60.9 | 0 |  |  | 0 | 0 |  | 0 | 0 | 0 | 0 | 0 | 0
3 PurchaseEast | 1177.7 | 0 | 44.4 | 69 |  |  | 41.6 | 48963 |  | 0 | 11084 | 8174 | 48.52 | 57.93 | 68221
4 RenewableEast | 341.9 | 0 | 86.7 | 16 | 2139 | 10000 | 0 | 8119 | 0 | 0 | 0 | 569 | 25.41 | 25.41 | 8688
5 ThermalEast | 36961.2 | 0 | 71.7 | 1100 | 362349 | 9803 | 200.2 | 725447 | 2455 | 10372 | 342903 | 29591 | 20.43 | 29.99 | 1108314
6 ThermalWest | 14437.4 | 0 | 68.9 | 440 | 140329.2 | 9720 | 222.6 | 312413 | 914 | 4517 | 95008 | 23716 | 23.28 | 30.18 | 435654
7 IRPEast | 158.9 | 0 | 9.2 | 13 | 1927.6 | 12130 | 378.8 | 7301 | 27 | 104 | 4758 | 0 | 45.94 | 76.54 | 12163
8 MCP | -3852.7 | 0 | 0.2 | 4478 |  |  | 38.5 | -148400 |  | 0 | 0 | 0 | 38.52 | 38.52 | -148400
9 InterruptEast | 0 | 0 | 0 | 0 |  |  | 0 | 0 |  | 0 | 0 | 0 | 0 | 0 | 0
10 RenewableWest | -370.2 | 0 | 133.3 | 0 |  |  | 14.2 | -5258 |  | 0 | 0 | -3853 | 24.61 | 24.61 | -9111
11 PurchaseWest | 709.2 | 0 | 100 | 0 |  |  | 79 | 56006 |  | 0 | 0 | 0 | 78.97 | 78.97 | 56006
12 ExchangeEast | 1229.8 | 0 | 119.6 | 0 |  |  | 0 | 0 |  | 0 | 0 | 0 | 0 | 0 | 0
13 SaleWest | -443.3 | 0 | 100 | 0 |  |  | 4.2 | -1854 |  | 0 | 0 | 0 | 4.18 | 4.18 | -1854
14 SaleEast | -302.5 | 0 | 100 | 0 |  |  | 20 | -6042 |  | 0 | -4396 | -5131 | 36.93 | 51.46 | -15570
15 ExchangeWest | 1467.1 | 0 | 100 | 0 |  |  | 5.5 | 8043 |  | 0 | 0 | 0 | 5.48 | 5.48 | 8043
16 DSMEast | 0 | 0 | 0 | 7 |  |  | 0 | 0 |  | 0 | 0 | 0 | 0 | 0 | 0
Resource Totals | 63217.5 | 0 |  | 7501 | 506744.9 | 9788 |  | 1005989 | 3397 | 14993 | 449358 | 53066 | 16.75 | 24.1 | 1523406
Wheeling | [14 empty] | 1375
Fuel demand charges | [14 empty] | 0
Emissions costs | [14 empty] | 0
Reserve deficiencies | [14 empty] | 1864
E.N.S. | 1.3 | [12 empty] | 1000 | 1263
SYSTEM | [13 empty] | 24.07 | 1521925
Ancil | lary Services Con | tribut | ion An | d Reve | nue Re | port
----- | ----------------- | ------ | ------ | ------ | ------ | ----
|  | #NAME? | illary | Servi | ces (c | ontrib | ution, | revenu | e,rate | )
|  | #NAME? | UP |  | #NAME? | DOWN |  | #NAME? |  |  | #NAME? | PIN |  | #NAME? | PIN2 |  | #NAME? | l
No. | Station | GWh | 0 | $/MW-h | GWh | 0 | $/MW-h | GWh | 0 | $/MW-h | GWh | 0 | $/MW-h | GWh | 0 | $/MW-h | GWh | 0 | $/MW-h
--- | ---------------- | ----- | ----- | ----- | ----- | ----- | ----- | ----- | ----- | ----- | ----- | ----- | ----- | ----- | ----- | ----- | ----- | ----- | -----
1 | BearRiver | 93.6 | 790.8 | 8.4 | 0 | 0 | 0 | 32 | 277.9 | 8.7 | 125.7 | 3547.9 | 28.2 | 0 | 0 | 0 | 251.4 | 4616.6 | 18.4
2 | Clearwater1 | 0 | 0 | 0 | 0 | 0 | 0 | 0 | 0 | 0 | 0 | 0 | 0 | 0 | 0 | 0 | 0 | 0 | 0
3 | Clearwater2 | 0 | 0 | 0 | 0 | 0 | 0 | 0 | 0 | 0 | 0 | 0 | 0 | 0 | 0 | 0 | 0 | 0 | 0
4 | FishCreek | 0 | 0 | 0 | 0 | 0 | 0 | 0 | 0 | 0 | 0 | 0 | 0 | 0 | 0 | 0 | 0 | 0 | 0
5 | GemState_99489 | 0 | 0 | 0 | 0 | 0 | 0 | 0 | 0 | 0 | 0 | 0 | 0 | 0 | 0 | 0 | 0 | 0 | 0
6 | IronGate | 0 | 0 | 0 | 0 | 0 | 0 | 0 | 0 | 0 | 0 | 0 | 0 | 0 | 0 | 0 | 0 | 0 | 0
7 | JCBoyle | 0 | 0 | 0 | 0 | 0 | 0 | 0 | 0 | 0 | 0 | 0 | 0 | 0 | 0 | 0 | 0 | 0 | 0
8 | Lemolo2 | 0 | 0 | 0 | 0 | 0 | 0 | 0 | 0 | 0 | 0 | 0 | 0 | 0 | 0 | 0 | 0 | 0 | 0
9 | Lemolo1 | 0 | 0 | 0 | 0 | 0 | 0 | 0 | 0 | 0 | 1.2 | 24.1 | 19.4 | 0 | 0 | 0 | 1.2 | 24.1 | 19.4
10 | Merwin | 0 | 0 | 0 | 0 | 0 | 0 | 0 | 0 | 0 | 0 | 0 | 0 | 0 | 0 | 0 | 0 | 0 | 0
11 | SmallEastHydro | 0 | 0 | 0 | 0 | 0 | 0 | 0 | 0 | 0 | 0 | 0 | 0 | 0 | 0 | 0 | 0 | 0 | 0
12 | SodaSprings | 0 | 0 | 0 | 0 | 0 | 0 | 0 | 0 | 0 | 0 | 0 | 0 | 0 | 0 | 0 | 0 | 0 | 0
13 | Swift1 | 714.4 | ****** | 24.7 | 0 | 0 | 0 | 378.8 | ****** | 46.2 | 146.9 | 7619.5 | 51.9 | 0 | 0 | 0 | 1240 | ****** | 34.5
14 | Swift2 | 0 | 0 | 0 | 0 | 0 | 0 | 0 | 0 | 0 | 0 | 0 | 0 | 0 | 0 | 0 | 0 | 0 | 0
15 | UKL | 0 | 0 | 0 | 0 | 0 | 0 | 0 | 0 | 0 | 0 | 0 | 0 | 0 | 0 | 0 | 0 | 0 | 0
16 | Yale | 312.2 | ****** | 40.3 | 0 | 0 | 0 | 146.9 | 5881.6 | 40 | 124.3 | 5770.5 | 46.4 | 0 | 0 | 0 | 583.4 | ****** | 41.5
17 | Blundell | 0 | 0 | 0 | 0 | 0 | 0 | 30.3 | 648.4 | 21.4 | 0 | 0 | 0 | 0 | 0 | 0 | 30.3 | 648.4 | 21.4
18 | Carbon1 | 11.5 | 111 | 9.6 | 0 | 0 | 0 | 5.7 | 68.6 | 12.1 | 0.4 | 23 | 51.6 | 0 | 0 | 0 | 17.6 | 202.5 | 11.5
19 | Carbon2 | 9.9 | 94.3 | 9.6 | 0 | 0 | 0 | 6.8 | 86.5 | 12.8 | 0.2 | 12 | 51.9 | 0 | 0 | 0 | 16.8 | 192.8 | 11.4
20 | Cholla4 | 179.7 | 1850.7 | 10.3 | 0 | 0 | 0 | 48.9 | 622.7 | 12.7 | 0.9 | 18.3 | 20.7 | 0 | 0 | 0 | 229.5 | 2491.7 | 10.9
21 | Colstrip3 | 0 | 0 | 0 | 0 | 0 | 0 | 0 | 0 | 0 | 4.2 | 1.2 | 0.3 | 0 | 0 | 0 | 4.2 | 1.2 | 0.3
22 | Colstrip4 | 0 | 0 | 0 | 0 | 0 | 0 | 0 | 0 | 0 | 3.6 | 0.7 | 0.2 | 0 | 0 | 0 | 3.6 | 0.7 | 0.2
23 | Craig1 | 0 | 0 | 0 | 0 | 0 | 0 | 0 | 0 | 0 | 0 | 0 | 0 | 0 | 0 | 0 | 0 | 0 | 0
24 | Craig2 | 0 | 0 | 0 | 0 | 0 | 0 | 0 | 0 | 0 | 0 | 0 | 0 | 0 | 0 | 0 | 0 | 0 | 0
25 | GadsbyGT3 | 2.4 | 188.8 | 79.7 | 0 | 0 | 0 | 0 | 0 | 0 | 0 | 0 | 0 | 0 | 0 | 0 | 2.4 | 188.8 | 79.7
26 | Gadsby1 | 0.6 | 151 | 253.5 | 0 | 0 | 0 | 0.1 | 1.4 | 28.9 | 0 | 0 | 0 | 0 | 0 | 0 | 0.6 | 152.5 | 236.1
27 | Gadsby2 | 0.9 | 153.3 | 167.9 | 0 | 0 | 0 | 0 | 0 | 0 | 0 | 0 | 0 | 0 | 0 | 0 | 0.9 | 153.3 | 167.9
28 | Gadsby3 | 2.1 | 206.8 | 96.3 | 0 | 0 | 0 | 0.5 | 14.8 | 30.8 | 0.1 | 0.6 | 10.2 | 0 | 0 | 0 | 2.7 | 222.3 | 82.6
29 | GadsbyGT2 | 6.5 | 234.7 | 36.1 | 0 | 0 | 0 | 0.3 | 8.4 | 32 | 0 | 0 | 0 | 0 | 0 | 0 | 6.8 | 243.1 | 35.9
30 | GadsbyGT1 | 4.2 | 200.1 | 48.1 | 0 | 0 | 0 | 0.3 | 8.3 | 31.9 | 0 | 0 | 0 | 0 | 0 | 0 | 4.4 | 208.4 | 47.1
31 | Hayden1 | 0 | 0 | 0 | 0 | 0 | 0 | 0 | 0 | 0 | 0 | 0 | 0 | 0 | 0 | 0 | 0 | 0 | 0
32 | Hayden2 | 0 | 0 | 0 | 0 | 0 | 0 | 0 | 0 | 0 | 0 | 33.4 | 976.7 | 0 | 0 | 0 | 0 | 33.4 | 976.7
33 | Hermiston2 | 103.3 | 347 | 3.4 | 0 | 0 | 0 | 18.7 | 8.3 | 0.4 | 67.8 | 10.2 | 0.2 | 0 | 0 | 0 | 189.8 | 365.5 | 1.9
34 | Hunter3 | 60 | 654.6 | 10.9 | 0 | 0 | 0 | 12.8 | 186.1 | 14.5 | 0 | 0 | 0 | 0 | 0 | 0 | 72.8 | 840.6 | 11.5
35 | Hunter1 | 51.8 | 584.4 | 11.3 | 0 | 0 | 0 | 11.2 | 193.9 | 17.4 | 0 | 0 | 0 | 0 | 0 | 0 | 63 | 778.3 | 12.4
36 | Hunter2 | 38.2 | 446.2 | 11.7 | 0 | 0 | 0 | 8 | 171.2 | 21.5 | 0 | 0 | 0 | 0 | 0 | 0 | 46.2 | 617.4 | 13.4
37 | Huntington1 | 28.3 | 345.8 | 12.2 | 0 | 0 | 0 | 8.8 | 223.4 | 25.4 | 0 | 0 | 0 | 0 | 0 | 0 | 37.1 | 569.2 | 15.4
38 | Huntington2 | 31.1 | 367.1 | 11.8 | 0 | 0 | 0 | 10.4 | 254 | 24.3 | 0 | 0 | 0 | 0 | 0 | 0 | 41.5 | 621.2 | 15
39 | JBridger1 | 28.5 | 190.3 | 6.7 | 0 | 0 | 0 | 11.9 | 40.4 | 3.4 | 9.5 | 19.9 | 2.1 | 0 | 0 | 0 | 49.9 | 250.5 | 5
40 | JBridger2 | 20.6 | 168.8 | 8.2 | 0 | 0 | 0 | 12.7 | 52 | 4.1 | 12.5 | 4.5 | 0.4 | 0 | 0 | 0 | 45.8 | 225.3 | 4.9
41 | JBridger3 | 12.5 | 20.1 | 1.6 | 0 | 0 | 0 | 15.1 | 18.6 | 1.2 | 34.3 | 2.4 | 0.1 | 0 | 0 | 0 | 61.8 | 41 | 0.7
42 | JBridger4 | 18 | 185.4 | 10.3 | 0 | 0 | 0 | 12 | 64.4 | 5.4 | 14.5 | 49.7 | 3.4 | 0 | 0 | 0 | 44.5 | 299.5 | 6.7
43 | JamesRiverCG | 0 | 0 | 0 | 0 | 0 | 0 | 0 | 0 | 0 | 0 | 0 | 0 | 0 | 0 | 0 | 0 | 0 | 0
44 | Johnston1 | 0 | 0 | 0 | 0 | 0 | 0 | 0 | 0 | 0 | 0.6 | 1.4 | 2.5 | 0 | 0 | 0 | 0.6 | 1.4 | 2.5
45 | Johnston2 | 0 | 0 | 0 | 0 | 0 | 0 | 0 | 0 | 0 | 0.4 | 0.9 | 2.5 | 0 | 0 | 0 | 0.4 | 0.9 | 2.5
46 | Johnston3 | 0 | 0 | 0 | 0 | 0 | 0 | 0 | 0 | 0 | 0.2 | 0.5 | 2.4 | 0 | 0 | 0 | 0.2 | 0.5 | 2.4
47 | Johnston4 | 0 | 0 | 0 | 0 | 0 | 0 | 0 | 0 | 0 | 1.2 | 4 | 3.4 | 0 | 0 | 0 | 1.2 | 4 | 3.4
48 | Naughton1 | 106.8 | 1049.7 | 9.8 | 0 | 0 | 0 | 37.4 | 434.5 | 11.6 | 0 | 0 | 0 | 0 | 0 | 0 | 144.1 | 1484.2 | 10.3
49 | Naughton2 | 130.8 | 1373.7 | 10.5 | 0 | 0 | 0 | 41.5 | 499.6 | 12.1 | 0 | 0 | 0 | 0 | 0 | 0 | 172.3 | 1873.3 | 10.9
50 | WestValleyCi GT1 | 0 | 0 | 0 | 0 | 0 | 0 | 0 | 0 | 0 | 0 | 0 | 0 | 0 | 0 | 0 | 0 | 0 | 0
51 | WestValleyCi GT4 | 0 | 0 | 0 | 0 | 0 | 0 | 0 | 0 | 0 | 0 | 0 | 0 | 0 | 0 | 0 | 0 | 0 | 0
52 | WestValleyCi GT5 | 0 | 0 | 0 | 0 | 0 | 0 | 0 | 0 | 0 | 0 | 0 | 0 | 0 | 0 | 0 | 0 | 0 | 0
53 | WestValleyCi GT3 | 0 | 0 | 0 | 0 | 0 | 0 | 0 | 0 | 0 | 0 | 0 | 0 | 0 | 0 | 0 | 0 | 0 | 0
54 | WestValleyCi GT2 | 0 | 0 | 0 | 0 | 0 | 0 | 0 | 0 | 0 | 0 | 0 | 0 | 0 | 0 | 0 | 0 | 0 | 0
55 | Wyodak1 | 0 | 0 | 0 | 0 | 0 | 0 | 0 | 0 | 0 | 0 | 0 | 1.6 | 0 | 0 | 0 | 0 | 0 | 1.6
56 | CurrantCreek | 518.9 | 5599.8 | 10.8 | 0 | 0 | 0 | 155.8 | 1556.7 | 10 | 0.4 | 15.1 | 43.1 | 0 | 0 | 0 | 675.1 | 7171.6 | 10.6
57 | BigFork | 0 | 0 | 0 | 0 | 0 | 0 | 0 | 0 | 0 | 0 | 0 | 0 | 0 | 0 | 0 | 0 | 0 | 0
58 | LakeSide | 668.2 | 7245.3 | 10.8 | 0 | 0 | 0 | 95.3 | 1280 | 13.4 | 0 | 0.5 | 26.9 | 0 | 0 | 0 | 763.6 | 8525.7 | 11.2
59 | PAC-COB SALE | 0 | 0 | 0 | 0 | 0 | 0 | 0 | 0 | 0 | 0 | 0 | 0 | 0 | 0 | 0 | 0 | 0 | 0
60 | PAC-COB PUR | 0 | 0 | 0 | 0 | 0 | 0 | 26.3 | 61.4 | 2.3 | 9.1 | 3 | 0.3 | 0 | 0 | 0 | 35.4 | 64.4 | 1.8
61 | PAC-MIDC SALE | 0 | 0 | 0 | 0 | 0 | 0 | 0 | 0 | 0 | 0 | 0 | 0 | 0 | 0 | 0 | 0 | 0 | 0
62 | PAC-MIDC PUR | 0 | 0 | 0 | 0 | 0 | 0 | 298 | 118.5 | 0.4 | 60 | 2.7 | 0 | 0 | 0 | 0 | 358 | 121.2 | 0.3
63 | PAC-FC SALE | 0 | 0 | 0 | 0 | 0 | 0 | 0 | 0 | 0 | 0 | 0 | 0 | 0 | 0 | 0 | 0 | 0 | 0
64 | PAC-FC PUR | 0 | 0 | 0 | 0 | 0 | 0 | 56.3 | 1288.3 | 22.9 | 0 | 0 | 0 | 0 | 0 | 0 | 56.3 | 1288.3 | 22.9
65 | PAC-PV SALE | 0 | 0 | 0 | 0 | 0 | 0 | 0 | 0 | 0 | 0 | 0 | 0 | 0 | 0 | 0 | 0 | 0 | 0
66 | PAC-PV PUR | 0 | 0 | 0 | 0 | 0 | 0 | 192.4 | 3354.2 | 17.4 | 0 | 0 | 0 | 0 | 0 | 0 | 192.4 | 3354.2 | 17.4
67 | Monsanto_145258 | 0 | 0 | 0 | 0 | 0 | 0 | 0 | 0 | 0 | 116.4 | 528 | 4.5 | 0 | 0 | 0 | 116.4 | 528 | 4.5
68 | APS_27875_Supp | 0 | 0 | 0 | 0 | 0 | 0 | 130.4 | 719 | 5.5 | 0 | 0 | 0 | 0 | 0 | 0 | 130.4 | 719 | 5.5
69 | REDD_66276_Out | 0 | 0 | 0 | 0 | 0 | 0 | 0 | 0 | 0 | 0 | 0 | 0 | 0 | 0 | 0 | 0 | 0 | 0
70 | Douglas_38185 | 0 | 0 | 0 | 0 | 0 | 0 | 0 | 0 | 0 | 0 | 0 | 0 | 0 | 0 | 0 | 0 | 0 | 0
71 | PGE_Cove_83984 | 0 | 0 | 0 | 0 | 0 | 0 | 0 | 0 | 0 | 0 | 0 | 0 | 0 | 0 | 0 | 0 | 0 | 0
72 | FC1_42818_Out | 0 | 0 | 0 | 0 | 0 | 0 | 0 | 0 | 0 | 0 | 0 | 0 | 0 | 0 | 0 | 0 | 0 | 0
73 | FC1_63510_Out | 0 | 0 | 0 | 0 | 0 | 0 | 0 | 0 | 0 | 0 | 0 | 0 | 0 | 0 | 0 | 0 | 0 | 0
74 | FC4_79207_Out | 0 | 0 | 0 | 0 | 0 | 0 | 0 | 0 | 0 | 0 | 0 | 0 | 0 | 0 | 0 | 0 | 0 | 0
75 | Cowlitz_65787 | 0 | 0 | 0 | 0 | 0 | 0 | 0 | 0 | 0 | 0 | 0 | 0 | 0 | 0 | 0 | 0 | 0 | 0
76 | SIE_64885_McNary | 0 | 0 | 0 | 0 | 0 | 0 | 0 | 0 | 0 | 0 | 0 | 0 | 0 | 0 | 0 | 0 | 0 | 0
77 | SMUD_24296_In | 0 | 0 | 0 | 0 | 0 | 0 | 0 | 0 | 0 | 0 | 0 | 0 | 0 | 0 | 0 | 0 | 0 | 0
78 | APS_58118_FC_In | 0 | 0 | 0 | 0 | 0 | 0 | 0 | 0 | 0 | 0 | 0 | 0 | 0 | 0 | 0 | 0 | 0 | 0
79 | APS_58119_FC_Out | 0 | 0 | 0 | 0 | 0 | 0 | 0 | 0 | 0 | 0 | 0 | 0 | 0 | 0 | 0 | 0 | 0 | 0
80 | REDD_66276_In | 0 | 0 | 0 | 0 | 0 | 0 | 0 | 0 | 0 | 0 | 0 | 0 | 0 | 0 | 0 | 0 | 0 | 0
81 | APS_58118_AZ_In | 0 | 0 | 0 | 0 | 0 | 0 | 0 | 0 | 0 | 0 | 0 | 0 | 0 | 0 | 0 | 0 | 0 | 0
82 | APS_58119_AZ_Out | 0 | 0 | 0 | 0 | 0 | 0 | 0 | 0 | 0 | 0 | 0 | 0 | 0 | 0 | 0 | 0 | 0 | 0
83 | SIE_64885_Goshen | 0 | 0 | 0 | 0 | 0 | 0 | 0 | 0 | 0 | 0 | 0 | 0 | 0 | 0 | 0 | 0 | 0 | 0
84 | Hermiston1 | 92 | 257.1 | 2.8 | 0 | 0 | 0 | 29.2 | 34.2 | 1.2 | 77.9 | 16.1 | 0.2 | 0 | 0 | 0 | 199 | 307.4 | 1.5
85 | Deseret_194277 | 0 | 0 | 0 | 0 | 0 | 0 | 337.1 | 4946 | 14.7 | 0 | 0 | 0 | 0 | 0 | 0 | 337.1 | 4946 | 14.7
86 | DSM_ID_Irrigate | 0 | 0 | 0 | 0 | 0 | 0 | 3.8 | 59.1 | 15.7 | 17.8 | 276.9 | 15.6 | 0 | 0 | 0 | 21.5 | 336.1 | 15.6
87 | QF_Exxon_236032 | 0 | 0 | 0 | 0 | 0 | 0 | 0 | 0 | 0 | 0 | 0 | 0 | 0 | 0 | 0 | 0 | 0 | 0
88 | QF_SUNN_Ad_59965 | 0 | 0 | 0 | 0 | 0 | 0 | 0 | 0 | 0 | 0 | 0 | 0 | 0 | 0 | 0 | 0 | 0 | 0
89 | QF_SUNN_Ba_83997 | 0 | 0 | 0 | 0 | 0 | 0 | 0 | 0 | 0 | 0 | 0 | 0 | 0 | 0 | 0 | 0 | 0 | 0
90 | QF_Tesoro_519533 | 0 | 0 | 0 | 0 | 0 | 0 | 0 | 0 | 0 | 0 | 0 | 0 | 0 | 0 | 0 | 0 | 0 | 0
91 | BHPL_28160_Loss | 0 | 0 | 0 | 0 | 0 | 0 | 0 | 0 | 0 | 0 | 0 | 0 | 0 | 0 | 0 | 0 | 0 | 0
92 | Rogue | 0 | 0 | 0 | 0 | 0 | 0 | 0 | 0 | 0 | 0 | 0 | 0 | 0 | 0 | 0 | 0 | 0 | 0
93 | MidColumbia | 35.1 | 673.5 | 19.2 | 0 | 0 | 0 | 38.6 | 844.6 | 21.9 | 35.3 | 928.1 | 26.3 | 0 | 0 | 0 | 109 | 2446.2 | 22.4
94 | Toketee-Slide | 0 | 0 | 0 | 0 | 0 | 0 | 0 | 0 | 0 | 0 | 0 | 0 | 0 | 0 | 0 | 0 | 0 | 0
95 | SmallWestHydro | 0 | 0 | 0 | 0 | 0 | 0 | 0 | 0 | 0 | 0 | 0 | 0 | 0 | 0 | 0 | 0 | 0 | 0
96 | PSCO_340325_In | 0 | 0 | 0 | 0 | 0 | 0 | 0 | 0 | 0 | 0 | 0 | 0 | 0 | 0 | 0 | 0 | 0 | 0
97 | PSCO_340325_Out | 0 | 0 | 0 | 0 | 0 | 0 | 0 | 0 | 0 | 0 | 0 | 0 | 0 | 0 | 0 | 0 | 0 | 0
98 | HURR_393045_S | 0 | 0 | 0 | 0 | 0 | 0 | 0 | 0 | 0 | 0 | 0 | 0 | 0 | 0 | 0 | 0 | 0 | 0
99 | HURR_393045_P | 0 | 0 | 0 | 0 | 0 | 0 | 0 | 0 | 0 | 0 | 0 | 0 | 0 | 0 | 0 | 0 | 0 | 0
100 | QF_EVB_351030 | 0 | 0 | 0 | 0 | 0 | 0 | 0 | 0 | 0 | 0 | 0 | 0 | 0 | 0 | 0 | 0 | 0 | 0
101 | WEYE_Res_356685 | 0 | 0 | 0 | 0 | 0 | 0 | 0 | 0 | 0 | 0 | 0 | 0 | 0 | 0 | 0 | 0 | 0 | 0
102 | Chehalis | 146.2 | 583.3 | 4 | 0 | 0 | 0 | 63.5 | 190.2 | 3 | 30.3 | 54.1 | 1.8 | 0 | 0 | 0 | 240 | 827.6 | 3.4
103 | PAC-Mead PUR | 0 | 0 | 0 | 0 | 0 | 0 | 29.9 | 424.4 | 14.2 | 0 | 0 | 0 | 0 | 0 | 0 | 29.9 | 424.4 | 14.2
104 | PAC-Mead SALE | 0 | 0 | 0 | 0 | 0 | 0 | 0 | 0 | 0 | 0 | 0 | 0 | 0 | 0 | 0 | 0 | 0 | 0
105 | PAC-Mona PUR | 0 | 0 | 0 | 0 | 0 | 0 | 805 | 8776.5 | 10.9 | 0 | 0 | 0 | 0 | 0 | 0 | 805 | 8776.5 | 10.9
106 | PAC-Mona SALE | 0 | 0 | 0 | 0 | 0 | 0 | 0 | 0 | 0 | 0 | 0 | 0 | 0 | 0 | 0 | 0 | 0 | 0
107 | Copco 1-2 | 0 | 0 | 0 | 0 | 0 | 0 | 57.8 | 1602.7 | 27.7 | 22.4 | 427.3 | 19.1 | 0 | 0 | 0 | 80.2 | 2030 | 25.3
108 | QF_CA_Hydro | 0 | 0 | 0 | 0 | 0 | 0 | 0 | 0 | 0 | 0 | 0 | 0 | 0 | 0 | 0 | 0 | 0 | 0
109 | QF_OR_Biomass | 0 | 0 | 0 | 0 | 0 | 0 | 0 | 0 | 0 | 0 | 0 | 0 | 0 | 0 | 0 | 0 | 0 | 0
110 | QF_OR_Hydro | 0 | 0 | 0 | 0 | 0 | 0 | 0 | 0 | 0 | 0 | 0 | 0 | 0 | 0 | 0 | 0 | 0 | 0
111 | QF_OR_Thermal | 0 | 0 | 0 | 0 | 0 | 0 | 0 | 0 | 0 | 0 | 0 | 0 | 0 | 0 | 0 | 0 | 0 | 0
112 | QF_UTS_Biomass | 0 | 0 | 0 | 0 | 0 | 0 | 0 | 0 | 0 | 0 | 0 | 0 | 0 | 0 | 0 | 0 | 0 | 0
113 | QF_UTN_Hydro | 0 | 0 | 0 | 0 | 0 | 0 | 0 | 0 | 0 | 0 | 0 | 0 | 0 | 0 | 0 | 0 | 0 | 0
114 | QF_WAYA_Biomass | 0 | 0 | 0 | 0 | 0 | 0 | 0 | 0 | 0 | 0 | 0 | 0 | 0 | 0 | 0 | 0 | 0 | 0
115 | QF_WAWW_Hydro | 0 | 0 | 0 | 0 | 0 | 0 | 0 | 0 | 0 | 0 | 0 | 0 | 0 | 0 | 0 | 0 | 0 | 0
116 | QF_WAYA_Wind | 0 | 0 | 0 | 0 | 0 | 0 | 0 | 0 | 0 | 0 | 0 | 0 | 0 | 0 | 0 | 0 | 0 | 0
117 | QF_WY_Hydro | 0 | 0 | 0 | 0 | 0 | 0 | 0 | 0 | 0 | 0 | 0 | 0 | 0 | 0 | 0 | 0 | 0 | 0
118 | QF_ID_Hydro | 0 | 0 | 0 | 0 | 0 | 0 | 0 | 0 | 0 | 0 | 0 | 0 | 0 | 0 | 0 | 0 | 0 | 0
119 | PAC-NOB PUR | 0 | 0 | 0 | 0 | 0 | 0 | 1.9 | 0.3 | 0.2 | 0.1 | 0.1 | 1 | 0 | 0 | 0 | 2 | 0.4 | 0.2
120 | SCL_New_Out | 0 | 0 | 0 | 0 | 0 | 0 | 0 | 0 | 0 | 0 | 0 | 0 | 0 | 0 | 0 | 0 | 0 | 0
121 | QF_RBFP_E20771 | 0 | 0 | 0 | 0 | 0 | 0 | 0 | 0 | 0 | 0 | 0 | 0 | 0 | 0 | 0 | 0 | 0 | 0
122 | ConstEng_E999691 | 0 | 0 | 0 | 0 | 0 | 0 | 0 | 0 | 0 | 0 | 0 | 0 | 0 | 0 | 0 | 0 | 0 | 0
123 | TMF_BioF_E20958 | 0 | 0 | 0 | 0 | 0 | 0 | 0 | 0 | 0.8 | 0 | 0 | 0 | 0 | 0 | 0 | 0 | 0 | 0.8
124 | PAC-NOB SALE | 0 | 0 | 0 | 0 | 0 | 0 | 0 | 0 | 0 | 0 | 0 | 0 | 0 | 0 | 0 | 0 | 0 | 0
125 | I_Naughton3_GCF | 19.2 | 361.5 | 18.8 | 0 | 0 | 0 | 19.1 | 498.9 | 26.1 | 0.4 | 6.2 | 14 | 0 | 0 | 0 | 38.8 | 866.5 | 22.3
126 | BHPL_27013R_MC_S | 0 | 0 | 0 | 0 | 0 | 0 | 0 | 0 | 0 | 0 | 0 | 0 | 0 | 0 | 0 | 0 | 0 | 0
127 | BHPL_27013R_US_S | 0 | 0 | 0 | 0 | 0 | 0 | 0 | 0 | 0 | 0 | 0 | 0 | 0 | 0 | 0 | 0 | 0 | 0
128 | UMPA_45631R_S | 0 | 0 | 0 | 0 | 0 | 0 | 0 | 0 | 0 | 0 | 0 | 0 | 0 | 0 | 0 | 0 | 0 | 0
129 | DorenaHyd_20887 | 0 | 0 | 0 | 0 | 0 | 0 | 0 | 0 | 0 | 0 | 0 | 0 | 0 | 0 | 0 | 0 | 0 | 0
130 | QF_Bioms1_234159 | 0 | 0 | 0 | 0 | 0 | 0 | 0 | 0 | 0 | 0 | 0 | 0 | 0 | 0 | 0 | 0 | 0 | 0
131 | ObsidianBlkCap | 0 | 0 | 0 | 0 | 0 | 0 | 0 | 0 | 0 | 0 | 0 | 0 | 0 | 0 | 0 | 0 | 0 | 0
132 | QF_CA_Biomass | 0 | 0 | 0 | 0 | 0 | 0 | 0 | 0 | 0 | 0 | 0 | 0 | 0 | 0 | 0 | 0 | 0 | 0
133 | QF_ID_Biomass | 0 | 0 | 0 | 0 | 0 | 0 | 0 | 0 | 0 | 0 | 0 | 0 | 0 | 0 | 0 | 0 | 0 | 0
134 | QF_UTN_Wind | 0 | 0 | 0 | 0 | 0 | 0 | 0 | 0 | 0 | 0 | 0 | 0 | 0 | 0 | 0 | 0 | 0 | 0
135 | QF_WAYA_Hydro | 0 | 0 | 0 | 0 | 0 | 0 | 0 | 0 | 0 | 0 | 0 | 0 | 0 | 0 | 0 | 0 | 0 | 0
136 | QF_WY_Wind | 0 | 0 | 0 | 0 | 0 | 0 | 0 | 0 | 0 | 0 | 0 | 0 | 0 | 0 | 0 | 0 | 0 | 0
137 | DSM_CooKeeper_Te | 0 | 0 | 0 | 0 | 0 | 0 | 6.6 | 109 | 16.5 | 11.1 | 169.2 | 15.3 | 0 | 0 | 0 | 17.7 | 278.2 | 15.8
138 | DSM_UT_Irrigate_ | 0 | 0 | 0 | 0 | 0 | 0 | 1.4 | 22.4 | 15.9 | 5 | 81.9 | 16.5 | 0 | 0 | 0 | 6.4 | 104.3 | 16.4
139 | BHPL_27013R_WYNE | 0 | 0 | 0 | 0 | 0 | 0 | 0 | 0 | 0 | 0 | 0 | 0 | 0 | 0 | 0 | 0 | 0 | 0
140 | BHPL_27013R_JB | 0 | 0 | 0 | 0 | 0 | 0 | 0 | 0 | 0 | 0 | 0 | 0 | 0 | 0 | 0 | 0 | 0 | 0
141 | QF_Latigo_21022 | 0 | 0 | 0 | 0 | 0 | 0 | 0 | 0 | 0 | 0 | 0 | 0 | 0 | 0 | 0 | 0 | 0 | 0
142 | Long Ridge1_2102 | 0 | 0 | 0 | 0 | 0 | 0 | 0 | 0 | 0 | 0 | 0 | 0 | 0 | 0 | 0 | 0 | 0 | 0
143 | Long Ridge2_2102 | 0 | 0 | 0 | 0 | 0 | 0 | 0 | 0 | 0 | 0 | 0 | 0 | 0 | 0 | 0 | 0 | 0 | 0
144 | BlueMountain_210 | 0 | 0 | 0 | 0 | 0 | 0 | 0 | 0 | 0 | 0 | 0 | 0 | 0 | 0 | 0 | 0 | 0 | 0
145 | Buckhorn_Solar | 0 | 0 | 0 | 0 | 0 | 0 | 0 | 0 | 0 | 0 | 0 | 0 | 0 | 0 | 0 | 0 | 0 | 0
146 | CedarValley_Sola | 0 | 0 | 0 | 0 | 0 | 0 | 0 | 0 | 0 | 0 | 0 | 0 | 0 | 0 | 0 | 0 | 0 | 0
147 | Beryl_Solar | 0 | 0 | 0 | 0 | 0 | 0 | 0 | 0 | 0 | 0 | 0 | 0 | 0 | 0 | 0 | 0 | 0 | 0
148 | Greenvile_Solar | 0 | 0 | 0 | 0 | 0 | 0 | 0 | 0 | 0 | 0 | 0 | 0 | 0 | 0 | 0 | 0 | 0 | 0
149 | MilfordFlat_Sola | 0 | 0 | 0 | 0 | 0 | 0 | 0 | 0 | 0 | 0 | 0 | 0 | 0 | 0 | 0 | 0 | 0 | 0
150 | QF_UTN_Solar | 0 | 0 | 0 | 0 | 0 | 0 | 0 | 0 | 0 | 0 | 0 | 0 | 0 | 0 | 0 | 0 | 0 | 0
151 | QF_FiddlerCanyon | 0 | 0 | 0 | 0 | 0 | 0 | 0 | 0 | 0 | 0 | 0 | 0 | 0 | 0 | 0 | 0 | 0 | 0
152 | QF_SouthMilford_ | 0 | 0 | 0 | 0 | 0 | 0 | 0 | 0 | 0 | 0 | 0 | 0 | 0 | 0 | 0 | 0 | 0 | 0
153 | QF_Manderfield_2 | 0 | 0 | 0 | 0 | 0 | 0 | 0 | 0 | 0 | 0 | 0 | 0 | 0 | 0 | 0 | 0 | 0 | 0
154 | QF_GranitePeak_2 | 0 | 0 | 0 | 0 | 0 | 0 | 0 | 0 | 0 | 0 | 0 | 0 | 0 | 0 | 0 | 0 | 0 | 0
155 | QF_LahoSolar_210 | 0 | 0 | 0 | 0 | 0 | 0 | 0 | 0 | 0 | 0 | 0 | 0 | 0 | 0 | 0 | 0 | 0 | 0
156 | OSIP_Projects | 0 | 0 | 0 | 0 | 0 | 0 | 0 | 0 | 0 | 0 | 0 | 0 | 0 | 0 | 0 | 0 | 0 | 0
157 | PSCO_FC_340325_o | 0 | 0 | 0 | 0 | 0 | 0 | 0 | 0 | 0 | 0 | 0 | 0 | 0 | 0 | 0 | 0 | 0 | 0
158 | Tri-State_27057 | 0 | 0 | 0 | 0 | 0 | 0 | 0 | 0 | 0 | 0 | 0 | 0 | 0 | 0 | 0 | 0 | 0 | 0
159 | StoneHouseSolar_ | 0 | 0 | 0 | 0 | 0 | 0 | 0 | 0 | 0 | 0 | 0 | 0 | 0 | 0 | 0 | 0 | 0 | 0
160 | BevansPoint | 0 | 0 | 0 | 0 | 0 | 0 | 0 | 0 | 0 | 0 | 0 | 0 | 0 | 0 | 0 | 0 | 0 | 0
161 | MagCorp_144408 | 0 | 0 | 0 | 0 | 0 | 0 | 0 | 0 | 0 | 678.5 | ****** | 17.4 | 0 | 0 | 0 | 678.5 | ****** | 17.4
162 | Nucor_137328 | 0 | 0 | 0 | 0 | 0 | 0 | 0 | 0 | 0 | 534.2 | 9275.2 | 17.4 | 0 | 0 | 0 | 534.2 | 9275.2 | 17.4
163 | MonsanCur_145258 | 0 | 0 | 0 | 0 | 0 | 0 | 0 | 0 | 0 | 0 | 0 | 0 | 0 | 0 | 0 | 0 | 0 | 0
164 | SCL_New_Reserve | 0 | 0 | 0 | 0 | 0 | 0 | 0 | 0 | 0 | 0 | 0 | 0 | 0 | 0 | 0 | 0 | 0 | 0
165 | LakeSide2 | 893.3 | 9360.8 | 10.5 | 0 | 0 | 0 | 92.5 | 648 | 7 | 0.1 | 1.9 | 21.7 | 0 | 0 | 0 | 985.9 | ****** | 10.2
166 | WI_Goshen | 0 | 0 | 0 | 0 | 0 | 0 | 0 | 0 | 0 | 0 | 0 | 0 | 0 | 0 | 0 | 0 | 0 | 0
167 | WI_MidC | 0 | 0 | 0 | 0 | 0 | 0 | 0 | 0 | 0 | 0 | 0 | 0 | 0 | 0 | 0 | 0 | 0 | 0
168 | WI_UtahNorth | 0 | 0 | 0 | 0 | 0 | 0 | 0 | 0 | 0 | 0 | 0 | 0 | 0 | 0 | 0 | 0 | 0 | 0
169 | WI_WallaWalla | 0 | 0 | 0 | 0 | 0 | 0 | 0 | 0 | 0 | 0 | 0 | 0 | 0 | 0 | 0 | 0 | 0 | 0
170 | WI_WyomingNE | 0 | 0 | 0 | 0 | 0 | 0 | 0 | 0 | 0 | 0 | 0 | 0 | 0 | 0 | 0 | 0 | 0 | 0
| SYSTEM TOTAL | 4340.9 | ****** | 14.7 | 0 | 0 | 0 | 3291.6 | ****** | 16.3 | 2147.5 | ****** | 19 | 0 | 0 | 0 | 9780 | ****** | 16.2
Ancil | lary S | ervices Deficit R | eport
----- | ------ | ----------------- | -----
|  |  | ---------------- | #NAME? | ncillary S | ervices -- | ---------- | ----------
[5 empty] | Required | Available | Deficit | DefCost
No. | Type | Deficit Area | Name | Hrs | GWh | GWh | GWh | 0
--- | ---- | ---------------- | ---------------- | ------ | --------- | --------- | --------- | ---------
1 | CA | PAC EAST | REG.UP | 22 | 2858.9 | 2858.1 | 0.8 | 0
2 | CA | PAC EAST | REG.DOWN | 0 | 0 | 0 | 0 | 0
3 | CA | PAC EAST | SPIN | 508 | 2182.5 | 2180.3 | 2.1 | 231.7
4 | CA | PAC EAST | NONSPIN | 0 | 1493.6 | 1493.6 | 0 | 0
5 | CA | PAC EAST | NONSPIN2 | 0 | 0 | 0 | 0 | 0
6 | CA | PAC WEST | REG.UP | 26 | 1483.3 | 1482.7 | 0.6 | 0
7 | CA | PAC WEST | REG.DOWN | 0 | 0 | 0 | 0 | 0
8 | CA | PAC WEST | SPIN | 52 | 1111.5 | 1111.3 | 0.2 | 0
9 | CA | PAC WEST | NONSPIN | 57 | 653.9 | 653.9 | 0 | 0
10 | CA | PAC WEST | NONSPIN2 | 0 | 0 | 0 | 0 | 0
Stati | on Report
----- | ---------
|  |  | Aux | Cap |  |  | Heat H | ours | Fuel/P | rch Cost | Star | t Star | t O&M | O&M | Opert | Total | Total
|  | Energy | Dmnd | Fctr | Sta- | FuelBurn | Rate | per | ¢/MBtu | <F> $0 | 00 Fu | el Co | st Fix | ed V | ar Co | st Co | st Cost
No. | Station | GWh | GWh | % | rts | GBtu | Btu/kWh | Unit | $/MWh | <P> $00 | 0 GBt | u $00 | 0 $00 | 0 $00 | 0 $/MW | h $/MW | h $000
--- | ---------------- | -------- | ------ | ----- | ---- | --------- | ------ | ---- | ------ | --- ----- | ---- | ----- | ------ | ----- | ------ | ------ | --------
1 | BearRiver | 148.4 | 0 | 29.5 | 0 |  |  | 8760 | 0 | 0 |  | 0 | 0 | 0 | 0 | 0 | 0
2 | Clearwater1 | 33.4 | 0 | 97.5 | 0 |  |  | 8760 | 0 | 0 |  | 0 | 0 | 0 | 0 | 0 | 0
3 | Clearwater2 | 45 | 0 | 99 | 0 |  |  | 8760 | 0 | 0 |  | 0 | 0 | 0 | 0 | 0 | 0
4 | FishCreek | 36.5 | 0 | 100 | 0 |  |  | 8760 | 0 | 0 |  | 0 | 0 | 0 | 0 | 0 | 0
5 | GemState_99489 | 49.7 | 0 | 100 | 0 |  |  | 8760 | 0 | 0 |  | 0 | 0 | 0 | 0 | 0 | 0
6 | IronGate | 132.6 | 0 | 100 | 0 |  |  | 8760 | 0 | 0 |  | 0 | 0 | 0 | 0 | 0 | 0
7 | JCBoyle | 322.7 | 0 | 100 | 0 |  |  | 8760 | 0 | 0 |  | 0 | 0 | 0 | 0 | 0 | 0
8 | Lemolo2 | 149.4 | 0 | 100 | 0 |  |  | 8760 | 0 | 0 |  | 0 | 0 | 0 | 0 | 0 | 0
9 | Lemolo1 | 134.8 | 0 | 96 | 0 |  |  | 8760 | 0 | 0 |  | 0 | 0 | 0 | 0 | 0 | 0
10 | Merwin | 417.1 | 0 | 100 | 0 |  |  | 8760 | 0 | 0 |  | 0 | 0 | 0 | 0 | 0 | 0
11 | SmallEastHydro | 110.1 | 0 | 100 | 0 |  |  | 8760 | 0 | 0 |  | 0 | 0 | 0 | 0 | 0 | 0
12 | SodaSprings | 43.2 | 0 | 100 | 0 |  |  | 8760 | 0 | 0 |  | 0 | 0 | 0 | 0 | 0 | 0
13 | Swift1 | 744 | 0 | 34.2 | 0 |  |  | 8760 | 0 | 0 |  | 0 | 0 | 0 | 0 | 0 | 0
14 | Swift2 | 228.8 | 0 | 94.5 | 0 |  |  | 8760 | 0 | 0 |  | 0 | 0 | 0 | 0 | 0 | 0
15 | UKL | 0 | 0 | 0 | 0 |  |  | 0 | 0 | 0 |  | 0 | 0 | 0 | 0 | 0 | 0
16 | Yale | 631.1 | 0 | 43.4 | 0 |  |  | 8760 | 0 | 0 |  | 0 | 0 | 0 | 0 | 0 | 0
17 | Blundell | 213.9 | 0 | 80.4 | 1 | 2139 | 10000 | 8424 | 0 | 0 | 0 | 0 | 0 | 569 | 2.66 | 2.66 | 569
18 | Carbon1 | 92.7 | 0 | 68.6 | 0 | 1148.6 | 12393 | 2160 | 194.5 | 2234 | 0 | 0 | 0 | 211 | 26.38 | 26.38 | 2445
19 | Carbon2 | 161.4 | 0 | 77.8 | 0 | 1895.3 | 11740 | 2160 | 194.5 | 3686 | 0 | 0 | 0 | 368 | 25.11 | 25.11 | 4054
20 | Cholla4 | 2508.8 | 0 | 77.9 | 0 | 26856.8 | 10705 | 8760 | 226.8 | 60918 | 0 | 0 | 36049 | 1806 | 25 | 39.37 | 98773
21 | Colstrip3 | 611.6 | 0 | 97.9 | 0 | 6575.8 | 10752 | 8760 | 131.4 | 8637 | 0 | 0 | 5005 | 804 | 15.44 | 23.62 | 14446
22 | Colstrip4 | 611.4 | 0 | 97.8 | 0 | 6644.8 | 10869 | 8760 | 131.4 | 8728 | 0 | 0 | 4878 | 817 | 15.61 | 23.59 | 14424
23 | Craig1 | 653.4 | 0 | 92.3 | 12 | 6521.4 | 9981 | 8581 | 205.5 | 13399 | 1 | 3 | 7494 | 0 | 20.51 | 31.98 | 20896
24 | Craig2 | 671.7 | 0 | 94.3 | 0 | 6800.8 | 10125 | 8760 | 205.5 | 13973 | 0 | 0 | 8129 | 0 | 20.8 | 32.91 | 22103
25 | GadsbyGT3 | 0.8 | 0 | 0.2 | 58 | 11.5 | 14336 | 80 | 418.2 | 48 | 2 | 9 | 0 | 3 | 63.86 | 75.05 | 60
26 | Gadsby1 | 0.6 | 0 | 0.1 | 16 | 11.9 | 18399 | 38 | 408.3 | 49 | 45 | 184 | 0 | 2 | 78.73 | 363.41 | 235
27 | Gadsby2 | 1 | 0 | 0.2 | 21 | 16.9 | 17650 | 48 | 410.9 | 70 | 59 | 243 | 0 | 3 | 76.14 | 328.89 | 316
28 | Gadsby3 | 3.1 | 0 | 0.3 | 38 | 45.3 | 14716 | 123 | 410.2 | 186 | 114 | 475 | 0 | 11 | 63.97 | 218.37 | 671
29 | GadsbyGT2 | 2.9 | 0 | 0.8 | 189 | 41.6 | 14243 | 292 | 415.4 | 173 | 7 | 29 | 0 | 11 | 63.08 | 73.03 | 213
30 | GadsbyGT1 | 1.5 | 0 | 0.4 | 105 | 21.6 | 14290 | 151 | 411.6 | 89 | 4 | 16 | 0 | 6 | 62.72 | 73.33 | 111
31 | Hayden1 | 227.8 | 0 | 63.1 | 1 | 2379 | 10445 | 6371 | 240.7 | 5727 | 0 | 0 | 6734 | 180 | 25.93 | 55.5 | 12640
32 | Hayden2 | 208.3 | 0 | 74.7 | 0 | 2130.8 | 10228 | 8760 | 240.7 | 5129 | 0 | 0 | 3678 | 0 | 24.62 | 42.27 | 8807
33 | Hermiston2 | 1123.7 | 0 | 55.4 | 140 | 8458.9 | 7528 | 6174 | 405.8 | 34323 | 126 | 515 | 0 | 1067 | 31.5 | 31.95 | 35906
34 | Hunter3 | 3676.7 | 0 | 95.5 | 0 | 37337.4 | 10155 | 8760 | 186.1 | 69481 | 0 | 0 | 24168 | 0 | 18.9 | 25.47 | 93649
35 | Hunter1 | 3307.6 | 0 | 96.6 | 0 | 34604 | 10462 | 8760 | 186.1 | 64394 | 0 | 0 | 37275 | 463 | 19.61 | 30.88 | 102133
36 | Hunter2 | 1982 | 0 | 89.8 | 2 | 20133.9 | 10158 | 8065 | 186.1 | 37467 | 3 | 81 | 19580 | 0 | 18.9 | 28.82 | 57129
37 | Huntington1 | 3746.5 | 0 | 99 | 0 | 36128.8 | 9643 | 8760 | 162.3 | 58654 | 0 | 0 | 25192 | 0 | 15.66 | 22.38 | 83846
38 | Huntington2 | 3158.9 | 0 | 89.1 | 2 | 32061.4 | 10149 | 7912 | 162.3 | 52051 | 4 | 99 | 34338 | 0 | 16.48 | 27.38 | 86488
39 | JBridger1 | 2673.7 | 0 | 94.4 | 1 | 27486.8 | 10281 | 8682 | 191.3 | 52591 | 2 | 68 | 18298 | 668 | 19.92 | 26.79 | 71625
40 | JBridger2 | 2707 | 0 | 91.6 | 1 | 28083.8 | 10374 | 8682 | 191.3 | 53733 | 3 | 89 | 21071 | 650 | 20.09 | 27.91 | 75543
41 | JBridger3 | 1808.5 | 0 | 66.1 | 2 | 19029.3 | 10522 | 6579 | 191.3 | 36409 | 18 | 499 | 29184 | 2007 | 21.24 | 37.65 | 68099
42 | JBridger4 | 2626 | 0 | 91 | 1 | 27171.6 | 10347 | 8681 | 191.3 | 51987 | 4 | 124 | 16572 | 840 | 20.12 | 26.47 | 69524
43 | JamesRiverCG | 121.8 | 0 | 97.5 | 1 | 876.9 | 7200 | 8520 | 0 | 0 | 0 | 0 | 0 | 11906 | 97.76 | 97.76 | 11906
44 | Johnston1 | 755.5 | 0 | 89.5 | 1 | 8398.6 | 11116 | 8728 | 106.8 | 8974 | 0 | 9 | 6435 | 204 | 12.15 | 20.68 | 15621
45 | Johnston2 | 776.3 | 0 | 89.5 | 1 | 8544.3 | 11006 | 8694 | 106.8 | 9129 | 1 | 18 | 7562 | 194 | 12.01 | 21.77 | 16903
46 | Johnston3 | 1440 | 0 | 79.8 | 2 | 16502.6 | 11461 | 7899 | 106.8 | 17633 | 8 | 236 | 23357 | 533 | 12.62 | 29 | 41759
47 | Johnston4 | 2489.4 | 0 | 94.3 | 0 | 26647.1 | 10704 | 8760 | 106.8 | 28472 | 0 | 0 | 22750 | 772 | 11.75 | 20.89 | 51993
48 | Naughton1 | 959.9 | 0 | 74.1 | 0 | 10031.9 | 10451 | 8760 | 213.4 | 21408 | 0 | 0 | 11247 | 326 | 22.64 | 34.36 | 32982
49 | Naughton2 | 1115.6 | 0 | 65.8 | 2 | 11753.2 | 10536 | 7916 | 213.4 | 25082 | 3 | 13 | 23117 | 390 | 22.83 | 43.57 | 48601
50 | WestValleyCi GT1 | 0 | 0 | 0 | 0 | 0 | 0 | 0 | 0 | 0 | 0 | 0 | 0 | 0 | 0 | 0 | 0
51 | WestValleyCi GT4 | 0 | 0 | 0 | 0 | 0 | 0 | 0 | 0 | 0 | 0 | 0 | 0 | 0 | 0 | 0 | 0
52 | WestValleyCi GT5 | 0 | 0 | 0 | 0 | 0 | 0 | 0 | 0 | 0 | 0 | 0 | 0 | 0 | 0 | 0 | 0
53 | WestValleyCi GT3 | 0 | 0 | 0 | 0 | 0 | 0 | 0 | 0 | 0 | 0 | 0 | 0 | 0 | 0 | 0 | 0
54 | WestValleyCi GT2 | 0 | 0 | 0 | 0 | 0 | 0 | 0 | 0 | 0 | 0 | 0 | 0 | 0 | 0 | 0 | 0
55 | Wyodak1 | 1709.8 | 0 | 75.2 | 2 | 20701.7 | 12108 | 7934 | 110.5 | 22885 | 4 | 106 | 21495 | 598 | 13.73 | 26.37 | 45083
56 | CurrantCreek | 1826.7 | 0 | 40 | 303 | 13386.9 | 7328 | 4917 | 396.2 | 53045 | 1015 | 4035 | 0 | 6602 | 32.65 | 34.86 | 63683
57 | BigFork | 25.3 | 0 | 100 | 0 |  |  | 8760 | 0 | 0 |  | 0 | 0 | 0 | 0 | 0 | 0
58 | LakeSide | 2340 | 0 | 52.2 | 257 | 16562.4 | 7078 | 6615 | 395.2 | 65454 | 849 | 3376 | 0 | 6765 | 30.86 | 32.31 | 75595
59 | PAC-COB SALE | -915.8 | 0 | 81.7 | 248 |  |  | 7308 | 39.8 | -36490 |  | 0 | 0 | 0 | 39.85 | 39.85 | -36490
60 | PAC-COB PUR | 335.5 | 0 | 3.8 | 297 |  |  | 1570 | 26.9 | 9017 |  | 0 | 0 | 0 | 26.87 | 26.87 | 9017
61 | PAC-MIDC SALE | -150.8 | 0 | 0 | 325 |  |  | 2255 | 35.8 | -5395 |  | 0 | 0 | 0 | 35.78 | 35.78 | -5395
62 | PAC-MIDC PUR | 2346.5 | 0 | 26.8 | 308 |  |  | 6949 | 31 | 72776 |  | 0 | 0 | 0 | 31.02 | 31.02 | 72776
63 | PAC-FC SALE | -1853.2 | 0 | 84.9 | 241 |  |  | 8091 | 34.7 | -64345 |  | 0 | 0 | 0 | 34.72 | 34.72 | -64345
64 | PAC-FC PUR | 161.5 | 0 | 1.8 | 395 |  |  | 991 | 43 | 6941 |  | 0 | 0 | 0 | 42.98 | 42.98 | 6941
65 | PAC-PV SALE | -3420.8 | 0 | 0.4 | 0 |  |  | 8760 | 34.6 | -118269 |  | 0 | 0 | 0 | 34.57 | 34.57 | -118269
66 | PAC-PV PUR | 0 | 0 | 0 | 475 |  |  | 1437 | 0 | 0 |  | 0 | 0 | 0 | 0 | 0 | 0
67 | Monsanto_145258 | 0 | 0 | 0 | 0 |  |  | 0 | 0 | 0 |  | 0 | 0 | 0 | 0 | 0 | 0
68 | APS_27875_Supp | 115.8 | 0 | 9.5 | 0 |  |  | 8760 | 40.7 | 4716 |  | 0 | 0 | 4716 | 81.44 | 81.44 | 9431
69 | REDD_66276_Out | -127 | 0 | 100 | 0 |  |  | 8016 | 0 | 0 |  | 0 | 0 | 0 | 0 | 0 | 0
70 | Douglas_38185 | 62.1 | 0 | 100 | 0 |  |  | 8760 | 35.2 | 2187 |  | 0 | 0 | 0 | 35.23 | 35.23 | 2187
71 | PGE_Cove_83984 | 12 | 0 | 100 | 0 |  |  | 8760 | 0 | 0 |  | 0 | 0 | 0 | 0 | 0 | 0
72 | FC1_42818_Out | -45.4 | 0 | 100 | 0 |  |  | 8760 | 69 | -3131 |  | 0 | 0 | 0 | 69 | 69 | -3131
73 | FC1_63510_Out | -19.3 | 0 | 100 | 0 |  |  | 8760 | 0 | 0 |  | 0 | 0 | 0 | 0 | 0 | 0
74 | FC4_79207_Out | -50.4 | 0 | 100 | 0 |  |  | 8760 | 0 | 0 |  | 0 | 0 | 0 | 0 | 0 | 0
75 | Cowlitz_65787 | -255.2 | 0 | 100 | 0 |  |  | 8760 | 0 | 0 |  | 0 | 0 | 0 | 0 | 0 | 0
76 | SIE_64885_McNary | 1376.7 | 0 | 100 | 0 |  |  | 8760 | 0 | 0 |  | 0 | 0 | 0 | 0 | 0 | 0
77 | SMUD_24296_In | 217.4 | 0 | 100 | 0 |  |  | 8736 | 37 | 8043 |  | 0 | 0 | 0 | 37 | 37 | 8043
78 | APS_58118_FC_In | 458.3 | 0 | 100 | 0 |  |  | 8760 | 0 | 0 |  | 0 | 0 | 0 | 0 | 0 | 0
79 | APS_58119_FC_Out | -279.7 | 0 | 100 | 0 |  |  | 8760 | 0 | 0 |  | 0 | 0 | 0 | 0 | 0 | 0
80 | REDD_66276_In | 114.9 | 0 | 100 | 0 |  |  | 8016 | 0 | 0 |  | 0 | 0 | 0 | 0 | 0 | 0
81 | APS_58118_AZ_In | 113.1 | 0 | 100 | 0 |  |  | 8760 | 0 | 0 |  | 0 | 0 | 0 | 0 | 0 | 0
82 | APS_58119_AZ_Out | -291.7 | 0 | 100 | 0 |  |  | 8760 | 0 | 0 |  | 0 | 0 | 0 | 0 | 0 | 0
83 | SIE_64885_Goshen | 913.6 | 0 | 100 | 0 |  |  | 8760 | 0 | 0 |  | 0 | 0 | 0 | 0 | 0 | 0
84 | Hermiston1 | 1004.7 | 0 | 49.1 | 114 | 7567.7 | 7532 | 5755 | 406.7 | 30774 | 128 | 525 | 0 | 954 | 31.58 | 32.1 | 32254
85 | Deseret_194277 | 399.9 | 0 | 53.2 | 65 |  |  | 8566 | 20.8 | 8314 |  | 0 | 0 | 0 | 20.79 | 20.79 | 8314
86 | DSM_ID_Irrigate | 0 | 0 | 0 | 3 |  |  | 840 | 0 | 0 |  | 0 | 0 | 0 | 0 | 0 | 0
87 | QF_Exxon_236032 | 0 | 0 | 0 | 0 |  |  | 8760 | 0 | 0 |  | 0 | 0 | 0 | 0 | 0 | 0
88 | QF_SUNN_Ad_59965 | 58.4 | 0 | 93.9 | 2 |  |  | 8256 | 46.5 | 2714 |  | 0 | 1967 | 0 | 46.48 | 80.17 | 4681
89 | QF_SUNN_Ba_83997 | 328.4 | 0 | 93.9 | 2 |  |  | 8256 | 48.8 | 16027 |  | 0 | 9117 | 0 | 48.8 | 76.56 | 25144
90 | QF_Tesoro_519533 | 0 | 0 | 0 | 0 |  |  | 8760 | 0 | 0 |  | 0 | 0 | 0 | 0 | 0 | 0
91 | BHPL_28160_Loss | -15.6 | 0 | 100 | 0 |  |  | 8760 | 11 | -171 |  | 0 | 0 | 0 | 10.98 | 10.98 | -171
92 | Rogue | 283 | 0 | 100 | 0 |  |  | 8760 | 0 | 0 |  | 0 | 0 | 0 | 0 | 0 | 0
93 | MidColumbia | 345.5 | 0 | 64.6 | 0 |  |  | 8760 | 0 | 0 |  | 0 | 0 | 0 | 0 | 0 | 0
94 | Toketee-Slide | 288.2 | 0 | 100 | 0 |  |  | 8760 | 0 | 0 |  | 0 | 0 | 0 | 0 | 0 | 0
95 | SmallWestHydro | 20.8 | 0 | 100 | 0 |  |  | 8760 | 0 | 0 |  | 0 | 0 | 0 | 0 | 0 | 0
96 | PSCO_340325_In | 1314 | 0 | 100 | 0 |  |  | 8760 | 0 | 0 |  | 0 | 0 | 0 | 0 | 0 | 0
97 | PSCO_340325_Out | -1112.7 | 0 | 100 | 0 |  |  | 8760 | 0 | 0 |  | 0 | 0 | 0 | 0 | 0 | 0
98 | HURR_393045_S | -0.2 | 0 | 100 | 0 |  |  | 8760 | 75 | -16 |  | 0 | 0 | 0 | 75 | 75 | -16
99 | HURR_393045_P | 1.9 | 0 | 100 | 0 |  |  | 8760 | 75 | 145 |  | 0 | 0 | 0 | 75 | 75 | 145
100 | QF_EVB_351030 | 47.9 | 0 | 100 | 0 |  |  | 8736 | 66.4 | 3177 |  | 0 | 0 | 0 | 66.36 | 66.36 | 3177
101 | WEYE_Res_356685 | 0 | 0 | 0 | 0 |  |  | 0 | 0 | 0 |  | 0 | 0 | 0 | 0 | 0 | 0
102 | Chehalis | 1148.9 | 0 | 28 | 180 | 8433.8 | 7341 | 3683 | 417.7 | 35231 | 633 | 2697 | 0 | 4001 | 34.15 | 36.49 | 41929
103 | PAC-Mead PUR | 0 | 0 | 0 | 167 |  |  | 360 | 0 | 0 |  | 0 | 0 | 0 | 0 | 0 | 0
104 | PAC-Mead SALE | -716.7 | 0 | 63.3 | 339 |  |  | 7708 | 36.1 | -25865 |  | 0 | 0 | 0 | 36.09 | 36.09 | -25865
105 | PAC-Mona PUR | 661.9 | 0 | 7.6 | 882 |  |  | 5621 | 36.4 | 24101 |  | 0 | 0 | 0 | 36.41 | 36.41 | 24101
106 | PAC-Mona SALE | -329.2 | 0 | 50.5 | 658 |  |  | 6263 | 35.2 | -11581 |  | 0 | 0 | 0 | 35.18 | 35.18 | -11581
107 | Copco 1-2 | 267.3 | 0 | 57.9 | 0 |  |  | 8760 | 0 | 0 |  | 0 | 0 | 0 | 0 | 0 | 0
108 | QF_CA_Hydro | 33.3 | 0 | 100 | 0 |  |  | 8760 | 144.8 | 4825 |  | 0 | 0 | 0 | 144.84 | 144.84 | 4825
109 | QF_OR_Biomass | 3.7 | 0 | 100 | 0 |  |  | 8760 | 68.2 | 250 |  | 0 | 0 | 0 | 68.24 | 68.24 | 250
110 | QF_OR_Hydro | 162.4 | 0 | 100 | 0 |  |  | 8760 | 107.9 | 17512 |  | 0 | 0 | 0 | 107.86 | 107.86 | 17512
111 | QF_OR_Thermal | 125.6 | 0 | 100 | 0 |  |  | 8760 | 71 | 8917 |  | 0 | 0 | 0 | 71 | 71 | 8917
112 | QF_UTS_Biomass | 17.7 | 0 | 100 | 0 |  |  | 8760 | 50.7 | 900 |  | 0 | 0 | 0 | 50.75 | 50.75 | 900
113 | QF_UTN_Hydro | 6.7 | 0 | 100 | 0 |  |  | 8760 | 88.9 | 593 |  | 0 | 0 | 0 | 88.89 | 88.89 | 593
114 | QF_WAYA_Biomass | 0 | 0 | 0 | 0 |  |  | 8760 | 0 | 0 |  | 0 | 0 | 0 | 0 | 0 | 0
115 | QF_WAWW_Hydro | 0 | 0 | 0 | 0 |  |  | 8760 | 0 | 0 |  | 0 | 0 | 0 | 0 | 0 | 0
116 | QF_WAYA_Wind | 0 | 0 | 0 | 0 |  |  | 8760 | 0 | 0 |  | 0 | 0 | 0 | 0 | 0 | 0
117 | QF_WY_Hydro | 11.4 | 0 | 100 | 0 |  |  | 8760 | 71.5 | 814 |  | 0 | 0 | 0 | 71.47 | 71.47 | 814
118 | QF_ID_Hydro | 112.6 | 0 | 100 | 0 |  |  | 8760 | 92.8 | 10451 |  | 0 | 0 | 0 | 92.8 | 92.8 | 10451
119 | PAC-NOB PUR | 28.3 | 0 | 1.6 | 143 |  |  | 344 | 25.1 | 711 |  | 0 | 0 | 0 | 25.14 | 25.14 | 711
120 | SCL_New_Out | -360.9 | 0 | 100 | 0 |  |  | 8760 | 14.6 | -5258 |  | 0 | 0 | -5258 | 29.14 | 29.14 | -10517
121 | QF_RBFP_E20771 | 12 | 0 | 100 | 0 |  |  | 8760 | 54.1 | 648 |  | 0 | 0 | 0 | 54.05 | 54.05 | 648
122 | ConstEng_E999691 | 63.2 | 0 | 100 | 0 |  |  | 8760 | 54.7 | 3458 |  | 0 | 0 | 3458 | 109.44 | 109.44 | 6916
123 | TMF_BioF_E20958 | 37.2 | 0 | 88.5 | 0 |  |  | 8760 | 0 | 0 |  | 0 | 0 | 1406 | 37.76 | 37.76 | 1406
124 | PAC-NOB SALE | 0 | 0 | 0 | 0 |  |  | 0 | 0 | 0 |  | 0 | 0 | 0 | 0 | 0 | 0
125 | I_Naughton3_GCF | 158.9 | 0 | 9.2 | 13 | 1927.6 | 12130 | 1558 | 378.8 | 7301 | 27 | 104 | 4758 | 0 | 45.94 | 76.54 | 12163
126 | BHPL_27013R_MC_S | -168.9 | 0 | 100 | 0 |  |  | 8760 | 11 | -1854 |  | 0 | 0 | 0 | 10.98 | 10.98 | -1854
127 | BHPL_27013R_US_S | -65.9 | 0 | 100 | 0 |  |  | 8760 | 11 | -724 |  | 0 | 0 | 0 | 10.98 | 10.98 | -724
128 | UMPA_45631R_S | -220.8 | 0 | 100 | 0 |  |  | 8760 | 23.2 | -5131 |  | 0 | -4396 | -5131 | 46.48 | 66.39 | -14659
129 | DorenaHyd_20887 | 15.1 | 0 | 100 | 0 |  |  | 8760 | 73.5 | 1107 |  | 0 | 0 | 0 | 73.47 | 73.47 | 1107
130 | QF_Bioms1_234159 | 228.5 | 0 | 100 | 0 |  |  | 8760 | 74.9 | 17124 |  | 0 | 0 | 0 | 74.94 | 74.94 | 17124
131 | ObsidianBlkCap | 4.7 | 0 | 100 | 0 |  |  | 8760 | 72.7 | 342 |  | 0 | 0 | 0 | 72.71 | 72.71 | 342
132 | QF_CA_Biomass | 0 | 0 | 100 | 0 |  |  | 8760 | 32.2 | 1 |  | 0 | 0 | 0 | 32.24 | 32.24 | 1
133 | QF_ID_Biomass | 10.8 | 0 | 100 | 0 |  |  | 8760 | 75.4 | 814 |  | 0 | 0 | 0 | 75.4 | 75.4 | 814
134 | QF_UTN_Wind | 0 | 0 | 0 | 0 |  |  | 8760 | 0 | 0 |  | 0 | 0 | 0 | 0 | 0 | 0
135 | QF_WAYA_Hydro | 6.7 | 0 | 100 | 0 |  |  | 8760 | 38.4 | 258 |  | 0 | 0 | 0 | 38.4 | 38.4 | 258
136 | QF_WY_Wind | 0.3 | 0 | 100 | 0 |  |  | 8760 | 60.5 | 18 |  | 0 | 0 | 0 | 60.5 | 60.5 | 18
137 | DSM_CooKeeper_Te | 0 | 0 | 0 | 5 |  |  | 1848 | 0 | 0 |  | 0 | 0 | 0 | 0 | 0 | 0
138 | DSM_UT_Irrigate_ | 0 | 0 | 0 | 4 |  |  | 1008 | 0 | 0 |  | 0 | 0 | 0 | 0 | 0 | 0
139 | BHPL_27013R_WYNE | -14.9 | 0 | 14.5 | 181 |  |  | 1274 | 11 | -163 |  | 0 | 0 | 0 | 10.98 | 10.98 | -163
140 | BHPL_27013R_JB | 0 | 0 | 0 | 0 |  |  | 0 | 0 | 0 |  | 0 | 0 | 0 | 0 | 0 | 0
141 | QF_Latigo_21022 | 91.3 | 0 | 100 | 1 |  |  | 5880 | 60 | 5484 |  | 0 | 0 | 0 | 60.05 | 60.05 | 5484
142 | Long Ridge1_2102 | 0.6 | 0 | 100 | 1 |  |  | 24 | 63.8 | 40 |  | 0 | 0 | 0 | 63.76 | 63.76 | 40
143 | Long Ridge2_2102 | 0.6 | 0 | 100 | 1 |  |  | 24 | 63.8 | 40 |  | 0 | 0 | 0 | 63.76 | 63.76 | 40
144 | BlueMountain_210 | 25.3 | 0 | 100 | 1 |  |  | 768 | 60.7 | 1533 |  | 0 | 0 | 0 | 60.66 | 60.66 | 1533
145 | Buckhorn_Solar | 1.8 | 0 | 100 | 1 |  |  | 3696 | 76.3 | 140 |  | 0 | 0 | 0 | 76.3 | 76.3 | 140
146 | CedarValley_Sola | 1.8 | 0 | 100 | 1 |  |  | 3696 | 76.3 | 140 |  | 0 | 0 | 0 | 76.3 | 76.3 | 140
147 | Beryl_Solar | 1.9 | 0 | 100 | 1 |  |  | 3696 | 76.3 | 144 |  | 0 | 0 | 0 | 76.3 | 76.3 | 144
148 | Greenvile_Solar | 1.4 | 0 | 100 | 1 |  |  | 3696 | 76.3 | 103 |  | 0 | 0 | 0 | 76.3 | 76.3 | 103
149 | MilfordFlat_Sola | 1.8 | 0 | 100 | 1 |  |  | 3696 | 58.4 | 107 |  | 0 | 0 | 0 | 58.39 | 58.39 | 107
150 | QF_UTN_Solar | 0.9 | 0 | 100 | 0 |  |  | 8760 | 0 | 0 |  | 0 | 0 | 0 | 0 | 0 | 0
151 | QF_FiddlerCanyon | 11 | 0 | 100 | 1 |  |  | 5184 | 85 | 936 |  | 0 | 0 | 0 | 85 | 85 | 936
152 | QF_SouthMilford_ | 7.6 | 0 | 100 | 1 |  |  | 8424 | 58.4 | 441 |  | 0 | 0 | 0 | 58.39 | 58.39 | 441
153 | QF_Manderfield_2 | 3.2 | 0 | 100 | 1 |  |  | 5184 | 85 | 272 |  | 0 | 0 | 0 | 85 | 85 | 272
154 | QF_GranitePeak_2 | 1.8 | 0 | 100 | 1 |  |  | 3696 | 58.4 | 107 |  | 0 | 0 | 0 | 58.39 | 58.39 | 107
155 | QF_LahoSolar_210 | 1.8 | 0 | 100 | 1 |  |  | 3696 | 58.4 | 107 |  | 0 | 0 | 0 | 58.39 | 58.39 | 107
156 | OSIP_Projects | 3.9 | 0 | 100 | 0 |  |  | 8760 | 0 | 0 |  | 0 | 0 | 0 | 0 | 0 | 0
157 | PSCO_FC_340325_o | 0 | 0 | 0 | 0 |  |  | 0 | 0 | 0 |  | 0 | 0 | 0 | 0 | 0 | 0
158 | Tri-State_27057 | 91.2 | 0 | 63.6 | 259 |  |  | 5306 | 15.5 | 1413 |  | 0 | 0 | 0 | 15.49 | 15.49 | 1413
159 | StoneHouseSolar_ | 13.2 | 0 | 100 | 0 |  |  | 8760 | 78.9 | 1043 |  | 0 | 0 | 0 | 78.86 | 78.86 | 1043
160 | BevansPoint | 3.4 | 0 | 100 | 1 |  |  | 6624 | 78.9 | 267 |  | 0 | 0 | 0 | 78.86 | 78.86 | 267
161 | MagCorp_144408 | 0 | 0 | 0 | 0 |  |  | 0 | 0 | 0 |  | 0 | 0 | 0 | 0 | 0 | 0
162 | Nucor_137328 | 0 | 0 | 0 | 0 |  |  | 0 | 0 | 0 |  | 0 | 0 | 0 | 0 | 0 | 0
163 | MonsanCur_145258 | 0 | 0 | 0 | 0 |  |  | 0 | 0 | 0 |  | 0 | 0 | 0 | 0 | 0 | 0
164 | SCL_New_Reserve | 0 | 0 | 0 | 0 |  |  | 0 | 0 | 0 |  | 0 | 0 | 0 | 0 | 0 | 0
165 | LakeSide2 | 3142.3 | 0 | 55.3 | 88 | 21673.6 | 6897 | 7611 | 395.1 | 85640 | 337 | 1442 | 24303 | 10141 | 30.48 | 38.67 | 121525
166 | WI_Goshen | 1045.8 | 0 | 100 | 0 |  |  | 8760 | 0 | 0 |  | 0 | 0 | 0 | 0 | 0 | 0
167 | WI_MidC | 434 | 0 | 100 | 396 |  |  | 8144 | 0 | 0 |  | 0 | 0 | 0 | 0 | 0 | 0
168 | WI_UtahNorth | 789.5 | 0 | 100 | 0 |  |  | 8760 | 0 | 0 |  | 0 | 0 | 0 | 0 | 0 | 0
169 | WI_WallaWalla | 1497.4 | 0 | 100 | 487 |  |  | 7954 | 0 | 0 |  | 0 | 0 | 0 | 0 | 0 | 0
170 | WI_WyomingNE | 3452.5 | 0 | 100 | 50 |  |  | 8669 | 0 | 0 |  | 0 | 0 | 0 | 0 | 0 | 0
SYSTE | M PRODUCTION | 63217.5 | 0 |  | 7501 | 506744.9 | 9788 |  |  | 1005989 | 3397 | 14993 | 449358 | 53066 | 16.75 | 24.1 | 1523406

## Study7CHrly
Build ID: 000001_x64 Ventyx p. 1
MULTISYM V8.1.03 Copyright 1998-2014. All rights reserved. L0000-00 1 iter Convergent Monte 09/02/2014
2015: I15_P_WI_S7CHrly25625 (Environmental) 02:13:27 PM
Station Group Report
--------------------
|  | Aux | Cap |  |  | Heat Hours | Fuel/P | rch Cost | Star | t Star | t O&M | O&M | Opert | Total | Total
| Energy | Dmnd | Fctr | Sta- | FuelBurn | Rate per | ¢/MBtu | <F> $0 | 00 Fu | el Co | st Fix | ed V | ar Co | st Co | st Cost
No. Group | GWh | GWh | % | rts | GBtu | Btu/kWh Unit | $/MWh | <P> $00 | 0 GBt | u $00 | 0 $00 | 0 $00 | 0 $/MW | h $/MW | h $000
--- ---------------- | -------- | ------ | ----- | ---- | --------- | ------ ---- | ------ | --- ----- | ---- | ----- | ------ | ----- | ------ | ------ | --------
Native Load | 62794.5
Dump Power | 423.5 | [12 empty] | 14.1 | 5971
Aux Demand | 0
Tran. Losses | 0
LESS Resources (Export | s):
1 HydroEast | 258.5 | 0 | 42.2 | 0 |  |  | 0 | 0 |  | 0 | 0 | 0 | 0 | 0 | 0
2 HydroWest | 4148.8 | 0 | 60.9 | 0 |  |  | 0 | 0 |  | 0 | 0 | 0 | 0 | 0 | 0
3 PurchaseEast | 1234.6 | 0 | 46.5 | 73 |  |  | 40.6 | 50146 |  | 0 | 11084 | 8174 | 47.24 | 56.22 | 69404
4 RenewableEast | 365.8 | 0 | 92.8 | 16 | 2377.8 | 10000 | 0 | 8119 | 0 | 0 | 0 | 633 | 23.93 | 23.93 | 8752
5 ThermalEast | 37352.5 | 0 | 72.4 | 1111 | 365380 | 9782 | 200.9 | 733984 | 2480 | 10452 | 342903 | 30414 | 20.46 | 29.92 | 1117754
6 ThermalWest | 14395.4 | 0 | 68.7 | 437 | 139996 | 9725 | 222.4 | 311390 | 915 | 4520 | 95008 | 23684 | 23.28 | 30.19 | 434602
7 IRPEast | 192.1 | 0 | 11.1 | 14 | 2249.7 | 11712 | 378.8 | 8521 | 30 | 112 | 4758 | 0 | 44.36 | 69.72 | 13392
8 MCP | -4316.4 | 0 | 0.3 | 4159 |  |  | 38.2 | -164793 |  | 0 | 0 | 0 | 38.18 | 38.18 | -164793
9 InterruptEast | 0 | 0 | 0 | 0 |  |  | 0 | 0 |  | 0 | 0 | 0 | 0 | 0 | 0
10 RenewableWest | -370.2 | 0 | 133.3 | 0 |  |  | 14.2 | -5258 |  | 0 | 0 | -3853 | 24.61 | 24.61 | -9111
11 PurchaseWest | 709.2 | 0 | 100 | 0 |  |  | 79 | 56006 |  | 0 | 0 | 0 | 78.97 | 78.97 | 56006
12 ExchangeEast | 1229.8 | 0 | 119.6 | 0 |  |  | 0 | 0 |  | 0 | 0 | 0 | 0 | 0 | 0
13 SaleWest | -443.3 | 0 | 100 | 0 |  |  | 4.2 | -1854 |  | 0 | 0 | 0 | 4.18 | 4.18 | -1854
14 SaleEast | -302.5 | 0 | 100 | 0 |  |  | 20 | -6042 |  | 0 | -4396 | -5131 | 36.93 | 51.46 | -15570
15 ExchangeWest | 1467.1 | 0 | 100 | 0 |  |  | 5.5 | 8043 |  | 0 | 0 | 0 | 5.48 | 5.48 | 8043
16 DSMEast | 0 | 0 | 0 | 7 |  |  | 0 | 0 |  | 0 | 0 | 0 | 0 | 0 | 0
Resource Totals | 63216.7 | 0 |  | 7197 | 510003.5 | 9774 |  | 999508 | 3424 | 15084 | 449358 | 53921 | 16.66 | 24.01 | 1517871
Wheeling | [14 empty] | 1404
Fuel demand charges | [14 empty] | 0
Emissions costs | [14 empty] | 0
Reserve deficiencies | [14 empty] | 2065
E.N.S. | 1.3 | [12 empty] | 1000 | 1257
SYSTEM | [13 empty] | 23.99 | 1516626
Ancil | lary Services Con | tribut | ion An | d Reve | nue Re | port
----- | ----------------- | ------ | ------ | ------ | ------ | ----
|  | #NAME? | illary | Servi | ces (c | ontrib | ution, | revenu | e,rate | )
|  | #NAME? | UP |  | #NAME? | DOWN |  | #NAME? |  |  | #NAME? | PIN |  | #NAME? | PIN2 |  | #NAME? | l
No. | Station | GWh | 0 | $/MW-h | GWh | 0 | $/MW-h | GWh | 0 | $/MW-h | GWh | 0 | $/MW-h | GWh | 0 | $/MW-h | GWh | 0 | $/MW-h
--- | ---------------- | ----- | ----- | ----- | ----- | ----- | ----- | ----- | ----- | ----- | ----- | ----- | ----- | ----- | ----- | ----- | ----- | ----- | -----
1 | BearRiver | 105.7 | 295.7 | 2.8 | 0 | 0 | 0 | 20 | 119.8 | 6 | 128 | 2491.8 | 19.5 | 0 | 0 | 0 | 253.7 | 2907.3 | 11.5
2 | Clearwater1 | 0 | 0 | 0 | 0 | 0 | 0 | 0 | 0 | 0 | 0 | 0 | 0 | 0 | 0 | 0 | 0 | 0 | 0
3 | Clearwater2 | 0 | 0 | 0 | 0 | 0 | 0 | 0 | 0 | 0 | 0 | 0 | 0 | 0 | 0 | 0 | 0 | 0 | 0
4 | FishCreek | 0 | 0 | 0 | 0 | 0 | 0 | 0 | 0 | 0 | 0 | 0 | 0 | 0 | 0 | 0 | 0 | 0 | 0
5 | GemState_99489 | 0 | 0 | 0 | 0 | 0 | 0 | 0 | 0 | 0 | 0 | 0 | 0 | 0 | 0 | 0 | 0 | 0 | 0
6 | IronGate | 0 | 0 | 0 | 0 | 0 | 0 | 0 | 0 | 0 | 0 | 0 | 0 | 0 | 0 | 0 | 0 | 0 | 0
7 | JCBoyle | 0 | 0 | 0 | 0 | 0 | 0 | 0 | 0 | 0 | 0 | 0 | 0 | 0 | 0 | 0 | 0 | 0 | 0
8 | Lemolo2 | 0 | 0 | 0 | 0 | 0 | 0 | 0 | 0 | 0 | 0 | 0 | 0 | 0 | 0 | 0 | 0 | 0 | 0
9 | Lemolo1 | 0 | 0 | 0 | 0 | 0 | 0 | 0 | 0 | 0 | 1.5 | 25.9 | 16.8 | 0 | 0 | 0 | 1.5 | 25.9 | 16.8
10 | Merwin | 0 | 0 | 0 | 0 | 0 | 0 | 0 | 0 | 0 | 0 | 0 | 0 | 0 | 0 | 0 | 0 | 0 | 0
11 | SmallEastHydro | 0 | 0 | 0 | 0 | 0 | 0 | 0 | 0 | 0 | 0 | 0 | 0 | 0 | 0 | 0 | 0 | 0 | 0
12 | SodaSprings | 0 | 0 | 0 | 0 | 0 | 0 | 0 | 0 | 0 | 0 | 0 | 0 | 0 | 0 | 0 | 0 | 0 | 0
13 | Swift1 | 714 | ****** | 22.7 | 0 | 0 | 0 | 392.5 | ****** | 43.6 | 141.7 | 6242.7 | 44 | 0 | 0 | 0 | 1248.3 | ****** | 31.7
14 | Swift2 | 0 | 0 | 0 | 0 | 0 | 0 | 0 | 0 | 0 | 0 | 0 | 0 | 0 | 0 | 0 | 0 | 0 | 0
15 | UKL | 0 | 0 | 0 | 0 | 0 | 0 | 0 | 0 | 0 | 0 | 0 | 0 | 0 | 0 | 0 | 0 | 0 | 0
16 | Yale | 298.8 | ****** | 34.9 | 0 | 0 | 0 | 149.4 | 5285.3 | 35.4 | 122.5 | 5811.3 | 47.4 | 0 | 0 | 0 | 570.7 | ****** | 37.7
17 | Blundell | 0 | 0 | 0 | 0 | 0 | 0 | 13.8 | 208.6 | 15.1 | 0.2 | 2.8 | 18.2 | 0 | 0 | 0 | 14 | 211.4 | 15.1
18 | Carbon1 | 12.2 | 23.7 | 1.9 | 0 | 0 | 0 | 2.7 | 8.2 | 3 | 0 | 0 | 0 | 0 | 0 | 0 | 15 | 31.9 | 2.1
19 | Carbon2 | 10.7 | 23.1 | 2.2 | 0 | 0 | 0 | 3.2 | 9.9 | 3.1 | 0 | 0 | 0 | 0 | 0 | 0 | 13.9 | 33 | 2.4
20 | Cholla4 | 179.1 | 504.9 | 2.8 | 0 | 0 | 0 | 27.5 | 147.6 | 5.4 | 0.4 | 6.2 | 14.1 | 0 | 0 | 0 | 207 | 658.7 | 3.2
21 | Colstrip3 | 0 | 0 | 0 | 0 | 0 | 0 | 0 | 0 | 0 | 2.7 | 1.5 | 0.5 | 0 | 0 | 0 | 2.7 | 1.5 | 0.5
22 | Colstrip4 | 0 | 0 | 0 | 0 | 0 | 0 | 0 | 0 | 0 | 2.3 | 1.2 | 0.5 | 0 | 0 | 0 | 2.3 | 1.2 | 0.5
23 | Craig1 | 0 | 0 | 0 | 0 | 0 | 0 | 0 | 0 | 0 | 0 | 0 | 1.6 | 0 | 0 | 0 | 0 | 0 | 1.6
24 | Craig2 | 0 | 0 | 0 | 0 | 0 | 0 | 0 | 0 | 0 | 0 | 0 | 0 | 0 | 0 | 0 | 0 | 0 | 0
25 | GadsbyGT3 | 2.5 | 197.6 | 78.5 | 0 | 0 | 0 | 0.1 | 4.2 | 30 | 0 | 0 | 0 | 0 | 0 | 0 | 2.7 | 201.9 | 76
26 | Gadsby1 | 0.7 | 151.1 | 231.6 | 0 | 0 | 0 | 0 | 0.7 | 28.7 | 0 | 0 | 0 | 0 | 0 | 0 | 0.7 | 151.8 | 224.1
27 | Gadsby2 | 1.1 | 141.6 | 131.3 | 0 | 0 | 0 | 0.1 | 3.4 | 33.7 | 0 | 0 | 0 | 0 | 0 | 0 | 1.2 | 145 | 123
28 | Gadsby3 | 2.5 | 187.3 | 75 | 0 | 0 | 0 | 0.1 | 4 | 33.7 | 0.1 | 0.8 | 11.3 | 0 | 0 | 0 | 2.7 | 192.1 | 71.6
29 | GadsbyGT2 | 6.6 | 209.1 | 31.7 | 0 | 0 | 0 | 0.1 | 4.2 | 30 | 0 | 0 | 0 | 0 | 0 | 0 | 6.7 | 213.3 | 31.7
30 | GadsbyGT1 | 4.4 | 202.2 | 45.5 | 0 | 0 | 0 | 0.1 | 3.8 | 33.4 | 0 | 0 | 0 | 0 | 0 | 0 | 4.6 | 206 | 45.2
31 | Hayden1 | 0 | 0 | 0 | 0 | 0 | 0 | 0 | 0 | 0 | 0 | 0 | 0 | 0 | 0 | 0 | 0 | 0 | 0
32 | Hayden2 | 0 | 0 | 0 | 0 | 0 | 0 | 0 | 0 | 0 | 0 | 0 | 0.4 | 0 | 0 | 0 | 0 | 0 | 0.4
33 | Hermiston2 | 102.5 | 267 | 2.6 | 0 | 0 | 0 | 26.9 | 14.1 | 0.5 | 55.4 | 23.4 | 0.4 | 0 | 0 | 0 | 184.8 | 304.5 | 1.6
34 | Hunter3 | 50.2 | 236.7 | 4.7 | 0 | 0 | 0 | 7.9 | 65.8 | 8.3 | 0 | 0 | 0 | 0 | 0 | 0 | 58.2 | 302.6 | 5.2
35 | Hunter1 | 41.4 | 207.2 | 5 | 0 | 0 | 0 | 5.5 | 60.1 | 11 | 0 | 0 | 0 | 0 | 0 | 0 | 46.9 | 267.4 | 5.7
36 | Hunter2 | 28.6 | 184.2 | 6.4 | 0 | 0 | 0 | 2.5 | 39.2 | 15.8 | 0 | 0 | 0 | 0 | 0 | 0 | 31.1 | 223.4 | 7.2
37 | Huntington1 | 16.6 | 166.6 | 10 | 0 | 0 | 0 | 1.7 | 33.2 | 19.3 | 0 | 0 | 0 | 0 | 0 | 0 | 18.3 | 199.8 | 10.9
38 | Huntington2 | 22 | 172.1 | 7.8 | 0 | 0 | 0 | 2.2 | 28.8 | 12.8 | 0 | 0 | 0 | 0 | 0 | 0 | 24.2 | 200.9 | 8.3
39 | JBridger1 | 37.1 | 112.3 | 3 | 0 | 0 | 0 | 11.5 | 19.2 | 1.7 | 9.9 | 2.6 | 0.3 | 0 | 0 | 0 | 58.5 | 134.2 | 2.3
40 | JBridger2 | 30.9 | 112.5 | 3.6 | 0 | 0 | 0 | 18.6 | 19.3 | 1 | 23.3 | 4.1 | 0.2 | 0 | 0 | 0 | 72.8 | 136 | 1.9
41 | JBridger3 | 19.1 | 24.7 | 1.3 | 0 | 0 | 0 | 16.1 | 20.1 | 1.2 | 36.4 | 7.7 | 0.2 | 0 | 0 | 0 | 71.6 | 52.5 | 0.7
42 | JBridger4 | 26.5 | 108.6 | 4.1 | 0 | 0 | 0 | 25.3 | 20.8 | 0.8 | 25.9 | 3.9 | 0.2 | 0 | 0 | 0 | 77.7 | 133.3 | 1.7
43 | JamesRiverCG | 0 | 0 | 0 | 0 | 0 | 0 | 0 | 0 | 0 | 0 | 0 | 0 | 0 | 0 | 0 | 0 | 0 | 0
44 | Johnston1 | 0 | 0 | 0 | 0 | 0 | 0 | 0 | 0 | 0 | 2.9 | 7.5 | 2.6 | 0 | 0 | 0 | 2.9 | 7.5 | 2.6
45 | Johnston2 | 0 | 0 | 0 | 0 | 0 | 0 | 0 | 0 | 0 | 3.2 | 9 | 2.9 | 0 | 0 | 0 | 3.2 | 9 | 2.9
46 | Johnston3 | 0 | 0 | 0 | 0 | 0 | 0 | 0 | 0 | 0 | 1.7 | 4.1 | 2.4 | 0 | 0 | 0 | 1.7 | 4.1 | 2.4
47 | Johnston4 | 0 | 0 | 0 | 0 | 0 | 0 | 0 | 0 | 0 | 5.9 | 20 | 3.4 | 0 | 0 | 0 | 5.9 | 20 | 3.4
48 | Naughton1 | 118.9 | 381.7 | 3.2 | 0 | 0 | 0 | 27.4 | 128.6 | 4.7 | 0 | 0 | 0 | 0 | 0 | 0 | 146.3 | 510.3 | 3.5
49 | Naughton2 | 144.6 | 468.2 | 3.2 | 0 | 0 | 0 | 31 | 154.8 | 5 | 0 | 0 | 0 | 0 | 0 | 0 | 175.6 | 623 | 3.5
50 | WestValleyCi GT1 | 0 | 0 | 0 | 0 | 0 | 0 | 0 | 0 | 0 | 0 | 0 | 0 | 0 | 0 | 0 | 0 | 0 | 0
51 | WestValleyCi GT4 | 0 | 0 | 0 | 0 | 0 | 0 | 0 | 0 | 0 | 0 | 0 | 0 | 0 | 0 | 0 | 0 | 0 | 0
52 | WestValleyCi GT5 | 0 | 0 | 0 | 0 | 0 | 0 | 0 | 0 | 0 | 0 | 0 | 0 | 0 | 0 | 0 | 0 | 0 | 0
53 | WestValleyCi GT3 | 0 | 0 | 0 | 0 | 0 | 0 | 0 | 0 | 0 | 0 | 0 | 0 | 0 | 0 | 0 | 0 | 0 | 0
54 | WestValleyCi GT2 | 0 | 0 | 0 | 0 | 0 | 0 | 0 | 0 | 0 | 0 | 0 | 0 | 0 | 0 | 0 | 0 | 0 | 0
55 | Wyodak1 | 0 | 0 | 0 | 0 | 0 | 0 | 0 | 0 | 0 | 0.3 | 0.5 | 1.8 | 0 | 0 | 0 | 0.3 | 0.5 | 1.8
56 | CurrantCreek | 523 | 1094.1 | 2.1 | 0 | 0 | 0 | 115.9 | 370.1 | 3.2 | 0 | 0 | 0 | 0 | 0 | 0 | 639 | 1464.1 | 2.3
57 | BigFork | 0 | 0 | 0 | 0 | 0 | 0 | 0 | 0 | 0 | 0 | 0 | 0 | 0 | 0 | 0 | 0 | 0 | 0
58 | LakeSide | 639.4 | 641.9 | 1 | 0 | 0 | 0 | 41 | 275.5 | 6.7 | 0 | 0 | 0 | 0 | 0 | 0 | 680.3 | 917.3 | 1.3
59 | PAC-COB SALE | 0 | 0 | 0 | 0 | 0 | 0 | 0 | 0 | 0 | 0 | 0 | 0 | 0 | 0 | 0 | 0 | 0 | 0
60 | PAC-COB PUR | 0 | 0 | 0 | 0 | 0 | 0 | 4.4 | 3.1 | 0.7 | 0.5 | 0.7 | 1.5 | 0 | 0 | 0 | 4.9 | 3.8 | 0.8
61 | PAC-MIDC SALE | 0 | 0 | 0 | 0 | 0 | 0 | 0 | 0 | 0 | 0 | 0 | 0 | 0 | 0 | 0 | 0 | 0 | 0
62 | PAC-MIDC PUR | 0 | 0 | 0 | 0 | 0 | 0 | 281.9 | 16 | 0.1 | 81.9 | 3.2 | 0 | 0 | 0 | 0 | 363.7 | 19.2 | 0.1
63 | PAC-FC SALE | 0 | 0 | 0 | 0 | 0 | 0 | 0 | 0 | 0 | 0 | 0 | 0 | 0 | 0 | 0 | 0 | 0 | 0
64 | PAC-FC PUR | 0 | 0 | 0 | 0 | 0 | 0 | 20.2 | 203.3 | 10.1 | 0.1 | 0.3 | 4.6 | 0 | 0 | 0 | 20.3 | 203.6 | 10
65 | PAC-PV SALE | 0 | 0 | 0 | 0 | 0 | 0 | 0 | 0 | 0 | 0 | 0 | 0 | 0 | 0 | 0 | 0 | 0 | 0
66 | PAC-PV PUR | 0 | 0 | 0 | 0 | 0 | 0 | 168.7 | 1948.8 | 11.6 | 0 | 0 | 0 | 0 | 0 | 0 | 168.7 | 1948.8 | 11.5
67 | Monsanto_145258 | 0 | 0 | 0 | 0 | 0 | 0 | 0 | 0 | 0 | 104.4 | 227.3 | 2.2 | 0 | 0 | 0 | 104.4 | 227.3 | 2.2
68 | APS_27875_Supp | 0 | 0 | 0 | 0 | 0 | 0 | 135.8 | 1063.4 | 7.8 | 0 | 0 | 0 | 0 | 0 | 0 | 135.8 | 1063.4 | 7.8
69 | REDD_66276_Out | 0 | 0 | 0 | 0 | 0 | 0 | 0 | 0 | 0 | 0 | 0 | 0 | 0 | 0 | 0 | 0 | 0 | 0
70 | Douglas_38185 | 0 | 0 | 0 | 0 | 0 | 0 | 0 | 0 | 0 | 0 | 0 | 0 | 0 | 0 | 0 | 0 | 0 | 0
71 | PGE_Cove_83984 | 0 | 0 | 0 | 0 | 0 | 0 | 0 | 0 | 0 | 0 | 0 | 0 | 0 | 0 | 0 | 0 | 0 | 0
72 | FC1_42818_Out | 0 | 0 | 0 | 0 | 0 | 0 | 0 | 0 | 0 | 0 | 0 | 0 | 0 | 0 | 0 | 0 | 0 | 0
73 | FC1_63510_Out | 0 | 0 | 0 | 0 | 0 | 0 | 0 | 0 | 0 | 0 | 0 | 0 | 0 | 0 | 0 | 0 | 0 | 0
74 | FC4_79207_Out | 0 | 0 | 0 | 0 | 0 | 0 | 0 | 0 | 0 | 0 | 0 | 0 | 0 | 0 | 0 | 0 | 0 | 0
75 | Cowlitz_65787 | 0 | 0 | 0 | 0 | 0 | 0 | 0 | 0 | 0 | 0 | 0 | 0 | 0 | 0 | 0 | 0 | 0 | 0
76 | SIE_64885_McNary | 0 | 0 | 0 | 0 | 0 | 0 | 0 | 0 | 0 | 0 | 0 | 0 | 0 | 0 | 0 | 0 | 0 | 0
77 | SMUD_24296_In | 0 | 0 | 0 | 0 | 0 | 0 | 0 | 0 | 0 | 0 | 0 | 0 | 0 | 0 | 0 | 0 | 0 | 0
78 | APS_58118_FC_In | 0 | 0 | 0 | 0 | 0 | 0 | 0 | 0 | 0 | 0 | 0 | 0 | 0 | 0 | 0 | 0 | 0 | 0
79 | APS_58119_FC_Out | 0 | 0 | 0 | 0 | 0 | 0 | 0 | 0 | 0 | 0 | 0 | 0 | 0 | 0 | 0 | 0 | 0 | 0
80 | REDD_66276_In | 0 | 0 | 0 | 0 | 0 | 0 | 0 | 0 | 0 | 0 | 0 | 0 | 0 | 0 | 0 | 0 | 0 | 0
81 | APS_58118_AZ_In | 0 | 0 | 0 | 0 | 0 | 0 | 0 | 0 | 0 | 0 | 0 | 0 | 0 | 0 | 0 | 0 | 0 | 0
82 | APS_58119_AZ_Out | 0 | 0 | 0 | 0 | 0 | 0 | 0 | 0 | 0 | 0 | 0 | 0 | 0 | 0 | 0 | 0 | 0 | 0
83 | SIE_64885_Goshen | 0 | 0 | 0 | 0 | 0 | 0 | 0 | 0 | 0 | 0 | 0 | 0 | 0 | 0 | 0 | 0 | 0 | 0
84 | Hermiston1 | 60.7 | 236.3 | 3.9 | 0 | 0 | 0 | 28.3 | 41.8 | 1.5 | 53.8 | 25.1 | 0.5 | 0 | 0 | 0 | 142.7 | 303.3 | 2.1
85 | Deseret_194277 | 0 | 0 | 0 | 0 | 0 | 0 | 279.1 | 3128.5 | 11.2 | 0.3 | 8 | 22.9 | 0 | 0 | 0 | 279.4 | 3136.5 | 11.2
86 | DSM_ID_Irrigate | 0 | 0 | 0 | 0 | 0 | 0 | 3.8 | 26.9 | 7.1 | 19.5 | 201.6 | 10.3 | 0 | 0 | 0 | 23.3 | 228.5 | 9.8
87 | QF_Exxon_236032 | 0 | 0 | 0 | 0 | 0 | 0 | 0 | 0 | 0 | 0 | 0 | 0 | 0 | 0 | 0 | 0 | 0 | 0
88 | QF_SUNN_Ad_59965 | 0 | 0 | 0 | 0 | 0 | 0 | 0 | 0 | 0 | 0 | 0 | 0 | 0 | 0 | 0 | 0 | 0 | 0
89 | QF_SUNN_Ba_83997 | 0 | 0 | 0 | 0 | 0 | 0 | 0 | 0 | 0 | 0 | 0 | 0 | 0 | 0 | 0 | 0 | 0 | 0
90 | QF_Tesoro_519533 | 0 | 0 | 0 | 0 | 0 | 0 | 0 | 0 | 0 | 0 | 0 | 0 | 0 | 0 | 0 | 0 | 0 | 0
91 | BHPL_28160_Loss | 0 | 0 | 0 | 0 | 0 | 0 | 0 | 0 | 0 | 0 | 0 | 0 | 0 | 0 | 0 | 0 | 0 | 0
92 | Rogue | 0 | 0 | 0 | 0 | 0 | 0 | 0 | 0 | 0 | 0 | 0 | 0 | 0 | 0 | 0 | 0 | 0 | 0
93 | MidColumbia | 37.6 | 719 | 19.1 | 0 | 0 | 0 | 38.3 | 765.7 | 20 | 38 | 941 | 24.7 | 0 | 0 | 0 | 113.9 | 2425.7 | 21.3
94 | Toketee-Slide | 0 | 0 | 0 | 0 | 0 | 0 | 0 | 0 | 0 | 0 | 0 | 0 | 0 | 0 | 0 | 0 | 0 | 0
95 | SmallWestHydro | 0 | 0 | 0 | 0 | 0 | 0 | 0 | 0 | 0 | 0 | 0 | 0 | 0 | 0 | 0 | 0 | 0 | 0
96 | PSCO_340325_In | 0 | 0 | 0 | 0 | 0 | 0 | 0 | 0 | 0 | 0 | 0 | 0 | 0 | 0 | 0 | 0 | 0 | 0
97 | PSCO_340325_Out | 0 | 0 | 0 | 0 | 0 | 0 | 0 | 0 | 0 | 0 | 0 | 0 | 0 | 0 | 0 | 0 | 0 | 0
98 | HURR_393045_S | 0 | 0 | 0 | 0 | 0 | 0 | 0 | 0 | 0 | 0 | 0 | 0 | 0 | 0 | 0 | 0 | 0 | 0
99 | HURR_393045_P | 0 | 0 | 0 | 0 | 0 | 0 | 0 | 0 | 0 | 0 | 0 | 0 | 0 | 0 | 0 | 0 | 0 | 0
100 | QF_EVB_351030 | 0 | 0 | 0 | 0 | 0 | 0 | 0 | 0 | 0 | 0 | 0 | 0 | 0 | 0 | 0 | 0 | 0 | 0
101 | WEYE_Res_356685 | 0 | 0 | 0 | 0 | 0 | 0 | 0 | 0 | 0 | 0 | 0 | 0 | 0 | 0 | 0 | 0 | 0 | 0
102 | Chehalis | 155.7 | 594.7 | 3.8 | 0 | 0 | 0 | 63 | 191.1 | 3 | 28.9 | 53.1 | 1.8 | 0 | 0 | 0 | 247.6 | 838.9 | 3.4
103 | PAC-Mead PUR | 0 | 0 | 0 | 0 | 0 | 0 | 32.1 | 414.8 | 12.9 | 0 | 0 | 0 | 0 | 0 | 0 | 32.1 | 414.8 | 12.9
104 | PAC-Mead SALE | 0 | 0 | 0 | 0 | 0 | 0 | 0 | 0 | 0 | 0 | 0 | 0 | 0 | 0 | 0 | 0 | 0 | 0
105 | PAC-Mona PUR | 0 | 0 | 0 | 0 | 0 | 0 | 1175.3 | 4585.1 | 3.9 | 1.2 | 0.6 | 0.5 | 0 | 0 | 0 | 1176.4 | 4585.7 | 3.9
106 | PAC-Mona SALE | 0 | 0 | 0 | 0 | 0 | 0 | 0 | 0 | 0 | 0 | 0 | 0 | 0 | 0 | 0 | 0 | 0 | 0
107 | Copco 1-2 | 0 | 0 | 0 | 0 | 0 | 0 | 51.7 | 1346.4 | 26 | 27.7 | 435.5 | 15.7 | 0 | 0 | 0 | 79.5 | 1781.9 | 22.4
108 | QF_CA_Hydro | 0 | 0 | 0 | 0 | 0 | 0 | 0 | 0 | 0 | 0 | 0 | 0 | 0 | 0 | 0 | 0 | 0 | 0
109 | QF_OR_Biomass | 0 | 0 | 0 | 0 | 0 | 0 | 0 | 0 | 0 | 0 | 0 | 0 | 0 | 0 | 0 | 0 | 0 | 0
110 | QF_OR_Hydro | 0 | 0 | 0 | 0 | 0 | 0 | 0 | 0 | 0 | 0 | 0 | 0 | 0 | 0 | 0 | 0 | 0 | 0
111 | QF_OR_Thermal | 0 | 0 | 0 | 0 | 0 | 0 | 0 | 0 | 0 | 0 | 0 | 0 | 0 | 0 | 0 | 0 | 0 | 0
112 | QF_UTS_Biomass | 0 | 0 | 0 | 0 | 0 | 0 | 0 | 0 | 0 | 0 | 0 | 0 | 0 | 0 | 0 | 0 | 0 | 0
113 | QF_UTN_Hydro | 0 | 0 | 0 | 0 | 0 | 0 | 0 | 0 | 0 | 0 | 0 | 0 | 0 | 0 | 0 | 0 | 0 | 0
114 | QF_WAYA_Biomass | 0 | 0 | 0 | 0 | 0 | 0 | 0 | 0 | 0 | 0 | 0 | 0 | 0 | 0 | 0 | 0 | 0 | 0
115 | QF_WAWW_Hydro | 0 | 0 | 0 | 0 | 0 | 0 | 0 | 0 | 0 | 0 | 0 | 0 | 0 | 0 | 0 | 0 | 0 | 0
116 | QF_WAYA_Wind | 0 | 0 | 0 | 0 | 0 | 0 | 0 | 0 | 0 | 0 | 0 | 0 | 0 | 0 | 0 | 0 | 0 | 0
117 | QF_WY_Hydro | 0 | 0 | 0 | 0 | 0 | 0 | 0 | 0 | 0 | 0 | 0 | 0 | 0 | 0 | 0 | 0 | 0 | 0
118 | QF_ID_Hydro | 0 | 0 | 0 | 0 | 0 | 0 | 0 | 0 | 0 | 0 | 0 | 0 | 0 | 0 | 0 | 0 | 0 | 0
119 | PAC-NOB PUR | 0 | 0 | 0 | 0 | 0 | 0 | 3.5 | 0.7 | 0.2 | 1.4 | 1 | 0.7 | 0 | 0 | 0 | 4.9 | 1.6 | 0.3
120 | SCL_New_Out | 0 | 0 | 0 | 0 | 0 | 0 | 0 | 0 | 0 | 0 | 0 | 0 | 0 | 0 | 0 | 0 | 0 | 0
121 | QF_RBFP_E20771 | 0 | 0 | 0 | 0 | 0 | 0 | 0 | 0 | 0 | 0 | 0 | 0 | 0 | 0 | 0 | 0 | 0 | 0
122 | ConstEng_E999691 | 0 | 0 | 0 | 0 | 0 | 0 | 0 | 0 | 0 | 0 | 0 | 0 | 0 | 0 | 0 | 0 | 0 | 0
123 | TMF_BioF_E20958 | 0 | 0 | 0 | 0 | 0 | 0 | 0 | 0 | 0.8 | 0 | 0 | 0 | 0 | 0 | 0 | 0 | 0 | 0.8
124 | PAC-NOB SALE | 0 | 0 | 0 | 0 | 0 | 0 | 0 | 0 | 0 | 0 | 0 | 0 | 0 | 0 | 0 | 0 | 0 | 0
125 | I_Naughton3_GCF | 24 | 62.3 | 2.6 | 0 | 0 | 0 | 6 | 86 | 14.4 | 0 | 0 | 12.7 | 0 | 0 | 0 | 30 | 148.3 | 4.9
126 | BHPL_27013R_MC_S | 0 | 0 | 0 | 0 | 0 | 0 | 0 | 0 | 0 | 0 | 0 | 0 | 0 | 0 | 0 | 0 | 0 | 0
127 | BHPL_27013R_US_S | 0 | 0 | 0 | 0 | 0 | 0 | 0 | 0 | 0 | 0 | 0 | 0 | 0 | 0 | 0 | 0 | 0 | 0
128 | UMPA_45631R_S | 0 | 0 | 0 | 0 | 0 | 0 | 0 | 0 | 0 | 0 | 0 | 0 | 0 | 0 | 0 | 0 | 0 | 0
129 | DorenaHyd_20887 | 0 | 0 | 0 | 0 | 0 | 0 | 0 | 0 | 0 | 0 | 0 | 0 | 0 | 0 | 0 | 0 | 0 | 0
130 | QF_Bioms1_234159 | 0 | 0 | 0 | 0 | 0 | 0 | 0 | 0 | 0 | 0 | 0 | 0 | 0 | 0 | 0 | 0 | 0 | 0
131 | ObsidianBlkCap | 0 | 0 | 0 | 0 | 0 | 0 | 0 | 0 | 0 | 0 | 0 | 0 | 0 | 0 | 0 | 0 | 0 | 0
132 | QF_CA_Biomass | 0 | 0 | 0 | 0 | 0 | 0 | 0 | 0 | 0 | 0 | 0 | 0 | 0 | 0 | 0 | 0 | 0 | 0
133 | QF_ID_Biomass | 0 | 0 | 0 | 0 | 0 | 0 | 0 | 0 | 0 | 0 | 0 | 0 | 0 | 0 | 0 | 0 | 0 | 0
134 | QF_UTN_Wind | 0 | 0 | 0 | 0 | 0 | 0 | 0 | 0 | 0 | 0 | 0 | 0 | 0 | 0 | 0 | 0 | 0 | 0
135 | QF_WAYA_Hydro | 0 | 0 | 0 | 0 | 0 | 0 | 0 | 0 | 0 | 0 | 0 | 0 | 0 | 0 | 0 | 0 | 0 | 0
136 | QF_WY_Wind | 0 | 0 | 0 | 0 | 0 | 0 | 0 | 0 | 0 | 0 | 0 | 0 | 0 | 0 | 0 | 0 | 0 | 0
137 | DSM_CooKeeper_Te | 0 | 0 | 0 | 0 | 0 | 0 | 6.6 | 47.8 | 7.3 | 11 | 108.1 | 9.8 | 0 | 0 | 0 | 17.6 | 155.9 | 8.9
138 | DSM_UT_Irrigate_ | 0 | 0 | 0 | 0 | 0 | 0 | 1.4 | 9.4 | 6.8 | 5 | 52.2 | 10.5 | 0 | 0 | 0 | 6.4 | 61.7 | 9.7
139 | BHPL_27013R_WYNE | 0 | 0 | 0 | 0 | 0 | 0 | 0 | 0 | 0 | 0 | 0 | 0 | 0 | 0 | 0 | 0 | 0 | 0
140 | BHPL_27013R_JB | 0 | 0 | 0 | 0 | 0 | 0 | 0 | 0 | 0 | 0 | 0 | 0 | 0 | 0 | 0 | 0 | 0 | 0
141 | QF_Latigo_21022 | 0 | 0 | 0 | 0 | 0 | 0 | 0 | 0 | 0 | 0 | 0 | 0 | 0 | 0 | 0 | 0 | 0 | 0
142 | Long Ridge1_2102 | 0 | 0 | 0 | 0 | 0 | 0 | 0 | 0 | 0 | 0 | 0 | 0 | 0 | 0 | 0 | 0 | 0 | 0
143 | Long Ridge2_2102 | 0 | 0 | 0 | 0 | 0 | 0 | 0 | 0 | 0 | 0 | 0 | 0 | 0 | 0 | 0 | 0 | 0 | 0
144 | BlueMountain_210 | 0 | 0 | 0 | 0 | 0 | 0 | 0 | 0 | 0 | 0 | 0 | 0 | 0 | 0 | 0 | 0 | 0 | 0
145 | Buckhorn_Solar | 0 | 0 | 0 | 0 | 0 | 0 | 0 | 0 | 0 | 0 | 0 | 0 | 0 | 0 | 0 | 0 | 0 | 0
146 | CedarValley_Sola | 0 | 0 | 0 | 0 | 0 | 0 | 0 | 0 | 0 | 0 | 0 | 0 | 0 | 0 | 0 | 0 | 0 | 0
147 | Beryl_Solar | 0 | 0 | 0 | 0 | 0 | 0 | 0 | 0 | 0 | 0 | 0 | 0 | 0 | 0 | 0 | 0 | 0 | 0
148 | Greenvile_Solar | 0 | 0 | 0 | 0 | 0 | 0 | 0 | 0 | 0 | 0 | 0 | 0 | 0 | 0 | 0 | 0 | 0 | 0
149 | MilfordFlat_Sola | 0 | 0 | 0 | 0 | 0 | 0 | 0 | 0 | 0 | 0 | 0 | 0 | 0 | 0 | 0 | 0 | 0 | 0
150 | QF_UTN_Solar | 0 | 0 | 0 | 0 | 0 | 0 | 0 | 0 | 0 | 0 | 0 | 0 | 0 | 0 | 0 | 0 | 0 | 0
151 | QF_FiddlerCanyon | 0 | 0 | 0 | 0 | 0 | 0 | 0 | 0 | 0 | 0 | 0 | 0 | 0 | 0 | 0 | 0 | 0 | 0
152 | QF_SouthMilford_ | 0 | 0 | 0 | 0 | 0 | 0 | 0 | 0 | 0 | 0 | 0 | 0 | 0 | 0 | 0 | 0 | 0 | 0
153 | QF_Manderfield_2 | 0 | 0 | 0 | 0 | 0 | 0 | 0 | 0 | 0 | 0 | 0 | 0 | 0 | 0 | 0 | 0 | 0 | 0
154 | QF_GranitePeak_2 | 0 | 0 | 0 | 0 | 0 | 0 | 0 | 0 | 0 | 0 | 0 | 0 | 0 | 0 | 0 | 0 | 0 | 0
155 | QF_LahoSolar_210 | 0 | 0 | 0 | 0 | 0 | 0 | 0 | 0 | 0 | 0 | 0 | 0 | 0 | 0 | 0 | 0 | 0 | 0
156 | OSIP_Projects | 0 | 0 | 0 | 0 | 0 | 0 | 0 | 0 | 0 | 0 | 0 | 0 | 0 | 0 | 0 | 0 | 0 | 0
157 | PSCO_FC_340325_o | 0 | 0 | 0 | 0 | 0 | 0 | 0 | 0 | 0 | 0 | 0 | 0 | 0 | 0 | 0 | 0 | 0 | 0
158 | Tri-State_27057 | 0 | 0 | 0 | 0 | 0 | 0 | 0 | 0 | 0 | 0 | 0 | 0 | 0 | 0 | 0 | 0 | 0 | 0
159 | StoneHouseSolar_ | 0 | 0 | 0 | 0 | 0 | 0 | 0 | 0 | 0 | 0 | 0 | 0 | 0 | 0 | 0 | 0 | 0 | 0
160 | BevansPoint | 0 | 0 | 0 | 0 | 0 | 0 | 0 | 0 | 0 | 0 | 0 | 0 | 0 | 0 | 0 | 0 | 0 | 0
161 | MagCorp_144408 | 0 | 0 | 0 | 0 | 0 | 0 | 0 | 0 | 0 | 675.1 | 8182.5 | 12.1 | 0 | 0 | 0 | 675.1 | 8182.5 | 12.1
162 | Nucor_137328 | 0 | 0 | 0 | 0 | 0 | 0 | 0 | 0 | 0 | 534.1 | 6535.4 | 12.2 | 0 | 0 | 0 | 534.1 | 6535.4 | 12.2
163 | MonsanCur_145258 | 0 | 0 | 0 | 0 | 0 | 0 | 0 | 0 | 0 | 0 | 0 | 0 | 0 | 0 | 0 | 0 | 0 | 0
164 | SCL_New_Reserve | 0 | 0 | 0 | 0 | 0 | 0 | 0 | 0 | 0 | 0 | 0 | 0 | 0 | 0 | 0 | 0 | 0 | 0
165 | LakeSide2 | 923.8 | 1788.9 | 1.9 | 0 | 0 | 0 | 47.8 | 175.1 | 3.7 | 0 | 1 | 26.3 | 0 | 0 | 0 | 971.7 | 1965.1 | 2
166 | WI_Goshen | 0 | 0 | 0 | 0 | 0 | 0 | 0 | 0 | 0 | 0 | 0 | 0 | 0 | 0 | 0 | 0 | 0 | 0
167 | WI_MidC | 0 | 0 | 0 | 0 | 0 | 0 | 0 | 0 | 0 | 0 | 0 | 0 | 0 | 0 | 0 | 0 | 0 | 0
168 | WI_UtahNorth | 0 | 0 | 0 | 0 | 0 | 0 | 0 | 0 | 0 | 0 | 0 | 0 | 0 | 0 | 0 | 0 | 0 | 0
169 | WI_WallaWalla | 0 | 0 | 0 | 0 | 0 | 0 | 0 | 0 | 0 | 0 | 0 | 0 | 0 | 0 | 0 | 0 | 0 | 0
170 | WI_WyomingNE | 0 | 0 | 0 | 0 | 0 | 0 | 0 | 0 | 0 | 0 | 0 | 0 | 0 | 0 | 0 | 0 | 0 | 0
| SYSTEM TOTAL | 4340.9 | ****** | 8.3 | 0 | 0 | 0 | 3291.2 | ****** | 11.6 | 2147.5 | ****** | 14.6 | 0 | 0 | 0 | 9779.6 | ****** | 10.8
Ancil | lary S | ervices Deficit R | eport
----- | ------ | ----------------- | -----
|  |  | ---------------- | #NAME? | ncillary S | ervices -- | ---------- | ----------
[5 empty] | Required | Available | Deficit | DefCost
No. | Type | Deficit Area | Name | Hrs | GWh | GWh | GWh | 0
--- | ---- | ---------------- | ---------------- | ------ | --------- | --------- | --------- | ---------
1 | CA | PAC EAST | REG.UP | 263 | 2858.9 | 2858 | 0.9 | 32.6
2 | CA | PAC EAST | REG.DOWN | 0 | 0 | 0 | 0 | 0
3 | CA | PAC EAST | SPIN | 550 | 2182.5 | 2179.7 | 2.8 | 320.6
4 | CA | PAC EAST | NONSPIN | 0 | 1493.6 | 1493.6 | 0 | 0
5 | CA | PAC EAST | NONSPIN2 | 0 | 0 | 0 | 0 | 0
6 | CA | PAC WEST | REG.UP | 23 | 1483.3 | 1482.9 | 0.4 | 0
7 | CA | PAC WEST | REG.DOWN | 0 | 0 | 0 | 0 | 0
8 | CA | PAC WEST | SPIN | 49 | 1111.5 | 1111.5 | 0.1 | 0
9 | CA | PAC WEST | NONSPIN | 51 | 653.9 | 653.9 | 0 | 0
10 | CA | PAC WEST | NONSPIN2 | 0 | 0 | 0 | 0 | 0
Stati | on Report
----- | ---------
|  |  | Aux | Cap |  |  | Heat H | ours | Fuel/Prch | Cost | Start | Star | t O&M | O&M | Opert | Total | Total
|  | Energy | Dmnd | Fctr | Sta- | FuelBurn | Rate | per | ¢/MBtu <F | > $0 | 00 Fue | l Co | st Fix | ed V | ar Co | st Co | st Cost
No. | Station | GWh | GWh | % | rts | GBtu | Btu/kWh | Unit | $/MWh <P> | 0 | 0 GBtu | 0 | 0 $00 | 0 $00 | 0 $/MW | h $/MW | h $000
--- | ---------------- | -------- - | ----- | ----- | ---- | --------- | ------ | ---- | --------- | ----- | ---- | ----- | ------ | ----- | ------ | ------ | --------
1 | BearRiver | 148.4 | 0 | 29.5 | 0 |  |  | 8760 | 0 | 0 |  | 0 | 0 | 0 | 0 | 0 | 0
2 | Clearwater1 | 33.4 | 0 | 97.5 | 0 |  |  | 8760 | 0 | 0 |  | 0 | 0 | 0 | 0 | 0 | 0
3 | Clearwater2 | 45 | 0 | 99 | 0 |  |  | 8760 | 0 | 0 |  | 0 | 0 | 0 | 0 | 0 | 0
4 | FishCreek | 36.5 | 0 | 100 | 0 |  |  | 8760 | 0 | 0 |  | 0 | 0 | 0 | 0 | 0 | 0
5 | GemState_99489 | 49.7 | 0 | 100 | 0 |  |  | 8760 | 0 | 0 |  | 0 | 0 | 0 | 0 | 0 | 0
6 | IronGate | 132.6 | 0 | 100 | 0 |  |  | 8760 | 0 | 0 |  | 0 | 0 | 0 | 0 | 0 | 0
7 | JCBoyle | 322.7 | 0 | 100 | 0 |  |  | 8760 | 0 | 0 |  | 0 | 0 | 0 | 0 | 0 | 0
8 | Lemolo2 | 149.4 | 0 | 100 | 0 |  |  | 8760 | 0 | 0 |  | 0 | 0 | 0 | 0 | 0 | 0
9 | Lemolo1 | 134.8 | 0 | 96 | 0 |  |  | 8760 | 0 | 0 |  | 0 | 0 | 0 | 0 | 0 | 0
10 | Merwin | 417.1 | 0 | 100 | 0 |  |  | 8760 | 0 | 0 |  | 0 | 0 | 0 | 0 | 0 | 0
11 | SmallEastHydro | 110.1 | 0 | 100 | 0 |  |  | 8760 | 0 | 0 |  | 0 | 0 | 0 | 0 | 0 | 0
12 | SodaSprings | 43.2 | 0 | 100 | 0 |  |  | 8760 | 0 | 0 |  | 0 | 0 | 0 | 0 | 0 | 0
13 | Swift1 | 744 | 0 | 34.2 | 0 |  |  | 8760 | 0 | 0 |  | 0 | 0 | 0 | 0 | 0 | 0
14 | Swift2 | 228.8 | 0 | 94.5 | 0 |  |  | 8760 | 0 | 0 |  | 0 | 0 | 0 | 0 | 0 | 0
15 | UKL | 0 | 0 | 0 | 0 |  |  | 0 | 0 | 0 |  | 0 | 0 | 0 | 0 | 0 | 0
16 | Yale | 631.1 | 0 | 43.4 | 0 |  |  | 8760 | 0 | 0 |  | 0 | 0 | 0 | 0 | 0 | 0
17 | Blundell | 237.8 | 0 | 89.3 | 1 | 2377.8 | 10000 | 8424 | 0 | 0 | 0 | 0 | 0 | 633 | 2.66 | 2.66 | 633
18 | Carbon1 | 99.2 | 0 | 73.5 | 0 | 1220.2 | 12302 | 2160 | 194.5 | 2373 | 0 | 0 | 0 | 226 | 26.2 | 26.2 | 2599
19 | Carbon2 | 167.4 | 0 | 80.7 | 0 | 1959.1 | 11702 | 2160 | 194.5 | 3810 | 0 | 0 | 0 | 381 | 25.04 | 25.04 | 4192
20 | Cholla4 | 2608.1 | 0 | 81 | 0 | 27842 | 10675 | 8760 | 226.8 | 63153 | 0 | 0 | 36049 | 1878 | 24.93 | 38.76 | 101079
21 | Colstrip3 | 613 | 0 | 98.1 | 0 | 6589.1 | 10750 | 8760 | 131.4 | 8655 | 0 | 0 | 5005 | 805 | 15.43 | 23.6 | 14465
22 | Colstrip4 | 612.6 | 0 | 98 | 0 | 6656.8 | 10866 | 8760 | 131.4 | 8744 | 0 | 0 | 4878 | 819 | 15.61 | 23.57 | 14441
23 | Craig1 | 651.4 | 0 | 92 | 12 | 6502.5 | 9982 | 8574 | 205.5 | 13360 | 1 | 3 | 7494 | 0 | 20.51 | 32.02 | 20857
24 | Craig2 | 670.2 | 0 | 94.1 | 0 | 6786.2 | 10126 | 8760 | 205.5 | 13943 | 0 | 0 | 8129 | 0 | 20.81 | 32.94 | 22073
25 | GadsbyGT3 | 0.9 | 0 | 0.3 | 61 | 13.3 | 14336 | 93 | 416.2 | 55 | 2 | 9 | 0 | 4 | 63.58 | 73.69 | 69
26 | Gadsby1 | 0.7 | 0 | 0.1 | 19 | 13.4 | 18399 | 43 | 409 | 55 | 54 | 223 | 0 | 3 | 78.87 | 383.31 | 280
27 | Gadsby2 | 1.3 | 0 | 0.2 | 24 | 22.9 | 17650 | 65 | 409.8 | 94 | 67 | 276 | 0 | 5 | 75.94 | 288.55 | 375
28 | Gadsby3 | 3.2 | 0 | 0.4 | 38 | 47.5 | 14716 | 129 | 410.3 | 195 | 114 | 472 | 0 | 12 | 63.99 | 210.5 | 679
29 | GadsbyGT2 | 3 | 0 | 0.9 | 189 | 42.7 | 14243 | 300 | 415.5 | 178 | 7 | 29 | 0 | 12 | 63.08 | 72.77 | 218
30 | GadsbyGT1 | 1.6 | 0 | 0.5 | 105 | 22.4 | 14290 | 157 | 412.8 | 93 | 4 | 16 | 0 | 6 | 62.9 | 73.15 | 115
31 | Hayden1 | 229.6 | 0 | 63.6 | 1 | 2395.1 | 10434 | 6371 | 240.7 | 5765 | 0 | 0 | 6734 | 181 | 25.91 | 55.24 | 12681
32 | Hayden2 | 212.8 | 0 | 76.3 | 0 | 2173 | 10214 | 8760 | 240.7 | 5231 | 0 | 0 | 3678 | 0 | 24.59 | 41.87 | 8909
33 | Hermiston2 | 1110.6 | 0 | 54.8 | 139 | 8362.8 | 7530 | 6115 | 405.8 | 33933 | 125 | 512 | 0 | 1055 | 31.5 | 31.96 | 35499
34 | Hunter3 | 3687 | 0 | 95.7 | 0 | 37441.2 | 10155 | 8760 | 186.1 | 69674 | 0 | 0 | 24168 | 0 | 18.9 | 25.45 | 93842
35 | Hunter1 | 3321.2 | 0 | 97 | 0 | 34737.4 | 10459 | 8760 | 186.1 | 64643 | 0 | 0 | 37275 | 465 | 19.6 | 30.83 | 102383
36 | Hunter2 | 1996.4 | 0 | 90.4 | 2 | 20269.9 | 10153 | 8063 | 186.1 | 37720 | 3 | 82 | 19580 | 0 | 18.89 | 28.74 | 57382
37 | Huntington1 | 3765.3 | 0 | 99.5 | 0 | 36308.9 | 9643 | 8760 | 162.3 | 58947 | 0 | 0 | 25192 | 0 | 15.66 | 22.35 | 84139
38 | Huntington2 | 3176.3 | 0 | 89.6 | 2 | 32235 | 10149 | 7912 | 162.3 | 52333 | 4 | 99 | 34338 | 0 | 16.48 | 27.32 | 86770
39 | JBridger1 | 2670.7 | 0 | 94.3 | 1 | 27458.9 | 10281 | 8682 | 191.3 | 52537 | 2 | 68 | 18298 | 668 | 19.92 | 26.8 | 71571
40 | JBridger2 | 2701 | 0 | 91.4 | 1 | 28026.7 | 10376 | 8682 | 191.3 | 53624 | 3 | 89 | 21071 | 648 | 20.09 | 27.93 | 75432
41 | JBridger3 | 1804.7 | 0 | 66 | 2 | 18993 | 10524 | 6579 | 191.3 | 36339 | 18 | 499 | 29184 | 2003 | 21.25 | 37.69 | 68025
42 | JBridger4 | 2621 | 0 | 90.9 | 1 | 27123.2 | 10349 | 8681 | 191.3 | 51895 | 4 | 124 | 16572 | 839 | 20.12 | 26.49 | 69430
43 | JamesRiverCG | 121.8 | 0 | 97.5 | 1 | 876.9 | 7200 | 8520 | 0 | 0 | 0 | 0 | 0 | 11906 | 97.76 | 97.76 | 11906
44 | Johnston1 | 757.3 | 0 | 89.7 | 0 | 8419 | 11117 | 8760 | 106.8 | 8995 | 0 | 0 | 6435 | 204 | 12.15 | 20.65 | 15635
45 | Johnston2 | 780.8 | 0 | 90 | 0 | 8593.9 | 11007 | 8760 | 106.8 | 9182 | 0 | 0 | 7562 | 195 | 12.01 | 21.7 | 16940
46 | Johnston3 | 1438.9 | 0 | 79.8 | 2 | 16492 | 11461 | 7901 | 106.8 | 17621 | 8 | 236 | 23357 | 532 | 12.62 | 29.01 | 41747
47 | Johnston4 | 2488 | 0 | 94.2 | 0 | 26632.9 | 10704 | 8760 | 106.8 | 28456 | 0 | 0 | 22750 | 771 | 11.75 | 20.89 | 51978
48 | Naughton1 | 952.1 | 0 | 73.5 | 0 | 9957.6 | 10458 | 8760 | 213.4 | 21250 | 0 | 0 | 11247 | 324 | 22.66 | 34.47 | 32821
49 | Naughton2 | 1107.4 | 0 | 65.3 | 2 | 11673.6 | 10541 | 7916 | 213.4 | 24912 | 3 | 13 | 23117 | 388 | 22.85 | 43.73 | 48429
50 | WestValleyCi GT1 | 0 | 0 | 0 | 0 | 0 | 0 | 0 | 0 | 0 | 0 | 0 | 0 | 0 | 0 | 0 | 0
51 | WestValleyCi GT4 | 0 | 0 | 0 | 0 | 0 | 0 | 0 | 0 | 0 | 0 | 0 | 0 | 0 | 0 | 0 | 0
52 | WestValleyCi GT5 | 0 | 0 | 0 | 0 | 0 | 0 | 0 | 0 | 0 | 0 | 0 | 0 | 0 | 0 | 0 | 0
53 | WestValleyCi GT3 | 0 | 0 | 0 | 0 | 0 | 0 | 0 | 0 | 0 | 0 | 0 | 0 | 0 | 0 | 0 | 0
54 | WestValleyCi GT2 | 0 | 0 | 0 | 0 | 0 | 0 | 0 | 0 | 0 | 0 | 0 | 0 | 0 | 0 | 0 | 0
55 | Wyodak1 | 1708.3 | 0 | 75.2 | 2 | 20685.7 | 12109 | 7935 | 110.5 | 22867 | 4 | 106 | 21495 | 598 | 13.74 | 26.38 | 45065
56 | CurrantCreek | 1917.7 | 0 | 42 | 310 | 13929.4 | 7264 | 5025 | 396.1 | 55179 | 1033 | 4109 | 0 | 6930 | 32.39 | 34.53 | 66219
57 | BigFork | 25.3 | 0 | 100 | 0 |  |  | 8760 | 0 | 0 |  | 0 | 0 | 0 | 0 | 0 | 0
58 | LakeSide | 2360.9 | 0 | 52.7 | 258 | 16676.7 | 7064 | 6571 | 395 | 65877 | 855 | 3399 | 0 | 6825 | 30.79 | 32.23 | 76101
59 | PAC-COB SALE | -928.9 | 0 | 82.9 | 235 |  |  | 7400 | 39.8 | -37014 |  | 0 | 0 | 0 | 39.85 | 39.85 | -37014
60 | PAC-COB PUR | 314.2 | 0 | 3.6 | 281 |  |  | 1473 | 26.4 | 8297 |  | 0 | 0 | 0 | 26.4 | 26.4 | 8297
61 | PAC-MIDC SALE | -153.4 | 0 | 0 | 325 |  |  | 2296 | 35.7 | -5472 |  | 0 | 0 | 0 | 35.67 | 35.67 | -5472
62 | PAC-MIDC PUR | 2297 | 0 | 26.2 | 312 |  |  | 6928 | 30.9 | 70963 |  | 0 | 0 | 0 | 30.89 | 30.89 | 70963
63 | PAC-FC SALE | -1923.3 | 0 | 88.1 | 172 |  |  | 8253 | 34.7 | -66821 |  | 0 | 0 | 0 | 34.74 | 34.74 | -66821
64 | PAC-FC PUR | 130.5 | 0 | 1.5 | 341 |  |  | 876 | 43.7 | 5697 |  | 0 | 0 | 0 | 43.65 | 43.65 | 5697
65 | PAC-PV SALE | -3492.2 | 0 | 0.4 | 0 |  |  | 8760 | -34.6 | 120695 |  | 0 | 0 | 0 | 34.56 | 34.56 | -120695
66 | PAC-PV PUR | 0 | 0 | 0 | 459 |  |  | 1413 | 0 | 0 |  | 0 | 0 | 0 | 0 | 0 | 0
67 | Monsanto_145258 | 0 | 0 | 0 | 0 |  |  | 0 | 0 | 0 |  | 0 | 0 | 0 | 0 | 0 | 0
68 | APS_27875_Supp | 115.8 | 0 | 9.5 | 0 |  |  | 8760 | 40.7 | 4716 |  | 0 | 0 | 4716 | 81.44 | 81.44 | 9431
69 | REDD_66276_Out | -127 | 0 | 100 | 0 |  |  | 8016 | 0 | 0 |  | 0 | 0 | 0 | 0 | 0 | 0
70 | Douglas_38185 | 62.1 | 0 | 100 | 0 |  |  | 8760 | 35.2 | 2187 |  | 0 | 0 | 0 | 35.23 | 35.23 | 2187
71 | PGE_Cove_83984 | 12 | 0 | 100 | 0 |  |  | 8760 | 0 | 0 |  | 0 | 0 | 0 | 0 | 0 | 0
72 | FC1_42818_Out | -45.4 | 0 | 100 | 0 |  |  | 8760 | 69 | -3131 |  | 0 | 0 | 0 | 69 | 69 | -3131
73 | FC1_63510_Out | -19.3 | 0 | 100 | 0 |  |  | 8760 | 0 | 0 |  | 0 | 0 | 0 | 0 | 0 | 0
74 | FC4_79207_Out | -50.4 | 0 | 100 | 0 |  |  | 8760 | 0 | 0 |  | 0 | 0 | 0 | 0 | 0 | 0
75 | Cowlitz_65787 | -255.2 | 0 | 100 | 0 |  |  | 8760 | 0 | 0 |  | 0 | 0 | 0 | 0 | 0 | 0
76 | SIE_64885_McNary | 1376.7 | 0 | 100 | 0 |  |  | 8760 | 0 | 0 |  | 0 | 0 | 0 | 0 | 0 | 0
77 | SMUD_24296_In | 217.4 | 0 | 100 | 0 |  |  | 8736 | 37 | 8043 |  | 0 | 0 | 0 | 37 | 37 | 8043
78 | APS_58118_FC_In | 458.3 | 0 | 100 | 0 |  |  | 8760 | 0 | 0 |  | 0 | 0 | 0 | 0 | 0 | 0
79 | APS_58119_FC_Out | -279.7 | 0 | 100 | 0 |  |  | 8760 | 0 | 0 |  | 0 | 0 | 0 | 0 | 0 | 0
80 | REDD_66276_In | 114.9 | 0 | 100 | 0 |  |  | 8016 | 0 | 0 |  | 0 | 0 | 0 | 0 | 0 | 0
81 | APS_58118_AZ_In | 113.1 | 0 | 100 | 0 |  |  | 8760 | 0 | 0 |  | 0 | 0 | 0 | 0 | 0 | 0
82 | APS_58119_AZ_Out | -291.7 | 0 | 100 | 0 |  |  | 8760 | 0 | 0 |  | 0 | 0 | 0 | 0 | 0 | 0
83 | SIE_64885_Goshen | 913.6 | 0 | 100 | 0 |  |  | 8760 | 0 | 0 |  | 0 | 0 | 0 | 0 | 0 | 0
84 | Hermiston1 | 991.9 | 0 | 48.5 | 112 | 7475.5 | 7536 | 5700 | 406.7 | 30404 | 130 | 530 | 0 | 942 | 31.6 | 32.14 | 31877
85 | Deseret_194277 | 456.8 | 0 | 60.8 | 69 |  |  | 8551 | 20.8 | 9497 |  | 0 | 0 | 0 | 20.79 | 20.79 | 9497
86 | DSM_ID_Irrigate | 0 | 0 | 0 | 3 |  |  | 840 | 0 | 0 |  | 0 | 0 | 0 | 0 | 0 | 0
87 | QF_Exxon_236032 | 0 | 0 | 0 | 0 |  |  | 8760 | 0 | 0 |  | 0 | 0 | 0 | 0 | 0 | 0
88 | QF_SUNN_Ad_59965 | 58.4 | 0 | 93.9 | 2 |  |  | 8256 | 46.5 | 2714 |  | 0 | 1967 | 0 | 46.48 | 80.17 | 4681
89 | QF_SUNN_Ba_83997 | 328.4 | 0 | 93.9 | 2 |  |  | 8256 | 48.8 | 16027 |  | 0 | 9117 | 0 | 48.8 | 76.56 | 25144
90 | QF_Tesoro_519533 | 0 | 0 | 0 | 0 |  |  | 8760 | 0 | 0 |  | 0 | 0 | 0 | 0 | 0 | 0
91 | BHPL_28160_Loss | -15.6 | 0 | 100 | 0 |  |  | 8760 | 11 | -171 |  | 0 | 0 | 0 | 10.98 | 10.98 | -171
92 | Rogue | 283 | 0 | 100 | 0 |  |  | 8760 | 0 | 0 |  | 0 | 0 | 0 | 0 | 0 | 0
93 | MidColumbia | 345.5 | 0 | 64.6 | 0 |  |  | 8760 | 0 | 0 |  | 0 | 0 | 0 | 0 | 0 | 0
94 | Toketee-Slide | 288.2 | 0 | 100 | 0 |  |  | 8760 | 0 | 0 |  | 0 | 0 | 0 | 0 | 0 | 0
95 | SmallWestHydro | 20.8 | 0 | 100 | 0 |  |  | 8760 | 0 | 0 |  | 0 | 0 | 0 | 0 | 0 | 0
96 | PSCO_340325_In | 1314 | 0 | 100 | 0 |  |  | 8760 | 0 | 0 |  | 0 | 0 | 0 | 0 | 0 | 0
97 | PSCO_340325_Out | -1112.7 | 0 | 100 | 0 |  |  | 8760 | 0 | 0 |  | 0 | 0 | 0 | 0 | 0 | 0
98 | HURR_393045_S | -0.2 | 0 | 100 | 0 |  |  | 8760 | 75 | -16 |  | 0 | 0 | 0 | 75 | 75 | -16
99 | HURR_393045_P | 1.9 | 0 | 100 | 0 |  |  | 8760 | 75 | 145 |  | 0 | 0 | 0 | 75 | 75 | 145
100 | QF_EVB_351030 | 47.9 | 0 | 100 | 0 |  |  | 8736 | 66.4 | 3177 |  | 0 | 0 | 0 | 66.36 | 66.36 | 3177
101 | WEYE_Res_356685 | 0 | 0 | 0 | 0 |  |  | 0 | 0 | 0 |  | 0 | 0 | 0 | 0 | 0 | 0
102 | Chehalis | 1148.1 | 0 | 28 | 180 | 8433.1 | 7345 | 3708 | 418.1 | 35260 | 632 | 2699 | 0 | 3998 | 34.19 | 36.54 | 41956
103 | PAC-Mead PUR | 0 | 0 | 0 | 171 |  |  | 366 | 0 | 0 |  | 0 | 0 | 0 | 0 | 0 | 0
104 | PAC-Mead SALE | -731.9 | 0 | 64.7 | 286 |  |  | 7868 | 36.1 | -26447 |  | 0 | 0 | 0 | 36.14 | 36.14 | -26447
105 | PAC-Mona PUR | 505.2 | 0 | 5.8 | 885 |  |  | 5399 | 36.8 | 18610 |  | 0 | 0 | 0 | 36.84 | 36.84 | 18610
106 | PAC-Mona SALE | -359.6 | 0 | 55.1 | 561 |  |  | 6680 | 34.9 | -12544 |  | 0 | 0 | 0 | 34.89 | 34.89 | -12544
107 | Copco 1-2 | 267.3 | 0 | 57.9 | 0 |  |  | 8760 | 0 | 0 |  | 0 | 0 | 0 | 0 | 0 | 0
108 | QF_CA_Hydro | 33.3 | 0 | 100 | 0 |  |  | 8760 | 144.8 | 4825 |  | 0 | 0 | 0 | 144.84 | 144.84 | 4825
109 | QF_OR_Biomass | 3.7 | 0 | 100 | 0 |  |  | 8760 | 68.2 | 250 |  | 0 | 0 | 0 | 68.24 | 68.24 | 250
110 | QF_OR_Hydro | 162.4 | 0 | 100 | 0 |  |  | 8760 | 107.9 | 17512 |  | 0 | 0 | 0 | 107.86 | 107.86 | 17512
111 | QF_OR_Thermal | 125.6 | 0 | 100 | 0 |  |  | 8760 | 71 | 8917 |  | 0 | 0 | 0 | 71 | 71 | 8917
112 | QF_UTS_Biomass | 17.7 | 0 | 100 | 0 |  |  | 8760 | 50.7 | 900 |  | 0 | 0 | 0 | 50.75 | 50.75 | 900
113 | QF_UTN_Hydro | 6.7 | 0 | 100 | 0 |  |  | 8760 | 88.9 | 593 |  | 0 | 0 | 0 | 88.89 | 88.89 | 593
114 | QF_WAYA_Biomass | 0 | 0 | 0 | 0 |  |  | 8760 | 0 | 0 |  | 0 | 0 | 0 | 0 | 0 | 0
115 | QF_WAWW_Hydro | 0 | 0 | 0 | 0 |  |  | 8760 | 0 | 0 |  | 0 | 0 | 0 | 0 | 0 | 0
116 | QF_WAYA_Wind | 0 | 0 | 0 | 0 |  |  | 8760 | 0 | 0 |  | 0 | 0 | 0 | 0 | 0 | 0
117 | QF_WY_Hydro | 11.4 | 0 | 100 | 0 |  |  | 8760 | 71.5 | 814 |  | 0 | 0 | 0 | 71.47 | 71.47 | 814
118 | QF_ID_Hydro | 112.6 | 0 | 100 | 0 |  |  | 8760 | 92.8 | 10451 |  | 0 | 0 | 0 | 92.8 | 92.8 | 10451
119 | PAC-NOB PUR | 26 | 0 | 1.5 | 131 |  |  | 315 | 24.4 | 634 |  | 0 | 0 | 0 | 24.42 | 24.42 | 634
120 | SCL_New_Out | -360.9 | 0 | 100 | 0 |  |  | 8760 | 14.6 | -5258 |  | 0 | 0 | -5258 | 29.14 | 29.14 | -10517
121 | QF_RBFP_E20771 | 12 | 0 | 100 | 0 |  |  | 8760 | 54.1 | 648 |  | 0 | 0 | 0 | 54.05 | 54.05 | 648
122 | ConstEng_E999691 | 63.2 | 0 | 100 | 0 |  |  | 8760 | 54.7 | 3458 |  | 0 | 0 | 3458 | 109.44 | 109.44 | 6916
123 | TMF_BioF_E20958 | 37.2 | 0 | 88.5 | 0 |  |  | 8760 | 0 | 0 |  | 0 | 0 | 1406 | 37.76 | 37.76 | 1406
124 | PAC-NOB SALE | 0 | 0 | 0 | 0 |  |  | 0 | 0 | 0 |  | 0 | 0 | 0 | 0 | 0 | 0
125 | I_Naughton3_GCF | 192.1 | 0 | 11.1 | 14 | 2249.7 | 11712 | 1570 | 378.8 | 8521 | 30 | 112 | 4758 | 0 | 44.36 | 69.72 | 13392
126 | BHPL_27013R_MC_S | -168.9 | 0 | 100 | 0 |  |  | 8760 | 11 | -1854 |  | 0 | 0 | 0 | 10.98 | 10.98 | -1854
127 | BHPL_27013R_US_S | -65.9 | 0 | 100 | 0 |  |  | 8760 | 11 | -724 |  | 0 | 0 | 0 | 10.98 | 10.98 | -724
128 | UMPA_45631R_S | -220.8 | 0 | 100 | 0 |  |  | 8760 | 23.2 | -5131 |  | 0 | -4396 | -5131 | 46.48 | 66.39 | -14659
129 | DorenaHyd_20887 | 15.1 | 0 | 100 | 0 |  |  | 8760 | 73.5 | 1107 |  | 0 | 0 | 0 | 73.47 | 73.47 | 1107
130 | QF_Bioms1_234159 | 228.5 | 0 | 100 | 0 |  |  | 8760 | 74.9 | 17124 |  | 0 | 0 | 0 | 74.94 | 74.94 | 17124
131 | ObsidianBlkCap | 4.7 | 0 | 100 | 0 |  |  | 8760 | 72.7 | 342 |  | 0 | 0 | 0 | 72.71 | 72.71 | 342
132 | QF_CA_Biomass | 0 | 0 | 100 | 0 |  |  | 8760 | 32.2 | 1 |  | 0 | 0 | 0 | 32.24 | 32.24 | 1
133 | QF_ID_Biomass | 10.8 | 0 | 100 | 0 |  |  | 8760 | 75.4 | 814 |  | 0 | 0 | 0 | 75.4 | 75.4 | 814
134 | QF_UTN_Wind | 0 | 0 | 0 | 0 |  |  | 8760 | 0 | 0 |  | 0 | 0 | 0 | 0 | 0 | 0
135 | QF_WAYA_Hydro | 6.7 | 0 | 100 | 0 |  |  | 8760 | 38.4 | 258 |  | 0 | 0 | 0 | 38.4 | 38.4 | 258
136 | QF_WY_Wind | 0.3 | 0 | 100 | 0 |  |  | 8760 | 60.5 | 18 |  | 0 | 0 | 0 | 60.5 | 60.5 | 18
137 | DSM_CooKeeper_Te | 0 | 0 | 0 | 5 |  |  | 1848 | 0 | 0 |  | 0 | 0 | 0 | 0 | 0 | 0
138 | DSM_UT_Irrigate_ | 0 | 0 | 0 | 4 |  |  | 1008 | 0 | 0 |  | 0 | 0 | 0 | 0 | 0 | 0
139 | BHPL_27013R_WYNE | -15 | 0 | 14.7 | 181 |  |  | 1285 | 11 | -165 |  | 0 | 0 | 0 | 10.98 | 10.98 | -165
140 | BHPL_27013R_JB | 0 | 0 | 0 | 0 |  |  | 0 | 0 | 0 |  | 0 | 0 | 0 | 0 | 0 | 0
141 | QF_Latigo_21022 | 91.3 | 0 | 100 | 1 |  |  | 5880 | 60 | 5484 |  | 0 | 0 | 0 | 60.05 | 60.05 | 5484
142 | Long Ridge1_2102 | 0.6 | 0 | 100 | 1 |  |  | 24 | 63.8 | 40 |  | 0 | 0 | 0 | 63.76 | 63.76 | 40
143 | Long Ridge2_2102 | 0.6 | 0 | 100 | 1 |  |  | 24 | 63.8 | 40 |  | 0 | 0 | 0 | 63.76 | 63.76 | 40
144 | BlueMountain_210 | 25.3 | 0 | 100 | 1 |  |  | 768 | 60.7 | 1533 |  | 0 | 0 | 0 | 60.66 | 60.66 | 1533
145 | Buckhorn_Solar | 1.8 | 0 | 100 | 1 |  |  | 3696 | 76.3 | 140 |  | 0 | 0 | 0 | 76.3 | 76.3 | 140
146 | CedarValley_Sola | 1.8 | 0 | 100 | 1 |  |  | 3696 | 76.3 | 140 |  | 0 | 0 | 0 | 76.3 | 76.3 | 140
147 | Beryl_Solar | 1.9 | 0 | 100 | 1 |  |  | 3696 | 76.3 | 144 |  | 0 | 0 | 0 | 76.3 | 76.3 | 144
148 | Greenvile_Solar | 1.4 | 0 | 100 | 1 |  |  | 3696 | 76.3 | 103 |  | 0 | 0 | 0 | 76.3 | 76.3 | 103
149 | MilfordFlat_Sola | 1.8 | 0 | 100 | 1 |  |  | 3696 | 58.4 | 107 |  | 0 | 0 | 0 | 58.39 | 58.39 | 107
150 | QF_UTN_Solar | 0.9 | 0 | 100 | 0 |  |  | 8760 | 0 | 0 |  | 0 | 0 | 0 | 0 | 0 | 0
151 | QF_FiddlerCanyon | 11 | 0 | 100 | 1 |  |  | 5184 | 85 | 936 |  | 0 | 0 | 0 | 85 | 85 | 936
152 | QF_SouthMilford_ | 7.6 | 0 | 100 | 1 |  |  | 8424 | 58.4 | 441 |  | 0 | 0 | 0 | 58.39 | 58.39 | 441
153 | QF_Manderfield_2 | 3.2 | 0 | 100 | 1 |  |  | 5184 | 85 | 272 |  | 0 | 0 | 0 | 85 | 85 | 272
154 | QF_GranitePeak_2 | 1.8 | 0 | 100 | 1 |  |  | 3696 | 58.4 | 107 |  | 0 | 0 | 0 | 58.39 | 58.39 | 107
155 | QF_LahoSolar_210 | 1.8 | 0 | 100 | 1 |  |  | 3696 | 58.4 | 107 |  | 0 | 0 | 0 | 58.39 | 58.39 | 107
156 | OSIP_Projects | 3.9 | 0 | 100 | 0 |  |  | 8760 | 0 | 0 |  | 0 | 0 | 0 | 0 | 0 | 0
157 | PSCO_FC_340325_o | 0 | 0 | 0 | 0 |  |  | 0 | 0 | 0 |  | 0 | 0 | 0 | 0 | 0 | 0
158 | Tri-State_27057 | 91 | 0 | 63.5 | 261 |  |  | 5292 | 15.5 | 1410 |  | 0 | 0 | 0 | 15.49 | 15.49 | 1410
159 | StoneHouseSolar_ | 13.2 | 0 | 100 | 0 |  |  | 8760 | 78.9 | 1043 |  | 0 | 0 | 0 | 78.86 | 78.86 | 1043
160 | BevansPoint | 3.4 | 0 | 100 | 1 |  |  | 6624 | 78.9 | 267 |  | 0 | 0 | 0 | 78.86 | 78.86 | 267
161 | MagCorp_144408 | 0 | 0 | 0 | 0 |  |  | 0 | 0 | 0 |  | 0 | 0 | 0 | 0 | 0 | 0
162 | Nucor_137328 | 0 | 0 | 0 | 0 |  |  | 0 | 0 | 0 |  | 0 | 0 | 0 | 0 | 0 | 0
163 | MonsanCur_145258 | 0 | 0 | 0 | 0 |  |  | 0 | 0 | 0 |  | 0 | 0 | 0 | 0 | 0 | 0
164 | SCL_New_Reserve | 0 | 0 | 0 | 0 |  |  | 0 | 0 | 0 |  | 0 | 0 | 0 | 0 | 0 | 0
165 | LakeSide2 | 3245.6 | 0 | 57.1 | 84 | 22286.4 | 6867 | 7627 | 395 | 88022 | 322 | 1380 | 24303 | 10474 | 30.35 | 38.26 | 124179
166 | WI_Goshen | 1045.8 | 0 | 100 | 0 |  |  | 8760 | 0 | 0 |  | 0 | 0 | 0 | 0 | 0 | 0
167 | WI_MidC | 434 | 0 | 100 | 396 |  |  | 8144 | 0 | 0 |  | 0 | 0 | 0 | 0 | 0 | 0
168 | WI_UtahNorth | 789.5 | 0 | 100 | 0 |  |  | 8760 | 0 | 0 |  | 0 | 0 | 0 | 0 | 0 | 0
169 | WI_WallaWalla | 1497.4 | 0 | 100 | 487 |  |  | 7954 | 0 | 0 |  | 0 | 0 | 0 | 0 | 0 | 0
170 | WI_WyomingNE | 3452.5 | 0 | 100 | 50 |  |  | 8669 | 0 | 0 |  | 0 | 0 | 0 | 0 | 0 | 0
SYSTE | M PRODUCTION | 63216.7 | 0 |  | 7197 | 510003.5 | 9774 |  |  | 999508 | 3424 | 15084 | 449358 | 53921 | 16.66 | 24.01 | 1517871