## Displacement
Partial Displacement Adjusted for Solar Degradation
MW Capacity (July)
| a | b | c | d | e | f | g | h | i | j | k
| Signed & Potential QFs |  |  | Cumulative |  | Base Case |  | Avoided Cost Case
Year | a: Adjusted For Solar Degradation; d: 2015 IRP; f: Displacement; h: Nameplate; j: Displacement
| Signed | Potential | Total | CCCT MW | FOT | CCCT | FOT | New QF | Total | CCCT | FOT
|  |  | a + b |  |  | MIN( c,d ) | MIN( e,c - f ) |  | c + h | MIN( d,i ) | MIN( e,i - j )
2015 | 0 | 0 | 0 | 0 | #VALUE! | 0 | #VALUE! | 0 | 0 | 0 | #VALUE!
2016 | 0 | 352.7982 | 352.7982 | 0 | #VALUE! | 0 | #VALUE! | 100 | 452.7982 | 0 | #VALUE!
2017 | 115.355 | 1144.4983 | 1259.8533 | 0 | #VALUE! | 0 | #VALUE! | 100 | 1359.8533 | 0 | #VALUE!
2018 | 118.5614 | 1242.0123 | 1360.5737 | 0 | #VALUE! | 0 | #VALUE! | 100 | 1460.5737 | 0 | #VALUE!
2019 | 117.7446 | 1266.07 | 1383.8146 | 0 | #VALUE! | 0 | #VALUE! | 100 | 1483.8146 | 0 | #VALUE!
2020 | 116.9284 | 1258.5991 | 1375.5275 | 0 | #VALUE! | 0 | #VALUE! | 100 | 1475.5275 | 0 | #VALUE!
2021 | 116.1127 | 1251.13 | 1367.2427 | 0 | #VALUE! | 0 | #VALUE! | 100 | 1467.2427 | 0 | #VALUE!
2022 | 115.2977 | 1243.6625 | 1358.9601 | 0 | #VALUE! | 0 | #VALUE! | 100 | 1458.9601 | 0 | #VALUE!
2023 | 114.4832 | 1236.1966 | 1350.6798 | 0 | #VALUE! | 0 | #VALUE! | 100 | 1450.6798 | 0 | #VALUE!
2024 | 113.6693 | 1228.7324 | 1342.4017 | 0 | #VALUE! | 0 | #VALUE! | 100 | 1442.4017 | 0 | #VALUE!
2025 | 112.856 | 1221.2697 | 1334.1258 | 0 | #VALUE! | 0 | #VALUE! | 100 | 1434.1258 | 0 | #VALUE!
2026 | 112.0433 | 1213.8088 | 1325.8521 | 0 | #VALUE! | 0 | #VALUE! | 100 | 1425.8521 | 0 | #VALUE!
2027 | 111.2312 | 1206.3494 | 1317.5805 | 0 | #VALUE! | 0 | #VALUE! | 100 | 1417.5805 | 0 | #VALUE!
2028 | 110.4196 | 1198.8916 | 1309.3111 | 423 | #VALUE! | 423 | #VALUE! | 100 | 1409.3111 | 423 | #VALUE!
2029 | 109.6086 | 1191.4354 | 1301.0439 | 423 | #VALUE! | 423 | #VALUE! | 100 | 1401.0439 | 423 | #VALUE!
2030 | 108.7981 | 1183.9807 | 1292.7788 | 1582 | #VALUE! | 1292.7788 | #VALUE! | 100 | 1392.7788 | 1392.7788 | #VALUE!
2031 | 107.9882 | 1176.5277 | 1284.5159 | 1582 | #VALUE! | 1292.7788 | #VALUE! | 100 | 1384.5159 | 1392.7788 | #VALUE!
2032 | 107.1789 | 1169.0762 | 1276.255 | 1582 | #VALUE! | 1292.7788 | #VALUE! | 100 | 1376.255 | 1392.7788 | #VALUE!
2033 | 106.3701 | 1161.6262 | 1267.9963 | 2217 | #VALUE! | 1292.7788 | #VALUE! | 100 | 1367.9963 | 1392.7788 | #VALUE!
2034 | 105.5618 | 1154.1778 | 1259.7396 | 2852 | #VALUE! | 1292.7788 | #VALUE! | 100 | 1359.7396 | 1392.7788 | #VALUE!
2035 | 104.7542 | 1146.7309 | 1251.485 | 2852 | #VALUE! | 1292.7788 | #VALUE! | 100 | 1351.485 | 1392.7788 | #VALUE!
2036 | 103.947 | 1139.2855 | 1243.2325 | 2852 | #VALUE! | 1292.7788 | #VALUE! | 100 | 1343.2325 | 1392.7788 | #VALUE!
2037 | 103.1404 | 1131.8416 | 1234.982 | 2852 | #VALUE! | 1292.7788 | #VALUE! | 100 | 1334.982 | 1392.7788 | #VALUE!
2038 | 102.3343 | 1124.3992 | 1226.7336 | 2852 | #VALUE! | 1292.7788 | #VALUE! | 100 | 1326.7336 | 1392.7788 | #VALUE!
2039 | 101.5288 | 1116.9583 | 1218.4871 | 2852 | #VALUE! | 1292.7788 | #VALUE! | 100 | 1318.4871 | 1392.7788 | #VALUE!
2040 | 100.7238 | 1109.5189 | 1210.2427 | 2852 | #VALUE! | 1292.7788 | #VALUE! | 100 | 1310.2427 | 1392.7788 | #VALUE!
CCCT Partial Displacement in 2030 | d: Base Case; e: AC Case
Before Solar Degradation | d: 1401.87; e: 1501.87
After Solar Degradation | d: 1292.78; e: 1392.78

## Potential
|  |  |  | Good to go | [90 empty] | < -- End of Section
Year | Month | Hour | Row
|  |  |  | QF Name | Total | QF - BPA NITS | QF - Clover | QF - Central Oregon | QF - Goshen | QF - Utah North | QF - Utah South | QF - West Main | QF - Wyoming Northeast | QF - 82 - UT - Wind | QF - 122 - UT - Solar | QF - 125 - UT - Wind | QF - 132 - UT - Solar | QF - 133 - UT - Solar | QF - 137 - UT - Solar | QF - 138 - UT - Solar | QF - 141 - UT - Solar | QF - 142 - UT - Solar | QF - 144 - UT - Solar | QF - 145 - UT - Solar | QF - 149 - UT - Solar | QF - 150 - UT - Solar | QF - 156 - UT - Solar | QF - 161 - UT - Solar | QF - 162 - UT - Solar | QF - 164 - UT - Solar | QF - 166 - UT - Solar | QF - 167 - UT - Wind | QF - 168 - UT - Wind | QF - 169 - UT - Solar | QF - 170 - UT - Solar | QF - 171 - UT - Solar | QF - 172 - UT - Solar | QF - 173 - UT - Solar | QF - 174 - ID - Solar | QF - 175 - ID - Solar | QF - 177 - WY - Wind | QF - 178 - UT - Wind | QF - 179 - UT - Solar | QF - 180 - WY - Wind | QF - 181 - ID - Solar | QF - 182 - OR - Solar | QF - 183 - OR - Solar | QF - 184 - OR - Solar | QF - 185 - UT - Solar | QF - 186 - UT - Solar | QF - 187 - UT - Solar | QF - 188 - UT - Solar | QF - 189 - UT - Solar | QF - 190 - UT - Solar | QF - 191 - UT - Solar | QF - 192 - UT - Solar | QF - 193 - WY - Wind | QF - 194 - WY - Wind | QF - 195 - WY - Wind | QF - 196 - ID - Solar | QF - 197 - ID - Solar | QF - 198 - ID - Solar | QF - 199 - ID - Solar | QF - 200 - OR - Solar | QF - 201 - UT - Solar | QF - 202 - ID - Solar | QF - 203 - ID - Solar | QF - 204 - ID - Solar | QF - 205 - ID - Solar | QF - 206 - ID - Wind | QF - 207 - UT - Solar | QF - 208 - ID - Solar | QF - 209 - ID - Solar | QF - 210 - ID - Solar | QF - 211 - ID - Solar | QF - 212 - ID - Solar | QF - 213 - ID - Solar | QF - 214 - ID - Solar | QF - 215 - ID - Solar | QF - 216 - ID - Solar | QF - 217 - WY - Wind | QF - 218 - WY - Wind | QF - 219 - WY - Wind | QF - 220 - UT - Solar | QF - 221 - UT - Solar | QF - 222 - UT - Solar | QF - 223 - WY - Solar | QF - 224 - OR - Solar | QF - 224 - OR - Solar | QF - 224 - OR - Solar | QF - 225 - UT - Solar | QF - 226 - UT - Solar | QF - 227 - UT - Solar | QF - 228 - UT - Solar | < -- End of Section
|  |  |  | COD (First Month) | [9 empty] | 2015-10-01 | 2015-09-01 | 2015-11-01 | 2016-01-01 | 2016-01-01 | 2017-01-01 | 2016-01-01 | 2016-10-01 | 2016-10-01 | 2016-11-01 | 2016-11-01 | 2018-01-01 | 2018-01-01 | 2016-01-01 | 2016-11-01 | 2016-11-01 | 2017-01-01 | 2017-01-01 | 2018-01-01 | 2018-01-01 | 2016-01-01 | 2017-01-01 | 2017-01-01 | 2017-01-01 | 2017-01-01 | 2016-11-01 | 2016-11-01 | 2017-01-01 | 2017-01-01 | 2017-01-01 | 2017-01-01 | 2017-01-01 | 2017-01-01 | 2017-01-01 | 2017-01-01 | 2016-06-01 | 2016-06-01 | 2016-06-01 | 2016-06-01 | 2016-06-01 | 2016-06-01 | 2016-01-01 | 2016-01-01 | 2016-09-01 | 2017-01-01 | 2017-01-01 | 2017-01-01 | 2017-01-01 | 2017-01-01 | 2017-01-01 | 2016-11-01 | 2017-01-01 | 2016-08-01 | 2016-08-01 | 2016-08-01 | 2016-08-01 | 2017-12-01 | 2017-12-01 | 2016-08-01 | 2016-08-01 | 2016-08-01 | 2016-08-01 | 2016-08-01 | 2016-08-01 | 2016-08-01 | 2016-08-01 | 2016-08-01 | 2016-12-01 | 2016-12-01 | 2016-12-01 | 2016-05-01 | 2016-12-01 | 2016-12-01 | 2018-11-01 | 2016-12-01 | 2017-01-01 | 2017-01-01 | 2016-12-01 | 2016-12-01 | 2016-12-01 | 2016-12-01
|  |  |  | Location |  | BPA NITS | Clover | Central Oregon | Goshen | Utah North | Utah South | West Main | Wyoming Northeast | Utah South | Utah North | Utah South | Utah South | Utah South | Utah South | Utah South | Utah South | Utah South | Utah South | Utah South | Utah South | Utah South | Clover | Utah South | Utah South | Utah North | Utah North | Utah South | Utah South | Utah South | Utah South | Utah South | Utah North | Utah North | Goshen | Goshen | Wyoming Northeast | Utah South | Utah North | Wyoming Northeast | Goshen | Central Oregon | Central Oregon | Central Oregon | Clover | Clover | Clover | Clover | Clover | Clover | Utah North | Utah South | Wyoming Northeast | Wyoming Northeast | Wyoming Northeast | Goshen | Goshen | Goshen | Goshen | Central Oregon | Utah South | Goshen | Goshen | Goshen | Goshen | Goshen | Utah South | Goshen | Goshen | Goshen | Goshen | Goshen | Goshen | Utah North | Utah North | Utah North | Wyoming Northeast | Wyoming Northeast | Wyoming Northeast | Utah North | Utah South | Utah South | Wyoming Northeast | West Main | Central Oregon | BPA NITS | Utah South | Utah South | Utah South | Utah South
|  |  |  | Nameplate | 4123.2 | 6 | 560 | 209.1 | 471 | 502 | 1554.6 | 107.9 | 712.6 | 79.2 | 50 | 45 | 80 | 21.2 | 20 | 10 | 20 | 80 | 80 | 80 | 80 | 80 | 80 | 80 | 80 | 50 | 80 | 80 | 80 | 5 | 6 | 78.2 | 14.5 | 7.5 | 20 | 20 | 80 | 69 | 80 | 80 | 21 | 44.2 | 45 | 20 | 80 | 80 | 80 | 80 | 80 | 80 | 80 | 80 | 72.6 | 80 | 80 | 20 | 20 | 20 | 20 | 80 | 15 | 40 | 50 | 20 | 20 | 20 | 40 | 80 | 20 | 20 | 20 | 20 | 20 | 20 | 20 | 20 | 80 | 80 | 80 | 80 | 58 | 80 | 80 | 107.9 | 19.9 | 6 | 20 | 20 | 80 | 8
|  |  |  | CF | [9 empty] | 33.78% | 20.17% | 28.06% | 32.45% | 32.78% | 29.24% | 25.18% | 30.68% | 31.35% | 30.58% | 30.1% | 31.02% | 31.02% | 26.37% | 30.1% | 30.58% | 25.18% | 25.16% | 26.39% | 27.5% | 29.49% | 25.02% | 22.69% | 25.27% | 25.75% | 23.19% | 23.4% | 40.7% | 35.93% | 27.8% | 40.7% | 26.99% | 23.96% | 27.52% | 22.48% | 25.81% | 24.51% | 25.81% | 24.51% | 25.81% | 24.51% | 29.61% | 31.67% | 45.17% | 40.7% | 40.7% | 27.08% | 27.08% | 27.08% | 27.08% | 26.55% | 25.6% | 25.85% | 25.85% | 25.55% | 25.55% | 31.84% | 29.95% | 23.49% | 23.8% | 23.8% | 25.03% | 25.03% | 25.03% | 25.17% | 25.17% | 25.17% | 42.3% | 35.55% | 45.53% | 18.27% | 32.45% | 34.38% | 26.62% | 26.62% | 26.62% | 26.62% | 33.59% | 33.59% | 33.59% | 34.65%
|  |  |  | MWh | [9 empty] | 234347.9374 | 88327.3034 | 110617.1702 | 227382.9975 | 60881.565 | 51229.1782 | 22055.67 | 53758.4001 | 219687.9457 | 214327.2138 | 210925.3874 | 217415.5283 | 217415.5283 | 184824.9032 | 210925.3874 | 214327.2138 | 110305 | 176289 | 184964.7461 | 192728.1618 | 12917.31 | 13150.396 | 155421.8517 | 32092.0031 | 16919.6986 | 40630.3931 | 41001.8541 | 285207.4135 | 217201.594 | 194855 | 285207.4135 | 49653.4001 | 92789.5836 | 108467.3359 | 39380.039 | 180862.5469 | 171768.0697 | 180862.5469 | 171768.0697 | 180862.5469 | 171768.0697 | 207488.2119 | 221976.1188 | 287298.6646 | 285207.4135 | 285207.4135 | 47445.8484 | 47445.8484 | 47445.8484 | 47445.8484 | 186070.1801 | 33634.1626 | 90587.595 | 113225.6591 | 44754.9759 | 44754.9759 | 55776.1008 | 104928.9697 | 164605.128 | 41690.0019 | 41690.0019 | 43853.0987 | 43853.0987 | 43853.0987 | 44102.19 | 44102.19 | 44102.19 | 296411.824 | 249116.4458 | 319049.265 | 128020.794 | 164888.3866 | 240934.4091 | 186548.3313 | 251044.7315 | 43562.432 | 11723.9946 | 58841.0636 | 58841.6557 | 235371.2455 | 24282.7909
|  |  |  | Capacity Contribution | [9 empty] | 14.5% | 34.1% | 14.5% | 39.1% | 39.1% | 39.1% | 34.1% | 39.1% | 39.1% | 39.1% | 39.1% | 39.1% | 39.1% | 34.1% | 39.1% | 39.1% | 34.1% | 34.1% | 14.5% | 14.5% | 39.2% | 34.2% | 39.1% | 39.1% | 39.1% | 39.1% | 39.1% | 14.5% | 14.5% | 34.1% | 14.5% | 34.1% | 36.7% | 36.7% | 36.7% | 34.1% | 34.1% | 34.1% | 34.1% | 34.1% | 34.1% | 34.1% | 34.1% | 14.5% | 14.5% | 14.5% | 39.1% | 39.1% | 39.1% | 39.1% | 36.7% | 39.1% | 34.1% | 34.1% | 34.1% | 34.1% | 14.5% | 39.1% | 34.1% | 34.1% | 34.1% | 34.1% | 34.1% | 34.1% | 34.1% | 34.1% | 34.1% | 14.5% | 14.5% | 14.5% | 34.1% | 39.1% | 39.1% | 39.1% | 35.83% | 35.83% | 35.83% | 39.1% | 39.1% | 39.1% | 39.1%
|  |  |  | Degradation Rate | [9 empty] | 0% | 0.5% | 0% | 0.5% | 0.5% | 0.5% | 0.5% | 0.5% | 0.5% | 0.5% | 0.5% | 0.5% | 0.5% | 0.5% | 0.5% | 0.5% | 0.5% | 0.5% | 0% | 0% | 0.5% | 0.5% | 0.5% | 0.8% | 0.8% | 0.8% | 0.8% | 0% | 0% | 0.8% | 0% | 0.8% | 0.8% | 0.8% | 0.8% | 0.8% | 0.8% | 0.8% | 0.8% | 0.8% | 0.8% | 0.8% | 0.8% | 0% | 0% | 0% | 0.8% | 0.8% | 0.8% | 0.8% | 0.8% | 0.8% | 0.8% | 0.8% | 0.8% | 0.8% | 0% | 0.8% | 0.8% | 0.8% | 0.8% | 0.8% | 0.8% | 0.8% | 0.8% | 0.8% | 0.8% | 0% | 0% | 0% | 0.8% | 0.5% | 0.5% | 0.8% | 0.5484% | 0.5484% | 0.5484% | 0.5% | 0.5% | 0.5% | 0.5% | < -- End of Section
Index |  |  |  | Degradation Method | [9 empty] | Flat | Flat | Flat | Flat | Flat | Flat | Flat | Flat | Flat | Flat | Flat | Flat | Flat | Flat | Flat | Flat | Flat | Flat | Flat | Flat | Flat | Flat | Flat | Prior | Prior | Prior | Prior | Flat | Flat | Prior | Flat | Prior | Prior | Prior | Prior | Prior | Prior | Prior | Prior | Prior | Prior | Prior | Prior | Flat | Flat | Flat | Prior | Prior | Prior | Prior | Prior | Prior | Prior | Prior | Prior | Prior | Flat | Prior | Prior | Prior | Prior | Prior | Prior | Prior | Prior | Prior | Prior | Flat | Flat | Flat | Prior | Flat | Flat | Prior | Prior | Prior | Prior | Prior | Prior | Prior | Prior
| Days |  |  | Monthly Capacity adjusted for Degradation (MW)
| 31 |  |  | 2015-01-01 | 0 | [8 empty] | 0 | 0 | 0 | 0 | 0 | 0 | 0 | 0 | 0 | 0 | 0 | 0 | 0 | 0 | 0 | 0 | 0 | 0 | 0 | 0 | 0 | 0 | 0 | 0 | 0 | 0 | 0 | 0 | 0 | 0 | 0 | 0 | 0 | 0 | 0 | 0 | 0 | 0 | 0 | 0 | 0 | 0 | 0 | 0 | 0 | 0 | 0 | 0 | 0 | 0 | 0 | 0 | 0 | 0 | 0 | 0 | 0 | 0 | 0 | 0 | 0 | 0 | 0 | 0 | 0 | 0 | 0 | 0 | 0 | 0 | 0 | 0 | 0 | 0 |  |  |  | 0 | 0 | 0 | 0
| 28 |  |  | 2015-02-01 | 0 | [8 empty] | 0 | 0 | 0 | 0 | 0 | 0 | 0 | 0 | 0 | 0 | 0 | 0 | 0 | 0 | 0 | 0 | 0 | 0 | 0 | 0 | 0 | 0 | 0 | 0 | 0 | 0 | 0 | 0 | 0 | 0 | 0 | 0 | 0 | 0 | 0 | 0 | 0 | 0 | 0 | 0 | 0 | 0 | 0 | 0 | 0 | 0 | 0 | 0 | 0 | 0 | 0 | 0 | 0 | 0 | 0 | 0 | 0 | 0 | 0 | 0 | 0 | 0 | 0 | 0 | 0 | 0 | 0 | 0 | 0 | 0 | 0 | 0 | 0 | 0 |  |  |  | 0 | 0 | 0 | 0
| 31 |  |  | 2015-03-01 | 0 | [8 empty] | 0 | 0 | 0 | 0 | 0 | 0 | 0 | 0 | 0 | 0 | 0 | 0 | 0 | 0 | 0 | 0 | 0 | 0 | 0 | 0 | 0 | 0 | 0 | 0 | 0 | 0 | 0 | 0 | 0 | 0 | 0 | 0 | 0 | 0 | 0 | 0 | 0 | 0 | 0 | 0 | 0 | 0 | 0 | 0 | 0 | 0 | 0 | 0 | 0 | 0 | 0 | 0 | 0 | 0 | 0 | 0 | 0 | 0 | 0 | 0 | 0 | 0 | 0 | 0 | 0 | 0 | 0 | 0 | 0 | 0 | 0 | 0 | 0 | 0 |  |  |  | 0 | 0 | 0 | 0
| 30 |  |  | 2015-04-01 | 0 | [8 empty] | 0 | 0 | 0 | 0 | 0 | 0 | 0 | 0 | 0 | 0 | 0 | 0 | 0 | 0 | 0 | 0 | 0 | 0 | 0 | 0 | 0 | 0 | 0 | 0 | 0 | 0 | 0 | 0 | 0 | 0 | 0 | 0 | 0 | 0 | 0 | 0 | 0 | 0 | 0 | 0 | 0 | 0 | 0 | 0 | 0 | 0 | 0 | 0 | 0 | 0 | 0 | 0 | 0 | 0 | 0 | 0 | 0 | 0 | 0 | 0 | 0 | 0 | 0 | 0 | 0 | 0 | 0 | 0 | 0 | 0 | 0 | 0 | 0 | 0 |  |  |  | 0 | 0 | 0 | 0
| 31 |  |  | 2015-05-01 | 0 | [8 empty] | 0 | 0 | 0 | 0 | 0 | 0 | 0 | 0 | 0 | 0 | 0 | 0 | 0 | 0 | 0 | 0 | 0 | 0 | 0 | 0 | 0 | 0 | 0 | 0 | 0 | 0 | 0 | 0 | 0 | 0 | 0 | 0 | 0 | 0 | 0 | 0 | 0 | 0 | 0 | 0 | 0 | 0 | 0 | 0 | 0 | 0 | 0 | 0 | 0 | 0 | 0 | 0 | 0 | 0 | 0 | 0 | 0 | 0 | 0 | 0 | 0 | 0 | 0 | 0 | 0 | 0 | 0 | 0 | 0 | 0 | 0 | 0 | 0 | 0 |  |  |  | 0 | 0 | 0 | 0
| 30 |  |  | 2015-06-01 | 0 | [8 empty] | 0 | 0 | 0 | 0 | 0 | 0 | 0 | 0 | 0 | 0 | 0 | 0 | 0 | 0 | 0 | 0 | 0 | 0 | 0 | 0 | 0 | 0 | 0 | 0 | 0 | 0 | 0 | 0 | 0 | 0 | 0 | 0 | 0 | 0 | 0 | 0 | 0 | 0 | 0 | 0 | 0 | 0 | 0 | 0 | 0 | 0 | 0 | 0 | 0 | 0 | 0 | 0 | 0 | 0 | 0 | 0 | 0 | 0 | 0 | 0 | 0 | 0 | 0 | 0 | 0 | 0 | 0 | 0 | 0 | 0 | 0 | 0 | 0 | 0 |  |  |  | 0 | 0 | 0 | 0
| 31 |  |  | 2015-07-01 | 0 | [8 empty] | 0 | 0 | 0 | 0 | 0 | 0 | 0 | 0 | 0 | 0 | 0 | 0 | 0 | 0 | 0 | 0 | 0 | 0 | 0 | 0 | 0 | 0 | 0 | 0 | 0 | 0 | 0 | 0 | 0 | 0 | 0 | 0 | 0 | 0 | 0 | 0 | 0 | 0 | 0 | 0 | 0 | 0 | 0 | 0 | 0 | 0 | 0 | 0 | 0 | 0 | 0 | 0 | 0 | 0 | 0 | 0 | 0 | 0 | 0 | 0 | 0 | 0 | 0 | 0 | 0 | 0 | 0 | 0 | 0 | 0 | 0 | 0 | 0 | 0 |  |  |  | 0 | 0 | 0 | 0
| 31 |  |  | 2015-08-01 | 0 | [8 empty] | 0 | 0 | 0 | 0 | 0 | 0 | 0 | 0 | 0 | 0 | 0 | 0 | 0 | 0 | 0 | 0 | 0 | 0 | 0 | 0 | 0 | 0 | 0 | 0 | 0 | 0 | 0 | 0 | 0 | 0 | 0 | 0 | 0 | 0 | 0 | 0 | 0 | 0 | 0 | 0 | 0 | 0 | 0 | 0 | 0 | 0 | 0 | 0 | 0 | 0 | 0 | 0 | 0 | 0 | 0 | 0 | 0 | 0 | 0 | 0 | 0 | 0 | 0 | 0 | 0 | 0 | 0 | 0 | 0 | 0 | 0 | 0 | 0 | 0 |  |  |  | 0 | 0 | 0 | 0
| 30 |  |  | 2015-09-01 | 8.3333 | [8 empty] | 0 | 1 | 0 | 0 | 0 | 0 | 0 | 0 | 0 | 0 | 0 | 0 | 0 | 0 | 0 | 0 | 0 | 0 | 0 | 0 | 0 | 0 | 0 | 0 | 0 | 0 | 0 | 0 | 0 | 0 | 0 | 0 | 0 | 0 | 0 | 0 | 0 | 0 | 0 | 0 | 0 | 0 | 0 | 0 | 0 | 0 | 0 | 0 | 0 | 0 | 0 | 0 | 0 | 0 | 0 | 0 | 0 | 0 | 0 | 0 | 0 | 0 | 0 | 0 | 0 | 0 | 0 | 0 | 0 | 0 | 0 | 0 | 0 | 0 |  |  |  | 0 | 0 | 0 | 0
| 31 |  |  | 2015-10-01 | 21.5333 | [8 empty] | 1 | 1 | 0 | 0 | 0 | 0 | 0 | 0 | 0 | 0 | 0 | 0 | 0 | 0 | 0 | 0 | 0 | 0 | 0 | 0 | 0 | 0 | 0 | 0 | 0 | 0 | 0 | 0 | 0 | 0 | 0 | 0 | 0 | 0 | 0 | 0 | 0 | 0 | 0 | 0 | 0 | 0 | 0 | 0 | 0 | 0 | 0 | 0 | 0 | 0 | 0 | 0 | 0 | 0 | 0 | 0 | 0 | 0 | 0 | 0 | 0 | 0 | 0 | 0 | 0 | 0 | 0 | 0 | 0 | 0 | 0 | 0 | 0 | 0 |  |  |  | 0 | 0 | 0 | 0
| 30 |  |  | 2015-11-01 | 29.0333 | [8 empty] | 1 | 1 | 1 | 0 | 0 | 0 | 0 | 0 | 0 | 0 | 0 | 0 | 0 | 0 | 0 | 0 | 0 | 0 | 0 | 0 | 0 | 0 | 0 | 0 | 0 | 0 | 0 | 0 | 0 | 0 | 0 | 0 | 0 | 0 | 0 | 0 | 0 | 0 | 0 | 0 | 0 | 0 | 0 | 0 | 0 | 0 | 0 | 0 | 0 | 0 | 0 | 0 | 0 | 0 | 0 | 0 | 0 | 0 | 0 | 0 | 0 | 0 | 0 | 0 | 0 | 0 | 0 | 0 | 0 | 0 | 0 | 0 | 0 | 0 |  |  |  | 0 | 0 | 0 | 0
| 31 |  |  | 2015-12-01 | 29.0333 | [8 empty] | 1 | 1 | 1 | 0 | 0 | 0 | 0 | 0 | 0 | 0 | 0 | 0 | 0 | 0 | 0 | 0 | 0 | 0 | 0 | 0 | 0 | 0 | 0 | 0 | 0 | 0 | 0 | 0 | 0 | 0 | 0 | 0 | 0 | 0 | 0 | 0 | 0 | 0 | 0 | 0 | 0 | 0 | 0 | 0 | 0 | 0 | 0 | 0 | 0 | 0 | 0 | 0 | 0 | 0 | 0 | 0 | 0 | 0 | 0 | 0 | 0 | 0 | 0 | 0 | 0 | 0 | 0 | 0 | 0 | 0 | 0 | 0 | 0 | 0 |  |  |  | 0 | 0 | 0 | 0
| 31 |  |  | 2016-01-01 | 0.12864 | [8 empty] | 1 | 1 | 1 | 1 | 1 | 0 | 1 | 0 | 0 | 0 | 0 | 0 | 0 | 1 | 0 | 0 | 0 | 0 | 0 | 0 | 1 | 0 | 0 | 0 | 0 | 0 | 0 | 0 | 0 | 0 | 0 | 0 | 0 | 0 | 0 | 0 | 0 | 0 | 0 | 0 | 0 | 1 | 1 | 0 | 0 | 0 | 0 | 0 | 0 | 0 | 0 | 0 | 0 | 0 | 0 | 0 | 0 | 0 | 0 | 0 | 0 | 0 | 0 | 0 | 0 | 0 | 0 | 0 | 0 | 0 | 0 | 0 | 0 | 0 | 0 | 0 | 0 | 0 | 0 | 0 | 0
| 29 |  |  | 2016-02-01 | 0.12864 | [8 empty] | 1 | 1 | 1 | 1 | 1 | 0 | 1 | 0 | 0 | 0 | 0 | 0 | 0 | 1 | 0 | 0 | 0 | 0 | 0 | 0 | 1 | 0 | 0 | 0 | 0 | 0 | 0 | 0 | 0 | 0 | 0 | 0 | 0 | 0 | 0 | 0 | 0 | 0 | 0 | 0 | 0 | 1 | 1 | 0 | 0 | 0 | 0 | 0 | 0 | 0 | 0 | 0 | 0 | 0 | 0 | 0 | 0 | 0 | 0 | 0 | 0 | 0 | 0 | 0 | 0 | 0 | 0 | 0 | 0 | 0 | 0 | 0 | 0 | 0 | 0 | 0 | 0 | 0 | 0 | 0 | 0
| 31 |  |  | 2016-03-01 | 0.12864 | [8 empty] | 1 | 1 | 1 | 1 | 1 | 0 | 1 | 0 | 0 | 0 | 0 | 0 | 0 | 1 | 0 | 0 | 0 | 0 | 0 | 0 | 1 | 0 | 0 | 0 | 0 | 0 | 0 | 0 | 0 | 0 | 0 | 0 | 0 | 0 | 0 | 0 | 0 | 0 | 0 | 0 | 0 | 1 | 1 | 0 | 0 | 0 | 0 | 0 | 0 | 0 | 0 | 0 | 0 | 0 | 0 | 0 | 0 | 0 | 0 | 0 | 0 | 0 | 0 | 0 | 0 | 0 | 0 | 0 | 0 | 0 | 0 | 0 | 0 | 0 | 0 | 0 | 0 | 0 | 0 | 0 | 0
| 30 |  |  | 2016-04-01 | 0.12864 | [8 empty] | 1 | 1 | 1 | 1 | 1 | 0 | 1 | 0 | 0 | 0 | 0 | 0 | 0 | 1 | 0 | 0 | 0 | 0 | 0 | 0 | 1 | 0 | 0 | 0 | 0 | 0 | 0 | 0 | 0 | 0 | 0 | 0 | 0 | 0 | 0 | 0 | 0 | 0 | 0 | 0 | 0 | 1 | 1 | 0 | 0 | 0 | 0 | 0 | 0 | 0 | 0 | 0 | 0 | 0 | 0 | 0 | 0 | 0 | 0 | 0 | 0 | 0 | 0 | 0 | 0 | 0 | 0 | 0 | 0 | 0 | 0 | 0 | 0 | 0 | 0 | 0 | 0 | 0 | 0 | 0 | 0
| 31 |  |  | 2016-05-01 | 0.14804 | [8 empty] | 1 | 1 | 1 | 1 | 1 | 0 | 1 | 0 | 0 | 0 | 0 | 0 | 0 | 1 | 0 | 0 | 0 | 0 | 0 | 0 | 1 | 0 | 0 | 0 | 0 | 0 | 0 | 0 | 0 | 0 | 0 | 0 | 0 | 0 | 0 | 0 | 0 | 0 | 0 | 0 | 0 | 1 | 1 | 0 | 0 | 0 | 0 | 0 | 0 | 0 | 0 | 0 | 0 | 0 | 0 | 0 | 0 | 0 | 0 | 0 | 0 | 0 | 0 | 0 | 0 | 0 | 0 | 0 | 0 | 0 | 1 | 0 | 0 | 0 | 0 | 0 | 0 | 0 | 0 | 0 | 0
| 30 |  |  | 2016-06-01 | 0.26445 | [8 empty] | 1 | 1 | 1 | 1 | 1 | 0 | 1 | 0 | 0 | 0 | 0 | 0 | 0 | 1 | 0 | 0 | 0 | 0 | 0 | 0 | 1 | 0 | 0 | 0 | 0 | 0 | 0 | 0 | 0 | 0 | 0 | 0 | 0 | 0 | 0 | 1 | 1 | 1 | 1 | 1 | 1 | 1 | 1 | 0 | 0 | 0 | 0 | 0 | 0 | 0 | 0 | 0 | 0 | 0 | 0 | 0 | 0 | 0 | 0 | 0 | 0 | 0 | 0 | 0 | 0 | 0 | 0 | 0 | 0 | 0 | 1 | 0 | 0 | 0 | 0 | 0 | 0 | 0 | 0 | 0 | 0
| 31 |  |  | 2016-07-01 | 0.26445 | [8 empty] | 1 | 1 | 1 | 1 | 1 | 0 | 1 | 0 | 0 | 0 | 0 | 0 | 0 | 1 | 0 | 0 | 0 | 0 | 0 | 0 | 1 | 0 | 0 | 0 | 0 | 0 | 0 | 0 | 0 | 0 | 0 | 0 | 0 | 0 | 0 | 1 | 1 | 1 | 1 | 1 | 1 | 1 | 1 | 0 | 0 | 0 | 0 | 0 | 0 | 0 | 0 | 0 | 0 | 0 | 0 | 0 | 0 | 0 | 0 | 0 | 0 | 0 | 0 | 0 | 0 | 0 | 0 | 0 | 0 | 0 | 1 | 0 | 0 | 0 | 0 | 0 | 0 | 0 | 0 | 0 | 0
| 31 |  |  | 2016-08-01 | 0.35419 | [8 empty] | 1 | 1 | 1 | 1 | 1 | 0 | 1 | 0 | 0 | 0 | 0 | 0 | 0 | 1 | 0 | 0 | 0 | 0 | 0 | 0 | 1 | 0 | 0 | 0 | 0 | 0 | 0 | 0 | 0 | 0 | 0 | 0 | 0 | 0 | 0 | 1 | 1 | 1 | 1 | 1 | 1 | 1 | 1 | 0 | 0 | 0 | 0 | 0 | 0 | 0 | 0 | 0 | 1 | 1 | 1 | 1 | 0 | 0 | 1 | 1 | 1 | 1 | 1 | 1 | 1 | 1 | 1 | 0 | 0 | 0 | 1 | 0 | 0 | 0 | 0 | 0 | 0 | 0 | 0 | 0 | 0
| 30 |  |  | 2016-09-01 | 0.37174 | [8 empty] | 1 | 0.995 | 1 | 1 | 1 | 0 | 1 | 0 | 0 | 0 | 0 | 0 | 0 | 1 | 0 | 0 | 0 | 0 | 0 | 0 | 1 | 0 | 0 | 0 | 0 | 0 | 0 | 0 | 0 | 0 | 0 | 0 | 0 | 0 | 0 | 1 | 1 | 1 | 1 | 1 | 1 | 1 | 1 | 1 | 0 | 0 | 0 | 0 | 0 | 0 | 0 | 0 | 1 | 1 | 1 | 1 | 0 | 0 | 1 | 1 | 1 | 1 | 1 | 1 | 1 | 1 | 1 | 0 | 0 | 0 | 1 | 0 | 0 | 0 | 0 | 0 | 0 | 0 | 0 | 0 | 0
| 31 |  |  | 2016-10-01 | 0.39599 | [8 empty] | 1 | 0.995 | 1 | 1 | 1 | 0 | 1 | 1 | 1 | 0 | 0 | 0 | 0 | 1 | 0 | 0 | 0 | 0 | 0 | 0 | 1 | 0 | 0 | 0 | 0 | 0 | 0 | 0 | 0 | 0 | 0 | 0 | 0 | 0 | 0 | 1 | 1 | 1 | 1 | 1 | 1 | 1 | 1 | 1 | 0 | 0 | 0 | 0 | 0 | 0 | 0 | 0 | 1 | 1 | 1 | 1 | 0 | 0 | 1 | 1 | 1 | 1 | 1 | 1 | 1 | 1 | 1 | 0 | 0 | 0 | 1 | 0 | 0 | 0 | 0 | 0 | 0 | 0 | 0 | 0 | 0
| 30 |  |  | 2016-11-01 | 0.5027 | [8 empty] | 1 | 0.995 | 1 | 1 | 1 | 0 | 1 | 1 | 1 | 1 | 1 | 0 | 0 | 1 | 1 | 1 | 0 | 0 | 0 | 0 | 1 | 0 | 0 | 0 | 0 | 1 | 1 | 0 | 0 | 0 | 0 | 0 | 0 | 0 | 0 | 1 | 1 | 1 | 1 | 1 | 1 | 1 | 1 | 1 | 0 | 0 | 0 | 0 | 0 | 0 | 1 | 0 | 1 | 1 | 1 | 1 | 0 | 0 | 1 | 1 | 1 | 1 | 1 | 1 | 1 | 1 | 1 | 0 | 0 | 0 | 1 | 0 | 0 | 0 | 0 | 0 | 0 | 0 | 0 | 0 | 0
| 31 |  |  | 2016-12-01 | 0.64434 | [8 empty] | 1 | 0.995 | 1 | 1 | 1 | 0 | 1 | 1 | 1 | 1 | 1 | 0 | 0 | 1 | 1 | 1 | 0 | 0 | 0 | 0 | 1 | 0 | 0 | 0 | 0 | 1 | 1 | 0 | 0 | 0 | 0 | 0 | 0 | 0 | 0 | 1 | 1 | 1 | 1 | 1 | 1 | 1 | 1 | 1 | 0 | 0 | 0 | 0 | 0 | 0 | 1 | 0 | 1 | 1 | 1 | 1 | 0 | 0 | 1 | 1 | 1 | 1 | 1 | 1 | 1 | 1 | 1 | 1 | 1 | 1 | 1 | 1 | 1 | 0 | 0.58296 | 0.58296 | 0.58296 | 1 | 1 | 1 | 1
| 31 |  |  | 2017-01-01 | 0.88783 | [8 empty] | 1 | 0.995 | 1 | 0.995 | 0.995 | 1 | 0.995 | 1 | 1 | 1 | 1 | 0 | 0 | 0.995 | 1 | 1 | 1 | 1 | 0 | 0 | 0.995 | 1 | 1 | 1 | 1 | 1 | 1 | 1 | 1 | 1 | 1 | 1 | 1 | 1 | 1 | 1 | 1 | 1 | 1 | 1 | 1 | 0.992 | 0.992 | 1 | 1 | 1 | 1 | 1 | 1 | 1 | 1 | 1 | 1 | 1 | 1 | 1 | 0 | 0 | 1 | 1 | 1 | 1 | 1 | 1 | 1 | 1 | 1 | 1 | 1 | 1 | 1 | 1 | 1 | 0 | 1 | 1 | 1 | 1 | 1 | 1 | 1
| 28 |  |  | 2017-02-01 | 0.88783 | [8 empty] | 1 | 0.995 | 1 | 0.995 | 0.995 | 1 | 0.995 | 1 | 1 | 1 | 1 | 0 | 0 | 0.995 | 1 | 1 | 1 | 1 | 0 | 0 | 0.995 | 1 | 1 | 1 | 1 | 1 | 1 | 1 | 1 | 1 | 1 | 1 | 1 | 1 | 1 | 1 | 1 | 1 | 1 | 1 | 1 | 0.992 | 0.992 | 1 | 1 | 1 | 1 | 1 | 1 | 1 | 1 | 1 | 1 | 1 | 1 | 1 | 0 | 0 | 1 | 1 | 1 | 1 | 1 | 1 | 1 | 1 | 1 | 1 | 1 | 1 | 1 | 1 | 1 | 0 | 1 | 1 | 1 | 1 | 1 | 1 | 1
| 31 |  |  | 2017-03-01 | 0.88783 | [8 empty] | 1 | 0.995 | 1 | 0.995 | 0.995 | 1 | 0.995 | 1 | 1 | 1 | 1 | 0 | 0 | 0.995 | 1 | 1 | 1 | 1 | 0 | 0 | 0.995 | 1 | 1 | 1 | 1 | 1 | 1 | 1 | 1 | 1 | 1 | 1 | 1 | 1 | 1 | 1 | 1 | 1 | 1 | 1 | 1 | 0.992 | 0.992 | 1 | 1 | 1 | 1 | 1 | 1 | 1 | 1 | 1 | 1 | 1 | 1 | 1 | 0 | 0 | 1 | 1 | 1 | 1 | 1 | 1 | 1 | 1 | 1 | 1 | 1 | 1 | 1 | 1 | 1 | 0 | 1 | 1 | 1 | 1 | 1 | 1 | 1
| 30 |  |  | 2017-04-01 | 0.88783 | [8 empty] | 1 | 0.995 | 1 | 0.995 | 0.995 | 1 | 0.995 | 1 | 1 | 1 | 1 | 0 | 0 | 0.995 | 1 | 1 | 1 | 1 | 0 | 0 | 0.995 | 1 | 1 | 1 | 1 | 1 | 1 | 1 | 1 | 1 | 1 | 1 | 1 | 1 | 1 | 1 | 1 | 1 | 1 | 1 | 1 | 0.992 | 0.992 | 1 | 1 | 1 | 1 | 1 | 1 | 1 | 1 | 1 | 1 | 1 | 1 | 1 | 0 | 0 | 1 | 1 | 1 | 1 | 1 | 1 | 1 | 1 | 1 | 1 | 1 | 1 | 1 | 1 | 1 | 0 | 1 | 1 | 1 | 1 | 1 | 1 | 1
| 31 |  |  | 2017-05-01 | 0.88767 | [8 empty] | 1 | 0.995 | 1 | 0.995 | 0.995 | 1 | 0.995 | 1 | 1 | 1 | 1 | 0 | 0 | 0.995 | 1 | 1 | 1 | 1 | 0 | 0 | 0.995 | 1 | 1 | 1 | 1 | 1 | 1 | 1 | 1 | 1 | 1 | 1 | 1 | 1 | 1 | 1 | 1 | 1 | 1 | 1 | 1 | 0.992 | 0.992 | 1 | 1 | 1 | 1 | 1 | 1 | 1 | 1 | 1 | 1 | 1 | 1 | 1 | 0 | 0 | 1 | 1 | 1 | 1 | 1 | 1 | 1 | 1 | 1 | 1 | 1 | 1 | 0.992 | 1 | 1 | 0 | 1 | 1 | 1 | 1 | 1 | 1 | 1
| 30 |  |  | 2017-06-01 | 0.88674 | [8 empty] | 1 | 0.995 | 1 | 0.995 | 0.995 | 1 | 0.995 | 1 | 1 | 1 | 1 | 0 | 0 | 0.995 | 1 | 1 | 1 | 1 | 0 | 0 | 0.995 | 1 | 1 | 1 | 1 | 1 | 1 | 1 | 1 | 1 | 1 | 1 | 1 | 1 | 1 | 0.992 | 0.992 | 0.992 | 0.992 | 0.992 | 0.992 | 0.992 | 0.992 | 1 | 1 | 1 | 1 | 1 | 1 | 1 | 1 | 1 | 1 | 1 | 1 | 1 | 0 | 0 | 1 | 1 | 1 | 1 | 1 | 1 | 1 | 1 | 1 | 1 | 1 | 1 | 0.992 | 1 | 1 | 0 | 1 | 1 | 1 | 1 | 1 | 1 | 1
| 31 |  |  | 2017-07-01 | 0.88674 | [8 empty] | 1 | 0.995 | 1 | 0.995 | 0.995 | 1 | 0.995 | 1 | 1 | 1 | 1 | 0 | 0 | 0.995 | 1 | 1 | 1 | 1 | 0 | 0 | 0.995 | 1 | 1 | 1 | 1 | 1 | 1 | 1 | 1 | 1 | 1 | 1 | 1 | 1 | 1 | 0.992 | 0.992 | 0.992 | 0.992 | 0.992 | 0.992 | 0.992 | 0.992 | 1 | 1 | 1 | 1 | 1 | 1 | 1 | 1 | 1 | 1 | 1 | 1 | 1 | 0 | 0 | 1 | 1 | 1 | 1 | 1 | 1 | 1 | 1 | 1 | 1 | 1 | 1 | 0.992 | 1 | 1 | 0 | 1 | 1 | 1 | 1 | 1 | 1 | 1
| 31 |  |  | 2017-08-01 | 0.88602 | [8 empty] | 1 | 0.995 | 1 | 0.995 | 0.995 | 1 | 0.995 | 1 | 1 | 1 | 1 | 0 | 0 | 0.995 | 1 | 1 | 1 | 1 | 0 | 0 | 0.995 | 1 | 1 | 1 | 1 | 1 | 1 | 1 | 1 | 1 | 1 | 1 | 1 | 1 | 1 | 0.992 | 0.992 | 0.992 | 0.992 | 0.992 | 0.992 | 0.992 | 0.992 | 1 | 1 | 1 | 1 | 1 | 1 | 1 | 1 | 1 | 0.992 | 0.992 | 0.992 | 0.992 | 0 | 0 | 0.992 | 0.992 | 0.992 | 0.992 | 0.992 | 0.992 | 0.992 | 0.992 | 0.992 | 1 | 1 | 1 | 0.992 | 1 | 1 | 0 | 1 | 1 | 1 | 1 | 1 | 1 | 1
| 30 |  |  | 2017-09-01 | 0.88596 | [8 empty] | 1 | 0.99 | 1 | 0.995 | 0.995 | 1 | 0.995 | 1 | 1 | 1 | 1 | 0 | 0 | 0.995 | 1 | 1 | 1 | 1 | 0 | 0 | 0.995 | 1 | 1 | 1 | 1 | 1 | 1 | 1 | 1 | 1 | 1 | 1 | 1 | 1 | 1 | 0.992 | 0.992 | 0.992 | 0.992 | 0.992 | 0.992 | 0.992 | 0.992 | 1 | 1 | 1 | 1 | 1 | 1 | 1 | 1 | 1 | 0.992 | 0.992 | 0.992 | 0.992 | 0 | 0 | 0.992 | 0.992 | 0.992 | 0.992 | 0.992 | 0.992 | 0.992 | 0.992 | 0.992 | 1 | 1 | 1 | 0.992 | 1 | 1 | 0 | 1 | 1 | 1 | 1 | 1 | 1 | 1
| 31 |  |  | 2017-10-01 | 0.88584 | [8 empty] | 1 | 0.99 | 1 | 0.995 | 0.995 | 1 | 0.995 | 0.995 | 0.995 | 1 | 1 | 0 | 0 | 0.995 | 1 | 1 | 1 | 1 | 0 | 0 | 0.995 | 1 | 1 | 1 | 1 | 1 | 1 | 1 | 1 | 1 | 1 | 1 | 1 | 1 | 1 | 0.992 | 0.992 | 0.992 | 0.992 | 0.992 | 0.992 | 0.992 | 0.992 | 1 | 1 | 1 | 1 | 1 | 1 | 1 | 1 | 1 | 0.992 | 0.992 | 0.992 | 0.992 | 0 | 0 | 0.992 | 0.992 | 0.992 | 0.992 | 0.992 | 0.992 | 0.992 | 0.992 | 0.992 | 1 | 1 | 1 | 0.992 | 1 | 1 | 0 | 1 | 1 | 1 | 1 | 1 | 1 | 1
| 30 |  |  | 2017-11-01 | 0.88522 | [8 empty] | 1 | 0.99 | 1 | 0.995 | 0.995 | 1 | 0.995 | 0.995 | 0.995 | 0.995 | 0.995 | 0 | 0 | 0.995 | 0.995 | 0.995 | 1 | 1 | 0 | 0 | 0.995 | 1 | 1 | 1 | 1 | 0.992 | 0.992 | 1 | 1 | 1 | 1 | 1 | 1 | 1 | 1 | 0.992 | 0.992 | 0.992 | 0.992 | 0.992 | 0.992 | 0.992 | 0.992 | 1 | 1 | 1 | 1 | 1 | 1 | 1 | 0.992 | 1 | 0.992 | 0.992 | 0.992 | 0.992 | 0 | 0 | 0.992 | 0.992 | 0.992 | 0.992 | 0.992 | 0.992 | 0.992 | 0.992 | 0.992 | 1 | 1 | 1 | 0.992 | 1 | 1 | 0 | 1 | 1 | 1 | 1 | 1 | 1 | 1
| 31 |  |  | 2017-12-01 | 0.89935 | [8 empty] | 1 | 0.99 | 1 | 0.995 | 0.995 | 1 | 0.995 | 0.995 | 0.995 | 0.995 | 0.995 | 0 | 0 | 0.995 | 0.995 | 0.995 | 1 | 1 | 0 | 0 | 0.995 | 1 | 1 | 1 | 1 | 0.992 | 0.992 | 1 | 1 | 1 | 1 | 1 | 1 | 1 | 1 | 0.992 | 0.992 | 0.992 | 0.992 | 0.992 | 0.992 | 0.992 | 0.992 | 1 | 1 | 1 | 1 | 1 | 1 | 1 | 0.992 | 1 | 0.992 | 0.992 | 0.992 | 0.992 | 1 | 1 | 0.992 | 0.992 | 0.992 | 0.992 | 0.992 | 0.992 | 0.992 | 0.992 | 0.992 | 1 | 1 | 1 | 0.992 | 0.995 | 0.995 | 0 | 0.99709 | 0.99709 | 0.99709 | 0.995 | 0.995 | 0.995 | 0.995
| 31 |  |  | 2018-01-01 | 0.9754 | [8 empty] | 1 | 0.99 | 1 | 0.99 | 0.99 | 0.995 | 0.99 | 0.995 | 0.995 | 0.995 | 0.995 | 1 | 1 | 0.99 | 0.995 | 0.995 | 0.995 | 0.995 | 1 | 1 | 0.99 | 0.995 | 0.995 | 0.992 | 0.992 | 0.992 | 0.992 | 1 | 1 | 0.992 | 1 | 0.992 | 0.992 | 0.992 | 0.992 | 0.992 | 0.992 | 0.992 | 0.992 | 0.992 | 0.992 | 0.984 | 0.984 | 1 | 1 | 1 | 0.992 | 0.992 | 0.992 | 0.992 | 0.992 | 0.992 | 0.992 | 0.992 | 0.992 | 0.992 | 1 | 1 | 0.992 | 0.992 | 0.992 | 0.992 | 0.992 | 0.992 | 0.992 | 0.992 | 0.992 | 1 | 1 | 1 | 0.992 | 0.995 | 0.995 | 0 | 0.99418 | 0.99418 | 0.99418 | 0.995 | 0.995 | 0.995 | 0.995
| 28 |  |  | 2018-02-01 | 0.9754 | [8 empty] | 1 | 0.99 | 1 | 0.99 | 0.99 | 0.995 | 0.99 | 0.995 | 0.995 | 0.995 | 0.995 | 1 | 1 | 0.99 | 0.995 | 0.995 | 0.995 | 0.995 | 1 | 1 | 0.99 | 0.995 | 0.995 | 0.992 | 0.992 | 0.992 | 0.992 | 1 | 1 | 0.992 | 1 | 0.992 | 0.992 | 0.992 | 0.992 | 0.992 | 0.992 | 0.992 | 0.992 | 0.992 | 0.992 | 0.984 | 0.984 | 1 | 1 | 1 | 0.992 | 0.992 | 0.992 | 0.992 | 0.992 | 0.992 | 0.992 | 0.992 | 0.992 | 0.992 | 1 | 1 | 0.992 | 0.992 | 0.992 | 0.992 | 0.992 | 0.992 | 0.992 | 0.992 | 0.992 | 1 | 1 | 1 | 0.992 | 0.995 | 0.995 | 0 | 0.99418 | 0.99418 | 0.99418 | 0.995 | 0.995 | 0.995 | 0.995
| 31 |  |  | 2018-03-01 | 0.9754 | [8 empty] | 1 | 0.99 | 1 | 0.99 | 0.99 | 0.995 | 0.99 | 0.995 | 0.995 | 0.995 | 0.995 | 1 | 1 | 0.99 | 0.995 | 0.995 | 0.995 | 0.995 | 1 | 1 | 0.99 | 0.995 | 0.995 | 0.992 | 0.992 | 0.992 | 0.992 | 1 | 1 | 0.992 | 1 | 0.992 | 0.992 | 0.992 | 0.992 | 0.992 | 0.992 | 0.992 | 0.992 | 0.992 | 0.992 | 0.984 | 0.984 | 1 | 1 | 1 | 0.992 | 0.992 | 0.992 | 0.992 | 0.992 | 0.992 | 0.992 | 0.992 | 0.992 | 0.992 | 1 | 1 | 0.992 | 0.992 | 0.992 | 0.992 | 0.992 | 0.992 | 0.992 | 0.992 | 0.992 | 1 | 1 | 1 | 0.992 | 0.995 | 0.995 | 0 | 0.99418 | 0.99418 | 0.99418 | 0.995 | 0.995 | 0.995 | 0.995
| 30 |  |  | 2018-04-01 | 0.9754 | [8 empty] | 1 | 0.99 | 1 | 0.99 | 0.99 | 0.995 | 0.99 | 0.995 | 0.995 | 0.995 | 0.995 | 1 | 1 | 0.99 | 0.995 | 0.995 | 0.995 | 0.995 | 1 | 1 | 0.99 | 0.995 | 0.995 | 0.992 | 0.992 | 0.992 | 0.992 | 1 | 1 | 0.992 | 1 | 0.992 | 0.992 | 0.992 | 0.992 | 0.992 | 0.992 | 0.992 | 0.992 | 0.992 | 0.992 | 0.984 | 0.984 | 1 | 1 | 1 | 0.992 | 0.992 | 0.992 | 0.992 | 0.992 | 0.992 | 0.992 | 0.992 | 0.992 | 0.992 | 1 | 1 | 0.992 | 0.992 | 0.992 | 0.992 | 0.992 | 0.992 | 0.992 | 0.992 | 0.992 | 1 | 1 | 1 | 0.992 | 0.995 | 0.995 | 0 | 0.99418 | 0.99418 | 0.99418 | 0.995 | 0.995 | 0.995 | 0.995
| 31 |  |  | 2018-05-01 | 0.97525 | [8 empty] | 1 | 0.99 | 1 | 0.99 | 0.99 | 0.995 | 0.99 | 0.995 | 0.995 | 0.995 | 0.995 | 1 | 1 | 0.99 | 0.995 | 0.995 | 0.995 | 0.995 | 1 | 1 | 0.99 | 0.995 | 0.995 | 0.992 | 0.992 | 0.992 | 0.992 | 1 | 1 | 0.992 | 1 | 0.992 | 0.992 | 0.992 | 0.992 | 0.992 | 0.992 | 0.992 | 0.992 | 0.992 | 0.992 | 0.984 | 0.984 | 1 | 1 | 1 | 0.992 | 0.992 | 0.992 | 0.992 | 0.992 | 0.992 | 0.992 | 0.992 | 0.992 | 0.992 | 1 | 1 | 0.992 | 0.992 | 0.992 | 0.992 | 0.992 | 0.992 | 0.992 | 0.992 | 0.992 | 1 | 1 | 1 | 0.984 | 0.995 | 0.995 | 0 | 0.99418 | 0.99418 | 0.99418 | 0.995 | 0.995 | 0.995 | 0.995
| 30 |  |  | 2018-06-01 | 0.97432 | [8 empty] | 1 | 0.99 | 1 | 0.99 | 0.99 | 0.995 | 0.99 | 0.995 | 0.995 | 0.995 | 0.995 | 1 | 1 | 0.99 | 0.995 | 0.995 | 0.995 | 0.995 | 1 | 1 | 0.99 | 0.995 | 0.995 | 0.992 | 0.992 | 0.992 | 0.992 | 1 | 1 | 0.992 | 1 | 0.992 | 0.992 | 0.992 | 0.992 | 0.984 | 0.984 | 0.984 | 0.984 | 0.984 | 0.984 | 0.984 | 0.984 | 1 | 1 | 1 | 0.992 | 0.992 | 0.992 | 0.992 | 0.992 | 0.992 | 0.992 | 0.992 | 0.992 | 0.992 | 1 | 1 | 0.992 | 0.992 | 0.992 | 0.992 | 0.992 | 0.992 | 0.992 | 0.992 | 0.992 | 1 | 1 | 1 | 0.984 | 0.995 | 0.995 | 0 | 0.99418 | 0.99418 | 0.99418 | 0.995 | 0.995 | 0.995 | 0.995
| 31 |  |  | 2018-07-01 | 0.97432 | [8 empty] | 1 | 0.99 | 1 | 0.99 | 0.99 | 0.995 | 0.99 | 0.995 | 0.995 | 0.995 | 0.995 | 1 | 1 | 0.99 | 0.995 | 0.995 | 0.995 | 0.995 | 1 | 1 | 0.99 | 0.995 | 0.995 | 0.992 | 0.992 | 0.992 | 0.992 | 1 | 1 | 0.992 | 1 | 0.992 | 0.992 | 0.992 | 0.992 | 0.984 | 0.984 | 0.984 | 0.984 | 0.984 | 0.984 | 0.984 | 0.984 | 1 | 1 | 1 | 0.992 | 0.992 | 0.992 | 0.992 | 0.992 | 0.992 | 0.992 | 0.992 | 0.992 | 0.992 | 1 | 1 | 0.992 | 0.992 | 0.992 | 0.992 | 0.992 | 0.992 | 0.992 | 0.992 | 0.992 | 1 | 1 | 1 | 0.984 | 0.995 | 0.995 | 0 | 0.99418 | 0.99418 | 0.99418 | 0.995 | 0.995 | 0.995 | 0.995
| 31 |  |  | 2018-08-01 | 0.9736 | [8 empty] | 1 | 0.99 | 1 | 0.99 | 0.99 | 0.995 | 0.99 | 0.995 | 0.995 | 0.995 | 0.995 | 1 | 1 | 0.99 | 0.995 | 0.995 | 0.995 | 0.995 | 1 | 1 | 0.99 | 0.995 | 0.995 | 0.992 | 0.992 | 0.992 | 0.992 | 1 | 1 | 0.992 | 1 | 0.992 | 0.992 | 0.992 | 0.992 | 0.984 | 0.984 | 0.984 | 0.984 | 0.984 | 0.984 | 0.984 | 0.984 | 1 | 1 | 1 | 0.992 | 0.992 | 0.992 | 0.992 | 0.992 | 0.992 | 0.984 | 0.984 | 0.984 | 0.984 | 1 | 1 | 0.984 | 0.984 | 0.984 | 0.984 | 0.984 | 0.984 | 0.984 | 0.984 | 0.984 | 1 | 1 | 1 | 0.984 | 0.995 | 0.995 | 0 | 0.99418 | 0.99418 | 0.99418 | 0.995 | 0.995 | 0.995 | 0.995
| 30 |  |  | 2018-09-01 | 0.97354 | [8 empty] | 1 | 0.985 | 1 | 0.99 | 0.99 | 0.995 | 0.99 | 0.995 | 0.995 | 0.995 | 0.995 | 1 | 1 | 0.99 | 0.995 | 0.995 | 0.995 | 0.995 | 1 | 1 | 0.99 | 0.995 | 0.995 | 0.992 | 0.992 | 0.992 | 0.992 | 1 | 1 | 0.992 | 1 | 0.992 | 0.992 | 0.992 | 0.992 | 0.984 | 0.984 | 0.984 | 0.984 | 0.984 | 0.984 | 0.984 | 0.984 | 1 | 1 | 1 | 0.992 | 0.992 | 0.992 | 0.992 | 0.992 | 0.992 | 0.984 | 0.984 | 0.984 | 0.984 | 1 | 1 | 0.984 | 0.984 | 0.984 | 0.984 | 0.984 | 0.984 | 0.984 | 0.984 | 0.984 | 1 | 1 | 1 | 0.984 | 0.995 | 0.995 | 0 | 0.99418 | 0.99418 | 0.99418 | 0.995 | 0.995 | 0.995 | 0.995
| 31 |  |  | 2018-10-01 | 0.97342 | [8 empty] | 1 | 0.985 | 1 | 0.99 | 0.99 | 0.995 | 0.99 | 0.99 | 0.99 | 0.995 | 0.995 | 1 | 1 | 0.99 | 0.995 | 0.995 | 0.995 | 0.995 | 1 | 1 | 0.99 | 0.995 | 0.995 | 0.992 | 0.992 | 0.992 | 0.992 | 1 | 1 | 0.992 | 1 | 0.992 | 0.992 | 0.992 | 0.992 | 0.984 | 0.984 | 0.984 | 0.984 | 0.984 | 0.984 | 0.984 | 0.984 | 1 | 1 | 1 | 0.992 | 0.992 | 0.992 | 0.992 | 0.992 | 0.992 | 0.984 | 0.984 | 0.984 | 0.984 | 1 | 1 | 0.984 | 0.984 | 0.984 | 0.984 | 0.984 | 0.984 | 0.984 | 0.984 | 0.984 | 1 | 1 | 1 | 0.984 | 0.995 | 0.995 | 0 | 0.99418 | 0.99418 | 0.99418 | 0.995 | 0.995 | 0.995 | 0.995
| 30 |  |  | 2018-11-01 | 0.9922 | [8 empty] | 1 | 0.985 | 1 | 0.99 | 0.99 | 0.995 | 0.99 | 0.99 | 0.99 | 0.99 | 0.99 | 1 | 1 | 0.99 | 0.99 | 0.99 | 0.995 | 0.995 | 1 | 1 | 0.99 | 0.995 | 0.995 | 0.992 | 0.992 | 0.984 | 0.984 | 1 | 1 | 0.992 | 1 | 0.992 | 0.992 | 0.992 | 0.992 | 0.984 | 0.984 | 0.984 | 0.984 | 0.984 | 0.984 | 0.984 | 0.984 | 1 | 1 | 1 | 0.992 | 0.992 | 0.992 | 0.992 | 0.984 | 0.992 | 0.984 | 0.984 | 0.984 | 0.984 | 1 | 1 | 0.984 | 0.984 | 0.984 | 0.984 | 0.984 | 0.984 | 0.984 | 0.984 | 0.984 | 1 | 1 | 1 | 0.984 | 0.995 | 0.995 | 1 | 0.99418 | 0.99418 | 0.99418 | 0.995 | 0.995 | 0.995 | 0.995
| 31 |  |  | 2018-12-01 | 0.9917 | [8 empty] | 1 | 0.985 | 1 | 0.99 | 0.99 | 0.995 | 0.99 | 0.99 | 0.99 | 0.99 | 0.99 | 1 | 1 | 0.99 | 0.99 | 0.99 | 0.995 | 0.995 | 1 | 1 | 0.99 | 0.995 | 0.995 | 0.992 | 0.992 | 0.984 | 0.984 | 1 | 1 | 0.992 | 1 | 0.992 | 0.992 | 0.992 | 0.992 | 0.984 | 0.984 | 0.984 | 0.984 | 0.984 | 0.984 | 0.984 | 0.984 | 1 | 1 | 1 | 0.992 | 0.992 | 0.992 | 0.992 | 0.984 | 0.992 | 0.984 | 0.984 | 0.984 | 0.984 | 1 | 0.992 | 0.984 | 0.984 | 0.984 | 0.984 | 0.984 | 0.984 | 0.984 | 0.984 | 0.984 | 1 | 1 | 1 | 0.984 | 0.99 | 0.99 | 1 | 0.99128 | 0.99128 | 0.99128 | 0.99 | 0.99 | 0.99 | 0.99
| 31 |  |  | 2019-01-01 | 0.98995 | [8 empty] | 1 | 0.985 | 1 | 0.985 | 0.985 | 0.99 | 0.985 | 0.99 | 0.99 | 0.99 | 0.99 | 0.995 | 0.995 | 0.985 | 0.99 | 0.99 | 0.99 | 0.99 | 1 | 1 | 0.985 | 0.99 | 0.99 | 0.984 | 0.984 | 0.984 | 0.984 | 1 | 1 | 0.984 | 1 | 0.984 | 0.984 | 0.984 | 0.984 | 0.984 | 0.984 | 0.984 | 0.984 | 0.984 | 0.984 | 0.976 | 0.976 | 1 | 1 | 1 | 0.984 | 0.984 | 0.984 | 0.984 | 0.984 | 0.984 | 0.984 | 0.984 | 0.984 | 0.984 | 1 | 0.992 | 0.984 | 0.984 | 0.984 | 0.984 | 0.984 | 0.984 | 0.984 | 0.984 | 0.984 | 1 | 1 | 1 | 0.984 | 0.99 | 0.99 | 1 | 0.98839 | 0.98839 | 0.98839 | 0.99 | 0.99 | 0.99 | 0.99
| 28 |  |  | 2019-02-01 | 0.98995 | [8 empty] | 1 | 0.985 | 1 | 0.985 | 0.985 | 0.99 | 0.985 | 0.99 | 0.99 | 0.99 | 0.99 | 0.995 | 0.995 | 0.985 | 0.99 | 0.99 | 0.99 | 0.99 | 1 | 1 | 0.985 | 0.99 | 0.99 | 0.984 | 0.984 | 0.984 | 0.984 | 1 | 1 | 0.984 | 1 | 0.984 | 0.984 | 0.984 | 0.984 | 0.984 | 0.984 | 0.984 | 0.984 | 0.984 | 0.984 | 0.976 | 0.976 | 1 | 1 | 1 | 0.984 | 0.984 | 0.984 | 0.984 | 0.984 | 0.984 | 0.984 | 0.984 | 0.984 | 0.984 | 1 | 0.992 | 0.984 | 0.984 | 0.984 | 0.984 | 0.984 | 0.984 | 0.984 | 0.984 | 0.984 | 1 | 1 | 1 | 0.984 | 0.99 | 0.99 | 1 | 0.98839 | 0.98839 | 0.98839 | 0.99 | 0.99 | 0.99 | 0.99
| 31 |  |  | 2019-03-01 | 0.98995 | [8 empty] | 1 | 0.985 | 1 | 0.985 | 0.985 | 0.99 | 0.985 | 0.99 | 0.99 | 0.99 | 0.99 | 0.995 | 0.995 | 0.985 | 0.99 | 0.99 | 0.99 | 0.99 | 1 | 1 | 0.985 | 0.99 | 0.99 | 0.984 | 0.984 | 0.984 | 0.984 | 1 | 1 | 0.984 | 1 | 0.984 | 0.984 | 0.984 | 0.984 | 0.984 | 0.984 | 0.984 | 0.984 | 0.984 | 0.984 | 0.976 | 0.976 | 1 | 1 | 1 | 0.984 | 0.984 | 0.984 | 0.984 | 0.984 | 0.984 | 0.984 | 0.984 | 0.984 | 0.984 | 1 | 0.992 | 0.984 | 0.984 | 0.984 | 0.984 | 0.984 | 0.984 | 0.984 | 0.984 | 0.984 | 1 | 1 | 1 | 0.984 | 0.99 | 0.99 | 1 | 0.98839 | 0.98839 | 0.98839 | 0.99 | 0.99 | 0.99 | 0.99
| 30 |  |  | 2019-04-01 | 0.98995 | [8 empty] | 1 | 0.985 | 1 | 0.985 | 0.985 | 0.99 | 0.985 | 0.99 | 0.99 | 0.99 | 0.99 | 0.995 | 0.995 | 0.985 | 0.99 | 0.99 | 0.99 | 0.99 | 1 | 1 | 0.985 | 0.99 | 0.99 | 0.984 | 0.984 | 0.984 | 0.984 | 1 | 1 | 0.984 | 1 | 0.984 | 0.984 | 0.984 | 0.984 | 0.984 | 0.984 | 0.984 | 0.984 | 0.984 | 0.984 | 0.976 | 0.976 | 1 | 1 | 1 | 0.984 | 0.984 | 0.984 | 0.984 | 0.984 | 0.984 | 0.984 | 0.984 | 0.984 | 0.984 | 1 | 0.992 | 0.984 | 0.984 | 0.984 | 0.984 | 0.984 | 0.984 | 0.984 | 0.984 | 0.984 | 1 | 1 | 1 | 0.984 | 0.99 | 0.99 | 1 | 0.98839 | 0.98839 | 0.98839 | 0.99 | 0.99 | 0.99 | 0.99
| 31 |  |  | 2019-05-01 | 0.98979 | [8 empty] | 1 | 0.985 | 1 | 0.985 | 0.985 | 0.99 | 0.985 | 0.99 | 0.99 | 0.99 | 0.99 | 0.995 | 0.995 | 0.985 | 0.99 | 0.99 | 0.99 | 0.99 | 1 | 1 | 0.985 | 0.99 | 0.99 | 0.984 | 0.984 | 0.984 | 0.984 | 1 | 1 | 0.984 | 1 | 0.984 | 0.984 | 0.984 | 0.984 | 0.984 | 0.984 | 0.984 | 0.984 | 0.984 | 0.984 | 0.976 | 0.976 | 1 | 1 | 1 | 0.984 | 0.984 | 0.984 | 0.984 | 0.984 | 0.984 | 0.984 | 0.984 | 0.984 | 0.984 | 1 | 0.992 | 0.984 | 0.984 | 0.984 | 0.984 | 0.984 | 0.984 | 0.984 | 0.984 | 0.984 | 1 | 1 | 1 | 0.976 | 0.99 | 0.99 | 1 | 0.98839 | 0.98839 | 0.98839 | 0.99 | 0.99 | 0.99 | 0.99
| 30 |  |  | 2019-06-01 | 0.98886 | [8 empty] | 1 | 0.985 | 1 | 0.985 | 0.985 | 0.99 | 0.985 | 0.99 | 0.99 | 0.99 | 0.99 | 0.995 | 0.995 | 0.985 | 0.99 | 0.99 | 0.99 | 0.99 | 1 | 1 | 0.985 | 0.99 | 0.99 | 0.984 | 0.984 | 0.984 | 0.984 | 1 | 1 | 0.984 | 1 | 0.984 | 0.984 | 0.984 | 0.984 | 0.976 | 0.976 | 0.976 | 0.976 | 0.976 | 0.976 | 0.976 | 0.976 | 1 | 1 | 1 | 0.984 | 0.984 | 0.984 | 0.984 | 0.984 | 0.984 | 0.984 | 0.984 | 0.984 | 0.984 | 1 | 0.992 | 0.984 | 0.984 | 0.984 | 0.984 | 0.984 | 0.984 | 0.984 | 0.984 | 0.984 | 1 | 1 | 1 | 0.976 | 0.99 | 0.99 | 1 | 0.98839 | 0.98839 | 0.98839 | 0.99 | 0.99 | 0.99 | 0.99
| 31 |  |  | 2019-07-01 | 0.98886 | [8 empty] | 1 | 0.985 | 1 | 0.985 | 0.985 | 0.99 | 0.985 | 0.99 | 0.99 | 0.99 | 0.99 | 0.995 | 0.995 | 0.985 | 0.99 | 0.99 | 0.99 | 0.99 | 1 | 1 | 0.985 | 0.99 | 0.99 | 0.984 | 0.984 | 0.984 | 0.984 | 1 | 1 | 0.984 | 1 | 0.984 | 0.984 | 0.984 | 0.984 | 0.976 | 0.976 | 0.976 | 0.976 | 0.976 | 0.976 | 0.976 | 0.976 | 1 | 1 | 1 | 0.984 | 0.984 | 0.984 | 0.984 | 0.984 | 0.984 | 0.984 | 0.984 | 0.984 | 0.984 | 1 | 0.992 | 0.984 | 0.984 | 0.984 | 0.984 | 0.984 | 0.984 | 0.984 | 0.984 | 0.984 | 1 | 1 | 1 | 0.976 | 0.99 | 0.99 | 1 | 0.98839 | 0.98839 | 0.98839 | 0.99 | 0.99 | 0.99 | 0.99
| 31 |  |  | 2019-08-01 | 0.98814 | [8 empty] | 1 | 0.985 | 1 | 0.985 | 0.985 | 0.99 | 0.985 | 0.99 | 0.99 | 0.99 | 0.99 | 0.995 | 0.995 | 0.985 | 0.99 | 0.99 | 0.99 | 0.99 | 1 | 1 | 0.985 | 0.99 | 0.99 | 0.984 | 0.984 | 0.984 | 0.984 | 1 | 1 | 0.984 | 1 | 0.984 | 0.984 | 0.984 | 0.984 | 0.976 | 0.976 | 0.976 | 0.976 | 0.976 | 0.976 | 0.976 | 0.976 | 1 | 1 | 1 | 0.984 | 0.984 | 0.984 | 0.984 | 0.984 | 0.984 | 0.976 | 0.976 | 0.976 | 0.976 | 1 | 0.992 | 0.976 | 0.976 | 0.976 | 0.976 | 0.976 | 0.976 | 0.976 | 0.976 | 0.976 | 1 | 1 | 1 | 0.976 | 0.99 | 0.99 | 1 | 0.98839 | 0.98839 | 0.98839 | 0.99 | 0.99 | 0.99 | 0.99
| 30 |  |  | 2019-09-01 | 0.98808 | [8 empty] | 1 | 0.98 | 1 | 0.985 | 0.985 | 0.99 | 0.985 | 0.99 | 0.99 | 0.99 | 0.99 | 0.995 | 0.995 | 0.985 | 0.99 | 0.99 | 0.99 | 0.99 | 1 | 1 | 0.985 | 0.99 | 0.99 | 0.984 | 0.984 | 0.984 | 0.984 | 1 | 1 | 0.984 | 1 | 0.984 | 0.984 | 0.984 | 0.984 | 0.976 | 0.976 | 0.976 | 0.976 | 0.976 | 0.976 | 0.976 | 0.976 | 1 | 1 | 1 | 0.984 | 0.984 | 0.984 | 0.984 | 0.984 | 0.984 | 0.976 | 0.976 | 0.976 | 0.976 | 1 | 0.992 | 0.976 | 0.976 | 0.976 | 0.976 | 0.976 | 0.976 | 0.976 | 0.976 | 0.976 | 1 | 1 | 1 | 0.976 | 0.99 | 0.99 | 1 | 0.98839 | 0.98839 | 0.98839 | 0.99 | 0.99 | 0.99 | 0.99
| 31 |  |  | 2019-10-01 | 0.98796 | [8 empty] | 1 | 0.98 | 1 | 0.985 | 0.985 | 0.99 | 0.985 | 0.985 | 0.985 | 0.99 | 0.99 | 0.995 | 0.995 | 0.985 | 0.99 | 0.99 | 0.99 | 0.99 | 1 | 1 | 0.985 | 0.99 | 0.99 | 0.984 | 0.984 | 0.984 | 0.984 | 1 | 1 | 0.984 | 1 | 0.984 | 0.984 | 0.984 | 0.984 | 0.976 | 0.976 | 0.976 | 0.976 | 0.976 | 0.976 | 0.976 | 0.976 | 1 | 1 | 1 | 0.984 | 0.984 | 0.984 | 0.984 | 0.984 | 0.984 | 0.976 | 0.976 | 0.976 | 0.976 | 1 | 0.992 | 0.976 | 0.976 | 0.976 | 0.976 | 0.976 | 0.976 | 0.976 | 0.976 | 0.976 | 1 | 1 | 1 | 0.976 | 0.99 | 0.99 | 1 | 0.98839 | 0.98839 | 0.98839 | 0.99 | 0.99 | 0.99 | 0.99
| 30 |  |  | 2019-11-01 | 0.98719 | [8 empty] | 1 | 0.98 | 1 | 0.985 | 0.985 | 0.99 | 0.985 | 0.985 | 0.985 | 0.985 | 0.985 | 0.995 | 0.995 | 0.985 | 0.985 | 0.985 | 0.99 | 0.99 | 1 | 1 | 0.985 | 0.99 | 0.99 | 0.984 | 0.984 | 0.976 | 0.976 | 1 | 1 | 0.984 | 1 | 0.984 | 0.984 | 0.984 | 0.984 | 0.976 | 0.976 | 0.976 | 0.976 | 0.976 | 0.976 | 0.976 | 0.976 | 1 | 1 | 1 | 0.984 | 0.984 | 0.984 | 0.984 | 0.976 | 0.984 | 0.976 | 0.976 | 0.976 | 0.976 | 1 | 0.992 | 0.976 | 0.976 | 0.976 | 0.976 | 0.976 | 0.976 | 0.976 | 0.976 | 0.976 | 1 | 1 | 1 | 0.976 | 0.99 | 0.99 | 0.992 | 0.98839 | 0.98839 | 0.98839 | 0.99 | 0.99 | 0.99 | 0.99
| 31 |  |  | 2019-12-01 | 0.98669 | [8 empty] | 1 | 0.98 | 1 | 0.985 | 0.985 | 0.99 | 0.985 | 0.985 | 0.985 | 0.985 | 0.985 | 0.995 | 0.995 | 0.985 | 0.985 | 0.985 | 0.99 | 0.99 | 1 | 1 | 0.985 | 0.99 | 0.99 | 0.984 | 0.984 | 0.976 | 0.976 | 1 | 1 | 0.984 | 1 | 0.984 | 0.984 | 0.984 | 0.984 | 0.976 | 0.976 | 0.976 | 0.976 | 0.976 | 0.976 | 0.976 | 0.976 | 1 | 1 | 1 | 0.984 | 0.984 | 0.984 | 0.984 | 0.976 | 0.984 | 0.976 | 0.976 | 0.976 | 0.976 | 1 | 0.984 | 0.976 | 0.976 | 0.976 | 0.976 | 0.976 | 0.976 | 0.976 | 0.976 | 0.976 | 1 | 1 | 1 | 0.976 | 0.985 | 0.985 | 0.992 | 0.98551 | 0.98551 | 0.98551 | 0.985 | 0.985 | 0.985 | 0.985
| 31 |  |  | 2020-01-01 | 0.98494 | [8 empty] | 1 | 0.98 | 1 | 0.98 | 0.98 | 0.985 | 0.98 | 0.985 | 0.985 | 0.985 | 0.985 | 0.99 | 0.99 | 0.98 | 0.985 | 0.985 | 0.985 | 0.985 | 1 | 1 | 0.98 | 0.985 | 0.985 | 0.976 | 0.976 | 0.976 | 0.976 | 1 | 1 | 0.976 | 1 | 0.976 | 0.976 | 0.976 | 0.976 | 0.976 | 0.976 | 0.976 | 0.976 | 0.976 | 0.976 | 0.968 | 0.968 | 1 | 1 | 1 | 0.976 | 0.976 | 0.976 | 0.976 | 0.976 | 0.976 | 0.976 | 0.976 | 0.976 | 0.976 | 1 | 0.984 | 0.976 | 0.976 | 0.976 | 0.976 | 0.976 | 0.976 | 0.976 | 0.976 | 0.976 | 1 | 1 | 1 | 0.976 | 0.985 | 0.985 | 0.992 | 0.98264 | 0.98264 | 0.98264 | 0.985 | 0.985 | 0.985 | 0.985
| 29 |  |  | 2020-02-01 | 0.98494 | [8 empty] | 1 | 0.98 | 1 | 0.98 | 0.98 | 0.985 | 0.98 | 0.985 | 0.985 | 0.985 | 0.985 | 0.99 | 0.99 | 0.98 | 0.985 | 0.985 | 0.985 | 0.985 | 1 | 1 | 0.98 | 0.985 | 0.985 | 0.976 | 0.976 | 0.976 | 0.976 | 1 | 1 | 0.976 | 1 | 0.976 | 0.976 | 0.976 | 0.976 | 0.976 | 0.976 | 0.976 | 0.976 | 0.976 | 0.976 | 0.968 | 0.968 | 1 | 1 | 1 | 0.976 | 0.976 | 0.976 | 0.976 | 0.976 | 0.976 | 0.976 | 0.976 | 0.976 | 0.976 | 1 | 0.984 | 0.976 | 0.976 | 0.976 | 0.976 | 0.976 | 0.976 | 0.976 | 0.976 | 0.976 | 1 | 1 | 1 | 0.976 | 0.985 | 0.985 | 0.992 | 0.98264 | 0.98264 | 0.98264 | 0.985 | 0.985 | 0.985 | 0.985
| 31 |  |  | 2020-03-01 | 0.98494 | [8 empty] | 1 | 0.98 | 1 | 0.98 | 0.98 | 0.985 | 0.98 | 0.985 | 0.985 | 0.985 | 0.985 | 0.99 | 0.99 | 0.98 | 0.985 | 0.985 | 0.985 | 0.985 | 1 | 1 | 0.98 | 0.985 | 0.985 | 0.976 | 0.976 | 0.976 | 0.976 | 1 | 1 | 0.976 | 1 | 0.976 | 0.976 | 0.976 | 0.976 | 0.976 | 0.976 | 0.976 | 0.976 | 0.976 | 0.976 | 0.968 | 0.968 | 1 | 1 | 1 | 0.976 | 0.976 | 0.976 | 0.976 | 0.976 | 0.976 | 0.976 | 0.976 | 0.976 | 0.976 | 1 | 0.984 | 0.976 | 0.976 | 0.976 | 0.976 | 0.976 | 0.976 | 0.976 | 0.976 | 0.976 | 1 | 1 | 1 | 0.976 | 0.985 | 0.985 | 0.992 | 0.98264 | 0.98264 | 0.98264 | 0.985 | 0.985 | 0.985 | 0.985
| 30 |  |  | 2020-04-01 | 0.98494 | [8 empty] | 1 | 0.98 | 1 | 0.98 | 0.98 | 0.985 | 0.98 | 0.985 | 0.985 | 0.985 | 0.985 | 0.99 | 0.99 | 0.98 | 0.985 | 0.985 | 0.985 | 0.985 | 1 | 1 | 0.98 | 0.985 | 0.985 | 0.976 | 0.976 | 0.976 | 0.976 | 1 | 1 | 0.976 | 1 | 0.976 | 0.976 | 0.976 | 0.976 | 0.976 | 0.976 | 0.976 | 0.976 | 0.976 | 0.976 | 0.968 | 0.968 | 1 | 1 | 1 | 0.976 | 0.976 | 0.976 | 0.976 | 0.976 | 0.976 | 0.976 | 0.976 | 0.976 | 0.976 | 1 | 0.984 | 0.976 | 0.976 | 0.976 | 0.976 | 0.976 | 0.976 | 0.976 | 0.976 | 0.976 | 1 | 1 | 1 | 0.976 | 0.985 | 0.985 | 0.992 | 0.98264 | 0.98264 | 0.98264 | 0.985 | 0.985 | 0.985 | 0.985
| 31 |  |  | 2020-05-01 | 0.98478 | [8 empty] | 1 | 0.98 | 1 | 0.98 | 0.98 | 0.985 | 0.98 | 0.985 | 0.985 | 0.985 | 0.985 | 0.99 | 0.99 | 0.98 | 0.985 | 0.985 | 0.985 | 0.985 | 1 | 1 | 0.98 | 0.985 | 0.985 | 0.976 | 0.976 | 0.976 | 0.976 | 1 | 1 | 0.976 | 1 | 0.976 | 0.976 | 0.976 | 0.976 | 0.976 | 0.976 | 0.976 | 0.976 | 0.976 | 0.976 | 0.968 | 0.968 | 1 | 1 | 1 | 0.976 | 0.976 | 0.976 | 0.976 | 0.976 | 0.976 | 0.976 | 0.976 | 0.976 | 0.976 | 1 | 0.984 | 0.976 | 0.976 | 0.976 | 0.976 | 0.976 | 0.976 | 0.976 | 0.976 | 0.976 | 1 | 1 | 1 | 0.968 | 0.985 | 0.985 | 0.992 | 0.98264 | 0.98264 | 0.98264 | 0.985 | 0.985 | 0.985 | 0.985
| 30 |  |  | 2020-06-01 | 0.98385 | [8 empty] | 1 | 0.98 | 1 | 0.98 | 0.98 | 0.985 | 0.98 | 0.985 | 0.985 | 0.985 | 0.985 | 0.99 | 0.99 | 0.98 | 0.985 | 0.985 | 0.985 | 0.985 | 1 | 1 | 0.98 | 0.985 | 0.985 | 0.976 | 0.976 | 0.976 | 0.976 | 1 | 1 | 0.976 | 1 | 0.976 | 0.976 | 0.976 | 0.976 | 0.968 | 0.968 | 0.968 | 0.968 | 0.968 | 0.968 | 0.968 | 0.968 | 1 | 1 | 1 | 0.976 | 0.976 | 0.976 | 0.976 | 0.976 | 0.976 | 0.976 | 0.976 | 0.976 | 0.976 | 1 | 0.984 | 0.976 | 0.976 | 0.976 | 0.976 | 0.976 | 0.976 | 0.976 | 0.976 | 0.976 | 1 | 1 | 1 | 0.968 | 0.985 | 0.985 | 0.992 | 0.98264 | 0.98264 | 0.98264 | 0.985 | 0.985 | 0.985 | 0.985
| 31 |  |  | 2020-07-01 | 0.98385 | [8 empty] | 1 | 0.98 | 1 | 0.98 | 0.98 | 0.985 | 0.98 | 0.985 | 0.985 | 0.985 | 0.985 | 0.99 | 0.99 | 0.98 | 0.985 | 0.985 | 0.985 | 0.985 | 1 | 1 | 0.98 | 0.985 | 0.985 | 0.976 | 0.976 | 0.976 | 0.976 | 1 | 1 | 0.976 | 1 | 0.976 | 0.976 | 0.976 | 0.976 | 0.968 | 0.968 | 0.968 | 0.968 | 0.968 | 0.968 | 0.968 | 0.968 | 1 | 1 | 1 | 0.976 | 0.976 | 0.976 | 0.976 | 0.976 | 0.976 | 0.976 | 0.976 | 0.976 | 0.976 | 1 | 0.984 | 0.976 | 0.976 | 0.976 | 0.976 | 0.976 | 0.976 | 0.976 | 0.976 | 0.976 | 1 | 1 | 1 | 0.968 | 0.985 | 0.985 | 0.992 | 0.98264 | 0.98264 | 0.98264 | 0.985 | 0.985 | 0.985 | 0.985
| 31 |  |  | 2020-08-01 | 0.98313 | [8 empty] | 1 | 0.98 | 1 | 0.98 | 0.98 | 0.985 | 0.98 | 0.985 | 0.985 | 0.985 | 0.985 | 0.99 | 0.99 | 0.98 | 0.985 | 0.985 | 0.985 | 0.985 | 1 | 1 | 0.98 | 0.985 | 0.985 | 0.976 | 0.976 | 0.976 | 0.976 | 1 | 1 | 0.976 | 1 | 0.976 | 0.976 | 0.976 | 0.976 | 0.968 | 0.968 | 0.968 | 0.968 | 0.968 | 0.968 | 0.968 | 0.968 | 1 | 1 | 1 | 0.976 | 0.976 | 0.976 | 0.976 | 0.976 | 0.976 | 0.968 | 0.968 | 0.968 | 0.968 | 1 | 0.984 | 0.968 | 0.968 | 0.968 | 0.968 | 0.968 | 0.968 | 0.968 | 0.968 | 0.968 | 1 | 1 | 1 | 0.968 | 0.985 | 0.985 | 0.992 | 0.98264 | 0.98264 | 0.98264 | 0.985 | 0.985 | 0.985 | 0.985
| 30 |  |  | 2020-09-01 | 0.98307 | [8 empty] | 1 | 0.975 | 1 | 0.98 | 0.98 | 0.985 | 0.98 | 0.985 | 0.985 | 0.985 | 0.985 | 0.99 | 0.99 | 0.98 | 0.985 | 0.985 | 0.985 | 0.985 | 1 | 1 | 0.98 | 0.985 | 0.985 | 0.976 | 0.976 | 0.976 | 0.976 | 1 | 1 | 0.976 | 1 | 0.976 | 0.976 | 0.976 | 0.976 | 0.968 | 0.968 | 0.968 | 0.968 | 0.968 | 0.968 | 0.968 | 0.968 | 1 | 1 | 1 | 0.976 | 0.976 | 0.976 | 0.976 | 0.976 | 0.976 | 0.968 | 0.968 | 0.968 | 0.968 | 1 | 0.984 | 0.968 | 0.968 | 0.968 | 0.968 | 0.968 | 0.968 | 0.968 | 0.968 | 0.968 | 1 | 1 | 1 | 0.968 | 0.985 | 0.985 | 0.992 | 0.98264 | 0.98264 | 0.98264 | 0.985 | 0.985 | 0.985 | 0.985
| 31 |  |  | 2020-10-01 | 0.98295 | [8 empty] | 1 | 0.975 | 1 | 0.98 | 0.98 | 0.985 | 0.98 | 0.98 | 0.98 | 0.985 | 0.985 | 0.99 | 0.99 | 0.98 | 0.985 | 0.985 | 0.985 | 0.985 | 1 | 1 | 0.98 | 0.985 | 0.985 | 0.976 | 0.976 | 0.976 | 0.976 | 1 | 1 | 0.976 | 1 | 0.976 | 0.976 | 0.976 | 0.976 | 0.968 | 0.968 | 0.968 | 0.968 | 0.968 | 0.968 | 0.968 | 0.968 | 1 | 1 | 1 | 0.976 | 0.976 | 0.976 | 0.976 | 0.976 | 0.976 | 0.968 | 0.968 | 0.968 | 0.968 | 1 | 0.984 | 0.968 | 0.968 | 0.968 | 0.968 | 0.968 | 0.968 | 0.968 | 0.968 | 0.968 | 1 | 1 | 1 | 0.968 | 0.985 | 0.985 | 0.992 | 0.98264 | 0.98264 | 0.98264 | 0.985 | 0.985 | 0.985 | 0.985
| 30 |  |  | 2020-11-01 | 0.98218 | [8 empty] | 1 | 0.975 | 1 | 0.98 | 0.98 | 0.985 | 0.98 | 0.98 | 0.98 | 0.98 | 0.98 | 0.99 | 0.99 | 0.98 | 0.98 | 0.98 | 0.985 | 0.985 | 1 | 1 | 0.98 | 0.985 | 0.985 | 0.976 | 0.976 | 0.968 | 0.968 | 1 | 1 | 0.976 | 1 | 0.976 | 0.976 | 0.976 | 0.976 | 0.968 | 0.968 | 0.968 | 0.968 | 0.968 | 0.968 | 0.968 | 0.968 | 1 | 1 | 1 | 0.976 | 0.976 | 0.976 | 0.976 | 0.968 | 0.976 | 0.968 | 0.968 | 0.968 | 0.968 | 1 | 0.984 | 0.968 | 0.968 | 0.968 | 0.968 | 0.968 | 0.968 | 0.968 | 0.968 | 0.968 | 1 | 1 | 1 | 0.968 | 0.985 | 0.985 | 0.984 | 0.98264 | 0.98264 | 0.98264 | 0.985 | 0.985 | 0.985 | 0.985
| 31 |  |  | 2020-12-01 | 0.98168 | [8 empty] | 1 | 0.975 | 1 | 0.98 | 0.98 | 0.985 | 0.98 | 0.98 | 0.98 | 0.98 | 0.98 | 0.99 | 0.99 | 0.98 | 0.98 | 0.98 | 0.985 | 0.985 | 1 | 1 | 0.98 | 0.985 | 0.985 | 0.976 | 0.976 | 0.968 | 0.968 | 1 | 1 | 0.976 | 1 | 0.976 | 0.976 | 0.976 | 0.976 | 0.968 | 0.968 | 0.968 | 0.968 | 0.968 | 0.968 | 0.968 | 0.968 | 1 | 1 | 1 | 0.976 | 0.976 | 0.976 | 0.976 | 0.968 | 0.976 | 0.968 | 0.968 | 0.968 | 0.968 | 1 | 0.976 | 0.968 | 0.968 | 0.968 | 0.968 | 0.968 | 0.968 | 0.968 | 0.968 | 0.968 | 1 | 1 | 1 | 0.968 | 0.98 | 0.98 | 0.984 | 0.97977 | 0.97977 | 0.97977 | 0.98 | 0.98 | 0.98 | 0.98
| 31 |  |  | 2021-01-01 | 0.97993 | [8 empty] | 1 | 0.975 | 1 | 0.975 | 0.975 | 0.98 | 0.975 | 0.98 | 0.98 | 0.98 | 0.98 | 0.985 | 0.985 | 0.975 | 0.98 | 0.98 | 0.98 | 0.98 | 1 | 1 | 0.975 | 0.98 | 0.98 | 0.968 | 0.968 | 0.968 | 0.968 | 1 | 1 | 0.968 | 1 | 0.968 | 0.968 | 0.968 | 0.968 | 0.968 | 0.968 | 0.968 | 0.968 | 0.968 | 0.968 | 0.96 | 0.96 | 1 | 1 | 1 | 0.968 | 0.968 | 0.968 | 0.968 | 0.968 | 0.968 | 0.968 | 0.968 | 0.968 | 0.968 | 1 | 0.976 | 0.968 | 0.968 | 0.968 | 0.968 | 0.968 | 0.968 | 0.968 | 0.968 | 0.968 | 1 | 1 | 1 | 0.968 | 0.98 | 0.98 | 0.984 | 0.97693 | 0.97693 | 0.97693 | 0.98 | 0.98 | 0.98 | 0.98
| 28 |  |  | 2021-02-01 | 0.97993 | [8 empty] | 1 | 0.975 | 1 | 0.975 | 0.975 | 0.98 | 0.975 | 0.98 | 0.98 | 0.98 | 0.98 | 0.985 | 0.985 | 0.975 | 0.98 | 0.98 | 0.98 | 0.98 | 1 | 1 | 0.975 | 0.98 | 0.98 | 0.968 | 0.968 | 0.968 | 0.968 | 1 | 1 | 0.968 | 1 | 0.968 | 0.968 | 0.968 | 0.968 | 0.968 | 0.968 | 0.968 | 0.968 | 0.968 | 0.968 | 0.96 | 0.96 | 1 | 1 | 1 | 0.968 | 0.968 | 0.968 | 0.968 | 0.968 | 0.968 | 0.968 | 0.968 | 0.968 | 0.968 | 1 | 0.976 | 0.968 | 0.968 | 0.968 | 0.968 | 0.968 | 0.968 | 0.968 | 0.968 | 0.968 | 1 | 1 | 1 | 0.968 | 0.98 | 0.98 | 0.984 | 0.97693 | 0.97693 | 0.97693 | 0.98 | 0.98 | 0.98 | 0.98
| 31 |  |  | 2021-03-01 | 0.97993 | [8 empty] | 1 | 0.975 | 1 | 0.975 | 0.975 | 0.98 | 0.975 | 0.98 | 0.98 | 0.98 | 0.98 | 0.985 | 0.985 | 0.975 | 0.98 | 0.98 | 0.98 | 0.98 | 1 | 1 | 0.975 | 0.98 | 0.98 | 0.968 | 0.968 | 0.968 | 0.968 | 1 | 1 | 0.968 | 1 | 0.968 | 0.968 | 0.968 | 0.968 | 0.968 | 0.968 | 0.968 | 0.968 | 0.968 | 0.968 | 0.96 | 0.96 | 1 | 1 | 1 | 0.968 | 0.968 | 0.968 | 0.968 | 0.968 | 0.968 | 0.968 | 0.968 | 0.968 | 0.968 | 1 | 0.976 | 0.968 | 0.968 | 0.968 | 0.968 | 0.968 | 0.968 | 0.968 | 0.968 | 0.968 | 1 | 1 | 1 | 0.968 | 0.98 | 0.98 | 0.984 | 0.97693 | 0.97693 | 0.97693 | 0.98 | 0.98 | 0.98 | 0.98
| 30 |  |  | 2021-04-01 | 0.97993 | [8 empty] | 1 | 0.975 | 1 | 0.975 | 0.975 | 0.98 | 0.975 | 0.98 | 0.98 | 0.98 | 0.98 | 0.985 | 0.985 | 0.975 | 0.98 | 0.98 | 0.98 | 0.98 | 1 | 1 | 0.975 | 0.98 | 0.98 | 0.968 | 0.968 | 0.968 | 0.968 | 1 | 1 | 0.968 | 1 | 0.968 | 0.968 | 0.968 | 0.968 | 0.968 | 0.968 | 0.968 | 0.968 | 0.968 | 0.968 | 0.96 | 0.96 | 1 | 1 | 1 | 0.968 | 0.968 | 0.968 | 0.968 | 0.968 | 0.968 | 0.968 | 0.968 | 0.968 | 0.968 | 1 | 0.976 | 0.968 | 0.968 | 0.968 | 0.968 | 0.968 | 0.968 | 0.968 | 0.968 | 0.968 | 1 | 1 | 1 | 0.968 | 0.98 | 0.98 | 0.984 | 0.97693 | 0.97693 | 0.97693 | 0.98 | 0.98 | 0.98 | 0.98
| 31 |  |  | 2021-05-01 | 0.97977 | [8 empty] | 1 | 0.975 | 1 | 0.975 | 0.975 | 0.98 | 0.975 | 0.98 | 0.98 | 0.98 | 0.98 | 0.985 | 0.985 | 0.975 | 0.98 | 0.98 | 0.98 | 0.98 | 1 | 1 | 0.975 | 0.98 | 0.98 | 0.968 | 0.968 | 0.968 | 0.968 | 1 | 1 | 0.968 | 1 | 0.968 | 0.968 | 0.968 | 0.968 | 0.968 | 0.968 | 0.968 | 0.968 | 0.968 | 0.968 | 0.96 | 0.96 | 1 | 1 | 1 | 0.968 | 0.968 | 0.968 | 0.968 | 0.968 | 0.968 | 0.968 | 0.968 | 0.968 | 0.968 | 1 | 0.976 | 0.968 | 0.968 | 0.968 | 0.968 | 0.968 | 0.968 | 0.968 | 0.968 | 0.968 | 1 | 1 | 1 | 0.96 | 0.98 | 0.98 | 0.984 | 0.97693 | 0.97693 | 0.97693 | 0.98 | 0.98 | 0.98 | 0.98
| 30 |  |  | 2021-06-01 | 0.97884 | [8 empty] | 1 | 0.975 | 1 | 0.975 | 0.975 | 0.98 | 0.975 | 0.98 | 0.98 | 0.98 | 0.98 | 0.985 | 0.985 | 0.975 | 0.98 | 0.98 | 0.98 | 0.98 | 1 | 1 | 0.975 | 0.98 | 0.98 | 0.968 | 0.968 | 0.968 | 0.968 | 1 | 1 | 0.968 | 1 | 0.968 | 0.968 | 0.968 | 0.968 | 0.96 | 0.96 | 0.96 | 0.96 | 0.96 | 0.96 | 0.96 | 0.96 | 1 | 1 | 1 | 0.968 | 0.968 | 0.968 | 0.968 | 0.968 | 0.968 | 0.968 | 0.968 | 0.968 | 0.968 | 1 | 0.976 | 0.968 | 0.968 | 0.968 | 0.968 | 0.968 | 0.968 | 0.968 | 0.968 | 0.968 | 1 | 1 | 1 | 0.96 | 0.98 | 0.98 | 0.984 | 0.97693 | 0.97693 | 0.97693 | 0.98 | 0.98 | 0.98 | 0.98
| 31 |  |  | 2021-07-01 | 0.97884 | [8 empty] | 1 | 0.975 | 1 | 0.975 | 0.975 | 0.98 | 0.975 | 0.98 | 0.98 | 0.98 | 0.98 | 0.985 | 0.985 | 0.975 | 0.98 | 0.98 | 0.98 | 0.98 | 1 | 1 | 0.975 | 0.98 | 0.98 | 0.968 | 0.968 | 0.968 | 0.968 | 1 | 1 | 0.968 | 1 | 0.968 | 0.968 | 0.968 | 0.968 | 0.96 | 0.96 | 0.96 | 0.96 | 0.96 | 0.96 | 0.96 | 0.96 | 1 | 1 | 1 | 0.968 | 0.968 | 0.968 | 0.968 | 0.968 | 0.968 | 0.968 | 0.968 | 0.968 | 0.968 | 1 | 0.976 | 0.968 | 0.968 | 0.968 | 0.968 | 0.968 | 0.968 | 0.968 | 0.968 | 0.968 | 1 | 1 | 1 | 0.96 | 0.98 | 0.98 | 0.984 | 0.97693 | 0.97693 | 0.97693 | 0.98 | 0.98 | 0.98 | 0.98
| 31 |  |  | 2021-08-01 | 0.97812 | [8 empty] | 1 | 0.975 | 1 | 0.975 | 0.975 | 0.98 | 0.975 | 0.98 | 0.98 | 0.98 | 0.98 | 0.985 | 0.985 | 0.975 | 0.98 | 0.98 | 0.98 | 0.98 | 1 | 1 | 0.975 | 0.98 | 0.98 | 0.968 | 0.968 | 0.968 | 0.968 | 1 | 1 | 0.968 | 1 | 0.968 | 0.968 | 0.968 | 0.968 | 0.96 | 0.96 | 0.96 | 0.96 | 0.96 | 0.96 | 0.96 | 0.96 | 1 | 1 | 1 | 0.968 | 0.968 | 0.968 | 0.968 | 0.968 | 0.968 | 0.96 | 0.96 | 0.96 | 0.96 | 1 | 0.976 | 0.96 | 0.96 | 0.96 | 0.96 | 0.96 | 0.96 | 0.96 | 0.96 | 0.96 | 1 | 1 | 1 | 0.96 | 0.98 | 0.98 | 0.984 | 0.97693 | 0.97693 | 0.97693 | 0.98 | 0.98 | 0.98 | 0.98
| 30 |  |  | 2021-09-01 | 0.97806 | [8 empty] | 1 | 0.97 | 1 | 0.975 | 0.975 | 0.98 | 0.975 | 0.98 | 0.98 | 0.98 | 0.98 | 0.985 | 0.985 | 0.975 | 0.98 | 0.98 | 0.98 | 0.98 | 1 | 1 | 0.975 | 0.98 | 0.98 | 0.968 | 0.968 | 0.968 | 0.968 | 1 | 1 | 0.968 | 1 | 0.968 | 0.968 | 0.968 | 0.968 | 0.96 | 0.96 | 0.96 | 0.96 | 0.96 | 0.96 | 0.96 | 0.96 | 1 | 1 | 1 | 0.968 | 0.968 | 0.968 | 0.968 | 0.968 | 0.968 | 0.96 | 0.96 | 0.96 | 0.96 | 1 | 0.976 | 0.96 | 0.96 | 0.96 | 0.96 | 0.96 | 0.96 | 0.96 | 0.96 | 0.96 | 1 | 1 | 1 | 0.96 | 0.98 | 0.98 | 0.984 | 0.97693 | 0.97693 | 0.97693 | 0.98 | 0.98 | 0.98 | 0.98
| 31 |  |  | 2021-10-01 | 0.97794 | [8 empty] | 1 | 0.97 | 1 | 0.975 | 0.975 | 0.98 | 0.975 | 0.975 | 0.975 | 0.98 | 0.98 | 0.985 | 0.985 | 0.975 | 0.98 | 0.98 | 0.98 | 0.98 | 1 | 1 | 0.975 | 0.98 | 0.98 | 0.968 | 0.968 | 0.968 | 0.968 | 1 | 1 | 0.968 | 1 | 0.968 | 0.968 | 0.968 | 0.968 | 0.96 | 0.96 | 0.96 | 0.96 | 0.96 | 0.96 | 0.96 | 0.96 | 1 | 1 | 1 | 0.968 | 0.968 | 0.968 | 0.968 | 0.968 | 0.968 | 0.96 | 0.96 | 0.96 | 0.96 | 1 | 0.976 | 0.96 | 0.96 | 0.96 | 0.96 | 0.96 | 0.96 | 0.96 | 0.96 | 0.96 | 1 | 1 | 1 | 0.96 | 0.98 | 0.98 | 0.984 | 0.97693 | 0.97693 | 0.97693 | 0.98 | 0.98 | 0.98 | 0.98
| 30 |  |  | 2021-11-01 | 0.97717 | [8 empty] | 1 | 0.97 | 1 | 0.975 | 0.975 | 0.98 | 0.975 | 0.975 | 0.975 | 0.975 | 0.975 | 0.985 | 0.985 | 0.975 | 0.975 | 0.975 | 0.98 | 0.98 | 1 | 1 | 0.975 | 0.98 | 0.98 | 0.968 | 0.968 | 0.96 | 0.96 | 1 | 1 | 0.968 | 1 | 0.968 | 0.968 | 0.968 | 0.968 | 0.96 | 0.96 | 0.96 | 0.96 | 0.96 | 0.96 | 0.96 | 0.96 | 1 | 1 | 1 | 0.968 | 0.968 | 0.968 | 0.968 | 0.96 | 0.968 | 0.96 | 0.96 | 0.96 | 0.96 | 1 | 0.976 | 0.96 | 0.96 | 0.96 | 0.96 | 0.96 | 0.96 | 0.96 | 0.96 | 0.96 | 1 | 1 | 1 | 0.96 | 0.98 | 0.98 | 0.976 | 0.97693 | 0.97693 | 0.97693 | 0.98 | 0.98 | 0.98 | 0.98
| 31 |  |  | 2021-12-01 | 0.97667 | [8 empty] | 1 | 0.97 | 1 | 0.975 | 0.975 | 0.98 | 0.975 | 0.975 | 0.975 | 0.975 | 0.975 | 0.985 | 0.985 | 0.975 | 0.975 | 0.975 | 0.98 | 0.98 | 1 | 1 | 0.975 | 0.98 | 0.98 | 0.968 | 0.968 | 0.96 | 0.96 | 1 | 1 | 0.968 | 1 | 0.968 | 0.968 | 0.968 | 0.968 | 0.96 | 0.96 | 0.96 | 0.96 | 0.96 | 0.96 | 0.96 | 0.96 | 1 | 1 | 1 | 0.968 | 0.968 | 0.968 | 0.968 | 0.96 | 0.968 | 0.96 | 0.96 | 0.96 | 0.96 | 1 | 0.968 | 0.96 | 0.96 | 0.96 | 0.96 | 0.96 | 0.96 | 0.96 | 0.96 | 0.96 | 1 | 1 | 1 | 0.96 | 0.975 | 0.975 | 0.976 | 0.97407 | 0.97407 | 0.97407 | 0.975 | 0.975 | 0.975 | 0.975
| 31 |  |  | 2022-01-01 | 0.97492 | [8 empty] | 1 | 0.97 | 1 | 0.97 | 0.97 | 0.975 | 0.97 | 0.975 | 0.975 | 0.975 | 0.975 | 0.98 | 0.98 | 0.97 | 0.975 | 0.975 | 0.975 | 0.975 | 1 | 1 | 0.97 | 0.975 | 0.975 | 0.96 | 0.96 | 0.96 | 0.96 | 1 | 1 | 0.96 | 1 | 0.96 | 0.96 | 0.96 | 0.96 | 0.96 | 0.96 | 0.96 | 0.96 | 0.96 | 0.96 | 0.952 | 0.952 | 1 | 1 | 1 | 0.96 | 0.96 | 0.96 | 0.96 | 0.96 | 0.96 | 0.96 | 0.96 | 0.96 | 0.96 | 1 | 0.968 | 0.96 | 0.96 | 0.96 | 0.96 | 0.96 | 0.96 | 0.96 | 0.96 | 0.96 | 1 | 1 | 1 | 0.96 | 0.975 | 0.975 | 0.976 | 0.97125 | 0.97125 | 0.97125 | 0.975 | 0.975 | 0.975 | 0.975
| 28 |  |  | 2022-02-01 | 0.97492 | [8 empty] | 1 | 0.97 | 1 | 0.97 | 0.97 | 0.975 | 0.97 | 0.975 | 0.975 | 0.975 | 0.975 | 0.98 | 0.98 | 0.97 | 0.975 | 0.975 | 0.975 | 0.975 | 1 | 1 | 0.97 | 0.975 | 0.975 | 0.96 | 0.96 | 0.96 | 0.96 | 1 | 1 | 0.96 | 1 | 0.96 | 0.96 | 0.96 | 0.96 | 0.96 | 0.96 | 0.96 | 0.96 | 0.96 | 0.96 | 0.952 | 0.952 | 1 | 1 | 1 | 0.96 | 0.96 | 0.96 | 0.96 | 0.96 | 0.96 | 0.96 | 0.96 | 0.96 | 0.96 | 1 | 0.968 | 0.96 | 0.96 | 0.96 | 0.96 | 0.96 | 0.96 | 0.96 | 0.96 | 0.96 | 1 | 1 | 1 | 0.96 | 0.975 | 0.975 | 0.976 | 0.97125 | 0.97125 | 0.97125 | 0.975 | 0.975 | 0.975 | 0.975
| 31 |  |  | 2022-03-01 | 0.97492 | [8 empty] | 1 | 0.97 | 1 | 0.97 | 0.97 | 0.975 | 0.97 | 0.975 | 0.975 | 0.975 | 0.975 | 0.98 | 0.98 | 0.97 | 0.975 | 0.975 | 0.975 | 0.975 | 1 | 1 | 0.97 | 0.975 | 0.975 | 0.96 | 0.96 | 0.96 | 0.96 | 1 | 1 | 0.96 | 1 | 0.96 | 0.96 | 0.96 | 0.96 | 0.96 | 0.96 | 0.96 | 0.96 | 0.96 | 0.96 | 0.952 | 0.952 | 1 | 1 | 1 | 0.96 | 0.96 | 0.96 | 0.96 | 0.96 | 0.96 | 0.96 | 0.96 | 0.96 | 0.96 | 1 | 0.968 | 0.96 | 0.96 | 0.96 | 0.96 | 0.96 | 0.96 | 0.96 | 0.96 | 0.96 | 1 | 1 | 1 | 0.96 | 0.975 | 0.975 | 0.976 | 0.97125 | 0.97125 | 0.97125 | 0.975 | 0.975 | 0.975 | 0.975
| 30 |  |  | 2022-04-01 | 0.97492 | [8 empty] | 1 | 0.97 | 1 | 0.97 | 0.97 | 0.975 | 0.97 | 0.975 | 0.975 | 0.975 | 0.975 | 0.98 | 0.98 | 0.97 | 0.975 | 0.975 | 0.975 | 0.975 | 1 | 1 | 0.97 | 0.975 | 0.975 | 0.96 | 0.96 | 0.96 | 0.96 | 1 | 1 | 0.96 | 1 | 0.96 | 0.96 | 0.96 | 0.96 | 0.96 | 0.96 | 0.96 | 0.96 | 0.96 | 0.96 | 0.952 | 0.952 | 1 | 1 | 1 | 0.96 | 0.96 | 0.96 | 0.96 | 0.96 | 0.96 | 0.96 | 0.96 | 0.96 | 0.96 | 1 | 0.968 | 0.96 | 0.96 | 0.96 | 0.96 | 0.96 | 0.96 | 0.96 | 0.96 | 0.96 | 1 | 1 | 1 | 0.96 | 0.975 | 0.975 | 0.976 | 0.97125 | 0.97125 | 0.97125 | 0.975 | 0.975 | 0.975 | 0.975
| 31 |  |  | 2022-05-01 | 0.97477 | [8 empty] | 1 | 0.97 | 1 | 0.97 | 0.97 | 0.975 | 0.97 | 0.975 | 0.975 | 0.975 | 0.975 | 0.98 | 0.98 | 0.97 | 0.975 | 0.975 | 0.975 | 0.975 | 1 | 1 | 0.97 | 0.975 | 0.975 | 0.96 | 0.96 | 0.96 | 0.96 | 1 | 1 | 0.96 | 1 | 0.96 | 0.96 | 0.96 | 0.96 | 0.96 | 0.96 | 0.96 | 0.96 | 0.96 | 0.96 | 0.952 | 0.952 | 1 | 1 | 1 | 0.96 | 0.96 | 0.96 | 0.96 | 0.96 | 0.96 | 0.96 | 0.96 | 0.96 | 0.96 | 1 | 0.968 | 0.96 | 0.96 | 0.96 | 0.96 | 0.96 | 0.96 | 0.96 | 0.96 | 0.96 | 1 | 1 | 1 | 0.952 | 0.975 | 0.975 | 0.976 | 0.97125 | 0.97125 | 0.97125 | 0.975 | 0.975 | 0.975 | 0.975
| 30 |  |  | 2022-06-01 | 0.97383 | [8 empty] | 1 | 0.97 | 1 | 0.97 | 0.97 | 0.975 | 0.97 | 0.975 | 0.975 | 0.975 | 0.975 | 0.98 | 0.98 | 0.97 | 0.975 | 0.975 | 0.975 | 0.975 | 1 | 1 | 0.97 | 0.975 | 0.975 | 0.96 | 0.96 | 0.96 | 0.96 | 1 | 1 | 0.96 | 1 | 0.96 | 0.96 | 0.96 | 0.96 | 0.952 | 0.952 | 0.952 | 0.952 | 0.952 | 0.952 | 0.952 | 0.952 | 1 | 1 | 1 | 0.96 | 0.96 | 0.96 | 0.96 | 0.96 | 0.96 | 0.96 | 0.96 | 0.96 | 0.96 | 1 | 0.968 | 0.96 | 0.96 | 0.96 | 0.96 | 0.96 | 0.96 | 0.96 | 0.96 | 0.96 | 1 | 1 | 1 | 0.952 | 0.975 | 0.975 | 0.976 | 0.97125 | 0.97125 | 0.97125 | 0.975 | 0.975 | 0.975 | 0.975
| 31 |  |  | 2022-07-01 | 0.97383 | [8 empty] | 1 | 0.97 | 1 | 0.97 | 0.97 | 0.975 | 0.97 | 0.975 | 0.975 | 0.975 | 0.975 | 0.98 | 0.98 | 0.97 | 0.975 | 0.975 | 0.975 | 0.975 | 1 | 1 | 0.97 | 0.975 | 0.975 | 0.96 | 0.96 | 0.96 | 0.96 | 1 | 1 | 0.96 | 1 | 0.96 | 0.96 | 0.96 | 0.96 | 0.952 | 0.952 | 0.952 | 0.952 | 0.952 | 0.952 | 0.952 | 0.952 | 1 | 1 | 1 | 0.96 | 0.96 | 0.96 | 0.96 | 0.96 | 0.96 | 0.96 | 0.96 | 0.96 | 0.96 | 1 | 0.968 | 0.96 | 0.96 | 0.96 | 0.96 | 0.96 | 0.96 | 0.96 | 0.96 | 0.96 | 1 | 1 | 1 | 0.952 | 0.975 | 0.975 | 0.976 | 0.97125 | 0.97125 | 0.97125 | 0.975 | 0.975 | 0.975 | 0.975
| 31 |  |  | 2022-08-01 | 0.97312 | [8 empty] | 1 | 0.97 | 1 | 0.97 | 0.97 | 0.975 | 0.97 | 0.975 | 0.975 | 0.975 | 0.975 | 0.98 | 0.98 | 0.97 | 0.975 | 0.975 | 0.975 | 0.975 | 1 | 1 | 0.97 | 0.975 | 0.975 | 0.96 | 0.96 | 0.96 | 0.96 | 1 | 1 | 0.96 | 1 | 0.96 | 0.96 | 0.96 | 0.96 | 0.952 | 0.952 | 0.952 | 0.952 | 0.952 | 0.952 | 0.952 | 0.952 | 1 | 1 | 1 | 0.96 | 0.96 | 0.96 | 0.96 | 0.96 | 0.96 | 0.952 | 0.952 | 0.952 | 0.952 | 1 | 0.968 | 0.952 | 0.952 | 0.952 | 0.952 | 0.952 | 0.952 | 0.952 | 0.952 | 0.952 | 1 | 1 | 1 | 0.952 | 0.975 | 0.975 | 0.976 | 0.97125 | 0.97125 | 0.97125 | 0.975 | 0.975 | 0.975 | 0.975
| 30 |  |  | 2022-09-01 | 0.97306 | [8 empty] | 1 | 0.965 | 1 | 0.97 | 0.97 | 0.975 | 0.97 | 0.975 | 0.975 | 0.975 | 0.975 | 0.98 | 0.98 | 0.97 | 0.975 | 0.975 | 0.975 | 0.975 | 1 | 1 | 0.97 | 0.975 | 0.975 | 0.96 | 0.96 | 0.96 | 0.96 | 1 | 1 | 0.96 | 1 | 0.96 | 0.96 | 0.96 | 0.96 | 0.952 | 0.952 | 0.952 | 0.952 | 0.952 | 0.952 | 0.952 | 0.952 | 1 | 1 | 1 | 0.96 | 0.96 | 0.96 | 0.96 | 0.96 | 0.96 | 0.952 | 0.952 | 0.952 | 0.952 | 1 | 0.968 | 0.952 | 0.952 | 0.952 | 0.952 | 0.952 | 0.952 | 0.952 | 0.952 | 0.952 | 1 | 1 | 1 | 0.952 | 0.975 | 0.975 | 0.976 | 0.97125 | 0.97125 | 0.97125 | 0.975 | 0.975 | 0.975 | 0.975
| 31 |  |  | 2022-10-01 | 0.97293 | [8 empty] | 1 | 0.965 | 1 | 0.97 | 0.97 | 0.975 | 0.97 | 0.97 | 0.97 | 0.975 | 0.975 | 0.98 | 0.98 | 0.97 | 0.975 | 0.975 | 0.975 | 0.975 | 1 | 1 | 0.97 | 0.975 | 0.975 | 0.96 | 0.96 | 0.96 | 0.96 | 1 | 1 | 0.96 | 1 | 0.96 | 0.96 | 0.96 | 0.96 | 0.952 | 0.952 | 0.952 | 0.952 | 0.952 | 0.952 | 0.952 | 0.952 | 1 | 1 | 1 | 0.96 | 0.96 | 0.96 | 0.96 | 0.96 | 0.96 | 0.952 | 0.952 | 0.952 | 0.952 | 1 | 0.968 | 0.952 | 0.952 | 0.952 | 0.952 | 0.952 | 0.952 | 0.952 | 0.952 | 0.952 | 1 | 1 | 1 | 0.952 | 0.975 | 0.975 | 0.976 | 0.97125 | 0.97125 | 0.97125 | 0.975 | 0.975 | 0.975 | 0.975
| 30 |  |  | 2022-11-01 | 0.97216 | [8 empty] | 1 | 0.965 | 1 | 0.97 | 0.97 | 0.975 | 0.97 | 0.97 | 0.97 | 0.97 | 0.97 | 0.98 | 0.98 | 0.97 | 0.97 | 0.97 | 0.975 | 0.975 | 1 | 1 | 0.97 | 0.975 | 0.975 | 0.96 | 0.96 | 0.952 | 0.952 | 1 | 1 | 0.96 | 1 | 0.96 | 0.96 | 0.96 | 0.96 | 0.952 | 0.952 | 0.952 | 0.952 | 0.952 | 0.952 | 0.952 | 0.952 | 1 | 1 | 1 | 0.96 | 0.96 | 0.96 | 0.96 | 0.952 | 0.96 | 0.952 | 0.952 | 0.952 | 0.952 | 1 | 0.968 | 0.952 | 0.952 | 0.952 | 0.952 | 0.952 | 0.952 | 0.952 | 0.952 | 0.952 | 1 | 1 | 1 | 0.952 | 0.975 | 0.975 | 0.968 | 0.97125 | 0.97125 | 0.97125 | 0.975 | 0.975 | 0.975 | 0.975
| 31 |  |  | 2022-12-01 | 0.97167 | [8 empty] | 1 | 0.965 | 1 | 0.97 | 0.97 | 0.975 | 0.97 | 0.97 | 0.97 | 0.97 | 0.97 | 0.98 | 0.98 | 0.97 | 0.97 | 0.97 | 0.975 | 0.975 | 1 | 1 | 0.97 | 0.975 | 0.975 | 0.96 | 0.96 | 0.952 | 0.952 | 1 | 1 | 0.96 | 1 | 0.96 | 0.96 | 0.96 | 0.96 | 0.952 | 0.952 | 0.952 | 0.952 | 0.952 | 0.952 | 0.952 | 0.952 | 1 | 1 | 1 | 0.96 | 0.96 | 0.96 | 0.96 | 0.952 | 0.96 | 0.952 | 0.952 | 0.952 | 0.952 | 1 | 0.96 | 0.952 | 0.952 | 0.952 | 0.952 | 0.952 | 0.952 | 0.952 | 0.952 | 0.952 | 1 | 1 | 1 | 0.952 | 0.97 | 0.97 | 0.968 | 0.9684 | 0.9684 | 0.9684 | 0.97 | 0.97 | 0.97 | 0.97
| 31 |  |  | 2023-01-01 | 0.96991 | [8 empty] | 1 | 0.965 | 1 | 0.965 | 0.965 | 0.97 | 0.965 | 0.97 | 0.97 | 0.97 | 0.97 | 0.975 | 0.975 | 0.965 | 0.97 | 0.97 | 0.97 | 0.97 | 1 | 1 | 0.965 | 0.97 | 0.97 | 0.952 | 0.952 | 0.952 | 0.952 | 1 | 1 | 0.952 | 1 | 0.952 | 0.952 | 0.952 | 0.952 | 0.952 | 0.952 | 0.952 | 0.952 | 0.952 | 0.952 | 0.944 | 0.944 | 1 | 1 | 1 | 0.952 | 0.952 | 0.952 | 0.952 | 0.952 | 0.952 | 0.952 | 0.952 | 0.952 | 0.952 | 1 | 0.96 | 0.952 | 0.952 | 0.952 | 0.952 | 0.952 | 0.952 | 0.952 | 0.952 | 0.952 | 1 | 1 | 1 | 0.952 | 0.97 | 0.97 | 0.968 | 0.9656 | 0.9656 | 0.9656 | 0.97 | 0.97 | 0.97 | 0.97
| 28 |  |  | 2023-02-01 | 0.96991 | [8 empty] | 1 | 0.965 | 1 | 0.965 | 0.965 | 0.97 | 0.965 | 0.97 | 0.97 | 0.97 | 0.97 | 0.975 | 0.975 | 0.965 | 0.97 | 0.97 | 0.97 | 0.97 | 1 | 1 | 0.965 | 0.97 | 0.97 | 0.952 | 0.952 | 0.952 | 0.952 | 1 | 1 | 0.952 | 1 | 0.952 | 0.952 | 0.952 | 0.952 | 0.952 | 0.952 | 0.952 | 0.952 | 0.952 | 0.952 | 0.944 | 0.944 | 1 | 1 | 1 | 0.952 | 0.952 | 0.952 | 0.952 | 0.952 | 0.952 | 0.952 | 0.952 | 0.952 | 0.952 | 1 | 0.96 | 0.952 | 0.952 | 0.952 | 0.952 | 0.952 | 0.952 | 0.952 | 0.952 | 0.952 | 1 | 1 | 1 | 0.952 | 0.97 | 0.97 | 0.968 | 0.9656 | 0.9656 | 0.9656 | 0.97 | 0.97 | 0.97 | 0.97
| 31 |  |  | 2023-03-01 | 0.96991 | [8 empty] | 1 | 0.965 | 1 | 0.965 | 0.965 | 0.97 | 0.965 | 0.97 | 0.97 | 0.97 | 0.97 | 0.975 | 0.975 | 0.965 | 0.97 | 0.97 | 0.97 | 0.97 | 1 | 1 | 0.965 | 0.97 | 0.97 | 0.952 | 0.952 | 0.952 | 0.952 | 1 | 1 | 0.952 | 1 | 0.952 | 0.952 | 0.952 | 0.952 | 0.952 | 0.952 | 0.952 | 0.952 | 0.952 | 0.952 | 0.944 | 0.944 | 1 | 1 | 1 | 0.952 | 0.952 | 0.952 | 0.952 | 0.952 | 0.952 | 0.952 | 0.952 | 0.952 | 0.952 | 1 | 0.96 | 0.952 | 0.952 | 0.952 | 0.952 | 0.952 | 0.952 | 0.952 | 0.952 | 0.952 | 1 | 1 | 1 | 0.952 | 0.97 | 0.97 | 0.968 | 0.9656 | 0.9656 | 0.9656 | 0.97 | 0.97 | 0.97 | 0.97
| 30 |  |  | 2023-04-01 | 0.96991 | [8 empty] | 1 | 0.965 | 1 | 0.965 | 0.965 | 0.97 | 0.965 | 0.97 | 0.97 | 0.97 | 0.97 | 0.975 | 0.975 | 0.965 | 0.97 | 0.97 | 0.97 | 0.97 | 1 | 1 | 0.965 | 0.97 | 0.97 | 0.952 | 0.952 | 0.952 | 0.952 | 1 | 1 | 0.952 | 1 | 0.952 | 0.952 | 0.952 | 0.952 | 0.952 | 0.952 | 0.952 | 0.952 | 0.952 | 0.952 | 0.944 | 0.944 | 1 | 1 | 1 | 0.952 | 0.952 | 0.952 | 0.952 | 0.952 | 0.952 | 0.952 | 0.952 | 0.952 | 0.952 | 1 | 0.96 | 0.952 | 0.952 | 0.952 | 0.952 | 0.952 | 0.952 | 0.952 | 0.952 | 0.952 | 1 | 1 | 1 | 0.952 | 0.97 | 0.97 | 0.968 | 0.9656 | 0.9656 | 0.9656 | 0.97 | 0.97 | 0.97 | 0.97
| 31 |  |  | 2023-05-01 | 0.96976 | [8 empty] | 1 | 0.965 | 1 | 0.965 | 0.965 | 0.97 | 0.965 | 0.97 | 0.97 | 0.97 | 0.97 | 0.975 | 0.975 | 0.965 | 0.97 | 0.97 | 0.97 | 0.97 | 1 | 1 | 0.965 | 0.97 | 0.97 | 0.952 | 0.952 | 0.952 | 0.952 | 1 | 1 | 0.952 | 1 | 0.952 | 0.952 | 0.952 | 0.952 | 0.952 | 0.952 | 0.952 | 0.952 | 0.952 | 0.952 | 0.944 | 0.944 | 1 | 1 | 1 | 0.952 | 0.952 | 0.952 | 0.952 | 0.952 | 0.952 | 0.952 | 0.952 | 0.952 | 0.952 | 1 | 0.96 | 0.952 | 0.952 | 0.952 | 0.952 | 0.952 | 0.952 | 0.952 | 0.952 | 0.952 | 1 | 1 | 1 | 0.944 | 0.97 | 0.97 | 0.968 | 0.9656 | 0.9656 | 0.9656 | 0.97 | 0.97 | 0.97 | 0.97
| 30 |  |  | 2023-06-01 | 0.96883 | [8 empty] | 1 | 0.965 | 1 | 0.965 | 0.965 | 0.97 | 0.965 | 0.97 | 0.97 | 0.97 | 0.97 | 0.975 | 0.975 | 0.965 | 0.97 | 0.97 | 0.97 | 0.97 | 1 | 1 | 0.965 | 0.97 | 0.97 | 0.952 | 0.952 | 0.952 | 0.952 | 1 | 1 | 0.952 | 1 | 0.952 | 0.952 | 0.952 | 0.952 | 0.944 | 0.944 | 0.944 | 0.944 | 0.944 | 0.944 | 0.944 | 0.944 | 1 | 1 | 1 | 0.952 | 0.952 | 0.952 | 0.952 | 0.952 | 0.952 | 0.952 | 0.952 | 0.952 | 0.952 | 1 | 0.96 | 0.952 | 0.952 | 0.952 | 0.952 | 0.952 | 0.952 | 0.952 | 0.952 | 0.952 | 1 | 1 | 1 | 0.944 | 0.97 | 0.97 | 0.968 | 0.9656 | 0.9656 | 0.9656 | 0.97 | 0.97 | 0.97 | 0.97
| 31 |  |  | 2023-07-01 | 0.96883 | [8 empty] | 1 | 0.965 | 1 | 0.965 | 0.965 | 0.97 | 0.965 | 0.97 | 0.97 | 0.97 | 0.97 | 0.975 | 0.975 | 0.965 | 0.97 | 0.97 | 0.97 | 0.97 | 1 | 1 | 0.965 | 0.97 | 0.97 | 0.952 | 0.952 | 0.952 | 0.952 | 1 | 1 | 0.952 | 1 | 0.952 | 0.952 | 0.952 | 0.952 | 0.944 | 0.944 | 0.944 | 0.944 | 0.944 | 0.944 | 0.944 | 0.944 | 1 | 1 | 1 | 0.952 | 0.952 | 0.952 | 0.952 | 0.952 | 0.952 | 0.952 | 0.952 | 0.952 | 0.952 | 1 | 0.96 | 0.952 | 0.952 | 0.952 | 0.952 | 0.952 | 0.952 | 0.952 | 0.952 | 0.952 | 1 | 1 | 1 | 0.944 | 0.97 | 0.97 | 0.968 | 0.9656 | 0.9656 | 0.9656 | 0.97 | 0.97 | 0.97 | 0.97
| 31 |  |  | 2023-08-01 | 0.96811 | [8 empty] | 1 | 0.965 | 1 | 0.965 | 0.965 | 0.97 | 0.965 | 0.97 | 0.97 | 0.97 | 0.97 | 0.975 | 0.975 | 0.965 | 0.97 | 0.97 | 0.97 | 0.97 | 1 | 1 | 0.965 | 0.97 | 0.97 | 0.952 | 0.952 | 0.952 | 0.952 | 1 | 1 | 0.952 | 1 | 0.952 | 0.952 | 0.952 | 0.952 | 0.944 | 0.944 | 0.944 | 0.944 | 0.944 | 0.944 | 0.944 | 0.944 | 1 | 1 | 1 | 0.952 | 0.952 | 0.952 | 0.952 | 0.952 | 0.952 | 0.944 | 0.944 | 0.944 | 0.944 | 1 | 0.96 | 0.944 | 0.944 | 0.944 | 0.944 | 0.944 | 0.944 | 0.944 | 0.944 | 0.944 | 1 | 1 | 1 | 0.944 | 0.97 | 0.97 | 0.968 | 0.9656 | 0.9656 | 0.9656 | 0.97 | 0.97 | 0.97 | 0.97
| 30 |  |  | 2023-09-01 | 0.96805 | [8 empty] | 1 | 0.96 | 1 | 0.965 | 0.965 | 0.97 | 0.965 | 0.97 | 0.97 | 0.97 | 0.97 | 0.975 | 0.975 | 0.965 | 0.97 | 0.97 | 0.97 | 0.97 | 1 | 1 | 0.965 | 0.97 | 0.97 | 0.952 | 0.952 | 0.952 | 0.952 | 1 | 1 | 0.952 | 1 | 0.952 | 0.952 | 0.952 | 0.952 | 0.944 | 0.944 | 0.944 | 0.944 | 0.944 | 0.944 | 0.944 | 0.944 | 1 | 1 | 1 | 0.952 | 0.952 | 0.952 | 0.952 | 0.952 | 0.952 | 0.944 | 0.944 | 0.944 | 0.944 | 1 | 0.96 | 0.944 | 0.944 | 0.944 | 0.944 | 0.944 | 0.944 | 0.944 | 0.944 | 0.944 | 1 | 1 | 1 | 0.944 | 0.97 | 0.97 | 0.968 | 0.9656 | 0.9656 | 0.9656 | 0.97 | 0.97 | 0.97 | 0.97
| 31 |  |  | 2023-10-01 | 0.96793 | [8 empty] | 1 | 0.96 | 1 | 0.965 | 0.965 | 0.97 | 0.965 | 0.965 | 0.965 | 0.97 | 0.97 | 0.975 | 0.975 | 0.965 | 0.97 | 0.97 | 0.97 | 0.97 | 1 | 1 | 0.965 | 0.97 | 0.97 | 0.952 | 0.952 | 0.952 | 0.952 | 1 | 1 | 0.952 | 1 | 0.952 | 0.952 | 0.952 | 0.952 | 0.944 | 0.944 | 0.944 | 0.944 | 0.944 | 0.944 | 0.944 | 0.944 | 1 | 1 | 1 | 0.952 | 0.952 | 0.952 | 0.952 | 0.952 | 0.952 | 0.944 | 0.944 | 0.944 | 0.944 | 1 | 0.96 | 0.944 | 0.944 | 0.944 | 0.944 | 0.944 | 0.944 | 0.944 | 0.944 | 0.944 | 1 | 1 | 1 | 0.944 | 0.97 | 0.97 | 0.968 | 0.9656 | 0.9656 | 0.9656 | 0.97 | 0.97 | 0.97 | 0.97
| 30 |  |  | 2023-11-01 | 0.96715 | [8 empty] | 1 | 0.96 | 1 | 0.965 | 0.965 | 0.97 | 0.965 | 0.965 | 0.965 | 0.965 | 0.965 | 0.975 | 0.975 | 0.965 | 0.965 | 0.965 | 0.97 | 0.97 | 1 | 1 | 0.965 | 0.97 | 0.97 | 0.952 | 0.952 | 0.944 | 0.944 | 1 | 1 | 0.952 | 1 | 0.952 | 0.952 | 0.952 | 0.952 | 0.944 | 0.944 | 0.944 | 0.944 | 0.944 | 0.944 | 0.944 | 0.944 | 1 | 1 | 1 | 0.952 | 0.952 | 0.952 | 0.952 | 0.944 | 0.952 | 0.944 | 0.944 | 0.944 | 0.944 | 1 | 0.96 | 0.944 | 0.944 | 0.944 | 0.944 | 0.944 | 0.944 | 0.944 | 0.944 | 0.944 | 1 | 1 | 1 | 0.944 | 0.97 | 0.97 | 0.96 | 0.9656 | 0.9656 | 0.9656 | 0.97 | 0.97 | 0.97 | 0.97
| 31 |  |  | 2023-12-01 | 0.96666 | [8 empty] | 1 | 0.96 | 1 | 0.965 | 0.965 | 0.97 | 0.965 | 0.965 | 0.965 | 0.965 | 0.965 | 0.975 | 0.975 | 0.965 | 0.965 | 0.965 | 0.97 | 0.97 | 1 | 1 | 0.965 | 0.97 | 0.97 | 0.952 | 0.952 | 0.944 | 0.944 | 1 | 1 | 0.952 | 1 | 0.952 | 0.952 | 0.952 | 0.952 | 0.944 | 0.944 | 0.944 | 0.944 | 0.944 | 0.944 | 0.944 | 0.944 | 1 | 1 | 1 | 0.952 | 0.952 | 0.952 | 0.952 | 0.944 | 0.952 | 0.944 | 0.944 | 0.944 | 0.944 | 1 | 0.952 | 0.944 | 0.944 | 0.944 | 0.944 | 0.944 | 0.944 | 0.944 | 0.944 | 0.944 | 1 | 1 | 1 | 0.944 | 0.965 | 0.965 | 0.96 | 0.96277 | 0.96277 | 0.96277 | 0.965 | 0.965 | 0.965 | 0.965
| 31 |  |  | 2024-01-01 | 0.96491 | [8 empty] | 1 | 0.96 | 1 | 0.96 | 0.96 | 0.965 | 0.96 | 0.965 | 0.965 | 0.965 | 0.965 | 0.97 | 0.97 | 0.96 | 0.965 | 0.965 | 0.965 | 0.965 | 1 | 1 | 0.96 | 0.965 | 0.965 | 0.944 | 0.944 | 0.944 | 0.944 | 1 | 1 | 0.944 | 1 | 0.944 | 0.944 | 0.944 | 0.944 | 0.944 | 0.944 | 0.944 | 0.944 | 0.944 | 0.944 | 0.936 | 0.936 | 1 | 1 | 1 | 0.944 | 0.944 | 0.944 | 0.944 | 0.944 | 0.944 | 0.944 | 0.944 | 0.944 | 0.944 | 1 | 0.952 | 0.944 | 0.944 | 0.944 | 0.944 | 0.944 | 0.944 | 0.944 | 0.944 | 0.944 | 1 | 1 | 1 | 0.944 | 0.965 | 0.965 | 0.96 | 0.95999 | 0.95999 | 0.95999 | 0.965 | 0.965 | 0.965 | 0.965
| 29 |  |  | 2024-02-01 | 0.96491 | [8 empty] | 1 | 0.96 | 1 | 0.96 | 0.96 | 0.965 | 0.96 | 0.965 | 0.965 | 0.965 | 0.965 | 0.97 | 0.97 | 0.96 | 0.965 | 0.965 | 0.965 | 0.965 | 1 | 1 | 0.96 | 0.965 | 0.965 | 0.944 | 0.944 | 0.944 | 0.944 | 1 | 1 | 0.944 | 1 | 0.944 | 0.944 | 0.944 | 0.944 | 0.944 | 0.944 | 0.944 | 0.944 | 0.944 | 0.944 | 0.936 | 0.936 | 1 | 1 | 1 | 0.944 | 0.944 | 0.944 | 0.944 | 0.944 | 0.944 | 0.944 | 0.944 | 0.944 | 0.944 | 1 | 0.952 | 0.944 | 0.944 | 0.944 | 0.944 | 0.944 | 0.944 | 0.944 | 0.944 | 0.944 | 1 | 1 | 1 | 0.944 | 0.965 | 0.965 | 0.96 | 0.95999 | 0.95999 | 0.95999 | 0.965 | 0.965 | 0.965 | 0.965
| 31 |  |  | 2024-03-01 | 0.96491 | [8 empty] | 1 | 0.96 | 1 | 0.96 | 0.96 | 0.965 | 0.96 | 0.965 | 0.965 | 0.965 | 0.965 | 0.97 | 0.97 | 0.96 | 0.965 | 0.965 | 0.965 | 0.965 | 1 | 1 | 0.96 | 0.965 | 0.965 | 0.944 | 0.944 | 0.944 | 0.944 | 1 | 1 | 0.944 | 1 | 0.944 | 0.944 | 0.944 | 0.944 | 0.944 | 0.944 | 0.944 | 0.944 | 0.944 | 0.944 | 0.936 | 0.936 | 1 | 1 | 1 | 0.944 | 0.944 | 0.944 | 0.944 | 0.944 | 0.944 | 0.944 | 0.944 | 0.944 | 0.944 | 1 | 0.952 | 0.944 | 0.944 | 0.944 | 0.944 | 0.944 | 0.944 | 0.944 | 0.944 | 0.944 | 1 | 1 | 1 | 0.944 | 0.965 | 0.965 | 0.96 | 0.95999 | 0.95999 | 0.95999 | 0.965 | 0.965 | 0.965 | 0.965
| 30 |  |  | 2024-04-01 | 0.96491 | [8 empty] | 1 | 0.96 | 1 | 0.96 | 0.96 | 0.965 | 0.96 | 0.965 | 0.965 | 0.965 | 0.965 | 0.97 | 0.97 | 0.96 | 0.965 | 0.965 | 0.965 | 0.965 | 1 | 1 | 0.96 | 0.965 | 0.965 | 0.944 | 0.944 | 0.944 | 0.944 | 1 | 1 | 0.944 | 1 | 0.944 | 0.944 | 0.944 | 0.944 | 0.944 | 0.944 | 0.944 | 0.944 | 0.944 | 0.944 | 0.936 | 0.936 | 1 | 1 | 1 | 0.944 | 0.944 | 0.944 | 0.944 | 0.944 | 0.944 | 0.944 | 0.944 | 0.944 | 0.944 | 1 | 0.952 | 0.944 | 0.944 | 0.944 | 0.944 | 0.944 | 0.944 | 0.944 | 0.944 | 0.944 | 1 | 1 | 1 | 0.944 | 0.965 | 0.965 | 0.96 | 0.95999 | 0.95999 | 0.95999 | 0.965 | 0.965 | 0.965 | 0.965
| 31 |  |  | 2024-05-01 | 0.96475 | [8 empty] | 1 | 0.96 | 1 | 0.96 | 0.96 | 0.965 | 0.96 | 0.965 | 0.965 | 0.965 | 0.965 | 0.97 | 0.97 | 0.96 | 0.965 | 0.965 | 0.965 | 0.965 | 1 | 1 | 0.96 | 0.965 | 0.965 | 0.944 | 0.944 | 0.944 | 0.944 | 1 | 1 | 0.944 | 1 | 0.944 | 0.944 | 0.944 | 0.944 | 0.944 | 0.944 | 0.944 | 0.944 | 0.944 | 0.944 | 0.936 | 0.936 | 1 | 1 | 1 | 0.944 | 0.944 | 0.944 | 0.944 | 0.944 | 0.944 | 0.944 | 0.944 | 0.944 | 0.944 | 1 | 0.952 | 0.944 | 0.944 | 0.944 | 0.944 | 0.944 | 0.944 | 0.944 | 0.944 | 0.944 | 1 | 1 | 1 | 0.936 | 0.965 | 0.965 | 0.96 | 0.95999 | 0.95999 | 0.95999 | 0.965 | 0.965 | 0.965 | 0.965
| 30 |  |  | 2024-06-01 | 0.96382 | [8 empty] | 1 | 0.96 | 1 | 0.96 | 0.96 | 0.965 | 0.96 | 0.965 | 0.965 | 0.965 | 0.965 | 0.97 | 0.97 | 0.96 | 0.965 | 0.965 | 0.965 | 0.965 | 1 | 1 | 0.96 | 0.965 | 0.965 | 0.944 | 0.944 | 0.944 | 0.944 | 1 | 1 | 0.944 | 1 | 0.944 | 0.944 | 0.944 | 0.944 | 0.936 | 0.936 | 0.936 | 0.936 | 0.936 | 0.936 | 0.936 | 0.936 | 1 | 1 | 1 | 0.944 | 0.944 | 0.944 | 0.944 | 0.944 | 0.944 | 0.944 | 0.944 | 0.944 | 0.944 | 1 | 0.952 | 0.944 | 0.944 | 0.944 | 0.944 | 0.944 | 0.944 | 0.944 | 0.944 | 0.944 | 1 | 1 | 1 | 0.936 | 0.965 | 0.965 | 0.96 | 0.95999 | 0.95999 | 0.95999 | 0.965 | 0.965 | 0.965 | 0.965
| 31 |  |  | 2024-07-01 | 0.96382 | [8 empty] | 1 | 0.96 | 1 | 0.96 | 0.96 | 0.965 | 0.96 | 0.965 | 0.965 | 0.965 | 0.965 | 0.97 | 0.97 | 0.96 | 0.965 | 0.965 | 0.965 | 0.965 | 1 | 1 | 0.96 | 0.965 | 0.965 | 0.944 | 0.944 | 0.944 | 0.944 | 1 | 1 | 0.944 | 1 | 0.944 | 0.944 | 0.944 | 0.944 | 0.936 | 0.936 | 0.936 | 0.936 | 0.936 | 0.936 | 0.936 | 0.936 | 1 | 1 | 1 | 0.944 | 0.944 | 0.944 | 0.944 | 0.944 | 0.944 | 0.944 | 0.944 | 0.944 | 0.944 | 1 | 0.952 | 0.944 | 0.944 | 0.944 | 0.944 | 0.944 | 0.944 | 0.944 | 0.944 | 0.944 | 1 | 1 | 1 | 0.936 | 0.965 | 0.965 | 0.96 | 0.95999 | 0.95999 | 0.95999 | 0.965 | 0.965 | 0.965 | 0.965
| 31 |  |  | 2024-08-01 | 0.9631 | [8 empty] | 1 | 0.96 | 1 | 0.96 | 0.96 | 0.965 | 0.96 | 0.965 | 0.965 | 0.965 | 0.965 | 0.97 | 0.97 | 0.96 | 0.965 | 0.965 | 0.965 | 0.965 | 1 | 1 | 0.96 | 0.965 | 0.965 | 0.944 | 0.944 | 0.944 | 0.944 | 1 | 1 | 0.944 | 1 | 0.944 | 0.944 | 0.944 | 0.944 | 0.936 | 0.936 | 0.936 | 0.936 | 0.936 | 0.936 | 0.936 | 0.936 | 1 | 1 | 1 | 0.944 | 0.944 | 0.944 | 0.944 | 0.944 | 0.944 | 0.936 | 0.936 | 0.936 | 0.936 | 1 | 0.952 | 0.936 | 0.936 | 0.936 | 0.936 | 0.936 | 0.936 | 0.936 | 0.936 | 0.936 | 1 | 1 | 1 | 0.936 | 0.965 | 0.965 | 0.96 | 0.95999 | 0.95999 | 0.95999 | 0.965 | 0.965 | 0.965 | 0.965
| 30 |  |  | 2024-09-01 | 0.96304 | [8 empty] | 1 | 0.955 | 1 | 0.96 | 0.96 | 0.965 | 0.96 | 0.965 | 0.965 | 0.965 | 0.965 | 0.97 | 0.97 | 0.96 | 0.965 | 0.965 | 0.965 | 0.965 | 1 | 1 | 0.96 | 0.965 | 0.965 | 0.944 | 0.944 | 0.944 | 0.944 | 1 | 1 | 0.944 | 1 | 0.944 | 0.944 | 0.944 | 0.944 | 0.936 | 0.936 | 0.936 | 0.936 | 0.936 | 0.936 | 0.936 | 0.936 | 1 | 1 | 1 | 0.944 | 0.944 | 0.944 | 0.944 | 0.944 | 0.944 | 0.936 | 0.936 | 0.936 | 0.936 | 1 | 0.952 | 0.936 | 0.936 | 0.936 | 0.936 | 0.936 | 0.936 | 0.936 | 0.936 | 0.936 | 1 | 1 | 1 | 0.936 | 0.965 | 0.965 | 0.96 | 0.95999 | 0.95999 | 0.95999 | 0.965 | 0.965 | 0.965 | 0.965
| 31 |  |  | 2024-10-01 | 0.96292 | [8 empty] | 1 | 0.955 | 1 | 0.96 | 0.96 | 0.965 | 0.96 | 0.96 | 0.96 | 0.965 | 0.965 | 0.97 | 0.97 | 0.96 | 0.965 | 0.965 | 0.965 | 0.965 | 1 | 1 | 0.96 | 0.965 | 0.965 | 0.944 | 0.944 | 0.944 | 0.944 | 1 | 1 | 0.944 | 1 | 0.944 | 0.944 | 0.944 | 0.944 | 0.936 | 0.936 | 0.936 | 0.936 | 0.936 | 0.936 | 0.936 | 0.936 | 1 | 1 | 1 | 0.944 | 0.944 | 0.944 | 0.944 | 0.944 | 0.944 | 0.936 | 0.936 | 0.936 | 0.936 | 1 | 0.952 | 0.936 | 0.936 | 0.936 | 0.936 | 0.936 | 0.936 | 0.936 | 0.936 | 0.936 | 1 | 1 | 1 | 0.936 | 0.965 | 0.965 | 0.96 | 0.95999 | 0.95999 | 0.95999 | 0.965 | 0.965 | 0.965 | 0.965
| 30 |  |  | 2024-11-01 | 0.96215 | [8 empty] | 1 | 0.955 | 1 | 0.96 | 0.96 | 0.965 | 0.96 | 0.96 | 0.96 | 0.96 | 0.96 | 0.97 | 0.97 | 0.96 | 0.96 | 0.96 | 0.965 | 0.965 | 1 | 1 | 0.96 | 0.965 | 0.965 | 0.944 | 0.944 | 0.936 | 0.936 | 1 | 1 | 0.944 | 1 | 0.944 | 0.944 | 0.944 | 0.944 | 0.936 | 0.936 | 0.936 | 0.936 | 0.936 | 0.936 | 0.936 | 0.936 | 1 | 1 | 1 | 0.944 | 0.944 | 0.944 | 0.944 | 0.936 | 0.944 | 0.936 | 0.936 | 0.936 | 0.936 | 1 | 0.952 | 0.936 | 0.936 | 0.936 | 0.936 | 0.936 | 0.936 | 0.936 | 0.936 | 0.936 | 1 | 1 | 1 | 0.936 | 0.965 | 0.965 | 0.952 | 0.95999 | 0.95999 | 0.95999 | 0.965 | 0.965 | 0.965 | 0.965
| 31 |  |  | 2024-12-01 | 0.96165 | [8 empty] | 1 | 0.955 | 1 | 0.96 | 0.96 | 0.965 | 0.96 | 0.96 | 0.96 | 0.96 | 0.96 | 0.97 | 0.97 | 0.96 | 0.96 | 0.96 | 0.965 | 0.965 | 1 | 1 | 0.96 | 0.965 | 0.965 | 0.944 | 0.944 | 0.936 | 0.936 | 1 | 1 | 0.944 | 1 | 0.944 | 0.944 | 0.944 | 0.944 | 0.936 | 0.936 | 0.936 | 0.936 | 0.936 | 0.936 | 0.936 | 0.936 | 1 | 1 | 1 | 0.944 | 0.944 | 0.944 | 0.944 | 0.936 | 0.944 | 0.936 | 0.936 | 0.936 | 0.936 | 1 | 0.944 | 0.936 | 0.936 | 0.936 | 0.936 | 0.936 | 0.936 | 0.936 | 0.936 | 0.936 | 1 | 1 | 1 | 0.936 | 0.96 | 0.96 | 0.952 | 0.95717 | 0.95717 | 0.95717 | 0.96 | 0.96 | 0.96 | 0.96
| 31 |  |  | 2025-01-01 | 0.9599 | [8 empty] | 1 | 0.955 | 1 | 0.955 | 0.955 | 0.96 | 0.955 | 0.96 | 0.96 | 0.96 | 0.96 | 0.965 | 0.965 | 0.955 | 0.96 | 0.96 | 0.96 | 0.96 | 1 | 1 | 0.955 | 0.96 | 0.96 | 0.936 | 0.936 | 0.936 | 0.936 | 1 | 1 | 0.936 | 1 | 0.936 | 0.936 | 0.936 | 0.936 | 0.936 | 0.936 | 0.936 | 0.936 | 0.936 | 0.936 | 0.928 | 0.928 | 1 | 1 | 1 | 0.936 | 0.936 | 0.936 | 0.936 | 0.936 | 0.936 | 0.936 | 0.936 | 0.936 | 0.936 | 1 | 0.944 | 0.936 | 0.936 | 0.936 | 0.936 | 0.936 | 0.936 | 0.936 | 0.936 | 0.936 | 1 | 1 | 1 | 0.936 | 0.96 | 0.96 | 0.952 | 0.95441 | 0.95441 | 0.95441 | 0.96 | 0.96 | 0.96 | 0.96
| 28 |  |  | 2025-02-01 | 0.9599 | [8 empty] | 1 | 0.955 | 1 | 0.955 | 0.955 | 0.96 | 0.955 | 0.96 | 0.96 | 0.96 | 0.96 | 0.965 | 0.965 | 0.955 | 0.96 | 0.96 | 0.96 | 0.96 | 1 | 1 | 0.955 | 0.96 | 0.96 | 0.936 | 0.936 | 0.936 | 0.936 | 1 | 1 | 0.936 | 1 | 0.936 | 0.936 | 0.936 | 0.936 | 0.936 | 0.936 | 0.936 | 0.936 | 0.936 | 0.936 | 0.928 | 0.928 | 1 | 1 | 1 | 0.936 | 0.936 | 0.936 | 0.936 | 0.936 | 0.936 | 0.936 | 0.936 | 0.936 | 0.936 | 1 | 0.944 | 0.936 | 0.936 | 0.936 | 0.936 | 0.936 | 0.936 | 0.936 | 0.936 | 0.936 | 1 | 1 | 1 | 0.936 | 0.96 | 0.96 | 0.952 | 0.95441 | 0.95441 | 0.95441 | 0.96 | 0.96 | 0.96 | 0.96
| 31 |  |  | 2025-03-01 | 0.9599 | [8 empty] | 1 | 0.955 | 1 | 0.955 | 0.955 | 0.96 | 0.955 | 0.96 | 0.96 | 0.96 | 0.96 | 0.965 | 0.965 | 0.955 | 0.96 | 0.96 | 0.96 | 0.96 | 1 | 1 | 0.955 | 0.96 | 0.96 | 0.936 | 0.936 | 0.936 | 0.936 | 1 | 1 | 0.936 | 1 | 0.936 | 0.936 | 0.936 | 0.936 | 0.936 | 0.936 | 0.936 | 0.936 | 0.936 | 0.936 | 0.928 | 0.928 | 1 | 1 | 1 | 0.936 | 0.936 | 0.936 | 0.936 | 0.936 | 0.936 | 0.936 | 0.936 | 0.936 | 0.936 | 1 | 0.944 | 0.936 | 0.936 | 0.936 | 0.936 | 0.936 | 0.936 | 0.936 | 0.936 | 0.936 | 1 | 1 | 1 | 0.936 | 0.96 | 0.96 | 0.952 | 0.95441 | 0.95441 | 0.95441 | 0.96 | 0.96 | 0.96 | 0.96
| 30 |  |  | 2025-04-01 | 0.9599 | [8 empty] | 1 | 0.955 | 1 | 0.955 | 0.955 | 0.96 | 0.955 | 0.96 | 0.96 | 0.96 | 0.96 | 0.965 | 0.965 | 0.955 | 0.96 | 0.96 | 0.96 | 0.96 | 1 | 1 | 0.955 | 0.96 | 0.96 | 0.936 | 0.936 | 0.936 | 0.936 | 1 | 1 | 0.936 | 1 | 0.936 | 0.936 | 0.936 | 0.936 | 0.936 | 0.936 | 0.936 | 0.936 | 0.936 | 0.936 | 0.928 | 0.928 | 1 | 1 | 1 | 0.936 | 0.936 | 0.936 | 0.936 | 0.936 | 0.936 | 0.936 | 0.936 | 0.936 | 0.936 | 1 | 0.944 | 0.936 | 0.936 | 0.936 | 0.936 | 0.936 | 0.936 | 0.936 | 0.936 | 0.936 | 1 | 1 | 1 | 0.936 | 0.96 | 0.96 | 0.952 | 0.95441 | 0.95441 | 0.95441 | 0.96 | 0.96 | 0.96 | 0.96
| 31 |  |  | 2025-05-01 | 0.95975 | [8 empty] | 1 | 0.955 | 1 | 0.955 | 0.955 | 0.96 | 0.955 | 0.96 | 0.96 | 0.96 | 0.96 | 0.965 | 0.965 | 0.955 | 0.96 | 0.96 | 0.96 | 0.96 | 1 | 1 | 0.955 | 0.96 | 0.96 | 0.936 | 0.936 | 0.936 | 0.936 | 1 | 1 | 0.936 | 1 | 0.936 | 0.936 | 0.936 | 0.936 | 0.936 | 0.936 | 0.936 | 0.936 | 0.936 | 0.936 | 0.928 | 0.928 | 1 | 1 | 1 | 0.936 | 0.936 | 0.936 | 0.936 | 0.936 | 0.936 | 0.936 | 0.936 | 0.936 | 0.936 | 1 | 0.944 | 0.936 | 0.936 | 0.936 | 0.936 | 0.936 | 0.936 | 0.936 | 0.936 | 0.936 | 1 | 1 | 1 | 0.928 | 0.96 | 0.96 | 0.952 | 0.95441 | 0.95441 | 0.95441 | 0.96 | 0.96 | 0.96 | 0.96
| 30 |  |  | 2025-06-01 | 0.95882 | [8 empty] | 1 | 0.955 | 1 | 0.955 | 0.955 | 0.96 | 0.955 | 0.96 | 0.96 | 0.96 | 0.96 | 0.965 | 0.965 | 0.955 | 0.96 | 0.96 | 0.96 | 0.96 | 1 | 1 | 0.955 | 0.96 | 0.96 | 0.936 | 0.936 | 0.936 | 0.936 | 1 | 1 | 0.936 | 1 | 0.936 | 0.936 | 0.936 | 0.936 | 0.928 | 0.928 | 0.928 | 0.928 | 0.928 | 0.928 | 0.928 | 0.928 | 1 | 1 | 1 | 0.936 | 0.936 | 0.936 | 0.936 | 0.936 | 0.936 | 0.936 | 0.936 | 0.936 | 0.936 | 1 | 0.944 | 0.936 | 0.936 | 0.936 | 0.936 | 0.936 | 0.936 | 0.936 | 0.936 | 0.936 | 1 | 1 | 1 | 0.928 | 0.96 | 0.96 | 0.952 | 0.95441 | 0.95441 | 0.95441 | 0.96 | 0.96 | 0.96 | 0.96
| 31 |  |  | 2025-07-01 | 0.95882 | [8 empty] | 1 | 0.955 | 1 | 0.955 | 0.955 | 0.96 | 0.955 | 0.96 | 0.96 | 0.96 | 0.96 | 0.965 | 0.965 | 0.955 | 0.96 | 0.96 | 0.96 | 0.96 | 1 | 1 | 0.955 | 0.96 | 0.96 | 0.936 | 0.936 | 0.936 | 0.936 | 1 | 1 | 0.936 | 1 | 0.936 | 0.936 | 0.936 | 0.936 | 0.928 | 0.928 | 0.928 | 0.928 | 0.928 | 0.928 | 0.928 | 0.928 | 1 | 1 | 1 | 0.936 | 0.936 | 0.936 | 0.936 | 0.936 | 0.936 | 0.936 | 0.936 | 0.936 | 0.936 | 1 | 0.944 | 0.936 | 0.936 | 0.936 | 0.936 | 0.936 | 0.936 | 0.936 | 0.936 | 0.936 | 1 | 1 | 1 | 0.928 | 0.96 | 0.96 | 0.952 | 0.95441 | 0.95441 | 0.95441 | 0.96 | 0.96 | 0.96 | 0.96
| 31 |  |  | 2025-08-01 | 0.9581 | [8 empty] | 1 | 0.955 | 1 | 0.955 | 0.955 | 0.96 | 0.955 | 0.96 | 0.96 | 0.96 | 0.96 | 0.965 | 0.965 | 0.955 | 0.96 | 0.96 | 0.96 | 0.96 | 1 | 1 | 0.955 | 0.96 | 0.96 | 0.936 | 0.936 | 0.936 | 0.936 | 1 | 1 | 0.936 | 1 | 0.936 | 0.936 | 0.936 | 0.936 | 0.928 | 0.928 | 0.928 | 0.928 | 0.928 | 0.928 | 0.928 | 0.928 | 1 | 1 | 1 | 0.936 | 0.936 | 0.936 | 0.936 | 0.936 | 0.936 | 0.928 | 0.928 | 0.928 | 0.928 | 1 | 0.944 | 0.928 | 0.928 | 0.928 | 0.928 | 0.928 | 0.928 | 0.928 | 0.928 | 0.928 | 1 | 1 | 1 | 0.928 | 0.96 | 0.96 | 0.952 | 0.95441 | 0.95441 | 0.95441 | 0.96 | 0.96 | 0.96 | 0.96
| 30 |  |  | 2025-09-01 | 0.95804 | [8 empty] | 1 | 0.95 | 1 | 0.955 | 0.955 | 0.96 | 0.955 | 0.96 | 0.96 | 0.96 | 0.96 | 0.965 | 0.965 | 0.955 | 0.96 | 0.96 | 0.96 | 0.96 | 1 | 1 | 0.955 | 0.96 | 0.96 | 0.936 | 0.936 | 0.936 | 0.936 | 1 | 1 | 0.936 | 1 | 0.936 | 0.936 | 0.936 | 0.936 | 0.928 | 0.928 | 0.928 | 0.928 | 0.928 | 0.928 | 0.928 | 0.928 | 1 | 1 | 1 | 0.936 | 0.936 | 0.936 | 0.936 | 0.936 | 0.936 | 0.928 | 0.928 | 0.928 | 0.928 | 1 | 0.944 | 0.928 | 0.928 | 0.928 | 0.928 | 0.928 | 0.928 | 0.928 | 0.928 | 0.928 | 1 | 1 | 1 | 0.928 | 0.96 | 0.96 | 0.952 | 0.95441 | 0.95441 | 0.95441 | 0.96 | 0.96 | 0.96 | 0.96
| 31 |  |  | 2025-10-01 | 0.95792 | [8 empty] | 1 | 0.95 | 1 | 0.955 | 0.955 | 0.96 | 0.955 | 0.955 | 0.955 | 0.96 | 0.96 | 0.965 | 0.965 | 0.955 | 0.96 | 0.96 | 0.96 | 0.96 | 1 | 1 | 0.955 | 0.96 | 0.96 | 0.936 | 0.936 | 0.936 | 0.936 | 1 | 1 | 0.936 | 1 | 0.936 | 0.936 | 0.936 | 0.936 | 0.928 | 0.928 | 0.928 | 0.928 | 0.928 | 0.928 | 0.928 | 0.928 | 1 | 1 | 1 | 0.936 | 0.936 | 0.936 | 0.936 | 0.936 | 0.936 | 0.928 | 0.928 | 0.928 | 0.928 | 1 | 0.944 | 0.928 | 0.928 | 0.928 | 0.928 | 0.928 | 0.928 | 0.928 | 0.928 | 0.928 | 1 | 1 | 1 | 0.928 | 0.96 | 0.96 | 0.952 | 0.95441 | 0.95441 | 0.95441 | 0.96 | 0.96 | 0.96 | 0.96
| 30 |  |  | 2025-11-01 | 0.95714 | [8 empty] | 1 | 0.95 | 1 | 0.955 | 0.955 | 0.96 | 0.955 | 0.955 | 0.955 | 0.955 | 0.955 | 0.965 | 0.965 | 0.955 | 0.955 | 0.955 | 0.96 | 0.96 | 1 | 1 | 0.955 | 0.96 | 0.96 | 0.936 | 0.936 | 0.928 | 0.928 | 1 | 1 | 0.936 | 1 | 0.936 | 0.936 | 0.936 | 0.936 | 0.928 | 0.928 | 0.928 | 0.928 | 0.928 | 0.928 | 0.928 | 0.928 | 1 | 1 | 1 | 0.936 | 0.936 | 0.936 | 0.936 | 0.928 | 0.936 | 0.928 | 0.928 | 0.928 | 0.928 | 1 | 0.944 | 0.928 | 0.928 | 0.928 | 0.928 | 0.928 | 0.928 | 0.928 | 0.928 | 0.928 | 1 | 1 | 1 | 0.928 | 0.96 | 0.96 | 0.944 | 0.95441 | 0.95441 | 0.95441 | 0.96 | 0.96 | 0.96 | 0.96
| 31 |  |  | 2025-12-01 | 0.95665 | [8 empty] | 1 | 0.95 | 1 | 0.955 | 0.955 | 0.96 | 0.955 | 0.955 | 0.955 | 0.955 | 0.955 | 0.965 | 0.965 | 0.955 | 0.955 | 0.955 | 0.96 | 0.96 | 1 | 1 | 0.955 | 0.96 | 0.96 | 0.936 | 0.936 | 0.928 | 0.928 | 1 | 1 | 0.936 | 1 | 0.936 | 0.936 | 0.936 | 0.936 | 0.928 | 0.928 | 0.928 | 0.928 | 0.928 | 0.928 | 0.928 | 0.928 | 1 | 1 | 1 | 0.936 | 0.936 | 0.936 | 0.936 | 0.928 | 0.936 | 0.928 | 0.928 | 0.928 | 0.928 | 1 | 0.936 | 0.928 | 0.928 | 0.928 | 0.928 | 0.928 | 0.928 | 0.928 | 0.928 | 0.928 | 1 | 1 | 1 | 0.928 | 0.955 | 0.955 | 0.944 | 0.95161 | 0.95161 | 0.95161 | 0.955 | 0.955 | 0.955 | 0.955
| 31 |  |  | 2026-01-01 | 0.9549 | [8 empty] | 1 | 0.95 | 1 | 0.95 | 0.95 | 0.955 | 0.95 | 0.955 | 0.955 | 0.955 | 0.955 | 0.96 | 0.96 | 0.95 | 0.955 | 0.955 | 0.955 | 0.955 | 1 | 1 | 0.95 | 0.955 | 0.955 | 0.928 | 0.928 | 0.928 | 0.928 | 1 | 1 | 0.928 | 1 | 0.928 | 0.928 | 0.928 | 0.928 | 0.928 | 0.928 | 0.928 | 0.928 | 0.928 | 0.928 | 0.92 | 0.92 | 1 | 1 | 1 | 0.928 | 0.928 | 0.928 | 0.928 | 0.928 | 0.928 | 0.928 | 0.928 | 0.928 | 0.928 | 1 | 0.936 | 0.928 | 0.928 | 0.928 | 0.928 | 0.928 | 0.928 | 0.928 | 0.928 | 0.928 | 1 | 1 | 1 | 0.928 | 0.955 | 0.955 | 0.944 | 0.94886 | 0.94886 | 0.94886 | 0.955 | 0.955 | 0.955 | 0.955
| 28 |  |  | 2026-02-01 | 0.9549 | [8 empty] | 1 | 0.95 | 1 | 0.95 | 0.95 | 0.955 | 0.95 | 0.955 | 0.955 | 0.955 | 0.955 | 0.96 | 0.96 | 0.95 | 0.955 | 0.955 | 0.955 | 0.955 | 1 | 1 | 0.95 | 0.955 | 0.955 | 0.928 | 0.928 | 0.928 | 0.928 | 1 | 1 | 0.928 | 1 | 0.928 | 0.928 | 0.928 | 0.928 | 0.928 | 0.928 | 0.928 | 0.928 | 0.928 | 0.928 | 0.92 | 0.92 | 1 | 1 | 1 | 0.928 | 0.928 | 0.928 | 0.928 | 0.928 | 0.928 | 0.928 | 0.928 | 0.928 | 0.928 | 1 | 0.936 | 0.928 | 0.928 | 0.928 | 0.928 | 0.928 | 0.928 | 0.928 | 0.928 | 0.928 | 1 | 1 | 1 | 0.928 | 0.955 | 0.955 | 0.944 | 0.94886 | 0.94886 | 0.94886 | 0.955 | 0.955 | 0.955 | 0.955
| 31 |  |  | 2026-03-01 | 0.9549 | [8 empty] | 1 | 0.95 | 1 | 0.95 | 0.95 | 0.955 | 0.95 | 0.955 | 0.955 | 0.955 | 0.955 | 0.96 | 0.96 | 0.95 | 0.955 | 0.955 | 0.955 | 0.955 | 1 | 1 | 0.95 | 0.955 | 0.955 | 0.928 | 0.928 | 0.928 | 0.928 | 1 | 1 | 0.928 | 1 | 0.928 | 0.928 | 0.928 | 0.928 | 0.928 | 0.928 | 0.928 | 0.928 | 0.928 | 0.928 | 0.92 | 0.92 | 1 | 1 | 1 | 0.928 | 0.928 | 0.928 | 0.928 | 0.928 | 0.928 | 0.928 | 0.928 | 0.928 | 0.928 | 1 | 0.936 | 0.928 | 0.928 | 0.928 | 0.928 | 0.928 | 0.928 | 0.928 | 0.928 | 0.928 | 1 | 1 | 1 | 0.928 | 0.955 | 0.955 | 0.944 | 0.94886 | 0.94886 | 0.94886 | 0.955 | 0.955 | 0.955 | 0.955
| 30 |  |  | 2026-04-01 | 0.9549 | [8 empty] | 1 | 0.95 | 1 | 0.95 | 0.95 | 0.955 | 0.95 | 0.955 | 0.955 | 0.955 | 0.955 | 0.96 | 0.96 | 0.95 | 0.955 | 0.955 | 0.955 | 0.955 | 1 | 1 | 0.95 | 0.955 | 0.955 | 0.928 | 0.928 | 0.928 | 0.928 | 1 | 1 | 0.928 | 1 | 0.928 | 0.928 | 0.928 | 0.928 | 0.928 | 0.928 | 0.928 | 0.928 | 0.928 | 0.928 | 0.92 | 0.92 | 1 | 1 | 1 | 0.928 | 0.928 | 0.928 | 0.928 | 0.928 | 0.928 | 0.928 | 0.928 | 0.928 | 0.928 | 1 | 0.936 | 0.928 | 0.928 | 0.928 | 0.928 | 0.928 | 0.928 | 0.928 | 0.928 | 0.928 | 1 | 1 | 1 | 0.928 | 0.955 | 0.955 | 0.944 | 0.94886 | 0.94886 | 0.94886 | 0.955 | 0.955 | 0.955 | 0.955
| 31 |  |  | 2026-05-01 | 0.95474 | [8 empty] | 1 | 0.95 | 1 | 0.95 | 0.95 | 0.955 | 0.95 | 0.955 | 0.955 | 0.955 | 0.955 | 0.96 | 0.96 | 0.95 | 0.955 | 0.955 | 0.955 | 0.955 | 1 | 1 | 0.95 | 0.955 | 0.955 | 0.928 | 0.928 | 0.928 | 0.928 | 1 | 1 | 0.928 | 1 | 0.928 | 0.928 | 0.928 | 0.928 | 0.928 | 0.928 | 0.928 | 0.928 | 0.928 | 0.928 | 0.92 | 0.92 | 1 | 1 | 1 | 0.928 | 0.928 | 0.928 | 0.928 | 0.928 | 0.928 | 0.928 | 0.928 | 0.928 | 0.928 | 1 | 0.936 | 0.928 | 0.928 | 0.928 | 0.928 | 0.928 | 0.928 | 0.928 | 0.928 | 0.928 | 1 | 1 | 1 | 0.92 | 0.955 | 0.955 | 0.944 | 0.94886 | 0.94886 | 0.94886 | 0.955 | 0.955 | 0.955 | 0.955
| 30 |  |  | 2026-06-01 | 0.95381 | [8 empty] | 1 | 0.95 | 1 | 0.95 | 0.95 | 0.955 | 0.95 | 0.955 | 0.955 | 0.955 | 0.955 | 0.96 | 0.96 | 0.95 | 0.955 | 0.955 | 0.955 | 0.955 | 1 | 1 | 0.95 | 0.955 | 0.955 | 0.928 | 0.928 | 0.928 | 0.928 | 1 | 1 | 0.928 | 1 | 0.928 | 0.928 | 0.928 | 0.928 | 0.92 | 0.92 | 0.92 | 0.92 | 0.92 | 0.92 | 0.92 | 0.92 | 1 | 1 | 1 | 0.928 | 0.928 | 0.928 | 0.928 | 0.928 | 0.928 | 0.928 | 0.928 | 0.928 | 0.928 | 1 | 0.936 | 0.928 | 0.928 | 0.928 | 0.928 | 0.928 | 0.928 | 0.928 | 0.928 | 0.928 | 1 | 1 | 1 | 0.92 | 0.955 | 0.955 | 0.944 | 0.94886 | 0.94886 | 0.94886 | 0.955 | 0.955 | 0.955 | 0.955
| 31 |  |  | 2026-07-01 | 0.95381 | [8 empty] | 1 | 0.95 | 1 | 0.95 | 0.95 | 0.955 | 0.95 | 0.955 | 0.955 | 0.955 | 0.955 | 0.96 | 0.96 | 0.95 | 0.955 | 0.955 | 0.955 | 0.955 | 1 | 1 | 0.95 | 0.955 | 0.955 | 0.928 | 0.928 | 0.928 | 0.928 | 1 | 1 | 0.928 | 1 | 0.928 | 0.928 | 0.928 | 0.928 | 0.92 | 0.92 | 0.92 | 0.92 | 0.92 | 0.92 | 0.92 | 0.92 | 1 | 1 | 1 | 0.928 | 0.928 | 0.928 | 0.928 | 0.928 | 0.928 | 0.928 | 0.928 | 0.928 | 0.928 | 1 | 0.936 | 0.928 | 0.928 | 0.928 | 0.928 | 0.928 | 0.928 | 0.928 | 0.928 | 0.928 | 1 | 1 | 1 | 0.92 | 0.955 | 0.955 | 0.944 | 0.94886 | 0.94886 | 0.94886 | 0.955 | 0.955 | 0.955 | 0.955
| 31 |  |  | 2026-08-01 | 0.95309 | [8 empty] | 1 | 0.95 | 1 | 0.95 | 0.95 | 0.955 | 0.95 | 0.955 | 0.955 | 0.955 | 0.955 | 0.96 | 0.96 | 0.95 | 0.955 | 0.955 | 0.955 | 0.955 | 1 | 1 | 0.95 | 0.955 | 0.955 | 0.928 | 0.928 | 0.928 | 0.928 | 1 | 1 | 0.928 | 1 | 0.928 | 0.928 | 0.928 | 0.928 | 0.92 | 0.92 | 0.92 | 0.92 | 0.92 | 0.92 | 0.92 | 0.92 | 1 | 1 | 1 | 0.928 | 0.928 | 0.928 | 0.928 | 0.928 | 0.928 | 0.92 | 0.92 | 0.92 | 0.92 | 1 | 0.936 | 0.92 | 0.92 | 0.92 | 0.92 | 0.92 | 0.92 | 0.92 | 0.92 | 0.92 | 1 | 1 | 1 | 0.92 | 0.955 | 0.955 | 0.944 | 0.94886 | 0.94886 | 0.94886 | 0.955 | 0.955 | 0.955 | 0.955
| 30 |  |  | 2026-09-01 | 0.95303 | [8 empty] | 1 | 0.945 | 1 | 0.95 | 0.95 | 0.955 | 0.95 | 0.955 | 0.955 | 0.955 | 0.955 | 0.96 | 0.96 | 0.95 | 0.955 | 0.955 | 0.955 | 0.955 | 1 | 1 | 0.95 | 0.955 | 0.955 | 0.928 | 0.928 | 0.928 | 0.928 | 1 | 1 | 0.928 | 1 | 0.928 | 0.928 | 0.928 | 0.928 | 0.92 | 0.92 | 0.92 | 0.92 | 0.92 | 0.92 | 0.92 | 0.92 | 1 | 1 | 1 | 0.928 | 0.928 | 0.928 | 0.928 | 0.928 | 0.928 | 0.92 | 0.92 | 0.92 | 0.92 | 1 | 0.936 | 0.92 | 0.92 | 0.92 | 0.92 | 0.92 | 0.92 | 0.92 | 0.92 | 0.92 | 1 | 1 | 1 | 0.92 | 0.955 | 0.955 | 0.944 | 0.94886 | 0.94886 | 0.94886 | 0.955 | 0.955 | 0.955 | 0.955
| 31 |  |  | 2026-10-01 | 0.95291 | [8 empty] | 1 | 0.945 | 1 | 0.95 | 0.95 | 0.955 | 0.95 | 0.95 | 0.95 | 0.955 | 0.955 | 0.96 | 0.96 | 0.95 | 0.955 | 0.955 | 0.955 | 0.955 | 1 | 1 | 0.95 | 0.955 | 0.955 | 0.928 | 0.928 | 0.928 | 0.928 | 1 | 1 | 0.928 | 1 | 0.928 | 0.928 | 0.928 | 0.928 | 0.92 | 0.92 | 0.92 | 0.92 | 0.92 | 0.92 | 0.92 | 0.92 | 1 | 1 | 1 | 0.928 | 0.928 | 0.928 | 0.928 | 0.928 | 0.928 | 0.92 | 0.92 | 0.92 | 0.92 | 1 | 0.936 | 0.92 | 0.92 | 0.92 | 0.92 | 0.92 | 0.92 | 0.92 | 0.92 | 0.92 | 1 | 1 | 1 | 0.92 | 0.955 | 0.955 | 0.944 | 0.94886 | 0.94886 | 0.94886 | 0.955 | 0.955 | 0.955 | 0.955
| 30 |  |  | 2026-11-01 | 0.95214 | [8 empty] | 1 | 0.945 | 1 | 0.95 | 0.95 | 0.955 | 0.95 | 0.95 | 0.95 | 0.95 | 0.95 | 0.96 | 0.96 | 0.95 | 0.95 | 0.95 | 0.955 | 0.955 | 1 | 1 | 0.95 | 0.955 | 0.955 | 0.928 | 0.928 | 0.92 | 0.92 | 1 | 1 | 0.928 | 1 | 0.928 | 0.928 | 0.928 | 0.928 | 0.92 | 0.92 | 0.92 | 0.92 | 0.92 | 0.92 | 0.92 | 0.92 | 1 | 1 | 1 | 0.928 | 0.928 | 0.928 | 0.928 | 0.92 | 0.928 | 0.92 | 0.92 | 0.92 | 0.92 | 1 | 0.936 | 0.92 | 0.92 | 0.92 | 0.92 | 0.92 | 0.92 | 0.92 | 0.92 | 0.92 | 1 | 1 | 1 | 0.92 | 0.955 | 0.955 | 0.936 | 0.94886 | 0.94886 | 0.94886 | 0.955 | 0.955 | 0.955 | 0.955
| 31 |  |  | 2026-12-01 | 0.95165 | [8 empty] | 1 | 0.945 | 1 | 0.95 | 0.95 | 0.955 | 0.95 | 0.95 | 0.95 | 0.95 | 0.95 | 0.96 | 0.96 | 0.95 | 0.95 | 0.95 | 0.955 | 0.955 | 1 | 1 | 0.95 | 0.955 | 0.955 | 0.928 | 0.928 | 0.92 | 0.92 | 1 | 1 | 0.928 | 1 | 0.928 | 0.928 | 0.928 | 0.928 | 0.92 | 0.92 | 0.92 | 0.92 | 0.92 | 0.92 | 0.92 | 0.92 | 1 | 1 | 1 | 0.928 | 0.928 | 0.928 | 0.928 | 0.92 | 0.928 | 0.92 | 0.92 | 0.92 | 0.92 | 1 | 0.928 | 0.92 | 0.92 | 0.92 | 0.92 | 0.92 | 0.92 | 0.92 | 0.92 | 0.92 | 1 | 1 | 1 | 0.92 | 0.95 | 0.95 | 0.936 | 0.94608 | 0.94608 | 0.94608 | 0.95 | 0.95 | 0.95 | 0.95
| 31 |  |  | 2027-01-01 | 0.9499 | [8 empty] | 1 | 0.945 | 1 | 0.945 | 0.945 | 0.95 | 0.945 | 0.95 | 0.95 | 0.95 | 0.95 | 0.955 | 0.955 | 0.945 | 0.95 | 0.95 | 0.95 | 0.95 | 1 | 1 | 0.945 | 0.95 | 0.95 | 0.92 | 0.92 | 0.92 | 0.92 | 1 | 1 | 0.92 | 1 | 0.92 | 0.92 | 0.92 | 0.92 | 0.92 | 0.92 | 0.92 | 0.92 | 0.92 | 0.92 | 0.912 | 0.912 | 1 | 1 | 1 | 0.92 | 0.92 | 0.92 | 0.92 | 0.92 | 0.92 | 0.92 | 0.92 | 0.92 | 0.92 | 1 | 0.928 | 0.92 | 0.92 | 0.92 | 0.92 | 0.92 | 0.92 | 0.92 | 0.92 | 0.92 | 1 | 1 | 1 | 0.92 | 0.95 | 0.95 | 0.936 | 0.94335 | 0.94335 | 0.94335 | 0.95 | 0.95 | 0.95 | 0.95
| 28 |  |  | 2027-02-01 | 0.9499 | [8 empty] | 1 | 0.945 | 1 | 0.945 | 0.945 | 0.95 | 0.945 | 0.95 | 0.95 | 0.95 | 0.95 | 0.955 | 0.955 | 0.945 | 0.95 | 0.95 | 0.95 | 0.95 | 1 | 1 | 0.945 | 0.95 | 0.95 | 0.92 | 0.92 | 0.92 | 0.92 | 1 | 1 | 0.92 | 1 | 0.92 | 0.92 | 0.92 | 0.92 | 0.92 | 0.92 | 0.92 | 0.92 | 0.92 | 0.92 | 0.912 | 0.912 | 1 | 1 | 1 | 0.92 | 0.92 | 0.92 | 0.92 | 0.92 | 0.92 | 0.92 | 0.92 | 0.92 | 0.92 | 1 | 0.928 | 0.92 | 0.92 | 0.92 | 0.92 | 0.92 | 0.92 | 0.92 | 0.92 | 0.92 | 1 | 1 | 1 | 0.92 | 0.95 | 0.95 | 0.936 | 0.94335 | 0.94335 | 0.94335 | 0.95 | 0.95 | 0.95 | 0.95
| 31 |  |  | 2027-03-01 | 0.9499 | [8 empty] | 1 | 0.945 | 1 | 0.945 | 0.945 | 0.95 | 0.945 | 0.95 | 0.95 | 0.95 | 0.95 | 0.955 | 0.955 | 0.945 | 0.95 | 0.95 | 0.95 | 0.95 | 1 | 1 | 0.945 | 0.95 | 0.95 | 0.92 | 0.92 | 0.92 | 0.92 | 1 | 1 | 0.92 | 1 | 0.92 | 0.92 | 0.92 | 0.92 | 0.92 | 0.92 | 0.92 | 0.92 | 0.92 | 0.92 | 0.912 | 0.912 | 1 | 1 | 1 | 0.92 | 0.92 | 0.92 | 0.92 | 0.92 | 0.92 | 0.92 | 0.92 | 0.92 | 0.92 | 1 | 0.928 | 0.92 | 0.92 | 0.92 | 0.92 | 0.92 | 0.92 | 0.92 | 0.92 | 0.92 | 1 | 1 | 1 | 0.92 | 0.95 | 0.95 | 0.936 | 0.94335 | 0.94335 | 0.94335 | 0.95 | 0.95 | 0.95 | 0.95
| 30 |  |  | 2027-04-01 | 0.9499 | [8 empty] | 1 | 0.945 | 1 | 0.945 | 0.945 | 0.95 | 0.945 | 0.95 | 0.95 | 0.95 | 0.95 | 0.955 | 0.955 | 0.945 | 0.95 | 0.95 | 0.95 | 0.95 | 1 | 1 | 0.945 | 0.95 | 0.95 | 0.92 | 0.92 | 0.92 | 0.92 | 1 | 1 | 0.92 | 1 | 0.92 | 0.92 | 0.92 | 0.92 | 0.92 | 0.92 | 0.92 | 0.92 | 0.92 | 0.92 | 0.912 | 0.912 | 1 | 1 | 1 | 0.92 | 0.92 | 0.92 | 0.92 | 0.92 | 0.92 | 0.92 | 0.92 | 0.92 | 0.92 | 1 | 0.928 | 0.92 | 0.92 | 0.92 | 0.92 | 0.92 | 0.92 | 0.92 | 0.92 | 0.92 | 1 | 1 | 1 | 0.92 | 0.95 | 0.95 | 0.936 | 0.94335 | 0.94335 | 0.94335 | 0.95 | 0.95 | 0.95 | 0.95
| 31 |  |  | 2027-05-01 | 0.94974 | [8 empty] | 1 | 0.945 | 1 | 0.945 | 0.945 | 0.95 | 0.945 | 0.95 | 0.95 | 0.95 | 0.95 | 0.955 | 0.955 | 0.945 | 0.95 | 0.95 | 0.95 | 0.95 | 1 | 1 | 0.945 | 0.95 | 0.95 | 0.92 | 0.92 | 0.92 | 0.92 | 1 | 1 | 0.92 | 1 | 0.92 | 0.92 | 0.92 | 0.92 | 0.92 | 0.92 | 0.92 | 0.92 | 0.92 | 0.92 | 0.912 | 0.912 | 1 | 1 | 1 | 0.92 | 0.92 | 0.92 | 0.92 | 0.92 | 0.92 | 0.92 | 0.92 | 0.92 | 0.92 | 1 | 0.928 | 0.92 | 0.92 | 0.92 | 0.92 | 0.92 | 0.92 | 0.92 | 0.92 | 0.92 | 1 | 1 | 1 | 0.912 | 0.95 | 0.95 | 0.936 | 0.94335 | 0.94335 | 0.94335 | 0.95 | 0.95 | 0.95 | 0.95
| 30 |  |  | 2027-06-01 | 0.94881 | [8 empty] | 1 | 0.945 | 1 | 0.945 | 0.945 | 0.95 | 0.945 | 0.95 | 0.95 | 0.95 | 0.95 | 0.955 | 0.955 | 0.945 | 0.95 | 0.95 | 0.95 | 0.95 | 1 | 1 | 0.945 | 0.95 | 0.95 | 0.92 | 0.92 | 0.92 | 0.92 | 1 | 1 | 0.92 | 1 | 0.92 | 0.92 | 0.92 | 0.92 | 0.912 | 0.912 | 0.912 | 0.912 | 0.912 | 0.912 | 0.912 | 0.912 | 1 | 1 | 1 | 0.92 | 0.92 | 0.92 | 0.92 | 0.92 | 0.92 | 0.92 | 0.92 | 0.92 | 0.92 | 1 | 0.928 | 0.92 | 0.92 | 0.92 | 0.92 | 0.92 | 0.92 | 0.92 | 0.92 | 0.92 | 1 | 1 | 1 | 0.912 | 0.95 | 0.95 | 0.936 | 0.94335 | 0.94335 | 0.94335 | 0.95 | 0.95 | 0.95 | 0.95
| 31 |  |  | 2027-07-01 | 0.94881 | [8 empty] | 1 | 0.945 | 1 | 0.945 | 0.945 | 0.95 | 0.945 | 0.95 | 0.95 | 0.95 | 0.95 | 0.955 | 0.955 | 0.945 | 0.95 | 0.95 | 0.95 | 0.95 | 1 | 1 | 0.945 | 0.95 | 0.95 | 0.92 | 0.92 | 0.92 | 0.92 | 1 | 1 | 0.92 | 1 | 0.92 | 0.92 | 0.92 | 0.92 | 0.912 | 0.912 | 0.912 | 0.912 | 0.912 | 0.912 | 0.912 | 0.912 | 1 | 1 | 1 | 0.92 | 0.92 | 0.92 | 0.92 | 0.92 | 0.92 | 0.92 | 0.92 | 0.92 | 0.92 | 1 | 0.928 | 0.92 | 0.92 | 0.92 | 0.92 | 0.92 | 0.92 | 0.92 | 0.92 | 0.92 | 1 | 1 | 1 | 0.912 | 0.95 | 0.95 | 0.936 | 0.94335 | 0.94335 | 0.94335 | 0.95 | 0.95 | 0.95 | 0.95
| 31 |  |  | 2027-08-01 | 0.94809 | [8 empty] | 1 | 0.945 | 1 | 0.945 | 0.945 | 0.95 | 0.945 | 0.95 | 0.95 | 0.95 | 0.95 | 0.955 | 0.955 | 0.945 | 0.95 | 0.95 | 0.95 | 0.95 | 1 | 1 | 0.945 | 0.95 | 0.95 | 0.92 | 0.92 | 0.92 | 0.92 | 1 | 1 | 0.92 | 1 | 0.92 | 0.92 | 0.92 | 0.92 | 0.912 | 0.912 | 0.912 | 0.912 | 0.912 | 0.912 | 0.912 | 0.912 | 1 | 1 | 1 | 0.92 | 0.92 | 0.92 | 0.92 | 0.92 | 0.92 | 0.912 | 0.912 | 0.912 | 0.912 | 1 | 0.928 | 0.912 | 0.912 | 0.912 | 0.912 | 0.912 | 0.912 | 0.912 | 0.912 | 0.912 | 1 | 1 | 1 | 0.912 | 0.95 | 0.95 | 0.936 | 0.94335 | 0.94335 | 0.94335 | 0.95 | 0.95 | 0.95 | 0.95
| 30 |  |  | 2027-09-01 | 0.94803 | [8 empty] | 1 | 0.94 | 1 | 0.945 | 0.945 | 0.95 | 0.945 | 0.95 | 0.95 | 0.95 | 0.95 | 0.955 | 0.955 | 0.945 | 0.95 | 0.95 | 0.95 | 0.95 | 1 | 1 | 0.945 | 0.95 | 0.95 | 0.92 | 0.92 | 0.92 | 0.92 | 1 | 1 | 0.92 | 1 | 0.92 | 0.92 | 0.92 | 0.92 | 0.912 | 0.912 | 0.912 | 0.912 | 0.912 | 0.912 | 0.912 | 0.912 | 1 | 1 | 1 | 0.92 | 0.92 | 0.92 | 0.92 | 0.92 | 0.92 | 0.912 | 0.912 | 0.912 | 0.912 | 1 | 0.928 | 0.912 | 0.912 | 0.912 | 0.912 | 0.912 | 0.912 | 0.912 | 0.912 | 0.912 | 1 | 1 | 1 | 0.912 | 0.95 | 0.95 | 0.936 | 0.94335 | 0.94335 | 0.94335 | 0.95 | 0.95 | 0.95 | 0.95
| 31 |  |  | 2027-10-01 | 0.94791 | [8 empty] | 1 | 0.94 | 1 | 0.945 | 0.945 | 0.95 | 0.945 | 0.945 | 0.945 | 0.95 | 0.95 | 0.955 | 0.955 | 0.945 | 0.95 | 0.95 | 0.95 | 0.95 | 1 | 1 | 0.945 | 0.95 | 0.95 | 0.92 | 0.92 | 0.92 | 0.92 | 1 | 1 | 0.92 | 1 | 0.92 | 0.92 | 0.92 | 0.92 | 0.912 | 0.912 | 0.912 | 0.912 | 0.912 | 0.912 | 0.912 | 0.912 | 1 | 1 | 1 | 0.92 | 0.92 | 0.92 | 0.92 | 0.92 | 0.92 | 0.912 | 0.912 | 0.912 | 0.912 | 1 | 0.928 | 0.912 | 0.912 | 0.912 | 0.912 | 0.912 | 0.912 | 0.912 | 0.912 | 0.912 | 1 | 1 | 1 | 0.912 | 0.95 | 0.95 | 0.936 | 0.94335 | 0.94335 | 0.94335 | 0.95 | 0.95 | 0.95 | 0.95
| 30 |  |  | 2027-11-01 | 0.94713 | [8 empty] | 1 | 0.94 | 1 | 0.945 | 0.945 | 0.95 | 0.945 | 0.945 | 0.945 | 0.945 | 0.945 | 0.955 | 0.955 | 0.945 | 0.945 | 0.945 | 0.95 | 0.95 | 1 | 1 | 0.945 | 0.95 | 0.95 | 0.92 | 0.92 | 0.912 | 0.912 | 1 | 1 | 0.92 | 1 | 0.92 | 0.92 | 0.92 | 0.92 | 0.912 | 0.912 | 0.912 | 0.912 | 0.912 | 0.912 | 0.912 | 0.912 | 1 | 1 | 1 | 0.92 | 0.92 | 0.92 | 0.92 | 0.912 | 0.92 | 0.912 | 0.912 | 0.912 | 0.912 | 1 | 0.928 | 0.912 | 0.912 | 0.912 | 0.912 | 0.912 | 0.912 | 0.912 | 0.912 | 0.912 | 1 | 1 | 1 | 0.912 | 0.95 | 0.95 | 0.928 | 0.94335 | 0.94335 | 0.94335 | 0.95 | 0.95 | 0.95 | 0.95
| 31 |  |  | 2027-12-01 | 0.94664 | [8 empty] | 1 | 0.94 | 1 | 0.945 | 0.945 | 0.95 | 0.945 | 0.945 | 0.945 | 0.945 | 0.945 | 0.955 | 0.955 | 0.945 | 0.945 | 0.945 | 0.95 | 0.95 | 1 | 1 | 0.945 | 0.95 | 0.95 | 0.92 | 0.92 | 0.912 | 0.912 | 1 | 1 | 0.92 | 1 | 0.92 | 0.92 | 0.92 | 0.92 | 0.912 | 0.912 | 0.912 | 0.912 | 0.912 | 0.912 | 0.912 | 0.912 | 1 | 1 | 1 | 0.92 | 0.92 | 0.92 | 0.92 | 0.912 | 0.92 | 0.912 | 0.912 | 0.912 | 0.912 | 1 | 0.92 | 0.912 | 0.912 | 0.912 | 0.912 | 0.912 | 0.912 | 0.912 | 0.912 | 0.912 | 1 | 1 | 1 | 0.912 | 0.945 | 0.945 | 0.928 | 0.94058 | 0.94058 | 0.94058 | 0.945 | 0.945 | 0.945 | 0.945
| 31 |  |  | 2028-01-01 | 0.94489 | [8 empty] | 1 | 0.94 | 1 | 0.94 | 0.94 | 0.945 | 0.94 | 0.945 | 0.945 | 0.945 | 0.945 | 0.95 | 0.95 | 0.94 | 0.945 | 0.945 | 0.945 | 0.945 | 1 | 1 | 0.94 | 0.945 | 0.945 | 0.912 | 0.912 | 0.912 | 0.912 | 1 | 1 | 0.912 | 1 | 0.912 | 0.912 | 0.912 | 0.912 | 0.912 | 0.912 | 0.912 | 0.912 | 0.912 | 0.912 | 0.904 | 0.904 | 1 | 1 | 1 | 0.912 | 0.912 | 0.912 | 0.912 | 0.912 | 0.912 | 0.912 | 0.912 | 0.912 | 0.912 | 1 | 0.92 | 0.912 | 0.912 | 0.912 | 0.912 | 0.912 | 0.912 | 0.912 | 0.912 | 0.912 | 1 | 1 | 1 | 0.912 | 0.945 | 0.945 | 0.928 | 0.93787 | 0.93787 | 0.93787 | 0.945 | 0.945 | 0.945 | 0.945
| 29 |  |  | 2028-02-01 | 0.94489 | [8 empty] | 1 | 0.94 | 1 | 0.94 | 0.94 | 0.945 | 0.94 | 0.945 | 0.945 | 0.945 | 0.945 | 0.95 | 0.95 | 0.94 | 0.945 | 0.945 | 0.945 | 0.945 | 1 | 1 | 0.94 | 0.945 | 0.945 | 0.912 | 0.912 | 0.912 | 0.912 | 1 | 1 | 0.912 | 1 | 0.912 | 0.912 | 0.912 | 0.912 | 0.912 | 0.912 | 0.912 | 0.912 | 0.912 | 0.912 | 0.904 | 0.904 | 1 | 1 | 1 | 0.912 | 0.912 | 0.912 | 0.912 | 0.912 | 0.912 | 0.912 | 0.912 | 0.912 | 0.912 | 1 | 0.92 | 0.912 | 0.912 | 0.912 | 0.912 | 0.912 | 0.912 | 0.912 | 0.912 | 0.912 | 1 | 1 | 1 | 0.912 | 0.945 | 0.945 | 0.928 | 0.93787 | 0.93787 | 0.93787 | 0.945 | 0.945 | 0.945 | 0.945
| 31 |  |  | 2028-03-01 | 0.94489 | [8 empty] | 1 | 0.94 | 1 | 0.94 | 0.94 | 0.945 | 0.94 | 0.945 | 0.945 | 0.945 | 0.945 | 0.95 | 0.95 | 0.94 | 0.945 | 0.945 | 0.945 | 0.945 | 1 | 1 | 0.94 | 0.945 | 0.945 | 0.912 | 0.912 | 0.912 | 0.912 | 1 | 1 | 0.912 | 1 | 0.912 | 0.912 | 0.912 | 0.912 | 0.912 | 0.912 | 0.912 | 0.912 | 0.912 | 0.912 | 0.904 | 0.904 | 1 | 1 | 1 | 0.912 | 0.912 | 0.912 | 0.912 | 0.912 | 0.912 | 0.912 | 0.912 | 0.912 | 0.912 | 1 | 0.92 | 0.912 | 0.912 | 0.912 | 0.912 | 0.912 | 0.912 | 0.912 | 0.912 | 0.912 | 1 | 1 | 1 | 0.912 | 0.945 | 0.945 | 0.928 | 0.93787 | 0.93787 | 0.93787 | 0.945 | 0.945 | 0.945 | 0.945
| 30 |  |  | 2028-04-01 | 0.94489 | [8 empty] | 1 | 0.94 | 1 | 0.94 | 0.94 | 0.945 | 0.94 | 0.945 | 0.945 | 0.945 | 0.945 | 0.95 | 0.95 | 0.94 | 0.945 | 0.945 | 0.945 | 0.945 | 1 | 1 | 0.94 | 0.945 | 0.945 | 0.912 | 0.912 | 0.912 | 0.912 | 1 | 1 | 0.912 | 1 | 0.912 | 0.912 | 0.912 | 0.912 | 0.912 | 0.912 | 0.912 | 0.912 | 0.912 | 0.912 | 0.904 | 0.904 | 1 | 1 | 1 | 0.912 | 0.912 | 0.912 | 0.912 | 0.912 | 0.912 | 0.912 | 0.912 | 0.912 | 0.912 | 1 | 0.92 | 0.912 | 0.912 | 0.912 | 0.912 | 0.912 | 0.912 | 0.912 | 0.912 | 0.912 | 1 | 1 | 1 | 0.912 | 0.945 | 0.945 | 0.928 | 0.93787 | 0.93787 | 0.93787 | 0.945 | 0.945 | 0.945 | 0.945
| 31 |  |  | 2028-05-01 | 0.94474 | [8 empty] | 1 | 0.94 | 1 | 0.94 | 0.94 | 0.945 | 0.94 | 0.945 | 0.945 | 0.945 | 0.945 | 0.95 | 0.95 | 0.94 | 0.945 | 0.945 | 0.945 | 0.945 | 1 | 1 | 0.94 | 0.945 | 0.945 | 0.912 | 0.912 | 0.912 | 0.912 | 1 | 1 | 0.912 | 1 | 0.912 | 0.912 | 0.912 | 0.912 | 0.912 | 0.912 | 0.912 | 0.912 | 0.912 | 0.912 | 0.904 | 0.904 | 1 | 1 | 1 | 0.912 | 0.912 | 0.912 | 0.912 | 0.912 | 0.912 | 0.912 | 0.912 | 0.912 | 0.912 | 1 | 0.92 | 0.912 | 0.912 | 0.912 | 0.912 | 0.912 | 0.912 | 0.912 | 0.912 | 0.912 | 1 | 1 | 1 | 0.904 | 0.945 | 0.945 | 0.928 | 0.93787 | 0.93787 | 0.93787 | 0.945 | 0.945 | 0.945 | 0.945
| 30 |  |  | 2028-06-01 | 0.94381 | [8 empty] | 1 | 0.94 | 1 | 0.94 | 0.94 | 0.945 | 0.94 | 0.945 | 0.945 | 0.945 | 0.945 | 0.95 | 0.95 | 0.94 | 0.945 | 0.945 | 0.945 | 0.945 | 1 | 1 | 0.94 | 0.945 | 0.945 | 0.912 | 0.912 | 0.912 | 0.912 | 1 | 1 | 0.912 | 1 | 0.912 | 0.912 | 0.912 | 0.912 | 0.904 | 0.904 | 0.904 | 0.904 | 0.904 | 0.904 | 0.904 | 0.904 | 1 | 1 | 1 | 0.912 | 0.912 | 0.912 | 0.912 | 0.912 | 0.912 | 0.912 | 0.912 | 0.912 | 0.912 | 1 | 0.92 | 0.912 | 0.912 | 0.912 | 0.912 | 0.912 | 0.912 | 0.912 | 0.912 | 0.912 | 1 | 1 | 1 | 0.904 | 0.945 | 0.945 | 0.928 | 0.93787 | 0.93787 | 0.93787 | 0.945 | 0.945 | 0.945 | 0.945
| 31 |  |  | 2028-07-01 | 0.94381 | [8 empty] | 1 | 0.94 | 1 | 0.94 | 0.94 | 0.945 | 0.94 | 0.945 | 0.945 | 0.945 | 0.945 | 0.95 | 0.95 | 0.94 | 0.945 | 0.945 | 0.945 | 0.945 | 1 | 1 | 0.94 | 0.945 | 0.945 | 0.912 | 0.912 | 0.912 | 0.912 | 1 | 1 | 0.912 | 1 | 0.912 | 0.912 | 0.912 | 0.912 | 0.904 | 0.904 | 0.904 | 0.904 | 0.904 | 0.904 | 0.904 | 0.904 | 1 | 1 | 1 | 0.912 | 0.912 | 0.912 | 0.912 | 0.912 | 0.912 | 0.912 | 0.912 | 0.912 | 0.912 | 1 | 0.92 | 0.912 | 0.912 | 0.912 | 0.912 | 0.912 | 0.912 | 0.912 | 0.912 | 0.912 | 1 | 1 | 1 | 0.904 | 0.945 | 0.945 | 0.928 | 0.93787 | 0.93787 | 0.93787 | 0.945 | 0.945 | 0.945 | 0.945
| 31 |  |  | 2028-08-01 | 0.94309 | [8 empty] | 1 | 0.94 | 1 | 0.94 | 0.94 | 0.945 | 0.94 | 0.945 | 0.945 | 0.945 | 0.945 | 0.95 | 0.95 | 0.94 | 0.945 | 0.945 | 0.945 | 0.945 | 1 | 1 | 0.94 | 0.945 | 0.945 | 0.912 | 0.912 | 0.912 | 0.912 | 1 | 1 | 0.912 | 1 | 0.912 | 0.912 | 0.912 | 0.912 | 0.904 | 0.904 | 0.904 | 0.904 | 0.904 | 0.904 | 0.904 | 0.904 | 1 | 1 | 1 | 0.912 | 0.912 | 0.912 | 0.912 | 0.912 | 0.912 | 0.904 | 0.904 | 0.904 | 0.904 | 1 | 0.92 | 0.904 | 0.904 | 0.904 | 0.904 | 0.904 | 0.904 | 0.904 | 0.904 | 0.904 | 1 | 1 | 1 | 0.904 | 0.945 | 0.945 | 0.928 | 0.93787 | 0.93787 | 0.93787 | 0.945 | 0.945 | 0.945 | 0.945
| 30 |  |  | 2028-09-01 | 0.94303 | [8 empty] | 1 | 0.935 | 1 | 0.94 | 0.94 | 0.945 | 0.94 | 0.945 | 0.945 | 0.945 | 0.945 | 0.95 | 0.95 | 0.94 | 0.945 | 0.945 | 0.945 | 0.945 | 1 | 1 | 0.94 | 0.945 | 0.945 | 0.912 | 0.912 | 0.912 | 0.912 | 1 | 1 | 0.912 | 1 | 0.912 | 0.912 | 0.912 | 0.912 | 0.904 | 0.904 | 0.904 | 0.904 | 0.904 | 0.904 | 0.904 | 0.904 | 1 | 1 | 1 | 0.912 | 0.912 | 0.912 | 0.912 | 0.912 | 0.912 | 0.904 | 0.904 | 0.904 | 0.904 | 1 | 0.92 | 0.904 | 0.904 | 0.904 | 0.904 | 0.904 | 0.904 | 0.904 | 0.904 | 0.904 | 1 | 1 | 1 | 0.904 | 0.945 | 0.945 | 0.928 | 0.93787 | 0.93787 | 0.93787 | 0.945 | 0.945 | 0.945 | 0.945
| 31 |  |  | 2028-10-01 | 0.94291 | [8 empty] | 1 | 0.935 | 1 | 0.94 | 0.94 | 0.945 | 0.94 | 0.94 | 0.94 | 0.945 | 0.945 | 0.95 | 0.95 | 0.94 | 0.945 | 0.945 | 0.945 | 0.945 | 1 | 1 | 0.94 | 0.945 | 0.945 | 0.912 | 0.912 | 0.912 | 0.912 | 1 | 1 | 0.912 | 1 | 0.912 | 0.912 | 0.912 | 0.912 | 0.904 | 0.904 | 0.904 | 0.904 | 0.904 | 0.904 | 0.904 | 0.904 | 1 | 1 | 1 | 0.912 | 0.912 | 0.912 | 0.912 | 0.912 | 0.912 | 0.904 | 0.904 | 0.904 | 0.904 | 1 | 0.92 | 0.904 | 0.904 | 0.904 | 0.904 | 0.904 | 0.904 | 0.904 | 0.904 | 0.904 | 1 | 1 | 1 | 0.904 | 0.945 | 0.945 | 0.928 | 0.93787 | 0.93787 | 0.93787 | 0.945 | 0.945 | 0.945 | 0.945
| 30 |  |  | 2028-11-01 | 0.94213 | [8 empty] | 1 | 0.935 | 1 | 0.94 | 0.94 | 0.945 | 0.94 | 0.94 | 0.94 | 0.94 | 0.94 | 0.95 | 0.95 | 0.94 | 0.94 | 0.94 | 0.945 | 0.945 | 1 | 1 | 0.94 | 0.945 | 0.945 | 0.912 | 0.912 | 0.904 | 0.904 | 1 | 1 | 0.912 | 1 | 0.912 | 0.912 | 0.912 | 0.912 | 0.904 | 0.904 | 0.904 | 0.904 | 0.904 | 0.904 | 0.904 | 0.904 | 1 | 1 | 1 | 0.912 | 0.912 | 0.912 | 0.912 | 0.904 | 0.912 | 0.904 | 0.904 | 0.904 | 0.904 | 1 | 0.92 | 0.904 | 0.904 | 0.904 | 0.904 | 0.904 | 0.904 | 0.904 | 0.904 | 0.904 | 1 | 1 | 1 | 0.904 | 0.945 | 0.945 | 0.92 | 0.93787 | 0.93787 | 0.93787 | 0.945 | 0.945 | 0.945 | 0.945
| 31 |  |  | 2028-12-01 | 0.94164 | [8 empty] | 1 | 0.935 | 1 | 0.94 | 0.94 | 0.945 | 0.94 | 0.94 | 0.94 | 0.94 | 0.94 | 0.95 | 0.95 | 0.94 | 0.94 | 0.94 | 0.945 | 0.945 | 1 | 1 | 0.94 | 0.945 | 0.945 | 0.912 | 0.912 | 0.904 | 0.904 | 1 | 1 | 0.912 | 1 | 0.912 | 0.912 | 0.912 | 0.912 | 0.904 | 0.904 | 0.904 | 0.904 | 0.904 | 0.904 | 0.904 | 0.904 | 1 | 1 | 1 | 0.912 | 0.912 | 0.912 | 0.912 | 0.904 | 0.912 | 0.904 | 0.904 | 0.904 | 0.904 | 1 | 0.912 | 0.904 | 0.904 | 0.904 | 0.904 | 0.904 | 0.904 | 0.904 | 0.904 | 0.904 | 1 | 1 | 1 | 0.904 | 0.94 | 0.94 | 0.92 | 0.93512 | 0.93512 | 0.93512 | 0.94 | 0.94 | 0.94 | 0.94
| 31 |  |  | 2029-01-01 | 0.93989 | [8 empty] | 1 | 0.935 | 1 | 0.935 | 0.935 | 0.94 | 0.935 | 0.94 | 0.94 | 0.94 | 0.94 | 0.945 | 0.945 | 0.935 | 0.94 | 0.94 | 0.94 | 0.94 | 1 | 1 | 0.935 | 0.94 | 0.94 | 0.904 | 0.904 | 0.904 | 0.904 | 1 | 1 | 0.904 | 1 | 0.904 | 0.904 | 0.904 | 0.904 | 0.904 | 0.904 | 0.904 | 0.904 | 0.904 | 0.904 | 0.896 | 0.896 | 1 | 1 | 1 | 0.904 | 0.904 | 0.904 | 0.904 | 0.904 | 0.904 | 0.904 | 0.904 | 0.904 | 0.904 | 1 | 0.912 | 0.904 | 0.904 | 0.904 | 0.904 | 0.904 | 0.904 | 0.904 | 0.904 | 0.904 | 1 | 1 | 1 | 0.904 | 0.94 | 0.94 | 0.92 | 0.93243 | 0.93243 | 0.93243 | 0.94 | 0.94 | 0.94 | 0.94
| 28 |  |  | 2029-02-01 | 0.93989 | [8 empty] | 1 | 0.935 | 1 | 0.935 | 0.935 | 0.94 | 0.935 | 0.94 | 0.94 | 0.94 | 0.94 | 0.945 | 0.945 | 0.935 | 0.94 | 0.94 | 0.94 | 0.94 | 1 | 1 | 0.935 | 0.94 | 0.94 | 0.904 | 0.904 | 0.904 | 0.904 | 1 | 1 | 0.904 | 1 | 0.904 | 0.904 | 0.904 | 0.904 | 0.904 | 0.904 | 0.904 | 0.904 | 0.904 | 0.904 | 0.896 | 0.896 | 1 | 1 | 1 | 0.904 | 0.904 | 0.904 | 0.904 | 0.904 | 0.904 | 0.904 | 0.904 | 0.904 | 0.904 | 1 | 0.912 | 0.904 | 0.904 | 0.904 | 0.904 | 0.904 | 0.904 | 0.904 | 0.904 | 0.904 | 1 | 1 | 1 | 0.904 | 0.94 | 0.94 | 0.92 | 0.93243 | 0.93243 | 0.93243 | 0.94 | 0.94 | 0.94 | 0.94
| 31 |  |  | 2029-03-01 | 0.93989 | [8 empty] | 1 | 0.935 | 1 | 0.935 | 0.935 | 0.94 | 0.935 | 0.94 | 0.94 | 0.94 | 0.94 | 0.945 | 0.945 | 0.935 | 0.94 | 0.94 | 0.94 | 0.94 | 1 | 1 | 0.935 | 0.94 | 0.94 | 0.904 | 0.904 | 0.904 | 0.904 | 1 | 1 | 0.904 | 1 | 0.904 | 0.904 | 0.904 | 0.904 | 0.904 | 0.904 | 0.904 | 0.904 | 0.904 | 0.904 | 0.896 | 0.896 | 1 | 1 | 1 | 0.904 | 0.904 | 0.904 | 0.904 | 0.904 | 0.904 | 0.904 | 0.904 | 0.904 | 0.904 | 1 | 0.912 | 0.904 | 0.904 | 0.904 | 0.904 | 0.904 | 0.904 | 0.904 | 0.904 | 0.904 | 1 | 1 | 1 | 0.904 | 0.94 | 0.94 | 0.92 | 0.93243 | 0.93243 | 0.93243 | 0.94 | 0.94 | 0.94 | 0.94
| 30 |  |  | 2029-04-01 | 0.93989 | [8 empty] | 1 | 0.935 | 1 | 0.935 | 0.935 | 0.94 | 0.935 | 0.94 | 0.94 | 0.94 | 0.94 | 0.945 | 0.945 | 0.935 | 0.94 | 0.94 | 0.94 | 0.94 | 1 | 1 | 0.935 | 0.94 | 0.94 | 0.904 | 0.904 | 0.904 | 0.904 | 1 | 1 | 0.904 | 1 | 0.904 | 0.904 | 0.904 | 0.904 | 0.904 | 0.904 | 0.904 | 0.904 | 0.904 | 0.904 | 0.896 | 0.896 | 1 | 1 | 1 | 0.904 | 0.904 | 0.904 | 0.904 | 0.904 | 0.904 | 0.904 | 0.904 | 0.904 | 0.904 | 1 | 0.912 | 0.904 | 0.904 | 0.904 | 0.904 | 0.904 | 0.904 | 0.904 | 0.904 | 0.904 | 1 | 1 | 1 | 0.904 | 0.94 | 0.94 | 0.92 | 0.93243 | 0.93243 | 0.93243 | 0.94 | 0.94 | 0.94 | 0.94
| 31 |  |  | 2029-05-01 | 0.93974 | [8 empty] | 1 | 0.935 | 1 | 0.935 | 0.935 | 0.94 | 0.935 | 0.94 | 0.94 | 0.94 | 0.94 | 0.945 | 0.945 | 0.935 | 0.94 | 0.94 | 0.94 | 0.94 | 1 | 1 | 0.935 | 0.94 | 0.94 | 0.904 | 0.904 | 0.904 | 0.904 | 1 | 1 | 0.904 | 1 | 0.904 | 0.904 | 0.904 | 0.904 | 0.904 | 0.904 | 0.904 | 0.904 | 0.904 | 0.904 | 0.896 | 0.896 | 1 | 1 | 1 | 0.904 | 0.904 | 0.904 | 0.904 | 0.904 | 0.904 | 0.904 | 0.904 | 0.904 | 0.904 | 1 | 0.912 | 0.904 | 0.904 | 0.904 | 0.904 | 0.904 | 0.904 | 0.904 | 0.904 | 0.904 | 1 | 1 | 1 | 0.896 | 0.94 | 0.94 | 0.92 | 0.93243 | 0.93243 | 0.93243 | 0.94 | 0.94 | 0.94 | 0.94
| 30 |  |  | 2029-06-01 | 0.93881 | [8 empty] | 1 | 0.935 | 1 | 0.935 | 0.935 | 0.94 | 0.935 | 0.94 | 0.94 | 0.94 | 0.94 | 0.945 | 0.945 | 0.935 | 0.94 | 0.94 | 0.94 | 0.94 | 1 | 1 | 0.935 | 0.94 | 0.94 | 0.904 | 0.904 | 0.904 | 0.904 | 1 | 1 | 0.904 | 1 | 0.904 | 0.904 | 0.904 | 0.904 | 0.896 | 0.896 | 0.896 | 0.896 | 0.896 | 0.896 | 0.896 | 0.896 | 1 | 1 | 1 | 0.904 | 0.904 | 0.904 | 0.904 | 0.904 | 0.904 | 0.904 | 0.904 | 0.904 | 0.904 | 1 | 0.912 | 0.904 | 0.904 | 0.904 | 0.904 | 0.904 | 0.904 | 0.904 | 0.904 | 0.904 | 1 | 1 | 1 | 0.896 | 0.94 | 0.94 | 0.92 | 0.93243 | 0.93243 | 0.93243 | 0.94 | 0.94 | 0.94 | 0.94
| 31 |  |  | 2029-07-01 | 0.93881 | [8 empty] | 1 | 0.935 | 1 | 0.935 | 0.935 | 0.94 | 0.935 | 0.94 | 0.94 | 0.94 | 0.94 | 0.945 | 0.945 | 0.935 | 0.94 | 0.94 | 0.94 | 0.94 | 1 | 1 | 0.935 | 0.94 | 0.94 | 0.904 | 0.904 | 0.904 | 0.904 | 1 | 1 | 0.904 | 1 | 0.904 | 0.904 | 0.904 | 0.904 | 0.896 | 0.896 | 0.896 | 0.896 | 0.896 | 0.896 | 0.896 | 0.896 | 1 | 1 | 1 | 0.904 | 0.904 | 0.904 | 0.904 | 0.904 | 0.904 | 0.904 | 0.904 | 0.904 | 0.904 | 1 | 0.912 | 0.904 | 0.904 | 0.904 | 0.904 | 0.904 | 0.904 | 0.904 | 0.904 | 0.904 | 1 | 1 | 1 | 0.896 | 0.94 | 0.94 | 0.92 | 0.93243 | 0.93243 | 0.93243 | 0.94 | 0.94 | 0.94 | 0.94
| 31 |  |  | 2029-08-01 | 0.93809 | [8 empty] | 1 | 0.935 | 1 | 0.935 | 0.935 | 0.94 | 0.935 | 0.94 | 0.94 | 0.94 | 0.94 | 0.945 | 0.945 | 0.935 | 0.94 | 0.94 | 0.94 | 0.94 | 1 | 1 | 0.935 | 0.94 | 0.94 | 0.904 | 0.904 | 0.904 | 0.904 | 1 | 1 | 0.904 | 1 | 0.904 | 0.904 | 0.904 | 0.904 | 0.896 | 0.896 | 0.896 | 0.896 | 0.896 | 0.896 | 0.896 | 0.896 | 1 | 1 | 1 | 0.904 | 0.904 | 0.904 | 0.904 | 0.904 | 0.904 | 0.896 | 0.896 | 0.896 | 0.896 | 1 | 0.912 | 0.896 | 0.896 | 0.896 | 0.896 | 0.896 | 0.896 | 0.896 | 0.896 | 0.896 | 1 | 1 | 1 | 0.896 | 0.94 | 0.94 | 0.92 | 0.93243 | 0.93243 | 0.93243 | 0.94 | 0.94 | 0.94 | 0.94
| 30 |  |  | 2029-09-01 | 0.93803 | [8 empty] | 1 | 0.93 | 1 | 0.935 | 0.935 | 0.94 | 0.935 | 0.94 | 0.94 | 0.94 | 0.94 | 0.945 | 0.945 | 0.935 | 0.94 | 0.94 | 0.94 | 0.94 | 1 | 1 | 0.935 | 0.94 | 0.94 | 0.904 | 0.904 | 0.904 | 0.904 | 1 | 1 | 0.904 | 1 | 0.904 | 0.904 | 0.904 | 0.904 | 0.896 | 0.896 | 0.896 | 0.896 | 0.896 | 0.896 | 0.896 | 0.896 | 1 | 1 | 1 | 0.904 | 0.904 | 0.904 | 0.904 | 0.904 | 0.904 | 0.896 | 0.896 | 0.896 | 0.896 | 1 | 0.912 | 0.896 | 0.896 | 0.896 | 0.896 | 0.896 | 0.896 | 0.896 | 0.896 | 0.896 | 1 | 1 | 1 | 0.896 | 0.94 | 0.94 | 0.92 | 0.93243 | 0.93243 | 0.93243 | 0.94 | 0.94 | 0.94 | 0.94
| 31 |  |  | 2029-10-01 | 0.93791 | [8 empty] | 1 | 0.93 | 1 | 0.935 | 0.935 | 0.94 | 0.935 | 0.935 | 0.935 | 0.94 | 0.94 | 0.945 | 0.945 | 0.935 | 0.94 | 0.94 | 0.94 | 0.94 | 1 | 1 | 0.935 | 0.94 | 0.94 | 0.904 | 0.904 | 0.904 | 0.904 | 1 | 1 | 0.904 | 1 | 0.904 | 0.904 | 0.904 | 0.904 | 0.896 | 0.896 | 0.896 | 0.896 | 0.896 | 0.896 | 0.896 | 0.896 | 1 | 1 | 1 | 0.904 | 0.904 | 0.904 | 0.904 | 0.904 | 0.904 | 0.896 | 0.896 | 0.896 | 0.896 | 1 | 0.912 | 0.896 | 0.896 | 0.896 | 0.896 | 0.896 | 0.896 | 0.896 | 0.896 | 0.896 | 1 | 1 | 1 | 0.896 | 0.94 | 0.94 | 0.92 | 0.93243 | 0.93243 | 0.93243 | 0.94 | 0.94 | 0.94 | 0.94
| 30 |  |  | 2029-11-01 | 0.93713 | [8 empty] | 1 | 0.93 | 1 | 0.935 | 0.935 | 0.94 | 0.935 | 0.935 | 0.935 | 0.935 | 0.935 | 0.945 | 0.945 | 0.935 | 0.935 | 0.935 | 0.94 | 0.94 | 1 | 1 | 0.935 | 0.94 | 0.94 | 0.904 | 0.904 | 0.896 | 0.896 | 1 | 1 | 0.904 | 1 | 0.904 | 0.904 | 0.904 | 0.904 | 0.896 | 0.896 | 0.896 | 0.896 | 0.896 | 0.896 | 0.896 | 0.896 | 1 | 1 | 1 | 0.904 | 0.904 | 0.904 | 0.904 | 0.896 | 0.904 | 0.896 | 0.896 | 0.896 | 0.896 | 1 | 0.912 | 0.896 | 0.896 | 0.896 | 0.896 | 0.896 | 0.896 | 0.896 | 0.896 | 0.896 | 1 | 1 | 1 | 0.896 | 0.94 | 0.94 | 0.912 | 0.93243 | 0.93243 | 0.93243 | 0.94 | 0.94 | 0.94 | 0.94
| 31 |  |  | 2029-12-01 | 0.93664 | [8 empty] | 1 | 0.93 | 1 | 0.935 | 0.935 | 0.94 | 0.935 | 0.935 | 0.935 | 0.935 | 0.935 | 0.945 | 0.945 | 0.935 | 0.935 | 0.935 | 0.94 | 0.94 | 1 | 1 | 0.935 | 0.94 | 0.94 | 0.904 | 0.904 | 0.896 | 0.896 | 1 | 1 | 0.904 | 1 | 0.904 | 0.904 | 0.904 | 0.904 | 0.896 | 0.896 | 0.896 | 0.896 | 0.896 | 0.896 | 0.896 | 0.896 | 1 | 1 | 1 | 0.904 | 0.904 | 0.904 | 0.904 | 0.896 | 0.904 | 0.896 | 0.896 | 0.896 | 0.896 | 1 | 0.904 | 0.896 | 0.896 | 0.896 | 0.896 | 0.896 | 0.896 | 0.896 | 0.896 | 0.896 | 1 | 1 | 1 | 0.896 | 0.935 | 0.935 | 0.912 | 0.92968 | 0.92968 | 0.92968 | 0.935 | 0.935 | 0.935 | 0.935
| 31 |  |  | 2030-01-01 | 0.93489 | [8 empty] | 1 | 0.93 | 1 | 0.93 | 0.93 | 0.935 | 0.93 | 0.935 | 0.935 | 0.935 | 0.935 | 0.94 | 0.94 | 0.93 | 0.935 | 0.935 | 0.935 | 0.935 | 1 | 1 | 0.93 | 0.935 | 0.935 | 0.896 | 0.896 | 0.896 | 0.896 | 1 | 1 | 0.896 | 1 | 0.896 | 0.896 | 0.896 | 0.896 | 0.896 | 0.896 | 0.896 | 0.896 | 0.896 | 0.896 | 0.888 | 0.888 | 1 | 1 | 1 | 0.896 | 0.896 | 0.896 | 0.896 | 0.896 | 0.896 | 0.896 | 0.896 | 0.896 | 0.896 | 1 | 0.904 | 0.896 | 0.896 | 0.896 | 0.896 | 0.896 | 0.896 | 0.896 | 0.896 | 0.896 | 1 | 1 | 1 | 0.896 | 0.935 | 0.935 | 0.912 | 0.92702 | 0.92702 | 0.92702 | 0.935 | 0.935 | 0.935 | 0.935
| 28 |  |  | 2030-02-01 | 0.93489 | [8 empty] | 1 | 0.93 | 1 | 0.93 | 0.93 | 0.935 | 0.93 | 0.935 | 0.935 | 0.935 | 0.935 | 0.94 | 0.94 | 0.93 | 0.935 | 0.935 | 0.935 | 0.935 | 1 | 1 | 0.93 | 0.935 | 0.935 | 0.896 | 0.896 | 0.896 | 0.896 | 1 | 1 | 0.896 | 1 | 0.896 | 0.896 | 0.896 | 0.896 | 0.896 | 0.896 | 0.896 | 0.896 | 0.896 | 0.896 | 0.888 | 0.888 | 1 | 1 | 1 | 0.896 | 0.896 | 0.896 | 0.896 | 0.896 | 0.896 | 0.896 | 0.896 | 0.896 | 0.896 | 1 | 0.904 | 0.896 | 0.896 | 0.896 | 0.896 | 0.896 | 0.896 | 0.896 | 0.896 | 0.896 | 1 | 1 | 1 | 0.896 | 0.935 | 0.935 | 0.912 | 0.92702 | 0.92702 | 0.92702 | 0.935 | 0.935 | 0.935 | 0.935
| 31 |  |  | 2030-03-01 | 0.93489 | [8 empty] | 1 | 0.93 | 1 | 0.93 | 0.93 | 0.935 | 0.93 | 0.935 | 0.935 | 0.935 | 0.935 | 0.94 | 0.94 | 0.93 | 0.935 | 0.935 | 0.935 | 0.935 | 1 | 1 | 0.93 | 0.935 | 0.935 | 0.896 | 0.896 | 0.896 | 0.896 | 1 | 1 | 0.896 | 1 | 0.896 | 0.896 | 0.896 | 0.896 | 0.896 | 0.896 | 0.896 | 0.896 | 0.896 | 0.896 | 0.888 | 0.888 | 1 | 1 | 1 | 0.896 | 0.896 | 0.896 | 0.896 | 0.896 | 0.896 | 0.896 | 0.896 | 0.896 | 0.896 | 1 | 0.904 | 0.896 | 0.896 | 0.896 | 0.896 | 0.896 | 0.896 | 0.896 | 0.896 | 0.896 | 1 | 1 | 1 | 0.896 | 0.935 | 0.935 | 0.912 | 0.92702 | 0.92702 | 0.92702 | 0.935 | 0.935 | 0.935 | 0.935
| 30 |  |  | 2030-04-01 | 0.93489 | [8 empty] | 1 | 0.93 | 1 | 0.93 | 0.93 | 0.935 | 0.93 | 0.935 | 0.935 | 0.935 | 0.935 | 0.94 | 0.94 | 0.93 | 0.935 | 0.935 | 0.935 | 0.935 | 1 | 1 | 0.93 | 0.935 | 0.935 | 0.896 | 0.896 | 0.896 | 0.896 | 1 | 1 | 0.896 | 1 | 0.896 | 0.896 | 0.896 | 0.896 | 0.896 | 0.896 | 0.896 | 0.896 | 0.896 | 0.896 | 0.888 | 0.888 | 1 | 1 | 1 | 0.896 | 0.896 | 0.896 | 0.896 | 0.896 | 0.896 | 0.896 | 0.896 | 0.896 | 0.896 | 1 | 0.904 | 0.896 | 0.896 | 0.896 | 0.896 | 0.896 | 0.896 | 0.896 | 0.896 | 0.896 | 1 | 1 | 1 | 0.896 | 0.935 | 0.935 | 0.912 | 0.92702 | 0.92702 | 0.92702 | 0.935 | 0.935 | 0.935 | 0.935
| 31 |  |  | 2030-05-01 | 0.93474 | [8 empty] | 1 | 0.93 | 1 | 0.93 | 0.93 | 0.935 | 0.93 | 0.935 | 0.935 | 0.935 | 0.935 | 0.94 | 0.94 | 0.93 | 0.935 | 0.935 | 0.935 | 0.935 | 1 | 1 | 0.93 | 0.935 | 0.935 | 0.896 | 0.896 | 0.896 | 0.896 | 1 | 1 | 0.896 | 1 | 0.896 | 0.896 | 0.896 | 0.896 | 0.896 | 0.896 | 0.896 | 0.896 | 0.896 | 0.896 | 0.888 | 0.888 | 1 | 1 | 1 | 0.896 | 0.896 | 0.896 | 0.896 | 0.896 | 0.896 | 0.896 | 0.896 | 0.896 | 0.896 | 1 | 0.904 | 0.896 | 0.896 | 0.896 | 0.896 | 0.896 | 0.896 | 0.896 | 0.896 | 0.896 | 1 | 1 | 1 | 0.888 | 0.935 | 0.935 | 0.912 | 0.92702 | 0.92702 | 0.92702 | 0.935 | 0.935 | 0.935 | 0.935
| 30 |  |  | 2030-06-01 | 0.93381 | [8 empty] | 1 | 0.93 | 1 | 0.93 | 0.93 | 0.935 | 0.93 | 0.935 | 0.935 | 0.935 | 0.935 | 0.94 | 0.94 | 0.93 | 0.935 | 0.935 | 0.935 | 0.935 | 1 | 1 | 0.93 | 0.935 | 0.935 | 0.896 | 0.896 | 0.896 | 0.896 | 1 | 1 | 0.896 | 1 | 0.896 | 0.896 | 0.896 | 0.896 | 0.888 | 0.888 | 0.888 | 0.888 | 0.888 | 0.888 | 0.888 | 0.888 | 1 | 1 | 1 | 0.896 | 0.896 | 0.896 | 0.896 | 0.896 | 0.896 | 0.896 | 0.896 | 0.896 | 0.896 | 1 | 0.904 | 0.896 | 0.896 | 0.896 | 0.896 | 0.896 | 0.896 | 0.896 | 0.896 | 0.896 | 1 | 1 | 1 | 0.888 | 0.935 | 0.935 | 0.912 | 0.92702 | 0.92702 | 0.92702 | 0.935 | 0.935 | 0.935 | 0.935
| 31 |  |  | 2030-07-01 | 0.93381 | [8 empty] | 1 | 0.93 | 1 | 0.93 | 0.93 | 0.935 | 0.93 | 0.935 | 0.935 | 0.935 | 0.935 | 0.94 | 0.94 | 0.93 | 0.935 | 0.935 | 0.935 | 0.935 | 1 | 1 | 0.93 | 0.935 | 0.935 | 0.896 | 0.896 | 0.896 | 0.896 | 1 | 1 | 0.896 | 1 | 0.896 | 0.896 | 0.896 | 0.896 | 0.888 | 0.888 | 0.888 | 0.888 | 0.888 | 0.888 | 0.888 | 0.888 | 1 | 1 | 1 | 0.896 | 0.896 | 0.896 | 0.896 | 0.896 | 0.896 | 0.896 | 0.896 | 0.896 | 0.896 | 1 | 0.904 | 0.896 | 0.896 | 0.896 | 0.896 | 0.896 | 0.896 | 0.896 | 0.896 | 0.896 | 1 | 1 | 1 | 0.888 | 0.935 | 0.935 | 0.912 | 0.92702 | 0.92702 | 0.92702 | 0.935 | 0.935 | 0.935 | 0.935
| 31 |  |  | 2030-08-01 | 0.93309 | [8 empty] | 1 | 0.93 | 1 | 0.93 | 0.93 | 0.935 | 0.93 | 0.935 | 0.935 | 0.935 | 0.935 | 0.94 | 0.94 | 0.93 | 0.935 | 0.935 | 0.935 | 0.935 | 1 | 1 | 0.93 | 0.935 | 0.935 | 0.896 | 0.896 | 0.896 | 0.896 | 1 | 1 | 0.896 | 1 | 0.896 | 0.896 | 0.896 | 0.896 | 0.888 | 0.888 | 0.888 | 0.888 | 0.888 | 0.888 | 0.888 | 0.888 | 1 | 1 | 1 | 0.896 | 0.896 | 0.896 | 0.896 | 0.896 | 0.896 | 0.888 | 0.888 | 0.888 | 0.888 | 1 | 0.904 | 0.888 | 0.888 | 0.888 | 0.888 | 0.888 | 0.888 | 0.888 | 0.888 | 0.888 | 1 | 1 | 1 | 0.888 | 0.935 | 0.935 | 0.912 | 0.92702 | 0.92702 | 0.92702 | 0.935 | 0.935 | 0.935 | 0.935
| 30 |  |  | 2030-09-01 | 0.93303 | [8 empty] | 1 | 0.925 | 1 | 0.93 | 0.93 | 0.935 | 0.93 | 0.935 | 0.935 | 0.935 | 0.935 | 0.94 | 0.94 | 0.93 | 0.935 | 0.935 | 0.935 | 0.935 | 1 | 1 | 0.93 | 0.935 | 0.935 | 0.896 | 0.896 | 0.896 | 0.896 | 1 | 1 | 0.896 | 1 | 0.896 | 0.896 | 0.896 | 0.896 | 0.888 | 0.888 | 0.888 | 0.888 | 0.888 | 0.888 | 0.888 | 0.888 | 1 | 1 | 1 | 0.896 | 0.896 | 0.896 | 0.896 | 0.896 | 0.896 | 0.888 | 0.888 | 0.888 | 0.888 | 1 | 0.904 | 0.888 | 0.888 | 0.888 | 0.888 | 0.888 | 0.888 | 0.888 | 0.888 | 0.888 | 1 | 1 | 1 | 0.888 | 0.935 | 0.935 | 0.912 | 0.92702 | 0.92702 | 0.92702 | 0.935 | 0.935 | 0.935 | 0.935
| 31 |  |  | 2030-10-01 | 0.93291 | [8 empty] | 1 | 0.925 | 1 | 0.93 | 0.93 | 0.935 | 0.93 | 0.93 | 0.93 | 0.935 | 0.935 | 0.94 | 0.94 | 0.93 | 0.935 | 0.935 | 0.935 | 0.935 | 1 | 1 | 0.93 | 0.935 | 0.935 | 0.896 | 0.896 | 0.896 | 0.896 | 1 | 1 | 0.896 | 1 | 0.896 | 0.896 | 0.896 | 0.896 | 0.888 | 0.888 | 0.888 | 0.888 | 0.888 | 0.888 | 0.888 | 0.888 | 1 | 1 | 1 | 0.896 | 0.896 | 0.896 | 0.896 | 0.896 | 0.896 | 0.888 | 0.888 | 0.888 | 0.888 | 1 | 0.904 | 0.888 | 0.888 | 0.888 | 0.888 | 0.888 | 0.888 | 0.888 | 0.888 | 0.888 | 1 | 1 | 1 | 0.888 | 0.935 | 0.935 | 0.912 | 0.92702 | 0.92702 | 0.92702 | 0.935 | 0.935 | 0.935 | 0.935
| 30 |  |  | 2030-11-01 | 0.93213 | [8 empty] | 1 | 0.925 | 1 | 0.93 | 0.93 | 0.935 | 0.93 | 0.93 | 0.93 | 0.93 | 0.93 | 0.94 | 0.94 | 0.93 | 0.93 | 0.93 | 0.935 | 0.935 | 1 | 1 | 0.93 | 0.935 | 0.935 | 0.896 | 0.896 | 0.888 | 0.888 | 1 | 1 | 0.896 | 1 | 0.896 | 0.896 | 0.896 | 0.896 | 0.888 | 0.888 | 0.888 | 0.888 | 0.888 | 0.888 | 0.888 | 0.888 | 1 | 1 | 1 | 0.896 | 0.896 | 0.896 | 0.896 | 0.888 | 0.896 | 0.888 | 0.888 | 0.888 | 0.888 | 1 | 0.904 | 0.888 | 0.888 | 0.888 | 0.888 | 0.888 | 0.888 | 0.888 | 0.888 | 0.888 | 1 | 1 | 1 | 0.888 | 0.935 | 0.935 | 0.904 | 0.92702 | 0.92702 | 0.92702 | 0.935 | 0.935 | 0.935 | 0.935
| 31 |  |  | 2030-12-01 | 0.93164 | [8 empty] | 1 | 0.925 | 1 | 0.93 | 0.93 | 0.935 | 0.93 | 0.93 | 0.93 | 0.93 | 0.93 | 0.94 | 0.94 | 0.93 | 0.93 | 0.93 | 0.935 | 0.935 | 1 | 1 | 0.93 | 0.935 | 0.935 | 0.896 | 0.896 | 0.888 | 0.888 | 1 | 1 | 0.896 | 1 | 0.896 | 0.896 | 0.896 | 0.896 | 0.888 | 0.888 | 0.888 | 0.888 | 0.888 | 0.888 | 0.888 | 0.888 | 1 | 1 | 1 | 0.896 | 0.896 | 0.896 | 0.896 | 0.888 | 0.896 | 0.888 | 0.888 | 0.888 | 0.888 | 1 | 0.896 | 0.888 | 0.888 | 0.888 | 0.888 | 0.888 | 0.888 | 0.888 | 0.888 | 0.888 | 1 | 1 | 1 | 0.888 | 0.93 | 0.93 | 0.904 | 0.92429 | 0.92429 | 0.92429 | 0.93 | 0.93 | 0.93 | 0.93
| 31 |  |  | 2031-01-01 | 0.9299 | [8 empty] | 1 | 0.925 | 1 | 0.925 | 0.925 | 0.93 | 0.925 | 0.93 | 0.93 | 0.93 | 0.93 | 0.935 | 0.935 | 0.925 | 0.93 | 0.93 | 0.93 | 0.93 | 1 | 1 | 0.925 | 0.93 | 0.93 | 0.888 | 0.888 | 0.888 | 0.888 | 1 | 1 | 0.888 | 1 | 0.888 | 0.888 | 0.888 | 0.888 | 0.888 | 0.888 | 0.888 | 0.888 | 0.888 | 0.888 | 0.88 | 0.88 | 1 | 1 | 1 | 0.888 | 0.888 | 0.888 | 0.888 | 0.888 | 0.888 | 0.888 | 0.888 | 0.888 | 0.888 | 1 | 0.896 | 0.888 | 0.888 | 0.888 | 0.888 | 0.888 | 0.888 | 0.888 | 0.888 | 0.888 | 1 | 1 | 1 | 0.888 | 0.93 | 0.93 | 0.904 | 0.92164 | 0.92164 | 0.92164 | 0.93 | 0.93 | 0.93 | 0.93
| 28 |  |  | 2031-02-01 | 0.9299 | [8 empty] | 1 | 0.925 | 1 | 0.925 | 0.925 | 0.93 | 0.925 | 0.93 | 0.93 | 0.93 | 0.93 | 0.935 | 0.935 | 0.925 | 0.93 | 0.93 | 0.93 | 0.93 | 1 | 1 | 0.925 | 0.93 | 0.93 | 0.888 | 0.888 | 0.888 | 0.888 | 1 | 1 | 0.888 | 1 | 0.888 | 0.888 | 0.888 | 0.888 | 0.888 | 0.888 | 0.888 | 0.888 | 0.888 | 0.888 | 0.88 | 0.88 | 1 | 1 | 1 | 0.888 | 0.888 | 0.888 | 0.888 | 0.888 | 0.888 | 0.888 | 0.888 | 0.888 | 0.888 | 1 | 0.896 | 0.888 | 0.888 | 0.888 | 0.888 | 0.888 | 0.888 | 0.888 | 0.888 | 0.888 | 1 | 1 | 1 | 0.888 | 0.93 | 0.93 | 0.904 | 0.92164 | 0.92164 | 0.92164 | 0.93 | 0.93 | 0.93 | 0.93
| 31 |  |  | 2031-03-01 | 0.9299 | [8 empty] | 1 | 0.925 | 1 | 0.925 | 0.925 | 0.93 | 0.925 | 0.93 | 0.93 | 0.93 | 0.93 | 0.935 | 0.935 | 0.925 | 0.93 | 0.93 | 0.93 | 0.93 | 1 | 1 | 0.925 | 0.93 | 0.93 | 0.888 | 0.888 | 0.888 | 0.888 | 1 | 1 | 0.888 | 1 | 0.888 | 0.888 | 0.888 | 0.888 | 0.888 | 0.888 | 0.888 | 0.888 | 0.888 | 0.888 | 0.88 | 0.88 | 1 | 1 | 1 | 0.888 | 0.888 | 0.888 | 0.888 | 0.888 | 0.888 | 0.888 | 0.888 | 0.888 | 0.888 | 1 | 0.896 | 0.888 | 0.888 | 0.888 | 0.888 | 0.888 | 0.888 | 0.888 | 0.888 | 0.888 | 1 | 1 | 1 | 0.888 | 0.93 | 0.93 | 0.904 | 0.92164 | 0.92164 | 0.92164 | 0.93 | 0.93 | 0.93 | 0.93
| 30 |  |  | 2031-04-01 | 0.9299 | [8 empty] | 1 | 0.925 | 1 | 0.925 | 0.925 | 0.93 | 0.925 | 0.93 | 0.93 | 0.93 | 0.93 | 0.935 | 0.935 | 0.925 | 0.93 | 0.93 | 0.93 | 0.93 | 1 | 1 | 0.925 | 0.93 | 0.93 | 0.888 | 0.888 | 0.888 | 0.888 | 1 | 1 | 0.888 | 1 | 0.888 | 0.888 | 0.888 | 0.888 | 0.888 | 0.888 | 0.888 | 0.888 | 0.888 | 0.888 | 0.88 | 0.88 | 1 | 1 | 1 | 0.888 | 0.888 | 0.888 | 0.888 | 0.888 | 0.888 | 0.888 | 0.888 | 0.888 | 0.888 | 1 | 0.896 | 0.888 | 0.888 | 0.888 | 0.888 | 0.888 | 0.888 | 0.888 | 0.888 | 0.888 | 1 | 1 | 1 | 0.888 | 0.93 | 0.93 | 0.904 | 0.92164 | 0.92164 | 0.92164 | 0.93 | 0.93 | 0.93 | 0.93
| 31 |  |  | 2031-05-01 | 0.92974 | [8 empty] | 1 | 0.925 | 1 | 0.925 | 0.925 | 0.93 | 0.925 | 0.93 | 0.93 | 0.93 | 0.93 | 0.935 | 0.935 | 0.925 | 0.93 | 0.93 | 0.93 | 0.93 | 1 | 1 | 0.925 | 0.93 | 0.93 | 0.888 | 0.888 | 0.888 | 0.888 | 1 | 1 | 0.888 | 1 | 0.888 | 0.888 | 0.888 | 0.888 | 0.888 | 0.888 | 0.888 | 0.888 | 0.888 | 0.888 | 0.88 | 0.88 | 1 | 1 | 1 | 0.888 | 0.888 | 0.888 | 0.888 | 0.888 | 0.888 | 0.888 | 0.888 | 0.888 | 0.888 | 1 | 0.896 | 0.888 | 0.888 | 0.888 | 0.888 | 0.888 | 0.888 | 0.888 | 0.888 | 0.888 | 1 | 1 | 1 | 0.88 | 0.93 | 0.93 | 0.904 | 0.92164 | 0.92164 | 0.92164 | 0.93 | 0.93 | 0.93 | 0.93
| 30 |  |  | 2031-06-01 | 0.92881 | [8 empty] | 1 | 0.925 | 1 | 0.925 | 0.925 | 0.93 | 0.925 | 0.93 | 0.93 | 0.93 | 0.93 | 0.935 | 0.935 | 0.925 | 0.93 | 0.93 | 0.93 | 0.93 | 1 | 1 | 0.925 | 0.93 | 0.93 | 0.888 | 0.888 | 0.888 | 0.888 | 1 | 1 | 0.888 | 1 | 0.888 | 0.888 | 0.888 | 0.888 | 0.88 | 0.88 | 0.88 | 0.88 | 0.88 | 0.88 | 0.88 | 0.88 | 1 | 1 | 1 | 0.888 | 0.888 | 0.888 | 0.888 | 0.888 | 0.888 | 0.888 | 0.888 | 0.888 | 0.888 | 1 | 0.896 | 0.888 | 0.888 | 0.888 | 0.888 | 0.888 | 0.888 | 0.888 | 0.888 | 0.888 | 1 | 1 | 1 | 0.88 | 0.93 | 0.93 | 0.904 | 0.92164 | 0.92164 | 0.92164 | 0.93 | 0.93 | 0.93 | 0.93
| 31 |  |  | 2031-07-01 | 0.92881 | [8 empty] | 1 | 0.925 | 1 | 0.925 | 0.925 | 0.93 | 0.925 | 0.93 | 0.93 | 0.93 | 0.93 | 0.935 | 0.935 | 0.925 | 0.93 | 0.93 | 0.93 | 0.93 | 1 | 1 | 0.925 | 0.93 | 0.93 | 0.888 | 0.888 | 0.888 | 0.888 | 1 | 1 | 0.888 | 1 | 0.888 | 0.888 | 0.888 | 0.888 | 0.88 | 0.88 | 0.88 | 0.88 | 0.88 | 0.88 | 0.88 | 0.88 | 1 | 1 | 1 | 0.888 | 0.888 | 0.888 | 0.888 | 0.888 | 0.888 | 0.888 | 0.888 | 0.888 | 0.888 | 1 | 0.896 | 0.888 | 0.888 | 0.888 | 0.888 | 0.888 | 0.888 | 0.888 | 0.888 | 0.888 | 1 | 1 | 1 | 0.88 | 0.93 | 0.93 | 0.904 | 0.92164 | 0.92164 | 0.92164 | 0.93 | 0.93 | 0.93 | 0.93
| 31 |  |  | 2031-08-01 | 0.92809 | [8 empty] | 1 | 0.925 | 1 | 0.925 | 0.925 | 0.93 | 0.925 | 0.93 | 0.93 | 0.93 | 0.93 | 0.935 | 0.935 | 0.925 | 0.93 | 0.93 | 0.93 | 0.93 | 1 | 1 | 0.925 | 0.93 | 0.93 | 0.888 | 0.888 | 0.888 | 0.888 | 1 | 1 | 0.888 | 1 | 0.888 | 0.888 | 0.888 | 0.888 | 0.88 | 0.88 | 0.88 | 0.88 | 0.88 | 0.88 | 0.88 | 0.88 | 1 | 1 | 1 | 0.888 | 0.888 | 0.888 | 0.888 | 0.888 | 0.888 | 0.88 | 0.88 | 0.88 | 0.88 | 1 | 0.896 | 0.88 | 0.88 | 0.88 | 0.88 | 0.88 | 0.88 | 0.88 | 0.88 | 0.88 | 1 | 1 | 1 | 0.88 | 0.93 | 0.93 | 0.904 | 0.92164 | 0.92164 | 0.92164 | 0.93 | 0.93 | 0.93 | 0.93
| 30 |  |  | 2031-09-01 | 0.92803 | [8 empty] | 1 | 0.92 | 1 | 0.925 | 0.925 | 0.93 | 0.925 | 0.93 | 0.93 | 0.93 | 0.93 | 0.935 | 0.935 | 0.925 | 0.93 | 0.93 | 0.93 | 0.93 | 1 | 1 | 0.925 | 0.93 | 0.93 | 0.888 | 0.888 | 0.888 | 0.888 | 1 | 1 | 0.888 | 1 | 0.888 | 0.888 | 0.888 | 0.888 | 0.88 | 0.88 | 0.88 | 0.88 | 0.88 | 0.88 | 0.88 | 0.88 | 1 | 1 | 1 | 0.888 | 0.888 | 0.888 | 0.888 | 0.888 | 0.888 | 0.88 | 0.88 | 0.88 | 0.88 | 1 | 0.896 | 0.88 | 0.88 | 0.88 | 0.88 | 0.88 | 0.88 | 0.88 | 0.88 | 0.88 | 1 | 1 | 1 | 0.88 | 0.93 | 0.93 | 0.904 | 0.92164 | 0.92164 | 0.92164 | 0.93 | 0.93 | 0.93 | 0.93
| 31 |  |  | 2031-10-01 | 0.92791 | [8 empty] | 1 | 0.92 | 1 | 0.925 | 0.925 | 0.93 | 0.925 | 0.925 | 0.925 | 0.93 | 0.93 | 0.935 | 0.935 | 0.925 | 0.93 | 0.93 | 0.93 | 0.93 | 1 | 1 | 0.925 | 0.93 | 0.93 | 0.888 | 0.888 | 0.888 | 0.888 | 1 | 1 | 0.888 | 1 | 0.888 | 0.888 | 0.888 | 0.888 | 0.88 | 0.88 | 0.88 | 0.88 | 0.88 | 0.88 | 0.88 | 0.88 | 1 | 1 | 1 | 0.888 | 0.888 | 0.888 | 0.888 | 0.888 | 0.888 | 0.88 | 0.88 | 0.88 | 0.88 | 1 | 0.896 | 0.88 | 0.88 | 0.88 | 0.88 | 0.88 | 0.88 | 0.88 | 0.88 | 0.88 | 1 | 1 | 1 | 0.88 | 0.93 | 0.93 | 0.904 | 0.92164 | 0.92164 | 0.92164 | 0.93 | 0.93 | 0.93 | 0.93
| 30 |  |  | 2031-11-01 | 0.92713 | [8 empty] | 1 | 0.92 | 1 | 0.925 | 0.925 | 0.93 | 0.925 | 0.925 | 0.925 | 0.925 | 0.925 | 0.935 | 0.935 | 0.925 | 0.925 | 0.925 | 0.93 | 0.93 | 1 | 1 | 0.925 | 0.93 | 0.93 | 0.888 | 0.888 | 0.88 | 0.88 | 1 | 1 | 0.888 | 1 | 0.888 | 0.888 | 0.888 | 0.888 | 0.88 | 0.88 | 0.88 | 0.88 | 0.88 | 0.88 | 0.88 | 0.88 | 1 | 1 | 1 | 0.888 | 0.888 | 0.888 | 0.888 | 0.88 | 0.888 | 0.88 | 0.88 | 0.88 | 0.88 | 1 | 0.896 | 0.88 | 0.88 | 0.88 | 0.88 | 0.88 | 0.88 | 0.88 | 0.88 | 0.88 | 1 | 1 | 1 | 0.88 | 0.93 | 0.93 | 0.896 | 0.92164 | 0.92164 | 0.92164 | 0.93 | 0.93 | 0.93 | 0.93
| 31 |  |  | 2031-12-01 | 0.92665 | [8 empty] | 1 | 0.92 | 1 | 0.925 | 0.925 | 0.93 | 0.925 | 0.925 | 0.925 | 0.925 | 0.925 | 0.935 | 0.935 | 0.925 | 0.925 | 0.925 | 0.93 | 0.93 | 1 | 1 | 0.925 | 0.93 | 0.93 | 0.888 | 0.888 | 0.88 | 0.88 | 1 | 1 | 0.888 | 1 | 0.888 | 0.888 | 0.888 | 0.888 | 0.88 | 0.88 | 0.88 | 0.88 | 0.88 | 0.88 | 0.88 | 0.88 | 1 | 1 | 1 | 0.888 | 0.888 | 0.888 | 0.888 | 0.88 | 0.888 | 0.88 | 0.88 | 0.88 | 0.88 | 1 | 0.888 | 0.88 | 0.88 | 0.88 | 0.88 | 0.88 | 0.88 | 0.88 | 0.88 | 0.88 | 1 | 1 | 1 | 0.88 | 0.925 | 0.925 | 0.896 | 0.91892 | 0.91892 | 0.91892 | 0.925 | 0.925 | 0.925 | 0.925
| 31 |  |  | 2032-01-01 | 0.9249 | [8 empty] | 1 | 0.92 | 1 | 0.92 | 0.92 | 0.925 | 0.92 | 0.925 | 0.925 | 0.925 | 0.925 | 0.93 | 0.93 | 0.92 | 0.925 | 0.925 | 0.925 | 0.925 | 1 | 1 | 0.92 | 0.925 | 0.925 | 0.88 | 0.88 | 0.88 | 0.88 | 1 | 1 | 0.88 | 1 | 0.88 | 0.88 | 0.88 | 0.88 | 0.88 | 0.88 | 0.88 | 0.88 | 0.88 | 0.88 | 0.872 | 0.872 | 1 | 1 | 1 | 0.88 | 0.88 | 0.88 | 0.88 | 0.88 | 0.88 | 0.88 | 0.88 | 0.88 | 0.88 | 1 | 0.888 | 0.88 | 0.88 | 0.88 | 0.88 | 0.88 | 0.88 | 0.88 | 0.88 | 0.88 | 1 | 1 | 1 | 0.88 | 0.925 | 0.925 | 0.896 | 0.91629 | 0.91629 | 0.91629 | 0.925 | 0.925 | 0.925 | 0.925
| 29 |  |  | 2032-02-01 | 0.9249 | [8 empty] | 1 | 0.92 | 1 | 0.92 | 0.92 | 0.925 | 0.92 | 0.925 | 0.925 | 0.925 | 0.925 | 0.93 | 0.93 | 0.92 | 0.925 | 0.925 | 0.925 | 0.925 | 1 | 1 | 0.92 | 0.925 | 0.925 | 0.88 | 0.88 | 0.88 | 0.88 | 1 | 1 | 0.88 | 1 | 0.88 | 0.88 | 0.88 | 0.88 | 0.88 | 0.88 | 0.88 | 0.88 | 0.88 | 0.88 | 0.872 | 0.872 | 1 | 1 | 1 | 0.88 | 0.88 | 0.88 | 0.88 | 0.88 | 0.88 | 0.88 | 0.88 | 0.88 | 0.88 | 1 | 0.888 | 0.88 | 0.88 | 0.88 | 0.88 | 0.88 | 0.88 | 0.88 | 0.88 | 0.88 | 1 | 1 | 1 | 0.88 | 0.925 | 0.925 | 0.896 | 0.91629 | 0.91629 | 0.91629 | 0.925 | 0.925 | 0.925 | 0.925
| 31 |  |  | 2032-03-01 | 0.9249 | [8 empty] | 1 | 0.92 | 1 | 0.92 | 0.92 | 0.925 | 0.92 | 0.925 | 0.925 | 0.925 | 0.925 | 0.93 | 0.93 | 0.92 | 0.925 | 0.925 | 0.925 | 0.925 | 1 | 1 | 0.92 | 0.925 | 0.925 | 0.88 | 0.88 | 0.88 | 0.88 | 1 | 1 | 0.88 | 1 | 0.88 | 0.88 | 0.88 | 0.88 | 0.88 | 0.88 | 0.88 | 0.88 | 0.88 | 0.88 | 0.872 | 0.872 | 1 | 1 | 1 | 0.88 | 0.88 | 0.88 | 0.88 | 0.88 | 0.88 | 0.88 | 0.88 | 0.88 | 0.88 | 1 | 0.888 | 0.88 | 0.88 | 0.88 | 0.88 | 0.88 | 0.88 | 0.88 | 0.88 | 0.88 | 1 | 1 | 1 | 0.88 | 0.925 | 0.925 | 0.896 | 0.91629 | 0.91629 | 0.91629 | 0.925 | 0.925 | 0.925 | 0.925
| 30 |  |  | 2032-04-01 | 0.9249 | [8 empty] | 1 | 0.92 | 1 | 0.92 | 0.92 | 0.925 | 0.92 | 0.925 | 0.925 | 0.925 | 0.925 | 0.93 | 0.93 | 0.92 | 0.925 | 0.925 | 0.925 | 0.925 | 1 | 1 | 0.92 | 0.925 | 0.925 | 0.88 | 0.88 | 0.88 | 0.88 | 1 | 1 | 0.88 | 1 | 0.88 | 0.88 | 0.88 | 0.88 | 0.88 | 0.88 | 0.88 | 0.88 | 0.88 | 0.88 | 0.872 | 0.872 | 1 | 1 | 1 | 0.88 | 0.88 | 0.88 | 0.88 | 0.88 | 0.88 | 0.88 | 0.88 | 0.88 | 0.88 | 1 | 0.888 | 0.88 | 0.88 | 0.88 | 0.88 | 0.88 | 0.88 | 0.88 | 0.88 | 0.88 | 1 | 1 | 1 | 0.88 | 0.925 | 0.925 | 0.896 | 0.91629 | 0.91629 | 0.91629 | 0.925 | 0.925 | 0.925 | 0.925
| 31 |  |  | 2032-05-01 | 0.92474 | [8 empty] | 1 | 0.92 | 1 | 0.92 | 0.92 | 0.925 | 0.92 | 0.925 | 0.925 | 0.925 | 0.925 | 0.93 | 0.93 | 0.92 | 0.925 | 0.925 | 0.925 | 0.925 | 1 | 1 | 0.92 | 0.925 | 0.925 | 0.88 | 0.88 | 0.88 | 0.88 | 1 | 1 | 0.88 | 1 | 0.88 | 0.88 | 0.88 | 0.88 | 0.88 | 0.88 | 0.88 | 0.88 | 0.88 | 0.88 | 0.872 | 0.872 | 1 | 1 | 1 | 0.88 | 0.88 | 0.88 | 0.88 | 0.88 | 0.88 | 0.88 | 0.88 | 0.88 | 0.88 | 1 | 0.888 | 0.88 | 0.88 | 0.88 | 0.88 | 0.88 | 0.88 | 0.88 | 0.88 | 0.88 | 1 | 1 | 1 | 0.872 | 0.925 | 0.925 | 0.896 | 0.91629 | 0.91629 | 0.91629 | 0.925 | 0.925 | 0.925 | 0.925
| 30 |  |  | 2032-06-01 | 0.92381 | [8 empty] | 1 | 0.92 | 1 | 0.92 | 0.92 | 0.925 | 0.92 | 0.925 | 0.925 | 0.925 | 0.925 | 0.93 | 0.93 | 0.92 | 0.925 | 0.925 | 0.925 | 0.925 | 1 | 1 | 0.92 | 0.925 | 0.925 | 0.88 | 0.88 | 0.88 | 0.88 | 1 | 1 | 0.88 | 1 | 0.88 | 0.88 | 0.88 | 0.88 | 0.872 | 0.872 | 0.872 | 0.872 | 0.872 | 0.872 | 0.872 | 0.872 | 1 | 1 | 1 | 0.88 | 0.88 | 0.88 | 0.88 | 0.88 | 0.88 | 0.88 | 0.88 | 0.88 | 0.88 | 1 | 0.888 | 0.88 | 0.88 | 0.88 | 0.88 | 0.88 | 0.88 | 0.88 | 0.88 | 0.88 | 1 | 1 | 1 | 0.872 | 0.925 | 0.925 | 0.896 | 0.91629 | 0.91629 | 0.91629 | 0.925 | 0.925 | 0.925 | 0.925
| 31 |  |  | 2032-07-01 | 0.92381 | [8 empty] | 1 | 0.92 | 1 | 0.92 | 0.92 | 0.925 | 0.92 | 0.925 | 0.925 | 0.925 | 0.925 | 0.93 | 0.93 | 0.92 | 0.925 | 0.925 | 0.925 | 0.925 | 1 | 1 | 0.92 | 0.925 | 0.925 | 0.88 | 0.88 | 0.88 | 0.88 | 1 | 1 | 0.88 | 1 | 0.88 | 0.88 | 0.88 | 0.88 | 0.872 | 0.872 | 0.872 | 0.872 | 0.872 | 0.872 | 0.872 | 0.872 | 1 | 1 | 1 | 0.88 | 0.88 | 0.88 | 0.88 | 0.88 | 0.88 | 0.88 | 0.88 | 0.88 | 0.88 | 1 | 0.888 | 0.88 | 0.88 | 0.88 | 0.88 | 0.88 | 0.88 | 0.88 | 0.88 | 0.88 | 1 | 1 | 1 | 0.872 | 0.925 | 0.925 | 0.896 | 0.91629 | 0.91629 | 0.91629 | 0.925 | 0.925 | 0.925 | 0.925
| 31 |  |  | 2032-08-01 | 0.92309 | [8 empty] | 1 | 0.92 | 1 | 0.92 | 0.92 | 0.925 | 0.92 | 0.925 | 0.925 | 0.925 | 0.925 | 0.93 | 0.93 | 0.92 | 0.925 | 0.925 | 0.925 | 0.925 | 1 | 1 | 0.92 | 0.925 | 0.925 | 0.88 | 0.88 | 0.88 | 0.88 | 1 | 1 | 0.88 | 1 | 0.88 | 0.88 | 0.88 | 0.88 | 0.872 | 0.872 | 0.872 | 0.872 | 0.872 | 0.872 | 0.872 | 0.872 | 1 | 1 | 1 | 0.88 | 0.88 | 0.88 | 0.88 | 0.88 | 0.88 | 0.872 | 0.872 | 0.872 | 0.872 | 1 | 0.888 | 0.872 | 0.872 | 0.872 | 0.872 | 0.872 | 0.872 | 0.872 | 0.872 | 0.872 | 1 | 1 | 1 | 0.872 | 0.925 | 0.925 | 0.896 | 0.91629 | 0.91629 | 0.91629 | 0.925 | 0.925 | 0.925 | 0.925
| 30 |  |  | 2032-09-01 | 0.92303 | [8 empty] | 1 | 0.915 | 1 | 0.92 | 0.92 | 0.925 | 0.92 | 0.925 | 0.925 | 0.925 | 0.925 | 0.93 | 0.93 | 0.92 | 0.925 | 0.925 | 0.925 | 0.925 | 1 | 1 | 0.92 | 0.925 | 0.925 | 0.88 | 0.88 | 0.88 | 0.88 | 1 | 1 | 0.88 | 1 | 0.88 | 0.88 | 0.88 | 0.88 | 0.872 | 0.872 | 0.872 | 0.872 | 0.872 | 0.872 | 0.872 | 0.872 | 1 | 1 | 1 | 0.88 | 0.88 | 0.88 | 0.88 | 0.88 | 0.88 | 0.872 | 0.872 | 0.872 | 0.872 | 1 | 0.888 | 0.872 | 0.872 | 0.872 | 0.872 | 0.872 | 0.872 | 0.872 | 0.872 | 0.872 | 1 | 1 | 1 | 0.872 | 0.925 | 0.925 | 0.896 | 0.91629 | 0.91629 | 0.91629 | 0.925 | 0.925 | 0.925 | 0.925
| 31 |  |  | 2032-10-01 | 0.92291 | [8 empty] | 1 | 0.915 | 1 | 0.92 | 0.92 | 0.925 | 0.92 | 0.92 | 0.92 | 0.925 | 0.925 | 0.93 | 0.93 | 0.92 | 0.925 | 0.925 | 0.925 | 0.925 | 1 | 1 | 0.92 | 0.925 | 0.925 | 0.88 | 0.88 | 0.88 | 0.88 | 1 | 1 | 0.88 | 1 | 0.88 | 0.88 | 0.88 | 0.88 | 0.872 | 0.872 | 0.872 | 0.872 | 0.872 | 0.872 | 0.872 | 0.872 | 1 | 1 | 1 | 0.88 | 0.88 | 0.88 | 0.88 | 0.88 | 0.88 | 0.872 | 0.872 | 0.872 | 0.872 | 1 | 0.888 | 0.872 | 0.872 | 0.872 | 0.872 | 0.872 | 0.872 | 0.872 | 0.872 | 0.872 | 1 | 1 | 1 | 0.872 | 0.925 | 0.925 | 0.896 | 0.91629 | 0.91629 | 0.91629 | 0.925 | 0.925 | 0.925 | 0.925
| 30 |  |  | 2032-11-01 | 0.92214 | [8 empty] | 1 | 0.915 | 1 | 0.92 | 0.92 | 0.925 | 0.92 | 0.92 | 0.92 | 0.92 | 0.92 | 0.93 | 0.93 | 0.92 | 0.92 | 0.92 | 0.925 | 0.925 | 1 | 1 | 0.92 | 0.925 | 0.925 | 0.88 | 0.88 | 0.872 | 0.872 | 1 | 1 | 0.88 | 1 | 0.88 | 0.88 | 0.88 | 0.88 | 0.872 | 0.872 | 0.872 | 0.872 | 0.872 | 0.872 | 0.872 | 0.872 | 1 | 1 | 1 | 0.88 | 0.88 | 0.88 | 0.88 | 0.872 | 0.88 | 0.872 | 0.872 | 0.872 | 0.872 | 1 | 0.888 | 0.872 | 0.872 | 0.872 | 0.872 | 0.872 | 0.872 | 0.872 | 0.872 | 0.872 | 1 | 1 | 1 | 0.872 | 0.925 | 0.925 | 0.888 | 0.91629 | 0.91629 | 0.91629 | 0.925 | 0.925 | 0.925 | 0.925
| 31 |  |  | 2032-12-01 | 0.92165 | [8 empty] | 1 | 0.915 | 1 | 0.92 | 0.92 | 0.925 | 0.92 | 0.92 | 0.92 | 0.92 | 0.92 | 0.93 | 0.93 | 0.92 | 0.92 | 0.92 | 0.925 | 0.925 | 1 | 1 | 0.92 | 0.925 | 0.925 | 0.88 | 0.88 | 0.872 | 0.872 | 1 | 1 | 0.88 | 1 | 0.88 | 0.88 | 0.88 | 0.88 | 0.872 | 0.872 | 0.872 | 0.872 | 0.872 | 0.872 | 0.872 | 0.872 | 1 | 1 | 1 | 0.88 | 0.88 | 0.88 | 0.88 | 0.872 | 0.88 | 0.872 | 0.872 | 0.872 | 0.872 | 1 | 0.88 | 0.872 | 0.872 | 0.872 | 0.872 | 0.872 | 0.872 | 0.872 | 0.872 | 0.872 | 1 | 1 | 1 | 0.872 | 0.92 | 0.92 | 0.888 | 0.91359 | 0.91359 | 0.91359 | 0.92 | 0.92 | 0.92 | 0.92
| 31 |  |  | 2033-01-01 | 0.9199 | [8 empty] | 1 | 0.915 | 1 | 0.915 | 0.915 | 0.92 | 0.915 | 0.92 | 0.92 | 0.92 | 0.92 | 0.925 | 0.925 | 0.915 | 0.92 | 0.92 | 0.92 | 0.92 | 1 | 1 | 0.915 | 0.92 | 0.92 | 0.872 | 0.872 | 0.872 | 0.872 | 1 | 1 | 0.872 | 1 | 0.872 | 0.872 | 0.872 | 0.872 | 0.872 | 0.872 | 0.872 | 0.872 | 0.872 | 0.872 | 0.864 | 0.864 | 1 | 1 | 1 | 0.872 | 0.872 | 0.872 | 0.872 | 0.872 | 0.872 | 0.872 | 0.872 | 0.872 | 0.872 | 1 | 0.88 | 0.872 | 0.872 | 0.872 | 0.872 | 0.872 | 0.872 | 0.872 | 0.872 | 0.872 | 1 | 1 | 1 | 0.872 | 0.92 | 0.92 | 0.888 | 0.91097 | 0.91097 | 0.91097 | 0.92 | 0.92 | 0.92 | 0.92
| 28 |  |  | 2033-02-01 | 0.9199 | [8 empty] | 1 | 0.915 | 1 | 0.915 | 0.915 | 0.92 | 0.915 | 0.92 | 0.92 | 0.92 | 0.92 | 0.925 | 0.925 | 0.915 | 0.92 | 0.92 | 0.92 | 0.92 | 1 | 1 | 0.915 | 0.92 | 0.92 | 0.872 | 0.872 | 0.872 | 0.872 | 1 | 1 | 0.872 | 1 | 0.872 | 0.872 | 0.872 | 0.872 | 0.872 | 0.872 | 0.872 | 0.872 | 0.872 | 0.872 | 0.864 | 0.864 | 1 | 1 | 1 | 0.872 | 0.872 | 0.872 | 0.872 | 0.872 | 0.872 | 0.872 | 0.872 | 0.872 | 0.872 | 1 | 0.88 | 0.872 | 0.872 | 0.872 | 0.872 | 0.872 | 0.872 | 0.872 | 0.872 | 0.872 | 1 | 1 | 1 | 0.872 | 0.92 | 0.92 | 0.888 | 0.91097 | 0.91097 | 0.91097 | 0.92 | 0.92 | 0.92 | 0.92
| 31 |  |  | 2033-03-01 | 0.9199 | [8 empty] | 1 | 0.915 | 1 | 0.915 | 0.915 | 0.92 | 0.915 | 0.92 | 0.92 | 0.92 | 0.92 | 0.925 | 0.925 | 0.915 | 0.92 | 0.92 | 0.92 | 0.92 | 1 | 1 | 0.915 | 0.92 | 0.92 | 0.872 | 0.872 | 0.872 | 0.872 | 1 | 1 | 0.872 | 1 | 0.872 | 0.872 | 0.872 | 0.872 | 0.872 | 0.872 | 0.872 | 0.872 | 0.872 | 0.872 | 0.864 | 0.864 | 1 | 1 | 1 | 0.872 | 0.872 | 0.872 | 0.872 | 0.872 | 0.872 | 0.872 | 0.872 | 0.872 | 0.872 | 1 | 0.88 | 0.872 | 0.872 | 0.872 | 0.872 | 0.872 | 0.872 | 0.872 | 0.872 | 0.872 | 1 | 1 | 1 | 0.872 | 0.92 | 0.92 | 0.888 | 0.91097 | 0.91097 | 0.91097 | 0.92 | 0.92 | 0.92 | 0.92
| 30 |  |  | 2033-04-01 | 0.9199 | [8 empty] | 1 | 0.915 | 1 | 0.915 | 0.915 | 0.92 | 0.915 | 0.92 | 0.92 | 0.92 | 0.92 | 0.925 | 0.925 | 0.915 | 0.92 | 0.92 | 0.92 | 0.92 | 1 | 1 | 0.915 | 0.92 | 0.92 | 0.872 | 0.872 | 0.872 | 0.872 | 1 | 1 | 0.872 | 1 | 0.872 | 0.872 | 0.872 | 0.872 | 0.872 | 0.872 | 0.872 | 0.872 | 0.872 | 0.872 | 0.864 | 0.864 | 1 | 1 | 1 | 0.872 | 0.872 | 0.872 | 0.872 | 0.872 | 0.872 | 0.872 | 0.872 | 0.872 | 0.872 | 1 | 0.88 | 0.872 | 0.872 | 0.872 | 0.872 | 0.872 | 0.872 | 0.872 | 0.872 | 0.872 | 1 | 1 | 1 | 0.872 | 0.92 | 0.92 | 0.888 | 0.91097 | 0.91097 | 0.91097 | 0.92 | 0.92 | 0.92 | 0.92
| 31 |  |  | 2033-05-01 | 0.91975 | [8 empty] | 1 | 0.915 | 1 | 0.915 | 0.915 | 0.92 | 0.915 | 0.92 | 0.92 | 0.92 | 0.92 | 0.925 | 0.925 | 0.915 | 0.92 | 0.92 | 0.92 | 0.92 | 1 | 1 | 0.915 | 0.92 | 0.92 | 0.872 | 0.872 | 0.872 | 0.872 | 1 | 1 | 0.872 | 1 | 0.872 | 0.872 | 0.872 | 0.872 | 0.872 | 0.872 | 0.872 | 0.872 | 0.872 | 0.872 | 0.864 | 0.864 | 1 | 1 | 1 | 0.872 | 0.872 | 0.872 | 0.872 | 0.872 | 0.872 | 0.872 | 0.872 | 0.872 | 0.872 | 1 | 0.88 | 0.872 | 0.872 | 0.872 | 0.872 | 0.872 | 0.872 | 0.872 | 0.872 | 0.872 | 1 | 1 | 1 | 0.864 | 0.92 | 0.92 | 0.888 | 0.91097 | 0.91097 | 0.91097 | 0.92 | 0.92 | 0.92 | 0.92
| 30 |  |  | 2033-06-01 | 0.91882 | [8 empty] | 1 | 0.915 | 1 | 0.915 | 0.915 | 0.92 | 0.915 | 0.92 | 0.92 | 0.92 | 0.92 | 0.925 | 0.925 | 0.915 | 0.92 | 0.92 | 0.92 | 0.92 | 1 | 1 | 0.915 | 0.92 | 0.92 | 0.872 | 0.872 | 0.872 | 0.872 | 1 | 1 | 0.872 | 1 | 0.872 | 0.872 | 0.872 | 0.872 | 0.864 | 0.864 | 0.864 | 0.864 | 0.864 | 0.864 | 0.864 | 0.864 | 1 | 1 | 1 | 0.872 | 0.872 | 0.872 | 0.872 | 0.872 | 0.872 | 0.872 | 0.872 | 0.872 | 0.872 | 1 | 0.88 | 0.872 | 0.872 | 0.872 | 0.872 | 0.872 | 0.872 | 0.872 | 0.872 | 0.872 | 1 | 1 | 1 | 0.864 | 0.92 | 0.92 | 0.888 | 0.91097 | 0.91097 | 0.91097 | 0.92 | 0.92 | 0.92 | 0.92
| 31 |  |  | 2033-07-01 | 0.91882 | [8 empty] | 1 | 0.915 | 1 | 0.915 | 0.915 | 0.92 | 0.915 | 0.92 | 0.92 | 0.92 | 0.92 | 0.925 | 0.925 | 0.915 | 0.92 | 0.92 | 0.92 | 0.92 | 1 | 1 | 0.915 | 0.92 | 0.92 | 0.872 | 0.872 | 0.872 | 0.872 | 1 | 1 | 0.872 | 1 | 0.872 | 0.872 | 0.872 | 0.872 | 0.864 | 0.864 | 0.864 | 0.864 | 0.864 | 0.864 | 0.864 | 0.864 | 1 | 1 | 1 | 0.872 | 0.872 | 0.872 | 0.872 | 0.872 | 0.872 | 0.872 | 0.872 | 0.872 | 0.872 | 1 | 0.88 | 0.872 | 0.872 | 0.872 | 0.872 | 0.872 | 0.872 | 0.872 | 0.872 | 0.872 | 1 | 1 | 1 | 0.864 | 0.92 | 0.92 | 0.888 | 0.91097 | 0.91097 | 0.91097 | 0.92 | 0.92 | 0.92 | 0.92
| 31 |  |  | 2033-08-01 | 0.9181 | [8 empty] | 1 | 0.915 | 1 | 0.915 | 0.915 | 0.92 | 0.915 | 0.92 | 0.92 | 0.92 | 0.92 | 0.925 | 0.925 | 0.915 | 0.92 | 0.92 | 0.92 | 0.92 | 1 | 1 | 0.915 | 0.92 | 0.92 | 0.872 | 0.872 | 0.872 | 0.872 | 1 | 1 | 0.872 | 1 | 0.872 | 0.872 | 0.872 | 0.872 | 0.864 | 0.864 | 0.864 | 0.864 | 0.864 | 0.864 | 0.864 | 0.864 | 1 | 1 | 1 | 0.872 | 0.872 | 0.872 | 0.872 | 0.872 | 0.872 | 0.864 | 0.864 | 0.864 | 0.864 | 1 | 0.88 | 0.864 | 0.864 | 0.864 | 0.864 | 0.864 | 0.864 | 0.864 | 0.864 | 0.864 | 1 | 1 | 1 | 0.864 | 0.92 | 0.92 | 0.888 | 0.91097 | 0.91097 | 0.91097 | 0.92 | 0.92 | 0.92 | 0.92
| 30 |  |  | 2033-09-01 | 0.91804 | [8 empty] | 1 | 0.91 | 1 | 0.915 | 0.915 | 0.92 | 0.915 | 0.92 | 0.92 | 0.92 | 0.92 | 0.925 | 0.925 | 0.915 | 0.92 | 0.92 | 0.92 | 0.92 | 1 | 1 | 0.915 | 0.92 | 0.92 | 0.872 | 0.872 | 0.872 | 0.872 | 1 | 1 | 0.872 | 1 | 0.872 | 0.872 | 0.872 | 0.872 | 0.864 | 0.864 | 0.864 | 0.864 | 0.864 | 0.864 | 0.864 | 0.864 | 1 | 1 | 1 | 0.872 | 0.872 | 0.872 | 0.872 | 0.872 | 0.872 | 0.864 | 0.864 | 0.864 | 0.864 | 1 | 0.88 | 0.864 | 0.864 | 0.864 | 0.864 | 0.864 | 0.864 | 0.864 | 0.864 | 0.864 | 1 | 1 | 1 | 0.864 | 0.92 | 0.92 | 0.888 | 0.91097 | 0.91097 | 0.91097 | 0.92 | 0.92 | 0.92 | 0.92
| 31 |  |  | 2033-10-01 | 0.91792 | [8 empty] | 1 | 0.91 | 1 | 0.915 | 0.915 | 0.92 | 0.915 | 0.915 | 0.915 | 0.92 | 0.92 | 0.925 | 0.925 | 0.915 | 0.92 | 0.92 | 0.92 | 0.92 | 1 | 1 | 0.915 | 0.92 | 0.92 | 0.872 | 0.872 | 0.872 | 0.872 | 1 | 1 | 0.872 | 1 | 0.872 | 0.872 | 0.872 | 0.872 | 0.864 | 0.864 | 0.864 | 0.864 | 0.864 | 0.864 | 0.864 | 0.864 | 1 | 1 | 1 | 0.872 | 0.872 | 0.872 | 0.872 | 0.872 | 0.872 | 0.864 | 0.864 | 0.864 | 0.864 | 1 | 0.88 | 0.864 | 0.864 | 0.864 | 0.864 | 0.864 | 0.864 | 0.864 | 0.864 | 0.864 | 1 | 1 | 1 | 0.864 | 0.92 | 0.92 | 0.888 | 0.91097 | 0.91097 | 0.91097 | 0.92 | 0.92 | 0.92 | 0.92
| 30 |  |  | 2033-11-01 | 0.91714 | [8 empty] | 1 | 0.91 | 1 | 0.915 | 0.915 | 0.92 | 0.915 | 0.915 | 0.915 | 0.915 | 0.915 | 0.925 | 0.925 | 0.915 | 0.915 | 0.915 | 0.92 | 0.92 | 1 | 1 | 0.915 | 0.92 | 0.92 | 0.872 | 0.872 | 0.864 | 0.864 | 1 | 1 | 0.872 | 1 | 0.872 | 0.872 | 0.872 | 0.872 | 0.864 | 0.864 | 0.864 | 0.864 | 0.864 | 0.864 | 0.864 | 0.864 | 1 | 1 | 1 | 0.872 | 0.872 | 0.872 | 0.872 | 0.864 | 0.872 | 0.864 | 0.864 | 0.864 | 0.864 | 1 | 0.88 | 0.864 | 0.864 | 0.864 | 0.864 | 0.864 | 0.864 | 0.864 | 0.864 | 0.864 | 1 | 1 | 1 | 0.864 | 0.92 | 0.92 | 0.88 | 0.91097 | 0.91097 | 0.91097 | 0.92 | 0.92 | 0.92 | 0.92
| 31 |  |  | 2033-12-01 | 0.91665 | [8 empty] | 1 | 0.91 | 1 | 0.915 | 0.915 | 0.92 | 0.915 | 0.915 | 0.915 | 0.915 | 0.915 | 0.925 | 0.925 | 0.915 | 0.915 | 0.915 | 0.92 | 0.92 | 1 | 1 | 0.915 | 0.92 | 0.92 | 0.872 | 0.872 | 0.864 | 0.864 | 1 | 1 | 0.872 | 1 | 0.872 | 0.872 | 0.872 | 0.872 | 0.864 | 0.864 | 0.864 | 0.864 | 0.864 | 0.864 | 0.864 | 0.864 | 1 | 1 | 1 | 0.872 | 0.872 | 0.872 | 0.872 | 0.864 | 0.872 | 0.864 | 0.864 | 0.864 | 0.864 | 1 | 0.872 | 0.864 | 0.864 | 0.864 | 0.864 | 0.864 | 0.864 | 0.864 | 0.864 | 0.864 | 1 | 1 | 1 | 0.864 | 0.915 | 0.915 | 0.88 | 0.90828 | 0.90828 | 0.90828 | 0.915 | 0.915 | 0.915 | 0.915
| 31 |  |  | 2034-01-01 | 0.91491 | [8 empty] | 1 | 0.91 | 1 | 0.91 | 0.91 | 0.915 | 0.91 | 0.915 | 0.915 | 0.915 | 0.915 | 0.92 | 0.92 | 0.91 | 0.915 | 0.915 | 0.915 | 0.915 | 1 | 1 | 0.91 | 0.915 | 0.915 | 0.864 | 0.864 | 0.864 | 0.864 | 1 | 1 | 0.864 | 1 | 0.864 | 0.864 | 0.864 | 0.864 | 0.864 | 0.864 | 0.864 | 0.864 | 0.864 | 0.864 | 0.856 | 0.856 | 1 | 1 | 1 | 0.864 | 0.864 | 0.864 | 0.864 | 0.864 | 0.864 | 0.864 | 0.864 | 0.864 | 0.864 | 1 | 0.872 | 0.864 | 0.864 | 0.864 | 0.864 | 0.864 | 0.864 | 0.864 | 0.864 | 0.864 | 1 | 1 | 1 | 0.864 | 0.915 | 0.915 | 0.88 | 0.90569 | 0.90569 | 0.90569 | 0.915 | 0.915 | 0.915 | 0.915
| 28 |  |  | 2034-02-01 | 0.91491 | [8 empty] | 1 | 0.91 | 1 | 0.91 | 0.91 | 0.915 | 0.91 | 0.915 | 0.915 | 0.915 | 0.915 | 0.92 | 0.92 | 0.91 | 0.915 | 0.915 | 0.915 | 0.915 | 1 | 1 | 0.91 | 0.915 | 0.915 | 0.864 | 0.864 | 0.864 | 0.864 | 1 | 1 | 0.864 | 1 | 0.864 | 0.864 | 0.864 | 0.864 | 0.864 | 0.864 | 0.864 | 0.864 | 0.864 | 0.864 | 0.856 | 0.856 | 1 | 1 | 1 | 0.864 | 0.864 | 0.864 | 0.864 | 0.864 | 0.864 | 0.864 | 0.864 | 0.864 | 0.864 | 1 | 0.872 | 0.864 | 0.864 | 0.864 | 0.864 | 0.864 | 0.864 | 0.864 | 0.864 | 0.864 | 1 | 1 | 1 | 0.864 | 0.915 | 0.915 | 0.88 | 0.90569 | 0.90569 | 0.90569 | 0.915 | 0.915 | 0.915 | 0.915
| 31 |  |  | 2034-03-01 | 0.91491 | [8 empty] | 1 | 0.91 | 1 | 0.91 | 0.91 | 0.915 | 0.91 | 0.915 | 0.915 | 0.915 | 0.915 | 0.92 | 0.92 | 0.91 | 0.915 | 0.915 | 0.915 | 0.915 | 1 | 1 | 0.91 | 0.915 | 0.915 | 0.864 | 0.864 | 0.864 | 0.864 | 1 | 1 | 0.864 | 1 | 0.864 | 0.864 | 0.864 | 0.864 | 0.864 | 0.864 | 0.864 | 0.864 | 0.864 | 0.864 | 0.856 | 0.856 | 1 | 1 | 1 | 0.864 | 0.864 | 0.864 | 0.864 | 0.864 | 0.864 | 0.864 | 0.864 | 0.864 | 0.864 | 1 | 0.872 | 0.864 | 0.864 | 0.864 | 0.864 | 0.864 | 0.864 | 0.864 | 0.864 | 0.864 | 1 | 1 | 1 | 0.864 | 0.915 | 0.915 | 0.88 | 0.90569 | 0.90569 | 0.90569 | 0.915 | 0.915 | 0.915 | 0.915
| 30 |  |  | 2034-04-01 | 0.91491 | [8 empty] | 1 | 0.91 | 1 | 0.91 | 0.91 | 0.915 | 0.91 | 0.915 | 0.915 | 0.915 | 0.915 | 0.92 | 0.92 | 0.91 | 0.915 | 0.915 | 0.915 | 0.915 | 1 | 1 | 0.91 | 0.915 | 0.915 | 0.864 | 0.864 | 0.864 | 0.864 | 1 | 1 | 0.864 | 1 | 0.864 | 0.864 | 0.864 | 0.864 | 0.864 | 0.864 | 0.864 | 0.864 | 0.864 | 0.864 | 0.856 | 0.856 | 1 | 1 | 1 | 0.864 | 0.864 | 0.864 | 0.864 | 0.864 | 0.864 | 0.864 | 0.864 | 0.864 | 0.864 | 1 | 0.872 | 0.864 | 0.864 | 0.864 | 0.864 | 0.864 | 0.864 | 0.864 | 0.864 | 0.864 | 1 | 1 | 1 | 0.864 | 0.915 | 0.915 | 0.88 | 0.90569 | 0.90569 | 0.90569 | 0.915 | 0.915 | 0.915 | 0.915
| 31 |  |  | 2034-05-01 | 0.91475 | [8 empty] | 1 | 0.91 | 1 | 0.91 | 0.91 | 0.915 | 0.91 | 0.915 | 0.915 | 0.915 | 0.915 | 0.92 | 0.92 | 0.91 | 0.915 | 0.915 | 0.915 | 0.915 | 1 | 1 | 0.91 | 0.915 | 0.915 | 0.864 | 0.864 | 0.864 | 0.864 | 1 | 1 | 0.864 | 1 | 0.864 | 0.864 | 0.864 | 0.864 | 0.864 | 0.864 | 0.864 | 0.864 | 0.864 | 0.864 | 0.856 | 0.856 | 1 | 1 | 1 | 0.864 | 0.864 | 0.864 | 0.864 | 0.864 | 0.864 | 0.864 | 0.864 | 0.864 | 0.864 | 1 | 0.872 | 0.864 | 0.864 | 0.864 | 0.864 | 0.864 | 0.864 | 0.864 | 0.864 | 0.864 | 1 | 1 | 1 | 0.856 | 0.915 | 0.915 | 0.88 | 0.90569 | 0.90569 | 0.90569 | 0.915 | 0.915 | 0.915 | 0.915
| 30 |  |  | 2034-06-01 | 0.91382 | [8 empty] | 1 | 0.91 | 1 | 0.91 | 0.91 | 0.915 | 0.91 | 0.915 | 0.915 | 0.915 | 0.915 | 0.92 | 0.92 | 0.91 | 0.915 | 0.915 | 0.915 | 0.915 | 1 | 1 | 0.91 | 0.915 | 0.915 | 0.864 | 0.864 | 0.864 | 0.864 | 1 | 1 | 0.864 | 1 | 0.864 | 0.864 | 0.864 | 0.864 | 0.856 | 0.856 | 0.856 | 0.856 | 0.856 | 0.856 | 0.856 | 0.856 | 1 | 1 | 1 | 0.864 | 0.864 | 0.864 | 0.864 | 0.864 | 0.864 | 0.864 | 0.864 | 0.864 | 0.864 | 1 | 0.872 | 0.864 | 0.864 | 0.864 | 0.864 | 0.864 | 0.864 | 0.864 | 0.864 | 0.864 | 1 | 1 | 1 | 0.856 | 0.915 | 0.915 | 0.88 | 0.90569 | 0.90569 | 0.90569 | 0.915 | 0.915 | 0.915 | 0.915
| 31 |  |  | 2034-07-01 | 0.91382 | [8 empty] | 1 | 0.91 | 1 | 0.91 | 0.91 | 0.915 | 0.91 | 0.915 | 0.915 | 0.915 | 0.915 | 0.92 | 0.92 | 0.91 | 0.915 | 0.915 | 0.915 | 0.915 | 1 | 1 | 0.91 | 0.915 | 0.915 | 0.864 | 0.864 | 0.864 | 0.864 | 1 | 1 | 0.864 | 1 | 0.864 | 0.864 | 0.864 | 0.864 | 0.856 | 0.856 | 0.856 | 0.856 | 0.856 | 0.856 | 0.856 | 0.856 | 1 | 1 | 1 | 0.864 | 0.864 | 0.864 | 0.864 | 0.864 | 0.864 | 0.864 | 0.864 | 0.864 | 0.864 | 1 | 0.872 | 0.864 | 0.864 | 0.864 | 0.864 | 0.864 | 0.864 | 0.864 | 0.864 | 0.864 | 1 | 1 | 1 | 0.856 | 0.915 | 0.915 | 0.88 | 0.90569 | 0.90569 | 0.90569 | 0.915 | 0.915 | 0.915 | 0.915
| 31 |  |  | 2034-08-01 | 0.9131 | [8 empty] | 1 | 0.91 | 1 | 0.91 | 0.91 | 0.915 | 0.91 | 0.915 | 0.915 | 0.915 | 0.915 | 0.92 | 0.92 | 0.91 | 0.915 | 0.915 | 0.915 | 0.915 | 1 | 1 | 0.91 | 0.915 | 0.915 | 0.864 | 0.864 | 0.864 | 0.864 | 1 | 1 | 0.864 | 1 | 0.864 | 0.864 | 0.864 | 0.864 | 0.856 | 0.856 | 0.856 | 0.856 | 0.856 | 0.856 | 0.856 | 0.856 | 1 | 1 | 1 | 0.864 | 0.864 | 0.864 | 0.864 | 0.864 | 0.864 | 0.856 | 0.856 | 0.856 | 0.856 | 1 | 0.872 | 0.856 | 0.856 | 0.856 | 0.856 | 0.856 | 0.856 | 0.856 | 0.856 | 0.856 | 1 | 1 | 1 | 0.856 | 0.915 | 0.915 | 0.88 | 0.90569 | 0.90569 | 0.90569 | 0.915 | 0.915 | 0.915 | 0.915
| 30 |  |  | 2034-09-01 | 0.91304 | [8 empty] | 1 | 0.905 | 1 | 0.91 | 0.91 | 0.915 | 0.91 | 0.915 | 0.915 | 0.915 | 0.915 | 0.92 | 0.92 | 0.91 | 0.915 | 0.915 | 0.915 | 0.915 | 1 | 1 | 0.91 | 0.915 | 0.915 | 0.864 | 0.864 | 0.864 | 0.864 | 1 | 1 | 0.864 | 1 | 0.864 | 0.864 | 0.864 | 0.864 | 0.856 | 0.856 | 0.856 | 0.856 | 0.856 | 0.856 | 0.856 | 0.856 | 1 | 1 | 1 | 0.864 | 0.864 | 0.864 | 0.864 | 0.864 | 0.864 | 0.856 | 0.856 | 0.856 | 0.856 | 1 | 0.872 | 0.856 | 0.856 | 0.856 | 0.856 | 0.856 | 0.856 | 0.856 | 0.856 | 0.856 | 1 | 1 | 1 | 0.856 | 0.915 | 0.915 | 0.88 | 0.90569 | 0.90569 | 0.90569 | 0.915 | 0.915 | 0.915 | 0.915
| 31 |  |  | 2034-10-01 | 0.91292 | [8 empty] | 1 | 0.905 | 1 | 0.91 | 0.91 | 0.915 | 0.91 | 0.91 | 0.91 | 0.915 | 0.915 | 0.92 | 0.92 | 0.91 | 0.915 | 0.915 | 0.915 | 0.915 | 1 | 1 | 0.91 | 0.915 | 0.915 | 0.864 | 0.864 | 0.864 | 0.864 | 1 | 1 | 0.864 | 1 | 0.864 | 0.864 | 0.864 | 0.864 | 0.856 | 0.856 | 0.856 | 0.856 | 0.856 | 0.856 | 0.856 | 0.856 | 1 | 1 | 1 | 0.864 | 0.864 | 0.864 | 0.864 | 0.864 | 0.864 | 0.856 | 0.856 | 0.856 | 0.856 | 1 | 0.872 | 0.856 | 0.856 | 0.856 | 0.856 | 0.856 | 0.856 | 0.856 | 0.856 | 0.856 | 1 | 1 | 1 | 0.856 | 0.915 | 0.915 | 0.88 | 0.90569 | 0.90569 | 0.90569 | 0.915 | 0.915 | 0.915 | 0.915
| 30 |  |  | 2034-11-01 | 0.91215 | [8 empty] | 1 | 0.905 | 1 | 0.91 | 0.91 | 0.915 | 0.91 | 0.91 | 0.91 | 0.91 | 0.91 | 0.92 | 0.92 | 0.91 | 0.91 | 0.91 | 0.915 | 0.915 | 1 | 1 | 0.91 | 0.915 | 0.915 | 0.864 | 0.864 | 0.856 | 0.856 | 1 | 1 | 0.864 | 1 | 0.864 | 0.864 | 0.864 | 0.864 | 0.856 | 0.856 | 0.856 | 0.856 | 0.856 | 0.856 | 0.856 | 0.856 | 1 | 1 | 1 | 0.864 | 0.864 | 0.864 | 0.864 | 0.856 | 0.864 | 0.856 | 0.856 | 0.856 | 0.856 | 1 | 0.872 | 0.856 | 0.856 | 0.856 | 0.856 | 0.856 | 0.856 | 0.856 | 0.856 | 0.856 | 1 | 1 | 1 | 0.856 | 0.915 | 0.915 | 0.872 | 0.90569 | 0.90569 | 0.90569 | 0.915 | 0.915 | 0.915 | 0.915
| 31 |  |  | 2034-12-01 | 0.91166 | [8 empty] | 1 | 0.905 | 1 | 0.91 | 0.91 | 0.915 | 0.91 | 0.91 | 0.91 | 0.91 | 0.91 | 0.92 | 0.92 | 0.91 | 0.91 | 0.91 | 0.915 | 0.915 | 1 | 1 | 0.91 | 0.915 | 0.915 | 0.864 | 0.864 | 0.856 | 0.856 | 1 | 1 | 0.864 | 1 | 0.864 | 0.864 | 0.864 | 0.864 | 0.856 | 0.856 | 0.856 | 0.856 | 0.856 | 0.856 | 0.856 | 0.856 | 1 | 1 | 1 | 0.864 | 0.864 | 0.864 | 0.864 | 0.856 | 0.864 | 0.856 | 0.856 | 0.856 | 0.856 | 1 | 0.864 | 0.856 | 0.856 | 0.856 | 0.856 | 0.856 | 0.856 | 0.856 | 0.856 | 0.856 | 1 | 1 | 1 | 0.856 | 0.91 | 0.91 | 0.872 | 0.90301 | 0.90301 | 0.90301 | 0.91 | 0.91 | 0.91 | 0.91
| 31 |  |  | 2035-01-01 | 0.90991 | [8 empty] | 1 | 0.905 | 1 | 0.905 | 0.905 | 0.91 | 0.905 | 0.91 | 0.91 | 0.91 | 0.91 | 0.915 | 0.915 | 0.905 | 0.91 | 0.91 | 0.91 | 0.91 | 1 | 1 | 0.905 | 0.91 | 0.91 | 0.856 | 0.856 | 0.856 | 0.856 | 1 | 1 | 0.856 | 1 | 0.856 | 0.856 | 0.856 | 0.856 | 0.856 | 0.856 | 0.856 | 0.856 | 0.856 | 0.856 | 0.848 | 0.848 | 1 | 1 | 1 | 0.856 | 0.856 | 0.856 | 0.856 | 0.856 | 0.856 | 0.856 | 0.856 | 0.856 | 0.856 | 1 | 0.864 | 0.856 | 0.856 | 0.856 | 0.856 | 0.856 | 0.856 | 0.856 | 0.856 | 0.856 | 1 | 1 | 1 | 0.856 | 0.91 | 0.91 | 0.872 | 0.90044 | 0.90044 | 0.90044 | 0.91 | 0.91 | 0.91 | 0.91
| 28 |  |  | 2035-02-01 | 0.90991 | [8 empty] | 1 | 0.905 | 1 | 0.905 | 0.905 | 0.91 | 0.905 | 0.91 | 0.91 | 0.91 | 0.91 | 0.915 | 0.915 | 0.905 | 0.91 | 0.91 | 0.91 | 0.91 | 1 | 1 | 0.905 | 0.91 | 0.91 | 0.856 | 0.856 | 0.856 | 0.856 | 1 | 1 | 0.856 | 1 | 0.856 | 0.856 | 0.856 | 0.856 | 0.856 | 0.856 | 0.856 | 0.856 | 0.856 | 0.856 | 0.848 | 0.848 | 1 | 1 | 1 | 0.856 | 0.856 | 0.856 | 0.856 | 0.856 | 0.856 | 0.856 | 0.856 | 0.856 | 0.856 | 1 | 0.864 | 0.856 | 0.856 | 0.856 | 0.856 | 0.856 | 0.856 | 0.856 | 0.856 | 0.856 | 1 | 1 | 1 | 0.856 | 0.91 | 0.91 | 0.872 | 0.90044 | 0.90044 | 0.90044 | 0.91 | 0.91 | 0.91 | 0.91
| 31 |  |  | 2035-03-01 | 0.90991 | [8 empty] | 1 | 0.905 | 1 | 0.905 | 0.905 | 0.91 | 0.905 | 0.91 | 0.91 | 0.91 | 0.91 | 0.915 | 0.915 | 0.905 | 0.91 | 0.91 | 0.91 | 0.91 | 1 | 1 | 0.905 | 0.91 | 0.91 | 0.856 | 0.856 | 0.856 | 0.856 | 1 | 1 | 0.856 | 1 | 0.856 | 0.856 | 0.856 | 0.856 | 0.856 | 0.856 | 0.856 | 0.856 | 0.856 | 0.856 | 0.848 | 0.848 | 1 | 1 | 1 | 0.856 | 0.856 | 0.856 | 0.856 | 0.856 | 0.856 | 0.856 | 0.856 | 0.856 | 0.856 | 1 | 0.864 | 0.856 | 0.856 | 0.856 | 0.856 | 0.856 | 0.856 | 0.856 | 0.856 | 0.856 | 1 | 1 | 1 | 0.856 | 0.91 | 0.91 | 0.872 | 0.90044 | 0.90044 | 0.90044 | 0.91 | 0.91 | 0.91 | 0.91
| 30 |  |  | 2035-04-01 | 0.90991 | [8 empty] | 1 | 0.905 | 1 | 0.905 | 0.905 | 0.91 | 0.905 | 0.91 | 0.91 | 0.91 | 0.91 | 0.915 | 0.915 | 0.905 | 0.91 | 0.91 | 0.91 | 0.91 | 1 | 1 | 0.905 | 0.91 | 0.91 | 0.856 | 0.856 | 0.856 | 0.856 | 1 | 1 | 0.856 | 1 | 0.856 | 0.856 | 0.856 | 0.856 | 0.856 | 0.856 | 0.856 | 0.856 | 0.856 | 0.856 | 0.848 | 0.848 | 1 | 1 | 1 | 0.856 | 0.856 | 0.856 | 0.856 | 0.856 | 0.856 | 0.856 | 0.856 | 0.856 | 0.856 | 1 | 0.864 | 0.856 | 0.856 | 0.856 | 0.856 | 0.856 | 0.856 | 0.856 | 0.856 | 0.856 | 1 | 1 | 1 | 0.856 | 0.91 | 0.91 | 0.872 | 0.90044 | 0.90044 | 0.90044 | 0.91 | 0.91 | 0.91 | 0.91
| 31 |  |  | 2035-05-01 | 0.90976 | [8 empty] | 1 | 0.905 | 1 | 0.905 | 0.905 | 0.91 | 0.905 | 0.91 | 0.91 | 0.91 | 0.91 | 0.915 | 0.915 | 0.905 | 0.91 | 0.91 | 0.91 | 0.91 | 1 | 1 | 0.905 | 0.91 | 0.91 | 0.856 | 0.856 | 0.856 | 0.856 | 1 | 1 | 0.856 | 1 | 0.856 | 0.856 | 0.856 | 0.856 | 0.856 | 0.856 | 0.856 | 0.856 | 0.856 | 0.856 | 0.848 | 0.848 | 1 | 1 | 1 | 0.856 | 0.856 | 0.856 | 0.856 | 0.856 | 0.856 | 0.856 | 0.856 | 0.856 | 0.856 | 1 | 0.864 | 0.856 | 0.856 | 0.856 | 0.856 | 0.856 | 0.856 | 0.856 | 0.856 | 0.856 | 1 | 1 | 1 | 0.848 | 0.91 | 0.91 | 0.872 | 0.90044 | 0.90044 | 0.90044 | 0.91 | 0.91 | 0.91 | 0.91
| 30 |  |  | 2035-06-01 | 0.90883 | [8 empty] | 1 | 0.905 | 1 | 0.905 | 0.905 | 0.91 | 0.905 | 0.91 | 0.91 | 0.91 | 0.91 | 0.915 | 0.915 | 0.905 | 0.91 | 0.91 | 0.91 | 0.91 | 1 | 1 | 0.905 | 0.91 | 0.91 | 0.856 | 0.856 | 0.856 | 0.856 | 1 | 1 | 0.856 | 1 | 0.856 | 0.856 | 0.856 | 0.856 | 0.848 | 0.848 | 0.848 | 0.848 | 0.848 | 0.848 | 0.848 | 0.848 | 1 | 1 | 1 | 0.856 | 0.856 | 0.856 | 0.856 | 0.856 | 0.856 | 0.856 | 0.856 | 0.856 | 0.856 | 1 | 0.864 | 0.856 | 0.856 | 0.856 | 0.856 | 0.856 | 0.856 | 0.856 | 0.856 | 0.856 | 1 | 1 | 1 | 0.848 | 0.91 | 0.91 | 0.872 | 0.90044 | 0.90044 | 0.90044 | 0.91 | 0.91 | 0.91 | 0.91
| 31 |  |  | 2035-07-01 | 0.90883 | [8 empty] | 1 | 0.905 | 1 | 0.905 | 0.905 | 0.91 | 0.905 | 0.91 | 0.91 | 0.91 | 0.91 | 0.915 | 0.915 | 0.905 | 0.91 | 0.91 | 0.91 | 0.91 | 1 | 1 | 0.905 | 0.91 | 0.91 | 0.856 | 0.856 | 0.856 | 0.856 | 1 | 1 | 0.856 | 1 | 0.856 | 0.856 | 0.856 | 0.856 | 0.848 | 0.848 | 0.848 | 0.848 | 0.848 | 0.848 | 0.848 | 0.848 | 1 | 1 | 1 | 0.856 | 0.856 | 0.856 | 0.856 | 0.856 | 0.856 | 0.856 | 0.856 | 0.856 | 0.856 | 1 | 0.864 | 0.856 | 0.856 | 0.856 | 0.856 | 0.856 | 0.856 | 0.856 | 0.856 | 0.856 | 1 | 1 | 1 | 0.848 | 0.91 | 0.91 | 0.872 | 0.90044 | 0.90044 | 0.90044 | 0.91 | 0.91 | 0.91 | 0.91
| 31 |  |  | 2035-08-01 | 0.90811 | [8 empty] | 1 | 0.905 | 1 | 0.905 | 0.905 | 0.91 | 0.905 | 0.91 | 0.91 | 0.91 | 0.91 | 0.915 | 0.915 | 0.905 | 0.91 | 0.91 | 0.91 | 0.91 | 1 | 1 | 0.905 | 0.91 | 0.91 | 0.856 | 0.856 | 0.856 | 0.856 | 1 | 1 | 0.856 | 1 | 0.856 | 0.856 | 0.856 | 0.856 | 0.848 | 0.848 | 0.848 | 0.848 | 0.848 | 0.848 | 0.848 | 0.848 | 1 | 1 | 1 | 0.856 | 0.856 | 0.856 | 0.856 | 0.856 | 0.856 | 0.848 | 0.848 | 0.848 | 0.848 | 1 | 0.864 | 0.848 | 0.848 | 0.848 | 0.848 | 0.848 | 0.848 | 0.848 | 0.848 | 0.848 | 1 | 1 | 1 | 0.848 | 0.91 | 0.91 | 0.872 | 0.90044 | 0.90044 | 0.90044 | 0.91 | 0.91 | 0.91 | 0.91
| 30 |  |  | 2035-09-01 | 0.90805 | [8 empty] | 1 | 0.9 | 1 | 0.905 | 0.905 | 0.91 | 0.905 | 0.91 | 0.91 | 0.91 | 0.91 | 0.915 | 0.915 | 0.905 | 0.91 | 0.91 | 0.91 | 0.91 | 1 | 1 | 0.905 | 0.91 | 0.91 | 0.856 | 0.856 | 0.856 | 0.856 | 1 | 1 | 0.856 | 1 | 0.856 | 0.856 | 0.856 | 0.856 | 0.848 | 0.848 | 0.848 | 0.848 | 0.848 | 0.848 | 0.848 | 0.848 | 1 | 1 | 1 | 0.856 | 0.856 | 0.856 | 0.856 | 0.856 | 0.856 | 0.848 | 0.848 | 0.848 | 0.848 | 1 | 0.864 | 0.848 | 0.848 | 0.848 | 0.848 | 0.848 | 0.848 | 0.848 | 0.848 | 0.848 | 1 | 1 | 1 | 0.848 | 0.91 | 0.91 | 0.872 | 0.90044 | 0.90044 | 0.90044 | 0.91 | 0.91 | 0.91 | 0.91
| 31 |  |  | 2035-10-01 | 0.90793 | [8 empty] | 1 | 0.9 | 1 | 0.905 | 0.905 | 0.91 | 0.905 | 0.905 | 0.905 | 0.91 | 0.91 | 0.915 | 0.915 | 0.905 | 0.91 | 0.91 | 0.91 | 0.91 | 1 | 1 | 0.905 | 0.91 | 0.91 | 0.856 | 0.856 | 0.856 | 0.856 | 1 | 1 | 0.856 | 1 | 0.856 | 0.856 | 0.856 | 0.856 | 0.848 | 0.848 | 0.848 | 0.848 | 0.848 | 0.848 | 0.848 | 0.848 | 1 | 1 | 1 | 0.856 | 0.856 | 0.856 | 0.856 | 0.856 | 0.856 | 0.848 | 0.848 | 0.848 | 0.848 | 1 | 0.864 | 0.848 | 0.848 | 0.848 | 0.848 | 0.848 | 0.848 | 0.848 | 0.848 | 0.848 | 1 | 1 | 1 | 0.848 | 0.91 | 0.91 | 0.872 | 0.90044 | 0.90044 | 0.90044 | 0.91 | 0.91 | 0.91 | 0.91
| 30 |  |  | 2035-11-01 | 0.90715 | [8 empty] | 1 | 0.9 | 1 | 0.905 | 0.905 | 0.91 | 0.905 | 0.905 | 0.905 | 0.905 | 0.905 | 0.915 | 0.915 | 0.905 | 0.905 | 0.905 | 0.91 | 0.91 | 1 | 1 | 0.905 | 0.91 | 0.91 | 0.856 | 0.856 | 0.848 | 0.848 | 1 | 1 | 0.856 | 1 | 0.856 | 0.856 | 0.856 | 0.856 | 0.848 | 0.848 | 0.848 | 0.848 | 0.848 | 0.848 | 0.848 | 0.848 | 1 | 1 | 1 | 0.856 | 0.856 | 0.856 | 0.856 | 0.848 | 0.856 | 0.848 | 0.848 | 0.848 | 0.848 | 1 | 0.864 | 0.848 | 0.848 | 0.848 | 0.848 | 0.848 | 0.848 | 0.848 | 0.848 | 0.848 | 1 | 1 | 1 | 0.848 | 0.91 | 0.91 | 0.864 | 0.90044 | 0.90044 | 0.90044 | 0.91 | 0.91 | 0.91 | 0.91
| 31 |  |  | 2035-12-01 | 0.90666 | [8 empty] | 1 | 0.9 | 1 | 0.905 | 0.905 | 0.91 | 0.905 | 0.905 | 0.905 | 0.905 | 0.905 | 0.915 | 0.915 | 0.905 | 0.905 | 0.905 | 0.91 | 0.91 | 1 | 1 | 0.905 | 0.91 | 0.91 | 0.856 | 0.856 | 0.848 | 0.848 | 1 | 1 | 0.856 | 1 | 0.856 | 0.856 | 0.856 | 0.856 | 0.848 | 0.848 | 0.848 | 0.848 | 0.848 | 0.848 | 0.848 | 0.848 | 1 | 1 | 1 | 0.856 | 0.856 | 0.856 | 0.856 | 0.848 | 0.856 | 0.848 | 0.848 | 0.848 | 0.848 | 1 | 0.856 | 0.848 | 0.848 | 0.848 | 0.848 | 0.848 | 0.848 | 0.848 | 0.848 | 0.848 | 1 | 1 | 1 | 0.848 | 0.905 | 0.905 | 0.864 | 0.89778 | 0.89778 | 0.89778 | 0.905 | 0.905 | 0.905 | 0.905
| 31 |  |  | 2036-01-01 | 0.90492 | [8 empty] | 1 | 0.9 | 1 | 0.9 | 0.9 | 0.905 | 0.9 | 0.905 | 0.905 | 0.905 | 0.905 | 0.91 | 0.91 | 0.9 | 0.905 | 0.905 | 0.905 | 0.905 | 1 | 1 | 0.9 | 0.905 | 0.905 | 0.848 | 0.848 | 0.848 | 0.848 | 1 | 1 | 0.848 | 1 | 0.848 | 0.848 | 0.848 | 0.848 | 0.848 | 0.848 | 0.848 | 0.848 | 0.848 | 0.848 | 0.84 | 0.84 | 1 | 1 | 1 | 0.848 | 0.848 | 0.848 | 0.848 | 0.848 | 0.848 | 0.848 | 0.848 | 0.848 | 0.848 | 1 | 0.856 | 0.848 | 0.848 | 0.848 | 0.848 | 0.848 | 0.848 | 0.848 | 0.848 | 0.848 | 1 | 1 | 1 | 0.848 | 0.905 | 0.905 | 0.864 | 0.89522 | 0.89522 | 0.89522 | 0.905 | 0.905 | 0.905 | 0.905
| 29 |  |  | 2036-02-01 | 0.90492 | [8 empty] | 1 | 0.9 | 1 | 0.9 | 0.9 | 0.905 | 0.9 | 0.905 | 0.905 | 0.905 | 0.905 | 0.91 | 0.91 | 0.9 | 0.905 | 0.905 | 0.905 | 0.905 | 1 | 1 | 0.9 | 0.905 | 0.905 | 0.848 | 0.848 | 0.848 | 0.848 | 1 | 1 | 0.848 | 1 | 0.848 | 0.848 | 0.848 | 0.848 | 0.848 | 0.848 | 0.848 | 0.848 | 0.848 | 0.848 | 0.84 | 0.84 | 1 | 1 | 1 | 0.848 | 0.848 | 0.848 | 0.848 | 0.848 | 0.848 | 0.848 | 0.848 | 0.848 | 0.848 | 1 | 0.856 | 0.848 | 0.848 | 0.848 | 0.848 | 0.848 | 0.848 | 0.848 | 0.848 | 0.848 | 1 | 1 | 1 | 0.848 | 0.905 | 0.905 | 0.864 | 0.89522 | 0.89522 | 0.89522 | 0.905 | 0.905 | 0.905 | 0.905
| 31 |  |  | 2036-03-01 | 0.90492 | [8 empty] | 1 | 0.9 | 1 | 0.9 | 0.9 | 0.905 | 0.9 | 0.905 | 0.905 | 0.905 | 0.905 | 0.91 | 0.91 | 0.9 | 0.905 | 0.905 | 0.905 | 0.905 | 1 | 1 | 0.9 | 0.905 | 0.905 | 0.848 | 0.848 | 0.848 | 0.848 | 1 | 1 | 0.848 | 1 | 0.848 | 0.848 | 0.848 | 0.848 | 0.848 | 0.848 | 0.848 | 0.848 | 0.848 | 0.848 | 0.84 | 0.84 | 1 | 1 | 1 | 0.848 | 0.848 | 0.848 | 0.848 | 0.848 | 0.848 | 0.848 | 0.848 | 0.848 | 0.848 | 1 | 0.856 | 0.848 | 0.848 | 0.848 | 0.848 | 0.848 | 0.848 | 0.848 | 0.848 | 0.848 | 1 | 1 | 1 | 0.848 | 0.905 | 0.905 | 0.864 | 0.89522 | 0.89522 | 0.89522 | 0.905 | 0.905 | 0.905 | 0.905
| 30 |  |  | 2036-04-01 | 0.90492 | [8 empty] | 1 | 0.9 | 1 | 0.9 | 0.9 | 0.905 | 0.9 | 0.905 | 0.905 | 0.905 | 0.905 | 0.91 | 0.91 | 0.9 | 0.905 | 0.905 | 0.905 | 0.905 | 1 | 1 | 0.9 | 0.905 | 0.905 | 0.848 | 0.848 | 0.848 | 0.848 | 1 | 1 | 0.848 | 1 | 0.848 | 0.848 | 0.848 | 0.848 | 0.848 | 0.848 | 0.848 | 0.848 | 0.848 | 0.848 | 0.84 | 0.84 | 1 | 1 | 1 | 0.848 | 0.848 | 0.848 | 0.848 | 0.848 | 0.848 | 0.848 | 0.848 | 0.848 | 0.848 | 1 | 0.856 | 0.848 | 0.848 | 0.848 | 0.848 | 0.848 | 0.848 | 0.848 | 0.848 | 0.848 | 1 | 1 | 1 | 0.848 | 0.905 | 0.905 | 0.864 | 0.89522 | 0.89522 | 0.89522 | 0.905 | 0.905 | 0.905 | 0.905
| 31 |  |  | 2036-05-01 | 0.90477 | [8 empty] | 1 | 0.9 | 1 | 0.9 | 0.9 | 0.905 | 0.9 | 0.905 | 0.905 | 0.905 | 0.905 | 0.91 | 0.91 | 0.9 | 0.905 | 0.905 | 0.905 | 0.905 | 1 | 1 | 0.9 | 0.905 | 0.905 | 0.848 | 0.848 | 0.848 | 0.848 | 1 | 1 | 0.848 | 1 | 0.848 | 0.848 | 0.848 | 0.848 | 0.848 | 0.848 | 0.848 | 0.848 | 0.848 | 0.848 | 0.84 | 0.84 | 1 | 1 | 1 | 0.848 | 0.848 | 0.848 | 0.848 | 0.848 | 0.848 | 0.848 | 0.848 | 0.848 | 0.848 | 1 | 0.856 | 0.848 | 0.848 | 0.848 | 0.848 | 0.848 | 0.848 | 0.848 | 0.848 | 0.848 | 1 | 1 | 1 | 0.84 | 0.905 | 0.905 | 0.864 | 0.89522 | 0.89522 | 0.89522 | 0.905 | 0.905 | 0.905 | 0.905
| 30 |  |  | 2036-06-01 | 0.90383 | [8 empty] | 1 | 0.9 | 1 | 0.9 | 0.9 | 0.905 | 0.9 | 0.905 | 0.905 | 0.905 | 0.905 | 0.91 | 0.91 | 0.9 | 0.905 | 0.905 | 0.905 | 0.905 | 1 | 1 | 0.9 | 0.905 | 0.905 | 0.848 | 0.848 | 0.848 | 0.848 | 1 | 1 | 0.848 | 1 | 0.848 | 0.848 | 0.848 | 0.848 | 0.84 | 0.84 | 0.84 | 0.84 | 0.84 | 0.84 | 0.84 | 0.84 | 1 | 1 | 1 | 0.848 | 0.848 | 0.848 | 0.848 | 0.848 | 0.848 | 0.848 | 0.848 | 0.848 | 0.848 | 1 | 0.856 | 0.848 | 0.848 | 0.848 | 0.848 | 0.848 | 0.848 | 0.848 | 0.848 | 0.848 | 1 | 1 | 1 | 0.84 | 0.905 | 0.905 | 0.864 | 0.89522 | 0.89522 | 0.89522 | 0.905 | 0.905 | 0.905 | 0.905
| 31 |  |  | 2036-07-01 | 0.90383 | [8 empty] | 1 | 0.9 | 1 | 0.9 | 0.9 | 0.905 | 0.9 | 0.905 | 0.905 | 0.905 | 0.905 | 0.91 | 0.91 | 0.9 | 0.905 | 0.905 | 0.905 | 0.905 | 1 | 1 | 0.9 | 0.905 | 0.905 | 0.848 | 0.848 | 0.848 | 0.848 | 1 | 1 | 0.848 | 1 | 0.848 | 0.848 | 0.848 | 0.848 | 0.84 | 0.84 | 0.84 | 0.84 | 0.84 | 0.84 | 0.84 | 0.84 | 1 | 1 | 1 | 0.848 | 0.848 | 0.848 | 0.848 | 0.848 | 0.848 | 0.848 | 0.848 | 0.848 | 0.848 | 1 | 0.856 | 0.848 | 0.848 | 0.848 | 0.848 | 0.848 | 0.848 | 0.848 | 0.848 | 0.848 | 1 | 1 | 1 | 0.84 | 0.905 | 0.905 | 0.864 | 0.89522 | 0.89522 | 0.89522 | 0.905 | 0.905 | 0.905 | 0.905
| 31 |  |  | 2036-08-01 | 0.90312 | [8 empty] | 1 | 0.9 | 1 | 0.9 | 0.9 | 0.905 | 0.9 | 0.905 | 0.905 | 0.905 | 0.905 | 0.91 | 0.91 | 0.9 | 0.905 | 0.905 | 0.905 | 0.905 | 1 | 1 | 0.9 | 0.905 | 0.905 | 0.848 | 0.848 | 0.848 | 0.848 | 1 | 1 | 0.848 | 1 | 0.848 | 0.848 | 0.848 | 0.848 | 0.84 | 0.84 | 0.84 | 0.84 | 0.84 | 0.84 | 0.84 | 0.84 | 1 | 1 | 1 | 0.848 | 0.848 | 0.848 | 0.848 | 0.848 | 0.848 | 0.84 | 0.84 | 0.84 | 0.84 | 1 | 0.856 | 0.84 | 0.84 | 0.84 | 0.84 | 0.84 | 0.84 | 0.84 | 0.84 | 0.84 | 1 | 1 | 1 | 0.84 | 0.905 | 0.905 | 0.864 | 0.89522 | 0.89522 | 0.89522 | 0.905 | 0.905 | 0.905 | 0.905
| 30 |  |  | 2036-09-01 | 0.90306 | [8 empty] | 1 | 0.895 | 1 | 0.9 | 0.9 | 0.905 | 0.9 | 0.905 | 0.905 | 0.905 | 0.905 | 0.91 | 0.91 | 0.9 | 0.905 | 0.905 | 0.905 | 0.905 | 1 | 1 | 0.9 | 0.905 | 0.905 | 0.848 | 0.848 | 0.848 | 0.848 | 1 | 1 | 0.848 | 1 | 0.848 | 0.848 | 0.848 | 0.848 | 0.84 | 0.84 | 0.84 | 0.84 | 0.84 | 0.84 | 0.84 | 0.84 | 1 | 1 | 1 | 0.848 | 0.848 | 0.848 | 0.848 | 0.848 | 0.848 | 0.84 | 0.84 | 0.84 | 0.84 | 1 | 0.856 | 0.84 | 0.84 | 0.84 | 0.84 | 0.84 | 0.84 | 0.84 | 0.84 | 0.84 | 1 | 1 | 1 | 0.84 | 0.905 | 0.905 | 0.864 | 0.89522 | 0.89522 | 0.89522 | 0.905 | 0.905 | 0.905 | 0.905
| 31 |  |  | 2036-10-01 | 0.90293 | [8 empty] | 1 | 0.895 | 1 | 0.9 | 0.9 | 0.905 | 0.9 | 0.9 | 0.9 | 0.905 | 0.905 | 0.91 | 0.91 | 0.9 | 0.905 | 0.905 | 0.905 | 0.905 | 1 | 1 | 0.9 | 0.905 | 0.905 | 0.848 | 0.848 | 0.848 | 0.848 | 1 | 1 | 0.848 | 1 | 0.848 | 0.848 | 0.848 | 0.848 | 0.84 | 0.84 | 0.84 | 0.84 | 0.84 | 0.84 | 0.84 | 0.84 | 1 | 1 | 1 | 0.848 | 0.848 | 0.848 | 0.848 | 0.848 | 0.848 | 0.84 | 0.84 | 0.84 | 0.84 | 1 | 0.856 | 0.84 | 0.84 | 0.84 | 0.84 | 0.84 | 0.84 | 0.84 | 0.84 | 0.84 | 1 | 1 | 1 | 0.84 | 0.905 | 0.905 | 0.864 | 0.89522 | 0.89522 | 0.89522 | 0.905 | 0.905 | 0.905 | 0.905
| 30 |  |  | 2036-11-01 | 0.90216 | [8 empty] | 1 | 0.895 | 1 | 0.9 | 0.9 | 0.905 | 0.9 | 0.9 | 0.9 | 0.9 | 0.9 | 0.91 | 0.91 | 0.9 | 0.9 | 0.9 | 0.905 | 0.905 | 1 | 1 | 0.9 | 0.905 | 0.905 | 0.848 | 0.848 | 0.84 | 0.84 | 1 | 1 | 0.848 | 1 | 0.848 | 0.848 | 0.848 | 0.848 | 0.84 | 0.84 | 0.84 | 0.84 | 0.84 | 0.84 | 0.84 | 0.84 | 1 | 1 | 1 | 0.848 | 0.848 | 0.848 | 0.848 | 0.84 | 0.848 | 0.84 | 0.84 | 0.84 | 0.84 | 1 | 0.856 | 0.84 | 0.84 | 0.84 | 0.84 | 0.84 | 0.84 | 0.84 | 0.84 | 0.84 | 1 | 1 | 1 | 0.84 | 0.905 | 0.905 | 0.856 | 0.89522 | 0.89522 | 0.89522 | 0.905 | 0.905 | 0.905 | 0.905
| 31 |  |  | 2036-12-01 | 0.90167 | [8 empty] | 1 | 0.895 | 1 | 0.9 | 0.9 | 0.905 | 0.9 | 0.9 | 0.9 | 0.9 | 0.9 | 0.91 | 0.91 | 0.9 | 0.9 | 0.9 | 0.905 | 0.905 | 1 | 1 | 0.9 | 0.905 | 0.905 | 0.848 | 0.848 | 0.84 | 0.84 | 1 | 1 | 0.848 | 1 | 0.848 | 0.848 | 0.848 | 0.848 | 0.84 | 0.84 | 0.84 | 0.84 | 0.84 | 0.84 | 0.84 | 0.84 | 1 | 1 | 1 | 0.848 | 0.848 | 0.848 | 0.848 | 0.84 | 0.848 | 0.84 | 0.84 | 0.84 | 0.84 | 1 | 0.848 | 0.84 | 0.84 | 0.84 | 0.84 | 0.84 | 0.84 | 0.84 | 0.84 | 0.84 | 1 | 1 | 1 | 0.84 | 0.9 | 0.9 | 0.856 | 0.89257 | 0.89257 | 0.89257 | 0.9 | 0.9 | 0.9 | 0.9
| 31 |  |  | 2037-01-01 | 0.89993 | [8 empty] | 1 | 0.895 | 1 | 0.895 | 0.895 | 0.9 | 0.895 | 0.9 | 0.9 | 0.9 | 0.9 | 0.905 | 0.905 | 0.895 | 0.9 | 0.9 | 0.9 | 0.9 | 1 | 1 | 0.895 | 0.9 | 0.9 | 0.84 | 0.84 | 0.84 | 0.84 | 1 | 1 | 0.84 | 1 | 0.84 | 0.84 | 0.84 | 0.84 | 0.84 | 0.84 | 0.84 | 0.84 | 0.84 | 0.84 | 0.832 | 0.832 | 1 | 1 | 1 | 0.84 | 0.84 | 0.84 | 0.84 | 0.84 | 0.84 | 0.84 | 0.84 | 0.84 | 0.84 | 1 | 0.848 | 0.84 | 0.84 | 0.84 | 0.84 | 0.84 | 0.84 | 0.84 | 0.84 | 0.84 | 1 | 1 | 1 | 0.84 | 0.9 | 0.9 | 0.856 | 0.89003 | 0.89003 | 0.89003 | 0.9 | 0.9 | 0.9 | 0.9
| 28 |  |  | 2037-02-01 | 0.89993 | [8 empty] | 1 | 0.895 | 1 | 0.895 | 0.895 | 0.9 | 0.895 | 0.9 | 0.9 | 0.9 | 0.9 | 0.905 | 0.905 | 0.895 | 0.9 | 0.9 | 0.9 | 0.9 | 1 | 1 | 0.895 | 0.9 | 0.9 | 0.84 | 0.84 | 0.84 | 0.84 | 1 | 1 | 0.84 | 1 | 0.84 | 0.84 | 0.84 | 0.84 | 0.84 | 0.84 | 0.84 | 0.84 | 0.84 | 0.84 | 0.832 | 0.832 | 1 | 1 | 1 | 0.84 | 0.84 | 0.84 | 0.84 | 0.84 | 0.84 | 0.84 | 0.84 | 0.84 | 0.84 | 1 | 0.848 | 0.84 | 0.84 | 0.84 | 0.84 | 0.84 | 0.84 | 0.84 | 0.84 | 0.84 | 1 | 1 | 1 | 0.84 | 0.9 | 0.9 | 0.856 | 0.89003 | 0.89003 | 0.89003 | 0.9 | 0.9 | 0.9 | 0.9
| 31 |  |  | 2037-03-01 | 0.89993 | [8 empty] | 1 | 0.895 | 1 | 0.895 | 0.895 | 0.9 | 0.895 | 0.9 | 0.9 | 0.9 | 0.9 | 0.905 | 0.905 | 0.895 | 0.9 | 0.9 | 0.9 | 0.9 | 1 | 1 | 0.895 | 0.9 | 0.9 | 0.84 | 0.84 | 0.84 | 0.84 | 1 | 1 | 0.84 | 1 | 0.84 | 0.84 | 0.84 | 0.84 | 0.84 | 0.84 | 0.84 | 0.84 | 0.84 | 0.84 | 0.832 | 0.832 | 1 | 1 | 1 | 0.84 | 0.84 | 0.84 | 0.84 | 0.84 | 0.84 | 0.84 | 0.84 | 0.84 | 0.84 | 1 | 0.848 | 0.84 | 0.84 | 0.84 | 0.84 | 0.84 | 0.84 | 0.84 | 0.84 | 0.84 | 1 | 1 | 1 | 0.84 | 0.9 | 0.9 | 0.856 | 0.89003 | 0.89003 | 0.89003 | 0.9 | 0.9 | 0.9 | 0.9
| 30 |  |  | 2037-04-01 | 0.89993 | [8 empty] | 1 | 0.895 | 1 | 0.895 | 0.895 | 0.9 | 0.895 | 0.9 | 0.9 | 0.9 | 0.9 | 0.905 | 0.905 | 0.895 | 0.9 | 0.9 | 0.9 | 0.9 | 1 | 1 | 0.895 | 0.9 | 0.9 | 0.84 | 0.84 | 0.84 | 0.84 | 1 | 1 | 0.84 | 1 | 0.84 | 0.84 | 0.84 | 0.84 | 0.84 | 0.84 | 0.84 | 0.84 | 0.84 | 0.84 | 0.832 | 0.832 | 1 | 1 | 1 | 0.84 | 0.84 | 0.84 | 0.84 | 0.84 | 0.84 | 0.84 | 0.84 | 0.84 | 0.84 | 1 | 0.848 | 0.84 | 0.84 | 0.84 | 0.84 | 0.84 | 0.84 | 0.84 | 0.84 | 0.84 | 1 | 1 | 1 | 0.84 | 0.9 | 0.9 | 0.856 | 0.89003 | 0.89003 | 0.89003 | 0.9 | 0.9 | 0.9 | 0.9
| 31 |  |  | 2037-05-01 | 0.89977 | [8 empty] | 1 | 0.895 | 1 | 0.895 | 0.895 | 0.9 | 0.895 | 0.9 | 0.9 | 0.9 | 0.9 | 0.905 | 0.905 | 0.895 | 0.9 | 0.9 | 0.9 | 0.9 | 1 | 1 | 0.895 | 0.9 | 0.9 | 0.84 | 0.84 | 0.84 | 0.84 | 1 | 1 | 0.84 | 1 | 0.84 | 0.84 | 0.84 | 0.84 | 0.84 | 0.84 | 0.84 | 0.84 | 0.84 | 0.84 | 0.832 | 0.832 | 1 | 1 | 1 | 0.84 | 0.84 | 0.84 | 0.84 | 0.84 | 0.84 | 0.84 | 0.84 | 0.84 | 0.84 | 1 | 0.848 | 0.84 | 0.84 | 0.84 | 0.84 | 0.84 | 0.84 | 0.84 | 0.84 | 0.84 | 1 | 1 | 1 | 0.832 | 0.9 | 0.9 | 0.856 | 0.89003 | 0.89003 | 0.89003 | 0.9 | 0.9 | 0.9 | 0.9
| 30 |  |  | 2037-06-01 | 0.89884 | [8 empty] | 1 | 0.895 | 1 | 0.895 | 0.895 | 0.9 | 0.895 | 0.9 | 0.9 | 0.9 | 0.9 | 0.905 | 0.905 | 0.895 | 0.9 | 0.9 | 0.9 | 0.9 | 1 | 1 | 0.895 | 0.9 | 0.9 | 0.84 | 0.84 | 0.84 | 0.84 | 1 | 1 | 0.84 | 1 | 0.84 | 0.84 | 0.84 | 0.84 | 0.832 | 0.832 | 0.832 | 0.832 | 0.832 | 0.832 | 0.832 | 0.832 | 1 | 1 | 1 | 0.84 | 0.84 | 0.84 | 0.84 | 0.84 | 0.84 | 0.84 | 0.84 | 0.84 | 0.84 | 1 | 0.848 | 0.84 | 0.84 | 0.84 | 0.84 | 0.84 | 0.84 | 0.84 | 0.84 | 0.84 | 1 | 1 | 1 | 0.832 | 0.9 | 0.9 | 0.856 | 0.89003 | 0.89003 | 0.89003 | 0.9 | 0.9 | 0.9 | 0.9
| 31 |  |  | 2037-07-01 | 0.89884 | [8 empty] | 1 | 0.895 | 1 | 0.895 | 0.895 | 0.9 | 0.895 | 0.9 | 0.9 | 0.9 | 0.9 | 0.905 | 0.905 | 0.895 | 0.9 | 0.9 | 0.9 | 0.9 | 1 | 1 | 0.895 | 0.9 | 0.9 | 0.84 | 0.84 | 0.84 | 0.84 | 1 | 1 | 0.84 | 1 | 0.84 | 0.84 | 0.84 | 0.84 | 0.832 | 0.832 | 0.832 | 0.832 | 0.832 | 0.832 | 0.832 | 0.832 | 1 | 1 | 1 | 0.84 | 0.84 | 0.84 | 0.84 | 0.84 | 0.84 | 0.84 | 0.84 | 0.84 | 0.84 | 1 | 0.848 | 0.84 | 0.84 | 0.84 | 0.84 | 0.84 | 0.84 | 0.84 | 0.84 | 0.84 | 1 | 1 | 1 | 0.832 | 0.9 | 0.9 | 0.856 | 0.89003 | 0.89003 | 0.89003 | 0.9 | 0.9 | 0.9 | 0.9
| 31 |  |  | 2037-08-01 | 0.89812 | [8 empty] | 1 | 0.895 | 1 | 0.895 | 0.895 | 0.9 | 0.895 | 0.9 | 0.9 | 0.9 | 0.9 | 0.905 | 0.905 | 0.895 | 0.9 | 0.9 | 0.9 | 0.9 | 1 | 1 | 0.895 | 0.9 | 0.9 | 0.84 | 0.84 | 0.84 | 0.84 | 1 | 1 | 0.84 | 1 | 0.84 | 0.84 | 0.84 | 0.84 | 0.832 | 0.832 | 0.832 | 0.832 | 0.832 | 0.832 | 0.832 | 0.832 | 1 | 1 | 1 | 0.84 | 0.84 | 0.84 | 0.84 | 0.84 | 0.84 | 0.832 | 0.832 | 0.832 | 0.832 | 1 | 0.848 | 0.832 | 0.832 | 0.832 | 0.832 | 0.832 | 0.832 | 0.832 | 0.832 | 0.832 | 1 | 1 | 1 | 0.832 | 0.9 | 0.9 | 0.856 | 0.89003 | 0.89003 | 0.89003 | 0.9 | 0.9 | 0.9 | 0.9
| 30 |  |  | 2037-09-01 | 0.89806 | [8 empty] | 1 | 0.89 | 1 | 0.895 | 0.895 | 0.9 | 0.895 | 0.9 | 0.9 | 0.9 | 0.9 | 0.905 | 0.905 | 0.895 | 0.9 | 0.9 | 0.9 | 0.9 | 1 | 1 | 0.895 | 0.9 | 0.9 | 0.84 | 0.84 | 0.84 | 0.84 | 1 | 1 | 0.84 | 1 | 0.84 | 0.84 | 0.84 | 0.84 | 0.832 | 0.832 | 0.832 | 0.832 | 0.832 | 0.832 | 0.832 | 0.832 | 1 | 1 | 1 | 0.84 | 0.84 | 0.84 | 0.84 | 0.84 | 0.84 | 0.832 | 0.832 | 0.832 | 0.832 | 1 | 0.848 | 0.832 | 0.832 | 0.832 | 0.832 | 0.832 | 0.832 | 0.832 | 0.832 | 0.832 | 1 | 1 | 1 | 0.832 | 0.9 | 0.9 | 0.856 | 0.89003 | 0.89003 | 0.89003 | 0.9 | 0.9 | 0.9 | 0.9
| 31 |  |  | 2037-10-01 | 0.89794 | [8 empty] | 1 | 0.89 | 1 | 0.895 | 0.895 | 0.9 | 0.895 | 0.895 | 0.895 | 0.9 | 0.9 | 0.905 | 0.905 | 0.895 | 0.9 | 0.9 | 0.9 | 0.9 | 1 | 1 | 0.895 | 0.9 | 0.9 | 0.84 | 0.84 | 0.84 | 0.84 | 1 | 1 | 0.84 | 1 | 0.84 | 0.84 | 0.84 | 0.84 | 0.832 | 0.832 | 0.832 | 0.832 | 0.832 | 0.832 | 0.832 | 0.832 | 1 | 1 | 1 | 0.84 | 0.84 | 0.84 | 0.84 | 0.84 | 0.84 | 0.832 | 0.832 | 0.832 | 0.832 | 1 | 0.848 | 0.832 | 0.832 | 0.832 | 0.832 | 0.832 | 0.832 | 0.832 | 0.832 | 0.832 | 1 | 1 | 1 | 0.832 | 0.9 | 0.9 | 0.856 | 0.89003 | 0.89003 | 0.89003 | 0.9 | 0.9 | 0.9 | 0.9
| 30 |  |  | 2037-11-01 | 0.89717 | [8 empty] | 1 | 0.89 | 1 | 0.895 | 0.895 | 0.9 | 0.895 | 0.895 | 0.895 | 0.895 | 0.895 | 0.905 | 0.905 | 0.895 | 0.895 | 0.895 | 0.9 | 0.9 | 1 | 1 | 0.895 | 0.9 | 0.9 | 0.84 | 0.84 | 0.832 | 0.832 | 1 | 1 | 0.84 | 1 | 0.84 | 0.84 | 0.84 | 0.84 | 0.832 | 0.832 | 0.832 | 0.832 | 0.832 | 0.832 | 0.832 | 0.832 | 1 | 1 | 1 | 0.84 | 0.84 | 0.84 | 0.84 | 0.832 | 0.84 | 0.832 | 0.832 | 0.832 | 0.832 | 1 | 0.848 | 0.832 | 0.832 | 0.832 | 0.832 | 0.832 | 0.832 | 0.832 | 0.832 | 0.832 | 1 | 1 | 1 | 0.832 | 0.9 | 0.9 | 0.848 | 0.89003 | 0.89003 | 0.89003 | 0.9 | 0.9 | 0.9 | 0.9
| 31 |  |  | 2037-12-01 | 0.89668 | [8 empty] | 1 | 0.89 | 1 | 0.895 | 0.895 | 0.9 | 0.895 | 0.895 | 0.895 | 0.895 | 0.895 | 0.905 | 0.905 | 0.895 | 0.895 | 0.895 | 0.9 | 0.9 | 1 | 1 | 0.895 | 0.9 | 0.9 | 0.84 | 0.84 | 0.832 | 0.832 | 1 | 1 | 0.84 | 1 | 0.84 | 0.84 | 0.84 | 0.84 | 0.832 | 0.832 | 0.832 | 0.832 | 0.832 | 0.832 | 0.832 | 0.832 | 1 | 1 | 1 | 0.84 | 0.84 | 0.84 | 0.84 | 0.832 | 0.84 | 0.832 | 0.832 | 0.832 | 0.832 | 1 | 0.84 | 0.832 | 0.832 | 0.832 | 0.832 | 0.832 | 0.832 | 0.832 | 0.832 | 0.832 | 1 | 1 | 1 | 0.832 | 0.895 | 0.895 | 0.848 | 0.8874 | 0.8874 | 0.8874 | 0.895 | 0.895 | 0.895 | 0.895
| 31 |  |  | 2038-01-01 | 0.89494 | [8 empty] | 1 | 0.89 | 1 | 0.89 | 0.89 | 0.895 | 0.89 | 0.895 | 0.895 | 0.895 | 0.895 | 0.9 | 0.9 | 0.89 | 0.895 | 0.895 | 0.895 | 0.895 | 1 | 1 | 0.89 | 0.895 | 0.895 | 0.832 | 0.832 | 0.832 | 0.832 | 1 | 1 | 0.832 | 1 | 0.832 | 0.832 | 0.832 | 0.832 | 0.832 | 0.832 | 0.832 | 0.832 | 0.832 | 0.832 | 0.824 | 0.824 | 1 | 1 | 1 | 0.832 | 0.832 | 0.832 | 0.832 | 0.832 | 0.832 | 0.832 | 0.832 | 0.832 | 0.832 | 1 | 0.84 | 0.832 | 0.832 | 0.832 | 0.832 | 0.832 | 0.832 | 0.832 | 0.832 | 0.832 | 1 | 1 | 1 | 0.832 | 0.895 | 0.895 | 0.848 | 0.88488 | 0.88488 | 0.88488 | 0.895 | 0.895 | 0.895 | 0.895
| 28 |  |  | 2038-02-01 | 0.89494 | [8 empty] | 1 | 0.89 | 1 | 0.89 | 0.89 | 0.895 | 0.89 | 0.895 | 0.895 | 0.895 | 0.895 | 0.9 | 0.9 | 0.89 | 0.895 | 0.895 | 0.895 | 0.895 | 1 | 1 | 0.89 | 0.895 | 0.895 | 0.832 | 0.832 | 0.832 | 0.832 | 1 | 1 | 0.832 | 1 | 0.832 | 0.832 | 0.832 | 0.832 | 0.832 | 0.832 | 0.832 | 0.832 | 0.832 | 0.832 | 0.824 | 0.824 | 1 | 1 | 1 | 0.832 | 0.832 | 0.832 | 0.832 | 0.832 | 0.832 | 0.832 | 0.832 | 0.832 | 0.832 | 1 | 0.84 | 0.832 | 0.832 | 0.832 | 0.832 | 0.832 | 0.832 | 0.832 | 0.832 | 0.832 | 1 | 1 | 1 | 0.832 | 0.895 | 0.895 | 0.848 | 0.88488 | 0.88488 | 0.88488 | 0.895 | 0.895 | 0.895 | 0.895
| 31 |  |  | 2038-03-01 | 0.89494 | [8 empty] | 1 | 0.89 | 1 | 0.89 | 0.89 | 0.895 | 0.89 | 0.895 | 0.895 | 0.895 | 0.895 | 0.9 | 0.9 | 0.89 | 0.895 | 0.895 | 0.895 | 0.895 | 1 | 1 | 0.89 | 0.895 | 0.895 | 0.832 | 0.832 | 0.832 | 0.832 | 1 | 1 | 0.832 | 1 | 0.832 | 0.832 | 0.832 | 0.832 | 0.832 | 0.832 | 0.832 | 0.832 | 0.832 | 0.832 | 0.824 | 0.824 | 1 | 1 | 1 | 0.832 | 0.832 | 0.832 | 0.832 | 0.832 | 0.832 | 0.832 | 0.832 | 0.832 | 0.832 | 1 | 0.84 | 0.832 | 0.832 | 0.832 | 0.832 | 0.832 | 0.832 | 0.832 | 0.832 | 0.832 | 1 | 1 | 1 | 0.832 | 0.895 | 0.895 | 0.848 | 0.88488 | 0.88488 | 0.88488 | 0.895 | 0.895 | 0.895 | 0.895
| 30 |  |  | 2038-04-01 | 0.89494 | [8 empty] | 1 | 0.89 | 1 | 0.89 | 0.89 | 0.895 | 0.89 | 0.895 | 0.895 | 0.895 | 0.895 | 0.9 | 0.9 | 0.89 | 0.895 | 0.895 | 0.895 | 0.895 | 1 | 1 | 0.89 | 0.895 | 0.895 | 0.832 | 0.832 | 0.832 | 0.832 | 1 | 1 | 0.832 | 1 | 0.832 | 0.832 | 0.832 | 0.832 | 0.832 | 0.832 | 0.832 | 0.832 | 0.832 | 0.832 | 0.824 | 0.824 | 1 | 1 | 1 | 0.832 | 0.832 | 0.832 | 0.832 | 0.832 | 0.832 | 0.832 | 0.832 | 0.832 | 0.832 | 1 | 0.84 | 0.832 | 0.832 | 0.832 | 0.832 | 0.832 | 0.832 | 0.832 | 0.832 | 0.832 | 1 | 1 | 1 | 0.832 | 0.895 | 0.895 | 0.848 | 0.88488 | 0.88488 | 0.88488 | 0.895 | 0.895 | 0.895 | 0.895
| 31 |  |  | 2038-05-01 | 0.89478 | [8 empty] | 1 | 0.89 | 1 | 0.89 | 0.89 | 0.895 | 0.89 | 0.895 | 0.895 | 0.895 | 0.895 | 0.9 | 0.9 | 0.89 | 0.895 | 0.895 | 0.895 | 0.895 | 1 | 1 | 0.89 | 0.895 | 0.895 | 0.832 | 0.832 | 0.832 | 0.832 | 1 | 1 | 0.832 | 1 | 0.832 | 0.832 | 0.832 | 0.832 | 0.832 | 0.832 | 0.832 | 0.832 | 0.832 | 0.832 | 0.824 | 0.824 | 1 | 1 | 1 | 0.832 | 0.832 | 0.832 | 0.832 | 0.832 | 0.832 | 0.832 | 0.832 | 0.832 | 0.832 | 1 | 0.84 | 0.832 | 0.832 | 0.832 | 0.832 | 0.832 | 0.832 | 0.832 | 0.832 | 0.832 | 1 | 1 | 1 | 0.824 | 0.895 | 0.895 | 0.848 | 0.88488 | 0.88488 | 0.88488 | 0.895 | 0.895 | 0.895 | 0.895
| 30 |  |  | 2038-06-01 | 0.89385 | [8 empty] | 1 | 0.89 | 1 | 0.89 | 0.89 | 0.895 | 0.89 | 0.895 | 0.895 | 0.895 | 0.895 | 0.9 | 0.9 | 0.89 | 0.895 | 0.895 | 0.895 | 0.895 | 1 | 1 | 0.89 | 0.895 | 0.895 | 0.832 | 0.832 | 0.832 | 0.832 | 1 | 1 | 0.832 | 1 | 0.832 | 0.832 | 0.832 | 0.832 | 0.824 | 0.824 | 0.824 | 0.824 | 0.824 | 0.824 | 0.824 | 0.824 | 1 | 1 | 1 | 0.832 | 0.832 | 0.832 | 0.832 | 0.832 | 0.832 | 0.832 | 0.832 | 0.832 | 0.832 | 1 | 0.84 | 0.832 | 0.832 | 0.832 | 0.832 | 0.832 | 0.832 | 0.832 | 0.832 | 0.832 | 1 | 1 | 1 | 0.824 | 0.895 | 0.895 | 0.848 | 0.88488 | 0.88488 | 0.88488 | 0.895 | 0.895 | 0.895 | 0.895
| 31 |  |  | 2038-07-01 | 0.89385 | [8 empty] | 1 | 0.89 | 1 | 0.89 | 0.89 | 0.895 | 0.89 | 0.895 | 0.895 | 0.895 | 0.895 | 0.9 | 0.9 | 0.89 | 0.895 | 0.895 | 0.895 | 0.895 | 1 | 1 | 0.89 | 0.895 | 0.895 | 0.832 | 0.832 | 0.832 | 0.832 | 1 | 1 | 0.832 | 1 | 0.832 | 0.832 | 0.832 | 0.832 | 0.824 | 0.824 | 0.824 | 0.824 | 0.824 | 0.824 | 0.824 | 0.824 | 1 | 1 | 1 | 0.832 | 0.832 | 0.832 | 0.832 | 0.832 | 0.832 | 0.832 | 0.832 | 0.832 | 0.832 | 1 | 0.84 | 0.832 | 0.832 | 0.832 | 0.832 | 0.832 | 0.832 | 0.832 | 0.832 | 0.832 | 1 | 1 | 1 | 0.824 | 0.895 | 0.895 | 0.848 | 0.88488 | 0.88488 | 0.88488 | 0.895 | 0.895 | 0.895 | 0.895
| 31 |  |  | 2038-08-01 | 0.89313 | [8 empty] | 1 | 0.89 | 1 | 0.89 | 0.89 | 0.895 | 0.89 | 0.895 | 0.895 | 0.895 | 0.895 | 0.9 | 0.9 | 0.89 | 0.895 | 0.895 | 0.895 | 0.895 | 1 | 1 | 0.89 | 0.895 | 0.895 | 0.832 | 0.832 | 0.832 | 0.832 | 1 | 1 | 0.832 | 1 | 0.832 | 0.832 | 0.832 | 0.832 | 0.824 | 0.824 | 0.824 | 0.824 | 0.824 | 0.824 | 0.824 | 0.824 | 1 | 1 | 1 | 0.832 | 0.832 | 0.832 | 0.832 | 0.832 | 0.832 | 0.824 | 0.824 | 0.824 | 0.824 | 1 | 0.84 | 0.824 | 0.824 | 0.824 | 0.824 | 0.824 | 0.824 | 0.824 | 0.824 | 0.824 | 1 | 1 | 1 | 0.824 | 0.895 | 0.895 | 0.848 | 0.88488 | 0.88488 | 0.88488 | 0.895 | 0.895 | 0.895 | 0.895
| 30 |  |  | 2038-09-01 | 0.89307 | [8 empty] | 1 | 0.885 | 1 | 0.89 | 0.89 | 0.895 | 0.89 | 0.895 | 0.895 | 0.895 | 0.895 | 0.9 | 0.9 | 0.89 | 0.895 | 0.895 | 0.895 | 0.895 | 1 | 1 | 0.89 | 0.895 | 0.895 | 0.832 | 0.832 | 0.832 | 0.832 | 1 | 1 | 0.832 | 1 | 0.832 | 0.832 | 0.832 | 0.832 | 0.824 | 0.824 | 0.824 | 0.824 | 0.824 | 0.824 | 0.824 | 0.824 | 1 | 1 | 1 | 0.832 | 0.832 | 0.832 | 0.832 | 0.832 | 0.832 | 0.824 | 0.824 | 0.824 | 0.824 | 1 | 0.84 | 0.824 | 0.824 | 0.824 | 0.824 | 0.824 | 0.824 | 0.824 | 0.824 | 0.824 | 1 | 1 | 1 | 0.824 | 0.895 | 0.895 | 0.848 | 0.88488 | 0.88488 | 0.88488 | 0.895 | 0.895 | 0.895 | 0.895
| 31 |  |  | 2038-10-01 | 0.89295 | [8 empty] | 1 | 0.885 | 1 | 0.89 | 0.89 | 0.895 | 0.89 | 0.89 | 0.89 | 0.895 | 0.895 | 0.9 | 0.9 | 0.89 | 0.895 | 0.895 | 0.895 | 0.895 | 1 | 1 | 0.89 | 0.895 | 0.895 | 0.832 | 0.832 | 0.832 | 0.832 | 1 | 1 | 0.832 | 1 | 0.832 | 0.832 | 0.832 | 0.832 | 0.824 | 0.824 | 0.824 | 0.824 | 0.824 | 0.824 | 0.824 | 0.824 | 1 | 1 | 1 | 0.832 | 0.832 | 0.832 | 0.832 | 0.832 | 0.832 | 0.824 | 0.824 | 0.824 | 0.824 | 1 | 0.84 | 0.824 | 0.824 | 0.824 | 0.824 | 0.824 | 0.824 | 0.824 | 0.824 | 0.824 | 1 | 1 | 1 | 0.824 | 0.895 | 0.895 | 0.848 | 0.88488 | 0.88488 | 0.88488 | 0.895 | 0.895 | 0.895 | 0.895
| 30 |  |  | 2038-11-01 | 0.89217 | [8 empty] | 1 | 0.885 | 1 | 0.89 | 0.89 | 0.895 | 0.89 | 0.89 | 0.89 | 0.89 | 0.89 | 0.9 | 0.9 | 0.89 | 0.89 | 0.89 | 0.895 | 0.895 | 1 | 1 | 0.89 | 0.895 | 0.895 | 0.832 | 0.832 | 0.824 | 0.824 | 1 | 1 | 0.832 | 1 | 0.832 | 0.832 | 0.832 | 0.832 | 0.824 | 0.824 | 0.824 | 0.824 | 0.824 | 0.824 | 0.824 | 0.824 | 1 | 1 | 1 | 0.832 | 0.832 | 0.832 | 0.832 | 0.824 | 0.832 | 0.824 | 0.824 | 0.824 | 0.824 | 1 | 0.84 | 0.824 | 0.824 | 0.824 | 0.824 | 0.824 | 0.824 | 0.824 | 0.824 | 0.824 | 1 | 1 | 1 | 0.824 | 0.895 | 0.895 | 0.84 | 0.88488 | 0.88488 | 0.88488 | 0.895 | 0.895 | 0.895 | 0.895
| 31 |  |  | 2038-12-01 | 0.89169 | [8 empty] | 1 | 0.885 | 1 | 0.89 | 0.89 | 0.895 | 0.89 | 0.89 | 0.89 | 0.89 | 0.89 | 0.9 | 0.9 | 0.89 | 0.89 | 0.89 | 0.895 | 0.895 | 1 | 1 | 0.89 | 0.895 | 0.895 | 0.832 | 0.832 | 0.824 | 0.824 | 1 | 1 | 0.832 | 1 | 0.832 | 0.832 | 0.832 | 0.832 | 0.824 | 0.824 | 0.824 | 0.824 | 0.824 | 0.824 | 0.824 | 0.824 | 1 | 1 | 1 | 0.832 | 0.832 | 0.832 | 0.832 | 0.824 | 0.832 | 0.824 | 0.824 | 0.824 | 0.824 | 1 | 0.832 | 0.824 | 0.824 | 0.824 | 0.824 | 0.824 | 0.824 | 0.824 | 0.824 | 0.824 | 1 | 1 | 1 | 0.824 | 0.89 | 0.89 | 0.84 | 0.88225 | 0.88225 | 0.88225 | 0.89 | 0.89 | 0.89 | 0.89
| 31 |  |  | 2039-01-01 | 0.88995 | [8 empty] | 1 | 0.885 | 1 | 0.885 | 0.885 | 0.89 | 0.885 | 0.89 | 0.89 | 0.89 | 0.89 | 0.895 | 0.895 | 0.885 | 0.89 | 0.89 | 0.89 | 0.89 | 1 | 1 | 0.885 | 0.89 | 0.89 | 0.824 | 0.824 | 0.824 | 0.824 | 1 | 1 | 0.824 | 1 | 0.824 | 0.824 | 0.824 | 0.824 | 0.824 | 0.824 | 0.824 | 0.824 | 0.824 | 0.824 | 0.816 | 0.816 | 1 | 1 | 1 | 0.824 | 0.824 | 0.824 | 0.824 | 0.824 | 0.824 | 0.824 | 0.824 | 0.824 | 0.824 | 1 | 0.832 | 0.824 | 0.824 | 0.824 | 0.824 | 0.824 | 0.824 | 0.824 | 0.824 | 0.824 | 1 | 1 | 1 | 0.824 | 0.89 | 0.89 | 0.84 | 0.87975 | 0.87975 | 0.87975 | 0.89 | 0.89 | 0.89 | 0.89
| 28 |  |  | 2039-02-01 | 0.88995 | [8 empty] | 1 | 0.885 | 1 | 0.885 | 0.885 | 0.89 | 0.885 | 0.89 | 0.89 | 0.89 | 0.89 | 0.895 | 0.895 | 0.885 | 0.89 | 0.89 | 0.89 | 0.89 | 1 | 1 | 0.885 | 0.89 | 0.89 | 0.824 | 0.824 | 0.824 | 0.824 | 1 | 1 | 0.824 | 1 | 0.824 | 0.824 | 0.824 | 0.824 | 0.824 | 0.824 | 0.824 | 0.824 | 0.824 | 0.824 | 0.816 | 0.816 | 1 | 1 | 1 | 0.824 | 0.824 | 0.824 | 0.824 | 0.824 | 0.824 | 0.824 | 0.824 | 0.824 | 0.824 | 1 | 0.832 | 0.824 | 0.824 | 0.824 | 0.824 | 0.824 | 0.824 | 0.824 | 0.824 | 0.824 | 1 | 1 | 1 | 0.824 | 0.89 | 0.89 | 0.84 | 0.87975 | 0.87975 | 0.87975 | 0.89 | 0.89 | 0.89 | 0.89
| 31 |  |  | 2039-03-01 | 0.88995 | [8 empty] | 1 | 0.885 | 1 | 0.885 | 0.885 | 0.89 | 0.885 | 0.89 | 0.89 | 0.89 | 0.89 | 0.895 | 0.895 | 0.885 | 0.89 | 0.89 | 0.89 | 0.89 | 1 | 1 | 0.885 | 0.89 | 0.89 | 0.824 | 0.824 | 0.824 | 0.824 | 1 | 1 | 0.824 | 1 | 0.824 | 0.824 | 0.824 | 0.824 | 0.824 | 0.824 | 0.824 | 0.824 | 0.824 | 0.824 | 0.816 | 0.816 | 1 | 1 | 1 | 0.824 | 0.824 | 0.824 | 0.824 | 0.824 | 0.824 | 0.824 | 0.824 | 0.824 | 0.824 | 1 | 0.832 | 0.824 | 0.824 | 0.824 | 0.824 | 0.824 | 0.824 | 0.824 | 0.824 | 0.824 | 1 | 1 | 1 | 0.824 | 0.89 | 0.89 | 0.84 | 0.87975 | 0.87975 | 0.87975 | 0.89 | 0.89 | 0.89 | 0.89
| 30 |  |  | 2039-04-01 | 0.88995 | [8 empty] | 1 | 0.885 | 1 | 0.885 | 0.885 | 0.89 | 0.885 | 0.89 | 0.89 | 0.89 | 0.89 | 0.895 | 0.895 | 0.885 | 0.89 | 0.89 | 0.89 | 0.89 | 1 | 1 | 0.885 | 0.89 | 0.89 | 0.824 | 0.824 | 0.824 | 0.824 | 1 | 1 | 0.824 | 1 | 0.824 | 0.824 | 0.824 | 0.824 | 0.824 | 0.824 | 0.824 | 0.824 | 0.824 | 0.824 | 0.816 | 0.816 | 1 | 1 | 1 | 0.824 | 0.824 | 0.824 | 0.824 | 0.824 | 0.824 | 0.824 | 0.824 | 0.824 | 0.824 | 1 | 0.832 | 0.824 | 0.824 | 0.824 | 0.824 | 0.824 | 0.824 | 0.824 | 0.824 | 0.824 | 1 | 1 | 1 | 0.824 | 0.89 | 0.89 | 0.84 | 0.87975 | 0.87975 | 0.87975 | 0.89 | 0.89 | 0.89 | 0.89
| 31 |  |  | 2039-05-01 | 0.88979 | [8 empty] | 1 | 0.885 | 1 | 0.885 | 0.885 | 0.89 | 0.885 | 0.89 | 0.89 | 0.89 | 0.89 | 0.895 | 0.895 | 0.885 | 0.89 | 0.89 | 0.89 | 0.89 | 1 | 1 | 0.885 | 0.89 | 0.89 | 0.824 | 0.824 | 0.824 | 0.824 | 1 | 1 | 0.824 | 1 | 0.824 | 0.824 | 0.824 | 0.824 | 0.824 | 0.824 | 0.824 | 0.824 | 0.824 | 0.824 | 0.816 | 0.816 | 1 | 1 | 1 | 0.824 | 0.824 | 0.824 | 0.824 | 0.824 | 0.824 | 0.824 | 0.824 | 0.824 | 0.824 | 1 | 0.832 | 0.824 | 0.824 | 0.824 | 0.824 | 0.824 | 0.824 | 0.824 | 0.824 | 0.824 | 1 | 1 | 1 | 0.816 | 0.89 | 0.89 | 0.84 | 0.87975 | 0.87975 | 0.87975 | 0.89 | 0.89 | 0.89 | 0.89
| 30 |  |  | 2039-06-01 | 0.88886 | [8 empty] | 1 | 0.885 | 1 | 0.885 | 0.885 | 0.89 | 0.885 | 0.89 | 0.89 | 0.89 | 0.89 | 0.895 | 0.895 | 0.885 | 0.89 | 0.89 | 0.89 | 0.89 | 1 | 1 | 0.885 | 0.89 | 0.89 | 0.824 | 0.824 | 0.824 | 0.824 | 1 | 1 | 0.824 | 1 | 0.824 | 0.824 | 0.824 | 0.824 | 0.816 | 0.816 | 0.816 | 0.816 | 0.816 | 0.816 | 0.816 | 0.816 | 1 | 1 | 1 | 0.824 | 0.824 | 0.824 | 0.824 | 0.824 | 0.824 | 0.824 | 0.824 | 0.824 | 0.824 | 1 | 0.832 | 0.824 | 0.824 | 0.824 | 0.824 | 0.824 | 0.824 | 0.824 | 0.824 | 0.824 | 1 | 1 | 1 | 0.816 | 0.89 | 0.89 | 0.84 | 0.87975 | 0.87975 | 0.87975 | 0.89 | 0.89 | 0.89 | 0.89
| 31 |  |  | 2039-07-01 | 0.88886 | [8 empty] | 1 | 0.885 | 1 | 0.885 | 0.885 | 0.89 | 0.885 | 0.89 | 0.89 | 0.89 | 0.89 | 0.895 | 0.895 | 0.885 | 0.89 | 0.89 | 0.89 | 0.89 | 1 | 1 | 0.885 | 0.89 | 0.89 | 0.824 | 0.824 | 0.824 | 0.824 | 1 | 1 | 0.824 | 1 | 0.824 | 0.824 | 0.824 | 0.824 | 0.816 | 0.816 | 0.816 | 0.816 | 0.816 | 0.816 | 0.816 | 0.816 | 1 | 1 | 1 | 0.824 | 0.824 | 0.824 | 0.824 | 0.824 | 0.824 | 0.824 | 0.824 | 0.824 | 0.824 | 1 | 0.832 | 0.824 | 0.824 | 0.824 | 0.824 | 0.824 | 0.824 | 0.824 | 0.824 | 0.824 | 1 | 1 | 1 | 0.816 | 0.89 | 0.89 | 0.84 | 0.87975 | 0.87975 | 0.87975 | 0.89 | 0.89 | 0.89 | 0.89
| 31 |  |  | 2039-08-01 | 0.88814 | [8 empty] | 1 | 0.885 | 1 | 0.885 | 0.885 | 0.89 | 0.885 | 0.89 | 0.89 | 0.89 | 0.89 | 0.895 | 0.895 | 0.885 | 0.89 | 0.89 | 0.89 | 0.89 | 1 | 1 | 0.885 | 0.89 | 0.89 | 0.824 | 0.824 | 0.824 | 0.824 | 1 | 1 | 0.824 | 1 | 0.824 | 0.824 | 0.824 | 0.824 | 0.816 | 0.816 | 0.816 | 0.816 | 0.816 | 0.816 | 0.816 | 0.816 | 1 | 1 | 1 | 0.824 | 0.824 | 0.824 | 0.824 | 0.824 | 0.824 | 0.816 | 0.816 | 0.816 | 0.816 | 1 | 0.832 | 0.816 | 0.816 | 0.816 | 0.816 | 0.816 | 0.816 | 0.816 | 0.816 | 0.816 | 1 | 1 | 1 | 0.816 | 0.89 | 0.89 | 0.84 | 0.87975 | 0.87975 | 0.87975 | 0.89 | 0.89 | 0.89 | 0.89
| 30 |  |  | 2039-09-01 | 0.88808 | [8 empty] | 1 | 0.88 | 1 | 0.885 | 0.885 | 0.89 | 0.885 | 0.89 | 0.89 | 0.89 | 0.89 | 0.895 | 0.895 | 0.885 | 0.89 | 0.89 | 0.89 | 0.89 | 1 | 1 | 0.885 | 0.89 | 0.89 | 0.824 | 0.824 | 0.824 | 0.824 | 1 | 1 | 0.824 | 1 | 0.824 | 0.824 | 0.824 | 0.824 | 0.816 | 0.816 | 0.816 | 0.816 | 0.816 | 0.816 | 0.816 | 0.816 | 1 | 1 | 1 | 0.824 | 0.824 | 0.824 | 0.824 | 0.824 | 0.824 | 0.816 | 0.816 | 0.816 | 0.816 | 1 | 0.832 | 0.816 | 0.816 | 0.816 | 0.816 | 0.816 | 0.816 | 0.816 | 0.816 | 0.816 | 1 | 1 | 1 | 0.816 | 0.89 | 0.89 | 0.84 | 0.87975 | 0.87975 | 0.87975 | 0.89 | 0.89 | 0.89 | 0.89
| 31 |  |  | 2039-10-01 | 0.88796 | [8 empty] | 1 | 0.88 | 1 | 0.885 | 0.885 | 0.89 | 0.885 | 0.885 | 0.885 | 0.89 | 0.89 | 0.895 | 0.895 | 0.885 | 0.89 | 0.89 | 0.89 | 0.89 | 1 | 1 | 0.885 | 0.89 | 0.89 | 0.824 | 0.824 | 0.824 | 0.824 | 1 | 1 | 0.824 | 1 | 0.824 | 0.824 | 0.824 | 0.824 | 0.816 | 0.816 | 0.816 | 0.816 | 0.816 | 0.816 | 0.816 | 0.816 | 1 | 1 | 1 | 0.824 | 0.824 | 0.824 | 0.824 | 0.824 | 0.824 | 0.816 | 0.816 | 0.816 | 0.816 | 1 | 0.832 | 0.816 | 0.816 | 0.816 | 0.816 | 0.816 | 0.816 | 0.816 | 0.816 | 0.816 | 1 | 1 | 1 | 0.816 | 0.89 | 0.89 | 0.84 | 0.87975 | 0.87975 | 0.87975 | 0.89 | 0.89 | 0.89 | 0.89
| 30 |  |  | 2039-11-01 | 0.88718 | [8 empty] | 1 | 0.88 | 1 | 0.885 | 0.885 | 0.89 | 0.885 | 0.885 | 0.885 | 0.885 | 0.885 | 0.895 | 0.895 | 0.885 | 0.885 | 0.885 | 0.89 | 0.89 | 1 | 1 | 0.885 | 0.89 | 0.89 | 0.824 | 0.824 | 0.816 | 0.816 | 1 | 1 | 0.824 | 1 | 0.824 | 0.824 | 0.824 | 0.824 | 0.816 | 0.816 | 0.816 | 0.816 | 0.816 | 0.816 | 0.816 | 0.816 | 1 | 1 | 1 | 0.824 | 0.824 | 0.824 | 0.824 | 0.816 | 0.824 | 0.816 | 0.816 | 0.816 | 0.816 | 1 | 0.832 | 0.816 | 0.816 | 0.816 | 0.816 | 0.816 | 0.816 | 0.816 | 0.816 | 0.816 | 1 | 1 | 1 | 0.816 | 0.89 | 0.89 | 0.832 | 0.87975 | 0.87975 | 0.87975 | 0.89 | 0.89 | 0.89 | 0.89
| 31 |  |  | 2039-12-01 | 0.8867 | [8 empty] | 1 | 0.88 | 1 | 0.885 | 0.885 | 0.89 | 0.885 | 0.885 | 0.885 | 0.885 | 0.885 | 0.895 | 0.895 | 0.885 | 0.885 | 0.885 | 0.89 | 0.89 | 1 | 1 | 0.885 | 0.89 | 0.89 | 0.824 | 0.824 | 0.816 | 0.816 | 1 | 1 | 0.824 | 1 | 0.824 | 0.824 | 0.824 | 0.824 | 0.816 | 0.816 | 0.816 | 0.816 | 0.816 | 0.816 | 0.816 | 0.816 | 1 | 1 | 1 | 0.824 | 0.824 | 0.824 | 0.824 | 0.816 | 0.824 | 0.816 | 0.816 | 0.816 | 0.816 | 1 | 0.824 | 0.816 | 0.816 | 0.816 | 0.816 | 0.816 | 0.816 | 0.816 | 0.816 | 0.816 | 1 | 1 | 1 | 0.816 | 0.885 | 0.885 | 0.832 | 0.87714 | 0.87714 | 0.87714 | 0.885 | 0.885 | 0.885 | 0.885
| 31 |  |  | 2040-01-01 | 0.88496 | [8 empty] | 1 | 0.88 | 1 | 0.88 | 0.88 | 0.885 | 0.88 | 0.885 | 0.885 | 0.885 | 0.885 | 0.89 | 0.89 | 0.88 | 0.885 | 0.885 | 0.885 | 0.885 | 1 | 1 | 0.88 | 0.885 | 0.885 | 0.816 | 0.816 | 0.816 | 0.816 | 1 | 1 | 0.816 | 1 | 0.816 | 0.816 | 0.816 | 0.816 | 0.816 | 0.816 | 0.816 | 0.816 | 0.816 | 0.816 | 0.808 | 0.808 | 1 | 1 | 1 | 0.816 | 0.816 | 0.816 | 0.816 | 0.816 | 0.816 | 0.816 | 0.816 | 0.816 | 0.816 | 1 | 0.824 | 0.816 | 0.816 | 0.816 | 0.816 | 0.816 | 0.816 | 0.816 | 0.816 | 0.816 | 1 | 1 | 1 | 0.816 | 0.885 | 0.885 | 0.832 | 0.87465 | 0.87465 | 0.87465 | 0.885 | 0.885 | 0.885 | 0.885
| 29 |  |  | 2040-02-01 | 0.88496 | [8 empty] | 1 | 0.88 | 1 | 0.88 | 0.88 | 0.885 | 0.88 | 0.885 | 0.885 | 0.885 | 0.885 | 0.89 | 0.89 | 0.88 | 0.885 | 0.885 | 0.885 | 0.885 | 1 | 1 | 0.88 | 0.885 | 0.885 | 0.816 | 0.816 | 0.816 | 0.816 | 1 | 1 | 0.816 | 1 | 0.816 | 0.816 | 0.816 | 0.816 | 0.816 | 0.816 | 0.816 | 0.816 | 0.816 | 0.816 | 0.808 | 0.808 | 1 | 1 | 1 | 0.816 | 0.816 | 0.816 | 0.816 | 0.816 | 0.816 | 0.816 | 0.816 | 0.816 | 0.816 | 1 | 0.824 | 0.816 | 0.816 | 0.816 | 0.816 | 0.816 | 0.816 | 0.816 | 0.816 | 0.816 | 1 | 1 | 1 | 0.816 | 0.885 | 0.885 | 0.832 | 0.87465 | 0.87465 | 0.87465 | 0.885 | 0.885 | 0.885 | 0.885
| 31 |  |  | 2040-03-01 | 0.88496 | [8 empty] | 1 | 0.88 | 1 | 0.88 | 0.88 | 0.885 | 0.88 | 0.885 | 0.885 | 0.885 | 0.885 | 0.89 | 0.89 | 0.88 | 0.885 | 0.885 | 0.885 | 0.885 | 1 | 1 | 0.88 | 0.885 | 0.885 | 0.816 | 0.816 | 0.816 | 0.816 | 1 | 1 | 0.816 | 1 | 0.816 | 0.816 | 0.816 | 0.816 | 0.816 | 0.816 | 0.816 | 0.816 | 0.816 | 0.816 | 0.808 | 0.808 | 1 | 1 | 1 | 0.816 | 0.816 | 0.816 | 0.816 | 0.816 | 0.816 | 0.816 | 0.816 | 0.816 | 0.816 | 1 | 0.824 | 0.816 | 0.816 | 0.816 | 0.816 | 0.816 | 0.816 | 0.816 | 0.816 | 0.816 | 1 | 1 | 1 | 0.816 | 0.885 | 0.885 | 0.832 | 0.87465 | 0.87465 | 0.87465 | 0.885 | 0.885 | 0.885 | 0.885
| 30 |  |  | 2040-04-01 | 0.88496 | [8 empty] | 1 | 0.88 | 1 | 0.88 | 0.88 | 0.885 | 0.88 | 0.885 | 0.885 | 0.885 | 0.885 | 0.89 | 0.89 | 0.88 | 0.885 | 0.885 | 0.885 | 0.885 | 1 | 1 | 0.88 | 0.885 | 0.885 | 0.816 | 0.816 | 0.816 | 0.816 | 1 | 1 | 0.816 | 1 | 0.816 | 0.816 | 0.816 | 0.816 | 0.816 | 0.816 | 0.816 | 0.816 | 0.816 | 0.816 | 0.808 | 0.808 | 1 | 1 | 1 | 0.816 | 0.816 | 0.816 | 0.816 | 0.816 | 0.816 | 0.816 | 0.816 | 0.816 | 0.816 | 1 | 0.824 | 0.816 | 0.816 | 0.816 | 0.816 | 0.816 | 0.816 | 0.816 | 0.816 | 0.816 | 1 | 1 | 1 | 0.816 | 0.885 | 0.885 | 0.832 | 0.87465 | 0.87465 | 0.87465 | 0.885 | 0.885 | 0.885 | 0.885
| 31 |  |  | 2040-05-01 | 0.8848 | [8 empty] | 1 | 0.88 | 1 | 0.88 | 0.88 | 0.885 | 0.88 | 0.885 | 0.885 | 0.885 | 0.885 | 0.89 | 0.89 | 0.88 | 0.885 | 0.885 | 0.885 | 0.885 | 1 | 1 | 0.88 | 0.885 | 0.885 | 0.816 | 0.816 | 0.816 | 0.816 | 1 | 1 | 0.816 | 1 | 0.816 | 0.816 | 0.816 | 0.816 | 0.816 | 0.816 | 0.816 | 0.816 | 0.816 | 0.816 | 0.808 | 0.808 | 1 | 1 | 1 | 0.816 | 0.816 | 0.816 | 0.816 | 0.816 | 0.816 | 0.816 | 0.816 | 0.816 | 0.816 | 1 | 0.824 | 0.816 | 0.816 | 0.816 | 0.816 | 0.816 | 0.816 | 0.816 | 0.816 | 0.816 | 1 | 1 | 1 | 0.808 | 0.885 | 0.885 | 0.832 | 0.87465 | 0.87465 | 0.87465 | 0.885 | 0.885 | 0.885 | 0.885
| 30 |  |  | 2040-06-01 | 0.88387 | [8 empty] | 1 | 0.88 | 1 | 0.88 | 0.88 | 0.885 | 0.88 | 0.885 | 0.885 | 0.885 | 0.885 | 0.89 | 0.89 | 0.88 | 0.885 | 0.885 | 0.885 | 0.885 | 1 | 1 | 0.88 | 0.885 | 0.885 | 0.816 | 0.816 | 0.816 | 0.816 | 1 | 1 | 0.816 | 1 | 0.816 | 0.816 | 0.816 | 0.816 | 0.808 | 0.808 | 0.808 | 0.808 | 0.808 | 0.808 | 0.808 | 0.808 | 1 | 1 | 1 | 0.816 | 0.816 | 0.816 | 0.816 | 0.816 | 0.816 | 0.816 | 0.816 | 0.816 | 0.816 | 1 | 0.824 | 0.816 | 0.816 | 0.816 | 0.816 | 0.816 | 0.816 | 0.816 | 0.816 | 0.816 | 1 | 1 | 1 | 0.808 | 0.885 | 0.885 | 0.832 | 0.87465 | 0.87465 | 0.87465 | 0.885 | 0.885 | 0.885 | 0.885
| 31 |  |  | 2040-07-01 | 0.88387 | [8 empty] | 1 | 0.88 | 1 | 0.88 | 0.88 | 0.885 | 0.88 | 0.885 | 0.885 | 0.885 | 0.885 | 0.89 | 0.89 | 0.88 | 0.885 | 0.885 | 0.885 | 0.885 | 1 | 1 | 0.88 | 0.885 | 0.885 | 0.816 | 0.816 | 0.816 | 0.816 | 1 | 1 | 0.816 | 1 | 0.816 | 0.816 | 0.816 | 0.816 | 0.808 | 0.808 | 0.808 | 0.808 | 0.808 | 0.808 | 0.808 | 0.808 | 1 | 1 | 1 | 0.816 | 0.816 | 0.816 | 0.816 | 0.816 | 0.816 | 0.816 | 0.816 | 0.816 | 0.816 | 1 | 0.824 | 0.816 | 0.816 | 0.816 | 0.816 | 0.816 | 0.816 | 0.816 | 0.816 | 0.816 | 1 | 1 | 1 | 0.808 | 0.885 | 0.885 | 0.832 | 0.87465 | 0.87465 | 0.87465 | 0.885 | 0.885 | 0.885 | 0.885
| 31 |  |  | 2040-08-01 | 0.88315 | [8 empty] | 1 | 0.88 | 1 | 0.88 | 0.88 | 0.885 | 0.88 | 0.885 | 0.885 | 0.885 | 0.885 | 0.89 | 0.89 | 0.88 | 0.885 | 0.885 | 0.885 | 0.885 | 1 | 1 | 0.88 | 0.885 | 0.885 | 0.816 | 0.816 | 0.816 | 0.816 | 1 | 1 | 0.816 | 1 | 0.816 | 0.816 | 0.816 | 0.816 | 0.808 | 0.808 | 0.808 | 0.808 | 0.808 | 0.808 | 0.808 | 0.808 | 1 | 1 | 1 | 0.816 | 0.816 | 0.816 | 0.816 | 0.816 | 0.816 | 0.808 | 0.808 | 0.808 | 0.808 | 1 | 0.824 | 0.808 | 0.808 | 0.808 | 0.808 | 0.808 | 0.808 | 0.808 | 0.808 | 0.808 | 1 | 1 | 1 | 0.808 | 0.885 | 0.885 | 0.832 | 0.87465 | 0.87465 | 0.87465 | 0.885 | 0.885 | 0.885 | 0.885
| 30 |  |  | 2040-09-01 | 0.88309 | [8 empty] | 1 | 0.875 | 1 | 0.88 | 0.88 | 0.885 | 0.88 | 0.885 | 0.885 | 0.885 | 0.885 | 0.89 | 0.89 | 0.88 | 0.885 | 0.885 | 0.885 | 0.885 | 1 | 1 | 0.88 | 0.885 | 0.885 | 0.816 | 0.816 | 0.816 | 0.816 | 1 | 1 | 0.816 | 1 | 0.816 | 0.816 | 0.816 | 0.816 | 0.808 | 0.808 | 0.808 | 0.808 | 0.808 | 0.808 | 0.808 | 0.808 | 1 | 1 | 1 | 0.816 | 0.816 | 0.816 | 0.816 | 0.816 | 0.816 | 0.808 | 0.808 | 0.808 | 0.808 | 1 | 0.824 | 0.808 | 0.808 | 0.808 | 0.808 | 0.808 | 0.808 | 0.808 | 0.808 | 0.808 | 1 | 1 | 1 | 0.808 | 0.885 | 0.885 | 0.832 | 0.87465 | 0.87465 | 0.87465 | 0.885 | 0.885 | 0.885 | 0.885
| 31 |  |  | 2040-10-01 | 0.88297 | [8 empty] | 1 | 0.875 | 1 | 0.88 | 0.88 | 0.885 | 0.88 | 0.88 | 0.88 | 0.885 | 0.885 | 0.89 | 0.89 | 0.88 | 0.885 | 0.885 | 0.885 | 0.885 | 1 | 1 | 0.88 | 0.885 | 0.885 | 0.816 | 0.816 | 0.816 | 0.816 | 1 | 1 | 0.816 | 1 | 0.816 | 0.816 | 0.816 | 0.816 | 0.808 | 0.808 | 0.808 | 0.808 | 0.808 | 0.808 | 0.808 | 0.808 | 1 | 1 | 1 | 0.816 | 0.816 | 0.816 | 0.816 | 0.816 | 0.816 | 0.808 | 0.808 | 0.808 | 0.808 | 1 | 0.824 | 0.808 | 0.808 | 0.808 | 0.808 | 0.808 | 0.808 | 0.808 | 0.808 | 0.808 | 1 | 1 | 1 | 0.808 | 0.885 | 0.885 | 0.832 | 0.87465 | 0.87465 | 0.87465 | 0.885 | 0.885 | 0.885 | 0.885
| 30 |  |  | 2040-11-01 | 0.8822 | [8 empty] | 1 | 0.875 | 1 | 0.88 | 0.88 | 0.885 | 0.88 | 0.88 | 0.88 | 0.88 | 0.88 | 0.89 | 0.89 | 0.88 | 0.88 | 0.88 | 0.885 | 0.885 | 1 | 1 | 0.88 | 0.885 | 0.885 | 0.816 | 0.816 | 0.808 | 0.808 | 1 | 1 | 0.816 | 1 | 0.816 | 0.816 | 0.816 | 0.816 | 0.808 | 0.808 | 0.808 | 0.808 | 0.808 | 0.808 | 0.808 | 0.808 | 1 | 1 | 1 | 0.816 | 0.816 | 0.816 | 0.816 | 0.808 | 0.816 | 0.808 | 0.808 | 0.808 | 0.808 | 1 | 0.824 | 0.808 | 0.808 | 0.808 | 0.808 | 0.808 | 0.808 | 0.808 | 0.808 | 0.808 | 1 | 1 | 1 | 0.808 | 0.885 | 0.885 | 0.824 | 0.87465 | 0.87465 | 0.87465 | 0.885 | 0.885 | 0.885 | 0.885
| 31 |  |  | 2040-12-01 | 0.88171 | [8 empty] | 1 | 0.875 | 1 | 0.88 | 0.88 | 0.885 | 0.88 | 0.88 | 0.88 | 0.88 | 0.88 | 0.89 | 0.89 | 0.88 | 0.88 | 0.88 | 0.885 | 0.885 | 1 | 1 | 0.88 | 0.885 | 0.885 | 0.816 | 0.816 | 0.808 | 0.808 | 1 | 1 | 0.816 | 1 | 0.816 | 0.816 | 0.816 | 0.816 | 0.808 | 0.808 | 0.808 | 0.808 | 0.808 | 0.808 | 0.808 | 0.808 | 1 | 1 | 1 | 0.816 | 0.816 | 0.816 | 0.816 | 0.808 | 0.816 | 0.808 | 0.808 | 0.808 | 0.808 | 1 | 0.816 | 0.808 | 0.808 | 0.808 | 0.808 | 0.808 | 0.808 | 0.808 | 0.808 | 0.808 | 1 | 1 | 1 | 0.808 | 0.88 | 0.88 | 0.824 | 0.87206 | 0.87206 | 0.87206 | 0.88 | 0.88 | 0.88 | 0.88
Year | Month | Hour | Row | Nameplate Adjusted for Degradation (July MW)
|  |  | 7 | 2015-07-01 | 0 | 0 | 0 | 0 | 0 | 0 | 0 | 0 | 0 | 0 | 0 | 0 | 0 | 0 | 0 | 0 | 0 | 0 | 0 | 0 | 0 | 0 | 0 | 0 | 0 | 0 | 0 | 0 | 0 | 0 | 0 | 0 | 0 | 0 | 0 | 0 | 0 | 0 | 0 | 0 | 0 | 0 | 0 | 0 | 0 | 0 | 0 | 0 | 0 | 0 | 0 | 0 | 0 | 0 | 0 | 0 | 0 | 0 | 0 | 0 | 0 | 0 | 0 | 0 | 0 | 0 | 0 | 0 | 0 | 0 | 0 | 0 | 0 | 0 | 0 | 0 | 0 | 0 | 0 | 0 | 0 | 0 | 0 |  |  |  | 0 | 0 | 0 | 0
|  |  | 19 | 2016-07-01 | 1090.4 | 0 | 560 | 0 | 0 | 210 | 320.4 | 0 | 0 | 79.2 | 50 | 45 | 80 | 21.2 | 0 | 10 | 0 | 0 | 0 | 0 | 0 | 0 | 80 | 0 | 0 | 0 | 0 | 0 | 0 | 5 | 0 | 0 | 0 | 0 | 0 | 0 | 0 | 0 | 0 | 0 | 0 | 0 | 0 | 0 | 80 | 80 | 80 | 80 | 80 | 80 | 80 | 80 | 0 | 0 | 0 | 0 | 0 | 0 | 0 | 0 | 0 | 0 | 0 | 0 | 0 | 0 | 0 | 0 | 0 | 0 | 0 | 0 | 0 | 0 | 0 | 0 | 0 | 0 | 0 | 80 | 0 | 0 | 0 | 0 | 0 | 0 | 0 | 0 | 0 | 0
|  |  | 31 | 2017-07-01 | 3656.209 | 6 | 555.76 | 209.1 | 451 | 500.47 | 1193.379 | 107.9 | 632.6 | 79.2 | 49.75 | 45 | 79.6 | 21.094 | 20 | 9.95 | 20 | 80 | 80 | 80 | 0 | 0 | 79.6 | 80 | 80 | 50 | 80 | 0 | 0 | 4.975 | 6 | 78.2 | 14.5 | 7.5 | 20 | 20 | 80 | 69 | 80 | 80 | 21 | 44.2 | 45 | 20 | 79.36 | 79.36 | 79.36 | 79.36 | 79.36 | 79.36 | 79.36 | 79.36 | 72.6 | 80 | 80 | 20 | 20 | 20 | 20 | 80 | 15 | 40 | 50 | 20 | 20 | 0 | 0 | 80 | 20 | 20 | 20 | 20 | 20 | 20 | 20 | 20 | 80 | 80 | 80 | 79.36 | 58 | 80 | 0 | 107.9 | 19.9 | 6 | 20 | 20 | 80 | 8
|  |  | 43 | 2018-07-01 | 4017.3006 | 5.9538 | 551.52 | 207.4671 | 467.392 | 496.994 | 1548.087 | 107.2867 | 632.6 | 79.2 | 49.5 | 45 | 79.2 | 20.988 | 19.9 | 9.9 | 19.9 | 79.6 | 79.6 | 79.6 | 80 | 80 | 79.2 | 79.6 | 79.6 | 49.75 | 79.6 | 80 | 80 | 4.95 | 5.97 | 77.809 | 14.384 | 7.44 | 19.84 | 19.84 | 80 | 69 | 79.36 | 80 | 20.832 | 43.8464 | 44.64 | 19.84 | 78.72 | 78.72 | 78.72 | 78.72 | 78.72 | 78.72 | 78.72 | 78.72 | 72.6 | 80 | 80 | 19.84 | 19.84 | 19.84 | 19.84 | 79.36 | 14.88 | 39.68 | 49.6 | 19.84 | 19.84 | 20 | 40 | 79.36 | 19.84 | 19.84 | 19.84 | 19.84 | 19.84 | 19.84 | 19.84 | 19.84 | 80 | 80 | 80 | 78.72 | 57.71 | 79.6 | 0 | 107.2867 | 19.7807 | 5.9538 | 19.9 | 19.9 | 79.6 | 7.96
|  |  | 55 | 2019-07-01 | 4077.2769 | 5.908 | 547.28 | 205.8349 | 463.784 | 493.518 | 1541.675 | 106.677 | 712.6 | 79.2 | 49.25 | 45 | 78.8 | 20.882 | 19.8 | 9.85 | 19.8 | 79.2 | 79.2 | 79.2 | 79.6 | 79.6 | 78.8 | 79.2 | 79.2 | 49.5 | 79.2 | 80 | 80 | 4.925 | 5.94 | 77.418 | 14.268 | 7.38 | 19.68 | 19.68 | 80 | 69 | 78.72 | 80 | 20.664 | 43.4928 | 44.28 | 19.68 | 78.08 | 78.08 | 78.08 | 78.08 | 78.08 | 78.08 | 78.08 | 78.08 | 72.6 | 80 | 80 | 19.68 | 19.68 | 19.68 | 19.68 | 78.72 | 14.76 | 39.36 | 49.2 | 19.68 | 19.68 | 20 | 39.68 | 78.72 | 19.68 | 19.68 | 19.68 | 19.68 | 19.68 | 19.68 | 19.68 | 19.68 | 80 | 80 | 80 | 78.08 | 57.42 | 79.2 | 80 | 106.677 | 19.6621 | 5.908 | 19.8 | 19.8 | 79.2 | 7.92
|  |  | 67 | 2020-07-01 | 4056.6179 | 5.8625 | 543.04 | 204.2035 | 460.176 | 490.042 | 1535.263 | 106.0709 | 711.96 | 79.2 | 49 | 45 | 78.4 | 20.776 | 19.7 | 9.8 | 19.7 | 78.8 | 78.8 | 78.8 | 79.2 | 79.2 | 78.4 | 78.8 | 78.8 | 49.25 | 78.8 | 80 | 80 | 4.9 | 5.91 | 77.027 | 14.152 | 7.32 | 19.52 | 19.52 | 80 | 69 | 78.08 | 80 | 20.496 | 43.1392 | 43.92 | 19.52 | 77.44 | 77.44 | 77.44 | 77.44 | 77.44 | 77.44 | 77.44 | 77.44 | 72.6 | 80 | 80 | 19.52 | 19.52 | 19.52 | 19.52 | 78.08 | 14.64 | 39.04 | 48.8 | 19.52 | 19.52 | 20 | 39.36 | 78.08 | 19.52 | 19.52 | 19.52 | 19.52 | 19.52 | 19.52 | 19.52 | 19.52 | 80 | 80 | 80 | 77.44 | 57.13 | 78.8 | 79.36 | 106.0709 | 19.5443 | 5.8625 | 19.7 | 19.7 | 78.8 | 7.88
|  |  | 79 | 2021-07-01 | 4035.9636 | 5.8173 | 538.8 | 202.5728 | 456.568 | 486.566 | 1528.851 | 105.4684 | 711.32 | 79.2 | 48.75 | 45 | 78 | 20.67 | 19.6 | 9.75 | 19.6 | 78.4 | 78.4 | 78.4 | 78.8 | 78.8 | 78 | 78.4 | 78.4 | 49 | 78.4 | 80 | 80 | 4.875 | 5.88 | 76.636 | 14.036 | 7.26 | 19.36 | 19.36 | 80 | 69 | 77.44 | 80 | 20.328 | 42.7856 | 43.56 | 19.36 | 76.8 | 76.8 | 76.8 | 76.8 | 76.8 | 76.8 | 76.8 | 76.8 | 72.6 | 80 | 80 | 19.36 | 19.36 | 19.36 | 19.36 | 77.44 | 14.52 | 38.72 | 48.4 | 19.36 | 19.36 | 20 | 39.04 | 77.44 | 19.36 | 19.36 | 19.36 | 19.36 | 19.36 | 19.36 | 19.36 | 19.36 | 80 | 80 | 80 | 76.8 | 56.84 | 78.4 | 78.72 | 105.4684 | 19.4272 | 5.8173 | 19.6 | 19.6 | 78.4 | 7.84
|  |  | 91 | 2022-07-01 | 4015.3138 | 5.7725 | 534.56 | 200.9428 | 452.96 | 483.09 | 1522.439 | 104.8695 | 710.68 | 79.2 | 48.5 | 45 | 77.6 | 20.564 | 19.5 | 9.7 | 19.5 | 78 | 78 | 78 | 78.4 | 78.4 | 77.6 | 78 | 78 | 48.75 | 78 | 80 | 80 | 4.85 | 5.85 | 76.245 | 13.92 | 7.2 | 19.2 | 19.2 | 80 | 69 | 76.8 | 80 | 20.16 | 42.432 | 43.2 | 19.2 | 76.16 | 76.16 | 76.16 | 76.16 | 76.16 | 76.16 | 76.16 | 76.16 | 72.6 | 80 | 80 | 19.2 | 19.2 | 19.2 | 19.2 | 76.8 | 14.4 | 38.4 | 48 | 19.2 | 19.2 | 20 | 38.72 | 76.8 | 19.2 | 19.2 | 19.2 | 19.2 | 19.2 | 19.2 | 19.2 | 19.2 | 80 | 80 | 80 | 76.16 | 56.55 | 78 | 78.08 | 104.8695 | 19.3108 | 5.7725 | 19.5 | 19.5 | 78 | 7.8
|  |  | 103 | 2023-07-01 | 3994.6687 | 5.7281 | 530.32 | 199.3135 | 449.352 | 479.614 | 1516.027 | 104.2741 | 710.04 | 79.2 | 48.25 | 45 | 77.2 | 20.458 | 19.4 | 9.65 | 19.4 | 77.6 | 77.6 | 77.6 | 78 | 78 | 77.2 | 77.6 | 77.6 | 48.5 | 77.6 | 80 | 80 | 4.825 | 5.82 | 75.854 | 13.804 | 7.14 | 19.04 | 19.04 | 80 | 69 | 76.16 | 80 | 19.992 | 42.0784 | 42.84 | 19.04 | 75.52 | 75.52 | 75.52 | 75.52 | 75.52 | 75.52 | 75.52 | 75.52 | 72.6 | 80 | 80 | 19.04 | 19.04 | 19.04 | 19.04 | 76.16 | 14.28 | 38.08 | 47.6 | 19.04 | 19.04 | 20 | 38.4 | 76.16 | 19.04 | 19.04 | 19.04 | 19.04 | 19.04 | 19.04 | 19.04 | 19.04 | 80 | 80 | 80 | 75.52 | 56.26 | 77.6 | 77.44 | 104.2741 | 19.1951 | 5.7281 | 19.4 | 19.4 | 77.6 | 7.76
|  |  | 115 | 2024-07-01 | 3974.0281 | 5.684 | 526.08 | 197.685 | 445.744 | 476.138 | 1509.615 | 103.6822 | 709.4 | 79.2 | 48 | 45 | 76.8 | 20.352 | 19.3 | 9.6 | 19.3 | 77.2 | 77.2 | 77.2 | 77.6 | 77.6 | 76.8 | 77.2 | 77.2 | 48.25 | 77.2 | 80 | 80 | 4.8 | 5.79 | 75.463 | 13.688 | 7.08 | 18.88 | 18.88 | 80 | 69 | 75.52 | 80 | 19.824 | 41.7248 | 42.48 | 18.88 | 74.88 | 74.88 | 74.88 | 74.88 | 74.88 | 74.88 | 74.88 | 74.88 | 72.6 | 80 | 80 | 18.88 | 18.88 | 18.88 | 18.88 | 75.52 | 14.16 | 37.76 | 47.2 | 18.88 | 18.88 | 20 | 38.08 | 75.52 | 18.88 | 18.88 | 18.88 | 18.88 | 18.88 | 18.88 | 18.88 | 18.88 | 80 | 80 | 80 | 74.88 | 55.97 | 77.2 | 76.8 | 103.6822 | 19.0802 | 5.684 | 19.3 | 19.3 | 77.2 | 7.72
|  |  | 127 | 2025-07-01 | 3953.3921 | 5.6402 | 521.84 | 196.0571 | 442.136 | 472.662 | 1503.203 | 103.0937 | 708.76 | 79.2 | 47.75 | 45 | 76.4 | 20.246 | 19.2 | 9.55 | 19.2 | 76.8 | 76.8 | 76.8 | 77.2 | 77.2 | 76.4 | 76.8 | 76.8 | 48 | 76.8 | 80 | 80 | 4.775 | 5.76 | 75.072 | 13.572 | 7.02 | 18.72 | 18.72 | 80 | 69 | 74.88 | 80 | 19.656 | 41.3712 | 42.12 | 18.72 | 74.24 | 74.24 | 74.24 | 74.24 | 74.24 | 74.24 | 74.24 | 74.24 | 72.6 | 80 | 80 | 18.72 | 18.72 | 18.72 | 18.72 | 74.88 | 14.04 | 37.44 | 46.8 | 18.72 | 18.72 | 20 | 37.76 | 74.88 | 18.72 | 18.72 | 18.72 | 18.72 | 18.72 | 18.72 | 18.72 | 18.72 | 80 | 80 | 80 | 74.24 | 55.68 | 76.8 | 76.16 | 103.0937 | 18.9659 | 5.6402 | 19.2 | 19.2 | 76.8 | 7.68
|  |  | 139 | 2026-07-01 | 3932.7606 | 5.5968 | 517.6 | 194.43 | 438.528 | 469.186 | 1496.791 | 102.5088 | 708.12 | 79.2 | 47.5 | 45 | 76 | 20.14 | 19.1 | 9.5 | 19.1 | 76.4 | 76.4 | 76.4 | 76.8 | 76.8 | 76 | 76.4 | 76.4 | 47.75 | 76.4 | 80 | 80 | 4.75 | 5.73 | 74.681 | 13.456 | 6.96 | 18.56 | 18.56 | 80 | 69 | 74.24 | 80 | 19.488 | 41.0176 | 41.76 | 18.56 | 73.6 | 73.6 | 73.6 | 73.6 | 73.6 | 73.6 | 73.6 | 73.6 | 72.6 | 80 | 80 | 18.56 | 18.56 | 18.56 | 18.56 | 74.24 | 13.92 | 37.12 | 46.4 | 18.56 | 18.56 | 20 | 37.44 | 74.24 | 18.56 | 18.56 | 18.56 | 18.56 | 18.56 | 18.56 | 18.56 | 18.56 | 80 | 80 | 80 | 73.6 | 55.39 | 76.4 | 75.52 | 102.5088 | 18.8524 | 5.5968 | 19.1 | 19.1 | 76.4 | 7.64
|  |  | 151 | 2027-07-01 | 3912.1335 | 5.5537 | 513.36 | 192.8035 | 434.92 | 465.71 | 1490.379 | 101.9273 | 707.48 | 79.2 | 47.25 | 45 | 75.6 | 20.034 | 19 | 9.45 | 19 | 76 | 76 | 76 | 76.4 | 76.4 | 75.6 | 76 | 76 | 47.5 | 76 | 80 | 80 | 4.725 | 5.7 | 74.29 | 13.34 | 6.9 | 18.4 | 18.4 | 80 | 69 | 73.6 | 80 | 19.32 | 40.664 | 41.4 | 18.4 | 72.96 | 72.96 | 72.96 | 72.96 | 72.96 | 72.96 | 72.96 | 72.96 | 72.6 | 80 | 80 | 18.4 | 18.4 | 18.4 | 18.4 | 73.6 | 13.8 | 36.8 | 46 | 18.4 | 18.4 | 20 | 37.12 | 73.6 | 18.4 | 18.4 | 18.4 | 18.4 | 18.4 | 18.4 | 18.4 | 18.4 | 80 | 80 | 80 | 72.96 | 55.1 | 76 | 74.88 | 101.9273 | 18.7395 | 5.5537 | 19 | 19 | 76 | 7.6
|  |  | 163 | 2028-07-01 | 3891.5109 | 5.5109 | 509.12 | 191.1778 | 431.312 | 462.234 | 1483.967 | 101.3492 | 706.84 | 79.2 | 47 | 45 | 75.2 | 19.928 | 18.9 | 9.4 | 18.9 | 75.6 | 75.6 | 75.6 | 76 | 76 | 75.2 | 75.6 | 75.6 | 47.25 | 75.6 | 80 | 80 | 4.7 | 5.67 | 73.899 | 13.224 | 6.84 | 18.24 | 18.24 | 80 | 69 | 72.96 | 80 | 19.152 | 40.3104 | 41.04 | 18.24 | 72.32 | 72.32 | 72.32 | 72.32 | 72.32 | 72.32 | 72.32 | 72.32 | 72.6 | 80 | 80 | 18.24 | 18.24 | 18.24 | 18.24 | 72.96 | 13.68 | 36.48 | 45.6 | 18.24 | 18.24 | 20 | 36.8 | 72.96 | 18.24 | 18.24 | 18.24 | 18.24 | 18.24 | 18.24 | 18.24 | 18.24 | 80 | 80 | 80 | 72.32 | 54.81 | 75.6 | 74.24 | 101.3492 | 18.6274 | 5.5109 | 18.9 | 18.9 | 75.6 | 7.56
|  |  | 175 | 2029-07-01 | 3870.8927 | 5.4685 | 504.88 | 189.5527 | 427.704 | 458.758 | 1477.555 | 100.7745 | 706.2 | 79.2 | 46.75 | 45 | 74.8 | 19.822 | 18.8 | 9.35 | 18.8 | 75.2 | 75.2 | 75.2 | 75.6 | 75.6 | 74.8 | 75.2 | 75.2 | 47 | 75.2 | 80 | 80 | 4.675 | 5.64 | 73.508 | 13.108 | 6.78 | 18.08 | 18.08 | 80 | 69 | 72.32 | 80 | 18.984 | 39.9568 | 40.68 | 18.08 | 71.68 | 71.68 | 71.68 | 71.68 | 71.68 | 71.68 | 71.68 | 71.68 | 72.6 | 80 | 80 | 18.08 | 18.08 | 18.08 | 18.08 | 72.32 | 13.56 | 36.16 | 45.2 | 18.08 | 18.08 | 20 | 36.48 | 72.32 | 18.08 | 18.08 | 18.08 | 18.08 | 18.08 | 18.08 | 18.08 | 18.08 | 80 | 80 | 80 | 71.68 | 54.52 | 75.2 | 73.6 | 100.7745 | 18.5159 | 5.4685 | 18.8 | 18.8 | 75.2 | 7.52
|  |  | 187 | 2030-07-01 | 3850.279 | 5.4264 | 500.64 | 187.9283 | 424.096 | 455.282 | 1471.143 | 100.2033 | 705.56 | 79.2 | 46.5 | 45 | 74.4 | 19.716 | 18.7 | 9.3 | 18.7 | 74.8 | 74.8 | 74.8 | 75.2 | 75.2 | 74.4 | 74.8 | 74.8 | 46.75 | 74.8 | 80 | 80 | 4.65 | 5.61 | 73.117 | 12.992 | 6.72 | 17.92 | 17.92 | 80 | 69 | 71.68 | 80 | 18.816 | 39.6032 | 40.32 | 17.92 | 71.04 | 71.04 | 71.04 | 71.04 | 71.04 | 71.04 | 71.04 | 71.04 | 72.6 | 80 | 80 | 17.92 | 17.92 | 17.92 | 17.92 | 71.68 | 13.44 | 35.84 | 44.8 | 17.92 | 17.92 | 20 | 36.16 | 71.68 | 17.92 | 17.92 | 17.92 | 17.92 | 17.92 | 17.92 | 17.92 | 17.92 | 80 | 80 | 80 | 71.04 | 54.23 | 74.8 | 72.96 | 100.2033 | 18.4051 | 5.4264 | 18.7 | 18.7 | 74.8 | 7.48
|  |  | 199 | 2031-07-01 | 3829.6696 | 5.3846 | 496.4 | 186.3046 | 420.488 | 451.806 | 1464.731 | 99.6353 | 704.92 | 79.2 | 46.25 | 45 | 74 | 19.61 | 18.6 | 9.25 | 18.6 | 74.4 | 74.4 | 74.4 | 74.8 | 74.8 | 74 | 74.4 | 74.4 | 46.5 | 74.4 | 80 | 80 | 4.625 | 5.58 | 72.726 | 12.876 | 6.66 | 17.76 | 17.76 | 80 | 69 | 71.04 | 80 | 18.648 | 39.2496 | 39.96 | 17.76 | 70.4 | 70.4 | 70.4 | 70.4 | 70.4 | 70.4 | 70.4 | 70.4 | 72.6 | 80 | 80 | 17.76 | 17.76 | 17.76 | 17.76 | 71.04 | 13.32 | 35.52 | 44.4 | 17.76 | 17.76 | 20 | 35.84 | 71.04 | 17.76 | 17.76 | 17.76 | 17.76 | 17.76 | 17.76 | 17.76 | 17.76 | 80 | 80 | 80 | 70.4 | 53.94 | 74.4 | 72.32 | 99.6353 | 18.295 | 5.3846 | 18.6 | 18.6 | 74.4 | 7.44
|  |  | 211 | 2032-07-01 | 3809.0645 | 5.3431 | 492.16 | 184.6816 | 416.88 | 448.33 | 1458.319 | 99.0708 | 704.28 | 79.2 | 46 | 45 | 73.6 | 19.504 | 18.5 | 9.2 | 18.5 | 74 | 74 | 74 | 74.4 | 74.4 | 73.6 | 74 | 74 | 46.25 | 74 | 80 | 80 | 4.6 | 5.55 | 72.335 | 12.76 | 6.6 | 17.6 | 17.6 | 80 | 69 | 70.4 | 80 | 18.48 | 38.896 | 39.6 | 17.6 | 69.76 | 69.76 | 69.76 | 69.76 | 69.76 | 69.76 | 69.76 | 69.76 | 72.6 | 80 | 80 | 17.6 | 17.6 | 17.6 | 17.6 | 70.4 | 13.2 | 35.2 | 44 | 17.6 | 17.6 | 20 | 35.52 | 70.4 | 17.6 | 17.6 | 17.6 | 17.6 | 17.6 | 17.6 | 17.6 | 17.6 | 80 | 80 | 80 | 69.76 | 53.65 | 74 | 71.68 | 99.0708 | 18.1856 | 5.3431 | 18.5 | 18.5 | 74 | 7.4
|  |  | 223 | 2033-07-01 | 3788.4637 | 5.302 | 487.92 | 183.0593 | 413.272 | 444.854 | 1451.907 | 98.5095 | 703.64 | 79.2 | 45.75 | 45 | 73.2 | 19.398 | 18.4 | 9.15 | 18.4 | 73.6 | 73.6 | 73.6 | 74 | 74 | 73.2 | 73.6 | 73.6 | 46 | 73.6 | 80 | 80 | 4.575 | 5.52 | 71.944 | 12.644 | 6.54 | 17.44 | 17.44 | 80 | 69 | 69.76 | 80 | 18.312 | 38.5424 | 39.24 | 17.44 | 69.12 | 69.12 | 69.12 | 69.12 | 69.12 | 69.12 | 69.12 | 69.12 | 72.6 | 80 | 80 | 17.44 | 17.44 | 17.44 | 17.44 | 69.76 | 13.08 | 34.88 | 43.6 | 17.44 | 17.44 | 20 | 35.2 | 69.76 | 17.44 | 17.44 | 17.44 | 17.44 | 17.44 | 17.44 | 17.44 | 17.44 | 80 | 80 | 80 | 69.12 | 53.36 | 73.6 | 71.04 | 98.5095 | 18.0769 | 5.302 | 18.4 | 18.4 | 73.6 | 7.36
|  |  | 235 | 2034-07-01 | 3767.8673 | 5.2612 | 483.68 | 181.4376 | 409.664 | 441.378 | 1445.495 | 97.9515 | 703 | 79.2 | 45.5 | 45 | 72.8 | 19.292 | 18.3 | 9.1 | 18.3 | 73.2 | 73.2 | 73.2 | 73.6 | 73.6 | 72.8 | 73.2 | 73.2 | 45.75 | 73.2 | 80 | 80 | 4.55 | 5.49 | 71.553 | 12.528 | 6.48 | 17.28 | 17.28 | 80 | 69 | 69.12 | 80 | 18.144 | 38.1888 | 38.88 | 17.28 | 68.48 | 68.48 | 68.48 | 68.48 | 68.48 | 68.48 | 68.48 | 68.48 | 72.6 | 80 | 80 | 17.28 | 17.28 | 17.28 | 17.28 | 69.12 | 12.96 | 34.56 | 43.2 | 17.28 | 17.28 | 20 | 34.88 | 69.12 | 17.28 | 17.28 | 17.28 | 17.28 | 17.28 | 17.28 | 17.28 | 17.28 | 80 | 80 | 80 | 68.48 | 53.07 | 73.2 | 70.4 | 97.9515 | 17.9688 | 5.2612 | 18.3 | 18.3 | 73.2 | 7.32
|  |  | 247 | 2035-07-01 | 3747.2751 | 5.2207 | 479.44 | 179.8166 | 406.056 | 437.902 | 1439.083 | 97.3968 | 702.36 | 79.2 | 45.25 | 45 | 72.4 | 19.186 | 18.2 | 9.05 | 18.2 | 72.8 | 72.8 | 72.8 | 73.2 | 73.2 | 72.4 | 72.8 | 72.8 | 45.5 | 72.8 | 80 | 80 | 4.525 | 5.46 | 71.162 | 12.412 | 6.42 | 17.12 | 17.12 | 80 | 69 | 68.48 | 80 | 17.976 | 37.8352 | 38.52 | 17.12 | 67.84 | 67.84 | 67.84 | 67.84 | 67.84 | 67.84 | 67.84 | 67.84 | 72.6 | 80 | 80 | 17.12 | 17.12 | 17.12 | 17.12 | 68.48 | 12.84 | 34.24 | 42.8 | 17.12 | 17.12 | 20 | 34.56 | 68.48 | 17.12 | 17.12 | 17.12 | 17.12 | 17.12 | 17.12 | 17.12 | 17.12 | 80 | 80 | 80 | 67.84 | 52.78 | 72.8 | 69.76 | 97.3968 | 17.8614 | 5.2207 | 18.2 | 18.2 | 72.8 | 7.28
|  |  | 259 | 2036-07-01 | 3726.6871 | 5.1805 | 475.2 | 178.1962 | 402.448 | 434.426 | 1432.671 | 96.8454 | 701.72 | 79.2 | 45 | 45 | 72 | 19.08 | 18.1 | 9 | 18.1 | 72.4 | 72.4 | 72.4 | 72.8 | 72.8 | 72 | 72.4 | 72.4 | 45.25 | 72.4 | 80 | 80 | 4.5 | 5.43 | 70.771 | 12.296 | 6.36 | 16.96 | 16.96 | 80 | 69 | 67.84 | 80 | 17.808 | 37.4816 | 38.16 | 16.96 | 67.2 | 67.2 | 67.2 | 67.2 | 67.2 | 67.2 | 67.2 | 67.2 | 72.6 | 80 | 80 | 16.96 | 16.96 | 16.96 | 16.96 | 67.84 | 12.72 | 33.92 | 42.4 | 16.96 | 16.96 | 20 | 34.24 | 67.84 | 16.96 | 16.96 | 16.96 | 16.96 | 16.96 | 16.96 | 16.96 | 16.96 | 80 | 80 | 80 | 67.2 | 52.49 | 72.4 | 69.12 | 96.8454 | 17.7546 | 5.1805 | 18.1 | 18.1 | 72.4 | 7.24
|  |  | 271 | 2037-07-01 | 3706.1033 | 5.1406 | 470.96 | 176.5765 | 398.84 | 430.95 | 1426.259 | 96.2973 | 701.08 | 79.2 | 44.75 | 45 | 71.6 | 18.974 | 18 | 8.95 | 18 | 72 | 72 | 72 | 72.4 | 72.4 | 71.6 | 72 | 72 | 45 | 72 | 80 | 80 | 4.475 | 5.4 | 70.38 | 12.18 | 6.3 | 16.8 | 16.8 | 80 | 69 | 67.2 | 80 | 17.64 | 37.128 | 37.8 | 16.8 | 66.56 | 66.56 | 66.56 | 66.56 | 66.56 | 66.56 | 66.56 | 66.56 | 72.6 | 80 | 80 | 16.8 | 16.8 | 16.8 | 16.8 | 67.2 | 12.6 | 33.6 | 42 | 16.8 | 16.8 | 20 | 33.92 | 67.2 | 16.8 | 16.8 | 16.8 | 16.8 | 16.8 | 16.8 | 16.8 | 16.8 | 80 | 80 | 80 | 66.56 | 52.2 | 72 | 68.48 | 96.2973 | 17.6485 | 5.1406 | 18 | 18 | 72 | 7.2
|  |  | 283 | 2038-07-01 | 3685.5238 | 5.101 | 466.72 | 174.9575 | 395.232 | 427.474 | 1419.847 | 95.7523 | 700.44 | 79.2 | 44.5 | 45 | 71.2 | 18.868 | 17.9 | 8.9 | 17.9 | 71.6 | 71.6 | 71.6 | 72 | 72 | 71.2 | 71.6 | 71.6 | 44.75 | 71.6 | 80 | 80 | 4.45 | 5.37 | 69.989 | 12.064 | 6.24 | 16.64 | 16.64 | 80 | 69 | 66.56 | 80 | 17.472 | 36.7744 | 37.44 | 16.64 | 65.92 | 65.92 | 65.92 | 65.92 | 65.92 | 65.92 | 65.92 | 65.92 | 72.6 | 80 | 80 | 16.64 | 16.64 | 16.64 | 16.64 | 66.56 | 12.48 | 33.28 | 41.6 | 16.64 | 16.64 | 20 | 33.6 | 66.56 | 16.64 | 16.64 | 16.64 | 16.64 | 16.64 | 16.64 | 16.64 | 16.64 | 80 | 80 | 80 | 65.92 | 51.91 | 71.6 | 67.84 | 95.7523 | 17.5431 | 5.101 | 17.9 | 17.9 | 71.6 | 7.16
|  |  | 295 | 2039-07-01 | 3664.9483 | 5.0617 | 462.48 | 173.3391 | 391.624 | 423.998 | 1413.435 | 95.2105 | 699.8 | 79.2 | 44.25 | 45 | 70.8 | 18.762 | 17.8 | 8.85 | 17.8 | 71.2 | 71.2 | 71.2 | 71.6 | 71.6 | 70.8 | 71.2 | 71.2 | 44.5 | 71.2 | 80 | 80 | 4.425 | 5.34 | 69.598 | 11.948 | 6.18 | 16.48 | 16.48 | 80 | 69 | 65.92 | 80 | 17.304 | 36.4208 | 37.08 | 16.48 | 65.28 | 65.28 | 65.28 | 65.28 | 65.28 | 65.28 | 65.28 | 65.28 | 72.6 | 80 | 80 | 16.48 | 16.48 | 16.48 | 16.48 | 65.92 | 12.36 | 32.96 | 41.2 | 16.48 | 16.48 | 20 | 33.28 | 65.92 | 16.48 | 16.48 | 16.48 | 16.48 | 16.48 | 16.48 | 16.48 | 16.48 | 80 | 80 | 80 | 65.28 | 51.62 | 71.2 | 67.2 | 95.2105 | 17.4383 | 5.0617 | 17.8 | 17.8 | 71.2 | 7.12
|  |  | 307 | 2040-07-01 | 3644.377 | 5.0227 | 458.24 | 171.7213 | 388.016 | 420.522 | 1407.023 | 94.672 | 699.16 | 79.2 | 44 | 45 | 70.4 | 18.656 | 17.7 | 8.8 | 17.7 | 70.8 | 70.8 | 70.8 | 71.2 | 71.2 | 70.4 | 70.8 | 70.8 | 44.25 | 70.8 | 80 | 80 | 4.4 | 5.31 | 69.207 | 11.832 | 6.12 | 16.32 | 16.32 | 80 | 69 | 65.28 | 80 | 17.136 | 36.0672 | 36.72 | 16.32 | 64.64 | 64.64 | 64.64 | 64.64 | 64.64 | 64.64 | 64.64 | 64.64 | 72.6 | 80 | 80 | 16.32 | 16.32 | 16.32 | 16.32 | 65.28 | 12.24 | 32.64 | 40.8 | 16.32 | 16.32 | 20 | 32.96 | 65.28 | 16.32 | 16.32 | 16.32 | 16.32 | 16.32 | 16.32 | 16.32 | 16.32 | 80 | 80 | 80 | 64.64 | 51.33 | 70.8 | 66.56 | 94.672 | 17.3341 | 5.0227 | 17.7 | 17.7 | 70.8 | 7.08
Year | Month | Hour | Row | Partial Displacement Adjusted for Degradation (July MW)
|  |  | 7 | 2015-07-01 | 0 | 0 | 0 | 0 | 0 | 0 | 0 | 0 | 0 | 0 | 0 | 0 | 0 | 0 | 0 | 0 | 0 | 0 | 0 | 0 | 0 | 0 | 0 | 0 | 0 | 0 | 0 | 0 | 0 | 0 | 0 | 0 | 0 | 0 | 0 | 0 | 0 | 0 | 0 | 0 | 0 | 0 | 0 | 0 | 0 | 0 | 0 | 0 | 0 | 0 | 0 | 0 | 0 | 0 | 0 | 0 | 0 | 0 | 0 | 0 | 0 | 0 | 0 | 0 | 0 | 0 | 0 | 0 | 0 | 0 | 0 | 0 | 0 | 0 | 0 | 0 | 0 | 0 | 0 | 0 | 0 | 0 | 0 | 0 | 0 | 0 | 0 | 0 | 0 | 0
|  |  | 19 | 2016-07-01 | 352.7982 | 0 | 190.96 | 0 | 0 | 71.61 | 90.2282 | 0 | 0 | 11.484 | 17.05 | 6.525 | 31.28 | 8.2892 | 0 | 3.41 | 0 | 0 | 0 | 0 | 0 | 0 | 27.28 | 0 | 0 | 0 | 0 | 0 | 0 | 1.96 | 0 | 0 | 0 | 0 | 0 | 0 | 0 | 0 | 0 | 0 | 0 | 0 | 0 | 0 | 27.28 | 27.28 | 27.28 | 27.28 | 27.28 | 27.28 | 27.28 | 27.28 | 0 | 0 | 0 | 0 | 0 | 0 | 0 | 0 | 0 | 0 | 0 | 0 | 0 | 0 | 0 | 0 | 0 | 0 | 0 | 0 | 0 | 0 | 0 | 0 | 0 | 0 | 0 | 27.28 | 0 | 0 | 0 | 0 | 0 | 0 | 0 | 0 | 0 | 0
|  |  | 31 | 2017-07-01 | 1144.4983 | 2.1498 | 189.5142 | 76.5665 | 159.791 | 171.7603 | 414.3295 | 38.6601 | 91.727 | 11.484 | 16.9648 | 6.525 | 31.1236 | 8.2478 | 7.82 | 3.3929 | 7.82 | 31.28 | 31.28 | 31.28 | 0 | 0 | 27.1436 | 31.28 | 31.28 | 17.05 | 27.28 | 0 | 0 | 1.9502 | 2.052 | 30.5762 | 5.6695 | 2.9325 | 7.82 | 7.82 | 11.6 | 10.005 | 27.28 | 11.6 | 7.161 | 16.2214 | 16.515 | 7.34 | 27.0618 | 27.0618 | 27.0618 | 27.0618 | 27.0618 | 27.0618 | 27.0618 | 27.0618 | 10.527 | 11.6 | 11.6 | 7.82 | 7.82 | 7.82 | 7.82 | 29.36 | 5.865 | 13.64 | 17.05 | 6.82 | 6.82 | 0 | 0 | 27.28 | 6.82 | 6.82 | 6.82 | 6.82 | 6.82 | 6.82 | 6.82 | 6.82 | 11.6 | 11.6 | 11.6 | 27.0618 | 22.678 | 31.28 | 0 | 38.6601 | 7.1301 | 2.1498 | 7.82 | 7.82 | 31.28 | 3.128
|  |  | 43 | 2018-07-01 | 1242.0123 | 2.1332 | 188.0683 | 75.9683 | 161.4127 | 170.5662 | 513.6962 | 38.4404 | 91.727 | 11.484 | 16.8795 | 6.525 | 30.9672 | 8.2063 | 7.7809 | 3.3759 | 7.7809 | 31.1236 | 31.1236 | 31.1236 | 31.28 | 31.28 | 27.0072 | 31.1236 | 31.1236 | 16.9648 | 27.1436 | 11.6 | 11.6 | 1.9404 | 2.0417 | 30.4233 | 5.6241 | 2.909 | 7.7574 | 7.7574 | 11.6 | 10.005 | 27.0618 | 11.6 | 7.1037 | 16.0916 | 16.3829 | 7.2813 | 26.8435 | 26.8435 | 26.8435 | 26.8435 | 26.8435 | 26.8435 | 26.8435 | 26.8435 | 10.527 | 11.6 | 11.6 | 7.7574 | 7.7574 | 7.7574 | 7.7574 | 29.1251 | 5.8181 | 13.5309 | 16.9136 | 6.7654 | 6.7654 | 2.9 | 15.64 | 27.0618 | 6.7654 | 6.7654 | 6.7654 | 6.7654 | 6.7654 | 6.7654 | 6.7654 | 6.7654 | 11.6 | 11.6 | 11.6 | 26.8435 | 22.5646 | 31.1236 | 0 | 38.4404 | 7.0873 | 2.1332 | 7.7809 | 7.7809 | 31.1236 | 3.1124
|  |  | 55 | 2019-07-01 | 1266.07 | 2.1168 | 186.6225 | 75.3703 | 160.1343 | 169.372 | 511.2251 | 38.2219 | 123.007 | 11.484 | 16.7943 | 6.525 | 30.8108 | 8.1649 | 7.7418 | 3.3589 | 7.7418 | 30.9672 | 30.9672 | 30.9672 | 31.1236 | 31.1236 | 26.8708 | 30.9672 | 30.9672 | 16.8795 | 27.0072 | 11.6 | 11.6 | 1.9306 | 2.0315 | 30.2704 | 5.5788 | 2.8856 | 7.6949 | 7.6949 | 11.6 | 10.005 | 26.8435 | 11.6 | 7.0464 | 15.9619 | 16.2508 | 7.2226 | 26.6253 | 26.6253 | 26.6253 | 26.6253 | 26.6253 | 26.6253 | 26.6253 | 26.6253 | 10.527 | 11.6 | 11.6 | 7.6949 | 7.6949 | 7.6949 | 7.6949 | 28.8902 | 5.7712 | 13.4218 | 16.7772 | 6.7109 | 6.7109 | 2.9 | 15.5149 | 26.8435 | 6.7109 | 6.7109 | 6.7109 | 6.7109 | 6.7109 | 6.7109 | 6.7109 | 6.7109 | 11.6 | 11.6 | 11.6 | 26.6253 | 22.4512 | 30.9672 | 31.28 | 38.2219 | 7.0449 | 2.1168 | 7.7418 | 7.7418 | 30.9672 | 3.0967
|  |  | 67 | 2020-07-01 | 1258.5991 | 2.1005 | 185.1766 | 74.7726 | 158.856 | 168.1779 | 508.7539 | 38.0048 | 122.7568 | 11.484 | 16.709 | 6.525 | 30.6544 | 8.1234 | 7.7027 | 3.3418 | 7.7027 | 30.8108 | 30.8108 | 30.8108 | 30.9672 | 30.9672 | 26.7344 | 30.8108 | 30.8108 | 16.7943 | 26.8708 | 11.6 | 11.6 | 1.9208 | 2.0212 | 30.1176 | 5.5334 | 2.8621 | 7.6323 | 7.6323 | 11.6 | 10.005 | 26.6253 | 11.6 | 6.9891 | 15.8321 | 16.1186 | 7.1638 | 26.407 | 26.407 | 26.407 | 26.407 | 26.407 | 26.407 | 26.407 | 26.407 | 10.527 | 11.6 | 11.6 | 7.6323 | 7.6323 | 7.6323 | 7.6323 | 28.6554 | 5.7242 | 13.3126 | 16.6408 | 6.6563 | 6.6563 | 2.9 | 15.3898 | 26.6253 | 6.6563 | 6.6563 | 6.6563 | 6.6563 | 6.6563 | 6.6563 | 6.6563 | 6.6563 | 11.6 | 11.6 | 11.6 | 26.407 | 22.3378 | 30.8108 | 31.0298 | 38.0048 | 7.0026 | 2.1005 | 7.7027 | 7.7027 | 30.8108 | 3.0811
|  |  | 79 | 2021-07-01 | 1251.13 | 2.0843 | 183.7308 | 74.1751 | 157.5777 | 166.9838 | 506.2828 | 37.7889 | 122.5065 | 11.484 | 16.6238 | 6.525 | 30.498 | 8.082 | 7.6636 | 3.3248 | 7.6636 | 30.6544 | 30.6544 | 30.6544 | 30.8108 | 30.8108 | 26.598 | 30.6544 | 30.6544 | 16.709 | 26.7344 | 11.6 | 11.6 | 1.911 | 2.011 | 29.9647 | 5.4881 | 2.8387 | 7.5698 | 7.5698 | 11.6 | 10.005 | 26.407 | 11.6 | 6.9318 | 15.7023 | 15.9865 | 7.1051 | 26.1888 | 26.1888 | 26.1888 | 26.1888 | 26.1888 | 26.1888 | 26.1888 | 26.1888 | 10.527 | 11.6 | 11.6 | 7.5698 | 7.5698 | 7.5698 | 7.5698 | 28.4205 | 5.6773 | 13.2035 | 16.5044 | 6.6018 | 6.6018 | 2.9 | 15.2646 | 26.407 | 6.6018 | 6.6018 | 6.6018 | 6.6018 | 6.6018 | 6.6018 | 6.6018 | 6.6018 | 11.6 | 11.6 | 11.6 | 26.1888 | 22.2244 | 30.6544 | 30.7795 | 37.7889 | 6.9607 | 2.0843 | 7.6636 | 7.6636 | 30.6544 | 3.0654
|  |  | 91 | 2022-07-01 | 1243.6625 | 2.0683 | 182.285 | 73.5779 | 156.2994 | 165.7897 | 503.8116 | 37.5743 | 122.2563 | 11.484 | 16.5385 | 6.525 | 30.3416 | 8.0405 | 7.6245 | 3.3077 | 7.6245 | 30.498 | 30.498 | 30.498 | 30.6544 | 30.6544 | 26.4616 | 30.498 | 30.498 | 16.6238 | 26.598 | 11.6 | 11.6 | 1.9012 | 2.0007 | 29.8118 | 5.4427 | 2.8152 | 7.5072 | 7.5072 | 11.6 | 10.005 | 26.1888 | 11.6 | 6.8746 | 15.5725 | 15.8544 | 7.0464 | 25.9706 | 25.9706 | 25.9706 | 25.9706 | 25.9706 | 25.9706 | 25.9706 | 25.9706 | 10.527 | 11.6 | 11.6 | 7.5072 | 7.5072 | 7.5072 | 7.5072 | 28.1856 | 5.6304 | 13.0944 | 16.368 | 6.5472 | 6.5472 | 2.9 | 15.1395 | 26.1888 | 6.5472 | 6.5472 | 6.5472 | 6.5472 | 6.5472 | 6.5472 | 6.5472 | 6.5472 | 11.6 | 11.6 | 11.6 | 25.9706 | 22.111 | 30.498 | 30.5293 | 37.5743 | 6.919 | 2.0683 | 7.6245 | 7.6245 | 30.498 | 3.0498
|  |  | 103 | 2023-07-01 | 1236.1966 | 2.0523 | 180.8391 | 72.981 | 155.021 | 164.5956 | 501.3405 | 37.361 | 122.006 | 11.484 | 16.4533 | 6.525 | 30.1852 | 7.9991 | 7.5854 | 3.2907 | 7.5854 | 30.3416 | 30.3416 | 30.3416 | 30.498 | 30.498 | 26.3252 | 30.3416 | 30.3416 | 16.5385 | 26.4616 | 11.6 | 11.6 | 1.8914 | 1.9904 | 29.6589 | 5.3974 | 2.7917 | 7.4446 | 7.4446 | 11.6 | 10.005 | 25.9706 | 11.6 | 6.8173 | 15.4428 | 15.7223 | 6.9877 | 25.7523 | 25.7523 | 25.7523 | 25.7523 | 25.7523 | 25.7523 | 25.7523 | 25.7523 | 10.527 | 11.6 | 11.6 | 7.4446 | 7.4446 | 7.4446 | 7.4446 | 27.9507 | 5.5835 | 12.9853 | 16.2316 | 6.4926 | 6.4926 | 2.9 | 15.0144 | 25.9706 | 6.4926 | 6.4926 | 6.4926 | 6.4926 | 6.4926 | 6.4926 | 6.4926 | 6.4926 | 11.6 | 11.6 | 11.6 | 25.7523 | 21.9977 | 30.3416 | 30.279 | 37.361 | 6.8775 | 2.0523 | 7.5854 | 7.5854 | 30.3416 | 3.0342
|  |  | 115 | 2024-07-01 | 1228.7324 | 2.0365 | 179.3933 | 72.3843 | 153.7427 | 163.4015 | 498.8694 | 37.1489 | 121.7558 | 11.484 | 16.368 | 6.525 | 30.0288 | 7.9576 | 7.5463 | 3.2736 | 7.5463 | 30.1852 | 30.1852 | 30.1852 | 30.3416 | 30.3416 | 26.1888 | 30.1852 | 30.1852 | 16.4533 | 26.3252 | 11.6 | 11.6 | 1.8816 | 1.9802 | 29.506 | 5.352 | 2.7683 | 7.3821 | 7.3821 | 11.6 | 10.005 | 25.7523 | 11.6 | 6.76 | 15.313 | 15.5902 | 6.929 | 25.5341 | 25.5341 | 25.5341 | 25.5341 | 25.5341 | 25.5341 | 25.5341 | 25.5341 | 10.527 | 11.6 | 11.6 | 7.3821 | 7.3821 | 7.3821 | 7.3821 | 27.7158 | 5.5366 | 12.8762 | 16.0952 | 6.4381 | 6.4381 | 2.9 | 14.8893 | 25.7523 | 6.4381 | 6.4381 | 6.4381 | 6.4381 | 6.4381 | 6.4381 | 6.4381 | 6.4381 | 11.6 | 11.6 | 11.6 | 25.5341 | 21.8843 | 30.1852 | 30.0288 | 37.1489 | 6.8363 | 2.0365 | 7.5463 | 7.5463 | 30.1852 | 3.0185
|  |  | 127 | 2025-07-01 | 1221.2697 | 2.0209 | 177.9474 | 71.7879 | 152.4644 | 162.2073 | 496.3982 | 36.9381 | 121.5056 | 11.484 | 16.2828 | 6.525 | 29.8724 | 7.9162 | 7.5072 | 3.2565 | 7.5072 | 30.0288 | 30.0288 | 30.0288 | 30.1852 | 30.1852 | 26.0524 | 30.0288 | 30.0288 | 16.368 | 26.1888 | 11.6 | 11.6 | 1.8718 | 1.9699 | 29.3532 | 5.3067 | 2.7448 | 7.3195 | 7.3195 | 11.6 | 10.005 | 25.5341 | 11.6 | 6.7027 | 15.1832 | 15.458 | 6.8702 | 25.3158 | 25.3158 | 25.3158 | 25.3158 | 25.3158 | 25.3158 | 25.3158 | 25.3158 | 10.527 | 11.6 | 11.6 | 7.3195 | 7.3195 | 7.3195 | 7.3195 | 27.481 | 5.4896 | 12.767 | 15.9588 | 6.3835 | 6.3835 | 2.9 | 14.7642 | 25.5341 | 6.3835 | 6.3835 | 6.3835 | 6.3835 | 6.3835 | 6.3835 | 6.3835 | 6.3835 | 11.6 | 11.6 | 11.6 | 25.3158 | 21.7709 | 30.0288 | 29.7786 | 36.9381 | 6.7954 | 2.0209 | 7.5072 | 7.5072 | 30.0288 | 3.0029
|  |  | 139 | 2026-07-01 | 1213.8088 | 2.0053 | 176.5016 | 71.1917 | 151.186 | 161.0132 | 493.9271 | 36.7285 | 121.2553 | 11.484 | 16.1975 | 6.525 | 29.716 | 7.8747 | 7.4681 | 3.2395 | 7.4681 | 29.8724 | 29.8724 | 29.8724 | 30.0288 | 30.0288 | 25.916 | 29.8724 | 29.8724 | 16.2828 | 26.0524 | 11.6 | 11.6 | 1.862 | 1.9597 | 29.2003 | 5.2613 | 2.7214 | 7.257 | 7.257 | 11.6 | 10.005 | 25.3158 | 11.6 | 6.6454 | 15.0535 | 15.3259 | 6.8115 | 25.0976 | 25.0976 | 25.0976 | 25.0976 | 25.0976 | 25.0976 | 25.0976 | 25.0976 | 10.527 | 11.6 | 11.6 | 7.257 | 7.257 | 7.257 | 7.257 | 27.2461 | 5.4427 | 12.6579 | 15.8224 | 6.329 | 6.329 | 2.9 | 14.639 | 25.3158 | 6.329 | 6.329 | 6.329 | 6.329 | 6.329 | 6.329 | 6.329 | 6.329 | 11.6 | 11.6 | 11.6 | 25.0976 | 21.6575 | 29.8724 | 29.5283 | 36.7285 | 6.7547 | 2.0053 | 7.4681 | 7.4681 | 29.8724 | 2.9872
|  |  | 151 | 2027-07-01 | 1206.3494 | 1.9899 | 175.0558 | 70.5958 | 149.9077 | 159.8191 | 491.4559 | 36.5201 | 121.0051 | 11.484 | 16.1122 | 6.525 | 29.5596 | 7.8333 | 7.429 | 3.2224 | 7.429 | 29.716 | 29.716 | 29.716 | 29.8724 | 29.8724 | 25.7796 | 29.716 | 29.716 | 16.1975 | 25.916 | 11.6 | 11.6 | 1.8522 | 1.9494 | 29.0474 | 5.2159 | 2.6979 | 7.1944 | 7.1944 | 11.6 | 10.005 | 25.0976 | 11.6 | 6.5881 | 14.9237 | 15.1938 | 6.7528 | 24.8794 | 24.8794 | 24.8794 | 24.8794 | 24.8794 | 24.8794 | 24.8794 | 24.8794 | 10.527 | 11.6 | 11.6 | 7.1944 | 7.1944 | 7.1944 | 7.1944 | 27.0112 | 5.3958 | 12.5488 | 15.686 | 6.2744 | 6.2744 | 2.9 | 14.5139 | 25.0976 | 6.2744 | 6.2744 | 6.2744 | 6.2744 | 6.2744 | 6.2744 | 6.2744 | 6.2744 | 11.6 | 11.6 | 11.6 | 24.8794 | 21.5441 | 29.716 | 29.2781 | 36.5201 | 6.7143 | 1.9899 | 7.429 | 7.429 | 29.716 | 2.9716
|  |  | 163 | 2028-07-01 | 1198.8916 | 1.9745 | 173.6099 | 70.0001 | 148.6294 | 158.625 | 488.9848 | 36.313 | 120.7548 | 11.484 | 16.027 | 6.525 | 29.4032 | 7.7918 | 7.3899 | 3.2054 | 7.3899 | 29.5596 | 29.5596 | 29.5596 | 29.716 | 29.716 | 25.6432 | 29.5596 | 29.5596 | 16.1122 | 25.7796 | 11.6 | 11.6 | 1.8424 | 1.9391 | 28.8945 | 5.1706 | 2.6744 | 7.1318 | 7.1318 | 11.6 | 10.005 | 24.8794 | 11.6 | 6.5308 | 14.7939 | 15.0617 | 6.6941 | 24.6611 | 24.6611 | 24.6611 | 24.6611 | 24.6611 | 24.6611 | 24.6611 | 24.6611 | 10.527 | 11.6 | 11.6 | 7.1318 | 7.1318 | 7.1318 | 7.1318 | 26.7763 | 5.3489 | 12.4397 | 15.5496 | 6.2198 | 6.2198 | 2.9 | 14.3888 | 24.8794 | 6.2198 | 6.2198 | 6.2198 | 6.2198 | 6.2198 | 6.2198 | 6.2198 | 6.2198 | 11.6 | 11.6 | 11.6 | 24.6611 | 21.4307 | 29.5596 | 29.0278 | 36.313 | 6.6741 | 1.9745 | 7.3899 | 7.3899 | 29.5596 | 2.956
|  |  | 175 | 2029-07-01 | 1191.4354 | 1.9593 | 172.1641 | 69.4047 | 147.3511 | 157.4309 | 486.5136 | 36.1071 | 120.5046 | 11.484 | 15.9418 | 6.525 | 29.2468 | 7.7504 | 7.3508 | 3.1884 | 7.3508 | 29.4032 | 29.4032 | 29.4032 | 29.5596 | 29.5596 | 25.5068 | 29.4032 | 29.4032 | 16.027 | 25.6432 | 11.6 | 11.6 | 1.8326 | 1.9289 | 28.7416 | 5.1252 | 2.651 | 7.0693 | 7.0693 | 11.6 | 10.005 | 24.6611 | 11.6 | 6.4735 | 14.6641 | 14.9296 | 6.6354 | 24.4429 | 24.4429 | 24.4429 | 24.4429 | 24.4429 | 24.4429 | 24.4429 | 24.4429 | 10.527 | 11.6 | 11.6 | 7.0693 | 7.0693 | 7.0693 | 7.0693 | 26.5414 | 5.302 | 12.3306 | 15.4132 | 6.1653 | 6.1653 | 2.9 | 14.2637 | 24.6611 | 6.1653 | 6.1653 | 6.1653 | 6.1653 | 6.1653 | 6.1653 | 6.1653 | 6.1653 | 11.6 | 11.6 | 11.6 | 24.4429 | 21.3173 | 29.4032 | 28.7776 | 36.1071 | 6.6342 | 1.9593 | 7.3508 | 7.3508 | 29.4032 | 2.9403
|  |  | 187 | 2030-07-01 | 1183.9807 | 1.9442 | 170.7182 | 68.8095 | 146.0727 | 156.2368 | 484.0425 | 35.9024 | 120.2544 | 11.484 | 15.8565 | 6.525 | 29.0904 | 7.709 | 7.3117 | 3.1713 | 7.3117 | 29.2468 | 29.2468 | 29.2468 | 29.4032 | 29.4032 | 25.3704 | 29.2468 | 29.2468 | 15.9418 | 25.5068 | 11.6 | 11.6 | 1.8228 | 1.9186 | 28.5887 | 5.0799 | 2.6275 | 7.0067 | 7.0067 | 11.6 | 10.005 | 24.4429 | 11.6 | 6.4163 | 14.5344 | 14.7974 | 6.5766 | 24.2246 | 24.2246 | 24.2246 | 24.2246 | 24.2246 | 24.2246 | 24.2246 | 24.2246 | 10.527 | 11.6 | 11.6 | 7.0067 | 7.0067 | 7.0067 | 7.0067 | 26.3066 | 5.255 | 12.2214 | 15.2768 | 6.1107 | 6.1107 | 2.9 | 14.1386 | 24.4429 | 6.1107 | 6.1107 | 6.1107 | 6.1107 | 6.1107 | 6.1107 | 6.1107 | 6.1107 | 11.6 | 11.6 | 11.6 | 24.2246 | 21.2039 | 29.2468 | 28.5274 | 35.9024 | 6.5945 | 1.9442 | 7.3117 | 7.3117 | 29.2468 | 2.9247
|  |  | 199 | 2031-07-01 | 1176.5277 | 1.9293 | 169.2724 | 68.2146 | 144.7944 | 155.0426 | 481.5713 | 35.6989 | 120.0041 | 11.484 | 15.7713 | 6.525 | 28.934 | 7.6675 | 7.2726 | 3.1543 | 7.2726 | 29.0904 | 29.0904 | 29.0904 | 29.2468 | 29.2468 | 25.234 | 29.0904 | 29.0904 | 15.8565 | 25.3704 | 11.6 | 11.6 | 1.813 | 1.9084 | 28.4359 | 5.0345 | 2.6041 | 6.9442 | 6.9442 | 11.6 | 10.005 | 24.2246 | 11.6 | 6.359 | 14.4046 | 14.6653 | 6.5179 | 24.0064 | 24.0064 | 24.0064 | 24.0064 | 24.0064 | 24.0064 | 24.0064 | 24.0064 | 10.527 | 11.6 | 11.6 | 6.9442 | 6.9442 | 6.9442 | 6.9442 | 26.0717 | 5.2081 | 12.1123 | 15.1404 | 6.0562 | 6.0562 | 2.9 | 14.0134 | 24.2246 | 6.0562 | 6.0562 | 6.0562 | 6.0562 | 6.0562 | 6.0562 | 6.0562 | 6.0562 | 11.6 | 11.6 | 11.6 | 24.0064 | 21.0905 | 29.0904 | 28.2771 | 35.6989 | 6.555 | 1.9293 | 7.2726 | 7.2726 | 29.0904 | 2.909
|  |  | 211 | 2032-07-01 | 1169.0762 | 1.9144 | 167.8266 | 67.6199 | 143.5161 | 153.8485 | 479.1002 | 35.4967 | 119.7539 | 11.484 | 15.686 | 6.525 | 28.7776 | 7.6261 | 7.2335 | 3.1372 | 7.2335 | 28.934 | 28.934 | 28.934 | 29.0904 | 29.0904 | 25.0976 | 28.934 | 28.934 | 15.7713 | 25.234 | 11.6 | 11.6 | 1.8032 | 1.8981 | 28.283 | 4.9892 | 2.5806 | 6.8816 | 6.8816 | 11.6 | 10.005 | 24.0064 | 11.6 | 6.3017 | 14.2748 | 14.5332 | 6.4592 | 23.7882 | 23.7882 | 23.7882 | 23.7882 | 23.7882 | 23.7882 | 23.7882 | 23.7882 | 10.527 | 11.6 | 11.6 | 6.8816 | 6.8816 | 6.8816 | 6.8816 | 25.8368 | 5.1612 | 12.0032 | 15.004 | 6.0016 | 6.0016 | 2.9 | 13.8883 | 24.0064 | 6.0016 | 6.0016 | 6.0016 | 6.0016 | 6.0016 | 6.0016 | 6.0016 | 6.0016 | 11.6 | 11.6 | 11.6 | 23.7882 | 20.9772 | 28.934 | 28.0269 | 35.4967 | 6.5158 | 1.9144 | 7.2335 | 7.2335 | 28.934 | 2.8934
|  |  | 223 | 2033-07-01 | 1161.6262 | 1.8997 | 166.3807 | 67.0254 | 142.2378 | 152.6544 | 476.629 | 35.2956 | 119.5036 | 11.484 | 15.6007 | 6.525 | 28.6212 | 7.5846 | 7.1944 | 3.1201 | 7.1944 | 28.7776 | 28.7776 | 28.7776 | 28.934 | 28.934 | 24.9612 | 28.7776 | 28.7776 | 15.686 | 25.0976 | 11.6 | 11.6 | 1.7934 | 1.8878 | 28.1301 | 4.9438 | 2.5571 | 6.819 | 6.819 | 11.6 | 10.005 | 23.7882 | 11.6 | 6.2444 | 14.1451 | 14.4011 | 6.4005 | 23.5699 | 23.5699 | 23.5699 | 23.5699 | 23.5699 | 23.5699 | 23.5699 | 23.5699 | 10.527 | 11.6 | 11.6 | 6.819 | 6.819 | 6.819 | 6.819 | 25.6019 | 5.1143 | 11.8941 | 14.8676 | 5.947 | 5.947 | 2.9 | 13.7632 | 23.7882 | 5.947 | 5.947 | 5.947 | 5.947 | 5.947 | 5.947 | 5.947 | 5.947 | 11.6 | 11.6 | 11.6 | 23.5699 | 20.8638 | 28.7776 | 27.7766 | 35.2956 | 6.4769 | 1.8997 | 7.1944 | 7.1944 | 28.7776 | 2.8778
|  |  | 235 | 2034-07-01 | 1154.1778 | 1.8851 | 164.9349 | 66.4312 | 140.9594 | 151.4603 | 474.1579 | 35.0956 | 119.2534 | 11.484 | 15.5155 | 6.525 | 28.4648 | 7.5432 | 7.1553 | 3.1031 | 7.1553 | 28.6212 | 28.6212 | 28.6212 | 28.7776 | 28.7776 | 24.8248 | 28.6212 | 28.6212 | 15.6007 | 24.9612 | 11.6 | 11.6 | 1.7836 | 1.8776 | 27.9772 | 4.8984 | 2.5337 | 6.7565 | 6.7565 | 11.6 | 10.005 | 23.5699 | 11.6 | 6.1871 | 14.0153 | 14.269 | 6.3418 | 23.3517 | 23.3517 | 23.3517 | 23.3517 | 23.3517 | 23.3517 | 23.3517 | 23.3517 | 10.527 | 11.6 | 11.6 | 6.7565 | 6.7565 | 6.7565 | 6.7565 | 25.367 | 5.0674 | 11.785 | 14.7312 | 5.8925 | 5.8925 | 2.9 | 13.6381 | 23.5699 | 5.8925 | 5.8925 | 5.8925 | 5.8925 | 5.8925 | 5.8925 | 5.8925 | 5.8925 | 11.6 | 11.6 | 11.6 | 23.3517 | 20.7504 | 28.6212 | 27.5264 | 35.0956 | 6.4381 | 1.8851 | 7.1553 | 7.1553 | 28.6212 | 2.8621
|  |  | 247 | 2035-07-01 | 1146.7309 | 1.8705 | 163.489 | 65.8372 | 139.6811 | 150.2662 | 471.6867 | 34.8969 | 119.0032 | 11.484 | 15.4302 | 6.525 | 28.3084 | 7.5017 | 7.1162 | 3.086 | 7.1162 | 28.4648 | 28.4648 | 28.4648 | 28.6212 | 28.6212 | 24.6884 | 28.4648 | 28.4648 | 15.5155 | 24.8248 | 11.6 | 11.6 | 1.7738 | 1.8673 | 27.8243 | 4.8531 | 2.5102 | 6.6939 | 6.6939 | 11.6 | 10.005 | 23.3517 | 11.6 | 6.1298 | 13.8855 | 14.1368 | 6.283 | 23.1334 | 23.1334 | 23.1334 | 23.1334 | 23.1334 | 23.1334 | 23.1334 | 23.1334 | 10.527 | 11.6 | 11.6 | 6.6939 | 6.6939 | 6.6939 | 6.6939 | 25.1322 | 5.0204 | 11.6758 | 14.5948 | 5.8379 | 5.8379 | 2.9 | 13.513 | 23.3517 | 5.8379 | 5.8379 | 5.8379 | 5.8379 | 5.8379 | 5.8379 | 5.8379 | 5.8379 | 11.6 | 11.6 | 11.6 | 23.1334 | 20.637 | 28.4648 | 27.2762 | 34.8969 | 6.3997 | 1.8705 | 7.1162 | 7.1162 | 28.4648 | 2.8465
|  |  | 259 | 2036-07-01 | 1139.2855 | 1.8561 | 162.0432 | 65.2435 | 138.4028 | 149.0721 | 469.2156 | 34.6993 | 118.7529 | 11.484 | 15.345 | 6.525 | 28.152 | 7.4603 | 7.0771 | 3.069 | 7.0771 | 28.3084 | 28.3084 | 28.3084 | 28.4648 | 28.4648 | 24.552 | 28.3084 | 28.3084 | 15.4302 | 24.6884 | 11.6 | 11.6 | 1.764 | 1.8571 | 27.6715 | 4.8077 | 2.4868 | 6.6314 | 6.6314 | 11.6 | 10.005 | 23.1334 | 11.6 | 6.0725 | 13.7557 | 14.0047 | 6.2243 | 22.9152 | 22.9152 | 22.9152 | 22.9152 | 22.9152 | 22.9152 | 22.9152 | 22.9152 | 10.527 | 11.6 | 11.6 | 6.6314 | 6.6314 | 6.6314 | 6.6314 | 24.8973 | 4.9735 | 11.5667 | 14.4584 | 5.7834 | 5.7834 | 2.9 | 13.3878 | 23.1334 | 5.7834 | 5.7834 | 5.7834 | 5.7834 | 5.7834 | 5.7834 | 5.7834 | 5.7834 | 11.6 | 11.6 | 11.6 | 22.9152 | 20.5236 | 28.3084 | 27.0259 | 34.6993 | 6.3614 | 1.8561 | 7.0771 | 7.0771 | 28.3084 | 2.8308
|  |  | 271 | 2037-07-01 | 1131.8416 | 1.8418 | 160.5974 | 64.65 | 137.1244 | 147.8779 | 466.7444 | 34.5029 | 118.5027 | 11.484 | 15.2597 | 6.525 | 27.9956 | 7.4188 | 7.038 | 3.052 | 7.038 | 28.152 | 28.152 | 28.152 | 28.3084 | 28.3084 | 24.4156 | 28.152 | 28.152 | 15.345 | 24.552 | 11.6 | 11.6 | 1.7542 | 1.8468 | 27.5186 | 4.7624 | 2.4633 | 6.5688 | 6.5688 | 11.6 | 10.005 | 22.9152 | 11.6 | 6.0152 | 13.626 | 13.8726 | 6.1656 | 22.697 | 22.697 | 22.697 | 22.697 | 22.697 | 22.697 | 22.697 | 22.697 | 10.527 | 11.6 | 11.6 | 6.5688 | 6.5688 | 6.5688 | 6.5688 | 24.6624 | 4.9266 | 11.4576 | 14.322 | 5.7288 | 5.7288 | 2.9 | 13.2627 | 22.9152 | 5.7288 | 5.7288 | 5.7288 | 5.7288 | 5.7288 | 5.7288 | 5.7288 | 5.7288 | 11.6 | 11.6 | 11.6 | 22.697 | 20.4102 | 28.152 | 26.7757 | 34.5029 | 6.3234 | 1.8418 | 7.038 | 7.038 | 28.152 | 2.8152
|  |  | 283 | 2038-07-01 | 1124.3992 | 1.8277 | 159.1515 | 64.0567 | 135.8461 | 146.6838 | 464.2733 | 34.3077 | 118.2524 | 11.484 | 15.1745 | 6.525 | 27.8392 | 7.3774 | 6.9989 | 3.0349 | 6.9989 | 27.9956 | 27.9956 | 27.9956 | 28.152 | 28.152 | 24.2792 | 27.9956 | 27.9956 | 15.2597 | 24.4156 | 11.6 | 11.6 | 1.7444 | 1.8365 | 27.3657 | 4.717 | 2.4398 | 6.5062 | 6.5062 | 11.6 | 10.005 | 22.697 | 11.6 | 5.958 | 13.4962 | 13.7405 | 6.1069 | 22.4787 | 22.4787 | 22.4787 | 22.4787 | 22.4787 | 22.4787 | 22.4787 | 22.4787 | 10.527 | 11.6 | 11.6 | 6.5062 | 6.5062 | 6.5062 | 6.5062 | 24.4275 | 4.8797 | 11.3485 | 14.1856 | 5.6742 | 5.6742 | 2.9 | 13.1376 | 22.697 | 5.6742 | 5.6742 | 5.6742 | 5.6742 | 5.6742 | 5.6742 | 5.6742 | 5.6742 | 11.6 | 11.6 | 11.6 | 22.4787 | 20.2968 | 27.9956 | 26.5254 | 34.3077 | 6.2856 | 1.8277 | 6.9989 | 6.9989 | 27.9956 | 2.7996
|  |  | 295 | 2039-07-01 | 1116.9583 | 1.8136 | 157.7057 | 63.4637 | 134.5678 | 145.4897 | 461.8022 | 34.1136 | 118.0022 | 11.484 | 15.0892 | 6.525 | 27.6828 | 7.3359 | 6.9598 | 3.0179 | 6.9598 | 27.8392 | 27.8392 | 27.8392 | 27.9956 | 27.9956 | 24.1428 | 27.8392 | 27.8392 | 15.1745 | 24.2792 | 11.6 | 11.6 | 1.7346 | 1.8263 | 27.2128 | 4.6717 | 2.4164 | 6.4437 | 6.4437 | 11.6 | 10.005 | 22.4787 | 11.6 | 5.9007 | 13.3664 | 13.6084 | 6.0482 | 22.2605 | 22.2605 | 22.2605 | 22.2605 | 22.2605 | 22.2605 | 22.2605 | 22.2605 | 10.527 | 11.6 | 11.6 | 6.4437 | 6.4437 | 6.4437 | 6.4437 | 24.1926 | 4.8328 | 11.2394 | 14.0492 | 5.6197 | 5.6197 | 2.9 | 13.0125 | 22.4787 | 5.6197 | 5.6197 | 5.6197 | 5.6197 | 5.6197 | 5.6197 | 5.6197 | 5.6197 | 11.6 | 11.6 | 11.6 | 22.2605 | 20.1834 | 27.8392 | 26.2752 | 34.1136 | 6.2481 | 1.8136 | 6.9598 | 6.9598 | 27.8392 | 2.7839
|  |  | 307 | 2040-07-01 | 1109.5189 | 1.7996 | 156.2598 | 62.8708 | 133.2895 | 144.2956 | 459.331 | 33.9206 | 117.752 | 11.484 | 15.004 | 6.525 | 27.5264 | 7.2945 | 6.9207 | 3.0008 | 6.9207 | 27.6828 | 27.6828 | 27.6828 | 27.8392 | 27.8392 | 24.0064 | 27.6828 | 27.6828 | 15.0892 | 24.1428 | 11.6 | 11.6 | 1.7248 | 1.816 | 27.0599 | 4.6263 | 2.3929 | 6.3811 | 6.3811 | 11.6 | 10.005 | 22.2605 | 11.6 | 5.8434 | 13.2367 | 13.4762 | 5.9894 | 22.0422 | 22.0422 | 22.0422 | 22.0422 | 22.0422 | 22.0422 | 22.0422 | 22.0422 | 10.527 | 11.6 | 11.6 | 6.3811 | 6.3811 | 6.3811 | 6.3811 | 23.9578 | 4.7858 | 11.1302 | 13.9128 | 5.5651 | 5.5651 | 2.9 | 12.8874 | 22.2605 | 5.5651 | 5.5651 | 5.5651 | 5.5651 | 5.5651 | 5.5651 | 5.5651 | 5.5651 | 11.6 | 11.6 | 11.6 | 22.0422 | 20.07 | 27.6828 | 26.025 | 33.9206 | 6.2107 | 1.7996 | 6.9207 | 6.9207 | 27.6828 | 2.7683
|  |  |  | OK Check Total | OK | #VALUE! | #VALUE! | #VALUE! | #VALUE! | #VALUE! | #VALUE! | #VALUE! | #VALUE! | OK | OK | OK | OK | OK | OK | OK | OK | OK | OK | OK | OK | OK | OK | OK | OK | OK | OK | OK | OK | OK | OK | OK | OK | OK | OK | OK | OK | OK | OK | OK | OK | OK | OK | OK | OK | OK | OK | OK | OK | OK | OK | OK | OK | OK | OK | OK | OK | OK | OK | OK | OK | OK | OK | OK | OK | OK | OK | OK | OK | OK | OK | OK | OK | OK | OK | OK | OK | OK | OK | OK | OK | OK | OK | OK | OK | OK | OK | OK | OK | OK | OK
Formulas:
Location = EDATE([Location, row above],1)
Utah South = IF([Location]=Q4,1,IF([Location]>=EDATE(Q4,12),IF(Q11="Prior Year",Q14*(1-Q10),Q14-Q10),IF([Utah South, row above]>0,[Utah South, row above],0)))
Utah North = IF([Location]=R4,1,IF([Location]>=EDATE(R4,12),IF(R11="Prior Year",R14*(1-R10),R14-R10),IF([Utah North, row above]>0,[Utah North, row above],0)))
Utah North = IF([Location]=CD4,1,IF([Location]>=EDATE(CD4,12),IF(CD11="Prior Year",CD14*(1-CD10),CD14-CD10),IF([Utah North, row above]>0,[Utah North, row above],0)))
Month = EDATE([Location],1)-[Location]

## Signed QFs
|  | Signed Resources | [5 empty] | QF being Priced
QF Name | Total | Utah Pavant Solar II | Granite Mtn Solar West | Iron Springs Solar | Granite Mtn Solar East | Oregon Sch 37 Solar QF - COD before 7/2017 |  | Utah 2015.Q2
QF Name |  | QF - 131 - UT - Solar | QF - 109 - UT - Solar | QF - 110 - UT - Solar | QF - 116 - UT - Solar | QF - 03 - OR - Solar |  | Avoided Cost Resource
Start Date |  | 2016-12-01 | 2016-08-01 | 2016-09-01 | 2016-08-15 | 2017-07-01 | 2018-07-01 | 2016-01-01
Name plate | 308.19 | 50 | 50.4 | 80 | 80 | 36.89 | 10.9 | 100
Location |  | Utah South | Utah South | Utah South | Utah South | Oregon | Oregon | Utah North
Capacity Contritution |  | 39.1% | 39.1% | 39.1% | 39.1% | 36.7% | 36.7% | 100%
Degradation |  | 0.5% | 0.75% | 0.75% | 0.75% | 0.5847% | 0.5847% | 0%
Method |  | Flat | Flat | Flat | Flat | Prior | Prior | Flat
Partial Displacement Adjusted for Degradation (July)
2015-07-01 | 0 | 0 | 0 | 0 | 0 | 0 | 0 | 0
2016-07-01 | 0 | 0 | 0 | 0 | 0 | 0 | 0 | 100
2017-07-01 | 115.355 | 19.55 | 19.7064 | 31.28 | 31.28 | 13.5386 | 0 | 100
2018-07-01 | 118.5614 | 19.4522 | 19.5586 | 31.0454 | 31.0454 | 13.4595 | 4.0003 | 100
2019-07-01 | 117.7446 | 19.3545 | 19.4108 | 30.8108 | 30.8108 | 13.3808 | 3.9769 | 100
2020-07-01 | 116.9284 | 19.2568 | 19.263 | 30.5762 | 30.5762 | 13.3025 | 3.9537 | 100
2021-07-01 | 116.1127 | 19.159 | 19.1152 | 30.3416 | 30.3416 | 13.2248 | 3.9305 | 100
2022-07-01 | 115.2977 | 19.0613 | 18.9674 | 30.107 | 30.107 | 13.1474 | 3.9076 | 100
2023-07-01 | 114.4832 | 18.9635 | 18.8196 | 29.8724 | 29.8724 | 13.0706 | 3.8847 | 100
2024-07-01 | 113.6693 | 18.8658 | 18.6718 | 29.6378 | 29.6378 | 12.9942 | 3.862 | 100
2025-07-01 | 112.856 | 18.768 | 18.524 | 29.4032 | 29.4032 | 12.9182 | 3.8394 | 100
2026-07-01 | 112.0433 | 18.6702 | 18.3762 | 29.1686 | 29.1686 | 12.8427 | 3.817 | 100
2027-07-01 | 111.2312 | 18.5725 | 18.2284 | 28.934 | 28.934 | 12.7676 | 3.7947 | 100
2028-07-01 | 110.4196 | 18.4748 | 18.0806 | 28.6994 | 28.6994 | 12.6929 | 3.7725 | 100
2029-07-01 | 109.6086 | 18.377 | 17.9328 | 28.4648 | 28.4648 | 12.6187 | 3.7504 | 100
2030-07-01 | 108.7981 | 18.2793 | 17.785 | 28.2302 | 28.2302 | 12.5449 | 3.7285 | 100
2031-07-01 | 107.9882 | 18.1815 | 17.6372 | 27.9956 | 27.9956 | 12.4716 | 3.7067 | 100
2032-07-01 | 107.1789 | 18.0838 | 17.4894 | 27.761 | 27.761 | 12.3987 | 3.685 | 100
2033-07-01 | 106.3701 | 17.986 | 17.3416 | 27.5264 | 27.5264 | 12.3262 | 3.6635 | 100
2034-07-01 | 105.5618 | 17.8882 | 17.1938 | 27.2918 | 27.2918 | 12.2541 | 3.6421 | 100
2035-07-01 | 104.7542 | 17.7905 | 17.046 | 27.0572 | 27.0572 | 12.1825 | 3.6208 | 100
2036-07-01 | 103.947 | 17.6928 | 16.8982 | 26.8226 | 26.8226 | 12.1112 | 3.5996 | 100
2037-07-01 | 103.1404 | 17.595 | 16.7504 | 26.588 | 26.588 | 12.0404 | 3.5785 | 100
2038-07-01 | 102.3343 | 17.4973 | 16.6026 | 26.3534 | 26.3534 | 11.97 | 3.5576 | 100
2039-07-01 | 101.5288 | 17.3995 | 16.4548 | 26.1188 | 26.1188 | 11.9 | 3.5368 | 100
2040-07-01 | 100.7238 | 17.3018 | 16.307 | 25.8842 | 25.8842 | 11.8305 | 3.5161 | 100
Nameplate Adjusted for Degradation (July)
2015-07-01 | 0 | 0 | 0 | 0 | 0 | 0 | 0 | 0
2016-07-01 | 0 | 0 | 0 | 0 | 0 | 0 | 0 | 100
2017-07-01 | 297.29 | 50 | 50.4 | 80 | 80 | 36.89 | 0 | 100
2018-07-01 | 306.1463 | 49.75 | 50.022 | 79.4 | 79.4 | 36.6743 | 10.9 | 100
2019-07-01 | 304.0402 | 49.5 | 49.644 | 78.8 | 78.8 | 36.4599 | 10.8363 | 100
2020-07-01 | 301.9356 | 49.25 | 49.266 | 78.2 | 78.2 | 36.2467 | 10.7729 | 100
2021-07-01 | 299.8327 | 49 | 48.888 | 77.6 | 77.6 | 36.0348 | 10.7099 | 100
2022-07-01 | 297.7314 | 48.75 | 48.51 | 77 | 77 | 35.8241 | 10.6473 | 100
2023-07-01 | 295.6317 | 48.5 | 48.132 | 76.4 | 76.4 | 35.6147 | 10.5851 | 100
2024-07-01 | 293.5336 | 48.25 | 47.754 | 75.8 | 75.8 | 35.4064 | 10.5232 | 100
2025-07-01 | 291.4371 | 48 | 47.376 | 75.2 | 75.2 | 35.1994 | 10.4616 | 100
2026-07-01 | 289.3421 | 47.75 | 46.998 | 74.6 | 74.6 | 34.9936 | 10.4005 | 100
2027-07-01 | 287.2487 | 47.5 | 46.62 | 74 | 74 | 34.789 | 10.3397 | 100
2028-07-01 | 285.1568 | 47.25 | 46.242 | 73.4 | 73.4 | 34.5856 | 10.2792 | 100
2029-07-01 | 283.0665 | 47 | 45.864 | 72.8 | 72.8 | 34.3834 | 10.2191 | 100
2030-07-01 | 280.9778 | 46.75 | 45.486 | 72.2 | 72.2 | 34.1824 | 10.1594 | 100
2031-07-01 | 278.8905 | 46.5 | 45.108 | 71.6 | 71.6 | 33.9825 | 10.1 | 100
2032-07-01 | 276.8048 | 46.25 | 44.73 | 71 | 71 | 33.7838 | 10.0409 | 100
2033-07-01 | 274.7205 | 46 | 44.352 | 70.4 | 70.4 | 33.5863 | 9.9822 | 100
2034-07-01 | 272.6378 | 45.75 | 43.974 | 69.8 | 69.8 | 33.3899 | 9.9239 | 100
2035-07-01 | 270.5566 | 45.5 | 43.596 | 69.2 | 69.2 | 33.1947 | 9.8658 | 100
2036-07-01 | 268.4768 | 45.25 | 43.218 | 68.6 | 68.6 | 33.0006 | 9.8081 | 100
2037-07-01 | 266.3985 | 45 | 42.84 | 68 | 68 | 32.8077 | 9.7508 | 100
2038-07-01 | 264.3217 | 44.75 | 42.462 | 67.4 | 67.4 | 32.6159 | 9.6938 | 100
2039-07-01 | 262.2463 | 44.5 | 42.084 | 66.8 | 66.8 | 32.4252 | 9.6371 | 100
2040-07-01 | 260.1724 | 44.25 | 41.706 | 66.2 | 66.2 | 32.2356 | 9.5808 | 100

## OR Signed Queue
updated December 3, 2013
Small QFs Under OR Schedule 37 (Solar)
Project Owner | Project Name | Initial Contact/Request for PPA | Executed Date | Size (MW) | Location | COD | GRID Location | Generation Profile
Executed PPAs
Helio-Sage | Adams Solar Center LLC | 2014-03-14 | 2014-08-07 | 10 | Madras OR | 2017-04-30 | West Main | Tracking
Helio-Sage | Bear Creek Solar Center LLC | 2014-05-16 | 2014-08-14 | 10 | Bend, OR | 2017-04-30 | Central Oregon | Tracking
Obsidian | Beatty Solar | 2014-07-09 | 2014-08-18 | 5 | Enterprise, OR | 2016-12-31 | West Main | Tracking
Obsidian | Black Cap II LLC | 2014-04-16 | 2014-07-24 | 8 | Lakeview, OR | 2016-12-31 | West Main | Tracking
Helio-Sage | Bly Solar Center LLC | 2014-04-14 | 2014-07-24 | 8.5 | Bonanza, OR | 2017-04-30 | West Main | Tracking
Helio-Sage | Elbe Solar Center LLC | 2014-03-14 | 2014-08-07 | 10 | Madras OR | 2017-04-30 | West Main | Tracking
Obsidian | Ivory Pine Solar | 2014-05-15 | 2014-07-31 | 10 | Bly OR | 2016-12-31 | West Main | Tracking
Obsidian | Sprague River Solar | 2014-05-15 | 2014-07-31 | 7 | Sprague, OR | 2016-12-31 | West Main | Tracking
Cypress Creek Renewables LLC | Norwest Energy 5 LLC (Arlington) | 2014-03-28 | 2015-05-29 | 2.99 | Arlington, OR | 2016-12-31 | BPA NITS | Tracking
Cypress Creek Renewables LLC | Norwest Energy 2 LLC (Neff) | 2014-04-14 | 2015-05-29 | 10 | Bend, OR | 2016-12-31 | Central Oregon | Tracking
Cypress Creek Renewables LLC | Norwest Energy 7 LLC (Eagle Point) | 2014-08-01 | 2015-05-29 | 9.9 | Central Point, OR | 2016-12-31 | West Main | Tracking
Cypress Creek Renewables LLC | Norwest Energy 4 LLC (Bonanza) | 2014-05-15 | 2015-05-29 | 6 | Bonanza, OR | 2016-12-31 | West Main | Tracking
Cypress Creek Renewables LLC | Norwest Energy 12 LLC (Falvey) | 2014-08-07 | 2015-05-29 | 8 | Merrill, OR | 2016-12-31 | West Main | Tracking
One Energy Renewables, LLC | Woodline Solar, LLC | 2015-04-27 | 2015-06-05 | 8 | Dairy, OR | 2017-12-31 | West Main | Tracking
One Energy Renewables, LLC | Ewauna Solar 2, LLC | 2015-04-29 | 2015-06-05 | 2.9 | Klamath Falls, OR | 2017-12-31 | West Main | Tracking
| Dummy Fixed |  |  | 0 |  | 2017-01-01 |  | Fixed
|  |  | Total Executed MW | 116.29
| Solar Resouces included in the 2015 IRP |  | 68.5
| Oregon Post-MSP Solar QF | b/4 7/2017 | 36.89
| Oregon Post-MSP Solar QF | b/4 7/2018 | 10.9
116.29
| Oregon Post-MSP Solar QF | West Main | 93.3
| Oregon Post-MSP Solar QF | Central Oregon | 20
| Oregon Post-MSP Solar QF | BPA NITS | 2.99
116.29
Please note that after the study was prepared, eleven Oregon Schedule 37 solar projects
signed contracts with the Company. This change would increase the signed “Oregon Sch
37 Solar QF” by 103.9 MW nameplate and decrease the potential “QF - 224 - OR – Solar”
resource by 103.9 MW.

## OR Signed Detail
< -- End of Section
< -- End of Section
[5 empty] | Total | West Main | Central Oregon | BPA NITS | Adams Solar Center LLC | Bear Creek Solar Center LLC | Beatty Solar | Black Cap II LLC | Bly Solar Center LLC | Elbe Solar Center LLC | Ivory Pine Solar | Sprague River Solar | Norwest Energy 5 LLC (Arlington) | Norwest Energy 2 LLC (Neff) | Norwest Energy 7 LLC (Eagle Point) | Norwest Energy 4 LLC (Bonanza) | Norwest Energy 12 LLC (Falvey) | Woodline Solar, LLC | Ewauna Solar 2, LLC
|  |  |  | MW Nameplate | 116.29 | 93.3 | 20 | 2.99 | 10 | 10 | 5 | 8 | 8.5 | 10 | 10 | 7 | 2.99 | 10 | 9.9 | 6 | 8 | 8 | 2.9
|  |  |  | CF |  |  |  |  | 24.5% | 23.76% | 27.98% | 28.17% | 23.18% | 23.76% | 28.17% | 28.75% | 27.78% | 27.91% | 26.54% | 23.34% | 29.47% | 30.1% | 28.63% | < -- End of Section
|  |  |  | MWh |  |  |  |  | 21461.0057 | 20809.827 | 12256.6649 | 19742.2612 | 17260.0299 | 20809.827 | 24677.8265 | 17628.714 | 7275.7221 | 24450.3599 | 23017.8947 | 12270.0399 | 20652.1424 | 21091.59 | 7271.9218 | < -- End of Section
|  |  |  | Degradation Rate | 0.5864% |  |  |  | 0.77% | 0.77% | 0.77% | 0.7% | 0.7% | 0.5% | 0.5% | 0.5% | 0.5% | 0.5% | 0.5% | 0.5% | 0.5% | 0.5% | 0.5%
Index |  |  |  | Degradation Method |  |  |  |  | Prior Year | Prior Year | Prior Year | Prior Year | Prior Year | Prior Year | Prior Year | Prior Year | Prior Year | Prior Year | Prior Year | Prior Year | Prior Year | Prior Year | Prior Year
Year | Month | Hour | Row | COD (First Month) |  |  |  |  | 2017-05-01 | 2017-05-01 | 2017-01-01 | 2017-01-01 | 2017-05-01 | 2017-05-01 | 2017-01-01 | 2017-01-01 | 2017-01-01 | 2017-01-01 | 2017-01-01 | 2017-01-01 | 2017-01-01 | 2018-01-01 | 2018-01-01
[9 empty] | West Main | Central Oregon | West Main | West Main | West Main | West Main | West Main | West Main | BPA NITS | Central Oregon | West Main | West Main | West Main | West Main | West Main
Monthly Degradation Adjustment
2015 | 1 |  |  | 2015-01-01 | 0 |  |  |  | 0 | 0 | 0 | 0 | 0 | 0 | 0 | 0 | 0 | 0 | 0 | 0 | 0 | 0 | 0
2015 | 2 |  |  | 2015-02-01 | 0 |  |  |  | 0 | 0 | 0 | 0 | 0 | 0 | 0 | 0 | 0 | 0 | 0 | 0 | 0 | 0 | 0
2015 | 3 |  |  | 2015-03-01 | 0 |  |  |  | 0 | 0 | 0 | 0 | 0 | 0 | 0 | 0 | 0 | 0 | 0 | 0 | 0 | 0 | 0
2015 | 4 |  |  | 2015-04-01 | 0 |  |  |  | 0 | 0 | 0 | 0 | 0 | 0 | 0 | 0 | 0 | 0 | 0 | 0 | 0 | 0 | 0
2015 | 5 |  |  | 2015-05-01 | 0 |  |  |  | 0 | 0 | 0 | 0 | 0 | 0 | 0 | 0 | 0 | 0 | 0 | 0 | 0 | 0 | 0
2015 | 6 |  |  | 2015-06-01 | 0 |  |  |  | 0 | 0 | 0 | 0 | 0 | 0 | 0 | 0 | 0 | 0 | 0 | 0 | 0 | 0 | 0
2015 | 7 |  |  | 2015-07-01 | 0 |  |  |  | 0 | 0 | 0 | 0 | 0 | 0 | 0 | 0 | 0 | 0 | 0 | 0 | 0 | 0 | 0
2015 | 8 |  |  | 2015-08-01 | 0 |  |  |  | 0 | 0 | 0 | 0 | 0 | 0 | 0 | 0 | 0 | 0 | 0 | 0 | 0 | 0 | 0
2015 | 9 |  |  | 2015-09-01 | 0 |  |  |  | 0 | 0 | 0 | 0 | 0 | 0 | 0 | 0 | 0 | 0 | 0 | 0 | 0 | 0 | 0
2015 | 10 |  |  | 2015-10-01 | 0 |  |  |  | 0 | 0 | 0 | 0 | 0 | 0 | 0 | 0 | 0 | 0 | 0 | 0 | 0 | 0 | 0
2015 | 11 |  |  | 2015-11-01 | 0 |  |  |  | 0 | 0 | 0 | 0 | 0 | 0 | 0 | 0 | 0 | 0 | 0 | 0 | 0 | 0 | 0
2015 | 12 |  |  | 2015-12-01 | 0 |  |  |  | 0 | 0 | 0 | 0 | 0 | 0 | 0 | 0 | 0 | 0 | 0 | 0 | 0 | 0 | 0
2016 | 1 |  |  | 2016-01-01 | 0 |  |  |  | 0 | 0 | 0 | 0 | 0 | 0 | 0 | 0 | 0 | 0 | 0 | 0 | 0 | 0 | 0
2016 | 2 |  |  | 2016-02-01 | 0 |  |  |  | 0 | 0 | 0 | 0 | 0 | 0 | 0 | 0 | 0 | 0 | 0 | 0 | 0 | 0 | 0
2016 | 3 |  |  | 2016-03-01 | 0 |  |  |  | 0 | 0 | 0 | 0 | 0 | 0 | 0 | 0 | 0 | 0 | 0 | 0 | 0 | 0 | 0
2016 | 4 |  |  | 2016-04-01 | 0 |  |  |  | 0 | 0 | 0 | 0 | 0 | 0 | 0 | 0 | 0 | 0 | 0 | 0 | 0 | 0 | 0
2016 | 5 |  |  | 2016-05-01 | 0 |  |  |  | 0 | 0 | 0 | 0 | 0 | 0 | 0 | 0 | 0 | 0 | 0 | 0 | 0 | 0 | 0
2016 | 6 |  |  | 2016-06-01 | 0 |  |  |  | 0 | 0 | 0 | 0 | 0 | 0 | 0 | 0 | 0 | 0 | 0 | 0 | 0 | 0 | 0
2016 | 7 |  |  | 2016-07-01 | 0 |  |  |  | 0 | 0 | 0 | 0 | 0 | 0 | 0 | 0 | 0 | 0 | 0 | 0 | 0 | 0 | 0
2016 | 8 |  |  | 2016-08-01 | 0 |  |  |  | 0 | 0 | 0 | 0 | 0 | 0 | 0 | 0 | 0 | 0 | 0 | 0 | 0 | 0 | 0
2016 | 9 |  |  | 2016-09-01 | 0 |  |  |  | 0 | 0 | 0 | 0 | 0 | 0 | 0 | 0 | 0 | 0 | 0 | 0 | 0 | 0 | 0
2016 | 10 |  |  | 2016-10-01 | 0 |  |  |  | 0 | 0 | 0 | 0 | 0 | 0 | 0 | 0 | 0 | 0 | 0 | 0 | 0 | 0 | 0
2016 | 11 |  |  | 2016-11-01 | 0 |  |  |  | 0 | 0 | 0 | 0 | 0 | 0 | 0 | 0 | 0 | 0 | 0 | 0 | 0 | 0 | 0
2016 | 12 |  |  | 2016-12-01 | 0 |  |  |  | 0 | 0 | 0 | 0 | 0 | 0 | 0 | 0 | 0 | 0 | 0 | 0 | 0 | 0 | 0
2017 | 1 |  |  | 2017-01-01 | 0.5752 |  |  |  | 0 | 0 | 1 | 1 | 0 | 0 | 1 | 1 | 1 | 1 | 1 | 1 | 1 | 0 | 0
2017 | 2 |  |  | 2017-02-01 | 0.5752 |  |  |  | 0 | 0 | 1 | 1 | 0 | 0 | 1 | 1 | 1 | 1 | 1 | 1 | 1 | 0 | 0
2017 | 3 |  |  | 2017-03-01 | 0.5752 |  |  |  | 0 | 0 | 1 | 1 | 0 | 0 | 1 | 1 | 1 | 1 | 1 | 1 | 1 | 0 | 0
2017 | 4 |  |  | 2017-04-01 | 0.5752 |  |  |  | 0 | 0 | 1 | 1 | 0 | 0 | 1 | 1 | 1 | 1 | 1 | 1 | 1 | 0 | 0
2017 | 5 |  |  | 2017-05-01 | 0.90627 |  |  |  | 1 | 1 | 1 | 1 | 1 | 1 | 1 | 1 | 1 | 1 | 1 | 1 | 1 | 0 | 0
2017 | 6 |  |  | 2017-06-01 | 0.90627 |  |  |  | 1 | 1 | 1 | 1 | 1 | 1 | 1 | 1 | 1 | 1 | 1 | 1 | 1 | 0 | 0
2017 | 7 |  |  | 2017-07-01 | 0.90627 |  |  |  | 1 | 1 | 1 | 1 | 1 | 1 | 1 | 1 | 1 | 1 | 1 | 1 | 1 | 0 | 0
2017 | 8 |  |  | 2017-08-01 | 0.90627 |  |  |  | 1 | 1 | 1 | 1 | 1 | 1 | 1 | 1 | 1 | 1 | 1 | 1 | 1 | 0 | 0
2017 | 9 |  |  | 2017-09-01 | 0.90627 |  |  |  | 1 | 1 | 1 | 1 | 1 | 1 | 1 | 1 | 1 | 1 | 1 | 1 | 1 | 0 | 0
2017 | 10 |  |  | 2017-10-01 | 0.90627 |  |  |  | 1 | 1 | 1 | 1 | 1 | 1 | 1 | 1 | 1 | 1 | 1 | 1 | 1 | 0 | 0
2017 | 11 |  |  | 2017-11-01 | 0.90627 |  |  |  | 1 | 1 | 1 | 1 | 1 | 1 | 1 | 1 | 1 | 1 | 1 | 1 | 1 | 0 | 0
2017 | 12 |  |  | 2017-12-01 | 0.90627 |  |  |  | 1 | 1 | 1 | 1 | 1 | 1 | 1 | 1 | 1 | 1 | 1 | 1 | 1 | 0 | 0
2018 | 1 |  |  | 2018-01-01 | 0.99687 |  |  |  | 1 | 1 | 0.9923 | 0.993 | 1 | 1 | 0.995 | 0.995 | 0.995 | 0.995 | 0.995 | 0.995 | 0.995 | 1 | 1
2018 | 2 |  |  | 2018-02-01 | 0.99687 |  |  |  | 1 | 1 | 0.9923 | 0.993 | 1 | 1 | 0.995 | 0.995 | 0.995 | 0.995 | 0.995 | 0.995 | 0.995 | 1 | 1
2018 | 3 |  |  | 2018-03-01 | 0.99687 |  |  |  | 1 | 1 | 0.9923 | 0.993 | 1 | 1 | 0.995 | 0.995 | 0.995 | 0.995 | 0.995 | 0.995 | 0.995 | 1 | 1
2018 | 4 |  |  | 2018-04-01 | 0.99687 |  |  |  | 1 | 1 | 0.9923 | 0.993 | 1 | 1 | 0.995 | 0.995 | 0.995 | 0.995 | 0.995 | 0.995 | 0.995 | 1 | 1
2018 | 5 |  |  | 2018-05-01 | 0.9946 |  |  |  | 0.9923 | 0.9923 | 0.9923 | 0.993 | 0.993 | 0.995 | 0.995 | 0.995 | 0.995 | 0.995 | 0.995 | 0.995 | 0.995 | 1 | 1
2018 | 6 |  |  | 2018-06-01 | 0.9946 |  |  |  | 0.9923 | 0.9923 | 0.9923 | 0.993 | 0.993 | 0.995 | 0.995 | 0.995 | 0.995 | 0.995 | 0.995 | 0.995 | 0.995 | 1 | 1
2018 | 7 |  |  | 2018-07-01 | 0.9946 |  |  |  | 0.9923 | 0.9923 | 0.9923 | 0.993 | 0.993 | 0.995 | 0.995 | 0.995 | 0.995 | 0.995 | 0.995 | 0.995 | 0.995 | 1 | 1
2018 | 8 |  |  | 2018-08-01 | 0.9946 |  |  |  | 0.9923 | 0.9923 | 0.9923 | 0.993 | 0.993 | 0.995 | 0.995 | 0.995 | 0.995 | 0.995 | 0.995 | 0.995 | 0.995 | 1 | 1
2018 | 9 |  |  | 2018-09-01 | 0.9946 |  |  |  | 0.9923 | 0.9923 | 0.9923 | 0.993 | 0.993 | 0.995 | 0.995 | 0.995 | 0.995 | 0.995 | 0.995 | 0.995 | 0.995 | 1 | 1
2018 | 10 |  |  | 2018-10-01 | 0.9946 |  |  |  | 0.9923 | 0.9923 | 0.9923 | 0.993 | 0.993 | 0.995 | 0.995 | 0.995 | 0.995 | 0.995 | 0.995 | 0.995 | 0.995 | 1 | 1
2018 | 11 |  |  | 2018-11-01 | 0.9946 |  |  |  | 0.9923 | 0.9923 | 0.9923 | 0.993 | 0.993 | 0.995 | 0.995 | 0.995 | 0.995 | 0.995 | 0.995 | 0.995 | 0.995 | 1 | 1
2018 | 12 |  |  | 2018-12-01 | 0.9946 |  |  |  | 0.9923 | 0.9923 | 0.9923 | 0.993 | 0.993 | 0.995 | 0.995 | 0.995 | 0.995 | 0.995 | 0.995 | 0.995 | 0.995 | 1 | 1
2019 | 1 |  |  | 2019-01-01 | 0.99102 |  |  |  | 0.9923 | 0.9923 | 0.98466 | 0.98605 | 0.993 | 0.995 | 0.99003 | 0.99003 | 0.99003 | 0.99003 | 0.99003 | 0.99003 | 0.99003 | 0.995 | 0.995
2019 | 2 |  |  | 2019-02-01 | 0.99102 |  |  |  | 0.9923 | 0.9923 | 0.98466 | 0.98605 | 0.993 | 0.995 | 0.99003 | 0.99003 | 0.99003 | 0.99003 | 0.99003 | 0.99003 | 0.99003 | 0.995 | 0.995
2019 | 3 |  |  | 2019-03-01 | 0.99102 |  |  |  | 0.9923 | 0.9923 | 0.98466 | 0.98605 | 0.993 | 0.995 | 0.99003 | 0.99003 | 0.99003 | 0.99003 | 0.99003 | 0.99003 | 0.99003 | 0.995 | 0.995
2019 | 4 |  |  | 2019-04-01 | 0.99102 |  |  |  | 0.9923 | 0.9923 | 0.98466 | 0.98605 | 0.993 | 0.995 | 0.99003 | 0.99003 | 0.99003 | 0.99003 | 0.99003 | 0.99003 | 0.99003 | 0.995 | 0.995
2019 | 5 |  |  | 2019-05-01 | 0.98877 |  |  |  | 0.98466 | 0.98466 | 0.98466 | 0.98605 | 0.98605 | 0.99003 | 0.99003 | 0.99003 | 0.99003 | 0.99003 | 0.99003 | 0.99003 | 0.99003 | 0.995 | 0.995
2019 | 6 |  |  | 2019-06-01 | 0.98877 |  |  |  | 0.98466 | 0.98466 | 0.98466 | 0.98605 | 0.98605 | 0.99003 | 0.99003 | 0.99003 | 0.99003 | 0.99003 | 0.99003 | 0.99003 | 0.99003 | 0.995 | 0.995
2019 | 7 |  |  | 2019-07-01 | 0.98877 |  |  |  | 0.98466 | 0.98466 | 0.98466 | 0.98605 | 0.98605 | 0.99003 | 0.99003 | 0.99003 | 0.99003 | 0.99003 | 0.99003 | 0.99003 | 0.99003 | 0.995 | 0.995
2019 | 8 |  |  | 2019-08-01 | 0.98877 |  |  |  | 0.98466 | 0.98466 | 0.98466 | 0.98605 | 0.98605 | 0.99003 | 0.99003 | 0.99003 | 0.99003 | 0.99003 | 0.99003 | 0.99003 | 0.99003 | 0.995 | 0.995
2019 | 9 |  |  | 2019-09-01 | 0.98877 |  |  |  | 0.98466 | 0.98466 | 0.98466 | 0.98605 | 0.98605 | 0.99003 | 0.99003 | 0.99003 | 0.99003 | 0.99003 | 0.99003 | 0.99003 | 0.99003 | 0.995 | 0.995
2019 | 10 |  |  | 2019-10-01 | 0.98877 |  |  |  | 0.98466 | 0.98466 | 0.98466 | 0.98605 | 0.98605 | 0.99003 | 0.99003 | 0.99003 | 0.99003 | 0.99003 | 0.99003 | 0.99003 | 0.99003 | 0.995 | 0.995
2019 | 11 |  |  | 2019-11-01 | 0.98877 |  |  |  | 0.98466 | 0.98466 | 0.98466 | 0.98605 | 0.98605 | 0.99003 | 0.99003 | 0.99003 | 0.99003 | 0.99003 | 0.99003 | 0.99003 | 0.99003 | 0.995 | 0.995
2019 | 12 |  |  | 2019-12-01 | 0.98877 |  |  |  | 0.98466 | 0.98466 | 0.98466 | 0.98605 | 0.98605 | 0.99003 | 0.99003 | 0.99003 | 0.99003 | 0.99003 | 0.99003 | 0.99003 | 0.99003 | 0.995 | 0.995
2020 | 1 |  |  | 2020-01-01 | 0.98521 |  |  |  | 0.98466 | 0.98466 | 0.97708 | 0.97915 | 0.98605 | 0.99003 | 0.98507 | 0.98507 | 0.98507 | 0.98507 | 0.98507 | 0.98507 | 0.98507 | 0.99003 | 0.99003
2020 | 2 |  |  | 2020-02-01 | 0.98521 |  |  |  | 0.98466 | 0.98466 | 0.97708 | 0.97915 | 0.98605 | 0.99003 | 0.98507 | 0.98507 | 0.98507 | 0.98507 | 0.98507 | 0.98507 | 0.98507 | 0.99003 | 0.99003
2020 | 3 |  |  | 2020-03-01 | 0.98521 |  |  |  | 0.98466 | 0.98466 | 0.97708 | 0.97915 | 0.98605 | 0.99003 | 0.98507 | 0.98507 | 0.98507 | 0.98507 | 0.98507 | 0.98507 | 0.98507 | 0.99003 | 0.99003
2020 | 4 |  |  | 2020-04-01 | 0.98521 |  |  |  | 0.98466 | 0.98466 | 0.97708 | 0.97915 | 0.98605 | 0.99003 | 0.98507 | 0.98507 | 0.98507 | 0.98507 | 0.98507 | 0.98507 | 0.98507 | 0.99003 | 0.99003
2020 | 5 |  |  | 2020-05-01 | 0.98298 |  |  |  | 0.97708 | 0.97708 | 0.97708 | 0.97915 | 0.97915 | 0.98507 | 0.98507 | 0.98507 | 0.98507 | 0.98507 | 0.98507 | 0.98507 | 0.98507 | 0.99003 | 0.99003
2020 | 6 |  |  | 2020-06-01 | 0.98298 |  |  |  | 0.97708 | 0.97708 | 0.97708 | 0.97915 | 0.97915 | 0.98507 | 0.98507 | 0.98507 | 0.98507 | 0.98507 | 0.98507 | 0.98507 | 0.98507 | 0.99003 | 0.99003
2020 | 7 |  |  | 2020-07-01 | 0.98298 |  |  |  | 0.97708 | 0.97708 | 0.97708 | 0.97915 | 0.97915 | 0.98507 | 0.98507 | 0.98507 | 0.98507 | 0.98507 | 0.98507 | 0.98507 | 0.98507 | 0.99003 | 0.99003
2020 | 8 |  |  | 2020-08-01 | 0.98298 |  |  |  | 0.97708 | 0.97708 | 0.97708 | 0.97915 | 0.97915 | 0.98507 | 0.98507 | 0.98507 | 0.98507 | 0.98507 | 0.98507 | 0.98507 | 0.98507 | 0.99003 | 0.99003
2020 | 9 |  |  | 2020-09-01 | 0.98298 |  |  |  | 0.97708 | 0.97708 | 0.97708 | 0.97915 | 0.97915 | 0.98507 | 0.98507 | 0.98507 | 0.98507 | 0.98507 | 0.98507 | 0.98507 | 0.98507 | 0.99003 | 0.99003
2020 | 10 |  |  | 2020-10-01 | 0.98298 |  |  |  | 0.97708 | 0.97708 | 0.97708 | 0.97915 | 0.97915 | 0.98507 | 0.98507 | 0.98507 | 0.98507 | 0.98507 | 0.98507 | 0.98507 | 0.98507 | 0.99003 | 0.99003
2020 | 11 |  |  | 2020-11-01 | 0.98298 |  |  |  | 0.97708 | 0.97708 | 0.97708 | 0.97915 | 0.97915 | 0.98507 | 0.98507 | 0.98507 | 0.98507 | 0.98507 | 0.98507 | 0.98507 | 0.98507 | 0.99003 | 0.99003
2020 | 12 |  |  | 2020-12-01 | 0.98298 |  |  |  | 0.97708 | 0.97708 | 0.97708 | 0.97915 | 0.97915 | 0.98507 | 0.98507 | 0.98507 | 0.98507 | 0.98507 | 0.98507 | 0.98507 | 0.98507 | 0.99003 | 0.99003
2021 | 1 |  |  | 2021-01-01 | 0.97944 |  |  |  | 0.97708 | 0.97708 | 0.96955 | 0.97229 | 0.97915 | 0.98507 | 0.98015 | 0.98015 | 0.98015 | 0.98015 | 0.98015 | 0.98015 | 0.98015 | 0.98507 | 0.98507
2021 | 2 |  |  | 2021-02-01 | 0.97944 |  |  |  | 0.97708 | 0.97708 | 0.96955 | 0.97229 | 0.97915 | 0.98507 | 0.98015 | 0.98015 | 0.98015 | 0.98015 | 0.98015 | 0.98015 | 0.98015 | 0.98507 | 0.98507
2021 | 3 |  |  | 2021-03-01 | 0.97944 |  |  |  | 0.97708 | 0.97708 | 0.96955 | 0.97229 | 0.97915 | 0.98507 | 0.98015 | 0.98015 | 0.98015 | 0.98015 | 0.98015 | 0.98015 | 0.98015 | 0.98507 | 0.98507
2021 | 4 |  |  | 2021-04-01 | 0.97944 |  |  |  | 0.97708 | 0.97708 | 0.96955 | 0.97229 | 0.97915 | 0.98507 | 0.98015 | 0.98015 | 0.98015 | 0.98015 | 0.98015 | 0.98015 | 0.98015 | 0.98507 | 0.98507
2021 | 5 |  |  | 2021-05-01 | 0.97722 |  |  |  | 0.96955 | 0.96955 | 0.96955 | 0.97229 | 0.97229 | 0.98015 | 0.98015 | 0.98015 | 0.98015 | 0.98015 | 0.98015 | 0.98015 | 0.98015 | 0.98507 | 0.98507
2021 | 6 |  |  | 2021-06-01 | 0.97722 |  |  |  | 0.96955 | 0.96955 | 0.96955 | 0.97229 | 0.97229 | 0.98015 | 0.98015 | 0.98015 | 0.98015 | 0.98015 | 0.98015 | 0.98015 | 0.98015 | 0.98507 | 0.98507
2021 | 7 |  |  | 2021-07-01 | 0.97722 |  |  |  | 0.96955 | 0.96955 | 0.96955 | 0.97229 | 0.97229 | 0.98015 | 0.98015 | 0.98015 | 0.98015 | 0.98015 | 0.98015 | 0.98015 | 0.98015 | 0.98507 | 0.98507
2021 | 8 |  |  | 2021-08-01 | 0.97722 |  |  |  | 0.96955 | 0.96955 | 0.96955 | 0.97229 | 0.97229 | 0.98015 | 0.98015 | 0.98015 | 0.98015 | 0.98015 | 0.98015 | 0.98015 | 0.98015 | 0.98507 | 0.98507
2021 | 9 |  |  | 2021-09-01 | 0.97722 |  |  |  | 0.96955 | 0.96955 | 0.96955 | 0.97229 | 0.97229 | 0.98015 | 0.98015 | 0.98015 | 0.98015 | 0.98015 | 0.98015 | 0.98015 | 0.98015 | 0.98507 | 0.98507
2021 | 10 |  |  | 2021-10-01 | 0.97722 |  |  |  | 0.96955 | 0.96955 | 0.96955 | 0.97229 | 0.97229 | 0.98015 | 0.98015 | 0.98015 | 0.98015 | 0.98015 | 0.98015 | 0.98015 | 0.98015 | 0.98507 | 0.98507
2021 | 11 |  |  | 2021-11-01 | 0.97722 |  |  |  | 0.96955 | 0.96955 | 0.96955 | 0.97229 | 0.97229 | 0.98015 | 0.98015 | 0.98015 | 0.98015 | 0.98015 | 0.98015 | 0.98015 | 0.98015 | 0.98507 | 0.98507
2021 | 12 |  |  | 2021-12-01 | 0.97722 |  |  |  | 0.96955 | 0.96955 | 0.96955 | 0.97229 | 0.97229 | 0.98015 | 0.98015 | 0.98015 | 0.98015 | 0.98015 | 0.98015 | 0.98015 | 0.98015 | 0.98507 | 0.98507
2022 | 1 |  |  | 2022-01-01 | 0.9737 |  |  |  | 0.96955 | 0.96955 | 0.96209 | 0.96549 | 0.97229 | 0.98015 | 0.97525 | 0.97525 | 0.97525 | 0.97525 | 0.97525 | 0.97525 | 0.97525 | 0.98015 | 0.98015
2022 | 2 |  |  | 2022-02-01 | 0.9737 |  |  |  | 0.96955 | 0.96955 | 0.96209 | 0.96549 | 0.97229 | 0.98015 | 0.97525 | 0.97525 | 0.97525 | 0.97525 | 0.97525 | 0.97525 | 0.97525 | 0.98015 | 0.98015
2022 | 3 |  |  | 2022-03-01 | 0.9737 |  |  |  | 0.96955 | 0.96955 | 0.96209 | 0.96549 | 0.97229 | 0.98015 | 0.97525 | 0.97525 | 0.97525 | 0.97525 | 0.97525 | 0.97525 | 0.97525 | 0.98015 | 0.98015
2022 | 4 |  |  | 2022-04-01 | 0.9737 |  |  |  | 0.96955 | 0.96955 | 0.96209 | 0.96549 | 0.97229 | 0.98015 | 0.97525 | 0.97525 | 0.97525 | 0.97525 | 0.97525 | 0.97525 | 0.97525 | 0.98015 | 0.98015
2022 | 5 |  |  | 2022-05-01 | 0.97149 |  |  |  | 0.96209 | 0.96209 | 0.96209 | 0.96549 | 0.96549 | 0.97525 | 0.97525 | 0.97525 | 0.97525 | 0.97525 | 0.97525 | 0.97525 | 0.97525 | 0.98015 | 0.98015
2022 | 6 |  |  | 2022-06-01 | 0.97149 |  |  |  | 0.96209 | 0.96209 | 0.96209 | 0.96549 | 0.96549 | 0.97525 | 0.97525 | 0.97525 | 0.97525 | 0.97525 | 0.97525 | 0.97525 | 0.97525 | 0.98015 | 0.98015
2022 | 7 |  |  | 2022-07-01 | 0.97149 |  |  |  | 0.96209 | 0.96209 | 0.96209 | 0.96549 | 0.96549 | 0.97525 | 0.97525 | 0.97525 | 0.97525 | 0.97525 | 0.97525 | 0.97525 | 0.97525 | 0.98015 | 0.98015
2022 | 8 |  |  | 2022-08-01 | 0.97149 |  |  |  | 0.96209 | 0.96209 | 0.96209 | 0.96549 | 0.96549 | 0.97525 | 0.97525 | 0.97525 | 0.97525 | 0.97525 | 0.97525 | 0.97525 | 0.97525 | 0.98015 | 0.98015
2022 | 9 |  |  | 2022-09-01 | 0.97149 |  |  |  | 0.96209 | 0.96209 | 0.96209 | 0.96549 | 0.96549 | 0.97525 | 0.97525 | 0.97525 | 0.97525 | 0.97525 | 0.97525 | 0.97525 | 0.97525 | 0.98015 | 0.98015
2022 | 10 |  |  | 2022-10-01 | 0.97149 |  |  |  | 0.96209 | 0.96209 | 0.96209 | 0.96549 | 0.96549 | 0.97525 | 0.97525 | 0.97525 | 0.97525 | 0.97525 | 0.97525 | 0.97525 | 0.97525 | 0.98015 | 0.98015
2022 | 11 |  |  | 2022-11-01 | 0.97149 |  |  |  | 0.96209 | 0.96209 | 0.96209 | 0.96549 | 0.96549 | 0.97525 | 0.97525 | 0.97525 | 0.97525 | 0.97525 | 0.97525 | 0.97525 | 0.97525 | 0.98015 | 0.98015
2022 | 12 |  |  | 2022-12-01 | 0.97149 |  |  |  | 0.96209 | 0.96209 | 0.96209 | 0.96549 | 0.96549 | 0.97525 | 0.97525 | 0.97525 | 0.97525 | 0.97525 | 0.97525 | 0.97525 | 0.97525 | 0.98015 | 0.98015
2023 | 1 |  |  | 2023-01-01 | 0.96799 |  |  |  | 0.96209 | 0.96209 | 0.95468 | 0.95873 | 0.96549 | 0.97525 | 0.97037 | 0.97037 | 0.97037 | 0.97037 | 0.97037 | 0.97037 | 0.97037 | 0.97525 | 0.97525
2023 | 2 |  |  | 2023-02-01 | 0.96799 |  |  |  | 0.96209 | 0.96209 | 0.95468 | 0.95873 | 0.96549 | 0.97525 | 0.97037 | 0.97037 | 0.97037 | 0.97037 | 0.97037 | 0.97037 | 0.97037 | 0.97525 | 0.97525
2023 | 3 |  |  | 2023-03-01 | 0.96799 |  |  |  | 0.96209 | 0.96209 | 0.95468 | 0.95873 | 0.96549 | 0.97525 | 0.97037 | 0.97037 | 0.97037 | 0.97037 | 0.97037 | 0.97037 | 0.97037 | 0.97525 | 0.97525
2023 | 4 |  |  | 2023-04-01 | 0.96799 |  |  |  | 0.96209 | 0.96209 | 0.95468 | 0.95873 | 0.96549 | 0.97525 | 0.97037 | 0.97037 | 0.97037 | 0.97037 | 0.97037 | 0.97037 | 0.97037 | 0.97525 | 0.97525
2023 | 5 |  |  | 2023-05-01 | 0.9658 |  |  |  | 0.95468 | 0.95468 | 0.95468 | 0.95873 | 0.95873 | 0.97037 | 0.97037 | 0.97037 | 0.97037 | 0.97037 | 0.97037 | 0.97037 | 0.97037 | 0.97525 | 0.97525
2023 | 6 |  |  | 2023-06-01 | 0.9658 |  |  |  | 0.95468 | 0.95468 | 0.95468 | 0.95873 | 0.95873 | 0.97037 | 0.97037 | 0.97037 | 0.97037 | 0.97037 | 0.97037 | 0.97037 | 0.97037 | 0.97525 | 0.97525
2023 | 7 |  |  | 2023-07-01 | 0.9658 |  |  |  | 0.95468 | 0.95468 | 0.95468 | 0.95873 | 0.95873 | 0.97037 | 0.97037 | 0.97037 | 0.97037 | 0.97037 | 0.97037 | 0.97037 | 0.97037 | 0.97525 | 0.97525
2023 | 8 |  |  | 2023-08-01 | 0.9658 |  |  |  | 0.95468 | 0.95468 | 0.95468 | 0.95873 | 0.95873 | 0.97037 | 0.97037 | 0.97037 | 0.97037 | 0.97037 | 0.97037 | 0.97037 | 0.97037 | 0.97525 | 0.97525
2023 | 9 |  |  | 2023-09-01 | 0.9658 |  |  |  | 0.95468 | 0.95468 | 0.95468 | 0.95873 | 0.95873 | 0.97037 | 0.97037 | 0.97037 | 0.97037 | 0.97037 | 0.97037 | 0.97037 | 0.97037 | 0.97525 | 0.97525
2023 | 10 |  |  | 2023-10-01 | 0.9658 |  |  |  | 0.95468 | 0.95468 | 0.95468 | 0.95873 | 0.95873 | 0.97037 | 0.97037 | 0.97037 | 0.97037 | 0.97037 | 0.97037 | 0.97037 | 0.97037 | 0.97525 | 0.97525
2023 | 11 |  |  | 2023-11-01 | 0.9658 |  |  |  | 0.95468 | 0.95468 | 0.95468 | 0.95873 | 0.95873 | 0.97037 | 0.97037 | 0.97037 | 0.97037 | 0.97037 | 0.97037 | 0.97037 | 0.97037 | 0.97525 | 0.97525
2023 | 12 |  |  | 2023-12-01 | 0.9658 |  |  |  | 0.95468 | 0.95468 | 0.95468 | 0.95873 | 0.95873 | 0.97037 | 0.97037 | 0.97037 | 0.97037 | 0.97037 | 0.97037 | 0.97037 | 0.97037 | 0.97525 | 0.97525
2024 | 1 |  |  | 2024-01-01 | 0.96232 |  |  |  | 0.95468 | 0.95468 | 0.94733 | 0.95202 | 0.95873 | 0.97037 | 0.96552 | 0.96552 | 0.96552 | 0.96552 | 0.96552 | 0.96552 | 0.96552 | 0.97037 | 0.97037
2024 | 2 |  |  | 2024-02-01 | 0.96232 |  |  |  | 0.95468 | 0.95468 | 0.94733 | 0.95202 | 0.95873 | 0.97037 | 0.96552 | 0.96552 | 0.96552 | 0.96552 | 0.96552 | 0.96552 | 0.96552 | 0.97037 | 0.97037
2024 | 3 |  |  | 2024-03-01 | 0.96232 |  |  |  | 0.95468 | 0.95468 | 0.94733 | 0.95202 | 0.95873 | 0.97037 | 0.96552 | 0.96552 | 0.96552 | 0.96552 | 0.96552 | 0.96552 | 0.96552 | 0.97037 | 0.97037
2024 | 4 |  |  | 2024-04-01 | 0.96232 |  |  |  | 0.95468 | 0.95468 | 0.94733 | 0.95202 | 0.95873 | 0.97037 | 0.96552 | 0.96552 | 0.96552 | 0.96552 | 0.96552 | 0.96552 | 0.96552 | 0.97037 | 0.97037
2024 | 5 |  |  | 2024-05-01 | 0.96015 |  |  |  | 0.94733 | 0.94733 | 0.94733 | 0.95202 | 0.95202 | 0.96552 | 0.96552 | 0.96552 | 0.96552 | 0.96552 | 0.96552 | 0.96552 | 0.96552 | 0.97037 | 0.97037
2024 | 6 |  |  | 2024-06-01 | 0.96015 |  |  |  | 0.94733 | 0.94733 | 0.94733 | 0.95202 | 0.95202 | 0.96552 | 0.96552 | 0.96552 | 0.96552 | 0.96552 | 0.96552 | 0.96552 | 0.96552 | 0.97037 | 0.97037
2024 | 7 |  |  | 2024-07-01 | 0.96015 |  |  |  | 0.94733 | 0.94733 | 0.94733 | 0.95202 | 0.95202 | 0.96552 | 0.96552 | 0.96552 | 0.96552 | 0.96552 | 0.96552 | 0.96552 | 0.96552 | 0.97037 | 0.97037
2024 | 8 |  |  | 2024-08-01 | 0.96015 |  |  |  | 0.94733 | 0.94733 | 0.94733 | 0.95202 | 0.95202 | 0.96552 | 0.96552 | 0.96552 | 0.96552 | 0.96552 | 0.96552 | 0.96552 | 0.96552 | 0.97037 | 0.97037
2024 | 9 |  |  | 2024-09-01 | 0.96015 |  |  |  | 0.94733 | 0.94733 | 0.94733 | 0.95202 | 0.95202 | 0.96552 | 0.96552 | 0.96552 | 0.96552 | 0.96552 | 0.96552 | 0.96552 | 0.96552 | 0.97037 | 0.97037
2024 | 10 |  |  | 2024-10-01 | 0.96015 |  |  |  | 0.94733 | 0.94733 | 0.94733 | 0.95202 | 0.95202 | 0.96552 | 0.96552 | 0.96552 | 0.96552 | 0.96552 | 0.96552 | 0.96552 | 0.96552 | 0.97037 | 0.97037
2024 | 11 |  |  | 2024-11-01 | 0.96015 |  |  |  | 0.94733 | 0.94733 | 0.94733 | 0.95202 | 0.95202 | 0.96552 | 0.96552 | 0.96552 | 0.96552 | 0.96552 | 0.96552 | 0.96552 | 0.96552 | 0.97037 | 0.97037
2024 | 12 |  |  | 2024-12-01 | 0.96015 |  |  |  | 0.94733 | 0.94733 | 0.94733 | 0.95202 | 0.95202 | 0.96552 | 0.96552 | 0.96552 | 0.96552 | 0.96552 | 0.96552 | 0.96552 | 0.96552 | 0.97037 | 0.97037
2025 | 1 |  |  | 2025-01-01 | 0.95668 |  |  |  | 0.94733 | 0.94733 | 0.94003 | 0.94535 | 0.95202 | 0.96552 | 0.96069 | 0.96069 | 0.96069 | 0.96069 | 0.96069 | 0.96069 | 0.96069 | 0.96552 | 0.96552
2025 | 2 |  |  | 2025-02-01 | 0.95668 |  |  |  | 0.94733 | 0.94733 | 0.94003 | 0.94535 | 0.95202 | 0.96552 | 0.96069 | 0.96069 | 0.96069 | 0.96069 | 0.96069 | 0.96069 | 0.96069 | 0.96552 | 0.96552
2025 | 3 |  |  | 2025-03-01 | 0.95668 |  |  |  | 0.94733 | 0.94733 | 0.94003 | 0.94535 | 0.95202 | 0.96552 | 0.96069 | 0.96069 | 0.96069 | 0.96069 | 0.96069 | 0.96069 | 0.96069 | 0.96552 | 0.96552
2025 | 4 |  |  | 2025-04-01 | 0.95668 |  |  |  | 0.94733 | 0.94733 | 0.94003 | 0.94535 | 0.95202 | 0.96552 | 0.96069 | 0.96069 | 0.96069 | 0.96069 | 0.96069 | 0.96069 | 0.96069 | 0.96552 | 0.96552
2025 | 5 |  |  | 2025-05-01 | 0.95453 |  |  |  | 0.94003 | 0.94003 | 0.94003 | 0.94535 | 0.94535 | 0.96069 | 0.96069 | 0.96069 | 0.96069 | 0.96069 | 0.96069 | 0.96069 | 0.96069 | 0.96552 | 0.96552
2025 | 6 |  |  | 2025-06-01 | 0.95453 |  |  |  | 0.94003 | 0.94003 | 0.94003 | 0.94535 | 0.94535 | 0.96069 | 0.96069 | 0.96069 | 0.96069 | 0.96069 | 0.96069 | 0.96069 | 0.96069 | 0.96552 | 0.96552
2025 | 7 |  |  | 2025-07-01 | 0.95453 |  |  |  | 0.94003 | 0.94003 | 0.94003 | 0.94535 | 0.94535 | 0.96069 | 0.96069 | 0.96069 | 0.96069 | 0.96069 | 0.96069 | 0.96069 | 0.96069 | 0.96552 | 0.96552
2025 | 8 |  |  | 2025-08-01 | 0.95453 |  |  |  | 0.94003 | 0.94003 | 0.94003 | 0.94535 | 0.94535 | 0.96069 | 0.96069 | 0.96069 | 0.96069 | 0.96069 | 0.96069 | 0.96069 | 0.96069 | 0.96552 | 0.96552
2025 | 9 |  |  | 2025-09-01 | 0.95453 |  |  |  | 0.94003 | 0.94003 | 0.94003 | 0.94535 | 0.94535 | 0.96069 | 0.96069 | 0.96069 | 0.96069 | 0.96069 | 0.96069 | 0.96069 | 0.96069 | 0.96552 | 0.96552
2025 | 10 |  |  | 2025-10-01 | 0.95453 |  |  |  | 0.94003 | 0.94003 | 0.94003 | 0.94535 | 0.94535 | 0.96069 | 0.96069 | 0.96069 | 0.96069 | 0.96069 | 0.96069 | 0.96069 | 0.96069 | 0.96552 | 0.96552
2025 | 11 |  |  | 2025-11-01 | 0.95453 |  |  |  | 0.94003 | 0.94003 | 0.94003 | 0.94535 | 0.94535 | 0.96069 | 0.96069 | 0.96069 | 0.96069 | 0.96069 | 0.96069 | 0.96069 | 0.96069 | 0.96552 | 0.96552
2025 | 12 |  |  | 2025-12-01 | 0.95453 |  |  |  | 0.94003 | 0.94003 | 0.94003 | 0.94535 | 0.94535 | 0.96069 | 0.96069 | 0.96069 | 0.96069 | 0.96069 | 0.96069 | 0.96069 | 0.96069 | 0.96552 | 0.96552
2026 | 1 |  |  | 2026-01-01 | 0.95108 |  |  |  | 0.94003 | 0.94003 | 0.9328 | 0.93874 | 0.94535 | 0.96069 | 0.95589 | 0.95589 | 0.95589 | 0.95589 | 0.95589 | 0.95589 | 0.95589 | 0.96069 | 0.96069
2026 | 2 |  |  | 2026-02-01 | 0.95108 |  |  |  | 0.94003 | 0.94003 | 0.9328 | 0.93874 | 0.94535 | 0.96069 | 0.95589 | 0.95589 | 0.95589 | 0.95589 | 0.95589 | 0.95589 | 0.95589 | 0.96069 | 0.96069
2026 | 3 |  |  | 2026-03-01 | 0.95108 |  |  |  | 0.94003 | 0.94003 | 0.9328 | 0.93874 | 0.94535 | 0.96069 | 0.95589 | 0.95589 | 0.95589 | 0.95589 | 0.95589 | 0.95589 | 0.95589 | 0.96069 | 0.96069
2026 | 4 |  |  | 2026-04-01 | 0.95108 |  |  |  | 0.94003 | 0.94003 | 0.9328 | 0.93874 | 0.94535 | 0.96069 | 0.95589 | 0.95589 | 0.95589 | 0.95589 | 0.95589 | 0.95589 | 0.95589 | 0.96069 | 0.96069
2026 | 5 |  |  | 2026-05-01 | 0.94894 |  |  |  | 0.9328 | 0.9328 | 0.9328 | 0.93874 | 0.93874 | 0.95589 | 0.95589 | 0.95589 | 0.95589 | 0.95589 | 0.95589 | 0.95589 | 0.95589 | 0.96069 | 0.96069
2026 | 6 |  |  | 2026-06-01 | 0.94894 |  |  |  | 0.9328 | 0.9328 | 0.9328 | 0.93874 | 0.93874 | 0.95589 | 0.95589 | 0.95589 | 0.95589 | 0.95589 | 0.95589 | 0.95589 | 0.95589 | 0.96069 | 0.96069
2026 | 7 |  |  | 2026-07-01 | 0.94894 |  |  |  | 0.9328 | 0.9328 | 0.9328 | 0.93874 | 0.93874 | 0.95589 | 0.95589 | 0.95589 | 0.95589 | 0.95589 | 0.95589 | 0.95589 | 0.95589 | 0.96069 | 0.96069
2026 | 8 |  |  | 2026-08-01 | 0.94894 |  |  |  | 0.9328 | 0.9328 | 0.9328 | 0.93874 | 0.93874 | 0.95589 | 0.95589 | 0.95589 | 0.95589 | 0.95589 | 0.95589 | 0.95589 | 0.95589 | 0.96069 | 0.96069
2026 | 9 |  |  | 2026-09-01 | 0.94894 |  |  |  | 0.9328 | 0.9328 | 0.9328 | 0.93874 | 0.93874 | 0.95589 | 0.95589 | 0.95589 | 0.95589 | 0.95589 | 0.95589 | 0.95589 | 0.95589 | 0.96069 | 0.96069
2026 | 10 |  |  | 2026-10-01 | 0.94894 |  |  |  | 0.9328 | 0.9328 | 0.9328 | 0.93874 | 0.93874 | 0.95589 | 0.95589 | 0.95589 | 0.95589 | 0.95589 | 0.95589 | 0.95589 | 0.95589 | 0.96069 | 0.96069
2026 | 11 |  |  | 2026-11-01 | 0.94894 |  |  |  | 0.9328 | 0.9328 | 0.9328 | 0.93874 | 0.93874 | 0.95589 | 0.95589 | 0.95589 | 0.95589 | 0.95589 | 0.95589 | 0.95589 | 0.95589 | 0.96069 | 0.96069
2026 | 12 |  |  | 2026-12-01 | 0.94894 |  |  |  | 0.9328 | 0.9328 | 0.9328 | 0.93874 | 0.93874 | 0.95589 | 0.95589 | 0.95589 | 0.95589 | 0.95589 | 0.95589 | 0.95589 | 0.95589 | 0.96069 | 0.96069
2027 | 1 |  |  | 2027-01-01 | 0.94552 |  |  |  | 0.9328 | 0.9328 | 0.92561 | 0.93216 | 0.93874 | 0.95589 | 0.95111 | 0.95111 | 0.95111 | 0.95111 | 0.95111 | 0.95111 | 0.95111 | 0.95589 | 0.95589
2027 | 2 |  |  | 2027-02-01 | 0.94552 |  |  |  | 0.9328 | 0.9328 | 0.92561 | 0.93216 | 0.93874 | 0.95589 | 0.95111 | 0.95111 | 0.95111 | 0.95111 | 0.95111 | 0.95111 | 0.95111 | 0.95589 | 0.95589
2027 | 3 |  |  | 2027-03-01 | 0.94552 |  |  |  | 0.9328 | 0.9328 | 0.92561 | 0.93216 | 0.93874 | 0.95589 | 0.95111 | 0.95111 | 0.95111 | 0.95111 | 0.95111 | 0.95111 | 0.95111 | 0.95589 | 0.95589
2027 | 4 |  |  | 2027-04-01 | 0.94552 |  |  |  | 0.9328 | 0.9328 | 0.92561 | 0.93216 | 0.93874 | 0.95589 | 0.95111 | 0.95111 | 0.95111 | 0.95111 | 0.95111 | 0.95111 | 0.95111 | 0.95589 | 0.95589
2027 | 5 |  |  | 2027-05-01 | 0.94339 |  |  |  | 0.92561 | 0.92561 | 0.92561 | 0.93216 | 0.93216 | 0.95111 | 0.95111 | 0.95111 | 0.95111 | 0.95111 | 0.95111 | 0.95111 | 0.95111 | 0.95589 | 0.95589
2027 | 6 |  |  | 2027-06-01 | 0.94339 |  |  |  | 0.92561 | 0.92561 | 0.92561 | 0.93216 | 0.93216 | 0.95111 | 0.95111 | 0.95111 | 0.95111 | 0.95111 | 0.95111 | 0.95111 | 0.95111 | 0.95589 | 0.95589
2027 | 7 |  |  | 2027-07-01 | 0.94339 |  |  |  | 0.92561 | 0.92561 | 0.92561 | 0.93216 | 0.93216 | 0.95111 | 0.95111 | 0.95111 | 0.95111 | 0.95111 | 0.95111 | 0.95111 | 0.95111 | 0.95589 | 0.95589
2027 | 8 |  |  | 2027-08-01 | 0.94339 |  |  |  | 0.92561 | 0.92561 | 0.92561 | 0.93216 | 0.93216 | 0.95111 | 0.95111 | 0.95111 | 0.95111 | 0.95111 | 0.95111 | 0.95111 | 0.95111 | 0.95589 | 0.95589
2027 | 9 |  |  | 2027-09-01 | 0.94339 |  |  |  | 0.92561 | 0.92561 | 0.92561 | 0.93216 | 0.93216 | 0.95111 | 0.95111 | 0.95111 | 0.95111 | 0.95111 | 0.95111 | 0.95111 | 0.95111 | 0.95589 | 0.95589
2027 | 10 |  |  | 2027-10-01 | 0.94339 |  |  |  | 0.92561 | 0.92561 | 0.92561 | 0.93216 | 0.93216 | 0.95111 | 0.95111 | 0.95111 | 0.95111 | 0.95111 | 0.95111 | 0.95111 | 0.95111 | 0.95589 | 0.95589
2027 | 11 |  |  | 2027-11-01 | 0.94339 |  |  |  | 0.92561 | 0.92561 | 0.92561 | 0.93216 | 0.93216 | 0.95111 | 0.95111 | 0.95111 | 0.95111 | 0.95111 | 0.95111 | 0.95111 | 0.95111 | 0.95589 | 0.95589
2027 | 12 |  |  | 2027-12-01 | 0.94339 |  |  |  | 0.92561 | 0.92561 | 0.92561 | 0.93216 | 0.93216 | 0.95111 | 0.95111 | 0.95111 | 0.95111 | 0.95111 | 0.95111 | 0.95111 | 0.95111 | 0.95589 | 0.95589
2028 | 1 |  |  | 2028-01-01 | 0.93998 |  |  |  | 0.92561 | 0.92561 | 0.91849 | 0.92564 | 0.93216 | 0.95111 | 0.94635 | 0.94635 | 0.94635 | 0.94635 | 0.94635 | 0.94635 | 0.94635 | 0.95111 | 0.95111
2028 | 2 |  |  | 2028-02-01 | 0.93998 |  |  |  | 0.92561 | 0.92561 | 0.91849 | 0.92564 | 0.93216 | 0.95111 | 0.94635 | 0.94635 | 0.94635 | 0.94635 | 0.94635 | 0.94635 | 0.94635 | 0.95111 | 0.95111
2028 | 3 |  |  | 2028-03-01 | 0.93998 |  |  |  | 0.92561 | 0.92561 | 0.91849 | 0.92564 | 0.93216 | 0.95111 | 0.94635 | 0.94635 | 0.94635 | 0.94635 | 0.94635 | 0.94635 | 0.94635 | 0.95111 | 0.95111
2028 | 4 |  |  | 2028-04-01 | 0.93998 |  |  |  | 0.92561 | 0.92561 | 0.91849 | 0.92564 | 0.93216 | 0.95111 | 0.94635 | 0.94635 | 0.94635 | 0.94635 | 0.94635 | 0.94635 | 0.94635 | 0.95111 | 0.95111
2028 | 5 |  |  | 2028-05-01 | 0.93787 |  |  |  | 0.91849 | 0.91849 | 0.91849 | 0.92564 | 0.92564 | 0.94635 | 0.94635 | 0.94635 | 0.94635 | 0.94635 | 0.94635 | 0.94635 | 0.94635 | 0.95111 | 0.95111
2028 | 6 |  |  | 2028-06-01 | 0.93787 |  |  |  | 0.91849 | 0.91849 | 0.91849 | 0.92564 | 0.92564 | 0.94635 | 0.94635 | 0.94635 | 0.94635 | 0.94635 | 0.94635 | 0.94635 | 0.94635 | 0.95111 | 0.95111
2028 | 7 |  |  | 2028-07-01 | 0.93787 |  |  |  | 0.91849 | 0.91849 | 0.91849 | 0.92564 | 0.92564 | 0.94635 | 0.94635 | 0.94635 | 0.94635 | 0.94635 | 0.94635 | 0.94635 | 0.94635 | 0.95111 | 0.95111
2028 | 8 |  |  | 2028-08-01 | 0.93787 |  |  |  | 0.91849 | 0.91849 | 0.91849 | 0.92564 | 0.92564 | 0.94635 | 0.94635 | 0.94635 | 0.94635 | 0.94635 | 0.94635 | 0.94635 | 0.94635 | 0.95111 | 0.95111
2028 | 9 |  |  | 2028-09-01 | 0.93787 |  |  |  | 0.91849 | 0.91849 | 0.91849 | 0.92564 | 0.92564 | 0.94635 | 0.94635 | 0.94635 | 0.94635 | 0.94635 | 0.94635 | 0.94635 | 0.94635 | 0.95111 | 0.95111
2028 | 10 |  |  | 2028-10-01 | 0.93787 |  |  |  | 0.91849 | 0.91849 | 0.91849 | 0.92564 | 0.92564 | 0.94635 | 0.94635 | 0.94635 | 0.94635 | 0.94635 | 0.94635 | 0.94635 | 0.94635 | 0.95111 | 0.95111
2028 | 11 |  |  | 2028-11-01 | 0.93787 |  |  |  | 0.91849 | 0.91849 | 0.91849 | 0.92564 | 0.92564 | 0.94635 | 0.94635 | 0.94635 | 0.94635 | 0.94635 | 0.94635 | 0.94635 | 0.94635 | 0.95111 | 0.95111
2028 | 12 |  |  | 2028-12-01 | 0.93787 |  |  |  | 0.91849 | 0.91849 | 0.91849 | 0.92564 | 0.92564 | 0.94635 | 0.94635 | 0.94635 | 0.94635 | 0.94635 | 0.94635 | 0.94635 | 0.94635 | 0.95111 | 0.95111
2029 | 1 |  |  | 2029-01-01 | 0.93448 |  |  |  | 0.91849 | 0.91849 | 0.91141 | 0.91916 | 0.92564 | 0.94635 | 0.94162 | 0.94162 | 0.94162 | 0.94162 | 0.94162 | 0.94162 | 0.94162 | 0.94635 | 0.94635
2029 | 2 |  |  | 2029-02-01 | 0.93448 |  |  |  | 0.91849 | 0.91849 | 0.91141 | 0.91916 | 0.92564 | 0.94635 | 0.94162 | 0.94162 | 0.94162 | 0.94162 | 0.94162 | 0.94162 | 0.94162 | 0.94635 | 0.94635
2029 | 3 |  |  | 2029-03-01 | 0.93448 |  |  |  | 0.91849 | 0.91849 | 0.91141 | 0.91916 | 0.92564 | 0.94635 | 0.94162 | 0.94162 | 0.94162 | 0.94162 | 0.94162 | 0.94162 | 0.94162 | 0.94635 | 0.94635
2029 | 4 |  |  | 2029-04-01 | 0.93448 |  |  |  | 0.91849 | 0.91849 | 0.91141 | 0.91916 | 0.92564 | 0.94635 | 0.94162 | 0.94162 | 0.94162 | 0.94162 | 0.94162 | 0.94162 | 0.94162 | 0.94635 | 0.94635
2029 | 5 |  |  | 2029-05-01 | 0.93238 |  |  |  | 0.91141 | 0.91141 | 0.91141 | 0.91916 | 0.91916 | 0.94162 | 0.94162 | 0.94162 | 0.94162 | 0.94162 | 0.94162 | 0.94162 | 0.94162 | 0.94635 | 0.94635
2029 | 6 |  |  | 2029-06-01 | 0.93238 |  |  |  | 0.91141 | 0.91141 | 0.91141 | 0.91916 | 0.91916 | 0.94162 | 0.94162 | 0.94162 | 0.94162 | 0.94162 | 0.94162 | 0.94162 | 0.94162 | 0.94635 | 0.94635
2029 | 7 |  |  | 2029-07-01 | 0.93238 |  |  |  | 0.91141 | 0.91141 | 0.91141 | 0.91916 | 0.91916 | 0.94162 | 0.94162 | 0.94162 | 0.94162 | 0.94162 | 0.94162 | 0.94162 | 0.94162 | 0.94635 | 0.94635
2029 | 8 |  |  | 2029-08-01 | 0.93238 |  |  |  | 0.91141 | 0.91141 | 0.91141 | 0.91916 | 0.91916 | 0.94162 | 0.94162 | 0.94162 | 0.94162 | 0.94162 | 0.94162 | 0.94162 | 0.94162 | 0.94635 | 0.94635
2029 | 9 |  |  | 2029-09-01 | 0.93238 |  |  |  | 0.91141 | 0.91141 | 0.91141 | 0.91916 | 0.91916 | 0.94162 | 0.94162 | 0.94162 | 0.94162 | 0.94162 | 0.94162 | 0.94162 | 0.94162 | 0.94635 | 0.94635
2029 | 10 |  |  | 2029-10-01 | 0.93238 |  |  |  | 0.91141 | 0.91141 | 0.91141 | 0.91916 | 0.91916 | 0.94162 | 0.94162 | 0.94162 | 0.94162 | 0.94162 | 0.94162 | 0.94162 | 0.94162 | 0.94635 | 0.94635
2029 | 11 |  |  | 2029-11-01 | 0.93238 |  |  |  | 0.91141 | 0.91141 | 0.91141 | 0.91916 | 0.91916 | 0.94162 | 0.94162 | 0.94162 | 0.94162 | 0.94162 | 0.94162 | 0.94162 | 0.94162 | 0.94635 | 0.94635
2029 | 12 |  |  | 2029-12-01 | 0.93238 |  |  |  | 0.91141 | 0.91141 | 0.91141 | 0.91916 | 0.91916 | 0.94162 | 0.94162 | 0.94162 | 0.94162 | 0.94162 | 0.94162 | 0.94162 | 0.94162 | 0.94635 | 0.94635
2030 | 1 |  |  | 2030-01-01 | 0.92902 |  |  |  | 0.91141 | 0.91141 | 0.9044 | 0.91273 | 0.91916 | 0.94162 | 0.93691 | 0.93691 | 0.93691 | 0.93691 | 0.93691 | 0.93691 | 0.93691 | 0.94162 | 0.94162
2030 | 2 |  |  | 2030-02-01 | 0.92902 |  |  |  | 0.91141 | 0.91141 | 0.9044 | 0.91273 | 0.91916 | 0.94162 | 0.93691 | 0.93691 | 0.93691 | 0.93691 | 0.93691 | 0.93691 | 0.93691 | 0.94162 | 0.94162
2030 | 3 |  |  | 2030-03-01 | 0.92902 |  |  |  | 0.91141 | 0.91141 | 0.9044 | 0.91273 | 0.91916 | 0.94162 | 0.93691 | 0.93691 | 0.93691 | 0.93691 | 0.93691 | 0.93691 | 0.93691 | 0.94162 | 0.94162
2030 | 4 |  |  | 2030-04-01 | 0.92902 |  |  |  | 0.91141 | 0.91141 | 0.9044 | 0.91273 | 0.91916 | 0.94162 | 0.93691 | 0.93691 | 0.93691 | 0.93691 | 0.93691 | 0.93691 | 0.93691 | 0.94162 | 0.94162
2030 | 5 |  |  | 2030-05-01 | 0.92693 |  |  |  | 0.9044 | 0.9044 | 0.9044 | 0.91273 | 0.91273 | 0.93691 | 0.93691 | 0.93691 | 0.93691 | 0.93691 | 0.93691 | 0.93691 | 0.93691 | 0.94162 | 0.94162
2030 | 6 |  |  | 2030-06-01 | 0.92693 |  |  |  | 0.9044 | 0.9044 | 0.9044 | 0.91273 | 0.91273 | 0.93691 | 0.93691 | 0.93691 | 0.93691 | 0.93691 | 0.93691 | 0.93691 | 0.93691 | 0.94162 | 0.94162
2030 | 7 |  |  | 2030-07-01 | 0.92693 |  |  |  | 0.9044 | 0.9044 | 0.9044 | 0.91273 | 0.91273 | 0.93691 | 0.93691 | 0.93691 | 0.93691 | 0.93691 | 0.93691 | 0.93691 | 0.93691 | 0.94162 | 0.94162
2030 | 8 |  |  | 2030-08-01 | 0.92693 |  |  |  | 0.9044 | 0.9044 | 0.9044 | 0.91273 | 0.91273 | 0.93691 | 0.93691 | 0.93691 | 0.93691 | 0.93691 | 0.93691 | 0.93691 | 0.93691 | 0.94162 | 0.94162
2030 | 9 |  |  | 2030-09-01 | 0.92693 |  |  |  | 0.9044 | 0.9044 | 0.9044 | 0.91273 | 0.91273 | 0.93691 | 0.93691 | 0.93691 | 0.93691 | 0.93691 | 0.93691 | 0.93691 | 0.93691 | 0.94162 | 0.94162
2030 | 10 |  |  | 2030-10-01 | 0.92693 |  |  |  | 0.9044 | 0.9044 | 0.9044 | 0.91273 | 0.91273 | 0.93691 | 0.93691 | 0.93691 | 0.93691 | 0.93691 | 0.93691 | 0.93691 | 0.93691 | 0.94162 | 0.94162
2030 | 11 |  |  | 2030-11-01 | 0.92693 |  |  |  | 0.9044 | 0.9044 | 0.9044 | 0.91273 | 0.91273 | 0.93691 | 0.93691 | 0.93691 | 0.93691 | 0.93691 | 0.93691 | 0.93691 | 0.93691 | 0.94162 | 0.94162
2030 | 12 |  |  | 2030-12-01 | 0.92693 |  |  |  | 0.9044 | 0.9044 | 0.9044 | 0.91273 | 0.91273 | 0.93691 | 0.93691 | 0.93691 | 0.93691 | 0.93691 | 0.93691 | 0.93691 | 0.93691 | 0.94162 | 0.94162
2031 | 1 |  |  | 2031-01-01 | 0.92358 |  |  |  | 0.9044 | 0.9044 | 0.89743 | 0.90634 | 0.91273 | 0.93691 | 0.93223 | 0.93223 | 0.93223 | 0.93223 | 0.93223 | 0.93223 | 0.93223 | 0.93691 | 0.93691
2031 | 2 |  |  | 2031-02-01 | 0.92358 |  |  |  | 0.9044 | 0.9044 | 0.89743 | 0.90634 | 0.91273 | 0.93691 | 0.93223 | 0.93223 | 0.93223 | 0.93223 | 0.93223 | 0.93223 | 0.93223 | 0.93691 | 0.93691
2031 | 3 |  |  | 2031-03-01 | 0.92358 |  |  |  | 0.9044 | 0.9044 | 0.89743 | 0.90634 | 0.91273 | 0.93691 | 0.93223 | 0.93223 | 0.93223 | 0.93223 | 0.93223 | 0.93223 | 0.93223 | 0.93691 | 0.93691
2031 | 4 |  |  | 2031-04-01 | 0.92358 |  |  |  | 0.9044 | 0.9044 | 0.89743 | 0.90634 | 0.91273 | 0.93691 | 0.93223 | 0.93223 | 0.93223 | 0.93223 | 0.93223 | 0.93223 | 0.93223 | 0.93691 | 0.93691
2031 | 5 |  |  | 2031-05-01 | 0.92151 |  |  |  | 0.89743 | 0.89743 | 0.89743 | 0.90634 | 0.90634 | 0.93223 | 0.93223 | 0.93223 | 0.93223 | 0.93223 | 0.93223 | 0.93223 | 0.93223 | 0.93691 | 0.93691
2031 | 6 |  |  | 2031-06-01 | 0.92151 |  |  |  | 0.89743 | 0.89743 | 0.89743 | 0.90634 | 0.90634 | 0.93223 | 0.93223 | 0.93223 | 0.93223 | 0.93223 | 0.93223 | 0.93223 | 0.93223 | 0.93691 | 0.93691
2031 | 7 |  |  | 2031-07-01 | 0.92151 |  |  |  | 0.89743 | 0.89743 | 0.89743 | 0.90634 | 0.90634 | 0.93223 | 0.93223 | 0.93223 | 0.93223 | 0.93223 | 0.93223 | 0.93223 | 0.93223 | 0.93691 | 0.93691
2031 | 8 |  |  | 2031-08-01 | 0.92151 |  |  |  | 0.89743 | 0.89743 | 0.89743 | 0.90634 | 0.90634 | 0.93223 | 0.93223 | 0.93223 | 0.93223 | 0.93223 | 0.93223 | 0.93223 | 0.93223 | 0.93691 | 0.93691
2031 | 9 |  |  | 2031-09-01 | 0.92151 |  |  |  | 0.89743 | 0.89743 | 0.89743 | 0.90634 | 0.90634 | 0.93223 | 0.93223 | 0.93223 | 0.93223 | 0.93223 | 0.93223 | 0.93223 | 0.93223 | 0.93691 | 0.93691
2031 | 10 |  |  | 2031-10-01 | 0.92151 |  |  |  | 0.89743 | 0.89743 | 0.89743 | 0.90634 | 0.90634 | 0.93223 | 0.93223 | 0.93223 | 0.93223 | 0.93223 | 0.93223 | 0.93223 | 0.93223 | 0.93691 | 0.93691
2031 | 11 |  |  | 2031-11-01 | 0.92151 |  |  |  | 0.89743 | 0.89743 | 0.89743 | 0.90634 | 0.90634 | 0.93223 | 0.93223 | 0.93223 | 0.93223 | 0.93223 | 0.93223 | 0.93223 | 0.93223 | 0.93691 | 0.93691
2031 | 12 |  |  | 2031-12-01 | 0.92151 |  |  |  | 0.89743 | 0.89743 | 0.89743 | 0.90634 | 0.90634 | 0.93223 | 0.93223 | 0.93223 | 0.93223 | 0.93223 | 0.93223 | 0.93223 | 0.93223 | 0.93691 | 0.93691
2032 | 1 |  |  | 2032-01-01 | 0.91818 |  |  |  | 0.89743 | 0.89743 | 0.89052 | 0.89999 | 0.90634 | 0.93223 | 0.92757 | 0.92757 | 0.92757 | 0.92757 | 0.92757 | 0.92757 | 0.92757 | 0.93223 | 0.93223
2032 | 2 |  |  | 2032-02-01 | 0.91818 |  |  |  | 0.89743 | 0.89743 | 0.89052 | 0.89999 | 0.90634 | 0.93223 | 0.92757 | 0.92757 | 0.92757 | 0.92757 | 0.92757 | 0.92757 | 0.92757 | 0.93223 | 0.93223
2032 | 3 |  |  | 2032-03-01 | 0.91818 |  |  |  | 0.89743 | 0.89743 | 0.89052 | 0.89999 | 0.90634 | 0.93223 | 0.92757 | 0.92757 | 0.92757 | 0.92757 | 0.92757 | 0.92757 | 0.92757 | 0.93223 | 0.93223
2032 | 4 |  |  | 2032-04-01 | 0.91818 |  |  |  | 0.89743 | 0.89743 | 0.89052 | 0.89999 | 0.90634 | 0.93223 | 0.92757 | 0.92757 | 0.92757 | 0.92757 | 0.92757 | 0.92757 | 0.92757 | 0.93223 | 0.93223
2032 | 5 |  |  | 2032-05-01 | 0.91613 |  |  |  | 0.89052 | 0.89052 | 0.89052 | 0.89999 | 0.89999 | 0.92757 | 0.92757 | 0.92757 | 0.92757 | 0.92757 | 0.92757 | 0.92757 | 0.92757 | 0.93223 | 0.93223
2032 | 6 |  |  | 2032-06-01 | 0.91613 |  |  |  | 0.89052 | 0.89052 | 0.89052 | 0.89999 | 0.89999 | 0.92757 | 0.92757 | 0.92757 | 0.92757 | 0.92757 | 0.92757 | 0.92757 | 0.92757 | 0.93223 | 0.93223
2032 | 7 |  |  | 2032-07-01 | 0.91613 |  |  |  | 0.89052 | 0.89052 | 0.89052 | 0.89999 | 0.89999 | 0.92757 | 0.92757 | 0.92757 | 0.92757 | 0.92757 | 0.92757 | 0.92757 | 0.92757 | 0.93223 | 0.93223
2032 | 8 |  |  | 2032-08-01 | 0.91613 |  |  |  | 0.89052 | 0.89052 | 0.89052 | 0.89999 | 0.89999 | 0.92757 | 0.92757 | 0.92757 | 0.92757 | 0.92757 | 0.92757 | 0.92757 | 0.92757 | 0.93223 | 0.93223
2032 | 9 |  |  | 2032-09-01 | 0.91613 |  |  |  | 0.89052 | 0.89052 | 0.89052 | 0.89999 | 0.89999 | 0.92757 | 0.92757 | 0.92757 | 0.92757 | 0.92757 | 0.92757 | 0.92757 | 0.92757 | 0.93223 | 0.93223
2032 | 10 |  |  | 2032-10-01 | 0.91613 |  |  |  | 0.89052 | 0.89052 | 0.89052 | 0.89999 | 0.89999 | 0.92757 | 0.92757 | 0.92757 | 0.92757 | 0.92757 | 0.92757 | 0.92757 | 0.92757 | 0.93223 | 0.93223
2032 | 11 |  |  | 2032-11-01 | 0.91613 |  |  |  | 0.89052 | 0.89052 | 0.89052 | 0.89999 | 0.89999 | 0.92757 | 0.92757 | 0.92757 | 0.92757 | 0.92757 | 0.92757 | 0.92757 | 0.92757 | 0.93223 | 0.93223
2032 | 12 |  |  | 2032-12-01 | 0.91613 |  |  |  | 0.89052 | 0.89052 | 0.89052 | 0.89999 | 0.89999 | 0.92757 | 0.92757 | 0.92757 | 0.92757 | 0.92757 | 0.92757 | 0.92757 | 0.92757 | 0.93223 | 0.93223
2033 | 1 |  |  | 2033-01-01 | 0.91281 |  |  |  | 0.89052 | 0.89052 | 0.88367 | 0.89369 | 0.89999 | 0.92757 | 0.92293 | 0.92293 | 0.92293 | 0.92293 | 0.92293 | 0.92293 | 0.92293 | 0.92757 | 0.92757
2033 | 2 |  |  | 2033-02-01 | 0.91281 |  |  |  | 0.89052 | 0.89052 | 0.88367 | 0.89369 | 0.89999 | 0.92757 | 0.92293 | 0.92293 | 0.92293 | 0.92293 | 0.92293 | 0.92293 | 0.92293 | 0.92757 | 0.92757
2033 | 3 |  |  | 2033-03-01 | 0.91281 |  |  |  | 0.89052 | 0.89052 | 0.88367 | 0.89369 | 0.89999 | 0.92757 | 0.92293 | 0.92293 | 0.92293 | 0.92293 | 0.92293 | 0.92293 | 0.92293 | 0.92757 | 0.92757
2033 | 4 |  |  | 2033-04-01 | 0.91281 |  |  |  | 0.89052 | 0.89052 | 0.88367 | 0.89369 | 0.89999 | 0.92757 | 0.92293 | 0.92293 | 0.92293 | 0.92293 | 0.92293 | 0.92293 | 0.92293 | 0.92757 | 0.92757
2033 | 5 |  |  | 2033-05-01 | 0.91078 |  |  |  | 0.88367 | 0.88367 | 0.88367 | 0.89369 | 0.89369 | 0.92293 | 0.92293 | 0.92293 | 0.92293 | 0.92293 | 0.92293 | 0.92293 | 0.92293 | 0.92757 | 0.92757
2033 | 6 |  |  | 2033-06-01 | 0.91078 |  |  |  | 0.88367 | 0.88367 | 0.88367 | 0.89369 | 0.89369 | 0.92293 | 0.92293 | 0.92293 | 0.92293 | 0.92293 | 0.92293 | 0.92293 | 0.92293 | 0.92757 | 0.92757
2033 | 7 |  |  | 2033-07-01 | 0.91078 |  |  |  | 0.88367 | 0.88367 | 0.88367 | 0.89369 | 0.89369 | 0.92293 | 0.92293 | 0.92293 | 0.92293 | 0.92293 | 0.92293 | 0.92293 | 0.92293 | 0.92757 | 0.92757
2033 | 8 |  |  | 2033-08-01 | 0.91078 |  |  |  | 0.88367 | 0.88367 | 0.88367 | 0.89369 | 0.89369 | 0.92293 | 0.92293 | 0.92293 | 0.92293 | 0.92293 | 0.92293 | 0.92293 | 0.92293 | 0.92757 | 0.92757
2033 | 9 |  |  | 2033-09-01 | 0.91078 |  |  |  | 0.88367 | 0.88367 | 0.88367 | 0.89369 | 0.89369 | 0.92293 | 0.92293 | 0.92293 | 0.92293 | 0.92293 | 0.92293 | 0.92293 | 0.92293 | 0.92757 | 0.92757
2033 | 10 |  |  | 2033-10-01 | 0.91078 |  |  |  | 0.88367 | 0.88367 | 0.88367 | 0.89369 | 0.89369 | 0.92293 | 0.92293 | 0.92293 | 0.92293 | 0.92293 | 0.92293 | 0.92293 | 0.92293 | 0.92757 | 0.92757
2033 | 11 |  |  | 2033-11-01 | 0.91078 |  |  |  | 0.88367 | 0.88367 | 0.88367 | 0.89369 | 0.89369 | 0.92293 | 0.92293 | 0.92293 | 0.92293 | 0.92293 | 0.92293 | 0.92293 | 0.92293 | 0.92757 | 0.92757
2033 | 12 |  |  | 2033-12-01 | 0.91078 |  |  |  | 0.88367 | 0.88367 | 0.88367 | 0.89369 | 0.89369 | 0.92293 | 0.92293 | 0.92293 | 0.92293 | 0.92293 | 0.92293 | 0.92293 | 0.92293 | 0.92757 | 0.92757
2034 | 1 |  |  | 2034-01-01 | 0.90748 |  |  |  | 0.88367 | 0.88367 | 0.87686 | 0.88744 | 0.89369 | 0.92293 | 0.91832 | 0.91832 | 0.91832 | 0.91832 | 0.91832 | 0.91832 | 0.91832 | 0.92293 | 0.92293
2034 | 2 |  |  | 2034-02-01 | 0.90748 |  |  |  | 0.88367 | 0.88367 | 0.87686 | 0.88744 | 0.89369 | 0.92293 | 0.91832 | 0.91832 | 0.91832 | 0.91832 | 0.91832 | 0.91832 | 0.91832 | 0.92293 | 0.92293
2034 | 3 |  |  | 2034-03-01 | 0.90748 |  |  |  | 0.88367 | 0.88367 | 0.87686 | 0.88744 | 0.89369 | 0.92293 | 0.91832 | 0.91832 | 0.91832 | 0.91832 | 0.91832 | 0.91832 | 0.91832 | 0.92293 | 0.92293
2034 | 4 |  |  | 2034-04-01 | 0.90748 |  |  |  | 0.88367 | 0.88367 | 0.87686 | 0.88744 | 0.89369 | 0.92293 | 0.91832 | 0.91832 | 0.91832 | 0.91832 | 0.91832 | 0.91832 | 0.91832 | 0.92293 | 0.92293
2034 | 5 |  |  | 2034-05-01 | 0.90546 |  |  |  | 0.87686 | 0.87686 | 0.87686 | 0.88744 | 0.88744 | 0.91832 | 0.91832 | 0.91832 | 0.91832 | 0.91832 | 0.91832 | 0.91832 | 0.91832 | 0.92293 | 0.92293
2034 | 6 |  |  | 2034-06-01 | 0.90546 |  |  |  | 0.87686 | 0.87686 | 0.87686 | 0.88744 | 0.88744 | 0.91832 | 0.91832 | 0.91832 | 0.91832 | 0.91832 | 0.91832 | 0.91832 | 0.91832 | 0.92293 | 0.92293
2034 | 7 |  |  | 2034-07-01 | 0.90546 |  |  |  | 0.87686 | 0.87686 | 0.87686 | 0.88744 | 0.88744 | 0.91832 | 0.91832 | 0.91832 | 0.91832 | 0.91832 | 0.91832 | 0.91832 | 0.91832 | 0.92293 | 0.92293
2034 | 8 |  |  | 2034-08-01 | 0.90546 |  |  |  | 0.87686 | 0.87686 | 0.87686 | 0.88744 | 0.88744 | 0.91832 | 0.91832 | 0.91832 | 0.91832 | 0.91832 | 0.91832 | 0.91832 | 0.91832 | 0.92293 | 0.92293
2034 | 9 |  |  | 2034-09-01 | 0.90546 |  |  |  | 0.87686 | 0.87686 | 0.87686 | 0.88744 | 0.88744 | 0.91832 | 0.91832 | 0.91832 | 0.91832 | 0.91832 | 0.91832 | 0.91832 | 0.91832 | 0.92293 | 0.92293
2034 | 10 |  |  | 2034-10-01 | 0.90546 |  |  |  | 0.87686 | 0.87686 | 0.87686 | 0.88744 | 0.88744 | 0.91832 | 0.91832 | 0.91832 | 0.91832 | 0.91832 | 0.91832 | 0.91832 | 0.91832 | 0.92293 | 0.92293
2034 | 11 |  |  | 2034-11-01 | 0.90546 |  |  |  | 0.87686 | 0.87686 | 0.87686 | 0.88744 | 0.88744 | 0.91832 | 0.91832 | 0.91832 | 0.91832 | 0.91832 | 0.91832 | 0.91832 | 0.91832 | 0.92293 | 0.92293
2034 | 12 |  |  | 2034-12-01 | 0.90546 |  |  |  | 0.87686 | 0.87686 | 0.87686 | 0.88744 | 0.88744 | 0.91832 | 0.91832 | 0.91832 | 0.91832 | 0.91832 | 0.91832 | 0.91832 | 0.91832 | 0.92293 | 0.92293
2035 | 1 |  |  | 2035-01-01 | 0.90218 |  |  |  | 0.87686 | 0.87686 | 0.87011 | 0.88122 | 0.88744 | 0.91832 | 0.91372 | 0.91372 | 0.91372 | 0.91372 | 0.91372 | 0.91372 | 0.91372 | 0.91832 | 0.91832
2035 | 2 |  |  | 2035-02-01 | 0.90218 |  |  |  | 0.87686 | 0.87686 | 0.87011 | 0.88122 | 0.88744 | 0.91832 | 0.91372 | 0.91372 | 0.91372 | 0.91372 | 0.91372 | 0.91372 | 0.91372 | 0.91832 | 0.91832
2035 | 3 |  |  | 2035-03-01 | 0.90218 |  |  |  | 0.87686 | 0.87686 | 0.87011 | 0.88122 | 0.88744 | 0.91832 | 0.91372 | 0.91372 | 0.91372 | 0.91372 | 0.91372 | 0.91372 | 0.91372 | 0.91832 | 0.91832
2035 | 4 |  |  | 2035-04-01 | 0.90218 |  |  |  | 0.87686 | 0.87686 | 0.87011 | 0.88122 | 0.88744 | 0.91832 | 0.91372 | 0.91372 | 0.91372 | 0.91372 | 0.91372 | 0.91372 | 0.91372 | 0.91832 | 0.91832
2035 | 5 |  |  | 2035-05-01 | 0.90017 |  |  |  | 0.87011 | 0.87011 | 0.87011 | 0.88122 | 0.88122 | 0.91372 | 0.91372 | 0.91372 | 0.91372 | 0.91372 | 0.91372 | 0.91372 | 0.91372 | 0.91832 | 0.91832
2035 | 6 |  |  | 2035-06-01 | 0.90017 |  |  |  | 0.87011 | 0.87011 | 0.87011 | 0.88122 | 0.88122 | 0.91372 | 0.91372 | 0.91372 | 0.91372 | 0.91372 | 0.91372 | 0.91372 | 0.91372 | 0.91832 | 0.91832
2035 | 7 |  |  | 2035-07-01 | 0.90017 |  |  |  | 0.87011 | 0.87011 | 0.87011 | 0.88122 | 0.88122 | 0.91372 | 0.91372 | 0.91372 | 0.91372 | 0.91372 | 0.91372 | 0.91372 | 0.91372 | 0.91832 | 0.91832
2035 | 8 |  |  | 2035-08-01 | 0.90017 |  |  |  | 0.87011 | 0.87011 | 0.87011 | 0.88122 | 0.88122 | 0.91372 | 0.91372 | 0.91372 | 0.91372 | 0.91372 | 0.91372 | 0.91372 | 0.91372 | 0.91832 | 0.91832
2035 | 9 |  |  | 2035-09-01 | 0.90017 |  |  |  | 0.87011 | 0.87011 | 0.87011 | 0.88122 | 0.88122 | 0.91372 | 0.91372 | 0.91372 | 0.91372 | 0.91372 | 0.91372 | 0.91372 | 0.91372 | 0.91832 | 0.91832
2035 | 10 |  |  | 2035-10-01 | 0.90017 |  |  |  | 0.87011 | 0.87011 | 0.87011 | 0.88122 | 0.88122 | 0.91372 | 0.91372 | 0.91372 | 0.91372 | 0.91372 | 0.91372 | 0.91372 | 0.91372 | 0.91832 | 0.91832
2035 | 11 |  |  | 2035-11-01 | 0.90017 |  |  |  | 0.87011 | 0.87011 | 0.87011 | 0.88122 | 0.88122 | 0.91372 | 0.91372 | 0.91372 | 0.91372 | 0.91372 | 0.91372 | 0.91372 | 0.91372 | 0.91832 | 0.91832
2035 | 12 |  |  | 2035-12-01 | 0.90017 |  |  |  | 0.87011 | 0.87011 | 0.87011 | 0.88122 | 0.88122 | 0.91372 | 0.91372 | 0.91372 | 0.91372 | 0.91372 | 0.91372 | 0.91372 | 0.91372 | 0.91832 | 0.91832
2036 | 1 |  |  | 2036-01-01 | 0.89691 |  |  |  | 0.87011 | 0.87011 | 0.86341 | 0.87506 | 0.88122 | 0.91372 | 0.90916 | 0.90916 | 0.90916 | 0.90916 | 0.90916 | 0.90916 | 0.90916 | 0.91372 | 0.91372
2036 | 2 |  |  | 2036-02-01 | 0.89691 |  |  |  | 0.87011 | 0.87011 | 0.86341 | 0.87506 | 0.88122 | 0.91372 | 0.90916 | 0.90916 | 0.90916 | 0.90916 | 0.90916 | 0.90916 | 0.90916 | 0.91372 | 0.91372
2036 | 3 |  |  | 2036-03-01 | 0.89691 |  |  |  | 0.87011 | 0.87011 | 0.86341 | 0.87506 | 0.88122 | 0.91372 | 0.90916 | 0.90916 | 0.90916 | 0.90916 | 0.90916 | 0.90916 | 0.90916 | 0.91372 | 0.91372
2036 | 4 |  |  | 2036-04-01 | 0.89691 |  |  |  | 0.87011 | 0.87011 | 0.86341 | 0.87506 | 0.88122 | 0.91372 | 0.90916 | 0.90916 | 0.90916 | 0.90916 | 0.90916 | 0.90916 | 0.90916 | 0.91372 | 0.91372
2036 | 5 |  |  | 2036-05-01 | 0.89491 |  |  |  | 0.86341 | 0.86341 | 0.86341 | 0.87506 | 0.87506 | 0.90916 | 0.90916 | 0.90916 | 0.90916 | 0.90916 | 0.90916 | 0.90916 | 0.90916 | 0.91372 | 0.91372
2036 | 6 |  |  | 2036-06-01 | 0.89491 |  |  |  | 0.86341 | 0.86341 | 0.86341 | 0.87506 | 0.87506 | 0.90916 | 0.90916 | 0.90916 | 0.90916 | 0.90916 | 0.90916 | 0.90916 | 0.90916 | 0.91372 | 0.91372
2036 | 7 |  |  | 2036-07-01 | 0.89491 |  |  |  | 0.86341 | 0.86341 | 0.86341 | 0.87506 | 0.87506 | 0.90916 | 0.90916 | 0.90916 | 0.90916 | 0.90916 | 0.90916 | 0.90916 | 0.90916 | 0.91372 | 0.91372
2036 | 8 |  |  | 2036-08-01 | 0.89491 |  |  |  | 0.86341 | 0.86341 | 0.86341 | 0.87506 | 0.87506 | 0.90916 | 0.90916 | 0.90916 | 0.90916 | 0.90916 | 0.90916 | 0.90916 | 0.90916 | 0.91372 | 0.91372
2036 | 9 |  |  | 2036-09-01 | 0.89491 |  |  |  | 0.86341 | 0.86341 | 0.86341 | 0.87506 | 0.87506 | 0.90916 | 0.90916 | 0.90916 | 0.90916 | 0.90916 | 0.90916 | 0.90916 | 0.90916 | 0.91372 | 0.91372
2036 | 10 |  |  | 2036-10-01 | 0.89491 |  |  |  | 0.86341 | 0.86341 | 0.86341 | 0.87506 | 0.87506 | 0.90916 | 0.90916 | 0.90916 | 0.90916 | 0.90916 | 0.90916 | 0.90916 | 0.90916 | 0.91372 | 0.91372
2036 | 11 |  |  | 2036-11-01 | 0.89491 |  |  |  | 0.86341 | 0.86341 | 0.86341 | 0.87506 | 0.87506 | 0.90916 | 0.90916 | 0.90916 | 0.90916 | 0.90916 | 0.90916 | 0.90916 | 0.90916 | 0.91372 | 0.91372
2036 | 12 |  |  | 2036-12-01 | 0.89491 |  |  |  | 0.86341 | 0.86341 | 0.86341 | 0.87506 | 0.87506 | 0.90916 | 0.90916 | 0.90916 | 0.90916 | 0.90916 | 0.90916 | 0.90916 | 0.90916 | 0.91372 | 0.91372
2037 | 1 |  |  | 2037-01-01 | 0.89167 |  |  |  | 0.86341 | 0.86341 | 0.85676 | 0.86893 | 0.87506 | 0.90916 | 0.90461 | 0.90461 | 0.90461 | 0.90461 | 0.90461 | 0.90461 | 0.90461 | 0.90916 | 0.90916
2037 | 2 |  |  | 2037-02-01 | 0.89167 |  |  |  | 0.86341 | 0.86341 | 0.85676 | 0.86893 | 0.87506 | 0.90916 | 0.90461 | 0.90461 | 0.90461 | 0.90461 | 0.90461 | 0.90461 | 0.90461 | 0.90916 | 0.90916
2037 | 3 |  |  | 2037-03-01 | 0.89167 |  |  |  | 0.86341 | 0.86341 | 0.85676 | 0.86893 | 0.87506 | 0.90916 | 0.90461 | 0.90461 | 0.90461 | 0.90461 | 0.90461 | 0.90461 | 0.90461 | 0.90916 | 0.90916
2037 | 4 |  |  | 2037-04-01 | 0.89167 |  |  |  | 0.86341 | 0.86341 | 0.85676 | 0.86893 | 0.87506 | 0.90916 | 0.90461 | 0.90461 | 0.90461 | 0.90461 | 0.90461 | 0.90461 | 0.90461 | 0.90916 | 0.90916
2037 | 5 |  |  | 2037-05-01 | 0.88969 |  |  |  | 0.85676 | 0.85676 | 0.85676 | 0.86893 | 0.86893 | 0.90461 | 0.90461 | 0.90461 | 0.90461 | 0.90461 | 0.90461 | 0.90461 | 0.90461 | 0.90916 | 0.90916
2037 | 6 |  |  | 2037-06-01 | 0.88969 |  |  |  | 0.85676 | 0.85676 | 0.85676 | 0.86893 | 0.86893 | 0.90461 | 0.90461 | 0.90461 | 0.90461 | 0.90461 | 0.90461 | 0.90461 | 0.90461 | 0.90916 | 0.90916
2037 | 7 |  |  | 2037-07-01 | 0.88969 |  |  |  | 0.85676 | 0.85676 | 0.85676 | 0.86893 | 0.86893 | 0.90461 | 0.90461 | 0.90461 | 0.90461 | 0.90461 | 0.90461 | 0.90461 | 0.90461 | 0.90916 | 0.90916
2037 | 8 |  |  | 2037-08-01 | 0.88969 |  |  |  | 0.85676 | 0.85676 | 0.85676 | 0.86893 | 0.86893 | 0.90461 | 0.90461 | 0.90461 | 0.90461 | 0.90461 | 0.90461 | 0.90461 | 0.90461 | 0.90916 | 0.90916
2037 | 9 |  |  | 2037-09-01 | 0.88969 |  |  |  | 0.85676 | 0.85676 | 0.85676 | 0.86893 | 0.86893 | 0.90461 | 0.90461 | 0.90461 | 0.90461 | 0.90461 | 0.90461 | 0.90461 | 0.90461 | 0.90916 | 0.90916
2037 | 10 |  |  | 2037-10-01 | 0.88969 |  |  |  | 0.85676 | 0.85676 | 0.85676 | 0.86893 | 0.86893 | 0.90461 | 0.90461 | 0.90461 | 0.90461 | 0.90461 | 0.90461 | 0.90461 | 0.90461 | 0.90916 | 0.90916
2037 | 11 |  |  | 2037-11-01 | 0.88969 |  |  |  | 0.85676 | 0.85676 | 0.85676 | 0.86893 | 0.86893 | 0.90461 | 0.90461 | 0.90461 | 0.90461 | 0.90461 | 0.90461 | 0.90461 | 0.90461 | 0.90916 | 0.90916
2037 | 12 |  |  | 2037-12-01 | 0.88969 |  |  |  | 0.85676 | 0.85676 | 0.85676 | 0.86893 | 0.86893 | 0.90461 | 0.90461 | 0.90461 | 0.90461 | 0.90461 | 0.90461 | 0.90461 | 0.90461 | 0.90916 | 0.90916
2038 | 1 |  |  | 2038-01-01 | 0.88646 |  |  |  | 0.85676 | 0.85676 | 0.85016 | 0.86285 | 0.86893 | 0.90461 | 0.90009 | 0.90009 | 0.90009 | 0.90009 | 0.90009 | 0.90009 | 0.90009 | 0.90461 | 0.90461
2038 | 2 |  |  | 2038-02-01 | 0.88646 |  |  |  | 0.85676 | 0.85676 | 0.85016 | 0.86285 | 0.86893 | 0.90461 | 0.90009 | 0.90009 | 0.90009 | 0.90009 | 0.90009 | 0.90009 | 0.90009 | 0.90461 | 0.90461
2038 | 3 |  |  | 2038-03-01 | 0.88646 |  |  |  | 0.85676 | 0.85676 | 0.85016 | 0.86285 | 0.86893 | 0.90461 | 0.90009 | 0.90009 | 0.90009 | 0.90009 | 0.90009 | 0.90009 | 0.90009 | 0.90461 | 0.90461
2038 | 4 |  |  | 2038-04-01 | 0.88646 |  |  |  | 0.85676 | 0.85676 | 0.85016 | 0.86285 | 0.86893 | 0.90461 | 0.90009 | 0.90009 | 0.90009 | 0.90009 | 0.90009 | 0.90009 | 0.90009 | 0.90461 | 0.90461
2038 | 5 |  |  | 2038-05-01 | 0.8845 |  |  |  | 0.85016 | 0.85016 | 0.85016 | 0.86285 | 0.86285 | 0.90009 | 0.90009 | 0.90009 | 0.90009 | 0.90009 | 0.90009 | 0.90009 | 0.90009 | 0.90461 | 0.90461
2038 | 6 |  |  | 2038-06-01 | 0.8845 |  |  |  | 0.85016 | 0.85016 | 0.85016 | 0.86285 | 0.86285 | 0.90009 | 0.90009 | 0.90009 | 0.90009 | 0.90009 | 0.90009 | 0.90009 | 0.90009 | 0.90461 | 0.90461
2038 | 7 |  |  | 2038-07-01 | 0.8845 |  |  |  | 0.85016 | 0.85016 | 0.85016 | 0.86285 | 0.86285 | 0.90009 | 0.90009 | 0.90009 | 0.90009 | 0.90009 | 0.90009 | 0.90009 | 0.90009 | 0.90461 | 0.90461
2038 | 8 |  |  | 2038-08-01 | 0.8845 |  |  |  | 0.85016 | 0.85016 | 0.85016 | 0.86285 | 0.86285 | 0.90009 | 0.90009 | 0.90009 | 0.90009 | 0.90009 | 0.90009 | 0.90009 | 0.90009 | 0.90461 | 0.90461
2038 | 9 |  |  | 2038-09-01 | 0.8845 |  |  |  | 0.85016 | 0.85016 | 0.85016 | 0.86285 | 0.86285 | 0.90009 | 0.90009 | 0.90009 | 0.90009 | 0.90009 | 0.90009 | 0.90009 | 0.90009 | 0.90461 | 0.90461
2038 | 10 |  |  | 2038-10-01 | 0.8845 |  |  |  | 0.85016 | 0.85016 | 0.85016 | 0.86285 | 0.86285 | 0.90009 | 0.90009 | 0.90009 | 0.90009 | 0.90009 | 0.90009 | 0.90009 | 0.90009 | 0.90461 | 0.90461
2038 | 11 |  |  | 2038-11-01 | 0.8845 |  |  |  | 0.85016 | 0.85016 | 0.85016 | 0.86285 | 0.86285 | 0.90009 | 0.90009 | 0.90009 | 0.90009 | 0.90009 | 0.90009 | 0.90009 | 0.90009 | 0.90461 | 0.90461
2038 | 12 |  |  | 2038-12-01 | 0.8845 |  |  |  | 0.85016 | 0.85016 | 0.85016 | 0.86285 | 0.86285 | 0.90009 | 0.90009 | 0.90009 | 0.90009 | 0.90009 | 0.90009 | 0.90009 | 0.90009 | 0.90461 | 0.90461
2039 | 1 |  |  | 2039-01-01 | 0.88129 |  |  |  | 0.85016 | 0.85016 | 0.84362 | 0.85681 | 0.86285 | 0.90009 | 0.89559 | 0.89559 | 0.89559 | 0.89559 | 0.89559 | 0.89559 | 0.89559 | 0.90009 | 0.90009
2039 | 2 |  |  | 2039-02-01 | 0.88129 |  |  |  | 0.85016 | 0.85016 | 0.84362 | 0.85681 | 0.86285 | 0.90009 | 0.89559 | 0.89559 | 0.89559 | 0.89559 | 0.89559 | 0.89559 | 0.89559 | 0.90009 | 0.90009
2039 | 3 |  |  | 2039-03-01 | 0.88129 |  |  |  | 0.85016 | 0.85016 | 0.84362 | 0.85681 | 0.86285 | 0.90009 | 0.89559 | 0.89559 | 0.89559 | 0.89559 | 0.89559 | 0.89559 | 0.89559 | 0.90009 | 0.90009
2039 | 4 |  |  | 2039-04-01 | 0.88129 |  |  |  | 0.85016 | 0.85016 | 0.84362 | 0.85681 | 0.86285 | 0.90009 | 0.89559 | 0.89559 | 0.89559 | 0.89559 | 0.89559 | 0.89559 | 0.89559 | 0.90009 | 0.90009
2039 | 5 |  |  | 2039-05-01 | 0.87933 |  |  |  | 0.84362 | 0.84362 | 0.84362 | 0.85681 | 0.85681 | 0.89559 | 0.89559 | 0.89559 | 0.89559 | 0.89559 | 0.89559 | 0.89559 | 0.89559 | 0.90009 | 0.90009
2039 | 6 |  |  | 2039-06-01 | 0.87933 |  |  |  | 0.84362 | 0.84362 | 0.84362 | 0.85681 | 0.85681 | 0.89559 | 0.89559 | 0.89559 | 0.89559 | 0.89559 | 0.89559 | 0.89559 | 0.89559 | 0.90009 | 0.90009
2039 | 7 |  |  | 2039-07-01 | 0.87933 |  |  |  | 0.84362 | 0.84362 | 0.84362 | 0.85681 | 0.85681 | 0.89559 | 0.89559 | 0.89559 | 0.89559 | 0.89559 | 0.89559 | 0.89559 | 0.89559 | 0.90009 | 0.90009
2039 | 8 |  |  | 2039-08-01 | 0.87933 |  |  |  | 0.84362 | 0.84362 | 0.84362 | 0.85681 | 0.85681 | 0.89559 | 0.89559 | 0.89559 | 0.89559 | 0.89559 | 0.89559 | 0.89559 | 0.89559 | 0.90009 | 0.90009
2039 | 9 |  |  | 2039-09-01 | 0.87933 |  |  |  | 0.84362 | 0.84362 | 0.84362 | 0.85681 | 0.85681 | 0.89559 | 0.89559 | 0.89559 | 0.89559 | 0.89559 | 0.89559 | 0.89559 | 0.89559 | 0.90009 | 0.90009
2039 | 10 |  |  | 2039-10-01 | 0.87933 |  |  |  | 0.84362 | 0.84362 | 0.84362 | 0.85681 | 0.85681 | 0.89559 | 0.89559 | 0.89559 | 0.89559 | 0.89559 | 0.89559 | 0.89559 | 0.89559 | 0.90009 | 0.90009
2039 | 11 |  |  | 2039-11-01 | 0.87933 |  |  |  | 0.84362 | 0.84362 | 0.84362 | 0.85681 | 0.85681 | 0.89559 | 0.89559 | 0.89559 | 0.89559 | 0.89559 | 0.89559 | 0.89559 | 0.89559 | 0.90009 | 0.90009
2039 | 12 |  |  | 2039-12-01 | 0.87933 |  |  |  | 0.84362 | 0.84362 | 0.84362 | 0.85681 | 0.85681 | 0.89559 | 0.89559 | 0.89559 | 0.89559 | 0.89559 | 0.89559 | 0.89559 | 0.89559 | 0.90009 | 0.90009
2040 | 1 |  |  | 2040-01-01 | 0.87615 |  |  |  | 0.84362 | 0.84362 | 0.83712 | 0.85081 | 0.85681 | 0.89559 | 0.89111 | 0.89111 | 0.89111 | 0.89111 | 0.89111 | 0.89111 | 0.89111 | 0.89559 | 0.89559
2040 | 2 |  |  | 2040-02-01 | 0.87615 |  |  |  | 0.84362 | 0.84362 | 0.83712 | 0.85081 | 0.85681 | 0.89559 | 0.89111 | 0.89111 | 0.89111 | 0.89111 | 0.89111 | 0.89111 | 0.89111 | 0.89559 | 0.89559
2040 | 3 |  |  | 2040-03-01 | 0.87615 |  |  |  | 0.84362 | 0.84362 | 0.83712 | 0.85081 | 0.85681 | 0.89559 | 0.89111 | 0.89111 | 0.89111 | 0.89111 | 0.89111 | 0.89111 | 0.89111 | 0.89559 | 0.89559
2040 | 4 |  |  | 2040-04-01 | 0.87615 |  |  |  | 0.84362 | 0.84362 | 0.83712 | 0.85081 | 0.85681 | 0.89559 | 0.89111 | 0.89111 | 0.89111 | 0.89111 | 0.89111 | 0.89111 | 0.89111 | 0.89559 | 0.89559
2040 | 5 |  |  | 2040-05-01 | 0.8742 |  |  |  | 0.83712 | 0.83712 | 0.83712 | 0.85081 | 0.85081 | 0.89111 | 0.89111 | 0.89111 | 0.89111 | 0.89111 | 0.89111 | 0.89111 | 0.89111 | 0.89559 | 0.89559
2040 | 6 |  |  | 2040-06-01 | 0.8742 |  |  |  | 0.83712 | 0.83712 | 0.83712 | 0.85081 | 0.85081 | 0.89111 | 0.89111 | 0.89111 | 0.89111 | 0.89111 | 0.89111 | 0.89111 | 0.89111 | 0.89559 | 0.89559
2040 | 7 |  |  | 2040-07-01 | 0.8742 |  |  |  | 0.83712 | 0.83712 | 0.83712 | 0.85081 | 0.85081 | 0.89111 | 0.89111 | 0.89111 | 0.89111 | 0.89111 | 0.89111 | 0.89111 | 0.89111 | 0.89559 | 0.89559
2040 | 8 |  |  | 2040-08-01 | 0.8742 |  |  |  | 0.83712 | 0.83712 | 0.83712 | 0.85081 | 0.85081 | 0.89111 | 0.89111 | 0.89111 | 0.89111 | 0.89111 | 0.89111 | 0.89111 | 0.89111 | 0.89559 | 0.89559
2040 | 9 |  |  | 2040-09-01 | 0.8742 |  |  |  | 0.83712 | 0.83712 | 0.83712 | 0.85081 | 0.85081 | 0.89111 | 0.89111 | 0.89111 | 0.89111 | 0.89111 | 0.89111 | 0.89111 | 0.89111 | 0.89559 | 0.89559
2040 | 10 |  |  | 2040-10-01 | 0.8742 |  |  |  | 0.83712 | 0.83712 | 0.83712 | 0.85081 | 0.85081 | 0.89111 | 0.89111 | 0.89111 | 0.89111 | 0.89111 | 0.89111 | 0.89111 | 0.89111 | 0.89559 | 0.89559
2040 | 11 |  |  | 2040-11-01 | 0.8742 |  |  |  | 0.83712 | 0.83712 | 0.83712 | 0.85081 | 0.85081 | 0.89111 | 0.89111 | 0.89111 | 0.89111 | 0.89111 | 0.89111 | 0.89111 | 0.89111 | 0.89559 | 0.89559
2040 | 12 |  |  | 2040-12-01 | 0.8742 |  |  |  | 0.83712 | 0.83712 | 0.83712 | 0.85081 | 0.85081 | 0.89111 | 0.89111 | 0.89111 | 0.89111 | 0.89111 | 0.89111 | 0.89111 | 0.89111 | 0.89559 | 0.89559
Index
Year | Month | Hour | Row | Nameplate Adjusted for Degradation (July)
|  |  | 7 | 2015-07-01 | 0 | 0 | 0 | 0 | 0 | 0 | 0 | 0 | 0 | 0 | 0 | 0 | 0 | 0 | 0 | 0 | 0 | 0 | 0
|  |  | 19 | 2016-07-01 | 0 | 0 | 0 | 0 | 0 | 0 | 0 | 0 | 0 | 0 | 0 | 0 | 0 | 0 | 0 | 0 | 0 | 0 | 0
|  |  | 31 | 2017-07-01 | 105.39 | 82.4 | 20 | 2.99 | 10 | 10 | 5 | 8 | 8.5 | 10 | 10 | 7 | 2.99 | 10 | 9.9 | 6 | 8 | 0 | 0
|  |  | 43 | 2018-07-01 | 115.6625 | 92.8145 | 19.873 | 2.9751 | 9.923 | 9.923 | 4.9615 | 7.944 | 8.4405 | 9.95 | 9.95 | 6.965 | 2.9751 | 9.95 | 9.8505 | 5.97 | 7.96 | 8 | 2.9
|  |  | 55 | 2019-07-01 | 114.9845 | 92.2775 | 19.7468 | 2.9602 | 9.8466 | 9.8466 | 4.9233 | 7.8884 | 8.3814 | 9.9002 | 9.9002 | 6.9302 | 2.9602 | 9.9002 | 9.8012 | 5.9402 | 7.9202 | 7.96 | 2.8855
|  |  | 67 | 2020-07-01 | 114.3106 | 91.7437 | 19.6215 | 2.9454 | 9.7708 | 9.7708 | 4.8854 | 7.8332 | 8.3227 | 9.8507 | 9.8507 | 6.8955 | 2.9454 | 9.8507 | 9.7522 | 5.9104 | 7.8806 | 7.9202 | 2.8711
|  |  | 79 | 2021-07-01 | 113.6407 | 91.2131 | 19.497 | 2.9306 | 9.6955 | 9.6955 | 4.8478 | 7.7783 | 8.2645 | 9.8015 | 9.8015 | 6.861 | 2.9306 | 9.8015 | 9.7035 | 5.8809 | 7.8412 | 7.8806 | 2.8567
|  |  | 91 | 2022-07-01 | 112.975 | 90.6856 | 19.3734 | 2.916 | 9.6209 | 9.6209 | 4.8104 | 7.7239 | 8.2066 | 9.7525 | 9.7525 | 6.8267 | 2.916 | 9.7525 | 9.655 | 5.8515 | 7.802 | 7.8412 | 2.8424
|  |  | 103 | 2023-07-01 | 112.3133 | 90.1614 | 19.2505 | 2.9014 | 9.5468 | 9.5468 | 4.7734 | 7.6698 | 8.1492 | 9.7037 | 9.7037 | 6.7926 | 2.9014 | 9.7037 | 9.6067 | 5.8222 | 7.763 | 7.802 | 2.8282
|  |  | 115 | 2024-07-01 | 111.6557 | 89.6403 | 19.1285 | 2.8869 | 9.4733 | 9.4733 | 4.7366 | 7.6161 | 8.0921 | 9.6552 | 9.6552 | 6.7586 | 2.8869 | 9.6552 | 9.5587 | 5.7931 | 7.7242 | 7.763 | 2.8141
|  |  | 127 | 2025-07-01 | 111.002 | 89.1223 | 19.0073 | 2.8725 | 9.4003 | 9.4003 | 4.7002 | 7.5628 | 8.0355 | 9.6069 | 9.6069 | 6.7249 | 2.8725 | 9.6069 | 9.5109 | 5.7642 | 7.6855 | 7.7242 | 2.8
|  |  | 139 | 2026-07-01 | 110.3524 | 88.6074 | 18.8869 | 2.8581 | 9.328 | 9.328 | 4.664 | 7.5099 | 7.9793 | 9.5589 | 9.5589 | 6.6912 | 2.8581 | 9.5589 | 9.4633 | 5.7353 | 7.6471 | 7.6855 | 2.786
|  |  | 151 | 2027-07-01 | 109.7067 | 88.0956 | 18.7672 | 2.8438 | 9.2561 | 9.2561 | 4.6281 | 7.4573 | 7.9234 | 9.5111 | 9.5111 | 6.6578 | 2.8438 | 9.5111 | 9.416 | 5.7067 | 7.6089 | 7.6471 | 2.7721
|  |  | 163 | 2028-07-01 | 109.0649 | 87.5869 | 18.6484 | 2.8296 | 9.1849 | 9.1849 | 4.5924 | 7.4051 | 7.8679 | 9.4635 | 9.4635 | 6.6245 | 2.8296 | 9.4635 | 9.3689 | 5.6781 | 7.5708 | 7.6089 | 2.7582
|  |  | 175 | 2029-07-01 | 108.427 | 87.0812 | 18.5304 | 2.8155 | 9.1141 | 9.1141 | 4.5571 | 7.3533 | 7.8129 | 9.4162 | 9.4162 | 6.5914 | 2.8155 | 9.4162 | 9.3221 | 5.6497 | 7.533 | 7.5708 | 2.7444
|  |  | 187 | 2030-07-01 | 107.7931 | 86.5786 | 18.4131 | 2.8014 | 9.044 | 9.044 | 4.522 | 7.3018 | 7.7582 | 9.3691 | 9.3691 | 6.5584 | 2.8014 | 9.3691 | 9.2755 | 5.6215 | 7.4953 | 7.533 | 2.7307
|  |  | 199 | 2031-07-01 | 107.1629 | 86.0789 | 18.2966 | 2.7874 | 8.9743 | 8.9743 | 4.4872 | 7.2507 | 7.7039 | 9.3223 | 9.3223 | 6.5256 | 2.7874 | 9.3223 | 9.2291 | 5.5934 | 7.4578 | 7.4953 | 2.7171
|  |  | 211 | 2032-07-01 | 106.5366 | 85.5823 | 18.1809 | 2.7734 | 8.9052 | 8.9052 | 4.4526 | 7.1999 | 7.6499 | 9.2757 | 9.2757 | 6.493 | 2.7734 | 9.2757 | 9.1829 | 5.5654 | 7.4206 | 7.4578 | 2.7035
|  |  | 223 | 2033-07-01 | 105.9141 | 85.0886 | 18.066 | 2.7596 | 8.8367 | 8.8367 | 4.4183 | 7.1495 | 7.5964 | 9.2293 | 9.2293 | 6.4605 | 2.7596 | 9.2293 | 9.137 | 5.5376 | 7.3834 | 7.4206 | 2.69
|  |  | 235 | 2034-07-01 | 105.2954 | 84.5979 | 17.9518 | 2.7458 | 8.7686 | 8.7686 | 4.3843 | 7.0995 | 7.5432 | 9.1832 | 9.1832 | 6.4282 | 2.7458 | 9.1832 | 9.0913 | 5.5099 | 7.3465 | 7.3834 | 2.6765
|  |  | 247 | 2035-07-01 | 104.6805 | 84.1101 | 17.8383 | 2.732 | 8.7011 | 8.7011 | 4.3505 | 7.0498 | 7.4904 | 9.1372 | 9.1372 | 6.3961 | 2.732 | 9.1372 | 9.0459 | 5.4823 | 7.3098 | 7.3465 | 2.6631
|  |  | 259 | 2036-07-01 | 104.0693 | 83.6252 | 17.7257 | 2.7184 | 8.6341 | 8.6341 | 4.317 | 7.0004 | 7.438 | 9.0916 | 9.0916 | 6.3641 | 2.7184 | 9.0916 | 9.0006 | 5.4549 | 7.2733 | 7.3098 | 2.6498
|  |  | 271 | 2037-07-01 | 103.4617 | 83.1432 | 17.6137 | 2.7048 | 8.5676 | 8.5676 | 4.2838 | 6.9514 | 7.3859 | 9.0461 | 9.0461 | 6.3323 | 2.7048 | 9.0461 | 8.9556 | 5.4277 | 7.2369 | 7.2733 | 2.6366
|  |  | 283 | 2038-07-01 | 102.8579 | 82.6642 | 17.5025 | 2.6913 | 8.5016 | 8.5016 | 4.2508 | 6.9028 | 7.3342 | 9.0009 | 9.0009 | 6.3006 | 2.6913 | 9.0009 | 8.9109 | 5.4005 | 7.2007 | 7.2369 | 2.6234
|  |  | 295 | 2039-07-01 | 102.2578 | 82.1879 | 17.392 | 2.6778 | 8.4362 | 8.4362 | 4.2181 | 6.8545 | 7.2829 | 8.9559 | 8.9559 | 6.2691 | 2.6778 | 8.9559 | 8.8663 | 5.3735 | 7.1647 | 7.2007 | 2.6103
|  |  | 307 | 2040-07-01 | 101.6613 | 81.7145 | 17.2823 | 2.6644 | 8.3712 | 8.3712 | 4.1856 | 6.8065 | 7.2319 | 8.9111 | 8.9111 | 6.2378 | 2.6644 | 8.9111 | 8.822 | 5.3467 | 7.1289 | 7.1647 | 2.5972
Annual Generation
|  |  |  | 2015 | 0 | 0 | 0 | 0 | 0 | 0 | 0 | 0 | 0 | 0 | 0 | 0 | 0 | 0 | 0 | 0 | 0 | 0 | 0
|  |  |  | 2016 | 0 | 0 | 0 | 0 | 0 | 0 | 0 | 0 | 0 | 0 | 0 | 0 | 0 | 0 | 0 | 0 | 0 | 0 | 0
|  |  |  | 2017 | 215532.0854 | 169932.7854 | 38323.5779 | 7275.7221 | 14307.3371 | 13873.218 | 12256.6649 | 19742.2612 | 11506.6866 | 13873.218 | 24677.8265 | 17628.714 | 7275.7221 | 24450.3599 | 23017.8947 | 12270.0399 | 20652.1424 | 0 | 0
|  |  |  | 2018 | 269426.4883 | 217156.0334 | 45031.1114 | 7239.3435 | 21350.8392 | 20703.0032 | 12162.2886 | 19604.0654 | 17179.4831 | 20740.4609 | 24554.4374 | 17540.5704 | 7239.3435 | 24328.1081 | 22902.8052 | 12208.6897 | 20548.8817 | 21091.59 | 7271.9218
|  |  |  | 2019 | 267859.4052 | 215906.2007 | 44750.0577 | 7203.1468 | 21186.4377 | 20543.5901 | 12068.639 | 19466.8369 | 17059.2267 | 20636.7586 | 24431.6652 | 17452.8675 | 7203.1468 | 24206.4676 | 22788.2912 | 12147.6462 | 20446.1373 | 20986.132 | 7235.5622
|  |  |  | 2020 | 267031.3936 | 215251.9489 | 44592.6776 | 7186.767 | 21080.9002 | 20441.2549 | 12008.5207 | 19383.5295 | 16986.2226 | 20589.8312 | 24376.1083 | 17413.1802 | 7186.767 | 24151.4228 | 22736.4712 | 12120.0228 | 20399.6433 | 20938.4102 | 7219.1087
|  |  |  | 2021 | 264753.6119 | 213428.8716 | 44193.4449 | 7131.2954 | 20861.4227 | 20228.4368 | 11883.4975 | 19195.2551 | 16821.2335 | 20430.9069 | 24187.9594 | 17278.7752 | 7131.2954 | 23965.0081 | 22560.978 | 12026.4734 | 20242.1871 | 20776.7954 | 7163.3875
|  |  |  | 2022 | 263214.7828 | 212201.283 | 43917.8609 | 7095.6389 | 20700.7897 | 20072.6779 | 11791.9946 | 19060.8883 | 16703.4848 | 20328.7524 | 24067.0196 | 17192.3813 | 7095.6389 | 23845.183 | 22448.1731 | 11966.3411 | 20140.9761 | 20672.9114 | 7127.5705
|  |  |  | 2023 | 261685.2534 | 210981.0173 | 43644.0754 | 7060.1607 | 20541.3937 | 19918.1183 | 11701.1962 | 18927.4621 | 16586.5604 | 20227.1086 | 23946.6845 | 17106.4194 | 7060.1607 | 23725.9571 | 22335.9322 | 11906.5094 | 20040.2713 | 20569.5468 | 7091.9327
|  |  |  | 2024 | 260877.7459 | 210342.7361 | 43490.9037 | 7044.1061 | 20439.0694 | 19818.8987 | 11642.9082 | 18846.4629 | 16515.5791 | 20181.1128 | 23892.2304 | 17067.5199 | 7044.1061 | 23672.005 | 22285.1409 | 11879.4343 | 19994.7002 | 20522.7723 | 7075.8058
|  |  |  | 2025 | 258653.86 | 208562.2735 | 43101.8509 | 6989.7356 | 20226.2741 | 19612.5602 | 11521.6916 | 18663.4051 | 16355.1613 | 20025.3432 | 23707.8163 | 16935.7829 | 6989.7356 | 23489.2907 | 22113.1313 | 11787.7419 | 19840.3696 | 20364.3656 | 7021.1906
|  |  |  | 2026 | 257151.8802 | 207363.7055 | 42833.3877 | 6954.7869 | 20070.5318 | 19461.5435 | 11432.9745 | 18532.7612 | 16240.6752 | 19925.2165 | 23589.2772 | 16851.104 | 6954.7869 | 23371.8443 | 22002.5657 | 11728.8032 | 19741.1677 | 20262.5438 | 6986.0847
|  |  |  | 2027 | 255658.9683 | 206172.2807 | 42566.6746 | 6920.013 | 19915.9887 | 19311.6896 | 11344.9406 | 18403.0319 | 16126.9905 | 19825.5904 | 23471.3308 | 16766.8484 | 6920.013 | 23254.985 | 21892.5528 | 11670.1592 | 19642.4619 | 20161.2311 | 6951.1543
|  |  |  | 2028 | 254871.4374 | 205549.5655 | 42417.5948 | 6904.2771 | 19816.7798 | 19215.4909 | 11288.4273 | 18324.277 | 16057.9758 | 19780.5076 | 23417.9577 | 16728.7211 | 6904.2771 | 23202.1038 | 21842.7698 | 11643.6216 | 19597.7955 | 20115.385 | 6935.3475
|  |  |  | 2029 | 252700.1207 | 203810.6837 | 42038.4511 | 6850.9859 | 19610.4633 | 19015.4346 | 11170.9012 | 18146.2912 | 15902.0028 | 19627.8302 | 23237.2043 | 16599.5991 | 6850.9859 | 23023.0166 | 21674.1746 | 11553.7494 | 19446.5283 | 19960.1228 | 6881.8165
|  |  |  | 2030 | 251234.0721 | 202640.424 | 41776.9172 | 6816.7309 | 19459.4627 | 18869.0157 | 11084.8853 | 18019.2672 | 15790.6888 | 19529.691 | 23121.0183 | 16516.6011 | 6816.7309 | 22907.9015 | 21565.8037 | 11495.9806 | 19349.2957 | 19860.3222 | 6847.4074
|  |  |  | 2031 | 249776.8658 | 201477.1322 | 41517.0863 | 6782.6473 | 19309.6249 | 18723.7243 | 10999.5316 | 17893.1323 | 15680.154 | 19432.0426 | 23005.4132 | 16434.0181 | 6782.6473 | 22793.362 | 21457.9747 | 11438.5007 | 19252.5492 | 19761.0206 | 6813.1704
|  |  |  | 2032 | 249008.798 | 200869.5893 | 41371.985 | 6767.2237 | 19213.4365 | 18630.4545 | 10944.7389 | 17816.5595 | 15613.0515 | 19387.8546 | 22953.0995 | 16396.6476 | 6767.2237 | 22741.5305 | 21409.1799 | 11412.4899 | 19208.7694 | 19716.0845 | 6797.6774
|  |  |  | 2033 | 246888.758 | 199171.2803 | 41002.4872 | 6714.9904 | 19013.4015 | 18436.4891 | 10830.791 | 17643.5052 | 15461.4002 | 19238.2079 | 22775.9342 | 16270.0888 | 6714.9904 | 22565.9982 | 21243.9314 | 11324.4017 | 19060.505 | 19563.9044 | 6745.209
|  |  |  | 2034 | 245457.7465 | 198028.6348 | 40747.6963 | 6681.4154 | 18866.9983 | 18294.5281 | 10747.3939 | 17520.0007 | 15353.1704 | 19142.0169 | 22662.0545 | 16188.7383 | 6681.4154 | 22453.1682 | 21137.7118 | 11267.7797 | 18965.2025 | 19466.0849 | 6711.483
|  |  |  | 2035 | 244035.3574 | 196892.7864 | 40494.5626 | 6648.0084 | 18721.7224 | 18153.6602 | 10664.639 | 17397.3607 | 15245.6982 | 19046.3068 | 22548.7442 | 16107.7947 | 6648.0084 | 22340.9024 | 21032.0232 | 11211.4408 | 18870.3765 | 19368.7544 | 6677.9255
|  |  |  | 2036 | 243286.2529 | 196300.0321 | 40353.3299 | 6632.891 | 18628.4626 | 18063.2301 | 10611.5145 | 17322.9095 | 15180.4549 | 19002.996 | 22497.469 | 16071.166 | 6632.891 | 22290.0998 | 20984.197 | 11185.9463 | 18827.4658 | 19324.7104 | 6662.7401
|  |  |  | 2037 | 241216.2299 | 194641.3134 | 39993.222 | 6581.6945 | 18434.5179 | 17875.1702 | 10501.0359 | 17154.6501 | 15033.0054 | 18856.3199 | 22323.8205 | 15947.1194 | 6581.6945 | 22118.0519 | 20822.2288 | 11099.6066 | 18682.1445 | 19175.5511 | 6611.3132
|  |  |  | 2038 | 239819.3845 | 193525.6055 | 39744.993 | 6548.786 | 18292.5721 | 17737.5314 | 10420.1779 | 17034.5675 | 14927.7744 | 18762.0383 | 22212.2014 | 15867.3838 | 6548.786 | 22007.4616 | 20718.1176 | 11044.1086 | 18588.7338 | 19079.6734 | 6578.2567
|  |  |  | 2039 | 238430.9471 | 192416.5284 | 39498.3767 | 6516.0421 | 18151.7193 | 17600.9524 | 10339.9425 | 16915.3256 | 14823.28 | 18668.2281 | 22101.1404 | 15788.0469 | 6516.0421 | 21897.4243 | 20614.527 | 10988.8881 | 18495.7901 | 18984.275 | 6545.3654
|  |  |  | 2040 | 237700.3195 | 191838.1891 | 39360.9057 | 6501.2248 | 18061.2989 | 17513.2755 | 10288.4354 | 16842.9372 | 14759.8445 | 18625.7771 | 22050.883 | 15752.1453 | 6501.2248 | 21847.6301 | 20567.6502 | 10963.8996 | 18453.7312 | 18941.1053 | 6530.4814
Formulas:
Adams Solar Center LLC = IF([Degradation Method]=M9,1,IF([Degradation Method]>=EDATE(M9,12),IF(M8="Prior Year",M12*(1-M7),M12-M7),IF([Adams Solar Center LLC, row above]>0,[Adams Solar Center LLC, row above],0)))
Bear Creek Solar Center LLC = IF([Degradation Method]=N9,1,IF([Degradation Method]>=EDATE(N9,12),IF(N8="Prior Year",N12*(1-N7),N12-N7),IF([Bear Creek Solar Center LLC, row above]>0,[Bear Creek Solar Center LLC, row above],0)))
Degradation Method = EDATE([Degradation Method, row above],1)