## Attachment 1
PacifiCorp Depreciation Case - Depreciation Study Changes
| Company Filed Position |  |  | Settlement Agreement - 2/13/20
| Iowa | NS | Accrual | Iowa | NS | Adjustment
Accounts at Issue | Curve | % | 2020 $ | Curve | % | 2020 $
Steam
Removing Cholla plant from sutdy | [5 empty] | -71831775
Including Naughton 3 - Convert to gas | [5 empty] | 747715
Hydro
331 - Hydro Structures |  | -30% | 6489773 |  | -25% | -32856
Simple Cycle Gas - Gadsby
343 - Prime Movers | S0-40 | -4% | 3243341 | R1-50 | -4% | -71266
Transmission
350 - Land Rights | R4-80 | 0% | 2740305 | R4-90 | 0% | -353205
352 - Structures | R3-70 | -10% | 4471687 | R2.5-75 | -5% | -561737
353 - Station Equip. | S0-58 | -10% | 45189695 | S0-60 | -10% | -2292583
354 - Towers and Fixtures | R4-70 | -10% | 25209356 | R4-72 | -8% | -1675504
355 - Poles and Fixtures | R2-60 | -50% | 30098544 | R2.5-62 | -40% | -3794054
356 - OH Conductors | R3-65 | -35% | 31735033 | R2.5-68 | -30% | -3359921
357 - UG Conduit | S2.5-60 | 0% | 56323 | S2.5-60 | 0% | -2093
358 - UG Conductor | S2.5-60 | -5% | 133629 | S2.5-60 | -5% | -5937
359 - Roads and Trails | R5-70 | 0% | 161705 | R5-75 | 0% | -17783
|  |  | 139796277 |  |  | -12062817
Distribution - Wyoming
360.2 - Land Rights | S4-50 | 0% | 119723 | S4-50 | 0% | -4737
361 - Structures | R2.5-65 | -10% | 314852 | R2.5-65 | -10% | -3277
362 - Station Equip. | R1-55 | -10% | 2789748 | R1-57 | -10% | -138707
364 - Poles and Fixtures | R1-55 | -100% | 5975738 | R1-57 | -100% | -281096
365 - Overhead Conductor | R0.5-60 | -50% | 2793407 | R0.5-60 | -50% | -39205
366 - Underground Conduit | R2.5-45 | -35% | 895845 | R2.5-45 | -35% | -17925
367 - Underground Conductor | R3-45 | -30% | 1729215 | R3-45 | -30% | -63914
368 - Line Transformers | R1.5-40 | -30% | 4102988 | R1-42 | -30% | -242409
369.1 - Overhead Services | R1.5-60 | -35% | 471747 | R1.5-60 | -35% | -7534
369.2 - Underground Services | R4-50 | -55% | 1512781 | R4-50 | -55% | -29634
370 - Meters | S3-20 | -3% | 840949 | S3-20 | -3% | -28599
371 - Install. On Cust Premises | O1-30 | -60% | 34341 | O1-30 | -60% | -3285
373 - Street Lighting | R0.5-50 | -45% | 299669 | R0.5-50 | -45% | -5584
|  |  | 21881003 |  |  | -865906
General Plant - Wyoming
390 - Structures & Improv. | R2-50 | -20% | 482109 | R2-55 | -20% | -89744
Distribution - Utah
360.2 - Land Rights | R4-65 | 0% | 185781 | R4-65 | 0% | -1250
361 - Structures | R2-60 | -10% | 1055346 | R2-60 | -10% | -5933
362 - Station Equip. | S0-50 | -15% | 11492106 | S0-50 | -15% | -78214
364 - Poles and Fixtures | R0.5-50 | -85% | 16071953 | R0.5-50 | -80% | -556857
365 - Overhead Conductor | R0.5-54 | -40% | 6559293 | R0.5-54 | -40% | -41504
366 - Underground Conduit | R2.5-60 | -45% | 5606614 | R2.5-60 | -40% | -250086
367 - Underground Conductor | R2.5-60 | -20% | 11972149 | R2.5-60 | -15% | -644339
368 - Line Transformers | R1-47 | -10% | 14413463 | R1-47 | -10% | -96589
369 - Services | R3-55 | -30% | 8891993 | R3-55 | -25% | -431601
370 - Meters | S3-20 | -3% | 5459240 | S3-20 | -3% | -137811
371 - Install. On Cust Premises | L0-25 | -60% | 235297 | L0-25 | -60% | -5413
373 - Street Lighting | R0.5-25 | -30% | 1154915 | R0.5-25 | -30% | -28737
|  |  | 83098150 |  |  | -2278334
Distribution - Idaho
360.2 - Land Rights | R4-60 | 0% | 22203 | R4-60 | 0% | -57
361 - Structures | R3-65 | -5% | 35900 | R3-65 | -5% | -83
362 - Station Equip. | R1.5-55 | -15% | 778788 | R1.5-55 | -15% | -1759
364 - Poles and Fixtures | R0.5-50 | -90% | 3769586 | R0.5-50 | -90% | -5079
365 - Overhead Conductor | R0.5-54 | -35% | 977403 | R0.5-54 | -30% | -41522
366 - Underground Conduit | R2-60 | -40% | 252136 | R2-60 | -40% | -474
367 - Underground Conductor | R2.5-60 | -15% | 521366 | R2.5-60 | -15% | -1485
368 - Line Transformers | R1-47 | -10% | 1985671 | R1-47 | -10% | -5075
369 - Services | R3-55 | -30% | 1107147 | R3-55 | -30% | -2251
370 - Meters | S3-20 | -3% | 676547 | S3-20 | -3% | -7049
371 - Install. On Cust Premises | L0-25 | -45% | 6931 | L0-25 | -35% | -681
373 - Street Lighting | R0.5-25 | -20% | 30078 | R0.5-25 | -20% | -190
|  |  | 10163756 |  |  | -65705
Total Adjustments | [5 empty] | -86550688
Total Annual Depreciation - Filed Study | [5 empty] | 1012074696
Total Annual Depreciation - Settlement | [5 empty] | 925524008

## Attachment 2
Rocky Mountain Power - Attachment 2
Depreciation Rate Comparison - Plant Balances as of December, 2020
[5 empty] | Depreciation Rate |  | Total Company Depreciation |  |  | ALLOCATED
Description |  |  | AF | Plant-in-Service | EXISTING | SETTLEMENT | EXISTING | SETTLEMENT | DIFFERENCE | UT
Production Plant
Steam Production |  |  | SG | 7224199492.17 | 3.404% | 4.818% | 245923367 | 348028372 | 102105005 | 44419924.8887
Steam Production - Water Rights |  |  |  | 35638062.69
Hydro Production |  |  | SG | 995097430.92 | 3.009% | 3.058% | 29943661 | 30434825.112 | 491164.112 | 213676.8218
Other Production |  |  | SG | 5075636836.51 | 3.214% | 4.014% | 163112102 | 203715719 | 40603617 | 17664262.5633
Other Production - Water Rights |  |  |  | 32709324.83
Total Production Plant |  |  |  | 13363281147.12
Total Production Plant - Depreciable |  |  |  | 13294933759.6 | 3.302% | 4.379% | 438979130 | 582178916.112 | 143199786.112 | 62297864.2739
Transmission Plant |  |  | SG | 7375554754.55 | 1.77% | 1.732% | 130435713 | 127733460 | -2702253 | -1175592.4726
Distribution Plant
Distribution |  |  | CA | 280326705.58 | 2.67% | 2.7% | 7472463 | 7570061 | 97598 | 0
Distribution |  |  | OR | 2243678193.87 | 2.52% | 2.57% | 56492130 | 57702243 | 1210113 | 0
Distribution |  |  | WA | 526113489.95 | 2.76% | 2.74% | 14526469 | 14411610 | -114859 | 0
Distribution |  |  | WY | 783969877.82 | 2.966% | 2.681% | 23248951 | 21015097 | -2233854 | 0
Distribution |  |  | UT | 3160310243.87 | 2.625% | 2.557% | 82950370 | 80819816 | -2130554 | -2130554
Distribution |  |  | ID | 386446631.75 | 2.705% | 2.613% | 10453988 | 10098051 | -355937 | 0
Total Distribution |  |  |  | 7380845142.84 | 2.644% | 2.596% | 195144371 | 191616878 | -3527493 | -2130554
General Plant - Vehicles * |  | State | AF | Plant in Service
General Plant - Vehicles | 392.1 | CA | CA | 852235.969 | 3.48% | 8.63% | 29657.8117 | 73547.9641 | 43890.1524 | 0
General Plant - Vehicles | 392.1 | CA | SG | 304035.251 | 3.48% | 8.63% | 10580.4267 | 26238.2422 | 15657.8154 | 6811.8011
General Plant - Vehicles | 392.1 | ID | ID | 2295198.4384 | 4.28% | 8.73% | 98234.4932 | 200370.8237 | 102136.3305 | 0
General Plant - Vehicles | 392.1 | ID | SG | 768932.4416 | 4.28% | 8.73% | 32910.3085 | 67127.8021 | 34217.4936 | 14886.0332
General Plant - Vehicles | 392.1 | OR | OR | 7689180.5382 | 7.04% | 6.43% | 541318.3099 | 494414.3086 | -46904.0013 | 0
General Plant - Vehicles | 392.1 | OR | SG | 857170.8114 | 7.04% | 6.43% | 60344.8251 | 55116.0832 | -5228.7419 | -2274.7203
General Plant - Vehicles | 392.1 | OR | SO | 255789.0004 | 7.04% | 6.43% | 18007.5456 | 16447.2327 | -1560.3129 | -672.7128
General Plant - Vehicles | 392.1 | OT | SG | 409795.59 | 2.53% | 3.82% | 10367.8284 | 15654.1915 | 5286.3631 | 2299.7879
General Plant - Vehicles | 392.1 | UT | SE | 251861.7766 | 5.04% | 8.92% | 12693.8335 | 22466.0705 | 9772.2369 | 4163.0476
General Plant - Vehicles | 392.1 | UT | SG | 3051699.892 | 5.04% | 8.92% | 153805.6746 | 272211.6304 | 118405.9558 | 51511.5166
General Plant - Vehicles | 392.1 | UT | SO | 2635087.981 | 5.04% | 8.92% | 132808.4342 | 235049.8479 | 102241.4137 | 44080.3278
General Plant - Vehicles | 392.1 | UT | UT | 10010742.3804 | 5.04% | 8.92% | 504541.416 | 892958.2203 | 388416.8044 | 388416.8044
General Plant - Vehicles | 392.1 | WA | SG | 608194.3925 | 5.6% | 2.9% | 34058.886 | 17637.6374 | -16421.2486 | -7143.9263
General Plant - Vehicles | 392.1 | WA | WA | 1022424.2475 | 5.6% | 2.9% | 57255.7579 | 29650.3032 | -27605.4547 | 0
General Plant - Vehicles | 392.1 | WY | SG | 2079440.4736 | 5.85% | 8.6% | 121647.2677 | 178831.8807 | 57184.613 | 24877.6856
General Plant - Vehicles | 392.1 | WY | WY | 2585714.1864 | 5.85% | 8.6% | 151264.2799 | 222371.42 | 71107.1401 | 0
General Plant - Vehicles | 392.3 | UT | SO | 1860982.02 | 2.51% | 6.23% | 46710.6487 | 115939.1798 | 69228.5311 | 29847.165
General Plant - Vehicles | 392.5 | CA | CA | 793720.0194 | 4.49% | 5.31% | 35638.0289 | 42146.533 | 6508.5042 | 0
General Plant - Vehicles | 392.5 | CA | SG | 204130.0706 | 4.49% | 5.31% | 9165.4402 | 10839.3067 | 1673.8666 | 728.2016
General Plant - Vehicles | 392.5 | ID | ID | 4350829.083 | 4.34% | 5.19% | 188825.9822 | 225808.0294 | 36982.0472 | 0
General Plant - Vehicles | 392.5 | ID | SG | 779534.377 | 4.34% | 5.19% | 33831.792 | 40457.8342 | 6626.0422 | 2882.604
General Plant - Vehicles | 392.5 | OR | OR | 11812885.2461 | 5.48% | 5.51% | 647346.1115 | 650889.9771 | 3543.8656 | 0
General Plant - Vehicles | 392.5 | OR | SG | 1109491.5439 | 5.48% | 5.51% | 60800.1366 | 61132.9841 | 332.8475 | 144.8025
General Plant - Vehicles | 392.5 | OT | SG | 236400.22 | 2.1% | 3.5% | 4964.4046 | 8274.0077 | 3309.6031 | 1439.815
General Plant - Vehicles | 392.5 | UT | SE | 219288.6158 | 4.56% | 6.38% | 9999.5609 | 13990.6137 | 3991.0528 | 1700.219
General Plant - Vehicles | 392.5 | UT | SG | 3608319.9713 | 4.56% | 6.38% | 164539.3907 | 230210.8142 | 65671.4235 | 28569.8012
General Plant - Vehicles | 392.5 | UT | SO | 1475099.7643 | 4.56% | 6.38% | 67264.5493 | 94111.365 | 26846.8157 | 11574.7269
General Plant - Vehicles | 392.5 | UT | UT | 18540989.0486 | 4.56% | 6.38% | 845469.1006 | 1182915.1013 | 337446.0007 | 337446.0007
General Plant - Vehicles | 392.5 | WA | SG | 1563940.6775 | 5.07% | 3.43% | 79291.7923 | 53643.1652 | -25648.6271 | -11158.2198
General Plant - Vehicles | 392.5 | WA | WA | 3133469.2825 | 5.07% | 3.43% | 158866.8926 | 107477.9964 | -51388.8962 | 0
General Plant - Vehicles | 392.5 | WY | SG | 3120067.0499 | 5.66% | 6.79% | 176595.795 | 211852.5527 | 35256.7577 | 15338.1563
General Plant - Vehicles | 392.5 | WY | WY | 5012276.1301 | 5.66% | 6.79% | 283694.829 | 340333.5492 | 56638.7203 | 0
General Plant - Vehicles | 392.9 | CA | CA | 454745.0815 | 2.32% | 2.68% | 10550.0859 | 12187.1682 | 1637.0823 | 0
General Plant - Vehicles | 392.9 | CA | SG | 13636.9385 | 2.32% | 2.68% | 316.377 | 365.47 | 49.093 | 21.3575
General Plant - Vehicles | 392.9 | ID | SG | 63527.5083 | 2.28% | 2.44% | 1448.4272 | 1550.0712 | 101.644 | 44.2194
General Plant - Vehicles | 392.9 | ID | ID | 1481989.6117 | 2.28% | 2.44% | 33789.3631 | 36160.5465 | 2371.1834 | 0
General Plant - Vehicles | 392.9 | OR | OR | 3355388.3302 | 2.44% | 2.72% | 81871.4753 | 91266.5626 | 9395.0873 | 0
General Plant - Vehicles | 392.9 | OR | SG | 153213.8433 | 2.44% | 2.72% | 3738.4178 | 4167.4165 | 428.9988 | 186.6323
General Plant - Vehicles | 392.9 | OR | SO | 3491.3165 | 2.44% | 2.72% | 85.1881 | 94.9638 | 9.7757 | 4.2147
General Plant - Vehicles | 392.9 | UT | SE | 43181.7489 | 1.91% | 3.47% | 824.7714 | 1498.4067 | 673.6353 | 286.9738
General Plant - Vehicles | 392.9 | UT | SG | 1306627.8796 | 1.91% | 3.47% | 24956.5925 | 45339.9874 | 20383.3949 | 8867.6248
General Plant - Vehicles | 392.9 | UT | SO | 1517293.3375 | 1.91% | 3.47% | 28980.3027 | 52650.0788 | 23669.7761 | 10204.9791
General Plant - Vehicles | 392.9 | UT | UT | 5800348.9241 | 1.91% | 3.47% | 110786.6644 | 201272.1077 | 90485.4432 | 90485.4432
General Plant - Vehicles | 392.9 | WA | SG | 83242.5251 | 2.38% | 2.29% | 1981.1721 | 1906.2538 | -74.9183 | -32.5926
General Plant - Vehicles | 392.9 | WA | WA | 620649.5449 | 2.38% | 2.29% | 14771.4592 | 14212.8746 | -558.5846 | 0
General Plant - Vehicles | 392.9 | WY | SG | 592972.2816 | 2.68% | 3.03% | 15891.6571 | 17967.0601 | 2075.403 | 902.8866
General Plant - Vehicles | 392.9 | WY | WY | 3220759.2384 | 2.68% | 3.03% | 86316.3476 | 97589.0049 | 11272.6573 | 0
General Plant - Vehicles | 392.9 | OT | SG | 6433.26 | 2.18% | 1.65% | 140.2451 | 106.1488 | -34.0963 | -14.8333
General Plant - Vehicles | 396.3 | CA | CA | 1447080.32 | 7.2% | 12.21% | 104189.783 | 176688.5071 | 72498.724 | 0
General Plant - Vehicles | 396.3 | ID | SG | 94950.5759 | 7.67% | 11.95% | 7282.7092 | 11346.5938 | 4063.8846 | 1767.9589
General Plant - Vehicles | 396.3 | ID | ID | 2987664.6541 | 7.67% | 11.95% | 229153.879 | 357025.9262 | 127872.0472 | 0
General Plant - Vehicles | 396.3 | OR | OR | 12083235.2479 | 9.23% | 9.31% | 1115282.6134 | 1124949.2016 | 9666.5882 | 0
General Plant - Vehicles | 396.3 | OR | SG | 82388.4121 | 9.23% | 9.31% | 7604.4504 | 7670.3612 | 65.9107 | 28.6739
General Plant - Vehicles | 396.3 | UT | SG | 110980.3308 | 8.1% | 10.55% | 8989.4068 | 11708.4249 | 2719.0181 | 1182.886
General Plant - Vehicles | 396.3 | UT | SO | 1450283.2103 | 8.1% | 10.55% | 117472.94 | 153004.8787 | 35531.9387 | 15319.2278
General Plant - Vehicles | 396.3 | UT | UT | 14569513.4189 | 8.1% | 10.55% | 1180130.5869 | 1537083.6657 | 356953.0788 | 356953.0788
General Plant - Vehicles | 396.3 | WA | SG | 76764.4658 | 5.66% | 9.49% | 4344.8688 | 7284.9478 | 2940.079 | 1279.0567
General Plant - Vehicles | 396.3 | WA | WA | 2348543.9242 | 5.66% | 9.49% | 132927.5861 | 222876.8184 | 89949.2323 | 0
General Plant - Vehicles | 396.3 | WY | WY | 4408343.9 | 8.47% | 14.66% | 373386.7283 | 646263.2157 | 272876.4874 | 0
General Plant - Vehicles | 396.7 | CA | CA | 2265611.14 | 4.98% | 5.59% | 112827.4348 | 126647.6627 | 13820.228 | 0
General Plant - Vehicles | 396.7 | ID | ID | 6717317.9964 | 3.73% | 5.39% | 250555.9613 | 362063.44 | 111507.4787 | 0
General Plant - Vehicles | 396.7 | ID | SG | 1069120.6136 | 3.73% | 5.39% | 39878.1989 | 57625.6011 | 17747.4022 | 7720.8583
General Plant - Vehicles | 396.7 | OR | OR | 22854375.2865 | 5.14% | 5.2% | 1174714.8897 | 1188427.5149 | 13712.6252 | 0
General Plant - Vehicles | 396.7 | OR | SG | 1524456.5535 | 5.14% | 5.2% | 78357.0668 | 79271.7408 | 914.6739 | 397.9212
General Plant - Vehicles | 396.7 | OT | SG | 1943962.83 | 1.86% | 2.66% | 36157.7086 | 51709.4113 | 15551.7026 | 6765.6376
General Plant - Vehicles | 396.7 | UT | SE | 382958.7085 | 5.36% | 6.09% | 20526.5868 | 23322.1853 | 2795.5986 | 1190.9464
General Plant - Vehicles | 396.7 | UT | SG | 13090860.5972 | 5.36% | 6.09% | 701670.128 | 797233.4104 | 95563.2824 | 41574.0034
General Plant - Vehicles | 396.7 | UT | SO | 3825432.1993 | 5.36% | 6.09% | 205043.1659 | 232968.8209 | 27925.6551 | 12039.8573
General Plant - Vehicles | 396.7 | UT | UT | 35912225.995 | 5.36% | 6.09% | 1924895.3133 | 2187054.5631 | 262159.2498 | 262159.2498
General Plant - Vehicles | 396.7 | WA | SG | 465311.8956 | 6.03% | 3.93% | 28058.3073 | 18286.7575 | -9771.5498 | -4251.0307
General Plant - Vehicles | 396.7 | WA | WA | 5846222.5244 | 6.03% | 3.93% | 352527.2182 | 229756.5452 | -122770.673 | 0
General Plant - Vehicles | 396.7 | WY | SG | 24392854.6098 | 4.86% | 5.77% | 1185492.734 | 1407467.711 | 221974.9769 | 96568.3494
General Plant - Vehicles | 396.7 | WY | WY | 14896521.6402 | 4.86% | 5.77% | 723970.9517 | 859529.2986 | 135558.3469 | 0
Total General Plant - Vehicles* |  |  |  | 287063408.91 | 5.335% | 6.502% | 15314391.3179 | 18665717.9937 | 3351326.6759 | 1857122.4974
General Plant - All Other |  | State | AF | Plant in Service
General Plant - All Other | 389.2 | ID | ID | 4645.61 | 1.17% | 1.7% | 54.3536 | 78.9754 | 24.6217 | 0
General Plant - All Other | 389.2 | UT | SG | 1182.8586 | 2.03% | 2.05% | 24.012 | 24.2486 | 0.23657 | 0.10292
General Plant - All Other | 389.2 | UT | UT | 80995.5914 | 2.03% | 2.05% | 1644.2105 | 1660.4096 | 16.1991 | 16.1991
General Plant - All Other | 389.2 | WY | WY | 74246.25 | 1.98% | 1.87% | 1470.0757 | 1388.4049 | -81.6709 | 0
General Plant - All Other | 390 | CA | CA | 3012931.1243 | 1.71% | 1.99% | 51519.6473 | 59996.6668 | 8477.0195 | 0
General Plant - All Other | 390 | CA | SO | 456255.2357 | 1.71% | 1.99% | 7801.9645 | 9079.4792 | 1277.5147 | 550.7872
General Plant - All Other | 390 | ID | ID | 12477685.9999 | 1.65% | 1.84% | 205882.7948 | 229225.1345 | 23342.3397 | 0
General Plant - All Other | 390 | ID | SG | 1446832.1152 | 1.65% | 1.84% | 23872.7299 | 26621.7109 | 2748.981 | 1195.9211
General Plant - All Other | 390 | ID | SO | 779212.5549 | 1.65% | 1.84% | 12857.0072 | 14337.511 | 1480.5039 | 638.3039
General Plant - All Other | 390 | OR | OR | 33518025.8723 | 1.86% | 2.08% | 623435.2715 | 702170.2271 | 78734.9555 | 0
General Plant - All Other | 390 | OR | SG | 2963510.8184 | 1.86% | 2.08% | 55121.3012 | 61641.025 | 6519.7238 | 2836.3511
General Plant - All Other | 390 | OR | SO | 49771365.4293 | 1.86% | 2.08% | 925747.397 | 1035244.4009 | 109497.0039 | 47208.5005
General Plant - All Other | 390 | OT | SG | 363676.47 | 1.51% | 1.76% | 5491.5147 | 6400.7059 | 909.1912 | 395.536
General Plant - All Other | 390 | UT | CN | 8374997.546 | 1.53% | 2.55% | 128137.4625 | 213562.4374 | 85424.975 | 40340.6392
General Plant - All Other | 390 | UT | SG | 2387109.5254 | 1.53% | 2.55% | 36522.7757 | 60871.2929 | 24348.5172 | 10592.6179
General Plant - All Other | 390 | UT | SO | 40099508.1458 | 1.53% | 2.55% | 613522.4746 | 1022537.4577 | 409014.9831 | 176342.5786
General Plant - All Other | 390 | UT | UT | 45382211.2443 | 1.53% | 2.55% | 694347.9144 | 1155441.6429 | 461093.7285 | 461093.7285
General Plant - All Other | 390 | UT | SE | 1041181.8885 | 1.53% | 2.55% | 15930.0829 | 26550.1382 | 10620.0553 | 4524.2247
General Plant - All Other | 390 | WA | SG | 92762.5216 | 2.52% | 2.08% | 2337.6155 | 1929.4605 | -408.1551 | -177.5644
General Plant - All Other | 390 | WA | SO | 1488037.0559 | 2.52% | 2.08% | 37498.5338 | 30951.1708 | -6547.363 | -2822.8278
General Plant - All Other | 390 | WA | WA | 11467860.1024 | 2.52% | 2.08% | 288990.9102 | 239453.0693 | -49537.8409 | 0
General Plant - All Other | 390 | WY | SG | 860032.8439 | 1.95% | 2.28% | 16770.6405 | 19608.7488 | 2838.1084 | 1234.6952
General Plant - All Other | 390 | WY | SO | 132385.8509 | 1.95% | 2.28% | 2581.5241 | 3018.3974 | 436.8733 | 188.3534
General Plant - All Other | 390 | WY | WY | 17893960.4652 | 1.95% | 2.28% | 348933.1693 | 407254.7558 | 58321.5865 | 0
Total General Plant - All Other |  |  |  | 234170613.12 | 1.751% | 2.276% | 4100495.3836 | 5329047.4714 | 1228552.0878 | 744158.147
Total General Plant |  |  |  | 521234022.03 | 3.725% | 4.603% | 19414886.7015 | 23994765.4652 | 4579878.7637 | 2601280.6444
Total Company - Depreciable Plant |  |  |  | 28572567679.02 | 2.744% | 3.239% | 783974100.7014 | 925524019.5772 | 141549918.8757 | 61592998.4457
COLSTRIP RESERVE AMORTIZATION |  |  | SG |  |  |  | -2293038 | 0 | 2293038 | 997566.9236
HUNTER RESERVE AMORTIZATION |  |  | SG |  |  |  | -5927184 | 0 | 5927184 | 2578571.6193
GADSBY RESERVE AMORTIZATION |  |  | SG |  |  |  | -2341500 | 0 | 2341500 | 1018649.9097
BLUNDELLRESERVE AMORTIZATION |  |  | SG |  |  |  | -785202 | 0 | 785202 | 341595.5355
WYOMING - DISTRIBUTION RESERVE AMORTIZATION |  |  | WY |  |  |  | -2077204 | 0 | 2077204 | 0
UTAH - DISTRIBUTION RESERVE AMORTIZATION |  |  | UT |  |  |  | -23109549 | 0 | 23109549 | 23109549
IDAHO - DISTRIBUTION RESERVE AMORTIZATION |  |  | ID |  |  |  | -2508698 | 0 | 2508698 | 0
Total Company |  |  |  | 28640915066.54 |  |  | 744931725.7014 | 925524019.5772 | 180592293.8757 | 89638931.4339
* For regulatory purposes, vehicle depreciation is re-classified as O&M.
Allocation Factor Table
UT
|  |  | CA |  |  |  | 0% | Source: Factors from December 2017 Semi-Annual Report
|  |  | CN |  |  |  | 47.22%
|  |  | ID |  |  |  | 0%
|  |  | OR |  |  |  | 0%
|  |  | SE |  |  |  | 42.6%
|  |  | SG |  |  |  | 43.5%
|  |  | SO |  |  |  | 43.11%
|  |  | UT |  |  |  | 100%
|  |  | WA |  |  |  | 0%
|  |  | WY |  |  |  | 0%

## Attachment 3
PACIFICORP
SUMMARY OF ESTIMATED SURVIVOR CURVES, NET SALVAGE, ORIGINAL COST, BOOK DEPRECIATION RESERVE
AND CALCULATED ANNUAL DEPRECIATION RATES AS OF DECEMBER 31, 2020
UTAH, WYOMING AND IDAHO
|  | PACIFICORP DEPRECIATION STUDY |  |  |  |  | SETTLEMENT SCENARIO
|  | PROBABLE |  | NET | CALCULATED ANNUAL |  | PROBABLE |  | NET | CALCULATED ANNUAL
|  | RETIREMENT | SURVIVOR | SALVAGE | ACCRUAL | ACCRUAL | RETIREMENT | SURVIVOR | SALVAGE | ACCRUAL | ACCRUAL
| ACCOUNT | DATE | CURVE | PERCENT | AMOUNT | RATE | DATE | CURVE | PERCENT | AMOUNT | RATE | DIFFERENCE
STEAM PRODUCTION PLANT
CHOLLA GENERATING STATION
CHOLLA UNIT 4
310.2 | LAND RIGHTS | 2025-04-30 | SQUARE | 0 | 185271 | 13.54 | 2020-04-30 |  |  | 0 | 0 | -185271
311 | STRUCTURES AND IMPROVEMENTS | 2025-04-30 | 110-S0.5 | -4 | 8529325 | 12.93 | 2020-04-30 |  |  | 0 | 0 | -8529325
312 | BOILER PLANT EQUIPMENT | 2025-04-30 | 65-L0.5 | -5 | 45604944 | 13.71 | 2020-04-30 |  |  | 0 | 0 | -45604944
314 | TURBOGENERATOR UNITS | 2025-04-30 | 50-S0 | -5 | 8690420 | 13.34 | 2020-04-30 |  |  | 0 | 0 | -8690420
315 | ACCESSORY ELECTRIC EQUIPMENT | 2025-04-30 | 80-R2.5 | -4 | 8327524 | 12.24 | 2020-04-30 |  |  | 0 | 0 | -8327524
316 | MISCELLANEOUS POWER PLANT EQUIPMENT | 2025-04-30 | 45-L0 | -4 | 494291 | 12.85 | 2020-04-30 |  |  | 0 | 0 | -494291
| TOTAL CHOLLA UNIT 4 |  |  |  | 71831775 | 13.38 |  |  |  | 0 |  | -71831775
COLSTRIP GENERATING STATION
COLSTRIP GENERATING STATION
311 | STRUCTURES AND IMPROVEMENTS | 2027-12-31 | 110-S0.5 | -6 | 4733812 | 7.24 | 2027-12-31 | 110-S0.5 | -6 | 4733812 | 7.24 | 0
312 | BOILER PLANT EQUIPMENT | 2027-12-31 | 65-L0.5 | -7 | 10512862 | 8.26 | 2027-12-31 | 65-L0.5 | -7 | 10512862 | 8.26 | 0
314 | TURBOGENERATOR UNITS | 2027-12-31 | 50-S0 | -6 | 3735660 | 9.08 | 2027-12-31 | 50-S0 | -6 | 3735660 | 9.08 | 0
315 | ACCESSORY ELECTRIC EQUIPMENT | 2027-12-31 | 80-R2.5 | -6 | 637218 | 6.81 | 2027-12-31 | 80-R2.5 | -6 | 637218 | 6.81 | 0
316 | MISCELLANEOUS POWER PLANT EQUIPMENT | 2027-12-31 | 45-L0 | -5 | 40962 | 9.59 | 2027-12-31 | 45-L0 | -5 | 40962 | 9.59 | 0
TOTAL COLSTRIP GENERATING STATION |  |  |  |  | 19660514 | 8.07 |  |  |  | 19660514 | 8.07 | 0
CRAIG GENERATING STATION
CRAIG UNIT 1
311 | STRUCTURES AND IMPROVEMENTS | 2025-12-31 | 110-S0.5 | -1 | 624952 | 5.42 | 2025-12-31 | 110-S0.5 | -1 | 624952 | 5.42 | 0
312 | BOILER PLANT EQUIPMENT | 2025-12-31 | 65-L0.5 | -2 | 2246263 | 7.11 | 2025-12-31 | 65-L0.5 | -2 | 2246263 | 7.11 | 0
314 | TURBOGENERATOR UNITS | 2025-12-31 | 50-S0 | -2 | 1170271 | 9.39 | 2025-12-31 | 50-S0 | -2 | 1170271 | 9.39 | 0
315 | ACCESSORY ELECTRIC EQUIPMENT | 2025-12-31 | 80-R2.5 | -1 | 381342 | 5.5 | 2025-12-31 | 80-R2.5 | -1 | 381342 | 5.5 | 0
316 | MISCELLANEOUS POWER PLANT EQUIPMENT | 2025-12-31 | 45-L0 | -1 | 14816 | 6.3 | 2025-12-31 | 45-L0 | -1 | 14816 | 6.3 | 0
| TOTAL CRAIG UNIT 1 |  |  |  | 4437644 | 7.07 |  |  |  | 4437644 | 7.07 | 0
CRAIG UNIT 2
311 | STRUCTURES AND IMPROVEMENTS | 2026-12-31 | 110-S0.5 | -2 | 562970 | 4.86 | 2026-12-31 | 110-S0.5 | -2 | 562970 | 4.86 | 0
312 | BOILER PLANT EQUIPMENT | 2026-12-31 | 65-L0.5 | -2 | 8052814 | 11.02 | 2026-12-31 | 65-L0.5 | -2 | 8052814 | 11.02 | 0
314 | TURBOGENERATOR UNITS | 2026-12-31 | 50-S0 | -2 | 1148792 | 9 | 2026-12-31 | 50-S0 | -2 | 1148792 | 9 | 0
315 | ACCESSORY ELECTRIC EQUIPMENT | 2026-12-31 | 80-R2.5 | -1 | 855000 | 8.45 | 2026-12-31 | 80-R2.5 | -1 | 855000 | 8.45 | 0
| TOTAL CRAIG UNIT 2 |  |  |  | 10619576 | 9.88 |  |  |  | 10619576 | 9.88 | 0
CRAIG COMMON
311 | STRUCTURES AND IMPROVEMENTS | 2026-12-31 | 110-S0.5 | -1 | 1316835 | 7.73 | 2026-12-31 | 110-S0.5 | -1 | 1316835 | 7.73 | 0
312 | BOILER PLANT EQUIPMENT | 2026-12-31 | 65-L0.5 | -2 | 2915182 | 8.52 | 2026-12-31 | 65-L0.5 | -2 | 2915182 | 8.52 | 0
314 | TURBOGENERATOR UNITS | 2026-12-31 | 50-S0 | -2 | 384583 | 8.43 | 2026-12-31 | 50-S0 | -2 | 384583 | 8.43 | 0
315 | ACCESSORY ELECTRIC EQUIPMENT | 2026-12-31 | 80-R2.5 | -1 | 170443 | 5.72 | 2026-12-31 | 80-R2.5 | -1 | 170443 | 5.72 | 0
316 | MISCELLANEOUS POWER PLANT EQUIPMENT | 2026-12-31 | 45-L0 | -1 | 55222 | 6 | 2026-12-31 | 45-L0 | -1 | 55222 | 6 | 0
| TOTAL CRAIG COMMON |  |  |  | 4842265 | 8.11 |  |  |  | 4842265 | 8.11 | 0
TOTAL CRAIG GENERATING STATION |  |  |  |  | 19899485 | 8.65 |  |  |  | 19899485 | 8.65 | 0
DAVE JOHNSTON GENERATING STATION
DAVE JOHNSTON UNIT 1
311 | STRUCTURES AND IMPROVEMENTS | 2027-12-31 | 110-S0.5 | -3 | 66756 | 6.64 | 2027-12-31 | 110-S0.5 | -3 | 66756 | 6.64 | 0
312 | BOILER PLANT EQUIPMENT | 2027-12-31 | 65-L0.5 | -4 | 3365938 | 6.03 | 2027-12-31 | 65-L0.5 | -4 | 3365938 | 6.03 | 0
314 | TURBOGENERATOR UNITS | 2027-12-31 | 50-S0 | -4 | 651642 | 5.93 | 2027-12-31 | 50-S0 | -4 | 651642 | 5.93 | 0
315 | ACCESSORY ELECTRIC EQUIPMENT | 2027-12-31 | 80-R2.5 | -3 | 81163 | 2.93 | 2027-12-31 | 80-R2.5 | -3 | 81163 | 2.93 | 0
316 | MISCELLANEOUS POWER PLANT EQUIPMENT | 2027-12-31 | 45-L0 | -3 | 120 | 4.74 | 2027-12-31 | 45-L0 | -3 | 120 | 4.74 | 0
| TOTAL DAVE JOHNSTON UNIT 1 |  |  |  | 4165619 | 5.9 |  |  |  | 4165619 | 5.9 | 0
DAVE JOHNSTON UNIT 2
311 | STRUCTURES AND IMPROVEMENTS | 2027-12-31 | 110-S0.5 | -3 | 72428 | 8.45 | 2027-12-31 | 110-S0.5 | -3 | 72428 | 8.45 | 0
312 | BOILER PLANT EQUIPMENT | 2027-12-31 | 65-L0.5 | -4 | 3449755 | 5.97 | 2027-12-31 | 65-L0.5 | -4 | 3449755 | 5.97 | 0
314 | TURBOGENERATOR UNITS | 2027-12-31 | 50-S0 | -4 | 1081254 | 6.5 | 2027-12-31 | 50-S0 | -4 | 1081254 | 6.5 | 0
315 | ACCESSORY ELECTRIC EQUIPMENT | 2027-12-31 | 80-R2.5 | -3 | 179715 | 4.84 | 2027-12-31 | 80-R2.5 | -3 | 179715 | 4.84 | 0
| TOTAL DAVE JOHNSTON UNIT 2 |  |  |  | 4783152 | 6.06 |  |  |  | 4783152 | 6.06 | 0
DAVE JOHNSTON UNIT 3
311 | STRUCTURES AND IMPROVEMENTS | 2027-12-31 | 110-S0.5 | -3 | 1170255 | 6.19 | 2027-12-31 | 110-S0.5 | -3 | 1170255 | 6.19 | 0
312 | BOILER PLANT EQUIPMENT | 2027-12-31 | 65-L0.5 | -3 | 16234764 | 7.07 | 2027-12-31 | 65-L0.5 | -3 | 16234764 | 7.07 | 0
314 | TURBOGENERATOR UNITS | 2027-12-31 | 50-S0 | -4 | 1656957 | 6.78 | 2027-12-31 | 50-S0 | -4 | 1656957 | 6.78 | 0
315 | ACCESSORY ELECTRIC EQUIPMENT | 2027-12-31 | 80-R2.5 | -3 | 951105 | 6.28 | 2027-12-31 | 80-R2.5 | -3 | 951105 | 6.28 | 0
316 | MISCELLANEOUS POWER PLANT EQUIPMENT | 2027-12-31 | 45-L0 | -3 | 11399 | 5 | 2027-12-31 | 45-L0 | -3 | 11399 | 5 | 0
| TOTAL DAVE JOHNSTON UNIT 3 |  |  |  | 20024480 | 6.95 |  |  |  | 20024480 | 6.95 | 0
DAVE JOHNSTON UNIT 4
311 | STRUCTURES AND IMPROVEMENTS | 2027-12-31 | 110-S0.5 | -3 | 1078085 | 7.13 | 2027-12-31 | 110-S0.5 | -3 | 1078085 | 7.13 | 0
312 | BOILER PLANT EQUIPMENT | 2027-12-31 | 65-L0.5 | -3 | 16593337 | 7.19 | 2027-12-31 | 65-L0.5 | -3 | 16593337 | 7.19 | 0
314 | TURBOGENERATOR UNITS | 2027-12-31 | 50-S0 | -4 | 2570438 | 6.44 | 2027-12-31 | 50-S0 | -4 | 2570438 | 6.44 | 0
315 | ACCESSORY ELECTRIC EQUIPMENT | 2027-12-31 | 80-R2.5 | -3 | 889942 | 6.22 | 2027-12-31 | 80-R2.5 | -3 | 889942 | 6.22 | 0
316 | MISCELLANEOUS POWER PLANT EQUIPMENT | 2027-12-31 | 45-L0 | -3 | 30965 | 5.43 | 2027-12-31 | 45-L0 | -3 | 30965 | 5.43 | 0
| TOTAL DAVE JOHNSTON UNIT 4 |  |  |  | 21162767 | 7.04 |  |  |  | 21162767 | 7.04 | 0
DAVE JOHNSTON COMMON
310.2 | LAND RIGHTS | 2027-12-31 | SQUARE | 0 | 3445 | 3.45 | 2027-12-31 | SQUARE | 0 | 3445 | 3.45 | 0
311 | STRUCTURES AND IMPROVEMENTS | 2027-12-31 | 110-S0.5 | -3 | 7956823 | 6.1 | 2027-12-31 | 110-S0.5 | -3 | 7956823 | 6.1 | 0
312 | BOILER PLANT EQUIPMENT | 2027-12-31 | 65-L0.5 | -3 | 11189744 | 7.48 | 2027-12-31 | 65-L0.5 | -3 | 11189744 | 7.48 | 0
314 | TURBOGENERATOR UNITS | 2027-12-31 | 50-S0 | -3 | 1050411 | 8.83 | 2027-12-31 | 50-S0 | -3 | 1050411 | 8.83 | 0
315 | ACCESSORY ELECTRIC EQUIPMENT | 2027-12-31 | 80-R2.5 | -3 | 1996364 | 7.16 | 2027-12-31 | 80-R2.5 | -3 | 1996364 | 7.16 | 0
316 | MISCELLANEOUS POWER PLANT EQUIPMENT | 2027-12-31 | 45-L0 | -3 | 494093 | 6.7 | 2027-12-31 | 45-L0 | -3 | 494093 | 6.7 | 0
| TOTAL DAVE JOHNSTON COMMON |  |  |  | 22690880 | 6.93 |  |  |  | 22690880 | 6.93 | 0
TOTAL DAVE JOHNSTON GENERATING STATION |  |  |  |  | 72826898 | 6.83 |  |  |  | 72826898 | 6.83 | 0
GADSBY GENERATING STATION
GADSBY UNIT 1
311 | STRUCTURES AND IMPROVEMENTS | 2032-12-31 | 110-S0.5 | -14 | 32893 | 2.24 | 2032-12-31 | 110-S0.5 | -14 | 32893 | 2.24 | 0
312 | BOILER PLANT EQUIPMENT | 2032-12-31 | 65-L0.5 | -14 | 234308 | 2.35 | 2032-12-31 | 65-L0.5 | -14 | 234308 | 2.35 | 0
314 | TURBOGENERATOR UNITS | 2032-12-31 | 50-S0 | -14 | 77989 | 1.56 | 2032-12-31 | 50-S0 | -14 | 77989 | 1.56 | 0
315 | ACCESSORY ELECTRIC EQUIPMENT | 2032-12-31 | 80-R2.5 | -14 | 13023 | 0.96 | 2032-12-31 | 80-R2.5 | -14 | 13023 | 0.96 | 0
316 | MISCELLANEOUS POWER PLANT EQUIPMENT | 2032-12-31 | 45-L0 | -10 | 197 | 1.04 | 2032-12-31 | 45-L0 | -10 | 197 | 1.04 | 0
| TOTAL GADSBY UNIT 1 |  |  |  | 358410 | 2.01 |  |  |  | 358410 | 2.01 | 0
GADSBY UNIT 2
311 | STRUCTURES AND IMPROVEMENTS | 2032-12-31 | 110-S0.5 | -15 | 30536 | 2.25 | 2032-12-31 | 110-S0.5 | -15 | 30536 | 2.25 | 0
312 | BOILER PLANT EQUIPMENT | 2032-12-31 | 65-L0.5 | -14 | 281036 | 2.11 | 2032-12-31 | 65-L0.5 | -14 | 281036 | 2.11 | 0
314 | TURBOGENERATOR UNITS | 2032-12-31 | 50-S0 | -14 | 134018 | 2.3 | 2032-12-31 | 50-S0 | -14 | 134018 | 2.3 | 0
315 | ACCESSORY ELECTRIC EQUIPMENT | 2032-12-31 | 80-R2.5 | -14 | 11814 | 0.87 | 2032-12-31 | 80-R2.5 | -14 | 11814 | 0.87 | 0
316 | MISCELLANEOUS POWER PLANT EQUIPMENT | 2032-12-31 | 45-L0 | -10 | 118 | 1.04 | 2032-12-31 | 45-L0 | -10 | 118 | 1.04 | 0
| TOTAL GADSBY UNIT 2 |  |  |  | 457522 | 2.09 |  |  |  | 457522 | 2.09 | 0
GADSBY UNIT 3
311 | STRUCTURES AND IMPROVEMENTS | 2032-12-31 | 110-S0.5 | -14 | 37915 | 2.6 | 2032-12-31 | 110-S0.5 | -14 | 37915 | 2.6 | 0
312 | BOILER PLANT EQUIPMENT | 2032-12-31 | 65-L0.5 | -14 | 310220 | 2.3 | 2032-12-31 | 65-L0.5 | -14 | 310220 | 2.3 | 0
314 | TURBOGENERATOR UNITS | 2032-12-31 | 50-S0 | -14 | 240770 | 3.2 | 2032-12-31 | 50-S0 | -14 | 240770 | 3.2 | 0
315 | ACCESSORY ELECTRIC EQUIPMENT | 2032-12-31 | 80-R2.5 | -14 | 61312 | 2.48 | 2032-12-31 | 80-R2.5 | -14 | 61312 | 2.48 | 0
316 | MISCELLANEOUS POWER PLANT EQUIPMENT | 2032-12-31 | 45-L0 | -10 | 433 | 1.03 | 2032-12-31 | 45-L0 | -10 | 433 | 1.03 | 0
| TOTAL GADSBY UNIT 3 |  |  |  | 650650 | 2.61 |  |  |  | 650650 | 2.61 | 0
GADSBY COMMON
311 | STRUCTURES AND IMPROVEMENTS | 2032-12-31 | 110-S0.5 | -14 | 248241 | 2.09 | 2032-12-31 | 110-S0.5 | -14 | 248241 | 2.09 | 0
312 | BOILER PLANT EQUIPMENT | 2032-12-31 | 65-L0.5 | -14 | 102813 | 5.44 | 2032-12-31 | 65-L0.5 | -14 | 102813 | 5.44 | 0
314 | TURBOGENERATOR UNITS | 2032-12-31 | 50-S0 | -14 | 14741 | 3.21 | 2032-12-31 | 50-S0 | -14 | 14741 | 3.21 | 0
315 | ACCESSORY ELECTRIC EQUIPMENT | 2032-12-31 | 80-R2.5 | -14 | 132357 | 4.28 | 2032-12-31 | 80-R2.5 | -14 | 132357 | 4.28 | 0
316 | MISCELLANEOUS POWER PLANT EQUIPMENT | 2032-12-31 | 45-L0 | -12 | 11121 | 3.12 | 2032-12-31 | 45-L0 | -12 | 11121 | 3.12 | 0
| TOTAL GADSBY COMMON |  |  |  | 509273 | 2.88 |  |  |  | 509273 | 2.88 | 0
TOTAL GADSBY GENERATING STATION |  |  |  |  | 1975855 | 2.4 |  |  |  | 1975855 | 2.4 | 0
HAYDEN GENERATING STATION
HAYDEN UNIT 1
311 | STRUCTURES AND IMPROVEMENTS | 2030-12-31 | 110-S0.5 | -2 | 13956 | 1.25 | 2030-12-31 | 110-S0.5 | -2 | 13956 | 1.25 | 0
312 | BOILER PLANT EQUIPMENT | 2030-12-31 | 65-L0.5 | -2 | 2534592 | 5.49 | 2030-12-31 | 65-L0.5 | -2 | 2534592 | 5.49 | 0
314 | TURBOGENERATOR UNITS | 2030-12-31 | 50-S0 | -2 | 240056 | 4.53 | 2030-12-31 | 50-S0 | -2 | 240056 | 4.53 | 0
315 | ACCESSORY ELECTRIC EQUIPMENT | 2030-12-31 | 80-R2.5 | -2 | 25453 | 2.53 | 2030-12-31 | 80-R2.5 | -2 | 25453 | 2.53 | 0
316 | MISCELLANEOUS POWER PLANT EQUIPMENT | 2030-12-31 | 45-L0 | -1 | 8276 | 3.51 | 2030-12-31 | 45-L0 | -1 | 8276 | 3.51 | 0
| TOTAL HAYDEN UNIT 1 |  |  |  | 2822333 | 5.24 |  |  |  | 2822333 | 5.24 | 0
HAYDEN UNIT 2
311 | STRUCTURES AND IMPROVEMENTS | 2030-12-31 | 110-S0.5 | -2 | 26903 | 1.48 | 2030-12-31 | 110-S0.5 | -2 | 26903 | 1.48 | 0
312 | BOILER PLANT EQUIPMENT | 2030-12-31 | 65-L0.5 | -2 | 1355114 | 5.7 | 2030-12-31 | 65-L0.5 | -2 | 1355114 | 5.7 | 0
314 | TURBOGENERATOR UNITS | 2030-12-31 | 50-S0 | -2 | 207520 | 4.69 | 2030-12-31 | 50-S0 | -2 | 207520 | 4.69 | 0
315 | ACCESSORY ELECTRIC EQUIPMENT | 2030-12-31 | 80-R2.5 | -1 | 28324 | 2.16 | 2030-12-31 | 80-R2.5 | -1 | 28324 | 2.16 | 0
316 | MISCELLANEOUS POWER PLANT EQUIPMENT | 2030-12-31 | 45-L0 | -1 | 5363 | 2.58 | 2030-12-31 | 45-L0 | -1 | 5363 | 2.58 | 0
| TOTAL HAYDEN UNIT 2 |  |  |  | 1623224 | 5.14 |  |  |  | 1623224 | 5.14 | 0
HAYDEN COMMON
311 | STRUCTURES AND IMPROVEMENTS | 2030-12-31 | 110-S0.5 | -1 | 714551 | 4.82 | 2030-12-31 | 110-S0.5 | -1 | 714551 | 4.82 | 0
312 | BOILER PLANT EQUIPMENT | 2030-12-31 | 65-L0.5 | -2 | 452085 | 3.69 | 2030-12-31 | 65-L0.5 | -2 | 452085 | 3.69 | 0
314 | TURBOGENERATOR UNITS | 2030-12-31 | 50-S0 | -2 | 12410 | 5.05 | 2030-12-31 | 50-S0 | -2 | 12410 | 5.05 | 0
315 | ACCESSORY ELECTRIC EQUIPMENT | 2030-12-31 | 80-R2.5 | -2 | 4440 | 2.19 | 2030-12-31 | 80-R2.5 | -2 | 4440 | 2.19 | 0
316 | MISCELLANEOUS POWER PLANT EQUIPMENT | 2030-12-31 | 45-L0 | -1 | 3957 | 2.61 | 2030-12-31 | 45-L0 | -1 | 3957 | 2.61 | 0
| TOTAL HAYDEN COMMON |  |  |  | 1187443 | 4.29 |  |  |  | 1187443 | 4.29 | 0
TOTAL HAYDEN GENERATING STATION |  |  |  |  | 5633000 | 4.98 |  |  |  | 5633000 | 4.98 | 0
HUNTER GENERATING STATION
HUNTER UNIT 1
311 | STRUCTURES AND IMPROVEMENTS | 2042-12-31 | 110-S0.5 | -7 | 528002 | 2.3 | 2042-12-31 | 110-S0.5 | -7 | 528002 | 2.3 | 0
312 | BOILER PLANT EQUIPMENT | 2042-12-31 | 65-L0.5 | -8 | 10390165 | 3.85 | 2042-12-31 | 65-L0.5 | -8 | 10390165 | 3.85 | 0
314 | TURBOGENERATOR UNITS | 2042-12-31 | 50-S0 | -8 | 2390608 | 3.66 | 2042-12-31 | 50-S0 | -8 | 2390608 | 3.66 | 0
315 | ACCESSORY ELECTRIC EQUIPMENT | 2042-12-31 | 80-R2.5 | -7 | 930212 | 2.77 | 2042-12-31 | 80-R2.5 | -7 | 930212 | 2.77 | 0
316 | MISCELLANEOUS POWER PLANT EQUIPMENT | 2042-12-31 | 45-L0 | -5 | 23951 | 3.21 | 2042-12-31 | 45-L0 | -5 | 23951 | 3.21 | 0
| TOTAL HUNTER UNIT 1 |  |  |  | 14262938 | 3.63 |  |  |  | 14262938 | 3.63 | 0
HUNTER UNIT 2
311 | STRUCTURES AND IMPROVEMENTS | 2042-12-31 | 110-S0.5 | -7 | 294203 | 2.38 | 2042-12-31 | 110-S0.5 | -7 | 294203 | 2.38 | 0
312 | BOILER PLANT EQUIPMENT | 2042-12-31 | 65-L0.5 | -8 | 6741163 | 3.83 | 2042-12-31 | 65-L0.5 | -8 | 6741163 | 3.83 | 0
314 | TURBOGENERATOR UNITS | 2042-12-31 | 50-S0 | -8 | 1655478 | 3.68 | 2042-12-31 | 50-S0 | -8 | 1655478 | 3.68 | 0
315 | ACCESSORY ELECTRIC EQUIPMENT | 2042-12-31 | 80-R2.5 | -7 | 433465 | 2.58 | 2042-12-31 | 80-R2.5 | -7 | 433465 | 2.58 | 0
| TOTAL HUNTER UNIT 2 |  |  |  | 9124309 | 3.65 |  |  |  | 9124309 | 3.65 | 0
HUNTER UNIT 3
311 | STRUCTURES AND IMPROVEMENTS | 2042-12-31 | 110-S0.5 | -7 | 1312301 | 2.38 | 2042-12-31 | 110-S0.5 | -7 | 1312301 | 2.38 | 0
312 | BOILER PLANT EQUIPMENT | 2042-12-31 | 65-L0.5 | -8 | 10052897 | 3.28 | 2042-12-31 | 65-L0.5 | -8 | 10052897 | 3.28 | 0
314 | TURBOGENERATOR UNITS | 2042-12-31 | 50-S0 | -7 | 3325226 | 3.88 | 2042-12-31 | 50-S0 | -7 | 3325226 | 3.88 | 0
315 | ACCESSORY ELECTRIC EQUIPMENT | 2042-12-31 | 80-R2.5 | -7 | 1343204 | 2.49 | 2042-12-31 | 80-R2.5 | -7 | 1343204 | 2.49 | 0
316 | MISCELLANEOUS POWER PLANT EQUIPMENT | 2042-12-31 | 45-L0 | -5 | 50855 | 3.33 | 2042-12-31 | 45-L0 | -5 | 50855 | 3.33 | 0
| TOTAL HUNTER UNIT 3 |  |  |  | 16084483 | 3.2 |  |  |  | 16084483 | 3.2 | 0
HUNTER UNITS 1 AND 2 COMMON
311 | STRUCTURES AND IMPROVEMENTS | 2042-12-31 | 110-S0.5 | -7 | 216202 | 2.32 | 2042-12-31 | 110-S0.5 | -7 | 216202 | 2.32 | 0
312 | BOILER PLANT EQUIPMENT | 2042-12-31 | 65-L0.5 | -8 | 398899 | 3.45 | 2042-12-31 | 65-L0.5 | -8 | 398899 | 3.45 | 0
314 | TURBOGENERATOR UNITS | 2042-12-31 | 50-S0 | -8 | 126346 | 3.39 | 2042-12-31 | 50-S0 | -8 | 126346 | 3.39 | 0
315 | ACCESSORY ELECTRIC EQUIPMENT | 2042-12-31 | 80-R2.5 | -6 | 3448 | 3.41 | 2042-12-31 | 80-R2.5 | -6 | 3448 | 3.41 | 0
316 | MISCELLANEOUS POWER PLANT EQUIPMENT | 2042-12-31 | 45-L0 | -5 | 24199 | 3.16 | 2042-12-31 | 45-L0 | -5 | 24199 | 3.16 | 0
| TOTAL HUNTER UNITS 1 AND 2 COMMON |  |  |  | 769094 | 3.02 |  |  |  | 769094 | 3.02 | 0
HUNTER UNITS 1, 2 AND 3 COMMON
310.2 | LAND RIGHTS | 2042-12-31 | SQUARE | 0 | 5030 | 2.04 | 2042-12-31 | SQUARE | 0 | 5030 | 2.04 | 0
311 | STRUCTURES AND IMPROVEMENTS | 2042-12-31 | 110-S0.5 | -7 | 3192076 | 2.68 | 2042-12-31 | 110-S0.5 | -7 | 3192076 | 2.68 | 0
312 | BOILER PLANT EQUIPMENT | 2042-12-31 | 65-L0.5 | -8 | 1273378 | 3.77 | 2042-12-31 | 65-L0.5 | -8 | 1273378 | 3.77 | 0
314 | TURBOGENERATOR UNITS | 2042-12-31 | 50-S0 | -8 | 41482 | 3.53 | 2042-12-31 | 50-S0 | -8 | 41482 | 3.53 | 0
315 | ACCESSORY ELECTRIC EQUIPMENT | 2042-12-31 | 80-R2.5 | -5 | 96452 | 3.85 | 2042-12-31 | 80-R2.5 | -5 | 96452 | 3.85 | 0
316 | MISCELLANEOUS POWER PLANT EQUIPMENT | 2042-12-31 | 45-L0 | -5 | 17667 | 3.95 | 2042-12-31 | 45-L0 | -5 | 17667 | 3.95 | 0
| TOTAL HUNTER UNITS 1, 2 AND 3 COMMON |  |  |  | 4626085 | 2.94 |  |  |  | 4626085 | 2.94 | 0
TOTAL HUNTER GENERATING STATION |  |  |  |  | 44866909 | 3.38 |  |  |  | 44866909 | 3.38 | 0
HUNTINGTON GENERATING STATION
HUNTINGTON UNIT 1
311 | STRUCTURES AND IMPROVEMENTS | 2036-12-31 | 110-S0.5 | -7 | 506328 | 2.52 | 2036-12-31 | 110-S0.5 | -7 | 506328 | 2.52 | 0
312 | BOILER PLANT EQUIPMENT | 2036-12-31 | 65-L0.5 | -7 | 13121287 | 4.41 | 2036-12-31 | 65-L0.5 | -7 | 13121287 | 4.41 | 0
314 | TURBOGENERATOR UNITS | 2036-12-31 | 50-S0 | -7 | 2754826 | 4.37 | 2036-12-31 | 50-S0 | -7 | 2754826 | 4.37 | 0
315 | ACCESSORY ELECTRIC EQUIPMENT | 2036-12-31 | 80-R2.5 | -6 | 560787 | 2.77 | 2036-12-31 | 80-R2.5 | -6 | 560787 | 2.77 | 0
316 | MISCELLANEOUS POWER PLANT EQUIPMENT | 2036-12-31 | 45-L0 | -5 | 49937 | 4.27 | 2036-12-31 | 45-L0 | -5 | 49937 | 4.27 | 0
| TOTAL HUNTINGTON UNIT 1 |  |  |  | 16993165 | 4.22 |  |  |  | 16993165 | 4.22 | 0
HUNTINGTON UNIT 2
311 | STRUCTURES AND IMPROVEMENTS | 2036-12-31 | 110-S0.5 | -6 | 822442 | 3.09 | 2036-12-31 | 110-S0.5 | -6 | 822442 | 3.09 | 0
312 | BOILER PLANT EQUIPMENT | 2036-12-31 | 65-L0.5 | -7 | 11139960 | 4.25 | 2036-12-31 | 65-L0.5 | -7 | 11139960 | 4.25 | 0
314 | TURBOGENERATOR UNITS | 2036-12-31 | 50-S0 | -7 | 2550255 | 4.16 | 2036-12-31 | 50-S0 | -7 | 2550255 | 4.16 | 0
315 | ACCESSORY ELECTRIC EQUIPMENT | 2036-12-31 | 80-R2.5 | -6 | 822357 | 3.39 | 2036-12-31 | 80-R2.5 | -6 | 822357 | 3.39 | 0
316 | MISCELLANEOUS POWER PLANT EQUIPMENT | 2036-12-31 | 45-L0 | -5 | 35708 | 3.89 | 2036-12-31 | 45-L0 | -5 | 35708 | 3.89 | 0
| TOTAL HUNTINGTON UNIT 2 |  |  |  | 15370722 | 4.1 |  |  |  | 15370722 | 4.1 | 0
HUNTINGTON COMMON
311 | STRUCTURES AND IMPROVEMENTS | 2036-12-31 | 110-S0.5 | -7 | 2646940 | 3.22 | 2036-12-31 | 110-S0.5 | -7 | 2646940 | 3.22 | 0
312 | BOILER PLANT EQUIPMENT | 2036-12-31 | 65-L0.5 | -7 | 2152529 | 4.81 | 2036-12-31 | 65-L0.5 | -7 | 2152529 | 4.81 | 0
314 | TURBOGENERATOR UNITS | 2036-12-31 | 50-S0 | -8 | 281319 | 3.8 | 2036-12-31 | 50-S0 | -8 | 281319 | 3.8 | 0
315 | ACCESSORY ELECTRIC EQUIPMENT | 2036-12-31 | 80-R2.5 | -5 | 225144 | 4.68 | 2036-12-31 | 80-R2.5 | -5 | 225144 | 4.68 | 0
316 | MISCELLANEOUS POWER PLANT EQUIPMENT | 2036-12-31 | 45-L0 | -5 | 83054 | 5.68 | 2036-12-31 | 45-L0 | -5 | 83054 | 5.68 | 0
| TOTAL HUNTINGTON COMMON |  |  |  | 5388986 | 3.84 |  |  |  | 5388986 | 3.84 | 0
TOTAL HUNTINGTON GENERATING STATION |  |  |  |  | 37752873 | 4.11 |  |  |  | 37752873 | 4.11 | 0
JIM BRIDGER GENERATING STATION
JIM BRIDGER UNIT 1
311 | STRUCTURES AND IMPROVEMENTS | 2028-12-31 | 110-S0.5 | -5 | 589967 | 3.84 | 2028-12-31 | 110-S0.5 | -5 | 589967 | 3.84 | 0
312 | BOILER PLANT EQUIPMENT | 2028-12-31 | 65-L0.5 | -5 | 10098796 | 6.07 | 2028-12-31 | 65-L0.5 | -5 | 10098796 | 6.07 | 0
314 | TURBOGENERATOR UNITS | 2028-12-31 | 50-S0 | -5 | 2938691 | 6.52 | 2028-12-31 | 50-S0 | -5 | 2938691 | 6.52 | 0
315 | ACCESSORY ELECTRIC EQUIPMENT | 2028-12-31 | 80-R2.5 | -5 | 423214 | 3.96 | 2028-12-31 | 80-R2.5 | -5 | 423214 | 3.96 | 0
316 | MISCELLANEOUS POWER PLANT EQUIPMENT | 2028-12-31 | 45-L0 | -4 | 11661 | 4.02 | 2028-12-31 | 45-L0 | -4 | 11661 | 4.02 | 0
| TOTAL JIM BRIDGER UNIT 1 |  |  |  | 14062329 | 5.91 |  |  |  | 14062329 | 5.91 | 0
JIM BRIDGER UNIT 2
311 | STRUCTURES AND IMPROVEMENTS | 2032-12-31 | 110-S0.5 | -6 | 376623 | 2.97 | 2032-12-31 | 110-S0.5 | -6 | 376623 | 2.97 | 0
312 | BOILER PLANT EQUIPMENT | 2032-12-31 | 65-L0.5 | -6 | 8238352 | 4.86 | 2032-12-31 | 65-L0.5 | -6 | 8238352 | 4.86 | 0
314 | TURBOGENERATOR UNITS | 2032-12-31 | 50-S0 | -5 | 3236065 | 5.55 | 2032-12-31 | 50-S0 | -5 | 3236065 | 5.55 | 0
315 | ACCESSORY ELECTRIC EQUIPMENT | 2032-12-31 | 80-R2.5 | -5 | 280622 | 3.1 | 2032-12-31 | 80-R2.5 | -5 | 280622 | 3.1 | 0
316 | MISCELLANEOUS POWER PLANT EQUIPMENT | 2032-12-31 | 45-L0 | -4 | 6487 | 3.53 | 2032-12-31 | 45-L0 | -4 | 6487 | 3.53 | 0
| TOTAL JIM BRIDGER UNIT 2 |  |  |  | 12138149 | 4.86 |  |  |  | 12138149 | 4.86 | 0
JIM BRIDGER UNIT 3
311 | STRUCTURES AND IMPROVEMENTS | 2037-12-31 | 110-S0.5 | -6 | 423758 | 2.9 | 2037-12-31 | 110-S0.5 | -6 | 423758 | 2.9 | 0
312 | BOILER PLANT EQUIPMENT | 2037-12-31 | 65-L0.5 | -6 | 12629368 | 4.6 | 2037-12-31 | 65-L0.5 | -6 | 12629368 | 4.6 | 0
314 | TURBOGENERATOR UNITS | 2037-12-31 | 50-S0 | -7 | 1775327 | 4.11 | 2037-12-31 | 50-S0 | -7 | 1775327 | 4.11 | 0
315 | ACCESSORY ELECTRIC EQUIPMENT | 2037-12-31 | 80-R2.5 | -6 | 293199 | 3.24 | 2037-12-31 | 80-R2.5 | -6 | 293199 | 3.24 | 0
316 | MISCELLANEOUS POWER PLANT EQUIPMENT | 2037-12-31 | 45-L0 | -4 | 5655 | 3.17 | 2037-12-31 | 45-L0 | -4 | 5655 | 3.17 | 0
| TOTAL JIM BRIDGER UNIT 3 |  |  |  | 15127307 | 4.43 |  |  |  | 15127307 | 4.43 | 0
JIM BRIDGER UNIT 4
311 | STRUCTURES AND IMPROVEMENTS | 2037-12-31 | 110-S0.5 | -6 | 1024417 | 2.54 | 2037-12-31 | 110-S0.5 | -6 | 1024417 | 2.54 | 0
312 | BOILER PLANT EQUIPMENT | 2037-12-31 | 65-L0.5 | -6 | 14101548 | 4.61 | 2037-12-31 | 65-L0.5 | -6 | 14101548 | 4.61 | 0
314 | TURBOGENERATOR UNITS | 2037-12-31 | 50-S0 | -7 | 1794210 | 3.91 | 2037-12-31 | 50-S0 | -7 | 1794210 | 3.91 | 0
315 | ACCESSORY ELECTRIC EQUIPMENT | 2037-12-31 | 80-R2.5 | -6 | 455314 | 2.68 | 2037-12-31 | 80-R2.5 | -6 | 455314 | 2.68 | 0
316 | MISCELLANEOUS POWER PLANT EQUIPMENT | 2037-12-31 | 45-L0 | -4 | 36635 | 3.16 | 2037-12-31 | 45-L0 | -4 | 36635 | 3.16 | 0
| TOTAL JIM BRIDGER UNIT 4 |  |  |  | 17412124 | 4.24 |  |  |  | 17412124 | 4.24 | 0
JIM BRIDGER COMMON
310.2 | LAND RIGHTS | 2037-12-31 | SQUARE | 0 | 5990 | 2.13 | 2037-12-31 | SQUARE | 0 | 5990 | 2.13 | 0
311 | STRUCTURES AND IMPROVEMENTS | 2037-12-31 | 110-S0.5 | -6 | 2641291 | 3.55 | 2037-12-31 | 110-S0.5 | -6 | 2641291 | 3.55 | 0
312 | BOILER PLANT EQUIPMENT | 2037-12-31 | 65-L0.5 | -7 | 4457480 | 4.24 | 2037-12-31 | 65-L0.5 | -7 | 4457480 | 4.24 | 0
314 | TURBOGENERATOR UNITS | 2037-12-31 | 50-S0 | -6 | 467224 | 4.48 | 2037-12-31 | 50-S0 | -6 | 467224 | 4.48 | 0
315 | ACCESSORY ELECTRIC EQUIPMENT | 2037-12-31 | 80-R2.5 | -5 | 729916 | 3.77 | 2037-12-31 | 80-R2.5 | -5 | 729916 | 3.77 | 0
316 | MISCELLANEOUS POWER PLANT EQUIPMENT | 2037-12-31 | 45-L0 | -4 | 143889 | 5.07 | 2037-12-31 | 45-L0 | -4 | 143889 | 5.07 | 0
| TOTAL JIM BRIDGER COMMON |  |  |  | 8445790 | 3.98 |  |  |  | 8445790 | 3.98 | 0
TOTAL JIM BRIDGER GENERATING STATION |  |  |  |  | 67185699 | 4.63 |  |  |  | 67185699 | 4.63 | 0
NAUGHTON GENERATING STATION
NAUGHTON UNIT 1
311 | STRUCTURES AND IMPROVEMENTS | 2029-12-31 | 110-S0.5 | -11 | 1683380 | 7.99 | 2029-12-31 | 110-S0.5 | -9 | 1210349 | 5.74 | -473031
312 | BOILER PLANT EQUIPMENT | 2029-12-31 | 65-L0.5 | -11 | 14169792 | 9.22 | 2029-12-31 | 65-L0.5 | -9 | 11365657 | 7.39 | -2804135
314 | TURBOGENERATOR UNITS | 2029-12-31 | 50-S0 | -11 | 1787024 | 8.85 | 2029-12-31 | 50-S0 | -9 | 1341405 | 6.65 | -445619
315 | ACCESSORY ELECTRIC EQUIPMENT | 2029-12-31 | 80-R2.5 | -11 | 1818465 | 8.72 | 2029-12-31 | 80-R2.5 | -9 | 1419332 | 6.81 | -399133
316 | MISCELLANEOUS POWER PLANT EQUIPMENT | 2029-12-31 | 45-L0 | -9 | 6238 | 7.17 | 2029-12-31 | 45-L0 | -8 | 3407 | 3.91 | -2831
| TOTAL NAUGHTON UNIT 1 |  |  |  | 19464899 | 9.01 |  |  |  | 15340150 | 7.1 | -4124749
NAUGHTON UNIT 2
311 | STRUCTURES AND IMPROVEMENTS | 2029-12-31 | 110-S0.5 | -11 | 2583777 | 8.83 | 2029-12-31 | 110-S0.5 | -9 | 2043420 | 6.98 | -540357
312 | BOILER PLANT EQUIPMENT | 2029-12-31 | 65-L0.5 | -11 | 17548475 | 9.14 | 2029-12-31 | 65-L0.5 | -9 | 13971983 | 7.28 | -3576492
314 | TURBOGENERATOR UNITS | 2029-12-31 | 50-S0 | -11 | 2562033 | 9.38 | 2029-12-31 | 50-S0 | -9 | 2050890 | 7.51 | -511143
315 | ACCESSORY ELECTRIC EQUIPMENT | 2029-12-31 | 80-R2.5 | -11 | 2610776 | 8.69 | 2029-12-31 | 80-R2.5 | -9 | 2024532 | 6.74 | -586244
316 | MISCELLANEOUS POWER PLANT EQUIPMENT | 2029-12-31 | 45-L0 | -9 | 25733 | 7.2 | 2029-12-31 | 45-L0 | -8 | 14313 | 4 | -11420
| TOTAL NAUGHTON UNIT 2 |  |  |  | 25330794 | 9.08 |  |  |  | 20105138 | 7.21 | -5225656
NAUGHTON UNIT 3
311 | STRUCTURES AND IMPROVEMENTS | [5 empty] | 2029-12-31 | 110-S0.5 | -9 | 544805 | 3.83 | 544805
312 | BOILER PLANT EQUIPMENT | [5 empty] | 2029-12-31 | 65-L0.5 | -9 | 9171375 | 9.64 | 9171375
314 | TURBOGENERATOR UNITS | [5 empty] | 2029-12-31 | 50-S0 | -9 | 2338640 | 5.99 | 2338640
315 | ACCESSORY ELECTRIC EQUIPMENT | [5 empty] | 2029-12-31 | 80-R2.5 | -9 | 471940 | 4.13 | 471940
316 | MISCELLANEOUS POWER PLANT EQUIPMENT | [5 empty] | 2029-12-31 | 45-L0 | -8 | 7552 | 3.66 | 7552
| TOTAL NAUGHTON UNIT 3 | [8 empty] | 12534312 | 7.83 | 12534312
NAUGHTON COMMON
310.2 | LAND RIGHTS | 2029-12-31 | SQUARE | 0 | 855 | 5.69 | 2029-12-31 | SQUARE | 0 | 488 | 3.25 | -367
311 | STRUCTURES AND IMPROVEMENTS | 2029-12-31 | 110-S0.5 | -11 | 6377962 | 8.76 | 2029-12-31 | 110-S0.5 | -9 | 4999459 | 6.87 | -1378503
312 | BOILER PLANT EQUIPMENT | 2029-12-31 | 65-L0.5 | -11 | 3976077 | 8.85 | 2029-12-31 | 65-L0.5 | -9 | 3062540 | 6.82 | -913537
314 | TURBOGENERATOR UNITS | 2029-12-31 | 50-S0 | -11 | 166156 | 9.54 | 2029-12-31 | 50-S0 | -9 | 135970 | 7.8 | -30186
315 | ACCESSORY ELECTRIC EQUIPMENT | 2029-12-31 | 80-R2.5 | -11 | 365444 | 8.68 | 2029-12-31 | 80-R2.5 | -9 | 284193 | 6.75 | -81251
316 | MISCELLANEOUS POWER PLANT EQUIPMENT | 2029-12-31 | 45-L0 | -10 | 143097 | 9.07 | 2029-12-31 | 45-L0 | -8 | 110749 | 7.02 | -32348
| TOTAL NAUGHTON COMMON |  |  |  | 11029591 | 8.8 |  |  |  | 8593399 | 6.86 | -2436192
TOTAL NAUGHTON GENERATING STATION |  |  |  |  | 55825284 | 9 |  |  |  | 56572999 | 7.25 | 747715
WYODAK GENERATING STATION
WYODAK PLANT
310.2 | LAND RIGHTS | 2039-12-31 | SQUARE | 0 | 3165 | 1.92 | 2039-12-31 | SQUARE | 0 | 3165 | 1.92 | 0
311 | STRUCTURES AND IMPROVEMENTS | 2039-12-31 | 110-S0.5 | -4 | 1280783 | 2.4 | 2039-12-31 | 110-S0.5 | -4 | 1280783 | 2.4 | 0
312 | BOILER PLANT EQUIPMENT | 2039-12-31 | 65-L0.5 | -5 | 11877404 | 3.59 | 2039-12-31 | 65-L0.5 | -5 | 11877404 | 3.59 | 0
314 | TURBOGENERATOR UNITS | 2039-12-31 | 50-S0 | -5 | 2290489 | 3.52 | 2039-12-31 | 50-S0 | -5 | 2290489 | 3.52 | 0
315 | ACCESSORY ELECTRIC EQUIPMENT | 2039-12-31 | 80-R2.5 | -4 | 797055 | 2.73 | 2039-12-31 | 80-R2.5 | -4 | 797055 | 2.73 | 0
316 | MISCELLANEOUS POWER PLANT EQUIPMENT | 2039-12-31 | 45-L0 | -3 | 47842 | 3.89 | 2039-12-31 | 45-L0 | -3 | 47842 | 3.89 | 0
TOTAL WYODAK GENERATING STATION |  |  |  |  | 16296738 | 3.39 |  |  |  | 16296738 | 3.39 | 0
BLUNDELL GENERATING STATION
BLUNDELL GEOTHERMAL UNIT 1
311 | STRUCTURES AND IMPROVEMENTS | 2037-12-31 | 110-S0.5 | -9 | 186829 | 2.84 | 2037-12-31 | 110-S0.5 | -9 | 186829 | 2.84 | 0
312 | BOILER PLANT EQUIPMENT | 2037-12-31 | 65-L0.5 | -10 | 441987 | 3.41 | 2037-12-31 | 65-L0.5 | -10 | 441987 | 3.41 | 0
314 | TURBOGENERATOR UNITS | 2037-12-31 | 50-S0 | -9 | 643109 | 3.76 | 2037-12-31 | 50-S0 | -9 | 643109 | 3.76 | 0
315 | ACCESSORY ELECTRIC EQUIPMENT | 2037-12-31 | 80-R2.5 | -8 | 141910 | 2.82 | 2037-12-31 | 80-R2.5 | -8 | 141910 | 2.82 | 0
316 | MISCELLANEOUS POWER PLANT EQUIPMENT | 2037-12-31 | 45-L0 | -7 | 26821 | 3.92 | 2037-12-31 | 45-L0 | -7 | 26821 | 3.92 | 0
| TOTAL BLUNDELL GEOTHERMAL UNIT 1 |  |  |  | 1440656 | 3.4 |  |  |  | 1440656 | 3.4 | 0
BLUNDELL GEOTHERMAL UNIT 2
311 | STRUCTURES AND IMPROVEMENTS | 2037-12-31 | 110-S0.5 | -8 | 29068 | 4.23 | 2037-12-31 | 110-S0.5 | -8 | 29068 | 4.23 | 0
312 | BOILER PLANT EQUIPMENT | 2037-12-31 | 65-L0.5 | -9 | 360519 | 4.58 | 2037-12-31 | 65-L0.5 | -9 | 360519 | 4.58 | 0
314 | TURBOGENERATOR UNITS | 2037-12-31 | 50-S0 | -9 | 715372 | 4.45 | 2037-12-31 | 50-S0 | -9 | 715372 | 4.45 | 0
315 | ACCESSORY ELECTRIC EQUIPMENT | 2037-12-31 | 80-R2.5 | -8 | 99742 | 4.08 | 2037-12-31 | 80-R2.5 | -8 | 99742 | 4.08 | 0
316 | MISCELLANEOUS POWER PLANT EQUIPMENT | 2037-12-31 | 45-L0 | -7 | 24123 | 4.61 | 2037-12-31 | 45-L0 | -7 | 24123 | 4.61 | 0
| TOTAL BLUNDELL GEOTHERMAL UNIT 2 |  |  |  | 1228824 | 4.45 |  |  |  | 1228824 | 4.45 | 0
BLUNDELL GEOTHERMAL STEAM FIELD
310.2 | LAND RIGHTS | 2037-12-31 | SQUARE | 0 | 690749 | 1.69 | 2037-12-31 | SQUARE | 0 | 690749 | 1.69 | 0
311 | STRUCTURES AND IMPROVEMENTS | 2037-12-31 | 110-S0.5 | -7 | 9683 | 3.87 | 2037-12-31 | 110-S0.5 | -7 | 9683 | 3.87 | 0
312 | BOILER PLANT EQUIPMENT | 2037-12-31 | 65-L0.5 | -8 | 1691185 | 4.57 | 2037-12-31 | 65-L0.5 | -8 | 1691185 | 4.57 | 0
315 | ACCESSORY ELECTRIC EQUIPMENT | 2037-12-31 | 80-R2.5 | -7 | 49856 | 4.84 | 2037-12-31 | 80-R2.5 | -7 | 49856 | 4.84 | 0
316 | MISCELLANEOUS POWER PLANT EQUIPMENT | 2037-12-31 | 45-L0 | -6 | 6364 | 5.24 | 2037-12-31 | 45-L0 | -6 | 6364 | 5.24 | 0
| TOTAL BLUNDELL GEOTHERMAL STEAM FIELD |  |  |  | 2447837 | 3.08 |  |  |  | 2447837 | 3.08 | 0
BLUNDELL GEOTHERMAL COMMON
311 | STRUCTURES AND IMPROVEMENTS | 2037-12-31 | 110-S0.5 | -8 | 32489 | 4.4 | 2037-12-31 | 110-S0.5 | -8 | 32489 | 4.4 | 0
312 | BOILER PLANT EQUIPMENT | 2037-12-31 | 65-L0.5 | -8 | 203245 | 6.28 | 2037-12-31 | 65-L0.5 | -8 | 203245 | 6.28 | 0
315 | ACCESSORY ELECTRIC EQUIPMENT | 2037-12-31 | 80-R2.5 | -8 | 2016 | 4.78 | 2037-12-31 | 80-R2.5 | -8 | 2016 | 4.78 | 0
316 | MISCELLANEOUS POWER PLANT EQUIPMENT | 2037-12-31 | 45-L0 | -7 | 2335 | 3.35 | 2037-12-31 | 45-L0 | -7 | 2335 | 3.35 | 0
| TOTAL BLUNDELL GEOTHERMAL COMMON |  |  |  | 240085 | 5.88 |  |  |  | 240085 | 5.88 | 0
TOTAL BLUNDELL GENERATING STATION |  |  |  |  | 5357402 | 3.49 |  |  |  | 5357402 | 3.49 | 0
| TOTAL DEPRECIABLE STEAM PRODUCTION PLANT |  |  |  | 419112432 | 5.8 |  |  |  | 348028372 | 5.08 | -71084060
HYDRAULIC PRODUCTION PLANT
ASHTON/ST. ANTHONY
330.2 | LAND RIGHTS | 2027-12-31 | SQUARE | 0 | 37668 | 11.48 | 2027-12-31 | SQUARE | 0 | 37668 | 11.48 | 0
331 | STRUCTURES AND IMPROVEMENTS | 2027-12-31 | 125-R1 | -1 | 191475 | 9.03 | 2027-12-31 | 125-R1 | 0 | 188289 | 8.88 | -3186
332 | RESERVOIRS, DAMS AND WATERWAYS | 2027-12-31 | 125-R1.5 | 0 | 2443602 | 8.72 | 2027-12-31 | 125-R1.5 | 0 | 2443602 | 8.72 | 0
333 | WATERWHEELS, TURBINES AND GENERATORS | 2027-12-31 | 95-S0 | -1 | 150175 | 7.56 | 2027-12-31 | 95-S0 | -1 | 150175 | 7.56 | 0
334 | ACCESSORY ELECTRIC EQUIPMENT | 2027-12-31 | 70-L0 | -1 | 111111 | 8.4 | 2027-12-31 | 70-L0 | -1 | 111111 | 8.4 | 0
335 | MISCELLANEOUS POWER PLANT EQUIPMENT | 2027-12-31 | 75-R0.5 | -1 | 588 | 7.36 | 2027-12-31 | 75-R0.5 | -1 | 588 | 7.36 | 0
336 | ROADS, RAILROADS AND BRIDGES | 2027-12-31 | 100-S0.5 | -1 | 596 | 10.87 | 2027-12-31 | 100-S0.5 | -1 | 596 | 10.87 | 0
| TOTAL ASHTON/ST. ANTHONY |  |  |  | 2935215 | 8.68 |  |  |  | 2932029 | 8.67 | -3186
BEAR RIVER
330.2 | LAND RIGHTS | 2033-12-31 | SQUARE | 0 | 90 | 1.53 | 2033-12-31 | SQUARE | 0 | 90 | 1.53 | 0
331 | STRUCTURES AND IMPROVEMENTS | 2033-12-31 | 125-R1 | -1 | 295078 | 4.37 | 2033-12-31 | 125-R1 | -1 | 296584 | 4.39 | 1506
332 | RESERVOIRS, DAMS AND WATERWAYS | 2033-12-31 | 125-R1.5 | -1 | 2051334 | 4.77 | 2033-12-31 | 125-R1.5 | -1 | 2050211 | 4.77 | -1123
333 | WATERWHEELS, TURBINES AND GENERATORS | 2033-12-31 | 95-S0 | -2 | 847567 | 4.92 | 2033-12-31 | 95-S0 | -2 | 847127 | 4.92 | -440
334 | ACCESSORY ELECTRIC EQUIPMENT | 2033-12-31 | 70-L0 | -2 | 273107 | 4.71 | 2033-12-31 | 70-L0 | -2 | 272926 | 4.71 | -181
335 | MISCELLANEOUS POWER PLANT EQUIPMENT | 2033-12-31 | 75-R0.5 | -1 | 2356 | 2.94 | 2033-12-31 | 75-R0.5 | -1 | 2352 | 2.94 | -4
336 | ROADS, RAILROADS AND BRIDGES | 2033-12-31 | 100-S0.5 | -2 | 65091 | 5.09 | 2033-12-31 | 100-S0.5 | -2 | 65059 | 5.09 | -32
| TOTAL BEAR RIVER |  |  |  | 3534623 | 4.77 |  |  |  | 3534349 | 4.77 | -274
BEND
331 | STRUCTURES AND IMPROVEMENTS | 2030-12-31 | 125-R1 | -1 | 849 | 0.9 | 2030-12-31 | 125-R1 | -1 | 843 | 0.89 | -6
332 | RESERVOIRS, DAMS AND WATERWAYS | 2030-12-31 | 125-R1.5 | -1 | 0 | 0 | 2030-12-31 | 125-R1.5 | -1 | 0 | 0 | 0
333 | WATERWHEELS, TURBINES AND GENERATORS | 2030-12-31 | 95-S0 | -1 | 60092 | 7.14 | 2030-12-31 | 95-S0 | -1 | 60092 | 7.14 | 0
334 | ACCESSORY ELECTRIC EQUIPMENT | 2030-12-31 | 70-L0 | -2 | 0 | 0 | 2030-12-31 | 70-L0 | -2 | 0 | 0 | 0
335 | MISCELLANEOUS POWER PLANT EQUIPMENT | 2030-12-31 | 75-R0.5 | -1 | 0 | 0 | 2030-12-31 | 75-R0.5 | -1 | 0 | 0 | 0
336 | ROADS, RAILROADS AND BRIDGES | 2030-12-31 | 100-S0.5 | -5 | 0 | 0 | 2030-12-31 | 100-S0.5 | -5 | 0 | 0 | 0
| TOTAL BEND |  |  |  | 60941 | 2.06 |  |  |  | 60935 | 2.06 | -6
BIG FORK
331 | STRUCTURES AND IMPROVEMENTS | 2053-12-31 | 125-R1 | -3 | 13263 | 1.76 | 2053-12-31 | 125-R1 | -3 | 13250 | 1.75 | -13
332 | RESERVOIRS, DAMS AND WATERWAYS | 2053-12-31 | 125-R1.5 | -3 | 101626 | 1.75 | 2053-12-31 | 125-R1.5 | -3 | 101626 | 1.75 | 0
333 | WATERWHEELS, TURBINES AND GENERATORS | 2053-12-31 | 95-S0 | -7 | 25640 | 1.64 | 2053-12-31 | 95-S0 | -7 | 25640 | 1.64 | 0
334 | ACCESSORY ELECTRIC EQUIPMENT | 2053-12-31 | 70-L0 | -5 | 7886 | 2.01 | 2053-12-31 | 70-L0 | -5 | 7886 | 2.01 | 0
336 | ROADS, RAILROADS AND BRIDGES | 2053-12-31 | 100-S0.5 | -5 | 4432 | 1.9 | 2053-12-31 | 100-S0.5 | -5 | 4432 | 1.9 | 0
| TOTAL BIG FORK |  |  |  | 152847 | 1.74 |  |  |  | 152834 | 1.74 | -13
CUTLER
330.2 | WATER RIGHTS | 2064-12-31 | SQUARE | 0 | 8 | 1.22 | 2064-12-31 | SQUARE | 0 | 8 | 1.22 | 0
330.3 | WATER RIGHTS | 2064-12-31 | SQUARE | 0 | 0 | 0 | 2064-12-31 | SQUARE | 0 | 0 | 0 | 0
330.4 | FLOOD RIGHTS | 2064-12-31 | SQUARE | 0 | 0 | 0 | 2064-12-31 | SQUARE | 0 | 0 | 0 | 0
331 | STRUCTURES AND IMPROVEMENTS | 2064-12-31 | 125-R1 | -5 | 24496 | 0.61 | 2064-12-31 | 125-R1 | -4 | 23981 | 0.6 | -515
332 | RESERVOIRS, DAMS AND WATERWAYS | 2064-12-31 | 125-R1.5 | -6 | 92323 | 0.87 | 2064-12-31 | 125-R1.5 | -6 | 92084 | 0.86 | -239
333 | WATERWHEELS, TURBINES AND GENERATORS | 2064-12-31 | 95-S0 | -9 | 143123 | 1.2 | 2064-12-31 | 95-S0 | -9 | 142917 | 1.2 | -206
334 | ACCESSORY ELECTRIC EQUIPMENT | 2064-12-31 | 70-L0 | -6 | 35051 | 1.32 | 2064-12-31 | 70-L0 | -6 | 35000 | 1.32 | -51
335 | MISCELLANEOUS POWER PLANT EQUIPMENT | 2064-12-31 | 75-R0.5 | -4 | 47 | 0.43 | 2064-12-31 | 75-R0.5 | -4 | 47 | 0.43 | 0
336 | ROADS, RAILROADS AND BRIDGES | 2064-12-31 | 100-S0.5 | -10 | 5670 | 0.78 | 2064-12-31 | 100-S0.5 | -10 | 5648 | 0.78 | -22
| TOTAL CUTLER |  |  |  | 300718 | 1 |  |  |  | 299685 | 1 | -1033
EAGLE POINT
330.2 | LAND RIGHTS | 2040-12-31 | SQUARE | 0 | 0 | 0 | 2040-12-31 | SQUARE | 0 | 0 | 0 | 0
331 | STRUCTURES AND IMPROVEMENTS | 2040-12-31 | 125-R1 | -2 | 2907 | 1.58 | 2040-12-31 | 125-R1 | -2 | 2903 | 1.58 | -4
332 | RESERVOIRS, DAMS AND WATERWAYS | 2040-12-31 | 125-R1.5 | -2 | 39146 | 2.11 | 2040-12-31 | 125-R1.5 | -2 | 39146 | 2.11 | 0
333 | WATERWHEELS, TURBINES AND GENERATORS | 2040-12-31 | 95-S0 | -3 | 22939 | 3.3 | 2040-12-31 | 95-S0 | -3 | 22939 | 3.3 | 0
334 | ACCESSORY ELECTRIC EQUIPMENT | 2040-12-31 | 70-L0 | -3 | 2862 | 2.03 | 2040-12-31 | 70-L0 | -3 | 2862 | 2.03 | 0
336 | ROADS, RAILROADS AND BRIDGES | 2040-12-31 | 100-S0.5 | -2 | 4084 | 2.3 | 2040-12-31 | 100-S0.5 | -2 | 4084 | 2.3 | 0
| TOTAL EAGLE POINT |  |  |  | 71938 | 2.35 |  |  |  | 71934 | 2.35 | -4
GRANITE
331 | STRUCTURES AND IMPROVEMENTS | 2035-12-31 | 125-R1 | -1 | 15755 | 2.9 | 2035-12-31 | 125-R1 | -1 | 15889 | 2.93 | 134
332 | RESERVOIRS, DAMS AND WATERWAYS | 2035-12-31 | 125-R1.5 | -1 | 92022 | 2.45 | 2035-12-31 | 125-R1.5 | -1 | 91905 | 2.44 | -117
333 | WATERWHEELS, TURBINES AND GENERATORS | 2035-12-31 | 95-S0 | -3 | 13030 | 1.84 | 2035-12-31 | 95-S0 | -3 | 13001 | 1.83 | -29
334 | ACCESSORY ELECTRIC EQUIPMENT | 2035-12-31 | 70-L0 | -2 | 5100 | 2.42 | 2035-12-31 | 70-L0 | -2 | 5092 | 2.42 | -8
335 | MISCELLANEOUS POWER PLANT EQUIPMENT | 2035-12-31 | 75-R0.5 | -1 | 17 | 1.24 | 2035-12-31 | 75-R0.5 | -1 | 17 | 1.24 | 0
| TOTAL GRANITE |  |  |  | 125924 | 2.41 |  |  |  | 125904 | 2.41 | -20
LAST CHANCE
331 | STRUCTURES AND IMPROVEMENTS | 2033-12-31 | 125-R1 | -1 | 6328 | 1.42 | 2033-12-31 | 125-R1 | -1 | 6312 | 1.42 | -16
332 | RESERVOIRS, DAMS AND WATERWAYS | 2033-12-31 | 125-R1.5 | -1 | 16488 | 1.73 | 2033-12-31 | 125-R1.5 | -1 | 16488 | 1.73 | 0
333 | WATERWHEELS, TURBINES AND GENERATORS | 2033-12-31 | 95-S0 | -2 | 29636 | 2.53 | 2033-12-31 | 95-S0 | -2 | 29636 | 2.53 | 0
334 | ACCESSORY ELECTRIC EQUIPMENT | 2033-12-31 | 70-L0 | -2 | 7047 | 2.66 | 2033-12-31 | 70-L0 | -2 | 7047 | 2.66 | 0
336 | ROADS, RAILROADS AND BRIDGES | 2033-12-31 | 100-S0.5 | -3 | 748 | 1.16 | 2033-12-31 | 100-S0.5 | -3 | 748 | 1.16 | 0
| TOTAL LAST CHANCE |  |  |  | 60247 | 2.08 |  |  |  | 60231 | 2.08 | -16
LIFTON
330.2 | LAND RIGHTS | 2033-12-31 | SQUARE | 0 | 321 | 1.55 | 2033-12-31 | SQUARE | 0 | 321 | 1.55 | 0
330.3 | WATER RIGHTS | 2033-12-31 | SQUARE | 0 | 389 | 1.61 | 2033-12-31 | SQUARE | 0 | 389 | 1.61 | 0
331 | STRUCTURES AND IMPROVEMENTS | 2033-12-31 | 125-R1 | -2 | 32056 | 2.62 | 2033-12-31 | 125-R1 | -2 | 31990 | 2.62 | -66
332 | RESERVOIRS, DAMS AND WATERWAYS | 2033-12-31 | 125-R1.5 | -2 | 437151 | 4.11 | 2033-12-31 | 125-R1.5 | -2 | 437151 | 4.11 | 0
333 | WATERWHEELS, TURBINES AND GENERATORS | 2033-12-31 | 95-S0 | -1 | 548908 | 5.13 | 2033-12-31 | 95-S0 | -1 | 548908 | 5.13 | 0
334 | ACCESSORY ELECTRIC EQUIPMENT | 2033-12-31 | 70-L0 | -1 | 59207 | 6.28 | 2033-12-31 | 70-L0 | -1 | 59207 | 6.28 | 0
335 | MISCELLANEOUS POWER PLANT EQUIPMENT | 2033-12-31 | 75-R0.5 | -1 | 638 | 5.39 | 2033-12-31 | 75-R0.5 | -1 | 638 | 5.39 | 0
336 | ROADS, RAILROADS AND BRIDGES | 2033-12-31 | 100-S0.5 | -1 | 12891 | 4.81 | 2033-12-31 | 100-S0.5 | -1 | 12891 | 4.81 | 0
| TOTAL LIFTON |  |  |  | 1091561 | 4.58 |  |  |  | 1091495 | 4.58 | -66
MERWIN
330.2 | LAND RIGHTS | 2058-12-31 | SQUARE | 0 | 2154 | 0.72 | 2058-12-31 | SQUARE | 0 | 2154 | 0.72 | 0
330.5 | FISH/WILDLIFE | 2058-12-31 | SQUARE | 0 | 1469 | 0.69 | 2058-12-31 | SQUARE | 0 | 1469 | 0.69 | 0
331 | STRUCTURES AND IMPROVEMENTS | 2058-12-31 | 125-R1 | -3 | 2329509 | 2.25 | 2058-12-31 | 125-R1 | -3 | 2328540 | 2.25 | -969
332 | RESERVOIRS, DAMS AND WATERWAYS | 2058-12-31 | 125-R1.5 | -4 | 1307886 | 2.36 | 2058-12-31 | 125-R1.5 | -4 | 1307886 | 2.36 | 0
333 | WATERWHEELS, TURBINES AND GENERATORS | 2058-12-31 | 95-S0 | -11 | 181833 | 1.88 | 2058-12-31 | 95-S0 | -11 | 181833 | 1.88 | 0
334 | ACCESSORY ELECTRIC EQUIPMENT | 2058-12-31 | 70-L0 | -5 | 310965 | 2.6 | 2058-12-31 | 70-L0 | -5 | 310965 | 2.6 | 0
335 | MISCELLANEOUS POWER PLANT EQUIPMENT | 2058-12-31 | 75-R0.5 | -3 | 3507 | 2.12 | 2058-12-31 | 75-R0.5 | -3 | 3507 | 2.12 | 0
336 | ROADS, RAILROADS AND BRIDGES | 2058-12-31 | 100-S0.5 | -5 | 164095 | 2.39 | 2058-12-31 | 100-S0.5 | -5 | 164095 | 2.39 | 0
| TOTAL MERWIN |  |  |  | 4301418 | 2.28 |  |  |  | 4300449 | 2.28 | -969
NORTH UMPQUA
331 | STRUCTURES AND IMPROVEMENTS | 2038-12-31 | 125-R1 | -2 | 1243645 | 3.53 | 2038-12-31 | 125-R1 | -1 | 1227904 | 3.48 | -15741
332 | RESERVOIRS, DAMS AND WATERWAYS | 2038-12-31 | 125-R1.5 | -2 | 7692654 | 3.7 | 2038-12-31 | 125-R1.5 | -2 | 7688640 | 3.7 | -4014
333 | WATERWHEELS, TURBINES AND GENERATORS | 2038-12-31 | 95-S0 | -3 | 927904 | 3.55 | 2038-12-31 | 95-S0 | -3 | 927315 | 3.55 | -589
334 | ACCESSORY ELECTRIC EQUIPMENT | 2038-12-31 | 70-L0 | -2 | 791116 | 4.06 | 2038-12-31 | 70-L0 | -2 | 790763 | 4.05 | -353
335 | MISCELLANEOUS POWER PLANT EQUIPMENT | 2038-12-31 | 75-R0.5 | -1 | 22785 | 3.22 | 2038-12-31 | 75-R0.5 | -1 | 22763 | 3.22 | -22
336 | ROADS, RAILROADS AND BRIDGES | 2038-12-31 | 100-S0.5 | -3 | 354955 | 3.6 | 2038-12-31 | 100-S0.5 | -3 | 354730 | 3.59 | -225
| TOTAL NORTH UMPQUA |  |  |  | 11033059 | 3.69 |  |  |  | 11012115 | 3.68 | -20944
PARIS
331 | STRUCTURES AND IMPROVEMENTS | 2024-12-31 | 125-R1 | 0 | 0 | 0 | 2024-12-31 | 125-R1 | 0 | 0 | 0 | 0
332 | RESERVOIRS, DAMS AND WATERWAYS | 2024-12-31 | 125-R1.5 | -1 | 167 | 0.15 | 2024-12-31 | 125-R1.5 | -1 | 167 | 0.15 | 0
333 | WATERWHEELS, TURBINES AND GENERATORS | 2024-12-31 | 95-S0 | -1 | 53 | 0.07 | 2024-12-31 | 95-S0 | -1 | 53 | 0.07 | 0
334 | ACCESSORY ELECTRIC EQUIPMENT | 2024-12-31 | 70-L0 | 0 | 0 | 0 | 2024-12-31 | 70-L0 | 0 | 0 | 0 | 0
335 | MISCELLANEOUS POWER PLANT EQUIPMENT | 2024-12-31 | 75-R0.5 | 0 | 0 | 0 | 2024-12-31 | 75-R0.5 | 0 | 0 | 0 | 0
| TOTAL PARIS |  |  |  | 220 | 0.05 |  |  |  | 220 | 0.05 | 0
PIONEER
330.2 | LAND RIGHTS | 2030-12-31 | SQUARE | 0 | 106 | 1.15 | 2030-12-31 | SQUARE | 0 | 106 | 1.15 | 0
330.3 | WATER RIGHTS | 2030-12-31 | SQUARE | 0 | 1275 | 1.15 | 2030-12-31 | SQUARE | 0 | 1275 | 1.15 | 0
331 | STRUCTURES AND IMPROVEMENTS | 2030-12-31 | 125-R1 | -1 | 28128 | 4.59 | 2030-12-31 | 125-R1 | -1 | 28096 | 4.59 | -32
332 | RESERVOIRS, DAMS AND WATERWAYS | 2030-12-31 | 125-R1.5 | -1 | 414535 | 4.25 | 2030-12-31 | 125-R1.5 | -1 | 414535 | 4.25 | 0
333 | WATERWHEELS, TURBINES AND GENERATORS | 2030-12-31 | 95-S0 | -1 | 69123 | 4.32 | 2030-12-31 | 95-S0 | -1 | 69123 | 4.32 | 0
334 | ACCESSORY ELECTRIC EQUIPMENT | 2030-12-31 | 70-L0 | -1 | 51746 | 5.48 | 2030-12-31 | 70-L0 | -1 | 51746 | 5.48 | 0
335 | MISCELLANEOUS POWER PLANT EQUIPMENT | 2030-12-31 | 75-R0.5 | -1 | 275 | 2.93 | 2030-12-31 | 75-R0.5 | -1 | 275 | 2.93 | 0
336 | ROADS, RAILROADS AND BRIDGES | 2030-12-31 | 100-S0.5 | -1 | 3208 | 5.25 | 2030-12-31 | 100-S0.5 | -1 | 3208 | 5.25 | 0
| TOTAL PIONEER |  |  |  | 568396 | 4.34 |  |  |  | 568364 | 4.34 | -32
PROSPECT # 1, 2 AND 4
330.2 | LAND RIGHTS | 2038-12-31 | SQUARE | 0 | 77 | 2.07 | 2038-12-31 | SQUARE | 0 | 77 | 2.07 | 0
330.4 | FLOOD RIGHTS | 2038-12-31 | SQUARE | 0 | 43 | 1.36 | 2038-12-31 | SQUARE | 0 | 43 | 1.36 | 0
331 | STRUCTURES AND IMPROVEMENTS | 2038-12-31 | 125-R1 | -1 | 248494 | 3.89 | 2038-12-31 | 125-R1 | -1 | 249178 | 3.9 | 684
332 | RESERVOIRS, DAMS AND WATERWAYS | 2038-12-31 | 125-R1.5 | -1 | 1311162 | 3.5 | 2038-12-31 | 125-R1.5 | -1 | 1310538 | 3.5 | -624
333 | WATERWHEELS, TURBINES AND GENERATORS | 2038-12-31 | 95-S0 | -3 | 144242 | 3.41 | 2038-12-31 | 95-S0 | -3 | 144154 | 3.41 | -88
334 | ACCESSORY ELECTRIC EQUIPMENT | 2038-12-31 | 70-L0 | -2 | 272781 | 4.09 | 2038-12-31 | 70-L0 | -2 | 272677 | 4.09 | -104
335 | MISCELLANEOUS POWER PLANT EQUIPMENT | 2038-12-31 | 75-R0.5 | -1 | 581 | 3.11 | 2038-12-31 | 75-R0.5 | -1 | 581 | 3.11 | 0
336 | ROADS, RAILROADS AND BRIDGES | 2038-12-31 | 100-S0.5 | -2 | 48864 | 4.68 | 2038-12-31 | 100-S0.5 | -2 | 48857 | 4.68 | -7
| TOTAL PROSPECT # 1, 2 AND 4 |  |  |  | 2026244 | 3.63 |  |  |  | 2026105 | 3.63 | -139
PROSPECT #3
331 | STRUCTURES AND IMPROVEMENTS | 2058-12-31 | 125-R1 | -4 | 5196 | 0.81 | 2058-12-31 | 125-R1 | -3 | 5108 | 0.8 | -88
332 | RESERVOIRS, DAMS AND WATERWAYS | 2058-12-31 | 125-R1.5 | -5 | 4878 | 0.11 | 2058-12-31 | 125-R1.5 | -5 | 4819 | 0.11 | -59
333 | WATERWHEELS, TURBINES AND GENERATORS | 2058-12-31 | 95-S0 | -9 | 5756 | 0.32 | 2058-12-31 | 95-S0 | -9 | 5733 | 0.32 | -23
334 | ACCESSORY ELECTRIC EQUIPMENT | 2058-12-31 | 70-L0 | -5 | 28251 | 1.53 | 2058-12-31 | 70-L0 | -5 | 28238 | 1.53 | -13
335 | MISCELLANEOUS POWER PLANT EQUIPMENT | 2058-12-31 | 75-R0.5 | -3 | 59 | 0.1 | 2058-12-31 | 75-R0.5 | -3 | 58 | 0.09 | -1
336 | ROADS, RAILROADS AND BRIDGES | 2058-12-31 | 100-S0.5 | -6 | 5468 | 1.84 | 2058-12-31 | 100-S0.5 | -6 | 5467 | 1.84 | -1
| TOTAL PROSPECT #3 |  |  |  | 49608 | 0.54 |  |  |  | 49423 | 0.54 | -185
SANTA CLARA
331 | STRUCTURES AND IMPROVEMENTS | 2024-12-31 | 125-R1 | 0 | 0 | 0 | 2024-12-31 | 125-R1 | 0 | 0 | 0 | 0
332 | RESERVOIRS, DAMS AND WATERWAYS | 2024-12-31 | 125-R1.5 | 0 | 0 | 0 | 2024-12-31 | 125-R1.5 | 0 | 0 | 0 | 0
333 | WATERWHEELS, TURBINES AND GENERATORS | 2024-12-31 | 95-S0 | -1 | 0 | 0 | 2024-12-31 | 95-S0 | -1 | 0 | 0 | 0
334 | ACCESSORY ELECTRIC EQUIPMENT | 2024-12-31 | 70-L0 | 0 | 5244 | 0.76 | 2024-12-31 | 70-L0 | 0 | 5244 | 0.76 | 0
335 | MISCELLANEOUS POWER PLANT EQUIPMENT | 2024-12-31 | 75-R0.5 | 0 | 0 | 0 | 2024-12-31 | 75-R0.5 | 0 | 0 | 0 | 0
336 | ROADS, RAILROADS AND BRIDGES | 2024-12-31 | 100-S0.5 | 0 | 2033 | 9.53 | 2024-12-31 | 100-S0.5 | 0 | 2033 | 9.53 | 0
| TOTAL SANTA CLARA |  |  |  | 7277 | 0.29 |  |  |  | 7277 | 0.29 | 0
STAIRS
331 | STRUCTURES AND IMPROVEMENTS | 2030-12-31 | 125-R1 | -1 | 4454 | 2.49 | 2030-12-31 | 125-R1 | -1 | 4445 | 2.49 | -9
332 | RESERVOIRS, DAMS AND WATERWAYS | 2030-12-31 | 125-R1.5 | -1 | 66031 | 5.44 | 2030-12-31 | 125-R1.5 | -1 | 66031 | 5.44 | 0
333 | WATERWHEELS, TURBINES AND GENERATORS | 2030-12-31 | 95-S0 | -2 | 14109 | 2.75 | 2030-12-31 | 95-S0 | -2 | 14109 | 2.75 | 0
334 | ACCESSORY ELECTRIC EQUIPMENT | 2030-12-31 | 70-L0 | -1 | 9564 | 4.35 | 2030-12-31 | 70-L0 | -1 | 9564 | 4.35 | 0
336 | ROADS, RAILROADS AND BRIDGES | 2030-12-31 | 100-S0.5 | 0 | 18462 | 8.59 | 2030-12-31 | 100-S0.5 | 0 | 18462 | 8.59 | 0
| TOTAL STAIRS |  |  |  | 112620 | 4.81 |  |  |  | 112611 | 4.81 | -9
SWIFT
330.2 | LAND RIGHTS | 2058-12-31 | SQUARE | 0 | 61403 | 0.98 | 2058-12-31 | SQUARE | 0 | 61403 | 0.98 | 0
330.5 | FISH/WILDLIFE | 2058-12-31 | SQUARE | 0 | 968 | 1 | 2058-12-31 | SQUARE | 0 | 968 | 1 | 0
331 | STRUCTURES AND IMPROVEMENTS | 2058-12-31 | 125-R1 | -3 | 1650595 | 2.29 | 2058-12-31 | 125-R1 | -3 | 1649891 | 2.28 | -704
332 | RESERVOIRS, DAMS AND WATERWAYS | 2058-12-31 | 125-R1.5 | -6 | 879760 | 1.62 | 2058-12-31 | 125-R1.5 | -6 | 879760 | 1.62 | 0
333 | WATERWHEELS, TURBINES AND GENERATORS | 2058-12-31 | 95-S0 | -10 | 326508 | 2.02 | 2058-12-31 | 95-S0 | -10 | 326508 | 2.02 | 0
334 | ACCESSORY ELECTRIC EQUIPMENT | 2058-12-31 | 70-L0 | -5 | 195011 | 2.49 | 2058-12-31 | 70-L0 | -5 | 195011 | 2.49 | 0
335 | MISCELLANEOUS POWER PLANT EQUIPMENT | 2058-12-31 | 75-R0.5 | -5 | 6393 | 1.61 | 2058-12-31 | 75-R0.5 | -5 | 6393 | 1.61 | 0
336 | ROADS, RAILROADS AND BRIDGES | 2058-12-31 | 100-S0.5 | -6 | 23585 | 2.09 | 2058-12-31 | 100-S0.5 | -6 | 23585 | 2.09 | 0
| TOTAL SWIFT |  |  |  | 3144223 | 1.99 |  |  |  | 3143519 | 1.98 | -704
VIVA NAUGHTON
331 | STRUCTURES AND IMPROVEMENTS | 2029-12-31 | 125-R1 | -1 | 17029 | 4.26 | 2029-12-31 | 125-R1 | -1 | 17009 | 4.26 | -20
332 | RESERVOIRS, DAMS AND WATERWAYS | 2029-12-31 | 125-R1.5 | -1 | 4271 | 4.16 | 2029-12-31 | 125-R1.5 | -1 | 4271 | 4.16 | 0
333 | WATERWHEELS, TURBINES AND GENERATORS | 2029-12-31 | 95-S0 | -2 | 21339 | 4.36 | 2029-12-31 | 95-S0 | -2 | 21339 | 4.36 | 0
334 | ACCESSORY ELECTRIC EQUIPMENT | 2029-12-31 | 70-L0 | -1 | 10721 | 5.33 | 2029-12-31 | 70-L0 | -1 | 10721 | 5.33 | 0
335 | MISCELLANEOUS POWER PLANT EQUIPMENT | 2029-12-31 | 75-R0.5 | -1 | 874 | 4.34 | 2029-12-31 | 75-R0.5 | -1 | 874 | 4.34 | 0
| TOTAL VIVA NAUGHTON |  |  |  | 54234 | 4.47 |  |  |  | 54214 | 4.47 | -20
WALLOWA FALLS
331 | STRUCTURES AND IMPROVEMENTS | 2057-12-31 | 125-R1 | -4 | 0 | 0 | 2057-12-31 | 125-R1 | -3 | 0 | 0 | 0
332 | RESERVOIRS, DAMS AND WATERWAYS | 2057-12-31 | 125-R1.5 | -4 | 30507 | 1.41 | 2057-12-31 | 125-R1.5 | -4 | 30507 | 1.41 | 0
333 | WATERWHEELS, TURBINES AND GENERATORS | 2057-12-31 | 95-S0 | -8 | 0 | 0 | 2057-12-31 | 95-S0 | -8 | 0 | 0 | 0
334 | ACCESSORY ELECTRIC EQUIPMENT | 2057-12-31 | 70-L0 | -6 | 0 | 0 | 2057-12-31 | 70-L0 | -6 | 0 | 0 | 0
336 | ROADS, RAILROADS AND BRIDGES | 2057-12-31 | 100-S0.5 | -6 | 4810 | 0.74 | 2057-12-31 | 100-S0.5 | -6 | 4799 | 0.74 | -11
| TOTAL WALLOWA FALLS |  |  |  | 35317 | 0.78 |  |  |  | 35306 | 0.78 | -11
WEBER
331 | STRUCTURES AND IMPROVEMENTS | 2060-12-31 | 125-R1 | -5 | 1657 | 0.43 | 2060-12-31 | 125-R1 | -4 | 1549 | 0.4 | -108
332 | RESERVOIRS, DAMS AND WATERWAYS | 2060-12-31 | 125-R1.5 | -6 | 15869 | 0.79 | 2060-12-31 | 125-R1.5 | -6 | 15869 | 0.79 | 0
333 | WATERWHEELS, TURBINES AND GENERATORS | 2060-12-31 | 95-S0 | -11 | 6203 | 0.67 | 2060-12-31 | 95-S0 | -11 | 6203 | 0.67 | 0
334 | ACCESSORY ELECTRIC EQUIPMENT | 2060-12-31 | 70-L0 | -6 | 2632 | 1.04 | 2060-12-31 | 70-L0 | -6 | 2632 | 1.04 | 0
335 | MISCELLANEOUS POWER PLANT EQUIPMENT | 2060-12-31 | 75-R0.5 | -4 | 131 | 0.6 | 2060-12-31 | 75-R0.5 | -4 | 131 | 0.6 | 0
336 | ROADS, RAILROADS AND BRIDGES | 2060-12-31 | 100-S0.5 | -8 | 276 | 0.7 | 2060-12-31 | 100-S0.5 | -8 | 276 | 0.7 | 0
| TOTAL WEBER |  |  |  | 26768 | 0.74 |  |  |  | 26660 | 0.74 | -108
YALE
330.2 | LAND RIGHTS | 2058-12-31 | SQUARE | 0 | 6098 | 0.8 | 2058-12-31 | SQUARE | 0 | 6083 | 0.8 | -15
331 | STRUCTURES AND IMPROVEMENTS | 2058-12-31 | 125-R1 | -4 | 378859 | 2.17 | 2058-12-31 | 125-R1 | -3 | 374713 | 2.14 | -4146
332 | RESERVOIRS, DAMS AND WATERWAYS | 2058-12-31 | 125-R1.5 | -7 | 434421 | 1.32 | 2058-12-31 | 125-R1.5 | -7 | 433770 | 1.32 | -651
333 | WATERWHEELS, TURBINES AND GENERATORS | 2058-12-31 | 95-S0 | -10 | 270961 | 1.9 | 2058-12-31 | 95-S0 | -10 | 270745 | 1.9 | -216
334 | ACCESSORY ELECTRIC EQUIPMENT | 2058-12-31 | 70-L0 | -6 | 83465 | 2.2 | 2058-12-31 | 70-L0 | -6 | 83411 | 2.2 | -54
335 | MISCELLANEOUS POWER PLANT EQUIPMENT | 2058-12-31 | 75-R0.5 | -5 | 7650 | 1.42 | 2058-12-31 | 75-R0.5 | -5 | 7636 | 1.41 | -14
336 | ROADS, RAILROADS AND BRIDGES | 2058-12-31 | 100-S0.5 | -6 | 40954 | 2.02 | 2058-12-31 | 100-S0.5 | -6 | 40933 | 2.02 | -21
| TOTAL YALE |  |  |  | 1222408 | 1.71 |  |  |  | 1217291 | 1.7 | -5117
| HYDRO DECOMMISSIONING RESERVE |  |  | a | -448124.888 |  |  |  | a | -448124.888 |  | 0
| TOTAL HYDRAULIC PRODUCTION |  |  |  | 30467681.112 | 3.06 |  |  |  | 30434825.112 | 3.06 | -32856
OTHER PRODUCTION PLANT
CHEHALIS
341 | STRUCTURES AND IMPROVEMENTS | 2043-12-31 | 70-S2.5 | -3 | 706877 | 2.89 | 2043-12-31 | 70-S2.5 | -3 | 706877 | 2.89 | 0
342 | FUEL HOLDERS, PRODUCERS AND ACCESSORIES | 2043-12-31 | 50-R2 | -3 | 48852 | 3.11 | 2043-12-31 | 50-R2 | -3 | 48852 | 3.11 | 0
343 | PRIME MOVERS | 2043-12-31 | 40-L0 | -5 | 8558722 | 4.12 | 2043-12-31 | 40-L0 | -5 | 8558722 | 4.12 | 0
344 | GENERATORS | 2043-12-31 | 50-R2.5 | -5 | 2179132 | 3.14 | 2043-12-31 | 50-R2.5 | -5 | 2179132 | 3.14 | 0
345 | ACCESSORY ELECTRIC EQUIPMENT | 2043-12-31 | 70-R3 | -2 | 1118927 | 2.87 | 2043-12-31 | 70-R3 | -2 | 1118927 | 2.87 | 0
346 | MISCELLANEOUS POWER PLANT EQUIPMENT | 2043-12-31 | 60-R3 | -2 | 94552 | 2.91 | 2043-12-31 | 60-R3 | -2 | 94552 | 2.91 | 0
| TOTAL CHEHALIS |  |  |  | 12707062 | 3.68 |  |  |  | 12707062 | 3.68 | 0
CURRANT CREEK
341 | STRUCTURES AND IMPROVEMENTS | 2045-12-31 | 70-S2.5 | -3 | 1354655 | 3.07 | 2045-12-31 | 70-S2.5 | -3 | 1354655 | 3.07 | 0
342 | FUEL HOLDERS, PRODUCERS AND ACCESSORIES | 2045-12-31 | 50-R2 | -3 | 109184 | 3.36 | 2045-12-31 | 50-R2 | -3 | 109184 | 3.36 | 0
343 | PRIME MOVERS | 2045-12-31 | 40-L0 | -6 | 8161180 | 4.35 | 2045-12-31 | 40-L0 | -6 | 8161180 | 4.35 | 0
344 | GENERATORS | 2045-12-31 | 50-R2.5 | -5 | 2106343 | 3.37 | 2045-12-31 | 50-R2.5 | -5 | 2106343 | 3.37 | 0
345 | ACCESSORY ELECTRIC EQUIPMENT | 2045-12-31 | 70-R3 | -2 | 1333169 | 3.09 | 2045-12-31 | 70-R3 | -2 | 1333169 | 3.09 | 0
346 | MISCELLANEOUS POWER PLANT EQUIPMENT | 2045-12-31 | 60-R3 | -2 | 92485 | 3.11 | 2045-12-31 | 60-R3 | -2 | 92485 | 3.11 | 0
| TOTAL CURRANT CREEK |  |  |  | 13157016 | 3.83 |  |  |  | 13157016 | 3.83 | 0
HERMISTON
341 | STRUCTURES AND IMPROVEMENTS | 2036-12-31 | 70-S2.5 | -3 | 389535 | 2.91 | 2036-12-31 | 70-S2.5 | -3 | 389535 | 2.91 | 0
342 | FUEL HOLDERS, PRODUCERS AND ACCESSORIES | 2036-12-31 | 50-R2 | -2 | 719 | 2.91 | 2036-12-31 | 50-R2 | -2 | 719 | 2.91 | 0
343 | PRIME MOVERS | 2036-12-31 | 40-L0 | -4 | 4629951 | 4.19 | 2036-12-31 | 40-L0 | -4 | 4629951 | 4.19 | 0
344 | GENERATORS | 2036-12-31 | 50-R2.5 | -4 | 1303435 | 3.11 | 2036-12-31 | 50-R2.5 | -4 | 1303435 | 3.11 | 0
345 | ACCESSORY ELECTRIC EQUIPMENT | 2036-12-31 | 70-R3 | -2 | 280471 | 2.88 | 2036-12-31 | 70-R3 | -2 | 280471 | 2.88 | 0
346 | MISCELLANEOUS POWER PLANT EQUIPMENT | 2036-12-31 | 60-R3 | -2 | 8253 | 3.96 | 2036-12-31 | 60-R3 | -2 | 8253 | 3.96 | 0
| TOTAL HERMISTON |  |  |  | 6612364 | 3.76 |  |  |  | 6612364 | 3.76 | 0
LAKE SIDE UNIT 1
341 | STRUCTURES AND IMPROVEMENTS | 2047-12-31 | 70-S2.5 | -3 | 81075 | 3.11 | 2047-12-31 | 70-S2.5 | -3 | 81075 | 3.11 | 0
343 | PRIME MOVERS | 2047-12-31 | 40-L0 | -6 | 10294100 | 4.35 | 2047-12-31 | 40-L0 | -6 | 10294100 | 4.35 | 0
344 | GENERATORS | 2047-12-31 | 50-R2.5 | -5 | 2303679 | 3.36 | 2047-12-31 | 50-R2.5 | -5 | 2303679 | 3.36 | 0
345 | ACCESSORY ELECTRIC EQUIPMENT | 2047-12-31 | 70-R3 | -3 | 1393945 | 3.1 | 2047-12-31 | 70-R3 | -3 | 1393945 | 3.1 | 0
346 | MISCELLANEOUS POWER PLANT EQUIPMENT | 2047-12-31 | 60-R3 | -2 | 75885 | 3.11 | 2047-12-31 | 60-R3 | -2 | 75885 | 3.11 | 0
| TOTAL LAKE SIDE UNIT 1 |  |  |  | 14148684 | 3.98 |  |  |  | 14148684 | 3.98 | 0
LAKE SIDE UNIT 2
341 | STRUCTURES AND IMPROVEMENTS | 2054-12-31 | 70-S2.5 | -3 | 2275526 | 2.48 | 2054-12-31 | 70-S2.5 | -3 | 2275526 | 2.48 | 0
342 | FUEL HOLDERS, PRODUCERS AND ACCESSORIES | 2054-12-31 | 50-R2 | -3 | 224374 | 2.66 | 2054-12-31 | 50-R2 | -3 | 224374 | 2.66 | 0
343 | PRIME MOVERS | 2054-12-31 | 40-L0 | -6 | 12509087 | 3.62 | 2054-12-31 | 40-L0 | -6 | 12509087 | 3.62 | 0
344 | GENERATORS | 2054-12-31 | 50-R2.5 | -5 | 4287257 | 2.79 | 2054-12-31 | 50-R2.5 | -5 | 4287257 | 2.79 | 0
345 | ACCESSORY ELECTRIC EQUIPMENT | 2054-12-31 | 70-R3 | -2 | 1936341 | 2.57 | 2054-12-31 | 70-R3 | -2 | 1936341 | 2.57 | 0
346 | MISCELLANEOUS POWER PLANT EQUIPMENT | 2054-12-31 | 60-R3 | -1 | 91701 | 2.5 | 2054-12-31 | 60-R3 | -1 | 91701 | 2.5 | 0
| TOTAL LAKE SIDE UNIT 2 |  |  |  | 21324286 | 3.14 |  |  |  | 21324286 | 3.14 | 0
GADBSY PEAKER UNIT 4-6
341 | STRUCTURES AND IMPROVEMENTS | 2032-12-31 | 70-S2.5 | -2 | 166489 | 3.9 | 2032-12-31 | 70-S2.5 | -2 | 166489 | 3.9 | 0
342 | FUEL HOLDERS, PRODUCERS AND ACCESSORIES | 2032-12-31 | 50-R2 | -2 | 143735 | 5.27 | 2032-12-31 | 50-R2 | -2 | 143735 | 5.27 | 0
343 | PRIME MOVERS | 2032-12-31 | 40-S0 | -3 | 3243341 | 5.19 | 2032-12-31 | 50-R1 | -4 | 3172075 | 5.01 | -71266
344 | GENERATORS | 2032-12-31 | 50-R2.5 | -2 | 799633 | 4.48 | 2032-12-31 | 50-R2.5 | -2 | 799633 | 4.48 | 0
345 | ACCESSORY ELECTRIC EQUIPMENT | 2032-12-31 | 70-R3 | -2 | 123297 | 4.19 | 2032-12-31 | 70-R3 | -2 | 123297 | 4.19 | 0
| TOTAL GADBSY PEAKER UNIT 4-6 |  |  |  | 4476495 | 4.96 |  |  |  | 4405229 | 4.83 | -71266
DUNLAP - WIND
341 | STRUCTURES AND IMPROVEMENTS | 2050-12-31 | 65-R2 | -1 | 183643 | 2.33 | 2050-12-31 | 65-R2 | -1 | 183643 | 2.33 | 0
343 | PRIME MOVERS | 2050-12-31 | 55-R2.5 | -1 | 9334602 | 5.34 | 2050-12-31 | 55-R2.5 | -1 | 9334602 | 5.34 | 0
344 | GENERATORS | 2050-12-31 | 40-S0 | -2 | 407952 | 7.72 | 2050-12-31 | 40-S0 | -2 | 407952 | 7.72 | 0
345 | ACCESSORY ELECTRIC EQUIPMENT | 2050-12-31 | 60-S0.5 | -1 | 311346 | 2.43 | 2050-12-31 | 60-S0.5 | -1 | 311346 | 2.43 | 0
346 | MISCELLANEOUS POWER PLANT EQUIPMENT | 2050-12-31 | 60-R3 | 0 | 4684 | 2.46 | 2050-12-31 | 60-R3 | 0 | 4684 | 2.46 | 0
| TOTAL DUNLAP - WIND |  |  |  | 10242227 | 5.09 |  |  |  | 10242227 | 5.09 | 0
FOOTE CREEK - WIND
341 | STRUCTURES AND IMPROVEMENTS | 2050-12-31 | 65-R2 | -1 | 5155 | 4.94 | 2050-12-31 | 65-R2 | -1 | 5155 | 4.94 | 0
343 | PRIME MOVERS | 2050-12-31 | 55-R2.5 | -1 | 2329011 | 4.11 | 2050-12-31 | 55-R2.5 | -1 | 2329011 | 4.11 | 0
344 | GENERATORS | 2050-12-31 | 40-S0 | -2 | 148872 | 5.52 | 2050-12-31 | 40-S0 | -2 | 148872 | 5.52 | 0
345 | ACCESSORY ELECTRIC EQUIPMENT | 2050-12-31 | 60-S0.5 | -1 | 90476 | 5.01 | 2050-12-31 | 60-S0.5 | -1 | 90476 | 5.01 | 0
| TOTAL FOOTE CREEK - WIND |  |  |  | 2573514 | 4.2 |  |  |  | 2573514 | 4.2 | 0
GLENROCK - WIND
341 | STRUCTURES AND IMPROVEMENTS | 2049-12-31 | 65-R2 | -1 | 289531 | 2.39 | 2049-12-31 | 65-R2 | -1 | 289531 | 2.39 | 0
343 | PRIME MOVERS | 2049-12-31 | 55-R2.5 | -1 | 20699052 | 4.26 | 2049-12-31 | 55-R2.5 | -1 | 20699052 | 4.26 | 0
344 | GENERATORS | 2049-12-31 | 40-S0 | -2 | 905061 | 5.94 | 2049-12-31 | 40-S0 | -2 | 905061 | 5.94 | 0
345 | ACCESSORY ELECTRIC EQUIPMENT | 2049-12-31 | 60-S0.5 | -1 | 728609 | 2.34 | 2049-12-31 | 60-S0.5 | -1 | 728609 | 2.34 | 0
346 | MISCELLANEOUS POWER PLANT EQUIPMENT | 2049-12-31 | 60-R3 | 0 | 131137 | 3.02 | 2049-12-31 | 60-R3 | 0 | 131137 | 3.02 | 0
| TOTAL GLENROCK - WIND |  |  |  | 22753390 | 4.14 |  |  |  | 22753390 | 4.14 | 0
GOODNOE HILLS - WIND
341 | STRUCTURES AND IMPROVEMENTS | 2049-12-31 | 65-R2 | -1 | 122379 | 2.21 | 2049-12-31 | 65-R2 | -1 | 122379 | 2.21 | 0
343 | PRIME MOVERS | 2049-12-31 | 55-R2.5 | -1 | 7378849 | 5.83 | 2049-12-31 | 55-R2.5 | -1 | 7378849 | 5.83 | 0
344 | GENERATORS | 2049-12-31 | 40-S0 | -2 | 294308 | 7.1 | 2049-12-31 | 40-S0 | -2 | 294308 | 7.1 | 0
345 | ACCESSORY ELECTRIC EQUIPMENT | 2049-12-31 | 60-S0.5 | -1 | 317202 | 3.89 | 2049-12-31 | 60-S0.5 | -1 | 317202 | 3.89 | 0
346 | MISCELLANEOUS POWER PLANT EQUIPMENT | 2049-12-31 | 60-R3 | 0 | 4819 | 2.33 | 2049-12-31 | 60-R3 | 0 | 4819 | 2.33 | 0
| TOTAL GOODNOE HILLS - WIND |  |  |  | 8117557 | 5.61 |  |  |  | 8117557 | 5.61 | 0
HIGH PLAINS / MCFADDEN - WIND
341 | STRUCTURES AND IMPROVEMENTS | 2049-12-31 | 65-R2 | -1 | 180251 | 2.28 | 2049-12-31 | 65-R2 | -1 | 180251 | 2.28 | 0
343 | PRIME MOVERS | 2049-12-31 | 55-R2.5 | -1 | 11070426 | 5.47 | 2049-12-31 | 55-R2.5 | -1 | 11070426 | 5.47 | 0
344 | GENERATORS | 2049-12-31 | 40-S0 | -2 | 456228 | 7.5 | 2049-12-31 | 40-S0 | -2 | 456228 | 7.5 | 0
345 | ACCESSORY ELECTRIC EQUIPMENT | 2049-12-31 | 60-S0.5 | -1 | 366514 | 2.39 | 2049-12-31 | 60-S0.5 | -1 | 366514 | 2.39 | 0
346 | MISCELLANEOUS POWER PLANT EQUIPMENT | 2049-12-31 | 60-R3 | 0 | 4079 | 2.54 | 2049-12-31 | 60-R3 | 0 | 4079 | 2.54 | 0
| TOTAL HIGH PLAINS / MCFADDEN - WIND |  |  |  | 12077498 | 5.21 |  |  |  | 12077498 | 5.21 | 0
LEANING JUNIPER - WIND
341 | STRUCTURES AND IMPROVEMENTS | 2049-12-31 | 65-R2 | -1 | 100728 | 2 | 2049-12-31 | 65-R2 | -1 | 100728 | 2 | 0
343 | PRIME MOVERS | 2049-12-31 | 55-R2.5 | -1 | 5632051 | 4.96 | 2049-12-31 | 55-R2.5 | -1 | 5632051 | 4.96 | 0
344 | GENERATORS | 2049-12-31 | 40-S0 | -2 | 255458 | 9.48 | 2049-12-31 | 40-S0 | -2 | 255458 | 9.48 | 0
345 | ACCESSORY ELECTRIC EQUIPMENT | 2049-12-31 | 60-S0.5 | -2 | 211902 | 2.43 | 2049-12-31 | 60-S0.5 | -2 | 211902 | 2.43 | 0
346 | MISCELLANEOUS POWER PLANT EQUIPMENT | 2049-12-31 | 60-R3 | -1 | 2857 | 2.4 | 2049-12-31 | 60-R3 | -1 | 2857 | 2.4 | 0
| TOTAL LEANING JUNIPER - WIND |  |  |  | 6202996 | 4.77 |  |  |  | 6202996 | 4.77 | 0
MARENGO - WIND
341 | STRUCTURES AND IMPROVEMENTS | 2049-12-31 | 65-R2 | -1 | 213856 | 2.06 | 2049-12-31 | 65-R2 | -1 | 213856 | 2.06 | 0
343 | PRIME MOVERS | 2049-12-31 | 55-R2.5 | -1 | 15616140 | 4.98 | 2049-12-31 | 55-R2.5 | -1 | 15616140 | 4.98 | 0
344 | GENERATORS | 2049-12-31 | 40-S0 | -2 | 818505 | 6.72 | 2049-12-31 | 40-S0 | -2 | 818505 | 6.72 | 0
345 | ACCESSORY ELECTRIC EQUIPMENT | 2049-12-31 | 60-S0.5 | -2 | 464030 | 2.77 | 2049-12-31 | 60-S0.5 | -2 | 464030 | 2.77 | 0
346 | MISCELLANEOUS POWER PLANT EQUIPMENT | 2049-12-31 | 60-R3 | 0 | 9319 | 2.24 | 2049-12-31 | 60-R3 | 0 | 9319 | 2.24 | 0
| TOTAL MARENGO - WIND |  |  |  | 17121850 | 4.84 |  |  |  | 17121850 | 4.84 | 0
SEVEN MILE HILL - WIND
341 | STRUCTURES AND IMPROVEMENTS | 2049-12-31 | 65-R2 | -1 | 146730 | 2.28 | 2049-12-31 | 65-R2 | -1 | 146730 | 2.28 | 0
343 | PRIME MOVERS | 2049-12-31 | 55-R2.5 | -1 | 9981807 | 5.23 | 2049-12-31 | 55-R2.5 | -1 | 9981807 | 5.23 | 0
344 | GENERATORS | 2049-12-31 | 40-S0 | -2 | 425609 | 7.4 | 2049-12-31 | 40-S0 | -2 | 425609 | 7.4 | 0
345 | ACCESSORY ELECTRIC EQUIPMENT | 2049-12-31 | 60-S0.5 | -1 | 331055 | 2.36 | 2049-12-31 | 60-S0.5 | -1 | 331055 | 2.36 | 0
346 | MISCELLANEOUS POWER PLANT EQUIPMENT | 2049-12-31 | 60-R3 | 0 | 23263 | 2.54 | 2049-12-31 | 60-R3 | 0 | 23263 | 2.54 | 0
| TOTAL SEVEN MILE HILL - WIND |  |  |  | 10908464 | 5 |  |  |  | 10908464 | 5 | 0
TB FLATS - WIND
341 | STRUCTURES AND IMPROVEMENTS | 2050-12-31 | 65-R2 | -1 | 610172 | 3.44 | 2050-12-31 | 65-R2 | -1 | 610172 | 3.44 | 0
343 | PRIME MOVERS | 2050-12-31 | 55-R2.5 | -1 | 17963869 | 3.43 | 2050-12-31 | 55-R2.5 | -1 | 17963869 | 3.43 | 0
344 | GENERATORS | 2050-12-31 | 40-S0 | -2 | 683837 | 3.85 | 2050-12-31 | 40-S0 | -2 | 683837 | 3.85 | 0
345 | ACCESSORY ELECTRIC EQUIPMENT | 2050-12-31 | 60-S0.5 | -1 | 1032078 | 3.49 | 2050-12-31 | 60-S0.5 | -1 | 1032078 | 3.49 | 0
346 | MISCELLANEOUS POWER PLANT EQUIPMENT | 2050-12-31 | 60-R3 | 0 | 98640 | 3.34 | 2050-12-31 | 60-R3 | 0 | 98640 | 3.34 | 0
| TOTAL TB FLATS - WIND |  |  |  | 20388596 | 3.45 |  |  |  | 20388596 | 3.45 | 0
EKOLA FLATS - WIND
341 | STRUCTURES AND IMPROVEMENTS | 2050-12-31 | 65-R2 | -2 | 331948 | 3.47 | 2050-12-31 | 65-R2 | -2 | 331948 | 3.47 | 0
343 | PRIME MOVERS | 2050-12-31 | 55-R2.5 | -2 | 9772710 | 3.47 | 2050-12-31 | 55-R2.5 | -2 | 9772710 | 3.47 | 0
344 | GENERATORS | 2050-12-31 | 40-S0 | -2 | 368313 | 3.85 | 2050-12-31 | 40-S0 | -2 | 368313 | 3.85 | 0
345 | ACCESSORY ELECTRIC EQUIPMENT | 2050-12-31 | 60-S0.5 | -2 | 561469 | 3.53 | 2050-12-31 | 60-S0.5 | -2 | 561469 | 3.53 | 0
346 | MISCELLANEOUS POWER PLANT EQUIPMENT | 2050-12-31 | 60-R3 | -1 | 53668 | 3.37 | 2050-12-31 | 60-R3 | -1 | 53668 | 3.37 | 0
| TOTAL EKOLA FLATS - WIND |  |  |  | 11088108 | 3.48 |  |  |  | 11088108 | 3.48 | 0
CEDAR SPRINGS - WIND
341 | STRUCTURES AND IMPROVEMENTS | 2050-12-31 | 65-R2 | -1 | 295088 | 3.44 | 2050-12-31 | 65-R2 | -1 | 295088 | 3.44 | 0
343 | PRIME MOVERS | 2050-12-31 | 55-R2.5 | -1 | 8687580 | 3.43 | 2050-12-31 | 55-R2.5 | -1 | 8687580 | 3.43 | 0
344 | GENERATORS | 2050-12-31 | 40-S0 | -2 | 330713 | 3.85 | 2050-12-31 | 40-S0 | -2 | 330713 | 3.85 | 0
345 | ACCESSORY ELECTRIC EQUIPMENT | 2050-12-31 | 60-S0.5 | -1 | 499127 | 3.49 | 2050-12-31 | 60-S0.5 | -1 | 499127 | 3.49 | 0
346 | MISCELLANEOUS POWER PLANT EQUIPMENT | 2050-12-31 | 60-R3 | -1 | 48189 | 3.37 | 2050-12-31 | 60-R3 | -1 | 48189 | 3.37 | 0
| TOTAL CEDAR SPRINGS - WIND |  |  |  | 9860697 | 3.45 |  |  |  | 9860697 | 3.45 | 0
SOLAR GENERATING
344 | GENERATORS - ATLANTIC CITY | 2027-12-31 | SQUARE | 0 | 228 | 4.11 | 2027-12-31 | SQUARE | 0 | 228 | 4.11 | 0
344 | GENERATORS - CANYON LANDS | 2014-12-31 | SQUARE | 0 | 0 | 0 | 2014-12-31 | SQUARE | 0 | 0 | 0 | 0
344 | GENERATORS - GREEN RIVER | 2014-12-31 | SQUARE | 0 | 0 | 0 | 2014-12-31 | SQUARE | 0 | 0 | 0 | 0
344 | GENERATORS - OREGON HIGH DESERT | 2015-12-31 | 50-R2.5 | 0 | 0 | 0 | 2015-12-31 | 50-R2.5 | 0 | 0 | 0 | 0
| TOTAL SOLAR GENERATING |  |  |  | 228 | 0.15 |  |  |  | 228 | 0.15 | 0
MOBILE GENERATORS
344 | EAST SIDE MOBILE GENERATOR |  | 50-R2.5 | 0 | 12019 | 1.43 |  | 50-R2.5 | 0 | 12019 | 1.43 | 0
344 | WEST SIDE MOBILE GENERATOR |  | 50-R2.5 | 0 | 13934 | 1.64 |  | 50-R2.5 | 0 | 13934 | 1.64 | 0
| TOTAL MOBILE GENERATORS |  |  |  | 25953 | 1.54 |  |  |  | 25953 | 1.54 | 0
| TOTAL DEPRECIABLE OTHER PRODUCTION |  |  |  | 203786985 | 4.02 |  |  |  | 203715719 | 4.01 | -71266
TOTAL PRODUCTION PLANT |  |  |  |  | 653367098.112 | 4.89 |  |  |  | 582178916.112 | 4.48 | -71188182
TRANSMISSION PLANT
350.2 | RIGHTS-OF-WAY |  | 80-R4 | 0 | 2740305 | 1.22 |  | 90-R4 | 0 | 2387100 | 1.06 | -353205
352 | STRUCTURES AND IMPROVEMENTS |  | 70-R3 | -10 | 4471687 | 1.56 |  | 75-R2.5 | -5 | 3909950 | 1.36 | -561737
353 | STATION EQUIPMENT |  | 58-S0 | -10 | 45189695 | 1.87 |  | 60-S0 | -10 | 42897112 | 1.78 | -2292583
354 | TOWERS AND FIXTURES |  | 70-R4 | -10 | 25209356 | 1.54 |  | 72-R4 | -8 | 23533852 | 1.44 | -1675504
355 | POLES AND FIXTURES |  | 60-R2 | -50 | 30098544 | 2.46 |  | 62-R2.5 | -40 | 26304490 | 2.15 | -3794054
356 | OVERHEAD CONDUCTORS AND DEVICES |  | 65-R3 | -35 | 31735033 | 2.02 |  | 68-R2.5 | -30 | 28375112 | 1.81 | -3359921
357 | UNDERGROUND CONDUIT |  | 60-S2.5 | 0 | 56323 | 1.61 |  | 60-S2.5 | 0 | 54230 | 1.55 | -2093
358 | UNDERGROUND CONDUCTORS AND DEVICES |  | 60-S2.5 | -5 | 133629 | 1.68 |  | 60-S2.5 | -5 | 127692 | 1.61 | -5937
359 | ROADS AND TRAILS |  | 70-R5 | 0 | 161705 | 1.36 |  | 75-R5 | 0 | 143922 | 1.21 | -17783
| TOTAL TRANSMISSION PLANT |  |  |  | 139796277 | 1.9 |  |  |  | 127733460 | 1.73 | -12062817
DISTRIBUTION PLANT
OREGON - DISTRIBUTION
360.2 | RIGHTS-OF-WAY |  | 60-S2.5 | 0 | 72636 | 1.35 |  | 60-S2.5 | 0 | 72636 | 1.35 | 0
361 | STRUCTURES AND IMPROVEMENTS |  | 65-R2 | -10 | 607162 | 1.63 |  | 65-R2 | -10 | 607162 | 1.63 | 0
362 | STATION EQUIPMENT |  | 53-R1 | -20 | 6254671 | 2.15 |  | 53-R1 | -20 | 6254671 | 2.15 | 0
364 | POLES, TOWERS AND FIXTURES |  | 55-R1 | -100 | 14340303 | 3.42 |  | 55-R1 | -100 | 14340303 | 3.42 | 0
365 | OVERHEAD CONDUCTORS AND DEVICES |  | 60-R1 | -60 | 6949370 | 2.46 |  | 60-R1 | -60 | 6949370 | 2.46 | 0
366 | UNDERGROUND CONDUIT |  | 70-R3 | -50 | 2034675 | 2 |  | 70-R3 | -50 | 2034675 | 2 | 0
367 | UNDERGROUND CONDUCTORS AND DEVICES |  | 60-R2.5 | -35 | 4251699 | 2.1 |  | 60-R2.5 | -35 | 4251699 | 2.1 | 0
368 | LINE TRANSFORMERS |  | 46-R1.5 | -30 | 12548312 | 2.58 |  | 46-R1.5 | -30 | 12548312 | 2.58 | 0
369.1 | OVERHEAD SERVICES |  | 55-R1 | -35 | 2431863 | 2.32 |  | 55-R1 | -35 | 2431863 | 2.32 | 0
369.2 | UNDERGROUND SERVICES |  | 60-R4 | -40 | 4806166 | 2.19 |  | 60-R4 | -40 | 4806166 | 2.19 | 0
370 | METERS |  | 20-S3 | -3 | 2638890 | 3.98 |  | 20-S3 | -3 | 2638890 | 3.98 | 0
371 | INSTALLATIONS ON CUSTOMER PREMISES |  | 27-L0 | -50 | 116045 | 4.73 |  | 27-L0 | -50 | 116045 | 4.73 | 0
373 | STREET LIGHTING AND SIGNAL SYSTEMS |  | 45-R1 | -30 | 650451 | 2.6 |  | 45-R1 | -30 | 650451 | 2.6 | 0
| TOTAL OREGON - DISTRIBUTION |  |  |  | 57702243 | 2.57 |  |  |  | 57702243 | 2.57 | 0
WASHINGTON - DISTRIBUTION
360.2 | RIGHTS-OF-WAY |  | 55-R3 | 0 | 8089 | 1.67 |  | 55-R3 | 0 | 8089 | 1.67 | 0
361 | STRUCTURES AND IMPROVEMENTS |  | 60-R2 | -5 | 96211 | 1.71 |  | 60-R2 | -5 | 96211 | 1.71 | 0
362 | STATION EQUIPMENT |  | 54-R1 | -25 | 1839484 | 2.25 |  | 54-R1 | -25 | 1839484 | 2.25 | 0
364 | POLES, TOWERS AND FIXTURES |  | 55-R1.5 | -100 | 3876204 | 3.46 |  | 55-R1.5 | -100 | 3876204 | 3.46 | 0
365 | OVERHEAD CONDUCTORS AND DEVICES |  | 60-R1.5 | -65 | 2000197 | 2.62 |  | 60-R1.5 | -65 | 2000197 | 2.62 | 0
366 | UNDERGROUND CONDUIT |  | 55-R3 | -40 | 450290 | 2.36 |  | 55-R3 | -40 | 450290 | 2.36 | 0
367 | UNDERGROUND CONDUCTORS AND DEVICES |  | 55-R3 | -35 | 711651 | 2.33 |  | 55-R3 | -35 | 711651 | 2.33 | 0
368 | LINE TRANSFORMERS |  | 45-R2 | -25 | 2951546 | 2.56 |  | 45-R2 | -25 | 2951546 | 2.56 | 0
369.1 | OVERHEAD SERVICES |  | 60-R1 | -40 | 539978 | 2.24 |  | 60-R1 | -40 | 539978 | 2.24 | 0
369.2 | UNDERGROUND SERVICES |  | 55-R4 | -50 | 1122765 | 2.6 |  | 55-R4 | -50 | 1122765 | 2.6 | 0
370 | METERS |  | 20-S3 | -3 | 655580 | 5.21 |  | 20-S3 | -3 | 655580 | 5.21 | 0
371 | INSTALLATIONS ON CUSTOMER PREMISES |  | 30-L0 | -40 | 17760 | 4.15 |  | 30-L0 | -40 | 17760 | 4.15 | 0
373 | STREET LIGHTING AND SIGNAL SYSTEMS |  | 45-R0.5 | -40 | 141855 | 2.99 |  | 45-R0.5 | -40 | 141855 | 2.99 | 0
| TOTAL WASHINGTON - DISTRIBUTION |  |  |  | 14411610 | 2.74 |  |  |  | 14411610 | 2.74 | 0
WYOMING - DISTRIBUTION
360.2 | RIGHTS-OF-WAY |  | 50-S4 | 0 | 119723 | 1.85 |  | 50-S4 | 0 | 114986 | 1.78 | -4737
361 | STRUCTURES AND IMPROVEMENTS |  | 65-R2.5 | -10 | 314852 | 1.65 |  | 65-R2.5 | -10 | 311575 | 1.64 | -3277
362 | STATION EQUIPMENT |  | 55-R1 | -10 | 2789748 | 1.93 |  | 57-R1 | -10 | 2651041 | 1.83 | -138707
364 | POLES, TOWERS AND FIXTURES |  | 55-R1 | -100 | 5975738 | 3.51 |  | 57-R1 | -100 | 5694642 | 3.34 | -281096
365 | OVERHEAD CONDUCTORS AND DEVICES |  | 60-R0.5 | -50 | 2793407 | 2.43 |  | 60-R0.5 | -50 | 2754202 | 2.39 | -39205
366 | UNDERGROUND CONDUIT |  | 45-R2.5 | -35 | 895845 | 2.86 |  | 45-R2.5 | -35 | 877920 | 2.8 | -17925
367 | UNDERGROUND CONDUCTORS AND DEVICES |  | 45-R3 | -30 | 1729215 | 2.61 |  | 45-R3 | -30 | 1665301 | 2.52 | -63914
368 | LINE TRANSFORMERS |  | 40-R1.5 | -30 | 4102988 | 3.1 |  | 42-R1 | -30 | 3860579 | 2.91 | -242409
369.1 | OVERHEAD SERVICES |  | 60-R1.5 | -35 | 471747 | 2.19 |  | 60-R1.5 | -35 | 464213 | 2.16 | -7534
369.2 | UNDERGROUND SERVICES |  | 50-R4 | -55 | 1512781 | 3.04 |  | 50-R4 | -55 | 1483147 | 2.98 | -29634
370 | METERS |  | 20-S3 | -3 | 840949 | 5.3 |  | 20-S3 | -3 | 812350 | 5.12 | -28599
371 | INSTALLATIONS ON CUSTOMER PREMISES |  | 30-O1 | -60 | 34341 | 3.93 |  | 30-O1 | -60 | 31056 | 3.55 | -3285
373 | STREET LIGHTING AND SIGNAL SYSTEMS |  | 50-R0.5 | -45 | 299669 | 2.78 |  | 50-R0.5 | -45 | 294085 | 2.73 | -5584
| TOTAL WYOMING - DISTRIBUTION |  |  |  | 21881003 | 2.79 |  |  |  | 21015097 | 2.68 | -865906
CALIFORNIA - DISTRIBUTION
360.2 | RIGHTS-OF-WAY |  | 65-R4 | 0 | 14225 | 1.25 |  | 65-R4 | 0 | 14225 | 1.25 | 0
361 | STRUCTURES AND IMPROVEMENTS |  | 55-R2.5 | -10 | 99965 | 1.94 |  | 55-R2.5 | -10 | 99965 | 1.94 | 0
362 | STATION EQUIPMENT |  | 50-R1 | -25 | 781461 | 2.41 |  | 50-R1 | -25 | 781461 | 2.41 | 0
364 | POLES, TOWERS AND FIXTURES |  | 55-R1.5 | -100 | 2510013 | 3.49 |  | 55-R1.5 | -100 | 2510013 | 3.49 | 0
365 | OVERHEAD CONDUCTORS AND DEVICES |  | 65-R1 | -60 | 851314 | 2.34 |  | 65-R1 | -60 | 851314 | 2.34 | 0
366 | UNDERGROUND CONDUIT |  | 60-R4 | -45 | 431280 | 2.26 |  | 60-R4 | -45 | 431280 | 2.26 | 0
367 | UNDERGROUND CONDUCTORS AND DEVICES |  | 55-R3 | -40 | 509836 | 2.38 |  | 55-R3 | -40 | 509836 | 2.38 | 0
368 | LINE TRANSFORMERS |  | 55-R2 | -40 | 1429293 | 2.42 |  | 55-R2 | -40 | 1429293 | 2.42 | 0
369.1 | OVERHEAD SERVICES |  | 55-R1.5 | -50 | 299072 | 2.65 |  | 55-R1.5 | -50 | 299072 | 2.65 | 0
369.2 | UNDERGROUND SERVICES |  | 60-R4 | -50 | 425035 | 2.4 |  | 60-R4 | -50 | 425035 | 2.4 | 0
370 | METERS |  | 20-S3 | -3 | 172647 | 4.7 |  | 20-S3 | -3 | 172647 | 4.7 | 0
371 | INSTALLATIONS ON CUSTOMER PREMISES |  | 26-L0 | -50 | 12762 | 5.09 |  | 26-L0 | -50 | 12762 | 5.09 | 0
373 | STREET LIGHTING AND SIGNAL SYSTEMS |  | 35-O1 | -45 | 33158 | 3.9 |  | 35-O1 | -45 | 33158 | 3.9 | 0
| TOTAL CALIFORNIA - DISTRIBUTION |  |  |  | 7570061 | 2.7 |  |  |  | 7570061 | 2.7 | 0
UTAH - DISTRIBUTION
360.2 | RIGHTS-OF-WAY |  | 65-R4 | 0 | 185781 | 1.56 |  | 65-R4 | 0 | 184531 | 1.55 | -1250
361 | STRUCTURES AND IMPROVEMENTS |  | 60-R2 | -10 | 1055346 | 1.87 |  | 60-R2 | -10 | 1049413 | 1.86 | -5933
362 | STATION EQUIPMENT |  | 50-S0 | -15 | 11492106 | 2.33 |  | 50-S0 | -15 | 11413892 | 2.31 | -78214
364 | POLES, TOWERS AND FIXTURES |  | 50-R0.5 | -85 | 16071953 | 3.75 |  | 50-R0.5 | -80 | 15515096 | 3.62 | -556857
365 | OVERHEAD CONDUCTORS AND DEVICES |  | 54-R0.5 | -40 | 6559293 | 2.6 |  | 54-R0.5 | -40 | 6517789 | 2.59 | -41504
366 | UNDERGROUND CONDUIT |  | 60-R2.5 | -45 | 5606614 | 2.45 |  | 60-R2.5 | -40 | 5356528 | 2.34 | -250086
367 | UNDERGROUND CONDUCTORS AND DEVICES |  | 60-R2.5 | -20 | 11972149 | 2 |  | 60-R2.5 | -15 | 11327810 | 1.89 | -644339
368 | LINE TRANSFORMERS |  | 47-R1 | -10 | 14413463 | 2.38 |  | 47-R1 | -10 | 14316874 | 2.36 | -96589
369 | SERVICES |  | 55-R3 | -30 | 8891993 | 2.42 |  | 55-R3 | -25 | 8460392 | 2.3 | -431601
370 | METERS |  | 20-S3 | -3 | 5459240 | 6.03 |  | 20-S3 | -3 | 5321429 | 5.88 | -137811
371 | INSTALLATIONS ON CUSTOMER PREMISES |  | 25-L0 | -60 | 235297 | 6.49 |  | 25-L0 | -60 | 229884 | 6.34 | -5413
373 | STREET LIGHTING AND SIGNAL SYSTEMS |  | 25-R0.5 | -30 | 1154915 | 5.5 |  | 25-R0.5 | -30 | 1126178 | 5.36 | -28737
| TOTAL UTAH - DISTRIBUTION |  |  |  | 83098150 | 2.63 |  |  |  | 80819816 | 2.56 | -2278334
IDAHO - DISTRIBUTION
360.2 | RIGHTS-OF-WAY |  | 60-R4 | 0 | 22203 | 1.53 |  | 60-R4 | 0 | 22146 | 1.53 | -57
361 | STRUCTURES AND IMPROVEMENTS |  | 65-R3 | -5 | 35900 | 1.51 |  | 65-R3 | -5 | 35817 | 1.51 | -83
362 | STATION EQUIPMENT |  | 55-R1.5 | -15 | 778788 | 1.97 |  | 55-R1.5 | -15 | 777029 | 1.97 | -1759
364 | POLES, TOWERS AND FIXTURES |  | 50-R0.5 | -90 | 3769586 | 3.67 |  | 50-R0.5 | -90 | 3764507 | 3.66 | -5079
365 | OVERHEAD CONDUCTORS AND DEVICES |  | 54-R0.5 | -35 | 977403 | 2.35 |  | 54-R0.5 | -30 | 935881 | 2.25 | -41522
366 | UNDERGROUND CONDUIT |  | 60-R2 | -40 | 252136 | 2.22 |  | 60-R2 | -40 | 251662 | 2.21 | -474
367 | UNDERGROUND CONDUCTORS AND DEVICES |  | 60-R2.5 | -15 | 521366 | 1.74 |  | 60-R2.5 | -15 | 519881 | 1.74 | -1485
368 | LINE TRANSFORMERS |  | 47-R1 | -10 | 1985671 | 2.18 |  | 47-R1 | -10 | 1980596 | 2.17 | -5075
369 | SERVICES |  | 55-R3 | -30 | 1107147 | 2.24 |  | 55-R3 | -30 | 1104896 | 2.24 | -2251
370 | METERS |  | 20-S3 | -3 | 676547 | 4.19 |  | 20-S3 | -3 | 669498 | 4.15 | -7049
371 | INSTALLATIONS ON CUSTOMER PREMISES |  | 25-L0 | -45 | 6931 | 4.79 |  | 25-L0 | -35 | 6250 | 4.32 | -681
373 | STREET LIGHTING AND SIGNAL SYSTEMS |  | 25-R0.5 | -20 | 30078 | 3.98 |  | 25-R0.5 | -20 | 29888 | 3.96 | -190
| TOTAL IDAHO - DISTRIBUTION |  |  |  | 10163756 | 2.63 |  |  |  | 10098051 | 2.61 | -65705
TOTAL DISTRIBUTION PLANT |  |  |  |  | 194826823 | 2.64 |  |  |  | 191616878 | 2.6 | -3209945
GENERAL PLANT
OREGON - GENERAL
390 | STRUCTURES AND IMPROVEMENTS |  | 55-R1.5 | -15 | 1798126 | 2.08 |  | 55-R1.5 | -15 | 1798126 | 2.08 | 0
392.01 | TRANSPORTATION EQUIPMENT - LIGHT TRUCKS AND VANS |  | 13-S2 | 10 | 566357 | 6.43 |  | 13-S2 | 10 | 566357 | 6.43 | 0
392.05 | TRANSPORTATION EQUIPMENT - MEDIUM TRUCKS |  | 16-S2 | 10 | 712564 | 5.51 |  | 16-S2 | 10 | 712564 | 5.51 | 0
392.09 | TRANSPORTATION EQUIPMENT - TRAILERS |  | 33-S1 | 10 | 95362 | 2.72 |  | 33-S1 | 10 | 95362 | 2.72 | 0
396.03 | LIGHT POWER OPERATED EQUIPMENT |  | 10-S3 | 10 | 1132210 | 9.31 |  | 10-S3 | 10 | 1132210 | 9.31 | 0
396.07 | HEAVY POWER OPERATED EQUIPMENT |  | 16-L1 | 15 | 1268285 | 5.2 |  | 16-L1 | 15 | 1268285 | 5.2 | 0
| TOTAL OREGON - GENERAL |  |  |  | 5572904 | 3.76 |  |  |  | 5572904 | 3.76 | 0
WASHINGTON - GENERAL
390 | STRUCTURES AND IMPROVEMENTS |  | 40-S3 | -10 | 272053 | 2.08 |  | 40-S3 | -10 | 272053 | 2.08 | 0
392.01 | TRANSPORTATION EQUIPMENT - LIGHT TRUCKS AND VANS |  | 14-S2 | 10 | 47369 | 2.9 |  | 14-S2 | 10 | 47369 | 2.9 | 0
392.05 | TRANSPORTATION EQUIPMENT - MEDIUM TRUCKS |  | 19-S1 | 10 | 161319 | 3.43 |  | 19-S1 | 10 | 161319 | 3.43 | 0
392.09 | TRANSPORTATION EQUIPMENT - TRAILERS |  | 33-S0.5 | 10 | 16149 | 2.29 |  | 33-S0.5 | 10 | 16149 | 2.29 | 0
396.03 | LIGHT POWER OPERATED EQUIPMENT |  | 10-S2.5 | 10 | 230136 | 9.49 |  | 10-S2.5 | 10 | 230136 | 9.49 | 0
396.07 | HEAVY POWER OPERATED EQUIPMENT |  | 15-L1.5 | 15 | 248041 | 3.93 |  | 15-L1.5 | 15 | 248041 | 3.93 | 0
| TOTAL WASHINGTON - GENERAL |  |  |  | 975067 | 3.38 |  |  |  | 975067 | 3.38 | 0
WYOMING - GENERAL
389.2 | LAND RIGHTS |  | 55-R4 | 0 | 1396 | 1.88 |  | 55-R4 | 0 | 1390 | 1.87 | -6
390 | STRUCTURES AND IMPROVEMENTS |  | 50-R2 | -20 | 482109 | 2.55 |  | 55-R2 | -20 | 431430 | 2.28 | -50679
392.01 | TRANSPORTATION EQUIPMENT - LIGHT TRUCKS AND VANS |  | 14-S1.5 | 10 | 409803 | 8.78 |  | 14-S1.5 | 10 | 401002 | 8.6 | -8801
392.05 | TRANSPORTATION EQUIPMENT - MEDIUM TRUCKS |  | 16-L2 | 5 | 558028 | 6.86 |  | 16-L2 | 5 | 551936 | 6.79 | -6092
392.09 | TRANSPORTATION EQUIPMENT - TRAILERS |  | 35-S2.5 | 5 | 117082 | 3.07 |  | 35-S2.5 | 5 | 115691 | 3.03 | -1391
396.03 | LIGHT POWER OPERATED EQUIPMENT |  | 9-S3 | 10 | 656536 | 14.89 |  | 9-S3 | 10 | 646227 | 14.66 | -10309
396.07 | HEAVY POWER OPERATED EQUIPMENT |  | 15-L0 | 20 | 2278266 | 5.8 |  | 15-L0 | 20 | 2265800 | 5.77 | -12466
| TOTAL WYOMING - GENERAL |  |  |  | 4503220 | 5.68 |  |  |  | 4413476 | 5.56 | -89744
CALIFORNIA - GENERAL
390 | STRUCTURES AND IMPROVEMENTS |  | 60-R2 | -20 | 69083 | 1.99 |  | 60-R2 | -20 | 69083 | 1.99 | 0
392.01 | TRANSPORTATION EQUIPMENT - LIGHT TRUCKS AND VANS |  | 13-S2 | 10 | 99760 | 8.63 |  | 13-S2 | 10 | 99760 | 8.63 | 0
392.05 | TRANSPORTATION EQUIPMENT - MEDIUM TRUCKS |  | 17-L2 | 10 | 53021 | 5.31 |  | 17-L2 | 10 | 53021 | 5.31 | 0
392.09 | TRANSPORTATION EQUIPMENT - TRAILERS |  | 35-S2 | 5 | 12545 | 2.68 |  | 35-S2 | 5 | 12545 | 2.68 | 0
396.03 | LIGHT POWER OPERATED EQUIPMENT |  | 9-S4 | 10 | 176663 | 12.21 |  | 9-S4 | 10 | 176663 | 12.21 | 0
396.07 | HEAVY POWER OPERATED EQUIPMENT |  | 15-L2 | 15 | 126665 | 5.59 |  | 15-L2 | 15 | 126665 | 5.59 | 0
| TOTAL CALIFORNIA - GENERAL |  |  |  | 537737 | 5.48 |  |  |  | 537737 | 5.48 | 0
UTAH - GENERAL
389.2 | LAND RIGHTS |  | 50-R1 | 0 | 1684 | 2.05 |  | 50-R1 | 0 | 1684 | 2.05 | 0
390 | STRUCTURES AND IMPROVEMENTS |  | 50-R1 | -20 | 2479237 | 2.55 |  | 50-R1 | -20 | 2479237 | 2.55 | 0
392.01 | TRANSPORTATION EQUIPMENT - LIGHT TRUCKS AND VANS |  | 13-L2.5 | 10 | 1423417 | 8.92 |  | 13-L2.5 | 10 | 1423417 | 8.92 | 0
392.3 | AIRCRAFT |  | 10-SQ | 20 | 115964 | 6.23 |  | 10-SQ | 20 | 115964 | 6.23 | 0
392.05 | TRANSPORTATION EQUIPMENT - MEDIUM TRUCKS |  | 17-L2 | 5 | 1520826 | 6.38 |  | 17-L2 | 5 | 1520826 | 6.38 | 0
392.09 | TRANSPORTATION EQUIPMENT - TRAILERS |  | 30-S1 | 10 | 300430 | 3.47 |  | 30-S1 | 10 | 300430 | 3.47 | 0
396.03 | LIGHT POWER OPERATED EQUIPMENT |  | 10-L3 | 10 | 1702272 | 10.55 |  | 10-L3 | 10 | 1702272 | 10.55 | 0
396.07 | HEAVY POWER OPERATED EQUIPMENT |  | 14-L0.5 | 20 | 3239807 | 6.09 |  | 14-L0.5 | 20 | 3239807 | 6.09 | 0
| TOTAL UTAH - GENERAL |  |  |  | 10783637 | 4.97 |  |  |  | 10783637 | 4.97 | 0
IDAHO - GENERAL
389.2 | LAND RIGHTS |  | 60-R3 | 0 | 79 | 1.7 |  | 60-R3 | 0 | 79 | 1.7 | 0
390 | STRUCTURES AND IMPROVEMENTS |  | 60-R3 | -10 | 270524 | 1.84 |  | 60-R3 | -10 | 270524 | 1.84 | 0
392.01 | TRANSPORTATION EQUIPMENT - LIGHT TRUCKS AND VANS |  | 13-S1.5 | 10 | 267460 | 8.73 |  | 13-S1.5 | 10 | 267460 | 8.73 | 0
392.05 | TRANSPORTATION EQUIPMENT - MEDIUM TRUCKS |  | 18-S1 | 10 | 266024 | 5.19 |  | 18-S1 | 10 | 266024 | 5.19 | 0
392.09 | TRANSPORTATION EQUIPMENT - TRAILERS |  | 35-S1 | 15 | 37747 | 2.44 |  | 35-S1 | 15 | 37747 | 2.44 | 0
396.03 | LIGHT POWER OPERATED EQUIPMENT |  | 9-S2 | 10 | 368440 | 11.95 |  | 9-S2 | 10 | 368440 | 11.95 | 0
396.07 | HEAVY POWER OPERATED EQUIPMENT |  | 18-L1 | 10 | 419526 | 5.39 |  | 18-L1 | 10 | 419526 | 5.39 | 0
| TOTAL IDAHO - GENERAL |  |  |  | 1629800 | 4.61 |  |  |  | 1629800 | 4.61 | 0
AZ, CO, MT, ETC. - GENERAL
390 | STRUCTURES AND IMPROVEMENTS |  | 45-R2 | -5 | 6392 | 1.76 |  | 45-R2 | -5 | 6392 | 1.76 | 0
392.01 | TRANSPORTATION EQUIPMENT - LIGHT TRUCKS AND VANS |  | 17-R2.5 | 5 | 15634 | 3.82 |  | 17-R2.5 | 5 | 15634 | 3.82 | 0
392.05 | TRANSPORTATION EQUIPMENT - MEDIUM TRUCKS |  | 19-R2 | 15 | 8263 | 3.5 |  | 19-R2 | 15 | 8263 | 3.5 | 0
392.09 | TRANSPORTATION EQUIPMENT - TRAILERS |  | 25-S1.5 | 0 | 106 | 1.65 |  | 25-S1.5 | 0 | 106 | 1.65 | 0
396.07 | HEAVY POWER OPERATED EQUIPMENT |  | 25-R2.5 | 10 | 51738 | 2.66 |  | 25-R2.5 | 10 | 51738 | 2.66 | 0
| TOTAL AZ, CO, MT, ETC. - GENERAL |  |  |  | 82133 | 2.77 |  |  |  | 82133 | 2.77 | 0
| TOTAL GENERAL PLANT |  |  |  | 24084498 | 4.62 |  |  |  | 23994754 | 4.6 | -89744
| TOTAL ELECTRIC PLANT |  |  |  | 1012074696.112 | 3.53 |  |  |  | 925524008.112 | 3.27 | -86550688
a | Estimated decommissioning costs are $7,752,574
b | For additions to new accounts related to Solar and Battery Storage the following survivor curves, net salvage estimates and depreciation rates should be utilized:
Depreciation
| Subaccount | [5 empty] | Life | Net Salvage | Rate
| Structures and Improvements - Solar | [5 empty] | 40-R3 | -2 | 4.21
| Generators - Solar | [5 empty] | 25-S2.5 | -2 | 4.65
| Accessory Electric Equipment - Solar | [5 empty] | 25-S2 | 0 | 4.63
| Battery Storage | [5 empty] | 15-L3 | -5 | 7.24

## Table 1
| Total Company Depreciation |  |  |  | $ - Millions | Total Company Depreciation
Description | EXISTING | PROPOSED | REVISED PROPOSED | REVISED PROPOSED DIFFERENCE | Description | EXISTING | PROPOSED | REVISED PROPOSED | REVISED PROPOSED DIFFERENCE
| A | B | C | (C - A) |  | A | B | C | (A - C)
Steam | 245923367 | 419112432 | 348028372 | 102105005 | Steam | 245.9234 | 419.1124 | 348.0284 | 102.105
Hydro | 29943661 | 30467681.112 | 30434825.112 | 491164.112 | Hydro | 29.9437 | 30.4677 | 30.4348 | 0.49116
Other | 163112102 | 203786985 | 203715719 | 40603617 | Other | 163.1121 | 203.787 | 203.7157 | 40.6036
Transmission | 130435713 | 139796277 | 127733460 | -2702253 | Transmission | 130.4357 | 139.7963 | 127.7335 | -2.7023
Distribution - Wyoming | 23248951 | 21881003 | 21015097 | -2233854 | Distribution - Wyoming | 23.249 | 21.881 | 21.0151 | -2.2339
Distribution - Utah | 82950370 | 83098150 | 80819816 | -2130554 | Distribution - Utah | 82.9504 | 83.0982 | 80.8198 | -2.1306
Distribution - Idaho | 10453988 | 10163756 | 10098051 | -355937 | Distribution - Idaho | 10.454 | 10.1638 | 10.0981 | -0.35594
Distribution - PP States | 78491062 | 79683914 | 79683914 | 1192852 | Distribution - PP States | 78.4911 | 79.6839 | 79.6839 | 1.1929
General Plant | 19414886.7015 | 24084509.4652 | 23994765.4652 | 4579878.7637 | General Plant | 19.4149 | 24.0845 | 23.9948 | 4.5799
Total | 783974100.7014 | 1012074707.5772 | 925524019.5772 | 141549918.8757 | Total | 783.9741 | 1012.0747 | 925.524 | 141.5499
Total Change from Proposed (C-B) |  |  | -86550688 |  | Total Change from Proposed (C-A) |  |  | -86.5507

## Table 2
Description | Allocation Factor | Total Change | Allocated |  |  | $ - Millions | Allocation Factor | Total Change from Proposed | Allocated
|  |  | WY | UT | ID | Description |  |  | WY | UT | ID
Steam | SG | -71084060 | -10734345.6705 | -30924523.2982 | -4421867.7147 | Steam | SG | -71.0841 | -10.7343 | -30.9245 | -4.4219
Hydro | SG | -32856 | -4961.5576 | -14293.7269 | -2043.8462 | Hydro | SG | -0.032856 | -0.0049616 | -0.014294 | -0.0020438
Other | SG | -71266 | -10761.8203 | -31003.6748 | -4433.1855 | Other | SG | -0.071266 | -0.010762 | -0.031004 | -0.0044332
Transmission | SG | -12062817 | -1821596.1136 | -5247827.2254 | -750381.7458 | Transmission | SG | -12.0628 | -1.8216 | -5.2478 | -0.75038
Distribution - Wyoming | WY | -865906 | -865906 | 0 | 0 | Distribution - Wyoming | WY | -0.86591 | -0.86591 | 0 | 0
Distribution - Utah | UT | -2278334 | 0 | -2278334 | 0 | Distribution - Utah | UT | -2.2783 | 0 | -2.2783 | 0
Distribution - Idaho | ID | -65705 | 0 | 0 | -65705 | Distribution - Idaho | ID | -0.065705 | 0 | 0 | -0.065705
Distribution - PP States | Various | 0 | 0 | 0 | 0 | Distribution - PP States | Various | 0 | 0 | 0 | 0
General Plant | Various | -89744 | -76018.9044 | -7029.5804 | -1270.8232 | General Plant | Various | -0.089744 | -0.076019 | -0.0070296 | -0.0012708
Total Change |  | -86550688 | -13513590.0664 | -38503011.5056 | -5245702.3153 | Total |  | -86.5507 | -13.5136 | -38.503 | -5.2457
Description | Allocation Factor | Total Change | UT |  |  | $ - Millions | Allocation Factor | Total Change from Proposed | Allocated
[6 empty] | Description |  |  | WY | UT | ID
Steam | SG | -71084060 | -30924523.2982 |  |  | Steam | SG | -71.0841 | -30.9245 | 0 | 0
Hydro | SG | -32856 | -14293.7269 |  |  | Hydro | SG | -0.032856 | -0.014294 | 0 | 0
Other | SG | -71266 | -31003.6748 |  |  | Other | SG | -0.071266 | -0.031004 | 0 | 0
Transmission | SG | -12062817 | -5247827.2254 |  |  | Transmission | SG | -12.0628 | -5.2478 | 0 | 0
Distribution - Wyoming | WY | -865906 | 0 |  |  | Distribution - Wyoming | WY | -0.86591 | 0 | 0 | 0
Distribution - Utah | UT | -2278334 | -2278334 |  |  | Distribution - Utah | UT | -2.2783 | -2.2783 | 0 | 0
Distribution - Idaho | ID | -65705 | 0 |  |  | Distribution - Idaho | ID | -0.065705 | 0 | 0 | 0
Distribution - PP States | Various | 0 | 0 |  |  | Distribution - PP States | Various | 0 | 0 | 0 | 0
General Plant | Various | -89744 | -7029.5804 |  |  | General Plant | Various | -0.089744 | -0.0070296 | 0 | 0
Total Change |  | -86550688 | -38503011.5056 |  |  | Total |  | -86.5507 | -38.503 | 0 | 0
Description | Allocation Factor | Total Change | WY |  |  | $ - Millions | Allocation Factor | Total Change from Proposed | Allocated
[6 empty] | Description |  |  | WY | UT | ID
Steam | SG | -71084060 | -10734345.6705 |  |  | Steam | SG | -71.0841 | -10.7343 | 0 | 0
Hydro | SG | -32856 | -4961.5576 |  |  | Hydro | SG | -0.032856 | -0.0049616 | 0 | 0
Other | SG | -71266 | -10761.8203 |  |  | Other | SG | -0.071266 | -0.010762 | 0 | 0
Transmission | SG | -12062817 | -1821596.1136 |  |  | Transmission | SG | -12.0628 | -1.8216 | 0 | 0
Distribution - Wyoming | WY | -865906 | -865906 |  |  | Distribution - Wyoming | WY | -0.86591 | -0.86591 | 0 | 0
Distribution - Utah | UT | -2278334 | 0 |  |  | Distribution - Utah | UT | -2.2783 | 0 | 0 | 0
Distribution - Idaho | ID | -65705 | 0 |  |  | Distribution - Idaho | ID | -0.065705 | 0 | 0 | 0
Distribution - PP States | Various | 0 | 0 |  |  | Distribution - PP States | Various | 0 | 0 | 0 | 0
General Plant | Various | -89744 | -76018.9044 |  |  | General Plant | Various | -0.089744 | -0.076019 | 0 | 0
Total Change |  | -86550688 | -13513590.0664 |  |  | Total |  | -86.5507 | -13.5136 | 0 | 0
Description | Allocation Factor | Total Change | ID |  |  | $ - Millions | Allocation Factor | Total Change from Proposed | Allocated
[6 empty] | Description |  |  | WY | UT | ID
Steam | SG | -71084060 | -4421867.7147 |  |  | Steam | SG | -71.0841 | -4.4219 | 0 | 0
Hydro | SG | -32856 | -2043.8462 |  |  | Hydro | SG | -0.032856 | -0.0020438 | 0 | 0
Other | SG | -71266 | -4433.1855 |  |  | Other | SG | -0.071266 | -0.0044332 | 0 | 0
Transmission | SG | -12062817 | -750381.7458 |  |  | Transmission | SG | -12.0628 | -0.75038 | 0 | 0
Distribution - Wyoming | WY | -865906 | 0 |  |  | Distribution - Wyoming | WY | -0.86591 | 0 | 0 | 0
Distribution - Utah | UT | -2278334 | 0 |  |  | Distribution - Utah | UT | -2.2783 | 0 | 0 | 0
Distribution - Idaho | ID | -65705 | -65705 |  |  | Distribution - Idaho | ID | -0.065705 | -0.065705 | 0 | 0
Distribution - PP States | Various | 0 | 0 |  |  | Distribution - PP States | Various | 0 | 0 | 0 | 0
General Plant | Various | -89744 | -1270.8232 |  |  | General Plant | Various | -0.089744 | -0.0012708 | 0 | 0
Total Change |  | -86550688 | -5245702.3153 |  |  | Total |  | -86.5507 | -5.2457 | 0 | 0

## Table 3
Table 3
| Iowa | Net
Accounts at Issue | Curve | Salvage (%)
Solar Production (projected)
341 - Structures and Improvements | R3-40 | -2%
344 - Generators | S2.5-25 | -2%
345 - Accessory Electric Equipment | S2-25 | 0%
Battery Storage (projected) | L3-15 | -5%