## Table 1 Preferred Portfolio
Table 1
2017 IRP Update Preferred Portfolio
Excerpt from 2017 IRP Update Table 8.1, Page 108
|  | Capacity (MW) | [19 empty] | Resource Totals 1/
| Resource | 2017 | 2018 | 2019 | 2020 | 2021 | 2022 | 2023 | 2024 | 2025 | 2026 | 2027 | 2028 | 2029 | 2030 | 2031 | 2032 | 2033 | 2034 | 2035 | 2036 | 10-year | 20-year
East | Existing Plant Retirements/Conversions
| Craig 1 (Coal Early Retirement/Conversions) | 0 | 0 | 0 | 0 | 0 | 0 | 0 | 0 | 0 | -82.3 | 0 | 0 | 0 | 0 | 0 | 0 | 0 | 0 | 0 | 0 | -82.3 | -82.3
| Craig 2 | 0 | 0 | 0 | 0 | 0 | 0 | 0 | 0 | 0 | 0 | 0 | 0 | 0 | 0 | 0 | 0 | 0 | 0 | -81.54 | 0 | 0 | -81.54
| Hayden 1 | 0 | 0 | 0 | 0 | 0 | 0 | 0 | 0 | 0 | 0 | 0 | 0 | 0 | 0 | -43.86 | 0 | 0 | 0 | 0 | 0 | 0 | -43.86
| Hayden 2 | 0 | 0 | 0 | 0 | 0 | 0 | 0 | 0 | 0 | 0 | 0 | 0 | 0 | 0 | -32.68 | 0 | 0 | 0 | 0 | 0 | 0 | -32.68
| Cholla 4 (Coal Early Retirement/Conversions) | 0 | 0 | 0 | 0 | -387 | 0 | 0 | 0 | 0 | 0 | 0 | 0 | 0 | 0 | 0 | 0 | 0 | 0 | 0 | 0 | -387 | -387
| DaveJohnston 1 | 0 | 0 | 0 | 0 | 0 | 0 | 0 | 0 | 0 | 0 | 0 | -106 | 0 | 0 | 0 | 0 | 0 | 0 | 0 | 0 | 0 | -106
| DaveJohnston 2 | 0 | 0 | 0 | 0 | 0 | 0 | 0 | 0 | 0 | 0 | 0 | -106 | 0 | 0 | 0 | 0 | 0 | 0 | 0 | 0 | 0 | -106
| DaveJohnston 3 | 0 | 0 | 0 | 0 | 0 | 0 | 0 | 0 | 0 | 0 | 0 | -220 | 0 | 0 | 0 | 0 | 0 | 0 | 0 | 0 | 0 | -220
| DaveJohnston 4 | 0 | 0 | 0 | 0 | 0 | 0 | 0 | 0 | 0 | 0 | 0 | -330 | 0 | 0 | 0 | 0 | 0 | 0 | 0 | 0 | 0 | -330
| Naughton 1 | 0 | 0 | 0 | 0 | 0 | 0 | 0 | 0 | 0 | 0 | 0 | 0 | 0 | -156 | 0 | 0 | 0 | 0 | 0 | 0 | 0 | -156
| Naughton 2 | 0 | 0 | 0 | 0 | 0 | 0 | 0 | 0 | 0 | 0 | 0 | 0 | 0 | -201 | 0 | 0 | 0 | 0 | 0 | 0 | 0 | -201
| Naughton 3 (Coal Early Retirement/Conversions) | 0 | 0 | -280 | 0 | 0 | 0 | 0 | 0 | 0 | 0 | 0 | 0 | 0 | 0 | 0 | 0 | 0 | 0 | 0 | 0 | -280 | -280
| Gadsby 1-6 | 0 | 0 | 0 | 0 | 0 | 0 | 0 | 0 | 0 | 0 | 0 | 0 | 0 | 0 | 0 | 0 | -357.5 | 0 | 0 | 0 | 0 | -357.5
East | Expansion Resources
| Wind, Djohnston | 0 | 0 | 0 | 0 | 0 | 0 | 0 | 0 | 0 | 0 | 0 | 0 | 0 | 120.7 | 0 | 0 | 0 | 0 | 0 | 0 | 0 | 120.7
| Wind, GO | 0 | 0 | 0 | 0 | 0 | 0 | 0 | 0 | 0 | 0 | 0 | 0 | 0 | 0 | 0 | 0 | 800 | 0 | 0 | 0 | 0 | 800
| Wind, UT | 0 | 0 | 0 | 0 | 0 | 0 | 0 | 0 | 0 | 0 | 0 | 0 | 0 | 0 | 0 | 0 | 0 | 0 | 0 | 149.11 | 0 | 149.11
| 251C-Cedar Springs WD - 2 | 0 | 0 | 0 | 0 | 399.5 | 0 | 0 | 0 | 0 | 0 | 0 | 0 | 0 | 0 | 0 | 0 | 0 | 0 | 0 | 0 | 399.5 | 399.5
| 100B-Ekola Flats WD - 1 (P) | 0 | 0 | 0 | 249.8 | 0 | 0 | 0 | 0 | 0 | 0 | 0 | 0 | 0 | 0 | 0 | 0 | 0 | 0 | 0 | 0 | 249.8 | 249.8
| 102B-TB Flats WD - 3 (P) | 0 | 0 | 0 | 500 | 0 | 0 | 0 | 0 | 0 | 0 | 0 | 0 | 0 | 0 | 0 | 0 | 0 | 0 | 0 | 0 | 500 | 500
| 245B-Uinta WD Energy Center - 2 | 0 | 0 | 0 | 161.3 | 0 | 0 | 0 | 0 | 0 | 0 | 0 | 0 | 0 | 0 | 0 | 0 | 0 | 0 | 0 | 0 | 161.3 | 161.3
| Total Wind | 0 | 0 | 0 | 911.1 | 399.5 | 0 | 0 | 0 | 0 | 0 | 0 | 0 | 0 | 120.7 | 0 | 0 | 800 | 0 | 0 | 149.11 | 1310.6 | 2380.41
| Utility Solar - PV - Utah-S | 0 | 0 | 0 | 0 | 0 | 0 | 0 | 0 | 0 | 0 | 0 | 0 | 0 | 0 | 0 | 0 | 799.102 | 0 | 5.898 | 0 | 0 | 805
| Total Solar | 0 | 0 | 0 | 0 | 0 | 0 | 0 | 0 | 0 | 0 | 0 | 0 | 0 | 0 | 0 | 0 | 799.102 | 0 | 5.898 | 0 | 0 | 805
| DSM, Class 1, ID-Cool/WH | 0 | 0 | 0 | 0 | 0 | 0 | 0 | 0 | 0 | 0 | 0 | 0 | 0 | 0 | 0 | 0 | 0 | 0 | 3.35 | 1.34 | 0 | 4.69
| DSM, Class 1, ID-Curtail | 0 | 0 | 0 | 0 | 0 | 0 | 0 | 0 | 0 | 0 | 0 | 0 | 0 | 0 | 0 | 0 | 0 | 0 | 1.93 | 0 | 0 | 1.93
| DSM, Class 1, ID-Irrigate | 0 | 0 | 0 | 0 | 0 | 0 | 0 | 0 | 0 | 0 | 0 | 0 | 0 | 0 | 0 | 0 | 18.23 | 0 | 3.05 | 0 | 0 | 21.28
| DSM, Class 1, UT-Cool/WH | 0 | 0 | 0 | 0 | 0 | 0 | 0 | 0 | 0 | 0 | 0 | 0 | 68.37 | 0 | 0 | 0 | 0 | 0 | 0 | 0 | 0 | 68.37
| DSM, Class 1, UT-Curtail | 0 | 0 | 0 | 0 | 0 | 0 | 0 | 0 | 0 | 0 | 0 | 0 | 0 | 0 | 0 | 0 | 0 | 43.17 | 40.54 | 2.22 | 0 | 85.93
| DSM, Class 1, UT-Irrigate | 0 | 0 | 0 | 0 | 0 | 0 | 0 | 0 | 0 | 0 | 0 | 0 | 0 | 0 | 0 | 0 | 3.05 | 0 | 0 | 3.25 | 0 | 6.3
| DSM, Class 1, WY-Cool/WH | 0 | 0 | 0 | 0 | 0 | 0 | 0 | 0 | 0 | 0 | 0 | 0 | 0 | 0 | 0 | 0 | 0 | 4.78 | 0 | 2.87 | 0 | 7.65
| DSM, Class 1, WY-Curtail | 0 | 0 | 0 | 0 | 0 | 0 | 0 | 0 | 0 | 0 | 0 | 0 | 0 | 0 | 0 | 0 | 3.11 | 0 | 40.71 | 1.95 | 0 | 45.77
| DSM, Class 1, WY-Irrigate | 0 | 0 | 0 | 0 | 0 | 0 | 0 | 0 | 0 | 0 | 0 | 0 | 0 | 0 | 0 | 0 | 1.88 | 0 | 0 | 0 | 0 | 1.88
| DSM, Class 1 Total | 0 | 0 | 0 | 0 | 0 | 0 | 0 | 0 | 0 | 0 | 0 | 0 | 68.37 | 0 | 0 | 0 | 26.27 | 47.95 | 89.58 | 11.63 | 0 | 243.8
| DSM, Class 2, ID | 3 | 6 | 6 | 5 | 3.72 | 4.18 | 4.82 | 5.13 | 4.94 | 4.7 | 4.39 | 4.1 | 4.06 | 3.87 | 4.35 | 3.66 | 3.21 | 2.61 | 2.38 | 2.41 | 47.49 | 82.53
| DSM, Class 2, UT | 78 | 51 | 58 | 56 | 54.2 | 50.2 | 47.9 | 47.1 | 54.3 | 51.9 | 48.8 | 51.9 | 47.8 | 53.1 | 52.4 | 43.3 | 42.1 | 35.4 | 32.6 | 33.3 | 548.6 | 989.3
| DSM, Class 2, WY | 7 | 10 | 10 | 10 | 9.2 | 11.43 | 11.8 | 11.98 | 11.92 | 13.01 | 11.72 | 10.67 | 10.13 | 9.1 | 8.55 | 7.02 | 6.05 | 6.5 | 6.64 | 6.68 | 106.34 | 189.4
| DSM, Class 2 Total | 88 | 67 | 74 | 71 | 67.12 | 65.81 | 64.52 | 64.21 | 71.16 | 69.61 | 64.91 | 66.67 | 61.99 | 66.07 | 65.3 | 53.98 | 51.36 | 44.51 | 41.62 | 42.39 | 702.43 | 1261.23
| Battery Storage - East | 0 | 0 | 1 | 0 | 0 | 0 | 0 | 0 | 0 | 0 | 0 | 0 | 0 | 0 | 0 | 0 | 0 | 0 | 0 | 0 | 1 | 1
| FOT Mona - SMR | 0 | 0 | 0 | 0 | 0 | 0 | 0 | 0 | 0 | 0 | 0 | 142.31 | 300 | 300 | 300 | 300 | 300 | 289.362 | 300 | 300 | 0 | 126.5836
| FOT Mona - WTR | 0 | 0 | 0 | 0 | 0 | 0 | 0 | 0 | 0 | 0 | 0 | 0 | 0 | 0 | 0 | 0 | 0 | 0 | 300 | 300 | 0 | 30
West | Existing Plant Retirements/Conversions
| JimBridger 1 (Coal Early Retirement/Conversions) | 0 | 0 | 0 | 0 | 0 | 0 | 0 | 0 | 0 | 0 | 0 | 0 | -354 | 0 | 0 | 0 | 0 | 0 | 0 | 0 | 0 | -354
| JimBridger 2 (Coal Early Retirement/Conversions) | 0 | 0 | 0 | 0 | 0 | 0 | 0 | 0 | 0 | 0 | 0 | 0 | 0 | 0 | 0 | 0 | -359.3 | 0 | 0 | 0 | 0 | -359.3
West | Expansion Resources
| Wind, WallaW | 0 | 0 | 0 | 0 | 0 | 0 | 0 | 0 | 0 | 0 | 0 | 0 | 0 | 0 | 0 | 0 | 0 | 0 | 135.515 | 0 | 0 | 135.515
| Wind, YK | 0 | 0 | 0 | 0 | 0 | 0 | 0 | 0 | 0 | 0 | 0 | 0 | 0 | 0 | 0 | 0 | 0 | 0 | 124.554 | 0 | 0 | 124.554
| Wind, SO | 0 | 0 | 0 | 0 | 0 | 0 | 0 | 0 | 0 | 0 | 0 | 0 | 0 | 0 | 0 | 0 | 0 | 0 | 72.547 | 0 | 0 | 72.547
| Total Wind | 0 | 0 | 0 | 0 | 0 | 0 | 0 | 0 | 0 | 0 | 0 | 0 | 0 | 0 | 0 | 0 | 0 | 0 | 332.616 | 0 | 0 | 332.616
| Utility Solar - PV - S-Oregon | 0 | 0 | 0 | 0 | 0 | 0 | 0 | 0 | 0 | 0 | 0 | 0 | 0 | 21.262 | 94.609 | 120.258 | 168.871 | 0 | 0 | 0 | 0 | 405
| Utility Solar - PV - Yakima | 0 | 0 | 0 | 0 | 0 | 0 | 0 | 0 | 0 | 0 | 0 | 0 | 0 | 629.586 | 0 | 12.037 | 8.373 | 0 | 0 | 0 | 0 | 649.996
| Total Solar | 0 | 0 | 0 | 0 | 0 | 0 | 0 | 0 | 0 | 0 | 0 | 0 | 0 | 650.848 | 94.609 | 132.295 | 177.244 | 0 | 0 | 0 | 0 | 1054.996
| DSM, Class 1, CA-Cool/WH | 0 | 0 | 0 | 0 | 0 | 0 | 0 | 0 | 0 | 0 | 0 | 0 | 0 | 0 | 0 | 0 | 2.41 | 0 | 0 | 0 | 0 | 2.41
| DSM, Class 1, CA-Irrigate | 0 | 0 | 0 | 0 | 0 | 0 | 0 | 0 | 0 | 0 | 0 | 0 | 0 | 0 | 0 | 0 | 3.69 | 0 | 0 | 0 | 0 | 3.69
| DSM, Class 1, OR-Irrigate | 0 | 0 | 0 | 0 | 0 | 0 | 0 | 0 | 0 | 0 | 0 | 0 | 0 | 0 | 0 | 0 | 12.83 | 0 | 0 | 0 | 0 | 12.83
| DSM, Class 1, WA-Irrigate | 0 | 0 | 0 | 0 | 0 | 0 | 0 | 0 | 0 | 0 | 0 | 0 | 0 | 0 | 0 | 0 | 4.81 | 0 | 0 | 0 | 0 | 4.81
| DSM, Class 1 Total | 0 | 0 | 0 | 0 | 0 | 0 | 0 | 0 | 0 | 0 | 0 | 0 | 0 | 0 | 0 | 0 | 23.74 | 0 | 0 | 0 | 0 | 23.74
| DSM, Class 2, CA | 1 | 1 | 1 | 2 | 1.01 | 1.19 | 1.14 | 1.07 | 1.03 | 0.94 | 0.93 | 0.84 | 0.78 | 0.74 | 0.81 | 0.63 | 0.52 | 0.4 | 0.31 | 0.32 | 11.38 | 17.66
| DSM, Class 2, OR | 51 | 44 | 40 | 41 | 28.7 | 24.4 | 23.1 | 22.5 | 19.7 | 18.4 | 18.2 | 17 | 16.4 | 16.4 | 16.1 | 16.6 | 15.4 | 15.3 | 16.3 | 16.3 | 312.8 | 476.8
| DSM, Class 2, WA | 10 | 7 | 11 | 8 | 8.08 | 7.55 | 7.44 | 7.11 | 7.85 | 7.11 | 6.24 | 5.82 | 5.18 | 4.72 | 4.41 | 3.75 | 3.2 | 2.62 | 2.31 | 1.85 | 81.14 | 121.24
| DSM, Class 2 Total | 62 | 52 | 52 | 51 | 37.79 | 33.14 | 31.68 | 30.68 | 28.58 | 26.45 | 25.37 | 23.66 | 22.36 | 21.86 | 21.32 | 20.98 | 19.12 | 18.32 | 18.92 | 18.47 | 405.32 | 615.7
| FOT COB - SMR | 0 | 0 | 0 | 0 | 0 | 0 | 0 | 0 | 0 | 0 | 0 | 229.693 | 400 | 400 | 400 | 400 | 400 | 400 | 400 | 369.322 | 0 | 169.9508
| FOT MidColumbia - SMR | 311.421 | 315.117 | 400 | 391.811 | 395.244 | 400 | 386.711 | 370.44 | 400 | 399.308 | 399.992 | 400 | 400 | 400 | 400 | 400 | 400 | 400 | 400 | 400 | 377.0052 | 388.5022
| FOT MidColumbia - SMR - 2 | 0 | 0 | 123.623 | 0 | 0 | 44.779 | 0 | 0 | 37.81 | 0 | 0 | 375 | 375 | 375 | 375 | 375 | 375 | 375 | 375 | 375 | 20.6212 | 179.0606
| FOT NOB - SMR | 90.325 | 3.797 | 100 | 70.885 | 0 | 0 | 32.038 | 57.826 | 100 | 100 | 100 | 100 | 100 | 100 | 100 | 100 | 100 | 100 | 100 | 100 | 55.4871 | 77.7435
| FOT COB - WTR | 0 | 0 | 0 | 0 | 0 | 0 | 0 | 0 | 0 | 0 | 0 | 0 | 0 | 0 | 0 | 0 | 0 | 49.104 | 0 | 311.001 | 0 | 18.0052
| FOT MidColumbia - WTR | 253.19 | 307.953 | 303.062 | 296.426 | 302.831 | 304.609 | 310.33 | 304.001 | 316.851 | 329.642 | 343.411 | 357.355 | 400 | 400 | 400 | 400 | 400 | 400 | 400 | 400 | 302.8895 | 346.483
| FOT MidColumbia - WTR2 | 0 | 0 | 0 | 0 | 0 | 0 | 0 | 0 | 0 | 0 | 0 | 0 | 257.923 | 293.638 | 309.432 | 276.365 | 367.708 | 375 | 231.43 | 375 | 0 | 124.3248
| FOT NOB - WTR | 0 | 0 | 0 | 0 | 0 | 0 | 0 | 0 | 0 | 0 | 0 | 0 | 100 | 100 | 100 | 100 | 100 | 100 | 100 | 100 | 0 | 40
| Existing Plant Retirements/Conversions | 0 | 0 | -280 | 0 | -387 | 0 | 0 | 0 | 0 | -82.3 | 0 | -762 | -354 | -357 | -76.54 | 0 | -716.8 | 0 | -81.54 | 0
| Annual Additions, Long Term Resources | 150 | 119 | 127 | 1033.1 | 504.41 | 98.95 | 96.2 | 94.89 | 99.74 | 96.06 | 90.28 | 90.33 | 152.72 | 859.478 | 181.229 | 207.255 | 1896.836 | 110.78 | 488.634 | 221.6
| Annual Additions, Short Term Resources | 654.936 | 626.867 | 926.685 | 759.122 | 698.075 | 749.388 | 729.079 | 732.267 | 854.661 | 828.95 | 843.403 | 1604.358 | 2332.923 | 2368.638 | 2384.432 | 2351.365 | 2442.708 | 2488.466 | 2606.43 | 3030.323
| Total Annual Additions | 804.936 | 745.867 | 1053.685 | 1792.222 | 1202.485 | 848.338 | 825.279 | 827.157 | 954.401 | 925.01 | 933.683 | 1694.688 | 2485.643 | 3228.116 | 2565.661 | 2558.62 | 4339.544 | 2599.246 | 3095.064 | 3251.923
1/ Front office transaction amounts reflect one-year transaction periods, are not additive, and are reported as a 10/20-year annual average.
The 2017 IRP Update was prepared using a 13% planning reserve margin. See 2017 IRP, page 10.

## Table 2 QF Signed Queue
Table 2
Signed QF Queue
| QF Queue | [7 empty] | Capacity Contribution
| No. | QF | Partial Displacement | Name plate | CF | Capacity Contribution | Start Date | x | Type | East | Type | West
| 1 | Tesoro Non Firm QF | 0 | 25 | 85% | 0% | 2018-01-01 |  | Wind | 15.8% | CC_W_Wind | 11.78%
| 2 | Soda Lake Geothermal | 13.2941 | 20 | 84.22% | 66.5% | 2019-09-01 |  | Fixed | 37.91% | CC_W_Fixed | 53.86%
| 3 | Sprague River (terminated) | -4.54 | -7 |  | 64.9% |  |  | Tracking | 59.67% | CC_W_Tracking | 64.8%
| 4 | Ivory Pine (terminated) | -6.48 | -10 |  | 64.8% |  |  | Gas | 100% | CC_W_Gas | 100%
| 5 | Roseburg Dillard QF | 0 | 20 | 14.27% | 0% | 2018-03-01 |  | Hydro | 100% | CC_W_Hydro | 100%
| 6 | [7 empty] | Fixed | 34.1% | CC_W_Fixed | 32.2%
7
8
9
10
11
12
13
| Total Signed MW |  | 2.27 | 48

## Table 3 Comparison
Table 3
Comparison between Proposed and Current Avoided Costs
| BASE LOAD |  |  | WIND |  |  | SOLAR FIXED |  |  | SOLAR TRACKING
| Proposed | Current | Total Difference | Proposed | Current | Total Difference | Proposed | Current | Total Difference | Proposed | Current | Total Difference
| Avoided Costs | Avoided Costs |  | Avoided Costs | Avoided Costs |  | Avoided Costs | Avoided Costs |  | Avoided Costs | Avoided Costs
Year | ($/MWH) | ($/MWH) | ($/MWH) | ($/MWH) | ($/MWH) | ($/MWH) | ($/MWH) | ($/MWH) | ($/MWH) | ($/MWH) | ($/MWH) | ($/MWH)
| (a) | (b) | (c) | (d) | (e) | (f) | (g) | (h) | (i) | (j) | (k) | (l)
|  |  | (a) - (b) |  |  | (d) - (e) |  |  | (g) - (h) |  |  | (j) - (k)
2018 | 17.8782 | 19.845 | -1.9669 | 14.758 | 17.8844 | -3.1264 | 15.6431 | 19.2811 | -3.638 | 16.6442 | 19.4263 | -2.7821
2019 | 18.4601 | 20.2646 | -1.8045 | 15.5935 | 18.2005 | -2.6071 | 15.4734 | 19.4309 | -3.9575 | 16.4053 | 19.6438 | -3.2386
2020 | 17.4538 | 22.2071 | -4.7532 | 12.574 | 19.7214 | -7.1474 | 13.7303 | 21.1436 | -7.4132 | 14.4926 | 21.2619 | -6.7694
2021 | 18.4888 | 20.502 | -2.0132 | 10.1673 | 47.5162 | -37.349 | 14.8146 | 19.0291 | -4.2145 | 15.3355 | 19.453 | -4.1176
2022 | 19.6103 | 21.9515 | -2.3412 | 14.1952 | 48.8286 | -34.6334 | 15.7206 | 20.2897 | -4.569 | 16.2925 | 20.7683 | -4.4759
2023 | 20.7416 | 21.675 | -0.93344 | 10.4382 | 49.6463 | -39.208 | 17.2692 | 20.2103 | -2.9411 | 18.1841 | 20.6818 | -2.4976
2024 | 22.9301 | 24.7938 | -1.8637 | 12.7307 | 50.8051 | -38.0744 | 18.4925 | 22.4567 | -3.9642 | 19.543 | 23.154 | -3.6111
2025 | 26.6081 | 28.8812 | -2.2731 | 11.7132 | 54.302 | -42.5888 | 22.7069 | 26.6181 | -3.9112 | 23.78 | 27.2906 | -3.5106
2026 | 28.1197 | 28.8746 | -0.75482 | 13.519 | 55.1874 | -41.6683 | 21.3488 | 26.2309 | -4.8821 | 22.7684 | 27.0616 | -4.2932
2027 | 29.0484 | 29.6758 | -0.62749 | 13.4971 | 56.7849 | -43.2878 | 22.002 | 26.2087 | -4.2067 | 23.5377 | 27.2641 | -3.7263
2028 | 34.0624 | 34.9931 | -0.93069 | 8.4378 | 54.0154 | -45.5776 | 27.5159 | 31.9538 | -4.4379 | 29.2499 | 33.5013 | -4.2515
2029 | 38.7518 | 55.962 | -17.2102 | 6.3707 | 54.4833 | -48.1126 | 29.338 | 36.9623 | -7.6244 | 32.1373 | 37.2248 | -5.0874
2030 | 44.0641 | 56.9082 | -12.8441 | 15.2652 | 55.878 | -40.6128 | 43.2588 | 36.6996 | 6.5591 | 50.1606 | 38.4603 | 11.7003
2031 | 44.5303 | 59.0645 | -14.5341 | 57.6675 | 57.3955 | 0.27195 | 44.5709 | 66.5334 | -21.9625 | 51.7292 | 78.7718 | -27.0425
2032 | 48.0553 | 61.2027 | -13.1474 | 58.7646 | 58.3522 | 0.41245 | 45.6282 | 67.9237 | -22.2955 | 53.008 | 80.6032 | -27.5952
2033 | 48.9788 | 61.8867 | -12.9078 | 61.7414 | 59.7704 | 1.971 | 42.1862 | 69.1168 | -26.9307 | 49.6889 | 82.8289 | -33.1401
2034 | 49.0192 | 64.9767 | -15.9575 | 62.8102 | 60.9159 | 1.8943 | 43.7225 | 70.8835 | -27.1609 | 51.6196 | 85.1336 | -33.5141
2035 | 52.5807 | 66.8868 | -14.3062 | 62.5368 | 62.6221 | -0.085297 | 46.4986 | 72.755 | -26.2565 | 55.1902 | 87.3907 | -32.2005
(x) Extrapolated
15 Year (2018 to 2032) Levelized Prices (Nominal) @ 6.91% Discount Rate | [12 empty] | Discount Rate - 2017 IRP update
$/MWH | 25.8532 | 30.0528 | -4.1997 | 16.3045 | 43.0239 | -26.7194 | 21.8534 | 27.378 | -5.5245 | 23.7256 | 28.9374 | -5.2118 | 6.91%
15 Year (2019 to 2033) Levelized Prices (Nominal) @ 6.91% Discount Rate
$/MWH | 27.6505 | 32.4428 | -4.7924 | 18.294 | 46.4394 | -28.1454 | 23.3462 | 29.9345 | -6.5883 | 25.5391 | 32.1352 | -6.5962
15 Year (2020 to 2034) Levelized Prices (Nominal) @ 6.91% Discount Rate
$/MWH | 29.5101 | 35.076 | -5.5659 | 20.3726 | 50.1024 | -29.7297 | 25.0222 | 32.722 | -7.6998 | 27.5813 | 35.6227 | -8.0414
|  | Generation Profile_Baseload |  |  | Generation Profile_Wind* |  |  | Generation Profile_Solar Fixed |  |  | Generation Profile_Solar Tracking
on-peak Summer |  | 18.72% |  |  | 12.62% |  |  | 31.11% |  |  | 32.92%
on-peak Winter |  | 37.32% |  |  | 24.21% |  |  | 52.47% |  |  | 46.03%
off-peak Summer |  | 14.68% |  |  | 24.64% |  |  | 6.507% |  |  | 10.29%
off-peak Winter |  | 29.27% |  |  | 38.53% |  |  | 9.908% |  |  | 10.77%
15 Year (2018 to 2032) Levelized Prices (Nominal) @ 6.91% Discount Rate
| Baseload | Wind | Fixed Solar | Tracking Solar
Current Rates | 30.0528 | 43.0239 | 27.378 | 28.9374
Proposed Rates | 25.8532 | 16.3045 | 21.8534 | 23.7256
Total Change in Rates | -4.1997 | -26.7194 | -5.5245 | -5.2118
% Change | -13.97% | -62.1% | -20.18% | -18.01%
15 Year (2019 to 2033) Levelized Prices (Nominal) @ 6.91% Discount Rate
| Baseload | Wind | Fixed Solar | Tracking Solar
Current Rates | 32.4428 | 46.4394 | 29.9345 | 32.1352
Proposed Rates | 27.6505 | 18.294 | 23.3462 | 25.5391
Total Change in Rates | -4.7924 | -28.1454 | -6.5883 | -6.5962
% Change | -14.77% | -60.61% | -22.01% | -20.53%

## Table 4 Gas Price
Table 4
Natural Gas Price - Delivered to Plant
$/MMBtu
Year | West Side | IRP - Wyo NE
| (a) | (b)
2018 | 2.09 | 2.21
2019 | 1.95 | 2.03
2020 | 2.02 | 2.13
2021 | 2.15 | 2.23
2022 | 2.23 | 2.34
2023 | 2.38 | 2.42
2024 | 2.86 | 2.91
2025 | 3.54 | 3.59
2026 | 3.8 | 3.85
2027 | 3.93 | 3.97
2028 | 4.19 | 4.18
2029 | 4.64 | 4.56
2030 | 5.1 | 5.02
2031 | 5.09 | 5.05
2032 | 5.48 | 5.43
2033 | 5.78 | 5.71
2034 | 5.67 | 5.65
2035 | 5.82 | 5.84
2036 | 5.77 | 5.79
2037 | 6.15 | 6.13
Source
Official Forward Price Curve dated March 30 2018

## Table 5 Electric Price
Table 5
Electricity Market Prices
$/MWH
Market Price $/MWH
Year | HLH |  | LLH
| Mid-Columbia | Palo Verde | Mid-Columbia | Palo Verde
| (a) | (b) | (c) | (d)
2018 | 21.87 | 29.51 | 15.48 | 22.99
2019 | 23.73 | 28.56 | 17.44 | 22.07
2020 | 26.37 | 30.39 | 20.17 | 24.39
2021 | 29.98 | 33.71 | 23.52 | 27.29
2022 | 31.89 | 35.48 | 25.3 | 28.63
2023 | 33.25 | 37.3 | 26.71 | 30.57
2024 | 35.46 | 39.95 | 29.14 | 33.78
2025 | 38.35 | 42.84 | 32.09 | 37.19
2026 | 39.89 | 44.21 | 33.62 | 38.53
2027 | 41.1 | 45.17 | 34.71 | 39.62
2028 | 42.94 | 46.92 | 36.55 | 41.57
2029 | 46.67 | 50.1 | 40.14 | 44.52
2030 | 50.21 | 53.85 | 43.32 | 48.13
2031 | 50.22 | 54.73 | 43.56 | 49.13
2032 | 53.79 | 58.54 | 46.77 | 52.71
2033 | 56.11 | 60.64 | 49.03 | 55.01
2034 | 56.02 | 61.14 | 48.94 | 55.33
2035 | 57.86 | 63.85 | 50.76 | 57.73
2036 | 58.33 | 64.58 | 51.33 | 58.51
2037 | 62.41 | 68.12 | 54.62 | 61.95
Source
Official Forward Price Curve dated March 30 2018

## Table 6 Integration
Table 6
Integration Costs
$/MWH
| Year | System Balancing Integration Costs | Wind Integration (Incremental) | Tracking Solar Integration (Incremental) | Fixed Solar Integraton Costs (Incremental) | Company Official Inflation Forecast Dated March 2018 |  |  | 2016 Flexible Reserve Study Results from 2017 IRP
|  | $/MWh | $/MWh | $/MWh | $/MWh | Year | Annual | Cumulative | Incremental Flex Capacity Costs (2016 $/MWh) *
[10 empty] | Regulation Reserve | System Balancing | Total
[9 empty] | Wind | 0.4289 | 0.14453 | 0.57343
| 2016 | 0.14453 | 0.4289 | 0.45801 | 0.45801 | 2016 |  | 1 | Solar | 0.45801 | 0.14453 | 0.60254
| 2017 | 0.15 | 0.44 | 0.47 | 0.47 | 2017 | 2% | 1.02 |  | * Costs per MWh of wind/solar generation
| 2018 | 0.15 | 0.45 | 0.48 | 0.48 | 2018 | 1.9% | 1.0394
| 2019 | 0.15 | 0.46 | 0.49 | 0.49 | 2019 | 2.2% | 1.0622
| 2020 | 0.16 | 0.47 | 0.5 | 0.5 | 2020 | 2.6% | 1.0899
| 2021 | 0.16 | 0.48 | 0.51 | 0.51 | 2021 | 2.4% | 1.116
| 2022 | 0.17 | 0.49 | 0.52 | 0.52 | 2022 | 2.3% | 1.1417
| 2023 | 0.17 | 0.5 | 0.53 | 0.53 | 2023 | 2.3% | 1.1679
| 2024 | 0.17 | 0.51 | 0.55 | 0.55 | 2024 | 2.3% | 1.1948
| 2025 | 0.18 | 0.52 | 0.56 | 0.56 | 2025 | 2.3% | 1.2223
| 2026 | 0.18 | 0.54 | 0.57 | 0.57 | 2026 | 2.3% | 1.2504
| 2027 | 0.18 | 0.55 | 0.59 | 0.59 | 2027 | 2.3% | 1.2792
| 2028 | 0.19 | 0.56 | 0.6 | 0.6 | 2028 | 2.3% | 1.3086
| 2029 | 0.19 | 0.57 | 0.61 | 0.61 | 2029 | 2.3% | 1.3387
| 2030 | 0.2 | 0.59 | 0.63 | 0.63 | 2030 | 2.3% | 1.3695
| 2031 | 0.2 | 0.6 | 0.64 | 0.64 | 2031 | 2.3% | 1.401
| 2032 | 0.21 | 0.61 | 0.66 | 0.66 | 2032 | 2.2% | 1.4318
| 2033 | 0.21 | 0.63 | 0.67 | 0.67 | 2033 | 2.2% | 1.4633
| 2034 | 0.22 | 0.64 | 0.69 | 0.69 | 2034 | 2.3% | 1.4969
| 2035 | 0.22 | 0.66 | 0.7 | 0.7 | 2035 | 2.3% | 1.5314
| 2036 | 0.23 | 0.67 | 0.72 | 0.72 | 2036 | 2.3% | 1.5666
| 2037 | 0.23 | 0.69 | 0.73 | 0.73 | 2037 | 2.2% | 1.6011
| 2038 | 0.24 | 0.7 | 0.75 | 0.75 | 2038 | 2.2% | 1.6363
| 2039 | 0.24 | 0.72 | 0.77 | 0.77 | 2039 | 2.2% | 1.6723
| 2040 | 0.25 | 0.73 | 0.78 | 0.78 | 2040 | 2.2% | 1.7091
| 2041 | 0.25 | 0.75 | 0.8 | 0.8 | 2041 | 2.2% | 1.7467
| 2042 | 0.26 | 0.77 | 0.82 | 0.82 | 2042 | 2.2% | 1.7851

## Tariff Page
Prices on this tab are formated to be cut and pasted directly into the tariff page
Avoided Cost Prices for Base Load QF
Deliveries During | On-Peak Energy Prices (¢/kWh) |  | Off-Peak Energy Prices (¢/kWh)
Calendar Year | Winter | Summer | Winter | Summer
2017 | 0 | 0 | 0 | 0
2018 | 1.8008 | 2.2856 | 1.6392 | 1.4164
2019 | 1.8962 | 2.3245 | 1.6602 | 1.4787
2020 | 1.6676 | 2.4208 | 1.4395 | 1.6916
2021 | 1.8441 | 2.3646 | 1.5806 | 1.7382
2022 | 1.9437 | 2.5355 | 1.6835 | 1.8259
2023 | 1.9353 | 2.9043 | 1.7099 | 2.0948
2024 | 2.1185 | 3.1649 | 1.9138 | 2.3808
2025 | 2.4779 | 3.5311 | 2.2752 | 2.7847
2026 | 2.7355 | 3.467 | 2.5129 | 2.7674
2027 | 2.8231 | 3.5574 | 2.608 | 2.8722
2028 | 3.2414 | 4.2493 | 3.0269 | 3.5067
2029 | 3.6314 | 4.9469 | 3.3935 | 4.0887
2030 | 4.1177 | 5.6372 | 3.8688 | 4.6429
2031 | 4.1538 | 5.688 | 3.9154 | 4.7107
2032 | 4.5062 | 6.057 | 4.2355 | 5.1073
2033 | 4.5862 | 6.1303 | 4.3448 | 5.2215
2034 | 4.566 | 6.1868 | 4.3157 | 5.2861
2035 | 4.9549 | 6.5154 | 4.6954 | 5.5472
2036 | 5.109 | 6.7655 | 4.8323 | 5.7274
2037 | 5.1982 | 6.8768 | 4.9482 | 5.8696
| On-Peak Energy Prices (¢/kWh) |  | Off-Peak Energy Prices (¢/kWh)
| Winter | Summer | Winter | Summer
15-year (2018-2032) Nominal Levelized | 2.4812 | 3.3379 | 2.2553 | 2.5483
15-year (2019-2033) Nominal Levelized | 2.6398 | 3.5647 | 2.4063 | 2.779
15-year (2020-2034) Nominal Levelized | 2.7982 | 3.8052 | 2.5642 | 3.0214

## Tariff Page Solar Fixed
Prices on this tab are formated to be cut and pasted directly into the tariff page
Avoided Cost Prices for Fixed Solar QF
Deliveries During | On-Peak Energy Prices (¢/kWh) |  | Off-Peak Energy Prices (¢/kWh) (1) |  |  |  | Peak Winter |  | Peak Summer |  | Off Peak Winter |  | Off Peak Summer
Calendar Year | Winter | Summer | Winter | Summer | 0.5 % Degradation |  | $ With degradation |  | $ With degradation |  | $ With degradation |  | $ With degradation
2017 | 0 | 0 | 0 | 0 | 1 |  | 0 | 1.9413 | 0 | 2.6856 | 0 | 1.7926 | 0 | 2.0715
2018 | 1.5263 | 1.7578 | 1.4565 | 1.1099 | 0.995 |  | 1.5187 | 1.9316 | 1.749 | 2.6721 | 1.4492 | 1.7837 | 1.1044 | 2.0611
2019 | 1.5248 | 1.7315 | 1.3851 | 1.0956 | 0.99 |  | 1.5096 | 1.9219 | 1.7141 | 2.6587 | 1.3713 | 1.7747 | 1.0846 | 2.0508
2020 | 1.1839 | 1.8234 | 1.0181 | 1.285 | 0.985 |  | 1.1662 | 1.9122 | 1.7961 | 2.6453 | 1.0029 | 1.7657 | 1.2657 | 2.0404
2021 | 1.3446 | 1.8361 | 1.1744 | 1.357 | 0.98 |  | 1.3177 | 1.9025 | 1.7994 | 2.6319 | 1.1509 | 1.7568 | 1.3299 | 2.03
2022 | 1.4209 | 1.9595 | 1.2553 | 1.4205 | 0.975 |  | 1.3854 | 1.8928 | 1.9105 | 2.6184 | 1.2239 | 1.7478 | 1.385 | 2.0197
2023 | 1.4832 | 2.2734 | 1.3306 | 1.6825 | 0.97 |  | 1.4387 | 1.8831 | 2.2052 | 2.605 | 1.2907 | 1.7388 | 1.6321 | 2.0093
2024 | 1.5711 | 2.4546 | 1.4311 | 1.8338 | 0.965 |  | 1.5162 | 1.8734 | 2.3687 | 2.5916 | 1.3811 | 1.7299 | 1.7696 | 1.999
2025 | 1.8106 | 3.1856 | 1.6703 | 2.5203 | 0.96 |  | 1.7382 | 1.8637 | 3.0581 | 2.5781 | 1.6035 | 1.7209 | 2.4195 | 1.9886
2026 | 1.862 | 2.7205 | 1.7052 | 2.1898 | 0.955 |  | 1.7782 | 1.854 | 2.598 | 2.5647 | 1.6285 | 1.712 | 2.0912 | 1.9783
2027 | 1.9009 | 2.8193 | 1.7776 | 2.2967 | 0.95 |  | 1.8059 | 1.8443 | 2.6784 | 2.5513 | 1.6887 | 1.703 | 2.1818 | 1.9679
2028 | 2.4653 | 3.3341 | 2.3769 | 2.8452 | 0.945 |  | 2.3298 | 1.8346 | 3.1507 | 2.5379 | 2.2462 | 1.694 | 2.6887 | 1.9575
2029 | 2.5286 | 3.7332 | 2.4229 | 3.157 | 0.94 |  | 2.3769 | 1.8249 | 3.5092 | 2.5244 | 2.2775 | 1.6851 | 2.9676 | 1.9472
2030 | 3.9403 | 5.1864 | 3.7038 | 4.2679 | 0.935 |  | 3.6842 | 1.8152 | 4.8493 | 2.511 | 3.463 | 1.6761 | 3.9905 | 1.9368
2031 | 4.1029 | 5.2625 | 3.8681 | 4.359 | 0.93 |  | 3.8157 | 1.8054 | 4.8941 | 2.4976 | 3.5974 | 1.6671 | 4.0539 | 1.9265
2032 | 4.1996 | 5.3794 | 3.9483 | 4.5225 | 0.925 |  | 3.8847 | 1.7957 | 4.976 | 2.4841 | 3.6522 | 1.6582 | 4.1833 | 1.9161
2033 | 3.8711 | 4.9784 | 3.6775 | 4.2122 | 0.92 |  | 3.5614 | 1.786 | 4.5801 | 2.4707 | 3.3833 | 1.6492 | 3.8752 | 1.9058
2034 | 4.0371 | 5.1215 | 3.8136 | 4.3428 | 0.915 |  | 3.694 | 1.7763 | 4.6862 | 2.4573 | 3.4895 | 1.6403 | 3.9736 | 1.8954
2035 | 4.2861 | 5.4647 | 4.0375 | 4.6193
2036 | 4.5606 | 5.9639 | 4.3003 | 5.041
2037 | 4.6671 | 6.0686 | 4.4325 | 5.1482
| On-Peak Energy Prices (¢/kWh) |  | Off-Peak Energy Prices (¢/kWh)
| Winter | Summer | Winter | Summer
15-year (2018-2032) Nominal Levelized | 1.9413 | 2.6856 | 1.7926 | 2.0715 | 0.96613 |  | 1.8756 | 1.9413 | 2.5946 | 2.6856 | 1.7319 | 1.7926 | 2.0013 | 2.0715
15-year (2019-2033) Nominal Levelized | 2.0623 | 2.8784 | 1.9029 | 2.2623 | 0.96113 |  | 1.9821 | 2.0623 | 2.7665 | 2.8784 | 1.8289 | 1.9029 | 2.1743 | 2.2623
15-year (2020-2034) Nominal Levelized | 2.1987 | 3.094 | 2.0347 | 2.4739 | 0.95613 |  | 2.1023 | 2.1987 | 2.9583 | 3.094 | 1.9455 | 2.0347 | 2.3654 | 2.4739
(1): On- and off- peak prices are reduced by integration charges and reflect 0.5% annual degradation rate | [5 empty] | NPV (2018-2032) | 17.1803 | 17.1803 | 23.7665 | 23.7665 | 15.8642 | 15.8642 | 18.3319 | 18.3319
[6 empty] | Check |  | 0 |  | 0 |  | 0 |  | 0

## Tariff Page Solar Tracking
Prices on this tab are formated to be cut and pasted directly into the tariff page
Avoided Cost Prices for Tracking Solar QF
Deliveries During | On-Peak Energy Prices (¢/kWh) |  | Off-Peak Energy Prices (¢/kWh) (1) |  |  |  | Peak Winter |  | Peak Summer |  | Off Peak Winter |  | Off Peak Summer
Calendar Year | Winter | Summer | Winter | Summer | 0.5 % Degradation |  | $ With degradation |  | $ With degradation |  | $ With degradation |  | $ With degradation
2017 | 0 | 0 | 0 | 0 | 1 |  | 0 | 2.0913 | 0 | 2.8959 | 0 | 1.9129 | 0 | 2.2211
2018 | 1.6864 | 1.8257 | 1.5902 | 1.1275 | 0.995 |  | 1.678 | 2.0809 | 1.8166 | 2.8815 | 1.5823 | 1.9033 | 1.1219 | 2.21
2019 | 1.6573 | 1.8248 | 1.4784 | 1.1456 | 0.99 |  | 1.6407 | 2.0704 | 1.8065 | 2.867 | 1.4636 | 1.8937 | 1.1341 | 2.1989
2020 | 1.2115 | 1.9456 | 1.0314 | 1.3621 | 0.985 |  | 1.1933 | 2.06 | 1.9164 | 2.8525 | 1.0159 | 1.8842 | 1.3416 | 2.1878
2021 | 1.3815 | 1.9046 | 1.1839 | 1.3923 | 0.98 |  | 1.3539 | 2.0495 | 1.8665 | 2.838 | 1.1602 | 1.8746 | 1.3645 | 2.1767
2022 | 1.4594 | 2.0386 | 1.2701 | 1.4551 | 0.975 |  | 1.4229 | 2.0391 | 1.9876 | 2.8235 | 1.2384 | 1.865 | 1.4187 | 2.1656
2023 | 1.5223 | 2.4065 | 1.3352 | 1.7672 | 0.97 |  | 1.4766 | 2.0286 | 2.3343 | 2.8091 | 1.2951 | 1.8555 | 1.7142 | 2.1545
2024 | 1.6131 | 2.5998 | 1.456 | 1.9367 | 0.965 |  | 1.5566 | 2.0181 | 2.5088 | 2.7946 | 1.405 | 1.8459 | 1.8689 | 2.1433
2025 | 1.8802 | 3.2419 | 1.7193 | 2.5302 | 0.96 |  | 1.805 | 2.0077 | 3.1122 | 2.7801 | 1.6506 | 1.8363 | 2.429 | 2.1322
2026 | 1.9404 | 2.8995 | 1.7605 | 2.3301 | 0.955 |  | 1.853 | 1.9972 | 2.769 | 2.7656 | 1.6813 | 1.8268 | 2.2253 | 2.1211
2027 | 1.996 | 2.9959 | 1.8414 | 2.4358 | 0.95 |  | 1.8962 | 1.9868 | 2.8461 | 2.7511 | 1.7493 | 1.8172 | 2.314 | 2.11
2028 | 2.5746 | 3.552 | 2.4333 | 3.001 | 0.945 |  | 2.433 | 1.9763 | 3.3566 | 2.7367 | 2.2995 | 1.8076 | 2.836 | 2.0989
2029 | 2.7631 | 3.9942 | 2.6316 | 3.3418 | 0.94 |  | 2.5973 | 1.9659 | 3.7545 | 2.7222 | 2.4737 | 1.7981 | 3.1413 | 2.0878
2030 | 4.5151 | 6.004 | 4.2305 | 4.9182 | 0.935 |  | 4.2216 | 1.9554 | 5.6137 | 2.7077 | 3.9555 | 1.7885 | 4.5985 | 2.0767
2031 | 4.7109 | 6.1031 | 4.4354 | 5.0351 | 0.93 |  | 4.3812 | 1.945 | 5.6759 | 2.6932 | 4.1249 | 1.779 | 4.6826 | 2.0656
2032 | 4.8299 | 6.2359 | 4.5308 | 5.2209 | 0.925 |  | 4.4677 | 1.9345 | 5.7682 | 2.6787 | 4.191 | 1.7694 | 4.8294 | 2.0545
2033 | 4.5084 | 5.8522 | 4.2713 | 4.9325 | 0.92 |  | 4.1477 | 1.924 | 5.3841 | 2.6643 | 3.9296 | 1.7598 | 4.5379 | 2.0434
2034 | 4.7192 | 6.0354 | 4.4414 | 5.102 | 0.915 |  | 4.318 | 1.9136 | 5.5224 | 2.6498 | 4.0639 | 1.7503 | 4.6684 | 2.0323
2035 | 5.0424 | 6.465 | 4.7308 | 5.4496
2036 | 5.3066 | 7.0004 | 4.9773 | 5.8975
2037 | 5.4375 | 7.1135 | 5.1527 | 6.0225
| On-Peak Energy Prices (¢/kWh) |  | Off-Peak Energy Prices (¢/kWh)
| Winter | Summer | Winter | Summer
15-year (2018-2032) Nominal Levelized | 2.0913 | 2.8959 | 1.9129 | 2.2211 | 0.96613 |  | 2.0205 | 2.0913 | 2.7979 | 2.8959 | 1.8481 | 1.9129 | 2.1459 | 2.2211
15-year (2019-2033) Nominal Levelized | 2.2298 | 3.1303 | 2.0398 | 2.4487 | 0.96113 |  | 2.1432 | 2.2298 | 3.0086 | 3.1303 | 1.9605 | 2.0398 | 2.3535 | 2.4487
15-year (2020-2034) Nominal Levelized | 2.39 | 3.3893 | 2.1953 | 2.6977 | 0.95613 |  | 2.2852 | 2.39 | 3.2406 | 3.3893 | 2.099 | 2.1953 | 2.5794 | 2.6977
(1): On- and off- peak prices are reduced by integration charges and reflect 0.5% annual degradation rate | [5 empty] | NPV (2018-2032) | 18.5078 | 18.5078 | 25.6282 | 25.6282 | 16.9282 | 16.9282 | 19.6559 | 19.6559
[6 empty] | Check |  | 0 |  | 0 |  | 0 |  | 0

## Tariff Page Wind
Prices on this tab are formated to be cut and pasted directly into the tariff page
Avoided Cost Prices for Wind QF
Deliveries During | On-Peak Energy Prices (¢/kWh) |  | Off-Peak Energy Prices (¢/kWh) (1)
Calendar Year | Winter | Summer | Winter | Summer
2017 | 0 | 0 | 0 | 0
2018 | 1.606 | 1.9581 | 1.4094 | 1.2048
2019 | 1.7276 | 2.0579 | 1.4519 | 1.3067
2020 | 1.3197 | 1.6775 | 1.1344 | 1.1733
2021 | 1.0869 | 1.3043 | 0.91966 | 0.95218
2022 | 1.4863 | 1.8822 | 1.2723 | 1.3472
2023 | 1.0794 | 1.377 | 0.94796 | 0.98813
2024 | 1.2775 | 1.6734 | 1.1437 | 1.266
2025 | 1.1464 | 1.527 | 1.0487 | 1.2053
2026 | 1.331 | 1.7345 | 1.2193 | 1.3838
2027 | 1.3188 | 1.7364 | 1.2113 | 1.3984
2028 | 0.82135 | 1.0684 | 0.76575 | 0.87278
2029 | 0.62533 | 0.80132 | 0.57792 | 0.65698
2030 | 1.4876 | 1.9271 | 1.3786 | 1.5908
2031 | 5.6546 | 7.1738 | 5.2739 | 5.9268
2032 | 5.7386 | 7.2831 | 5.3637 | 6.0931
2033 | 5.9939 | 7.6202 | 5.6485 | 6.4324
2034 | 6.1102 | 7.7073 | 5.7636 | 6.5272
2035 | 6.0857 | 7.7263 | 5.7049 | 6.5225
2036 | 6.1939 | 8.0346 | 5.8135 | 6.7749
2037 | 6.3199 | 8.1782 | 5.9787 | 6.9353
| On Peak Energy Prices (¢/kWh) |  | Off-Peak Energy Prices (¢/kWh)
| Winter | Summer | Winter | Summer
15-year (2018-2032) Nominal Levelized | 1.6609 | 2.0989 | 1.488 | 1.5833
15-year (2019-2033) Nominal Levelized | 1.8406 | 2.3355 | 1.6633 | 1.8189
15-year (2020-2034) Nominal Levelized | 2.024 | 2.581 | 1.8507 | 2.0635
(1): On- and off- peak prices are reduced by integration charges

## OFPC Source
Natural Gas Price Delivered to Plant ($/MMBtu) | [8 empty] | Market Prices in $/MWH | [13 empty] | Month | Period | HLH | LLH | HLH Days | Sun/Hol
FORWARD PRICE CURVE SUMMARY | [21 empty] | Winter | 1 | 2017-01-01 | 400 | 344 | 25 | 6
[9 empty] | Official Forward Price Curve dated March 2018 | [12 empty] | Winter | 2 | 2017-02-01 | 384 | 288 | 24 | 4
Quotes Dated: | 2018-03-30 | [20 empty] | Winter | 3 | 2017-03-01 | 432 | 312 | 27 | 4
[5 empty] | Burnertip Annual Average Price |  |  |  |  | Market Prices in $/MWH | [7 empty] | Market Prices in $/MWH |  |  |  | Winter | 4 | 2017-04-01 | 400 | 320 | 25 | 5
Sample of source data |  |  |  | Year | IRP - Wyo NE | West Side |  |  |  | HLH |  | LLH | [5 empty] | HLH |  | LLH |  | Winter | 5 | 2017-05-01 | 416 | 328 | 26 | 5
Month | IRP - Wyo NE | West Side | Year |  | $/MMBtu | $/MMBtu | Month | Year | Date | Mid C | PV | Mid C | PV | PV Flat | PV HLH/Flat Ratio | PV LLH/Flat Ratio | Year | Mid C | PV | Mid C | PV | Summer | 6 | 2017-06-01 | 416 | 304 | 26 | 4
2018-01-01 | 3.144 | 2.824 | 2018 | 2018 | 2.21 | 2.09 | 1 | 2018 | 2018-01-01 | 22.5123 | 27.23 | 20.0917 | 25.2449 | 26.3548 | 1.0332 | 0.95788 | 2018 | 21.87 | 29.51 | 15.48 | 22.99 | Summer | 7 | 2017-07-01 | 400 | 344 | 25 | 6
2018-02-01 | 2.293 | 2.2686 | 2018 | 2019 | 2.03 | 1.95 | 2 | 2018 | 2018-02-01 | 20.5804 | 25.76 | 11.7161 | 23.6581 | 24.8592 | 1.0362 | 0.95168 | 2019 | 23.73 | 28.56 | 17.44 | 22.07 | Summer | 8 | 2017-08-01 | 432 | 312 | 27 | 4
2018-03-01 | 2.2034 | 2.1974 | 2018 | 2020 | 2.13 | 2.02 | 3 | 2018 | 2018-03-01 | 20.5285 | 24.4311 | 18.13 | 23.4208 | 24.0082 | 1.0176 | 0.97553 | 2020 | 26.37 | 30.39 | 20.17 | 24.39 | Summer | 9 | 2017-09-01 | 400 | 320 | 25 | 5
2018-04-01 | 1.8867 | 1.8212 | 2018 | 2021 | 2.23 | 2.15 | 4 | 2018 | 2018-04-01 | 13.8567 | 21.69 | 10.02 | 20.0168 | 20.9464 | 1.0355 | 0.95562 | 2021 | 29.98 | 33.71 | 23.52 | 27.29 | Winter | 10 | 2017-10-01 | 416 | 328 | 26 | 5
2018-05-01 | 1.9564 | 1.7263 | 2018 | 2022 | 2.34 | 2.23 | 5 | 2018 | 2018-05-01 | 11.9338 | 22.8009 | 3.1666 | 20.6357 | 21.8464 | 1.0437 | 0.94458 | 2022 | 31.89 | 35.48 | 25.3 | 28.63 | Winter | 11 | 2017-11-01 | 400 | 320 | 25 | 5
2018-06-01 | 2.0538 | 1.7547 | 2018 | 2023 | 2.42 | 2.38 | 6 | 2018 | 2018-06-01 | 12.1295 | 32.8666 | 2.5176 | 22.1833 | 28.3559 | 1.1591 | 0.78232 | 2023 | 33.25 | 37.3 | 26.71 | 30.57 | Winter | 12 | 2017-12-01 | 400 | 344 | 25 | 6
2018-07-01 | 2.1219 | 1.8581 | 2018 | 2024 | 2.91 | 2.86 | 7 | 2018 | 2018-07-01 | 25.2414 | 46.0407 | 11.8059 | 25.9327 | 36.7434 | 1.253 | 0.70578 | 2024 | 35.46 | 39.95 | 29.14 | 33.78 | Winter | 1 | 2018-01-01 | 416 | 328 | 26 | 5
2018-08-01 | 2.1731 | 1.9561 | 2018 | 2025 | 3.59 | 3.54 | 8 | 2018 | 2018-08-01 | 34.0766 | 46.4027 | 23.3276 | 26.2623 | 37.9567 | 1.2225 | 0.6919 | 2025 | 38.35 | 42.84 | 32.09 | 37.19 | Winter | 2 | 2018-02-01 | 384 | 288 | 24 | 4
2018-09-01 | 2.1306 | 1.9133 | 2018 | 2026 | 3.85 | 3.8 | 9 | 2018 | 2018-09-01 | 28.3733 | 32.051 | 22.6406 | 23.1251 | 27.8856 | 1.1494 | 0.82929 | 2026 | 39.89 | 44.21 | 33.62 | 38.53 | Winter | 3 | 2018-03-01 | 432 | 312 | 27 | 4 |  |  |  | HLH Hour %
2018-10-01 | 2.0543 | 1.9434 | 2018 | 2027 | 3.97 | 3.93 | 10 | 2018 | 2018-10-01 | 22.5628 | 25.0423 | 19.3347 | 21.5198 | 23.5651 | 1.0627 | 0.9132 | 2027 | 41.1 | 45.17 | 34.71 | 39.62 | Winter | 4 | 2018-04-01 | 400 | 320 | 25 | 5 | Total Hours | 103168 | 80912 | 56.05%
2018-11-01 | 2.0855 | 2.2056 | 2018 | 2028 | 4.18 | 4.19 | 11 | 2018 | 2018-11-01 | 21.6515 | 22.8903 | 18.6679 | 20.9635 | 22.0325 | 1.0389 | 0.95148 | 2028 | 42.94 | 46.92 | 36.55 | 41.57 | Winter | 5 | 2018-05-01 | 416 | 328 | 26 | 5
2018-12-01 | 2.4524 | 2.636 | 2018 | 2029 | 4.56 | 4.64 | 12 | 2018 | 2018-12-01 | 29.0286 | 26.9696 | 24.3202 | 22.8812 | 25.0793 | 1.0754 | 0.91235 | 2029 | 46.67 | 50.1 | 40.14 | 44.52 | Summer | 6 | 2018-06-01 | 416 | 304 | 26 | 4 | On Peak Summer | 34464 | 18.72%
2019-01-01 | 2.5682 | 2.5302 | 2019 | 2030 | 5.02 | 5.1 | 1 | 2019 | 2019-01-01 | 28.1964 | 26.936 | 22.7283 | 25.0723 | 26.1144 | 1.0315 | 0.9601 | 2030 | 50.21 | 53.85 | 43.32 | 48.13 | Summer | 7 | 2018-07-01 | 400 | 344 | 25 | 6 | On Peak Winter | 68704 | 37.32% | 56.05%
2019-02-01 | 2.4314 | 2.3635 | 2019 | 2031 | 5.05 | 5.09 | 2 | 2019 | 2019-02-01 | 24.5196 | 26.0488 | 21.0805 | 23.9695 | 25.1577 | 1.0354 | 0.95277 | 2031 | 50.22 | 54.73 | 43.56 | 49.13 | Summer | 8 | 2018-08-01 | 432 | 312 | 27 | 4 | off-peak Summer | 27024 | 14.68%
2019-03-01 | 2.1711 | 2.081 | 2019 | 2032 | 5.43 | 5.48 | 3 | 2019 | 2019-03-01 | 19.6364 | 22.341 | 16.41 | 21.0942 | 21.7923 | 1.0252 | 0.96797 | 2032 | 53.79 | 58.54 | 46.77 | 52.71 | Summer | 9 | 2018-09-01 | 384 | 336 | 24 | 6 | off-peak Winter | 53888 | 29.27% | 43.95%
2019-04-01 | 1.7484 | 1.5292 | 2019 | 2033 | 5.71 | 5.78 | 4 | 2019 | 2019-04-01 | 14.9243 | 19.4652 | 8.59 | 15.2347 | 17.679 | 1.101 | 0.86174 | 2033 | 56.11 | 60.64 | 49.03 | 55.01 | Winter | 10 | 2018-10-01 | 432 | 312 | 27 | 4 |  | 184080
2019-05-01 | 1.7243 | 1.5784 | 2019 | 2034 | 5.65 | 5.67 | 5 | 2019 | 2019-05-01 | 15.7759 | 22.2899 | 7.46 | 18.2357 | 20.5025 | 1.0872 | 0.88944 | 2034 | 56.02 | 61.14 | 48.94 | 55.33 | Winter | 11 | 2018-11-01 | 400 | 320 | 25 | 5
2019-06-01 | 1.7484 | 1.5814 | 2019 | 2035 | 5.84 | 5.82 | 6 | 2019 | 2019-06-01 | 19.651 | 32.1818 | 10.8714 | 22.8939 | 28.0538 | 1.1471 | 0.81607 | 2035 | 57.86 | 63.85 | 50.76 | 57.73 | Winter | 12 | 2018-12-01 | 400 | 344 | 25 | 6
2019-07-01 | 1.9088 | 1.7499 | 2019 | 2036 | 5.79 | 5.77 | 7 | 2019 | 2019-07-01 | 27.2642 | 41.2841 | 16.4002 | 24.0608 | 33.691 | 1.2254 | 0.71416 | 2036 | 58.33 | 64.58 | 51.33 | 58.51 | Winter | 1 | 2019-01-01 | 416 | 328 | 26 | 5
2019-08-01 | 1.9139 | 1.7467 | 2019 | 2037 | 6.13 | 6.15 | 8 | 2019 | 2019-08-01 | 30.6842 | 41.0305 | 20.6138 | 24.9938 | 34.3055 | 1.196 | 0.72857 | 2037 | 62.41 | 68.12 | 54.62 | 61.95 | Winter | 2 | 2019-02-01 | 384 | 288 | 24 | 4
2019-09-01 | 1.8058 | 1.7404 | 2019 |  |  |  | 9 | 2019 | 2019-09-01 | 27.6541 | 33.0138 | 20.6166 | 22.7753 | 28.2359 | 1.1692 | 0.80661 | [5 empty] | Winter | 3 | 2019-03-01 | 416 | 328 | 26 | 5
2019-10-01 | 1.8155 | 1.7695 | 2019 |  |  |  | 10 | 2019 | 2019-10-01 | 22.3638 | 24.9032 | 18.9037 | 21.9374 | 23.6595 | 1.0526 | 0.92721 | [5 empty] | Winter | 4 | 2019-04-01 | 416 | 304 | 26 | 4
2019-11-01 | 2.1398 | 2.2319 | 2019 |  |  |  | 11 | 2019 | 2019-11-01 | 24.5278 | 25.0975 | 21.3706 | 21.5948 | 23.538 | 1.0663 | 0.91744 | [5 empty] | Winter | 5 | 2019-05-01 | 416 | 328 | 26 | 5
2019-12-01 | 2.3586 | 2.4915 | 2019 |  |  |  | 12 | 2019 | 2019-12-01 | 29.5975 | 28.1875 | 24.2003 | 22.9382 | 25.7604 | 1.0942 | 0.89044 | [5 empty] | Summer | 6 | 2019-06-01 | 400 | 320 | 25 | 5
2020-01-01 | 2.4898 | 2.432 | 2020 |  | Chk Ttl | Chk Ttl | 1 | 2020 | 2020-01-01 | 32.2602 | 28.7252 | 26.0103 | 26.7672 | 27.862 | 1.031 | 0.9607 | [5 empty] | Summer | 7 | 2019-07-01 | 416 | 328 | 26 | 5
2020-02-01 | 2.48 | 2.3848 | 2020 |  | 0 | 0 | 2 | 2020 | 2020-02-01 | 27.3668 | 28.0361 | 23.401 | 25.2314 | 26.8433 | 1.0444 | 0.93995 | [5 empty] | Summer | 8 | 2019-08-01 | 432 | 312 | 27 | 4
2020-03-01 | 2.2864 | 2.304 | 2020 |  |  |  | 3 | 2020 | 2020-03-01 | 22.632 | 24.798 | 19.526 | 23.3362 | 24.1547 | 1.0266 | 0.96612 | [5 empty] | Summer | 9 | 2019-09-01 | 384 | 336 | 24 | 6
2020-04-01 | 1.8755 | 1.6552 | 2020 |  |  |  | 4 | 2020 | 2020-04-01 | 20.4231 | 24.4894 | 14.7047 | 19.9359 | 22.5668 | 1.0852 | 0.88342 | [5 empty] | Winter | 10 | 2019-10-01 | 432 | 312 | 27 | 4
2020-05-01 | 1.8616 | 1.6393 | 2020 |  |  |  | 5 | 2020 | 2020-05-01 | 19.9314 | 25.6796 | 12.6966 | 21.0608 | 23.5441 | 1.0907 | 0.89453 |  | Chk Ttl |  |  |  | Winter | 11 | 2019-11-01 | 400 | 320 | 25 | 5
2020-06-01 | 1.8903 | 1.663 | 2020 |  |  |  | 6 | 2020 | 2020-06-01 | 20.0895 | 29.9328 | 11.3353 | 22.5931 | 26.8338 | 1.1155 | 0.84196 |  | 0 | 0 | 0 | 0 | Winter | 12 | 2019-12-01 | 400 | 344 | 25 | 6
2020-07-01 | 1.9759 | 1.802 | 2020 |  |  |  | 7 | 2020 | 2020-07-01 | 27.8435 | 40.603 | 17.5233 | 25.8734 | 34.1093 | 1.1904 | 0.75854 | [5 empty] | Winter | 1 | 2020-01-01 | 416 | 328 | 26 | 5
2020-08-01 | 1.979 | 1.8115 | 2020 |  |  |  | 8 | 2020 | 2020-08-01 | 31.5922 | 39.5949 | 21.7221 | 26.5393 | 33.8393 | 1.1701 | 0.78428 | [5 empty] | Winter | 2 | 2020-02-01 | 400 | 296 | 25 | 4
2020-09-01 | 1.9662 | 1.8161 | 2020 |  |  |  | 9 | 2020 | 2020-09-01 | 28.1763 | 31.9931 | 22.1556 | 24.788 | 28.7908 | 1.1112 | 0.86097 | [5 empty] | Winter | 3 | 2020-03-01 | 416 | 328 | 26 | 5
2020-10-01 | 2.0348 | 1.88 | 2020 |  |  |  | 10 | 2020 | 2020-10-01 | 25.1825 | 29.0763 | 21.5925 | 24.8105 | 27.2874 | 1.0656 | 0.90923 | [5 empty] | Winter | 4 | 2020-04-01 | 416 | 304 | 26 | 4
2020-11-01 | 2.2321 | 2.2854 | 2020 |  |  |  | 11 | 2020 | 2020-11-01 | 27.6154 | 29.0053 | 23.8303 | 24.3882 | 26.8472 | 1.0804 | 0.90841 | [5 empty] | Winter | 5 | 2020-05-01 | 400 | 344 | 25 | 6
2020-12-01 | 2.4514 | 2.5512 | 2020 |  |  |  | 12 | 2020 | 2020-12-01 | 33.2852 | 32.767 | 27.5927 | 27.3448 | 30.3765 | 1.0787 | 0.90019 | [5 empty] | Summer | 6 | 2020-06-01 | 416 | 304 | 26 | 4
2021-01-01 | 2.5994 | 2.5746 | 2021 |  |  |  | 1 | 2021 | 2021-01-01 | 36.8942 | 33.3835 | 30.4654 | 29.3677 | 31.5267 | 1.0589 | 0.93152 | [5 empty] | Summer | 7 | 2020-07-01 | 416 | 328 | 26 | 5
2021-02-01 | 2.6122 | 2.5037 | 2021 |  |  |  | 2 | 2021 | 2021-02-01 | 31.1471 | 32.7388 | 27.214 | 27.8259 | 30.6333 | 1.0687 | 0.90836 | [5 empty] | Summer | 8 | 2020-08-01 | 416 | 328 | 26 | 5
2021-03-01 | 2.5174 | 2.4102 | 2021 |  |  |  | 3 | 2021 | 2021-03-01 | 25.5731 | 29.0105 | 22.5065 | 25.8879 | 27.7035 | 1.0472 | 0.93446 | [5 empty] | Summer | 9 | 2020-09-01 | 400 | 320 | 25 | 5
2021-04-01 | 2.0205 | 1.7708 | 2021 |  |  |  | 4 | 2021 | 2021-04-01 | 24.0218 | 26.8941 | 18.1011 | 21.957 | 24.8096 | 1.084 | 0.88502 | [5 empty] | Winter | 10 | 2020-10-01 | 432 | 312 | 27 | 4
2021-05-01 | 1.9236 | 1.7442 | 2021 |  |  |  | 5 | 2021 | 2021-05-01 | 22.7268 | 28.2711 | 15.1997 | 23.3234 | 25.9834 | 1.088 | 0.89762 | [5 empty] | Winter | 11 | 2020-11-01 | 384 | 336 | 24 | 6
2021-06-01 | 1.9621 | 1.7758 | 2021 |  |  |  | 6 | 2021 | 2021-06-01 | 23.0983 | 32.9803 | 13.6764 | 24.7306 | 29.4971 | 1.1181 | 0.83841 | [5 empty] | Winter | 12 | 2020-12-01 | 416 | 328 | 26 | 5
2021-07-01 | 2.0333 | 1.892 | 2021 |  |  |  | 7 | 2021 | 2021-07-01 | 31.3731 | 43.1264 | 20.6064 | 29.0947 | 36.9404 | 1.1675 | 0.78761 | [5 empty] | Winter | 1 | 2021-01-01 | 400 | 344 | 25 | 6
2021-08-01 | 2.0435 | 1.9094 | 2021 |  |  |  | 8 | 2021 | 2021-08-01 | 35.2534 | 42.2186 | 25.1689 | 30.0206 | 36.841 | 1.146 | 0.81487 | [5 empty] | Winter | 2 | 2021-02-01 | 384 | 288 | 24 | 4
2021-09-01 | 2.0533 | 1.9314 | 2021 |  |  |  | 9 | 2021 | 2021-09-01 | 31.762 | 34.2739 | 25.4573 | 27.9374 | 31.4577 | 1.0895 | 0.8881 | [5 empty] | Winter | 3 | 2021-03-01 | 432 | 312 | 27 | 4
2021-10-01 | 2.0937 | 2.1307 | 2021 |  |  |  | 10 | 2021 | 2021-10-01 | 28.6802 | 32.5749 | 24.7997 | 28.4766 | 30.7681 | 1.0587 | 0.92552 | [5 empty] | Winter | 4 | 2021-04-01 | 416 | 304 | 26 | 4
2021-11-01 | 2.3709 | 2.4973 | 2021 |  |  |  | 11 | 2021 | 2021-11-01 | 31.2695 | 32.4498 | 27.3529 | 28.1526 | 30.5366 | 1.0627 | 0.92193 | [5 empty] | Winter | 5 | 2021-05-01 | 400 | 344 | 25 | 6
2021-12-01 | 2.58 | 2.6736 | 2021 |  |  |  | 12 | 2021 | 2021-12-01 | 37.9268 | 36.5784 | 31.7279 | 30.7613 | 34.0138 | 1.0754 | 0.90437 | [5 empty] | Summer | 6 | 2021-06-01 | 416 | 304 | 26 | 4
2022-01-01 | 2.6942 | 2.6352 | 2022 |  |  |  | 1 | 2022 | 2022-01-01 | 38.6619 | 34.9773 | 32.1583 | 31.1563 | 33.2106 | 1.0532 | 0.93814 | [5 empty] | Summer | 7 | 2021-07-01 | 416 | 328 | 26 | 5
2022-02-01 | 2.6942 | 2.57 | 2022 |  |  |  | 2 | 2022 | 2022-02-01 | 32.9167 | 34.2822 | 28.9085 | 29.4633 | 32.217 | 1.0641 | 0.91453 | [5 empty] | Summer | 8 | 2021-08-01 | 416 | 328 | 26 | 5
2022-03-01 | 2.6378 | 2.4863 | 2022 |  |  |  | 3 | 2022 | 2022-03-01 | 27.1118 | 30.2861 | 23.923 | 27.1619 | 28.9784 | 1.0451 | 0.93731 | [5 empty] | Summer | 9 | 2021-09-01 | 400 | 320 | 25 | 5
2022-04-01 | 2.1281 | 1.8681 | 2022 |  |  |  | 4 | 2022 | 2022-04-01 | 27.8289 | 28.4187 | 21.4759 | 23.2284 | 26.2273 | 1.0836 | 0.88566 | [5 empty] | Winter | 10 | 2021-10-01 | 416 | 328 | 26 | 5
2022-05-01 | 2.044 | 1.8499 | 2022 |  |  |  | 5 | 2022 | 2022-05-01 | 26.4471 | 29.8432 | 18.2137 | 24.7438 | 27.4854 | 1.0858 | 0.90025 | [5 empty] | Winter | 11 | 2021-11-01 | 400 | 320 | 25 | 5
2022-06-01 | 2.0645 | 1.8719 | 2022 |  |  |  | 6 | 2022 | 2022-06-01 | 21.83 | 33.64 | 13.465 | 23.975 | 29.5592 | 1.1381 | 0.81108 | [5 empty] | Winter | 12 | 2021-12-01 | 416 | 328 | 26 | 5
2022-07-01 | 2.1383 | 1.9951 | 2022 |  |  |  | 7 | 2022 | 2022-07-01 | 32.125 | 46.39 | 21.105 | 30.15 | 38.8812 | 1.1931 | 0.77544 | [5 empty] | Winter | 1 | 2022-01-01 | 400 | 344 | 25 | 6
2022-08-01 | 2.1568 | 2.0188 | 2022 |  |  |  | 8 | 2022 | 2022-08-01 | 37.57 | 45.56 | 26.05 | 32.58 | 40.1168 | 1.1357 | 0.81213 | [5 empty] | Winter | 2 | 2022-02-01 | 384 | 288 | 24 | 4
2022-09-01 | 2.1527 | 2.036 | 2022 |  |  |  | 9 | 2022 | 2022-09-01 | 35.755 | 39.75 | 30.995 | 32.04 | 36.3233 | 1.0943 | 0.88208 | [5 empty] | Winter | 3 | 2022-03-01 | 432 | 312 | 27 | 4
2022-10-01 | 2.2111 | 2.2327 | 2022 |  |  |  | 10 | 2022 | 2022-10-01 | 32.9375 | 33.685 | 27.0286 | 29.255 | 31.732 | 1.0615 | 0.92194 | [5 empty] | Winter | 4 | 2022-04-01 | 416 | 304 | 26 | 4
2022-11-01 | 2.4595 | 2.4924 | 2022 |  |  |  | 11 | 2022 | 2022-11-01 | 33.9075 | 33.4275 | 29.9342 | 28.5875 | 31.2727 | 1.0689 | 0.91414 | [5 empty] | Winter | 5 | 2022-05-01 | 400 | 344 | 25 | 6
2022-12-01 | 2.6491 | 2.7219 | 2022 |  |  |  | 12 | 2022 | 2022-12-01 | 35.605 | 35.4875 | 30.3492 | 31.2575 | 33.6227 | 1.0555 | 0.92966 | [5 empty] | Summer | 6 | 2022-06-01 | 416 | 304 | 26 | 4
2023-01-01 | 2.7531 | 2.7492 | 2023 |  |  |  | 1 | 2023 | 2023-01-01 | 35.225 | 34.69 | 30.06 | 32.15 | 33.5156 | 1.035 | 0.95926 | [5 empty] | Summer | 7 | 2022-07-01 | 400 | 344 | 25 | 6
2023-02-01 | 2.7623 | 2.6721 | 2023 |  |  |  | 2 | 2023 | 2023-02-01 | 34.46 | 34.145 | 29.415 | 31.4 | 32.9686 | 1.0357 | 0.95242 | [5 empty] | Summer | 8 | 2022-08-01 | 432 | 312 | 27 | 4
2023-03-01 | 2.6829 | 2.6058 | 2023 |  |  |  | 3 | 2023 | 2023-03-01 | 32.165 | 31.965 | 28.125 | 29.9 | 31.1006 | 1.0278 | 0.96139 | [5 empty] | Summer | 9 | 2022-09-01 | 400 | 320 | 25 | 5
2023-04-01 | 2.2269 | 2.0515 | 2023 |  |  |  | 4 | 2023 | 2023-04-01 | 30 | 32 | 22.6225 | 29.315 | 30.8067 | 1.0387 | 0.95158 | [5 empty] | Winter | 10 | 2022-10-01 | 416 | 328 | 26 | 5
2023-05-01 | 2.1455 | 2.0358 | 2023 |  |  |  | 5 | 2023 | 2023-05-01 | 25.17 | 32.81 | 17.8125 | 25.01 | 29.3713 | 1.1171 | 0.85151 | [5 empty] | Winter | 11 | 2022-11-01 | 400 | 320 | 25 | 5
2023-06-01 | 2.1737 | 2.0513 | 2023 |  |  |  | 6 | 2023 | 2023-06-01 | 24.48 | 35.24 | 17.165 | 25.625 | 31.1803 | 1.1302 | 0.82183 | [5 empty] | Winter | 12 | 2022-12-01 | 416 | 328 | 26 | 5
2023-07-01 | 2.2167 | 2.1849 | 2023 |  |  |  | 7 | 2023 | 2023-07-01 | 33.825 | 48.79 | 22.855 | 31.8 | 40.9344 | 1.1919 | 0.77685 | [5 empty] | Winter | 1 | 2023-01-01 | 400 | 344 | 25 | 6
2023-08-01 | 2.2403 | 2.2124 | 2023 |  |  |  | 8 | 2023 | 2023-08-01 | 39.27 | 47.96 | 27.8 | 34.23 | 42.2023 | 1.1364 | 0.81109 | [5 empty] | Winter | 2 | 2023-02-01 | 384 | 288 | 24 | 4
2023-09-01 | 2.2449 | 2.2281 | 2023 |  |  |  | 9 | 2023 | 2023-09-01 | 37.455 | 42.15 | 32.745 | 33.69 | 38.39 | 1.0979 | 0.87757 | [5 empty] | Winter | 3 | 2023-03-01 | 432 | 312 | 27 | 4
2023-10-01 | 2.3069 | 2.4065 | 2023 |  |  |  | 10 | 2023 | 2023-10-01 | 34.4375 | 35.435 | 28.5786 | 30.805 | 33.3938 | 1.0611 | 0.92248 | [5 empty] | Winter | 4 | 2023-04-01 | 400 | 320 | 25 | 5
2023-11-01 | 2.5554 | 2.5509 | 2023 |  |  |  | 11 | 2023 | 2023-11-01 | 35.4075 | 35.1775 | 31.4842 | 30.1375 | 32.9336 | 1.0681 | 0.9151 | [5 empty] | Winter | 5 | 2023-05-01 | 416 | 328 | 26 | 5
2023-12-01 | 2.7219 | 2.8074 | 2023 |  |  |  | 12 | 2023 | 2023-12-01 | 37.105 | 37.2375 | 31.8992 | 32.8075 | 35.1892 | 1.0582 | 0.93232 | [5 empty] | Summer | 6 | 2023-06-01 | 416 | 304 | 26 | 4
2024-01-01 | 2.8156 | 2.8225 | 2024 |  |  |  | 1 | 2024 | 2024-01-01 | 35.725 | 36.29 | 31.41 | 33.8 | 35.1923 | 1.0312 | 0.96044 | [5 empty] | Summer | 7 | 2023-07-01 | 400 | 344 | 25 | 6
2024-02-01 | 2.8228 | 2.7434 | 2024 |  |  |  | 2 | 2024 | 2024-02-01 | 34.96 | 35.745 | 30.765 | 33.05 | 34.5989 | 1.0331 | 0.95523 | [5 empty] | Summer | 8 | 2023-08-01 | 432 | 312 | 27 | 4
2024-03-01 | 2.7434 | 2.6769 | 2024 |  |  |  | 3 | 2024 | 2024-03-01 | 32.665 | 33.565 | 29.475 | 31.55 | 32.6782 | 1.0271 | 0.96548 | [5 empty] | Summer | 9 | 2023-09-01 | 400 | 320 | 25 | 5
2024-04-01 | 2.2772 | 2.1123 | 2024 |  |  |  | 4 | 2024 | 2024-04-01 | 29 | 33.6 | 20.5225 | 30.965 | 32.4874 | 1.0342 | 0.95314 | [5 empty] | Winter | 10 | 2023-10-01 | 416 | 328 | 26 | 5
2024-05-01 | 2.8242 | 2.7078 | 2024 |  |  |  | 5 | 2024 | 2024-05-01 | 25.1896 | 36.0473 | 20.4175 | 30.1796 | 33.4605 | 1.0773 | 0.90195 | [5 empty] | Winter | 11 | 2023-11-01 | 400 | 320 | 25 | 5
2024-06-01 | 2.8504 | 2.7389 | 2024 |  |  |  | 6 | 2024 | 2024-06-01 | 26.7266 | 41.4599 | 20.6674 | 31.4898 | 37.0287 | 1.1197 | 0.85041 | [5 empty] | Winter | 12 | 2023-12-01 | 400 | 344 | 25 | 6
2024-07-01 | 2.9394 | 2.8891 | 2024 |  |  |  | 7 | 2024 | 2024-07-01 | 39.4784 | 51.9276 | 29.4213 | 36.8605 | 45.2851 | 1.1467 | 0.81396 | [5 empty] | Winter | 1 | 2024-01-01 | 416 | 328 | 26 | 5
2024-08-01 | 2.9711 | 2.9128 | 2024 |  |  |  | 8 | 2024 | 2024-08-01 | 44.7819 | 52.4762 | 34.299 | 39.2849 | 46.9444 | 1.1178 | 0.83684 | [5 empty] | Winter | 2 | 2024-02-01 | 400 | 296 | 25 | 4
2024-09-01 | 2.9721 | 2.9273 | 2024 |  |  |  | 9 | 2024 | 2024-09-01 | 43.5313 | 43.9498 | 38.1671 | 36.4815 | 40.4646 | 1.0861 | 0.90157 | [5 empty] | Winter | 3 | 2024-03-01 | 416 | 328 | 26 | 5
2024-10-01 | 2.9845 | 3.0198 | 2024 |  |  |  | 10 | 2024 | 2024-10-01 | 36.0891 | 37.2854 | 29.3628 | 33.0608 | 35.5138 | 1.0499 | 0.93093 | [5 empty] | Winter | 4 | 2024-04-01 | 416 | 304 | 26 | 4
2024-11-01 | 3.2693 | 3.2688 | 2024 |  |  |  | 11 | 2024 | 2024-11-01 | 38.0638 | 37.3486 | 32.6496 | 33.2157 | 35.5085 | 1.0518 | 0.93543 | [5 empty] | Winter | 5 | 2024-05-01 | 416 | 328 | 26 | 5
2024-12-01 | 3.4215 | 3.5404 | 2024 |  |  |  | 12 | 2024 | 2024-12-01 | 39.2881 | 39.7025 | 32.4901 | 35.4373 | 37.7304 | 1.0523 | 0.93922 | [5 empty] | Summer | 6 | 2024-06-01 | 400 | 320 | 25 | 5
2025-01-01 | 3.5518 | 3.5626 | 2025 |  |  |  | 1 | 2025 | 2025-01-01 | 38.1022 | 38.6794 | 32.2586 | 35.7074 | 37.3692 | 1.0351 | 0.95553 | [5 empty] | Summer | 7 | 2024-07-01 | 416 | 328 | 26 | 5
2025-02-01 | 3.4826 | 3.4617 | 2025 |  |  |  | 2 | 2025 | 2025-02-01 | 38.377 | 38.1235 | 33.663 | 35.3185 | 36.9214 | 1.0326 | 0.95659 | [5 empty] | Summer | 8 | 2024-08-01 | 432 | 312 | 27 | 4
2025-03-01 | 3.2922 | 3.1999 | 2025 |  |  |  | 3 | 2025 | 2025-03-01 | 32.9254 | 35.8064 | 29.0812 | 34.0479 | 35.0325 | 1.0221 | 0.9719 | [5 empty] | Summer | 9 | 2024-09-01 | 384 | 336 | 24 | 6
2025-04-01 | 2.9199 | 2.7197 | 2025 |  |  |  | 4 | 2025 | 2025-04-01 | 31.7047 | 35.892 | 25.4557 | 33.2654 | 34.783 | 1.0319 | 0.95637 | [5 empty] | Winter | 10 | 2024-10-01 | 432 | 312 | 27 | 4
2025-05-01 | 3.503 | 3.3798 | 2025 |  |  |  | 5 | 2025 | 2025-05-01 | 25.2093 | 39.2847 | 23.0224 | 35.3492 | 37.5497 | 1.0462 | 0.9414 | [5 empty] | Winter | 11 | 2024-11-01 | 400 | 320 | 25 | 5
2025-06-01 | 3.527 | 3.4265 | 2025 |  |  |  | 6 | 2025 | 2025-06-01 | 28.9731 | 47.6798 | 24.1698 | 37.3545 | 43.0908 | 1.1065 | 0.86688 | [5 empty] | Winter | 12 | 2024-12-01 | 400 | 344 | 25 | 6
2025-07-01 | 3.662 | 3.5932 | 2025 |  |  |  | 7 | 2025 | 2025-07-01 | 45.1318 | 55.0653 | 35.9875 | 41.921 | 49.2705 | 1.1176 | 0.85083 | [5 empty] | Winter | 1 | 2025-01-01 | 416 | 328 | 26 | 5
2025-08-01 | 3.7018 | 3.6132 | 2025 |  |  |  | 8 | 2025 | 2025-08-01 | 50.2939 | 56.9924 | 40.798 | 44.3398 | 51.4144 | 1.1085 | 0.8624 | [5 empty] | Winter | 2 | 2025-02-01 | 384 | 288 | 24 | 4
2025-09-01 | 3.6992 | 3.6266 | 2025 |  |  |  | 9 | 2025 | 2025-09-01 | 49.6076 | 45.7497 | 43.5893 | 39.273 | 42.8711 | 1.0671 | 0.91607 | [5 empty] | Winter | 3 | 2025-03-01 | 416 | 328 | 26 | 5
2025-10-01 | 3.662 | 3.6332 | 2025 |  |  |  | 10 | 2025 | 2025-10-01 | 37.7407 | 39.1359 | 30.1471 | 35.3166 | 37.5342 | 1.0427 | 0.94092 | [5 empty] | Winter | 4 | 2025-04-01 | 416 | 304 | 26 | 4
2025-11-01 | 3.9832 | 3.9867 | 2025 |  |  |  | 11 | 2025 | 2025-11-01 | 40.7201 | 39.5196 | 33.815 | 36.2939 | 38.0119 | 1.0397 | 0.9548 | [5 empty] | Winter | 5 | 2025-05-01 | 416 | 328 | 26 | 5
2025-12-01 | 4.1212 | 4.2734 | 2025 |  |  |  | 12 | 2025 | 2025-12-01 | 41.4712 | 42.1675 | 33.081 | 38.0671 | 40.3598 | 1.0448 | 0.94319 | [5 empty] | Summer | 6 | 2025-06-01 | 400 | 320 | 25 | 5
2026-01-01 | 4.2878 | 4.3028 | 2026 |  |  |  | 1 | 2026 | 2026-01-01 | 40.4793 | 41.0689 | 33.1073 | 37.6148 | 39.5461 | 1.0385 | 0.95116 | [5 empty] | Summer | 7 | 2025-07-01 | 416 | 328 | 26 | 5
2026-02-01 | 4.1423 | 4.18 | 2026 |  |  |  | 2 | 2026 | 2026-02-01 | 41.7941 | 40.502 | 36.5609 | 37.587 | 39.2527 | 1.0318 | 0.95756 | [5 empty] | Summer | 8 | 2025-08-01 | 416 | 328 | 26 | 5
2026-03-01 | 3.841 | 3.7229 | 2026 |  |  |  | 3 | 2026 | 2026-03-01 | 33.1858 | 38.0479 | 28.6874 | 36.5458 | 37.3868 | 1.0177 | 0.97751 | [5 empty] | Summer | 9 | 2025-09-01 | 400 | 320 | 25 | 5
2026-04-01 | 3.5627 | 3.3272 | 2026 |  |  |  | 4 | 2026 | 2026-04-01 | 34.4093 | 38.184 | 30.389 | 35.5657 | 37.0785 | 1.0298 | 0.9592 | [5 empty] | Winter | 10 | 2025-10-01 | 432 | 312 | 27 | 4
2026-05-01 | 3.5295 | 3.3749 | 2026 |  |  |  | 5 | 2026 | 2026-05-01 | 25.3883 | 38.5708 | 23.6818 | 35.0618 | 36.9484 | 1.0439 | 0.94894 | [5 empty] | Winter | 11 | 2025-11-01 | 384 | 336 | 24 | 6
2026-06-01 | 3.5541 | 3.4431 | 2026 |  |  |  | 6 | 2026 | 2026-06-01 | 30.0784 | 49.4919 | 24.4381 | 38.5746 | 44.8824 | 1.1027 | 0.85946 | [5 empty] | Winter | 12 | 2025-12-01 | 416 | 328 | 26 | 5
2026-07-01 | 3.7329 | 3.6751 | 2026 |  |  |  | 7 | 2026 | 2026-07-01 | 47.1335 | 57.1257 | 37.9796 | 43.6548 | 51.1869 | 1.116 | 0.85285 | [5 empty] | Winter | 1 | 2026-01-01 | 416 | 328 | 26 | 5
2026-08-01 | 3.7465 | 3.6683 | 2026 |  |  |  | 8 | 2026 | 2026-08-01 | 50.8474 | 57.2691 | 41.4699 | 45.1851 | 51.9418 | 1.1026 | 0.86992 | [5 empty] | Winter | 2 | 2026-02-01 | 384 | 288 | 24 | 4
2026-09-01 | 3.7439 | 3.6547 | 2026 |  |  |  | 9 | 2026 | 2026-09-01 | 50.77 | 45.7323 | 43.8635 | 39.7674 | 43.0813 | 1.0615 | 0.92308 | [5 empty] | Winter | 3 | 2026-03-01 | 416 | 328 | 26 | 5
2026-10-01 | 3.7058 | 3.6819 | 2026 |  |  |  | 10 | 2026 | 2026-10-01 | 38.3952 | 39.728 | 31.4881 | 35.6043 | 37.9987 | 1.0455 | 0.93699 | [5 empty] | Winter | 4 | 2026-04-01 | 416 | 304 | 26 | 4
2026-11-01 | 4.0617 | 4.0845 | 2026 |  |  |  | 11 | 2026 | 2026-11-01 | 43.2227 | 42.0087 | 36.4034 | 37.7924 | 40.038 | 1.0492 | 0.94391 | [5 empty] | Winter | 5 | 2026-05-01 | 400 | 344 | 25 | 6
2026-12-01 | 4.2437 | 4.4529 | 2026 |  |  |  | 12 | 2026 | 2026-12-01 | 43.0264 | 42.8025 | 35.38 | 39.3652 | 41.2872 | 1.0367 | 0.95345 | [5 empty] | Summer | 6 | 2026-06-01 | 416 | 304 | 26 | 4
2027-01-01 | 4.3809 | 4.4455 | 2027 |  |  |  | 1 | 2027 | 2027-01-01 | 41.6688 | 42.3903 | 34.7548 | 38.8117 | 40.7357 | 1.0406 | 0.95277 | [5 empty] | Summer | 7 | 2026-07-01 | 416 | 328 | 26 | 5
2027-02-01 | 4.2207 | 4.2992 | 2027 |  |  |  | 2 | 2027 | 2027-02-01 | 42.7147 | 41.67 | 37.4742 | 38.482 | 40.3037 | 1.0339 | 0.9548 | [5 empty] | Summer | 8 | 2026-08-01 | 416 | 328 | 26 | 5
2027-03-01 | 3.9382 | 3.8598 | 2027 |  |  |  | 3 | 2027 | 2027-03-01 | 34.4423 | 37.0369 | 29.7982 | 35.8258 | 36.53 | 1.0139 | 0.98072 | [5 empty] | Summer | 9 | 2026-09-01 | 400 | 320 | 25 | 5
2027-04-01 | 3.6951 | 3.5112 | 2027 |  |  |  | 4 | 2027 | 2027-04-01 | 31.6064 | 37.5108 | 27.4837 | 35.3059 | 36.5798 | 1.0254 | 0.96517 | [5 empty] | Winter | 10 | 2026-10-01 | 432 | 312 | 27 | 4
2027-05-01 | 3.6628 | 3.5321 | 2027 |  |  |  | 5 | 2027 | 2027-05-01 | 26.4114 | 39.7872 | 24.4959 | 36.3869 | 38.215 | 1.0411 | 0.95216 | [5 empty] | Winter | 11 | 2026-11-01 | 384 | 336 | 24 | 6
2027-06-01 | 3.6881 | 3.5042 | 2027 |  |  |  | 6 | 2027 | 2027-06-01 | 31.1723 | 51.0771 | 25.4494 | 40.0891 | 46.4377 | 1.0999 | 0.86329 | [5 empty] | Winter | 12 | 2026-12-01 | 416 | 328 | 26 | 5
2027-07-01 | 3.8846 | 3.7832 | 2027 |  |  |  | 7 | 2027 | 2027-07-01 | 48.2376 | 57.8634 | 39.1186 | 45.2157 | 52.2875 | 1.1066 | 0.86475 | [5 empty] | Winter | 1 | 2027-01-01 | 400 | 344 | 25 | 6
2027-08-01 | 3.8984 | 3.7971 | 2027 |  |  |  | 8 | 2027 | 2027-08-01 | 52.4161 | 58.6057 | 42.6006 | 46.4607 | 53.2514 | 1.1005 | 0.87248 | [5 empty] | Winter | 2 | 2027-02-01 | 384 | 288 | 24 | 4
2027-09-01 | 3.8681 | 3.7692 | 2027 |  |  |  | 9 | 2027 | 2027-09-01 | 52.1508 | 48.1972 | 45.4445 | 42.1303 | 45.5008 | 1.0593 | 0.92592 | [5 empty] | Winter | 3 | 2027-03-01 | 432 | 312 | 27 | 4
2027-10-01 | 3.843 | 3.7971 | 2027 |  |  |  | 10 | 2027 | 2027-10-01 | 42.8209 | 41.9072 | 35.3785 | 37.9687 | 40.1709 | 1.0432 | 0.94518 | [5 empty] | Winter | 4 | 2027-04-01 | 416 | 304 | 26 | 4
2027-11-01 | 4.1653 | 4.2503 | 2027 |  |  |  | 11 | 2027 | 2027-11-01 | 44.9375 | 41.7501 | 37.5911 | 37.9682 | 40.0664 | 1.042 | 0.94763 | [5 empty] | Winter | 5 | 2027-05-01 | 400 | 344 | 25 | 6
2027-12-01 | 4.3931 | 4.6408 | 2027 |  |  |  | 12 | 2027 | 2027-12-01 | 44.6392 | 44.2387 | 36.921 | 40.8269 | 42.7346 | 1.0352 | 0.95536 | [5 empty] | Summer | 6 | 2027-06-01 | 416 | 304 | 26 | 4
2028-01-01 | 4.5326 | 4.6495 | 2028 |  |  |  | 1 | 2028 | 2028-01-01 | 43.3609 | 44.0415 | 36.4385 | 40.52 | 42.4133 | 1.0384 | 0.95536 | [5 empty] | Summer | 7 | 2027-07-01 | 416 | 328 | 26 | 5
2028-02-01 | 4.3428 | 4.45 | 2028 |  |  |  | 2 | 2028 | 2028-02-01 | 43.9587 | 42.776 | 38.7323 | 39.8681 | 41.5393 | 1.0298 | 0.95977 | [5 empty] | Summer | 8 | 2027-08-01 | 416 | 328 | 26 | 5
2028-03-01 | 4.1652 | 4.1364 | 2028 |  |  |  | 3 | 2028 | 2028-03-01 | 36.4871 | 38.8928 | 31.6526 | 37.6975 | 38.3925 | 1.013 | 0.9819 | [5 empty] | Summer | 9 | 2027-09-01 | 400 | 320 | 25 | 5
2028-04-01 | 3.9024 | 3.7089 | 2028 |  |  |  | 4 | 2028 | 2028-04-01 | 33.042 | 38.8691 | 29.094 | 36.9544 | 38.0181 | 1.0224 | 0.97202 | [5 empty] | Winter | 10 | 2027-10-01 | 416 | 328 | 26 | 5
2028-05-01 | 3.8286 | 3.716 | 2028 |  |  |  | 5 | 2028 | 2028-05-01 | 28.4006 | 43.8355 | 25.5743 | 39.7811 | 42.0481 | 1.0425 | 0.94609 | [5 empty] | Winter | 11 | 2027-11-01 | 400 | 320 | 25 | 5
2028-06-01 | 3.8544 | 3.7445 | 2028 |  |  |  | 6 | 2028 | 2028-06-01 | 32.9862 | 53.4184 | 27.0014 | 42.0258 | 48.6082 | 1.099 | 0.86458 | [5 empty] | Winter | 12 | 2027-12-01 | 416 | 328 | 26 | 5
2028-07-01 | 4.0268 | 4.0581 | 2028 |  |  |  | 7 | 2028 | 2028-07-01 | 50.2964 | 59.8578 | 41.3983 | 47.6321 | 54.2051 | 1.1043 | 0.87874 | [5 empty] | Winter | 1 | 2028-01-01 | 400 | 344 | 25 | 6
2028-08-01 | 4.0976 | 4.0937 | 2028 |  |  |  | 8 | 2028 | 2028-08-01 | 55.1816 | 61.1758 | 44.8286 | 48.3495 | 55.797 | 1.0964 | 0.86652 | [5 empty] | Winter | 2 | 2028-02-01 | 400 | 296 | 25 | 4
2028-09-01 | 4.0809 | 4.0296 | 2028 |  |  |  | 9 | 2028 | 2028-09-01 | 53.4572 | 47.5593 | 47.9373 | 43.117 | 45.585 | 1.0433 | 0.94586 | [5 empty] | Winter | 3 | 2028-03-01 | 432 | 312 | 27 | 4
2028-10-01 | 4.1684 | 4.1365 | 2028 |  |  |  | 10 | 2028 | 2028-10-01 | 43.0879 | 42.4449 | 35.6766 | 38.7765 | 40.8277 | 1.0396 | 0.94976 | [5 empty] | Winter | 4 | 2028-04-01 | 400 | 320 | 25 | 5
2028-11-01 | 4.399 | 4.507 | 2028 |  |  |  | 11 | 2028 | 2028-11-01 | 47.7527 | 43.3777 | 40.3054 | 40.1733 | 41.9511 | 1.034 | 0.95762 | [5 empty] | Winter | 5 | 2028-05-01 | 416 | 328 | 26 | 5
2028-12-01 | 4.8019 | 5.0201 | 2028 |  |  |  | 12 | 2028 | 2028-12-01 | 47.3048 | 46.7731 | 40.0058 | 43.9211 | 45.4544 | 1.029 | 0.96627 | [5 empty] | Summer | 6 | 2028-06-01 | 416 | 304 | 26 | 4
2029-01-01 | 4.7613 | 4.9842 | 2029 |  |  |  | 1 | 2029 | 2029-01-01 | 46.6985 | 46.7223 | 38.7394 | 42.7495 | 44.9709 | 1.0389 | 0.9506 | [5 empty] | Summer | 7 | 2028-07-01 | 400 | 344 | 25 | 6
2029-02-01 | 4.642 | 4.8167 | 2029 |  |  |  | 2 | 2029 | 2029-02-01 | 47.5285 | 45.5673 | 42.4226 | 42.8145 | 44.3876 | 1.0266 | 0.96456 | [5 empty] | Summer | 8 | 2028-08-01 | 432 | 312 | 27 | 4
2029-03-01 | 4.5015 | 4.5399 | 2029 |  |  |  | 3 | 2029 | 2029-03-01 | 40.1682 | 42.7669 | 35.1723 | 41.419 | 42.2027 | 1.0134 | 0.98143 | [5 empty] | Summer | 9 | 2028-09-01 | 400 | 320 | 25 | 5
2029-04-01 | 4.2184 | 4.103 | 2029 |  |  |  | 4 | 2029 | 2029-04-01 | 40.3506 | 42.7453 | 36.0062 | 40.7782 | 41.871 | 1.0209 | 0.9739 | [5 empty] | Winter | 10 | 2028-10-01 | 416 | 328 | 26 | 5
2029-05-01 | 4.1446 | 4.1176 | 2029 |  |  |  | 5 | 2029 | 2029-05-01 | 31.6428 | 43.345 | 28.2337 | 39.9125 | 41.8318 | 1.0362 | 0.95412 | [5 empty] | Winter | 11 | 2028-11-01 | 400 | 320 | 25 | 5
2029-06-01 | 4.2578 | 4.205 | 2029 |  |  |  | 6 | 2029 | 2029-06-01 | 34.5398 | 53.6303 | 29.1076 | 43.4159 | 49.3175 | 1.0874 | 0.88033 | [5 empty] | Winter | 12 | 2028-12-01 | 400 | 344 | 25 | 6
2029-07-01 | 4.5354 | 4.5982 | 2029 |  |  |  | 7 | 2029 | 2029-07-01 | 54.7291 | 63.4056 | 44.9624 | 50.699 | 57.5305 | 1.1021 | 0.88125 | [5 empty] | Winter | 1 | 2029-01-01 | 416 | 328 | 26 | 5
2029-08-01 | 4.6222 | 4.6419 | 2029 |  |  |  | 8 | 2029 | 2029-08-01 | 60.4378 | 65.7865 | 50.0355 | 52.3949 | 60.1706 | 1.0933 | 0.87077 | [5 empty] | Winter | 2 | 2029-02-01 | 384 | 288 | 24 | 4
2029-09-01 | 4.4749 | 4.4889 | 2029 |  |  |  | 9 | 2029 | 2029-09-01 | 58.2424 | 52.6316 | 52.9863 | 46.9362 | 49.9738 | 1.0532 | 0.93922 | [5 empty] | Winter | 3 | 2029-03-01 | 432 | 312 | 27 | 4
2029-10-01 | 4.5498 | 4.5909 | 2029 |  |  |  | 10 | 2029 | 2029-10-01 | 46.2422 | 46.3728 | 38.6912 | 42.1813 | 44.6151 | 1.0394 | 0.94545 | [5 empty] | Winter | 4 | 2029-04-01 | 400 | 320 | 25 | 5
2029-11-01 | 4.829 | 5.0206 | 2029 |  |  |  | 11 | 2029 | 2029-11-01 | 48.209 | 47.7826 | 41.9345 | 43.8698 | 46.0406 | 1.0378 | 0.95285 | [5 empty] | Winter | 5 | 2029-05-01 | 416 | 328 | 26 | 5
2029-12-01 | 5.2121 | 5.5158 | 2029 |  |  |  | 12 | 2029 | 2029-12-01 | 51.2267 | 50.4952 | 43.4318 | 47.1268 | 48.9378 | 1.0318 | 0.96299 | [5 empty] | Summer | 6 | 2029-06-01 | 416 | 304 | 26 | 4
2030-01-01 | 5.2198 | 5.495 | 2030 |  |  |  | 1 | 2030 | 2030-01-01 | 50.443 | 50.6723 | 42.3299 | 46.5933 | 48.874 | 1.0368 | 0.95333 | [5 empty] | Summer | 7 | 2029-07-01 | 400 | 344 | 25 | 6
2030-02-01 | 5.0411 | 5.2792 | 2030 |  |  |  | 2 | 2030 | 2030-02-01 | 50.1153 | 49.0903 | 45.2231 | 46.5135 | 47.986 | 1.023 | 0.96931 | [5 empty] | Summer | 8 | 2029-08-01 | 432 | 312 | 27 | 4
2030-03-01 | 4.895 | 4.9294 | 2030 |  |  |  | 3 | 2030 | 2030-03-01 | 43.0021 | 43.9004 | 37.9365 | 42.8374 | 43.4326 | 1.0108 | 0.9863 | [5 empty] | Summer | 9 | 2029-09-01 | 384 | 336 | 24 | 6
2030-04-01 | 4.6204 | 4.5349 | 2030 |  |  |  | 4 | 2030 | 2030-04-01 | 39.6669 | 44.0436 | 35.3741 | 41.7131 | 43.0596 | 1.0229 | 0.96873 | [5 empty] | Winter | 10 | 2029-10-01 | 432 | 312 | 27 | 4
2030-05-01 | 4.5613 | 4.5572 | 2030 |  |  |  | 5 | 2030 | 2030-05-01 | 34.5233 | 46.8841 | 31.0509 | 43.4609 | 45.375 | 1.0333 | 0.95782 | [5 empty] | Winter | 11 | 2029-11-01 | 400 | 320 | 25 | 5
2030-06-01 | 4.6327 | 4.6168 | 2030 |  |  |  | 6 | 2030 | 2030-06-01 | 38.0736 | 57.4149 | 32.442 | 47.523 | 53.0185 | 1.0829 | 0.89635 | [5 empty] | Winter | 12 | 2029-12-01 | 400 | 344 | 25 | 6
2030-07-01 | 5.0199 | 5.1006 | 2030 |  |  |  | 7 | 2030 | 2030-07-01 | 58.8 | 68.5438 | 48.2994 | 54.7853 | 62.4782 | 1.0971 | 0.87687 | [5 empty] | Winter | 1 | 2030-01-01 | 416 | 328 | 26 | 5
2030-08-01 | 5.0642 | 5.1453 | 2030 |  |  |  | 8 | 2030 | 2030-08-01 | 64.0379 | 69.9056 | 52.9308 | 56.3165 | 64.207 | 1.0888 | 0.87711 | [5 empty] | Winter | 2 | 2030-02-01 | 384 | 288 | 24 | 4
2030-09-01 | 5.0025 | 5.0261 | 2030 |  |  |  | 9 | 2030 | 2030-09-01 | 64.1789 | 59.0731 | 57.4038 | 52.5313 | 56.0202 | 1.0545 | 0.93772 | [5 empty] | Winter | 3 | 2030-03-01 | 416 | 328 | 26 | 5
2030-10-01 | 5.0346 | 5.0634 | 2030 |  |  |  | 10 | 2030 | 2030-10-01 | 53.4886 | 51.6699 | 44.9554 | 47.1394 | 49.77 | 1.0382 | 0.94715 | [5 empty] | Winter | 4 | 2030-04-01 | 416 | 304 | 26 | 4
2030-11-01 | 5.4238 | 5.5248 | 2030 |  |  |  | 11 | 2030 | 2030-11-01 | 52.1121 | 50.3987 | 45.7804 | 47.3308 | 49.0328 | 1.0279 | 0.96529 | [5 empty] | Winter | 5 | 2030-05-01 | 416 | 328 | 26 | 5
2030-12-01 | 5.6823 | 5.9193 | 2030 |  |  |  | 12 | 2030 | 2030-12-01 | 54.1175 | 54.5671 | 46.0794 | 50.8205 | 52.8348 | 1.0328 | 0.96188 | [5 empty] | Summer | 6 | 2030-06-01 | 400 | 320 | 25 | 5
2031-01-01 | 5.7812 | 5.9289 | 2031 |  |  |  | 1 | 2031 | 2031-01-01 | 53.6469 | 54.7 | 45.7074 | 50.8005 | 52.9809 | 1.0324 | 0.95885 | [5 empty] | Summer | 7 | 2030-07-01 | 416 | 328 | 26 | 5
2031-02-01 | 5.5103 | 5.7086 | 2031 |  |  |  | 2 | 2031 | 2031-02-01 | 53.3616 | 52.7873 | 48.3623 | 50.2278 | 51.6903 | 1.0212 | 0.97171 | [5 empty] | Summer | 8 | 2030-08-01 | 432 | 312 | 27 | 4
2031-03-01 | 4.9211 | 4.9411 | 2031 |  |  |  | 3 | 2031 | 2031-03-01 | 42.7193 | 44.2903 | 38.4316 | 43.6742 | 44.0191 | 1.0062 | 0.99216 | [5 empty] | Summer | 9 | 2030-09-01 | 384 | 336 | 24 | 6
2031-04-01 | 4.6406 | 4.4851 | 2031 |  |  |  | 4 | 2031 | 2031-04-01 | 39.8117 | 45.5275 | 34.9605 | 42.8774 | 44.4086 | 1.0252 | 0.96552 | [5 empty] | Winter | 10 | 2030-10-01 | 432 | 312 | 27 | 4
2031-05-01 | 4.5667 | 4.4927 | 2031 |  |  |  | 5 | 2031 | 2031-05-01 | 34.1132 | 49.5835 | 30.9175 | 46.0714 | 48.0352 | 1.0322 | 0.95912 | [5 empty] | Winter | 11 | 2030-11-01 | 400 | 320 | 25 | 5
2031-06-01 | 4.6245 | 4.5155 | 2031 |  |  |  | 6 | 2031 | 2031-06-01 | 38.2148 | 59.3712 | 32.8113 | 48.6147 | 54.5905 | 1.0876 | 0.89053 | [5 empty] | Winter | 12 | 2030-12-01 | 400 | 344 | 25 | 6
2031-07-01 | 4.8234 | 4.8575 | 2031 |  |  |  | 7 | 2031 | 2031-07-01 | 57.8976 | 68.3598 | 47.6549 | 55.0026 | 62.4711 | 1.0943 | 0.88045 | [5 empty] | Winter | 1 | 2031-01-01 | 416 | 328 | 26 | 5
2031-08-01 | 4.9442 | 4.9334 | 2031 |  |  |  | 8 | 2031 | 2031-08-01 | 62.8477 | 70.0463 | 52.9848 | 56.8047 | 64.2086 | 1.0909 | 0.88469 | [5 empty] | Winter | 2 | 2031-02-01 | 384 | 288 | 24 | 4
2031-09-01 | 4.9266 | 4.9106 | 2031 |  |  |  | 9 | 2031 | 2031-09-01 | 63.9497 | 57.3443 | 57.8899 | 51.1643 | 54.5977 | 1.0503 | 0.93712 | [5 empty] | Winter | 3 | 2031-03-01 | 416 | 328 | 26 | 5
2031-10-01 | 4.9895 | 4.979 | 2031 |  |  |  | 10 | 2031 | 2031-10-01 | 49.9863 | 50.1371 | 41.9999 | 45.8645 | 48.3454 | 1.0371 | 0.94868 | [5 empty] | Winter | 4 | 2031-04-01 | 416 | 304 | 26 | 4
2031-11-01 | 5.2209 | 5.3666 | 2031 |  |  |  | 11 | 2031 | 2031-11-01 | 51.5895 | 49.6232 | 45.3015 | 46.8702 | 48.3364 | 1.0266 | 0.96967 | [5 empty] | Winter | 5 | 2031-05-01 | 416 | 328 | 26 | 5
2031-12-01 | 5.6059 | 5.9062 | 2031 |  |  |  | 12 | 2031 | 2031-12-01 | 54.5341 | 54.9449 | 45.7399 | 51.5992 | 53.4699 | 1.0276 | 0.96501 | [5 empty] | Summer | 6 | 2031-06-01 | 400 | 320 | 25 | 5
2032-01-01 | 5.6548 | 5.8278 | 2032 |  |  |  | 1 | 2032 | 2032-01-01 | 52.8432 | 54.0021 | 45.1484 | 50.3246 | 52.3808 | 1.031 | 0.96074 | [5 empty] | Summer | 7 | 2031-07-01 | 416 | 328 | 26 | 5
2032-02-01 | 5.3803 | 5.5873 | 2032 |  |  |  | 2 | 2032 | 2032-02-01 | 52.6985 | 52.3839 | 47.6615 | 49.6898 | 51.1762 | 1.0236 | 0.97095 | [5 empty] | Summer | 8 | 2031-08-01 | 416 | 328 | 26 | 5
2032-03-01 | 5.3162 | 5.3312 | 2032 |  |  |  | 3 | 2032 | 2032-03-01 | 46.3019 | 49.7772 | 40.8934 | 48.6067 | 49.2872 | 1.0099 | 0.98619 | [5 empty] | Summer | 9 | 2031-09-01 | 400 | 320 | 25 | 5
2032-04-01 | 5.0451 | 4.9122 | 2032 |  |  |  | 4 | 2032 | 2032-04-01 | 47.2135 | 51.663 | 42.0391 | 48.747 | 50.4318 | 1.0244 | 0.96659 | [5 empty] | Winter | 10 | 2031-10-01 | 432 | 312 | 27 | 4
2032-05-01 | 4.9712 | 4.92 | 2032 |  |  |  | 5 | 2032 | 2032-05-01 | 37.3376 | 51.9012 | 34.2139 | 48.087 | 50.1376 | 1.0352 | 0.9591 | [5 empty] | Winter | 11 | 2031-11-01 | 384 | 336 | 24 | 6
2032-06-01 | 5.0457 | 4.9898 | 2032 |  |  |  | 6 | 2032 | 2032-06-01 | 42.7979 | 64.3334 | 35.7154 | 52.8758 | 59.4957 | 1.0813 | 0.88873 | [5 empty] | Winter | 12 | 2031-12-01 | 416 | 328 | 26 | 5
2032-07-01 | 5.3412 | 5.3933 | 2032 |  |  |  | 7 | 2032 | 2032-07-01 | 61.5998 | 72.649 | 51.1645 | 59.8328 | 66.9988 | 1.0843 | 0.89304 | [5 empty] | Winter | 1 | 2032-01-01 | 416 | 328 | 26 | 5
2032-08-01 | 5.4799 | 5.4864 | 2032 |  |  |  | 8 | 2032 | 2032-08-01 | 67.2392 | 75.2021 | 56.1414 | 61.1976 | 69.0281 | 1.0894 | 0.88656 | [5 empty] | Winter | 2 | 2032-02-01 | 384 | 312 | 24 | 5
2032-09-01 | 5.462 | 5.4476 | 2032 |  |  |  | 9 | 2032 | 2032-09-01 | 67.972 | 61.222 | 62.0491 | 55.2033 | 58.547 | 1.0457 | 0.94289 | [5 empty] | Winter | 3 | 2032-03-01 | 432 | 312 | 27 | 4
2032-10-01 | 5.5108 | 5.5407 | 2032 |  |  |  | 10 | 2032 | 2032-10-01 | 54.1915 | 54.6285 | 46.2921 | 50.2201 | 52.685 | 1.0369 | 0.95321 | [5 empty] | Winter | 4 | 2032-04-01 | 416 | 304 | 26 | 4
2032-11-01 | 5.7473 | 5.8976 | 2032 |  |  |  | 11 | 2032 | 2032-11-01 | 57.2426 | 55.9152 | 50.0139 | 51.8229 | 54.0932 | 1.0337 | 0.95803 | [5 empty] | Winter | 5 | 2032-05-01 | 400 | 344 | 25 | 6
2032-12-01 | 6.1867 | 6.4329 | 2032 |  |  |  | 12 | 2032 | 2032-12-01 | 58.0974 | 58.7909 | 49.8576 | 55.859 | 57.4983 | 1.0225 | 0.97149 | [5 empty] | Summer | 6 | 2032-06-01 | 416 | 304 | 26 | 4
2033-01-01 | 6.2446 | 6.4089 | 2033 |  |  |  | 1 | 2033 | 2033-01-01 | 56.8238 | 58.0279 | 49.4868 | 54.6165 | 56.4506 | 1.0279 | 0.96751 | [5 empty] | Summer | 7 | 2032-07-01 | 416 | 328 | 26 | 5
2033-02-01 | 6.0453 | 6.2267 | 2033 |  |  |  | 2 | 2033 | 2033-02-01 | 57.007 | 56.9988 | 51.9451 | 54.4641 | 55.9125 | 1.0194 | 0.97409 | [5 empty] | Summer | 8 | 2032-08-01 | 416 | 328 | 26 | 5
2033-03-01 | 5.5997 | 5.6485 | 2033 |  |  |  | 3 | 2033 | 2033-03-01 | 48.144 | 49.763 | 43.4655 | 49.521 | 49.6617 | 1.002 | 0.99717 | [5 empty] | Summer | 9 | 2032-09-01 | 400 | 320 | 25 | 5
2033-04-01 | 5.2755 | 5.181 | 2033 |  |  |  | 4 | 2033 | 2033-04-01 | 44.6538 | 50.2846 | 40.7092 | 48.2256 | 49.4153 | 1.0176 | 0.97593 | [5 empty] | Winter | 10 | 2032-10-01 | 416 | 328 | 26 | 5
2033-05-01 | 5.1702 | 5.1494 | 2033 |  |  |  | 5 | 2033 | 2033-05-01 | 39.2949 | 54.7911 | 35.6412 | 50.3871 | 52.7549 | 1.0386 | 0.95512 | [5 empty] | Winter | 11 | 2032-11-01 | 400 | 320 | 25 | 5
2033-06-01 | 5.2463 | 5.2128 | 2033 |  |  |  | 6 | 2033 | 2033-06-01 | 45.1103 | 66.8758 | 37.4033 | 55.0874 | 61.8985 | 1.0804 | 0.88996 | [5 empty] | Winter | 12 | 2032-12-01 | 416 | 328 | 26 | 5
2033-07-01 | 5.5795 | 5.6643 | 2033 |  |  |  | 7 | 2033 | 2033-07-01 | 63.4746 | 75.1128 | 53.7524 | 62.8761 | 69.455 | 1.0815 | 0.90528 | [5 empty] | Winter | 1 | 2033-01-01 | 400 | 344 | 25 | 6
2033-08-01 | 5.7055 | 5.7514 | 2033 |  |  |  | 8 | 2033 | 2033-08-01 | 69.5847 | 77.545 | 58.01 | 63.5527 | 71.6773 | 1.0819 | 0.88665 | [5 empty] | Winter | 2 | 2033-02-01 | 384 | 288 | 24 | 4
2033-09-01 | 5.6242 | 5.6326 | 2033 |  |  |  | 9 | 2033 | 2033-09-01 | 69.8914 | 63.9447 | 63.5744 | 57.8121 | 61.2191 | 1.0445 | 0.94435 | [5 empty] | Winter | 3 | 2033-03-01 | 432 | 312 | 27 | 4
2033-10-01 | 5.6582 | 5.6801 | 2033 |  |  |  | 10 | 2033 | 2033-10-01 | 59.4729 | 58.0212 | 50.4925 | 53.5496 | 56.0498 | 1.0352 | 0.95539 | [5 empty] | Winter | 4 | 2033-04-01 | 416 | 304 | 26 | 4
2033-11-01 | 5.9943 | 6.1238 | 2033 |  |  |  | 11 | 2033 | 2033-11-01 | 60.5097 | 56.4548 | 52.6155 | 52.817 | 54.8352 | 1.0295 | 0.9632 | [5 empty] | Winter | 5 | 2033-05-01 | 400 | 344 | 25 | 6
2033-12-01 | 6.3645 | 6.6387 | 2033 |  |  |  | 12 | 2033 | 2033-12-01 | 59.3257 | 59.9153 | 51.2539 | 57.247 | 58.739 | 1.02 | 0.9746 | [5 empty] | Summer | 6 | 2033-06-01 | 416 | 304 | 26 | 4
2034-01-01 | 6.4066 | 6.5995 | 2034 |  |  |  | 1 | 2034 | 2034-01-01 | 58.437 | 59.6889 | 51.1238 | 56.1982 | 58.0749 | 1.0278 | 0.96768 | [5 empty] | Summer | 7 | 2033-07-01 | 400 | 344 | 25 | 6
2034-02-01 | 6.2375 | 6.4215 | 2034 |  |  |  | 2 | 2034 | 2034-02-01 | 58.9994 | 58.78 | 53.7543 | 56.2181 | 57.682 | 1.019 | 0.97462 | [5 empty] | Summer | 8 | 2033-08-01 | 432 | 312 | 27 | 4
2034-03-01 | 5.5072 | 5.5157 | 2034 |  |  |  | 3 | 2034 | 2034-03-01 | 47.599 | 49.9686 | 42.5286 | 49.2952 | 49.6868 | 1.0057 | 0.99212 | [5 empty] | Summer | 9 | 2033-09-01 | 400 | 320 | 25 | 5
2034-04-01 | 5.176 | 5.0061 | 2034 |  |  |  | 4 | 2034 | 2034-04-01 | 44.4116 | 51.9685 | 40.1085 | 48.8277 | 50.5726 | 1.0276 | 0.9655 | [5 empty] | Winter | 10 | 2033-10-01 | 416 | 328 | 26 | 5
2034-05-01 | 5.0862 | 5.0142 | 2034 |  |  |  | 5 | 2034 | 2034-05-01 | 39.0239 | 57.4103 | 34.72 | 51.8229 | 54.947 | 1.0448 | 0.94314 | [5 empty] | Winter | 11 | 2033-11-01 | 400 | 320 | 25 | 5
2034-06-01 | 5.1478 | 5.0628 | 2034 |  |  |  | 6 | 2034 | 2034-06-01 | 45.1684 | 67.6834 | 36.7357 | 55.5235 | 62.5492 | 1.0821 | 0.88768 | [5 empty] | Winter | 12 | 2033-12-01 | 416 | 328 | 26 | 5
2034-07-01 | 5.4718 | 5.4833 | 2034 |  |  |  | 7 | 2034 | 2034-07-01 | 63.8251 | 75.848 | 54.1457 | 63.797 | 70.2761 | 1.0793 | 0.90781 | [5 empty] | Winter | 1 | 2034-01-01 | 400 | 344 | 25 | 6
2034-08-01 | 5.6004 | 5.5723 | 2034 |  |  |  | 8 | 2034 | 2034-08-01 | 69.4592 | 77.9574 | 57.9896 | 63.9346 | 72.0768 | 1.0816 | 0.88703 | [5 empty] | Winter | 2 | 2034-02-01 | 384 | 288 | 24 | 4
2034-09-01 | 5.5175 | 5.451 | 2034 |  |  |  | 9 | 2034 | 2034-09-01 | 68.8856 | 61.8856 | 63.2313 | 56.5165 | 59.4993 | 1.0401 | 0.94987 | [5 empty] | Winter | 3 | 2034-03-01 | 432 | 312 | 27 | 4
2034-10-01 | 5.5522 | 5.4833 | 2034 |  |  |  | 10 | 2034 | 2034-10-01 | 56.2453 | 55.6889 | 47.5826 | 51.1475 | 53.6868 | 1.0373 | 0.9527 | [5 empty] | Winter | 4 | 2034-04-01 | 400 | 320 | 25 | 5
2034-11-01 | 5.8795 | 5.9605 | 2034 |  |  |  | 11 | 2034 | 2034-11-01 | 60.7668 | 56.3711 | 53.7034 | 52.8956 | 54.8238 | 1.0282 | 0.96483 | [5 empty] | Winter | 5 | 2034-05-01 | 416 | 328 | 26 | 5
2034-12-01 | 6.2254 | 6.4863 | 2034 |  |  |  | 12 | 2034 | 2034-12-01 | 59.4011 | 60.425 | 51.6921 | 57.7975 | 59.2101 | 1.0205 | 0.97614 | [5 empty] | Summer | 6 | 2034-06-01 | 416 | 304 | 26 | 4
2035-01-01 | 6.2938 | 6.4319 | 2035 |  |  |  | 1 | 2035 | 2035-01-01 | 58.2358 | 60.0427 | 50.3507 | 56.3559 | 58.4173 | 1.0278 | 0.96471 | [5 empty] | Summer | 7 | 2034-07-01 | 400 | 344 | 25 | 6
2035-02-01 | 6.1725 | 6.3163 | 2035 |  |  |  | 2 | 2035 | 2035-02-01 | 59.9639 | 59.4019 | 54.5007 | 56.7559 | 58.2679 | 1.0195 | 0.97405 | [5 empty] | Summer | 8 | 2034-08-01 | 432 | 312 | 27 | 4
2035-03-01 | 5.8021 | 5.7713 | 2035 |  |  |  | 3 | 2035 | 2035-03-01 | 50.1418 | 54.2057 | 45.416 | 53.0813 | 53.735 | 1.0088 | 0.98783 | [5 empty] | Summer | 9 | 2034-09-01 | 400 | 320 | 25 | 5
2035-04-01 | 5.5131 | 5.3666 | 2035 |  |  |  | 4 | 2035 | 2035-04-01 | 51.545 | 57.5035 | 46.3756 | 53.8954 | 55.8999 | 1.0287 | 0.96414 | [5 empty] | Winter | 10 | 2034-10-01 | 416 | 328 | 26 | 5
2035-05-01 | 5.4557 | 5.3253 | 2035 |  |  |  | 5 | 2035 | 2035-05-01 | 41.5699 | 57.25 | 37.1255 | 52.3449 | 55.0875 | 1.0393 | 0.95021 | [5 empty] | Winter | 11 | 2034-11-01 | 400 | 320 | 25 | 5
2035-06-01 | 5.4531 | 5.3253 | 2035 |  |  |  | 6 | 2035 | 2035-06-01 | 45.0747 | 68.3637 | 37.7541 | 57.0577 | 63.59 | 1.0751 | 0.89727 | [5 empty] | Winter | 12 | 2034-12-01 | 400 | 344 | 25 | 6
2035-07-01 | 5.669 | 5.6804 | 2035 |  |  |  | 7 | 2035 | 2035-07-01 | 66.734 | 79.7345 | 56.0587 | 67.0398 | 73.8649 | 1.0795 | 0.9076 | [5 empty] | Winter | 1 | 2035-01-01 | 416 | 328 | 26 | 5
2035-08-01 | 5.8331 | 5.763 | 2035 |  |  |  | 8 | 2035 | 2035-08-01 | 73.4555 | 82.5189 | 61.3571 | 67.5222 | 76.23 | 1.0825 | 0.88577 | [5 empty] | Winter | 2 | 2035-02-01 | 384 | 288 | 24 | 4
2035-09-01 | 5.7321 | 5.6226 | 2035 |  |  |  | 9 | 2035 | 2035-09-01 | 72.046 | 66.6934 | 66.2981 | 59.823 | 63.4872 | 1.0505 | 0.94228 | [5 empty] | Winter | 3 | 2035-03-01 | 432 | 312 | 27 | 4
2035-10-01 | 5.7839 | 5.6308 | 2035 |  |  |  | 10 | 2035 | 2035-10-01 | 57.4185 | 59.3897 | 49.1076 | 54.466 | 57.3249 | 1.036 | 0.95013 | [5 empty] | Winter | 4 | 2035-04-01 | 400 | 320 | 25 | 5
2035-11-01 | 6.0361 | 6.0602 | 2035 |  |  |  | 11 | 2035 | 2035-11-01 | 58.0685 | 59.2057 | 52.1228 | 55.2893 | 57.4621 | 1.0303 | 0.96219 | [5 empty] | Winter | 5 | 2035-05-01 | 416 | 328 | 26 | 5
2035-12-01 | 6.3403 | 6.5392 | 2035 |  |  |  | 12 | 2035 | 2035-12-01 | 60.0424 | 61.8668 | 52.6026 | 59.08 | 60.5783 | 1.0213 | 0.97527 | [5 empty] | Summer | 6 | 2035-06-01 | 416 | 304 | 26 | 4
2036-01-01 | 6.3409 | 6.4398 | 2036 |  |  |  | 1 | 2036 | 2036-01-01 | 58.9681 | 61.1686 | 51.0737 | 57.5458 | 59.5714 | 1.0268 | 0.966 | [5 empty] | Summer | 7 | 2035-07-01 | 400 | 344 | 25 | 6
2036-02-01 | 6.2362 | 6.3639 | 2036 |  |  |  | 2 | 2036 | 2036-02-01 | 59.9296 | 59.9342 | 55.1254 | 57.721 | 58.993 | 1.016 | 0.97844 | [5 empty] | Summer | 8 | 2035-08-01 | 432 | 312 | 27 | 4
2036-03-01 | 5.6211 | 5.5292 | 2036 |  |  |  | 3 | 2036 | 2036-03-01 | 48.663 | 52.3771 | 43.7167 | 51.2838 | 51.896 | 1.0093 | 0.9882 | [5 empty] | Summer | 9 | 2035-09-01 | 384 | 336 | 24 | 6
2036-04-01 | 5.3594 | 5.1835 | 2036 |  |  |  | 4 | 2036 | 2036-04-01 | 46.6553 | 53.8451 | 42.5656 | 50.385 | 52.3842 | 1.0279 | 0.96184 | [5 empty] | Winter | 10 | 2035-10-01 | 432 | 312 | 27 | 4
2036-05-01 | 5.2689 | 5.1329 | 2036 |  |  |  | 5 | 2036 | 2036-05-01 | 39.6419 | 57.5717 | 35.6888 | 52.3167 | 55.2549 | 1.0419 | 0.94682 | [5 empty] | Winter | 11 | 2035-11-01 | 400 | 320 | 25 | 5
2036-06-01 | 5.283 | 5.1667 | 2036 |  |  |  | 6 | 2036 | 2036-06-01 | 45.9217 | 70.5494 | 38.2355 | 58.61 | 65.243 | 1.0813 | 0.89833 | [5 empty] | Winter | 12 | 2035-12-01 | 400 | 344 | 25 | 6
2036-07-01 | 5.6877 | 5.6472 | 2036 |  |  |  | 7 | 2036 | 2036-07-01 | 68.1663 | 81.7023 | 57.2209 | 68.6125 | 75.9315 | 1.076 | 0.90361 | [5 empty] | Winter | 1 | 2036-01-01 | 416 | 328 | 26 | 5
2036-08-01 | 5.7883 | 5.74 | 2036 |  |  |  | 8 | 2036 | 2036-08-01 | 73.4232 | 83.7262 | 62.7207 | 69.4214 | 77.4198 | 1.0815 | 0.89669 | [5 empty] | Winter | 2 | 2036-02-01 | 400 | 296 | 25 | 4
2036-09-01 | 5.6684 | 5.6219 | 2036 |  |  |  | 9 | 2036 | 2036-09-01 | 74.3154 | 69.2917 | 67.8272 | 61.7941 | 65.9594 | 1.0505 | 0.93685 | [5 empty] | Winter | 3 | 2036-03-01 | 416 | 328 | 26 | 5
2036-10-01 | 5.738 | 5.681 | 2036 |  |  |  | 10 | 2036 | 2036-10-01 | 61.9924 | 62.2537 | 52.9345 | 57.4194 | 60.2264 | 1.0337 | 0.95339 | [5 empty] | Winter | 4 | 2036-04-01 | 416 | 304 | 26 | 4
2036-11-01 | 6.0796 | 6.1278 | 2036 |  |  |  | 11 | 2036 | 2036-11-01 | 60.2073 | 58.9377 | 55.1742 | 56.0869 | 57.6052 | 1.0231 | 0.97364 | [5 empty] | Winter | 5 | 2036-05-01 | 416 | 328 | 26 | 5
2036-12-01 | 6.407 | 6.6253 | 2036 |  |  |  | 12 | 2036 | 2036-12-01 | 62.0853 | 63.6413 | 53.7306 | 60.9794 | 62.4678 | 1.0188 | 0.97617 | [5 empty] | Summer | 6 | 2036-06-01 | 400 | 320 | 25 | 5
2037-01-01 | 6.5179 | 6.6282 | 2037 |  |  |  | 1 | 2037 | 2037-01-01 | 62.744 | 63.3805 | 54.1606 | 59.7509 | 61.7804 | 1.0259 | 0.96715 | [5 empty] | Summer | 7 | 2036-07-01 | 416 | 328 | 26 | 5
2037-02-01 | 6.3959 | 6.5335 | 2037 |  |  |  | 2 | 2037 | 2037-02-01 | 62.8177 | 62.1891 | 56.8171 | 59.6184 | 61.0873 | 1.018 | 0.97595 | [5 empty] | Summer | 8 | 2036-08-01 | 416 | 328 | 26 | 5
2037-03-01 | 5.9546 | 5.8886 | 2037 |  |  |  | 3 | 2037 | 2037-03-01 | 52.2812 | 55.3011 | 47.9397 | 54.4838 | 54.9414 | 1.0065 | 0.99167 | [5 empty] | Summer | 9 | 2036-09-01 | 400 | 320 | 25 | 5
2037-04-01 | 5.7559 | 5.5961 | 2037 |  |  |  | 4 | 2037 | 2037-04-01 | 50.5805 | 58.7743 | 45.9072 | 56.1787 | 57.6783 | 1.019 | 0.974 | [5 empty] | Winter | 10 | 2036-10-01 | 432 | 312 | 27 | 4
2037-05-01 | 5.6649 | 5.5875 | 2037 |  |  |  | 5 | 2037 | 2037-05-01 | 42.9635 | 63.8222 | 38.8076 | 58.0963 | 61.1747 | 1.0433 | 0.94968 | [5 empty] | Winter | 11 | 2036-11-01 | 384 | 336 | 24 | 6
2037-06-01 | 5.7137 | 5.6305 | 2037 |  |  |  | 6 | 2037 | 2037-06-01 | 51.6301 | 75.5332 | 41.919 | 63.2851 | 70.3618 | 1.0735 | 0.89942 | [5 empty] | Winter | 12 | 2036-12-01 | 416 | 328 | 26 | 5
2037-07-01 | 6.0238 | 6.0606 | 2037 |  |  |  | 7 | 2037 | 2037-07-01 | 71.6045 | 85.7523 | 60.266 | 72.0245 | 79.7003 | 1.0759 | 0.90369 | [5 empty] | Winter | 1 | 2037-01-01 | 416 | 328 | 26 | 5
2037-08-01 | 6.1605 | 6.1809 | 2037 |  |  |  | 8 | 2037 | 2037-08-01 | 78.8573 | 88.2353 | 65.6599 | 73.3232 | 81.6612 | 1.0805 | 0.8979 | [5 empty] | Winter | 2 | 2037-02-01 | 384 | 288 | 24 | 4
2037-09-01 | 6.0213 | 6.0433 | 2037 |  |  |  | 9 | 2037 | 2037-09-01 | 80.0184 | 71.4943 | 73.0809 | 64.1102 | 68.2125 | 1.0481 | 0.93986 | [5 empty] | Winter | 3 | 2037-03-01 | 416 | 328 | 26 | 5
2037-10-01 | 6.0922 | 6.0605 | 2037 |  |  |  | 10 | 2037 | 2037-10-01 | 61.7209 | 63.0644 | 52.9948 | 58.3901 | 61.1042 | 1.0321 | 0.95558 | [5 empty] | Winter | 4 | 2037-04-01 | 416 | 304 | 26 | 4
2037-11-01 | 6.4237 | 6.4992 | 2037 |  |  |  | 11 | 2037 | 2037-11-01 | 65.7379 | 62.7006 | 59.1352 | 59.4114 | 61.1632 | 1.0251 | 0.97136 | [5 empty] | Winter | 5 | 2037-05-01 | 400 | 344 | 25 | 6
2037-12-01 | 6.8091 | 7.1097 | 2037 |  |  |  | 12 | 2037 | 2037-12-01 | 67.9159 | 67.1814 | 58.7567 | 64.6764 | 66.077 | 1.0167 | 0.9788 | [5 empty] | Summer | 6 | 2037-06-01 | 416 | 304 | 26 | 4
[22 empty] | Summer | 7 | 2037-07-01 | 416 | 328 | 26 | 5
| IRP - Wyo NE | West Side | [7 empty] | Mid C | PV | Mid C | PV | [8 empty] | Summer | 8 | 2037-08-01 | 416 | 328 | 26 | 5
| 46 | 43 | [7 empty] | 7 | 6 | 15 | 14 | [8 empty] | Summer | 9 | 2037-09-01 | 400 | 320 | 25 | 5
[22 empty] | Winter | 10 | 2037-10-01 | 432 | 312 | 27 | 4
Check Totals | 76.5699 | 77.1231 | [6 empty] | Check Totals | 0 | 0 | 0 | 0 | [8 empty] | Winter | 11 | 2037-11-01 | 384 | 336 | 24 | 6
[22 empty] | Winter | 12 | 2037-12-01 | 416 | 328 | 26 | 5
Formulas:
Sun/Hol = EDATE([Period],1)-[Period]-[HLH Days]