## Table 1
Appendix B
| Table 1 |  |  |  |  | 13 | [77 empty] | 0% | Transmission Deferral %
| Avoided Cost Prices |  |  |  |  | 252 |  |  |  | Capacity Contribution | [73 empty] | 750 | Transmission Upgrade Capacity
| QF - Sch37 - UT - Solar T - 10.0 MW and 31.1% CF | [8 empty] | 15.8% | 15.8% | 15.8% | 15.8% | 11.78% | 11.78% | 11.78% | 15.8% | 53.86% | 53.86% | 53.86% | 59.67% | 59.67% | 37.91% | 64.8% | 64.8% | 64.8% | 64.8% | [56 empty] | 0 | Transmission Deferral (MW)
|  |  |  | Total Price @ |  | Capacity Contribution |  |  |  | Deferral (Capacity Contribution MW) | [7 empty] | IRP17 Yakima Solar2030 | IRP17 Yakima Solar2032 | IRP17 Yakima Solar2033 | IRP17 Utah South Solar T2033 | IRP17 Utah South Solar T2035 | IRP17 Utah South Solar F2035 | IRP17 SOregonCal Solar2030 | IRP17 SOregonCal Solar2031 | IRP17 SOregonCal Solar2032 | IRP17 SOregonCal Solar2033 | Deferral (Nameplate MW) | [7 empty] | IRP17 Yakima Solar2030 | IRP17 Yakima Solar2032 | IRP17 Yakima Solar2033 | IRP17 Utah South Solar T2033 | IRP17 Utah South Solar T2035 | IRP17 Utah South Solar F2035 | IRP17 SOregonCal Solar2030 | IRP17 SOregonCal Solar2031 | IRP17 SOregonCal Solar2032 | IRP17 SOregonCal Solar2033 | Resource Cost ($/kw-year) | [17 empty] | Deferred Cost (Millions $/year) | [19 empty] | Resource Cost ($/kw-year) | Deferred Cost (Millions $/year)
|  | Capacity | Energy | 31.06% |  | Type | East | West |  | IRP17 Aeolus Wind | IRP17 WYAE WindCDR2021 | IRP17 Dave Johnston Wind | IRP17 Goshen Wind 2 | IRP17 WallaW Wind | IRP17 Yakima Wind | IRP17 S Oregon Wind | IRP17 UT Wind | IRP17 Yakima Solar | IRP17 Yakima Solar | IRP17 Yakima Solar | IRP17 Utah South Solar T | IRP17 Utah South Solar T | IRP17 Utah South Solar F | IRP17 SOregonCal Solar | IRP17 SOregonCal Solar | IRP17 SOregonCal Solar | IRP17 SOregonCal Solar | IRP17 Aeolus Wind | IRP17 WYAE WindCDR2021 | IRP17 Dave Johnston Wind | IRP17 Goshen Wind 2 | IRP17 WallaW Wind | IRP17 Yakima Wind | IRP17 S Oregon Wind | IRP17 UT Wind | IRP17 Yakima Solar | IRP17 Yakima Solar | IRP17 Yakima Solar | IRP17 Utah South Solar T | IRP17 Utah South Solar T | IRP17 Utah South Solar F | IRP17 SOregonCal Solar | IRP17 SOregonCal Solar | IRP17 SOregonCal Solar | IRP17 SOregonCal Solar | IRP17 Aeolus Wind | IRP17 WYAE WindCDR2021 | IRP17 Dave Johnston Wind | IRP17 Goshen Wind 2 | IRP17 WallaW Wind | IRP17 Yakima Wind | IRP17 S Oregon Wind | IRP17 UT Wind | IRP17 Yakima Solar2030 | IRP17 Yakima Solar2032 | IRP17 Yakima Solar2033 | IRP17 Utah South Solar T2033 | IRP17 Utah South Solar T2035 | IRP17 Utah South Solar F2035 | IRP17 SOregonCal Solar2030' | IRP17 SOregonCal Solar2031 | IRP17 SOregonCal Solar2032 | IRP17 SOregonCal Solar2033 | IRP17 Aeolus Wind | IRP17 WYAE WindCDR2021 | IRP17 Dave Johnston Wind | IRP17 Goshen Wind 2 | IRP17 WallaW Wind | IRP17 Yakima Wind | IRP17 S Oregon Wind | IRP17 UT Wind | IRP17 Yakima Solar2030 | IRP17 Yakima Solar2032 | IRP17 Yakima Solar2033 | IRP17 Utah South Solar T2033 | IRP17 Utah South Solar T2035 | IRP17 Utah South Solar F2035 | IRP17 SOregonCal Solar2030' | IRP17 SOregonCal Solar2031 | IRP17 SOregonCal Solar2032 | IRP17 SOregonCal Solar2033 | Total Capacity Deferral |  | IRP17 Aeolus Trans | IRP17 Aeolus Trans
| Year | Price | Only Price | Capacity Factor
|  | $/kW-yr | $/MWh (2) | $/MWh |  | Wind | 15.8% | 11.78% |  | MW |  | MW | MW | MW | MW | MW | MW | MW | MW | MW | MW | MW | MW | MW | MW | MW | MW | MW | MW | MW | MW | MW | MW | MW | MW | MW | MW | MW | MW | MW | MW | MW | MW | MW | MW | $/kw-year | $/kw-year | $/kw-year | $/kw-year | $/kw-year | $/kw-year | $/kw-year | $/kw-year | $/kw-year | $/kw-year | $/kw-year | $/kw-year | $/kw-year | $/kw-year | $/kw-year | $/kw-year | $/kw-year | $/kw-year | Millions $/year | Millions $/year | Millions $/year | Millions $/year | Millions $/year | Millions $/year | Millions $/year | Millions $/year | Millions $/year | Millions $/year | Millions $/year | Millions $/year | Millions $/year | Millions $/year | Millions $/year | Millions $/year | Millions $/year | Millions $/year | Millions $/year |  | $/kw-year | Millions $/year
[6 empty] | Fixed | 37.91% | 53.86%
| 2018 | 0 | 16.7995 | 16.7995 |  | Tracking | 59.67% | 64.8% | 2018 | 0 | 0 | 0 | 0 | 0 | 0 | 0 | 0 | 0 | 0 | 0 | 0 | 0 | 0 | 0 | 0 | 0 | 0 | 0 | 0 | 0 | 0 | 0 | 0 | 0 | 0 | 0 | 0 | 0 | 0 | 0 | 0 | 0 | 0 | 0 | 0 | 37.15 | 37.15 | 40.71 | 38.32 | 38.32 | 38.32 | 38.32 | 38.32 | 19.12 | 19.12 | 19.12 | 20.09 | 20.09 | 19.09 | 20.12 | 20.12 | 20.12 | 20.12 | 0 | 0 | 0 | 0 | 0 | 0 | 0 | 0 | 0 | 0 | 0 | 0 | 0 | 0 | 0 | 0 | 0 | 0 | 0 | 2018 | 0 | 0
| 2019 | 0 | 16.5664 | 16.5664 |  | Gas | 100% | 100% | 2019 | 0 | 0 | 0 | 0 | 0 | 0 | 0 | 0 | 0 | 0 | 0 | 0 | 0 | 0 | 0 | 0 | 0 | 0 | 0 | 0 | 0 | 0 | 0 | 0 | 0 | 0 | 0 | 0 | 0 | 0 | 0 | 0 | 0 | 0 | 0 | 0 | 38.01 | 38.01 | 41.66 | 39.2 | 39.2 | 39.2 | 39.2 | 39.2 | 19.56 | 19.56 | 19.56 | 20.55 | 20.55 | 19.53 | 20.58 | 20.58 | 20.58 | 20.58 | 0 | 0 | 0 | 0 | 0 | 0 | 0 | 0 | 0 | 0 | 0 | 0 | 0 | 0 | 0 | 0 | 0 | 0 | 0 | 2019 | 0 | 0
| 2020 | 0 | 14.6469 | 14.6469 |  | Hydro | 100% | 100% | 2020 | 0 | 0 | 0 | 0 | 0 | 0 | 0 | 0 | 0 | 0 | 0 | 0 | 0 | 0 | 0 | 0 | 0 | 0 | 0 | 0 | 0 | 0 | 0 | 0 | 0 | 0 | 0 | 0 | 0 | 0 | 0 | 0 | 0 | 0 | 0 | 0 | -0.88 | 39.01 | 42.77 | 40.24 | 40.24 | 40.24 | 40.24 | 40.24 | 20.08 | 20.08 | 20.08 | 21.1 | 21.1 | 20.05 | 21.13 | 21.13 | 21.13 | 21.13 | 0 | 0 | 0 | 0 | 0 | 0 | 0 | 0 | 0 | 0 | 0 | 0 | 0 | 0 | 0 | 0 | 0 | 0 | 0 | 2020 | 7.8883 | 0
| 2021 | 0 | 15.4795 | 15.4795 |  |  |  |  | 2021 | 0 | 0 | 0 | 0 | 0 | 0 | 0 | 0 | 0 | 0 | 0 | 0 | 0 | 0 | 0 | 0 | 0 | 0 | 0 | 0 | 0 | 0 | 0 | 0 | 0 | 0 | 0 | 0 | 0 | 0 | 0 | 0 | 0 | 0 | 0 | 0 | -7 | -9.06 | 43.9 | 41.3 | 41.3 | 41.3 | 41.3 | 41.3 | 20.61 | 20.61 | 20.61 | 21.66 | 21.66 | 20.58 | 21.69 | 21.69 | 21.69 | 21.69 | 0 | 0 | 0 | 0 | 0 | 0 | 0 | 0 | 0 | 0 | 0 | 0 | 0 | 0 | 0 | 0 | 0 | 0 | 0 | 2021 | 48.591 | 0
| 2022 | 0 | 16.453 | 16.453 |  |  |  |  | 2022 | 0 | 0 | 0 | 0 | 0 | 0 | 0 | 0 | 0 | 0 | 0 | 0 | 0 | 0 | 0 | 0 | 0 | 0 | 0 | 0 | 0 | 0 | 0 | 0 | 0 | 0 | 0 | 0 | 0 | 0 | 0 | 0 | 0 | 0 | 0 | 0 | -4.22 | -6.34 | 45.02 | 42.34 | 42.34 | 42.34 | 42.34 | 42.34 | 21.13 | 21.13 | 21.13 | 22.21 | 22.21 | 21.1 | 22.24 | 22.24 | 22.24 | 22.24 | 0 | 0 | 0 | 0 | 0 | 0 | 0 | 0 | 0 | 0 | 0 | 0 | 0 | 0 | 0 | 0 | 0 | 0 | 0 | 2022 | 49.82 | 0
| 2023 | 0 | 18.3572 | 18.3572 |  |  |  |  | 2023 | 0 | 0 | 0 | 0 | 0 | 0 | 0 | 0 | 0 | 0 | 0 | 0 | 0 | 0 | 0 | 0 | 0 | 0 | 0 | 0 | 0 | 0 | 0 | 0 | 0 | 0 | 0 | 0 | 0 | 0 | 0 | 0 | 0 | 0 | 0 | 0 | -6.01 | -8.18 | 46.1 | 43.35 | 43.35 | 43.35 | 43.35 | 43.35 | 21.63 | 21.63 | 21.63 | 22.74 | 22.74 | 21.6 | 22.77 | 22.77 | 22.77 | 22.77 | 0 | 0 | 0 | 0 | 0 | 0 | 0 | 0 | 0 | 0 | 0 | 0 | 0 | 0 | 0 | 0 | 0 | 0 | 0 | 2023 | 51.01 | 0
| 2024 | 0 | 19.6957 | 19.6957 |  |  |  |  | 2024 | 0 | 0 | 0 | 0 | 0 | 0 | 0 | 0 | 0 | 0 | 0 | 0 | 0 | 0 | 0 | 0 | 0 | 0 | 0 | 0 | 0 | 0 | 0 | 0 | 0 | 0 | 0 | 0 | 0 | 0 | 0 | 0 | 0 | 0 | 0 | 0 | -3.31 | -5.53 | 47.18 | 44.36 | 44.36 | 44.36 | 44.36 | 44.36 | 22.14 | 22.14 | 22.14 | 23.27 | 23.27 | 22.11 | 23.3 | 23.3 | 23.3 | 23.3 | 0 | 0 | 0 | 0 | 0 | 0 | 0 | 0 | 0 | 0 | 0 | 0 | 0 | 0 | 0 | 0 | 0 | 0 | 0 | 2024 | 52.2 | 0
| 2025 | 0 | 23.9493 | 23.9493 |  |  |  |  | 2025 | 0 | 0 | 0 | 0 | 0 | 0 | 0 | 0 | 0 | 0 | 0 | 0 | 0 | 0 | 0 | 0 | 0 | 0 | 0 | 0 | 0 | 0 | 0 | 0 | 0 | 0 | 0 | 0 | 0 | 0 | 0 | 0 | 0 | 0 | 0 | 0 | -5.1 | -7.37 | 48.28 | 45.39 | 45.39 | 45.39 | 45.39 | 45.39 | 22.65 | 22.65 | 22.65 | 23.81 | 23.81 | 22.62 | 23.84 | 23.84 | 23.84 | 23.84 | 0 | 0 | 0 | 0 | 0 | 0 | 0 | 0 | 0 | 0 | 0 | 0 | 0 | 0 | 0 | 0 | 0 | 0 | 0 | 2025 | 53.41 | 0
| 2026 | 0 | 22.9255 | 22.9255 |  |  |  |  | 2026 | 0 | 0 | 0 | 0 | 0 | 0 | 0 | 0 | 0 | 0 | 0 | 0 | 0 | 0 | 0 | 0 | 0 | 0 | 0 | 0 | 0 | 0 | 0 | 0 | 0 | 0 | 0 | 0 | 0 | 0 | 0 | 0 | 0 | 0 | 0 | 0 | -2.35 | -4.67 | 49.39 | 46.42 | 46.42 | 46.42 | 46.42 | 46.42 | 23.17 | 23.17 | 23.17 | 24.35 | 24.35 | 23.13 | 24.38 | 24.38 | 24.38 | 24.38 | 0 | 0 | 0 | 0 | 0 | 0 | 0 | 0 | 0 | 0 | 0 | 0 | 0 | 0 | 0 | 0 | 0 | 0 | 0 | 2026 | 54.63 | 0
| 2027 | 0 | 23.691 | 23.691 |  |  |  |  | 2027 | 0 | 0 | 0 | 0 | 0 | 0 | 0 | 0 | 0 | 0 | 0 | 0 | 0 | 0 | 0 | 0 | 0 | 0 | 0 | 0 | 0 | 0 | 0 | 0 | 0 | 0 | 0 | 0 | 0 | 0 | 0 | 0 | 0 | 0 | 0 | 0 | -4.11 | -6.48 | 50.48 | 47.44 | 47.44 | 47.44 | 47.44 | 47.44 | 23.68 | 23.68 | 23.68 | 24.89 | 24.89 | 23.64 | 24.92 | 24.92 | 24.92 | 24.92 | 0 | 0 | 0 | 0 | 0 | 0 | 0 | 0 | 0 | 0 | 0 | 0 | 0 | 0 | 0 | 0 | 0 | 0 | 0 | 2027 | 55.83 | 0
| 2028 | 0 | 29.3913 | 29.3913 |  |  |  |  | 2028 | 0 | 0 | 0 | 0 | 0 | 0 | 0 | 0 | 0 | 0 | 0 | 0 | 0 | 0 | 0 | 0 | 0 | 0 | 0 | 0 | 0 | 0 | 0 | 0 | 0 | 0 | 0 | 0 | 0 | 0 | 0 | 0 | 0 | 0 | 0 | 0 | -1.37 | -3.79 | 51.58 | 48.47 | 48.47 | 48.47 | 48.47 | 48.47 | 24.19 | 24.19 | 24.19 | 25.43 | 25.43 | 24.15 | 25.46 | 25.46 | 25.46 | 25.46 | 0 | 0 | 0 | 0 | 0 | 0 | 0 | 0 | 0 | 0 | 0 | 0 | 0 | 0 | 0 | 0 | 0 | 0 | 0 | 2028 | 57.04 | 0
| 2029 | 0 | 32.2947 | 32.2947 |  |  |  |  | 2029 | 0 | 0 | 0 | 0 | 0 | 0 | 0 | 0 | 0 | 0 | 0 | 0 | 0 | 0 | 0 | 0 | 0 | 0 | 0 | 0 | 0 | 0 | 0 | 0 | 0 | 0 | 0 | 0 | 0 | 0 | 0 | 0 | 0 | 0 | 0 | 0 | -3.07 | -5.54 | 52.71 | 49.53 | 49.53 | 49.53 | 49.53 | 49.53 | 24.72 | 24.72 | 24.72 | 25.99 | 25.99 | 24.68 | 26.02 | 26.02 | 26.02 | 26.02 | 0 | 0 | 0 | 0 | 0 | 0 | 0 | 0 | 0 | 0 | 0 | 0 | 0 | 0 | 0 | 0 | 0 | 0 | 0 | 2029 | 58.29 | 0
| 2030 | 122.4463 | 2.6333 | 50.4251 |  |  |  |  | 2030 | 0 | 0 | 0 | 0 | 0 | 0 | 0 | 0 | 5.6215 | 0 | 0 | 0 | 0 | 0 | 0 | 0 | 0 | 0 | 0 | 0 | 0 | 0 | 0 | 0 | 0 | 0 | 10.437 | 0 | 0 | 0 | 0 | 0 | 0 | 0 | 0 | 0 | 18.54 | -7.27 | 150.03 | 50.61 | 50.61 | 50.61 | 50.61 | 50.61 | 117.32 | 25.26 | 25.26 | 26.55 | 26.55 | 25.22 | 120.42 | 26.59 | 26.59 | 26.59 | 0 | 0 | 0 | 0 | 0 | 0 | 0 | 0 | 1.2245 | 0 | 0 | 0 | 0 | 0 | 0 | 0 | 0 | 0 | 1.2245 | 2030 | 59.56 | 0
| 2031 | 125.0556 | 2.9289 | 51.9844 |  |  |  |  | 2031 | 0 | 0 | 0 | 0 | 0 | 0 | 0 | 0 | 0 | 0 | 0 | 0 | 0 | 0 | 0 | 0 | 0 | 0 | 0 | 0 | 0 | 0 | 0 | 0 | 0 | 0 | 0 | 0 | 0 | 0 | 0 | 0 | 0 | 0 | 0 | 0 | 137.82 | 135.24 | 153.23 | 51.69 | 51.69 | 51.69 | 51.69 | 51.69 | 119.82 | 25.8 | 25.8 | 27.12 | 27.12 | 25.76 | 122.98 | 120.45 | 27.16 | 27.16 | 0 | 0 | 0 | 0 | 0 | 0 | 0 | 0 | 1.2506 | 0 | 0 | 0 | 0 | 0 | 0 | 0 | 0 | 0 | 1.2506 | 2031 | 60.83 | 0
| 2032 | 127.6752 | 3.037 | 53.2745 |  |  |  |  | 2032 | 0 | 0 | 0 | 0 | 0 | 0 | 0 | 0 | 0 | 0 | 0 | 0 | 0 | 0 | 0 | 0 | 0 | 0 | 0 | 0 | 0 | 0 | 0 | 0 | 0 | 0 | 0 | 0 | 0 | 0 | 0 | 0 | 0 | 0 | 0 | 0 | 140.69 | 138.05 | 156.44 | 52.77 | 52.77 | 52.77 | 52.77 | 52.77 | 122.33 | 117.35 | 26.34 | 27.69 | 27.69 | 26.3 | 125.56 | 122.97 | 120.49 | 27.73 | 0 | 0 | 0 | 0 | 0 | 0 | 0 | 0 | 1.2768 | 0 | 0 | 0 | 0 | 0 | 0 | 0 | 0 | 0 | 1.2768 | 2032 | 62.1 | 0
| 2033 | 130.3367 | -1.7046 | 49.9376 |  |  |  |  | 2033 | 0 | 0 | 0 | 0 | 0 | 0 | 0 | 0 | 0 | 0 | 0 | 0 | 0 | 0 | 0 | 0 | 0 | 0 | 0 | 0 | 0 | 0 | 0 | 0 | 0 | 0 | 0 | 0 | 0 | 0 | 0 | 0 | 0 | 0 | 0 | 0 | 143.6 | 140.91 | 159.7 | 154.78 | 53.87 | 53.87 | 53.87 | 53.87 | 124.88 | 119.79 | 117.38 | 118.27 | 28.27 | 26.85 | 128.18 | 125.53 | 123 | 120.54 | 0 | 0 | 0 | 0 | 0 | 0 | 0 | 0 | 1.3034 | 0 | 0 | 0 | 0 | 0 | 0 | 0 | 0 | 0 | 1.3034 | 2033 | 63.39 | 0
| 2034 | 133.0294 | -1.1011 | 51.873 |  |  |  |  | 2034 | 0 | 0 | 0 | 0 | 0 | 0 | 0 | 0 | 0 | 0 | 0 | 0 | 0 | 0 | 0 | 0 | 0 | 0 | 0 | 0 | 0 | 0 | 0 | 0 | 0 | 0 | 0 | 0 | 0 | 0 | 0 | 0 | 0 | 0 | 0 | 0 | 146.54 | 143.79 | 163 | 157.97 | 54.98 | 54.98 | 54.98 | 54.98 | 127.46 | 122.27 | 119.81 | 120.71 | 28.85 | 27.4 | 130.82 | 128.12 | 125.54 | 123.03 | 0 | 0 | 0 | 0 | 0 | 0 | 0 | 0 | 1.3303 | 0 | 0 | 0 | 0 | 0 | 0 | 0 | 0 | 0 | 1.3303 | 2034 | 64.7 | 0
| 2035 | 135.7534 | 1.1168 | 55.4472 |  |  |  |  | 2035 | 0 | 0 | 0 | 0 | 0 | 0 | 0 | 0 | 0 | 0 | 0 | 0 | 0 | 0 | 0 | 0 | 0 | 0 | 0 | 0 | 0 | 0 | 0 | 0 | 0 | 0 | 0 | 0 | 0 | 0 | 0 | 0 | 0 | 0 | 0 | 0 | 149.52 | 146.71 | 166.35 | 161.22 | 156.83 | 156.83 | 155.39 | 56.11 | 130.07 | 124.78 | 122.27 | 123.19 | 118.42 | 115.12 | 133.5 | 130.75 | 128.12 | 125.55 | 0 | 0 | 0 | 0 | 0 | 0 | 0 | 0 | 1.3575 | 0 | 0 | 0 | 0 | 0 | 0 | 0 | 0 | 0 | 1.3575 | 2035 | 66.03 | 0
| 2036 | 138.5192 | 3.5463 | 59.155 |  |  |  |  | 2036 | 0 | 0 | 0 | 0 | 0 | 0 | 0 | 0 | 0 | 0 | 0 | 0 | 0 | 0 | 0 | 0 | 0 | 0 | 0 | 0 | 0 | 0 | 0 | 0 | 0 | 0 | 0 | 0 | 0 | 0 | 0 | 0 | 0 | 0 | 0 | 0 | 152.53 | 149.66 | 169.73 | 164.5 | 160.02 | 160.02 | 158.55 | 154.58 | 132.72 | 127.32 | 124.76 | 125.7 | 120.83 | 117.46 | 136.22 | 133.41 | 130.73 | 128.1 | 0 | 0 | 0 | 0 | 0 | 0 | 0 | 0 | 1.3852 | 0 | 0 | 0 | 0 | 0 | 0 | 0 | 0 | 0 | 1.3852 | 2036 | 67.37 | 0
| 2037 | 141.3163 | 3.6237 | 60.4651 |  |  |  |  | 2037 | 0 | 0 | 0 | 0 | 0 | 0 | 0 | 0 | 0 | 0 | 0 | 0 | 0 | 0 | 0 | 0 | 0 | 0 | 0 | 0 | 0 | 0 | 0 | 0 | 0 | 0 | 0 | 0 | 0 | 0 | 0 | 0 | 0 | 0 | 0 | 0 | 155.61 | 152.68 | 173.14 | 167.81 | 163.24 | 163.24 | 161.74 | 157.7 | 135.4 | 129.89 | 127.28 | 128.24 | 123.27 | 119.82 | 138.97 | 136.1 | 133.37 | 130.68 | 0 | 0 | 0 | 0 | 0 | 0 | 0 | 0 | 1.4132 | 0 | 0 | 0 | 0 | 0 | 0 | 0 | 0 | 0 | 1.4132 | 2037 | 68.73 | 0
| 2038 | 144.1343 | #DIV/0! | #DIV/0! |  |  |  |  | 2038 | 0 | 0 | 0 | 0 | 0 | 0 | 0 | 0 | 0 | 0 | 0 | 0 | 0 | 0 | 0 | 0 | 0 | 0 | 0 | 0 | 0 | 0 | 0 | 0 | 0 | 0 | 0 | 0 | 0 | 0 | 0 | 0 | 0 | 0 | 0 | 0 | 158.75 | 155.76 | 176.6 | 171.17 | 166.5 | 166.5 | 164.97 | 160.85 | 138.1 | 132.48 | 129.82 | 130.8 | 125.73 | 122.21 | 141.74 | 138.82 | 136.03 | 133.29 | 0 | 0 | 0 | 0 | 0 | 0 | 0 | 0 | 1.4413 | 0 | 0 | 0 | 0 | 0 | 0 | 0 | 0 | 0 | 1.4413 | 2038 | 70.1 | 0
[16 empty] | Year of deferral |  | 2030 | 2032 | 2033 | 2033 | 2035 | 2035 | 2030 | 2031 | 2032 | 2033
15 Year Starting 2018 | [15 empty] | if Defferred 1 |  | 1 | 0 | 0 | 0 | 0 | 0 | 0 | 0 | 0 | 0
| 15 year Levelized Prices (Nominal) @ 6.91% Discount Rate (1) (3) |  |  |  | Discount Rate - 2017 IRP update
| $/kW | 16.5343 |  |  | 6.91%
| $/MWh |  | 17.5571 | 23.6338
15 Year Starting 2019
15 year Levelized Prices (Nominal) @ 0.00% Discount Rate (1) (3)
| $/kW | 23.1616
| $/MWh |  | 16.9179 | 25.4303
20 Year Starting 2019
15 year Levelized Prices (Nominal) @ 0.00% Discount Rate (1) (3)
| $/kW | 40.3726
| $/MWh |  | 14.9101 | 29.7479
Footnotes:
(1) Discount Rate - 2017 IRP update
(2) 'Energy Only' is the GRID calculated costs and includes some capacity costs.
TRUE
8

## Table 2
Table 2
Avoided Energy Costs - Scheduled Hours ($/MWh)
QF - Sch37 - UT - Solar T - 10.0 MW and 31.1% CF
Year |  | Winter Season |  |  |  |  | Summer Season |  |  |  | Winter Season
| Annual | Jan | Feb | Mar | Apr | May | Jun | Jul | Aug | Sep | Oct | Nov | Dec
Energy Only
2018 | 16.7995 | 13.8753 | 12.3328 | 9.0452 | 11.0302 | 11.0987 | 11.2103 | 19.6456 | 21.3064 | 16.0155 | 13.2262 | 13.8939 | 81.7112
2019 | 16.5664 | 17.7188 | 14.3042 | 9.2837 | 10.0044 | 11.254 | 12.8165 | 19.9524 | 20.16 | 15.0509 | 12.9349 | 14.7748 | 69.4216
2020 | 14.6469 | 15.6697 | 13.2526 | 9.7214 | 9.5794 | 11.2492 | 12.2085 | 27.1772 | 19.3812 | 15.0164 | 13.6889 | 10.4384 | 14.6249
2021 | 15.4795 | 16.8908 | 14.2278 | 11.9104 | 9.4077 | 12.2147 | 14.2669 | 21.1462 | 20.8256 | 16.3705 | 14.7188 | 15.4324 | 20.1035
2022 | 16.453 | 17.1955 | 14.5178 | 11.2555 | 10.2415 | 14.0386 | 15.0845 | 22.2661 | 22.0079 | 18.2054 | 16.0376 | 16.5624 | 20.7562
2023 | 18.3572 | 17.5177 | 16.0299 | 11.911 | 10.6706 | 14.0257 | 15.9008 | 34.7024 | 22.5965 | 18.5916 | 16.2999 | 16.7983 | 24.0065
2024 | 19.6957 | 17.7668 | 15.154 | 11.6962 | 11.1587 | 16.6279 | 17.6002 | 37.4994 | 24.2113 | 19.7539 | 18.4447 | 19.676 | 22.745
2025 | 23.9493 | 20.2678 | 18.0931 | 14.8242 | 15.7902 | 17.1176 | 20.0636 | 41.5605 | 32.6993 | 31.0137 | 21.8001 | 21.9426 | 24.7185
2026 | 22.9255 | 22.7122 | 21.6747 | 14.9939 | 15.7157 | 16.7662 | 20.5326 | 42.955 | 26.5778 | 21.7833 | 21.9996 | 21.7277 | 25.5519
2027 | 23.691 | 23.1236 | 21.5503 | 17.0484 | 15.7037 | 17.4831 | 20.9677 | 43.8982 | 28.6532 | 22.2498 | 22.6045 | 22.5006 | 25.2387
2028 | 29.3913 | 26.3006 | 23.8112 | 19.8736 | 18.8799 | 20.7615 | 22.554 | 52.281 | 36.0684 | 27.5637 | 23.7992 | 33.1569 | 61.2872
2029 | 32.2947 | 27.4112 | 23.4736 | 22.079 | 20.4432 | 23.4541 | 24.8544 | 55.5687 | 42.8415 | 32.2016 | 26.7955 | 27.7364 | 72.5426
2030 | 2.6333 | -1.8236 | 2.65 | 8.6006 | 8.2468 | 8.4837 | 6.264 | 0.47883 | 4.88 | -4.8364 | -4.2502 | -5.3799 | -4.112
2031 | 2.9289 | -1.3387 | 2.2327 | 8.8907 | 8.3427 | 7.6139 | 7.6371 | -0.22753 | 5.7682 | -4.5883 | -3.05 | -4.5323 | -3.7803
2032 | 3.037 | -0.95771 | 3.1415 | 10.2333 | 9.4426 | 9.2635 | 7.2618 | -0.15409 | 5.4432 | -5.1037 | -3.622 | -8.3065 | -3.8518
2033 | -1.7046 | -5.8684 | -0.19761 | 6.2344 | 4.4604 | 5.1491 | 1.8482 | -4.0406 | 2.1704 | -11.9554 | -9.2034 | -14.8522 | -8.2899
2034 | -1.1011 | -6.1283 | -0.83762 | 6.5647 | 4.1188 | 5.9402 | 1.844 | -3.6066 | 3.2214 | -10.4927 | -6.4265 | -14.1628 | -7.9282
2035 | 1.1168 | -5.5728 | -1.9165 | 7.2398 | 4.0176 | 6.5178 | 6.5485 | 1.2585 | 6.1189 | -6.339 | -3.4288 | -10.8547 | -9.7186
2036 | 3.5463 | -4.6558 | 0.50094 | 7.318 | 7.7056 | 8.0633 | 7.6796 | 7.0147 | 8.9368 | -2.5374 | -3.2537 | -7.8129 | -6.8096
2037 | 0 | 0 | 0 | 0 | 0 | 0 | 0 | 0 | 0 | 0 | 0 | 0 | 0

## Table 3 YK Solar 2030
Table 3
2017 IRP Yakima Solar Resource-2030
25% Capacity Factor
Year | Estimated Capital Cost | Fixed Capital Cost at Real Levelized Rate | Fixed O&M | Fixed Costs | Variable O&M | Tax Credit | Avoided Cost (before Integration Cost) | Total Resource Costs | Wind Integration Cost
| $/kW | $/kW-yr | $/kW-yr | $/MWh | $/MWh | $/MWh | $/MWh | $/kW-yr | $/MWh
| (a) | (b) | (c) | (d) | (e) | (f) | (g) | (h) | (h)
2017 IRP Yakima Solar Resource-2030 - 25% Capacity Factor
2016
2017 |  |  | 18.7418 | 8.5922 | 0 | 0 | 8.5922 | 18.74 | 0.61669
2018 |  |  | 19.12 | 8.7657 | 0 | 0 | 8.7657 | 19.12 | 0.63
2019 |  |  | 19.56 | 8.9674 | 0 | 0 | 8.9674 | 19.56 | 0.64
2020 |  |  | 20.08 | 9.2058 | 0 | 0 | 9.2058 | 20.08 | 0.66
2021 |  |  | 20.61 | 9.4488 | 0 | 0 | 9.4488 | 20.61 | 0.68
2022 |  |  | 21.13 | 9.6872 | 0 | 0 | 9.6872 | 21.13 | 0.7
2023 |  |  | 21.63 | 9.9164 | 0 | 0 | 9.9164 | 21.63 | 0.72
2024 |  |  | 22.14 | 10.1502 | 0 | 0 | 10.1502 | 22.14 | 0.74
2025 |  |  | 22.65 | 10.384 | 0 | 0 | 10.384 | 22.65 | 0.76
2026 |  |  | 23.17 | 10.6224 | 0 | 0 | 10.6224 | 23.17 | 0.78
2027 |  |  | 23.68 | 10.8562 | 0 | 0 | 10.8562 | 23.68 | 0.8
2028 |  |  | 24.19 | 11.09 | 0 | 0 | 11.09 | 24.19 | 0.82
2029 |  |  | 24.72 | 11.333 | 0 | 0 | 11.333 | 24.72 | 0.84
2030 | 1192.5045 | 92.0573 | 25.26 | 53.7847 | 0 | 0 | 53.7847 | 117.32 | 0.86
2031 |  | 94.02 | 25.8 | 54.9321 | 0 | 0 | 54.9321 | 119.82 | 0.88
2032 |  | 95.99 | 26.34 | 56.0828 | 0 | 0 | 56.0828 | 122.33 | 0.9
2033 |  | 97.99 | 26.89 | 57.2518 | 0 | 0 | 57.2518 | 124.88 | 0.92
2034 |  | 100.01 | 27.45 | 58.4347 | 0 | 0 | 58.4347 | 127.46 | 0.94
2035 |  | 102.06 | 28.01 | 59.6312 | 0 | 0 | 59.6312 | 130.07 | 0.96
2036 |  | 104.14 | 28.58 | 60.8461 | 0 | 0 | 60.8461 | 132.72 | 0.98
2037 |  | 106.24 | 29.16 | 62.0748 | 0 | 0 | 62.0748 | 135.4 | 1
2038 |  | 108.36 | 29.74 | 63.3126 | 0 | 0 | 63.3126 | 138.1 | 1.02
2039 |  | 110.54 | 30.34 | 64.5871 | 0 | 0 | 64.5871 | 140.88 | 1.04
2040 |  | 112.77 | 30.95 | 65.8891 | 0 | 0 | 65.8891 | 143.72 | 1.06
2041 |  | 115.07 | 31.58 | 67.2324 | 0 | 0 | 67.2324 | 146.65 | 1.08
2042 |  | 117.44 | 32.23 | 68.6169 | 0 | 0 | 68.6169 | 149.67 | 1.1
Sources, Inputs and Assumptions
Source: | (c)(f) | Plant Costs - 2017 IRP Update - Table 5.4 & 5.5
| (a) | Plant capacity cost
| (b) | = (a) x 0.0771966024070909
| (d) | = ((b) + (c)) / (8.76 x 24.9%)
| (g) | = (d) + (f)
| (h) | Plant Costs - 2017 IRP Update - Table 5.4 & 5.5
2017 IRP Yakima Solar Resource-2030 - 25% Capacity Factor
| Solar | Cost and Input Assumptions
2030 $ | 1192.5045 | Plant capacity cost |  |  |  | $/kW-yr
2017 $ | 18.7418 | Fixed O&M, plus on-going capital cost |  |  |  | $/kW-yr
2017 $ | 0.61669 | Integration Cost |  |  |  | $/MWH
2017 $ | 0 | Variable O&M |  |  |  | $/MWH
2017 $ |  | Tax Credit $/MWh |  |  |  | $/MWH
| 7.72% | Payment Factor
| 24.9% | Capacity Factor
Company Official Inflation Forecast Dated March 30, 2018
| 2017 | 1.8% |  | 2026 | 2.275% |  | 2035 |  | 2.055%
| 2018 | 2.002% |  | 2027 | 2.202% |  | 2036 |  | 2.034%
| 2019 | 2.302% |  | 2028 | 2.167% |  | 2037 |  | 2.015%
| 2020 | 2.657% |  | 2029 | 2.188% |  | 2038 |  | 1.998%
| 2021 | 2.634% |  | 2030 | 2.172% |  | 2039 |  | 2.009%
| 2022 | 2.519% |  | 2031 | 2.128% |  | 2040 |  | 2.017%
| 2023 | 2.386% |  | 2032 | 2.093% |  | 2041 |  | 2.039%
| 2024 | 2.339% |  | 2033 | 2.08% |  | 2042 |  | 2.062%
| 2025 | 2.312% |  | 2034 | 2.066% |  | 2043 |  | 2.089%

## Table 4
Appendix B
Table 4
Burnertip Natural Gas Price Forecast |  |  |  | Quote Date
QF - Sch37 - UT - Solar T - 10.0 MW and 31.1% CF |  |  |  | 2018-03-30
PacifiCorp
| Delivered | Delivered | Delivered
Year | IRP - Utah Greenfield | IRP West Side | IRP - Wyo NE
| Fuel Cost | Fuel Cost | Fuel Cost
2016 | 2.32 | 2.3 | 2.35
2017 | 2.71 | 2.77 | 2.76 |  | IRP - Utah Greenfield | IRP West Side | IRP - Wyo NE |  |  | IRP West Side
2018 | 2.21 | 2.09 | 2.21 | Peak Type: | Delivered | Delivered | Delivered | Year | IRP - Utah Greenfield | West Side | IRP - Wyo NE
2019 | 2.06 | 1.95 | 2.03 | 2016-01-01 | 2.2764 | 2.3749 | 2.2758 | 2016 | 47 | 43 | 46
2020 | 2.15 | 2.02 | 2.13 | 2016-02-01 | 1.8452 | 1.7746 | 1.829 | 2016
2021 | 2.24 | 2.15 | 2.23 | 2016-03-01 | 1.5254 | 1.4851 | 1.5765 | 2016
2022 | 2.33 | 2.23 | 2.34 | 2016-04-01 | 1.691 | 1.4974 | 1.7513 | 2016
2023 | 2.42 | 2.38 | 2.42 | 2016-05-01 | 1.731 | 1.5719 | 1.8005 | 2016
2024 | 2.88 | 2.86 | 2.91 | 2016-06-01 | 2.3388 | 2.1751 | 2.3648 | 2016
2025 | 3.56 | 3.54 | 3.59 | 2016-07-01 | 2.581 | 2.5038 | 2.6063 | 2016
2026 | 3.82 | 3.8 | 3.85 | 2016-08-01 | 2.6354 | 2.6478 | 2.6356 | 2016
2027 | 3.94 | 3.93 | 3.97 | 2016-09-01 | 2.7123 | 2.7715 | 2.7682 | 2016
2028 | 4.15 | 4.19 | 4.18 | 2016-10-01 | 2.6863 | 2.6942 | 2.75 | 2016
2029 | 4.53 | 4.64 | 4.56 | 2016-11-01 | 2.2696 | 2.2677 | 2.3067 | 2016
2030 | 4.98 | 5.1 | 5.02 | 2016-12-01 | 3.5124 | 3.8168 | 3.5519 | 2016
2031 | 5.01 | 5.09 | 5.05 | 2017-01-01 | 3.2524 | 3.5318 | 3.2802 | 2017
2032 | 5.39 | 5.48 | 5.43 | 2017-02-01 | 2.6306 | 2.6904 | 2.6686 | 2017
2033 | 5.67 | 5.78 | 5.71 | 2017-03-01 | 2.5701 | 2.5432 | 2.6204 | 2017
2034 | 5.61 | 5.67 | 5.65 | 2017-04-01 | 2.7337 | 2.7294 | 2.8173 | 2017
2035 | 5.8 | 5.82 | 5.84 | 2017-05-01 | 2.7935 | 2.7212 | 2.8496 | 2017
2036 | 5.75 | 5.77 | 5.79 | 2017-06-01 | 2.8755 | 2.8529 | 2.9027 | 2017
2037 | 6.09 | 6.15 | 6.13 | 2017-07-01 | 2.6189 | 2.4946 | 2.6888 | 2017
2038 | 6.5 | 6.59 | 6.54 | 2017-08-01 | 2.6204 | 2.6662 | 2.6401 | 2017
2039 | 6.74 | 6.86 | 6.78 | 2017-09-01 | 2.6225 | 2.6887 | 2.6857 | 2017
2040 | 7.13 | 7.27 | 7.17 | 2017-10-01 | 2.574 | 2.6534 | 2.6111 | 2017
2041 | 7.28 | 7.42 | 7.32 | 2017-11-01 | 2.7399 | 2.7911 | 2.7825 | 2017
2042 | 4.86 | 4.94 | 4.9 | 2017-12-01 | 2.5384 | 2.8225 | 2.5594 | 2017
|  |  |  | 2018-01-01 | 2.9554 | 2.824 | 3.144 | 2018
|  |  |  | 2018-02-01 | 2.2569 | 2.2686 | 2.293 | 2018
|  |  |  | 2018-03-01 | 2.1272 | 2.1974 | 2.2034 | 2018
Official Forward Price Curve Forecast dated Mar 30, 2018 |  |  |  | 2018-04-01 | 1.9121 | 1.8212 | 1.8867 | 2018
|  |  |  | 2018-05-01 | 1.9662 | 1.7263 | 1.9564 | 2018
|  |  |  | 2018-06-01 | 2.0632 | 1.7547 | 2.0538 | 2018
|  |  |  | 2018-07-01 | 2.1438 | 1.8581 | 2.1219 | 2018
|  |  |  | 2018-08-01 | 2.1973 | 1.9561 | 2.1731 | 2018
|  |  |  | 2018-09-01 | 2.1524 | 1.9133 | 2.1306 | 2018
|  |  |  | 2018-10-01 | 2.079 | 1.9434 | 2.0543 | 2018
|  |  |  | 2018-11-01 | 2.1356 | 2.2056 | 2.0855 | 2018
|  |  |  | 2018-12-01 | 2.5035 | 2.636 | 2.4524 | 2018
|  |  |  | 2019-01-01 | 2.5907 | 2.5302 | 2.5682 | 2019
|  |  |  | 2019-02-01 | 2.4825 | 2.3635 | 2.4314 | 2019
|  |  |  | 2019-03-01 | 2.1927 | 2.081 | 2.1711 | 2019
|  |  |  | 2019-04-01 | 1.782 | 1.5292 | 1.7484 | 2019
|  |  |  | 2019-05-01 | 1.7657 | 1.5784 | 1.7243 | 2019
|  |  |  | 2019-06-01 | 1.7871 | 1.5814 | 1.7484 | 2019
|  |  |  | 2019-07-01 | 1.9443 | 1.7499 | 1.9088 | 2019
|  |  |  | 2019-08-01 | 1.9494 | 1.7467 | 1.9139 | 2019
|  |  |  | 2019-09-01 | 1.8341 | 1.7404 | 1.8058 | 2019
|  |  |  | 2019-10-01 | 1.8361 | 1.7695 | 1.8155 | 2019
|  |  |  | 2019-11-01 | 2.1795 | 2.2319 | 2.1398 | 2019
|  |  |  | 2019-12-01 | 2.3922 | 2.4915 | 2.3586 | 2019
|  |  |  | 2020-01-01 | 2.4897 | 2.432 | 2.4898 | 2020
|  |  |  | 2020-02-01 | 2.4519 | 2.3848 | 2.48 | 2020
|  |  |  | 2020-03-01 | 2.3279 | 2.304 | 2.2864 | 2020
|  |  |  | 2020-04-01 | 1.9647 | 1.6552 | 1.8755 | 2020
|  |  |  | 2020-05-01 | 1.882 | 1.6393 | 1.8616 | 2020
|  |  |  | 2020-06-01 | 1.9055 | 1.663 | 1.8903 | 2020
|  |  |  | 2020-07-01 | 1.9958 | 1.802 | 1.9759 | 2020
|  |  |  | 2020-08-01 | 1.9989 | 1.8115 | 1.979 | 2020
|  |  |  | 2020-09-01 | 1.981 | 1.8161 | 1.9662 | 2020
|  |  |  | 2020-10-01 | 2.0545 | 1.88 | 2.0348 | 2020
|  |  |  | 2020-11-01 | 2.2611 | 2.2854 | 2.2321 | 2020
|  |  |  | 2020-12-01 | 2.4744 | 2.5512 | 2.4514 | 2020
|  |  |  | 2021-01-01 | 2.6091 | 2.5746 | 2.5994 | 2021
|  |  |  | 2021-02-01 | 2.6116 | 2.5037 | 2.6122 | 2021
|  |  |  | 2021-03-01 | 2.5147 | 2.4102 | 2.5174 | 2021
|  |  |  | 2021-04-01 | 2.0274 | 1.7708 | 2.0205 | 2021
|  |  |  | 2021-05-01 | 1.931 | 1.7442 | 1.9236 | 2021
|  |  |  | 2021-06-01 | 1.9693 | 1.7758 | 1.9621 | 2021
|  |  |  | 2021-07-01 | 2.0402 | 1.892 | 2.0333 | 2021
|  |  |  | 2021-08-01 | 2.0504 | 1.9094 | 2.0435 | 2021
|  |  |  | 2021-09-01 | 2.0601 | 1.9314 | 2.0533 | 2021
|  |  |  | 2021-10-01 | 2.1004 | 2.1307 | 2.0937 | 2021
|  |  |  | 2021-11-01 | 2.3815 | 2.4973 | 2.3709 | 2021
|  |  |  | 2021-12-01 | 2.5846 | 2.6736 | 2.58 | 2021
|  |  |  | 2022-01-01 | 2.7009 | 2.6352 | 2.6942 | 2022
|  |  |  | 2022-02-01 | 2.6856 | 2.57 | 2.6942 | 2022
|  |  |  | 2022-03-01 | 2.632 | 2.4863 | 2.6378 | 2022
|  |  |  | 2022-04-01 | 2.1244 | 1.8681 | 2.1281 | 2022
|  |  |  | 2022-05-01 | 2.0331 | 1.8499 | 2.044 | 2022
|  |  |  | 2022-06-01 | 2.0611 | 1.8719 | 2.0645 | 2022
|  |  |  | 2022-07-01 | 2.1269 | 1.9951 | 2.1383 | 2022
|  |  |  | 2022-08-01 | 2.1453 | 2.0188 | 2.1568 | 2022
|  |  |  | 2022-09-01 | 2.1489 | 2.036 | 2.1527 | 2022
|  |  |  | 2022-10-01 | 2.1994 | 2.2327 | 2.2111 | 2022
|  |  |  | 2022-11-01 | 2.48 | 2.4924 | 2.4595 | 2022
|  |  |  | 2022-12-01 | 2.6637 | 2.7219 | 2.6491 | 2022
|  |  |  | 2023-01-01 | 2.7698 | 2.7492 | 2.7531 | 2023
|  |  |  | 2023-02-01 | 2.7662 | 2.6721 | 2.7623 | 2023
|  |  |  | 2023-03-01 | 2.6871 | 2.6058 | 2.6829 | 2023
|  |  |  | 2023-04-01 | 2.2177 | 2.0515 | 2.2269 | 2023
|  |  |  | 2023-05-01 | 2.1341 | 2.0358 | 2.1455 | 2023
|  |  |  | 2023-06-01 | 2.1647 | 2.0513 | 2.1737 | 2023
|  |  |  | 2023-07-01 | 2.205 | 2.1849 | 2.2167 | 2023
|  |  |  | 2023-08-01 | 2.2285 | 2.2124 | 2.2403 | 2023
|  |  |  | 2023-09-01 | 2.2356 | 2.2281 | 2.2449 | 2023
|  |  |  | 2023-10-01 | 2.2948 | 2.4065 | 2.3069 | 2023
|  |  |  | 2023-11-01 | 2.5524 | 2.5509 | 2.5554 | 2023
|  |  |  | 2023-12-01 | 2.7259 | 2.8074 | 2.7219 | 2023
|  |  |  | 2024-01-01 | 2.7349 | 2.8225 | 2.8156 | 2024
|  |  |  | 2024-02-01 | 2.8464 | 2.7434 | 2.8228 | 2024
|  |  |  | 2024-03-01 | 2.6623 | 2.6769 | 2.7434 | 2024
|  |  |  | 2024-04-01 | 2.1916 | 2.1123 | 2.2772 | 2024
|  |  |  | 2024-05-01 | 2.81 | 2.7078 | 2.8242 | 2024
|  |  |  | 2024-06-01 | 2.8386 | 2.7389 | 2.8504 | 2024
|  |  |  | 2024-07-01 | 2.9247 | 2.8891 | 2.9394 | 2024
|  |  |  | 2024-08-01 | 2.9562 | 2.9128 | 2.9711 | 2024
|  |  |  | 2024-09-01 | 2.9598 | 2.9273 | 2.9721 | 2024
|  |  |  | 2024-10-01 | 2.9696 | 3.0198 | 2.9845 | 2024
|  |  |  | 2024-11-01 | 3.2634 | 3.2688 | 3.2693 | 2024
|  |  |  | 2024-12-01 | 3.4226 | 3.5404 | 3.4215 | 2024
|  |  |  | 2025-01-01 | 3.4679 | 3.5626 | 3.5518 | 2025
|  |  |  | 2025-02-01 | 3.5035 | 3.4617 | 3.4826 | 2025
|  |  |  | 2025-03-01 | 3.2089 | 3.1999 | 3.2922 | 2025
|  |  |  | 2025-04-01 | 2.8317 | 2.7197 | 2.9199 | 2025
|  |  |  | 2025-05-01 | 3.4859 | 3.3798 | 3.503 | 2025
|  |  |  | 2025-06-01 | 3.5123 | 3.4265 | 3.527 | 2025
|  |  |  | 2025-07-01 | 3.6443 | 3.5932 | 3.662 | 2025
|  |  |  | 2025-08-01 | 3.6839 | 3.6132 | 3.7018 | 2025
|  |  |  | 2025-09-01 | 3.6839 | 3.6266 | 3.6992 | 2025
|  |  |  | 2025-10-01 | 3.6443 | 3.6332 | 3.662 | 2025
|  |  |  | 2025-11-01 | 3.9743 | 3.9867 | 3.9832 | 2025
|  |  |  | 2025-12-01 | 4.1194 | 4.2734 | 4.1212 | 2025
|  |  |  | 2026-01-01 | 4.2009 | 4.3028 | 4.2878 | 2026
|  |  |  | 2026-02-01 | 4.1604 | 4.18 | 4.1423 | 2026
|  |  |  | 2026-03-01 | 3.7554 | 3.7229 | 3.841 | 2026
|  |  |  | 2026-04-01 | 3.4719 | 3.3272 | 3.5627 | 2026
|  |  |  | 2026-05-01 | 3.5123 | 3.3749 | 3.5295 | 2026
|  |  |  | 2026-06-01 | 3.5394 | 3.4431 | 3.5541 | 2026
|  |  |  | 2026-07-01 | 3.7149 | 3.6751 | 3.7329 | 2026
|  |  |  | 2026-08-01 | 3.7284 | 3.6683 | 3.7465 | 2026
|  |  |  | 2026-09-01 | 3.7284 | 3.6547 | 3.7439 | 2026
|  |  |  | 2026-10-01 | 3.6878 | 3.6819 | 3.7058 | 2026
|  |  |  | 2026-11-01 | 4.0524 | 4.0845 | 4.0617 | 2026
|  |  |  | 2026-12-01 | 4.2414 | 4.4529 | 4.2437 | 2026
|  |  |  | 2027-01-01 | 4.2936 | 4.4455 | 4.3809 | 2027
|  |  |  | 2027-02-01 | 4.2385 | 4.2992 | 4.2207 | 2027
|  |  |  | 2027-03-01 | 3.852 | 3.8598 | 3.9382 | 2027
|  |  |  | 2027-04-01 | 3.6037 | 3.5112 | 3.6951 | 2027
|  |  |  | 2027-05-01 | 3.6451 | 3.5321 | 3.6628 | 2027
|  |  |  | 2027-06-01 | 3.6727 | 3.5042 | 3.6881 | 2027
|  |  |  | 2027-07-01 | 3.8659 | 3.7832 | 3.8846 | 2027
|  |  |  | 2027-08-01 | 3.8797 | 3.7971 | 3.8984 | 2027
|  |  |  | 2027-09-01 | 3.852 | 3.7692 | 3.8681 | 2027
|  |  |  | 2027-10-01 | 3.8245 | 3.7971 | 3.843 | 2027
|  |  |  | 2027-11-01 | 4.1556 | 4.2503 | 4.1653 | 2027
|  |  |  | 2027-12-01 | 4.3902 | 4.6408 | 4.3931 | 2027
|  |  |  | 2028-01-01 | 4.4447 | 4.6495 | 4.5326 | 2028
|  |  |  | 2028-02-01 | 4.3601 | 4.45 | 4.3428 | 2028
|  |  |  | 2028-03-01 | 4.0781 | 4.1364 | 4.1652 | 2028
|  |  |  | 2028-04-01 | 3.8102 | 3.7089 | 3.9024 | 2028
|  |  |  | 2028-05-01 | 3.8102 | 3.716 | 3.8286 | 2028
|  |  |  | 2028-06-01 | 3.8384 | 3.7445 | 3.8544 | 2028
|  |  |  | 2028-07-01 | 4.0075 | 4.0581 | 4.0268 | 2028
|  |  |  | 2028-08-01 | 4.0781 | 4.0937 | 4.0976 | 2028
|  |  |  | 2028-09-01 | 4.064 | 4.0296 | 4.0809 | 2028
|  |  |  | 2028-10-01 | 4.1486 | 4.1365 | 4.1684 | 2028
|  |  |  | 2028-11-01 | 4.3884 | 4.507 | 4.399 | 2028
|  |  |  | 2028-12-01 | 4.7972 | 5.0201 | 4.8019 | 2028
|  |  |  | 2029-01-01 | 4.6724 | 4.9842 | 4.7613 | 2029
|  |  |  | 2029-02-01 | 4.6581 | 4.8167 | 4.642 | 2029
|  |  |  | 2029-03-01 | 4.4131 | 4.5399 | 4.5015 | 2029
|  |  |  | 2029-04-01 | 4.1248 | 4.103 | 4.2184 | 2029
|  |  |  | 2029-05-01 | 4.1248 | 4.1176 | 4.1446 | 2029
|  |  |  | 2029-06-01 | 4.2401 | 4.205 | 4.2578 | 2029
|  |  |  | 2029-07-01 | 4.514 | 4.5982 | 4.5354 | 2029
|  |  |  | 2029-08-01 | 4.6004 | 4.6419 | 4.6222 | 2029
|  |  |  | 2029-09-01 | 4.4563 | 4.4889 | 4.4749 | 2029
|  |  |  | 2029-10-01 | 4.5284 | 4.5909 | 4.5498 | 2029
|  |  |  | 2029-11-01 | 4.8165 | 5.0206 | 4.829 | 2029
|  |  |  | 2029-12-01 | 5.2057 | 5.5158 | 5.2121 | 2029
|  |  |  | 2030-01-01 | 5.129 | 5.495 | 5.2198 | 2030
|  |  |  | 2030-02-01 | 5.0553 | 5.2792 | 5.0411 | 2030
|  |  |  | 2030-03-01 | 4.805 | 4.9294 | 4.895 | 2030
|  |  |  | 2030-04-01 | 4.5251 | 4.5349 | 4.6204 | 2030
|  |  |  | 2030-05-01 | 4.5398 | 4.5572 | 4.5613 | 2030
|  |  |  | 2030-06-01 | 4.6135 | 4.6168 | 4.6327 | 2030
|  |  |  | 2030-07-01 | 4.9964 | 5.1006 | 5.0199 | 2030
|  |  |  | 2030-08-01 | 5.0406 | 5.1453 | 5.0642 | 2030
|  |  |  | 2030-09-01 | 4.9817 | 5.0261 | 5.0025 | 2030
|  |  |  | 2030-10-01 | 5.0111 | 5.0634 | 5.0346 | 2030
|  |  |  | 2030-11-01 | 5.4089 | 5.5248 | 5.4238 | 2030
|  |  |  | 2030-12-01 | 5.674 | 5.9193 | 5.6823 | 2030
|  |  |  | 2031-01-01 | 5.6881 | 5.9289 | 5.7812 | 2031
|  |  |  | 2031-02-01 | 5.5226 | 5.7086 | 5.5103 | 2031
|  |  |  | 2031-03-01 | 4.8309 | 4.9411 | 4.9211 | 2031
|  |  |  | 2031-04-01 | 4.5452 | 4.4851 | 4.6406 | 2031
|  |  |  | 2031-05-01 | 4.5452 | 4.4927 | 4.5667 | 2031
|  |  |  | 2031-06-01 | 4.6053 | 4.5155 | 4.6245 | 2031
|  |  |  | 2031-07-01 | 4.8008 | 4.8575 | 4.8234 | 2031
|  |  |  | 2031-08-01 | 4.9211 | 4.9334 | 4.9442 | 2031
|  |  |  | 2031-09-01 | 4.9061 | 4.9106 | 4.9266 | 2031
|  |  |  | 2031-10-01 | 4.9662 | 4.979 | 4.9895 | 2031
|  |  |  | 2031-11-01 | 5.2068 | 5.3666 | 5.2209 | 2031
|  |  |  | 2031-12-01 | 5.5978 | 5.9062 | 5.6059 | 2031
|  |  |  | 2032-01-01 | 5.5621 | 5.8278 | 5.6548 | 2032
|  |  |  | 2032-02-01 | 5.3933 | 5.5873 | 5.3803 | 2032
|  |  |  | 2032-03-01 | 5.2243 | 5.3312 | 5.3162 | 2032
|  |  |  | 2032-04-01 | 4.9479 | 4.9122 | 5.0451 | 2032
|  |  |  | 2032-05-01 | 4.9479 | 4.92 | 4.9712 | 2032
|  |  |  | 2032-06-01 | 5.0247 | 4.9898 | 5.0457 | 2032
|  |  |  | 2032-07-01 | 5.3164 | 5.3933 | 5.3412 | 2032
|  |  |  | 2032-08-01 | 5.4546 | 5.4864 | 5.4799 | 2032
|  |  |  | 2032-09-01 | 5.4393 | 5.4476 | 5.462 | 2032
|  |  |  | 2032-10-01 | 5.4853 | 5.5407 | 5.5108 | 2032
|  |  |  | 2032-11-01 | 5.731 | 5.8976 | 5.7473 | 2032
|  |  |  | 2032-12-01 | 6.1762 | 6.4329 | 6.1867 | 2032
|  |  |  | 2033-01-01 | 6.1494 | 6.4089 | 6.2446 | 2033
|  |  |  | 2033-02-01 | 6.0554 | 6.2267 | 6.0453 | 2033
|  |  |  | 2033-03-01 | 5.5067 | 5.6485 | 5.5997 | 2033
|  |  |  | 2033-04-01 | 5.1775 | 5.181 | 5.2755 | 2033
|  |  |  | 2033-05-01 | 5.1461 | 5.1494 | 5.1702 | 2033
|  |  |  | 2033-06-01 | 5.2245 | 5.2128 | 5.2463 | 2033
|  |  |  | 2033-07-01 | 5.5538 | 5.6643 | 5.5795 | 2033
|  |  |  | 2033-08-01 | 5.6792 | 5.7514 | 5.7055 | 2033
|  |  |  | 2033-09-01 | 5.6008 | 5.6326 | 5.6242 | 2033
|  |  |  | 2033-10-01 | 5.6321 | 5.6801 | 5.6582 | 2033
|  |  |  | 2033-11-01 | 5.977 | 6.1238 | 5.9943 | 2033
|  |  |  | 2033-12-01 | 6.3533 | 6.6387 | 6.3645 | 2033
|  |  |  | 2034-01-01 | 6.3108 | 6.5995 | 6.4066 | 2034
|  |  |  | 2034-02-01 | 6.2468 | 6.4215 | 6.2375 | 2034
|  |  |  | 2034-03-01 | 5.4145 | 5.5157 | 5.5072 | 2034
|  |  |  | 2034-04-01 | 5.0784 | 5.0061 | 5.176 | 2034
|  |  |  | 2034-05-01 | 5.0624 | 5.0142 | 5.0862 | 2034
|  |  |  | 2034-06-01 | 5.1264 | 5.0628 | 5.1478 | 2034
|  |  |  | 2034-07-01 | 5.4465 | 5.4833 | 5.4718 | 2034
|  |  |  | 2034-08-01 | 5.5746 | 5.5723 | 5.6004 | 2034
|  |  |  | 2034-09-01 | 5.4946 | 5.451 | 5.5175 | 2034
|  |  |  | 2034-10-01 | 5.5265 | 5.4833 | 5.5522 | 2034
|  |  |  | 2034-11-01 | 5.8626 | 5.9605 | 5.8795 | 2034
|  |  |  | 2034-12-01 | 6.2148 | 6.4863 | 6.2254 | 2034
|  |  |  | 2035-01-01 | 6.1985 | 6.4319 | 6.2938 | 2035
|  |  |  | 2035-02-01 | 6.1821 | 6.3163 | 6.1725 | 2035
|  |  |  | 2035-03-01 | 5.7083 | 5.7713 | 5.8021 | 2035
|  |  |  | 2035-04-01 | 5.4141 | 5.3666 | 5.5131 | 2035
|  |  |  | 2035-05-01 | 5.4304 | 5.3253 | 5.4557 | 2035
|  |  |  | 2035-06-01 | 5.4304 | 5.3253 | 5.4531 | 2035
|  |  |  | 2035-07-01 | 5.6428 | 5.6804 | 5.669 | 2035
|  |  |  | 2035-08-01 | 5.8062 | 5.763 | 5.8331 | 2035
|  |  |  | 2035-09-01 | 5.7083 | 5.6226 | 5.7321 | 2035
|  |  |  | 2035-10-01 | 5.7572 | 5.6308 | 5.7839 | 2035
|  |  |  | 2035-11-01 | 6.0187 | 6.0602 | 6.0361 | 2035
|  |  |  | 2035-12-01 | 6.3292 | 6.5392 | 6.3403 | 2035
|  |  |  | 2036-01-01 | 6.2454 | 6.4398 | 6.3409 | 2036
|  |  |  | 2036-02-01 | 6.2454 | 6.3639 | 6.2362 | 2036
|  |  |  | 2036-03-01 | 5.5279 | 5.5292 | 5.6211 | 2036
|  |  |  | 2036-04-01 | 5.261 | 5.1835 | 5.3594 | 2036
|  |  |  | 2036-05-01 | 5.2444 | 5.1329 | 5.2689 | 2036
|  |  |  | 2036-06-01 | 5.261 | 5.1667 | 5.283 | 2036
|  |  |  | 2036-07-01 | 5.6615 | 5.6472 | 5.6877 | 2036
|  |  |  | 2036-08-01 | 5.7616 | 5.74 | 5.7883 | 2036
|  |  |  | 2036-09-01 | 5.6448 | 5.6219 | 5.6684 | 2036
|  |  |  | 2036-10-01 | 5.7115 | 5.681 | 5.738 | 2036
|  |  |  | 2036-11-01 | 6.0619 | 6.1278 | 6.0796 | 2036
|  |  |  | 2036-12-01 | 6.3956 | 6.6253 | 6.407 | 2036
|  |  |  | 2037-01-01 | 6.4216 | 6.6282 | 6.5179 | 2037
|  |  |  | 2037-02-01 | 6.4046 | 6.5335 | 6.3959 | 2037
|  |  |  | 2037-03-01 | 5.86 | 5.8886 | 5.9546 | 2037
|  |  |  | 2037-04-01 | 5.6558 | 5.5961 | 5.7559 | 2037
|  |  |  | 2037-05-01 | 5.6388 | 5.5875 | 5.6649 | 2037
|  |  |  | 2037-06-01 | 5.6899 | 5.6305 | 5.7137 | 2037
|  |  |  | 2037-07-01 | 5.9962 | 6.0606 | 6.0238 | 2037
|  |  |  | 2037-08-01 | 6.1323 | 6.1809 | 6.1605 | 2037
|  |  |  | 2037-09-01 | 5.9962 | 6.0433 | 6.0213 | 2037
|  |  |  | 2037-10-01 | 6.0643 | 6.0605 | 6.0922 | 2037
|  |  |  | 2037-11-01 | 6.4046 | 6.4992 | 6.4237 | 2037
|  |  |  | 2037-12-01 | 6.796 | 7.1097 | 6.8091 | 2037
|  |  |  | 2038-01-01 | 6.7586 | 7.032 | 6.8562 | 2038
|  |  |  | 2038-02-01 | 6.7586 | 6.9004 | 6.7514 | 2038
|  |  |  | 2038-03-01 | 6.2378 | 6.2864 | 6.3339 | 2038
|  |  |  | 2038-04-01 | 6.0643 | 6.032 | 6.1661 | 2038
|  |  |  | 2038-05-01 | 6.0295 | 6.0057 | 6.0573 | 2038
|  |  |  | 2038-06-01 | 6.0816 | 6.0759 | 6.1071 | 2038
|  |  |  | 2038-07-01 | 6.4808 | 6.5584 | 6.5105 | 2038
|  |  |  | 2038-08-01 | 6.5329 | 6.6285 | 6.5628 | 2038
|  |  |  | 2038-09-01 | 6.4114 | 6.4882 | 6.4382 | 2038
|  |  |  | 2038-10-01 | 6.4983 | 6.5145 | 6.528 | 2038
|  |  |  | 2038-11-01 | 6.8627 | 6.9881 | 6.8838 | 2038
|  |  |  | 2038-12-01 | 7.262 | 7.5759 | 7.2771 | 2038
|  |  |  | 2039-01-01 | 7.2127 | 7.5299 | 7.3123 | 2039
|  |  |  | 2039-02-01 | 7.2304 | 7.3599 | 7.2252 | 2039
|  |  |  | 2039-03-01 | 6.3805 | 6.4473 | 6.4773 | 2039
|  |  |  | 2039-04-01 | 6.1503 | 6.1699 | 6.2525 | 2039
|  |  |  | 2039-05-01 | 6.1681 | 6.2325 | 6.1964 | 2039
|  |  |  | 2039-06-01 | 6.2389 | 6.2683 | 6.265 | 2039
|  |  |  | 2039-07-01 | 6.6993 | 6.7425 | 6.7299 | 2039
|  |  |  | 2039-08-01 | 6.8232 | 6.9304 | 6.8543 | 2039
|  |  |  | 2039-09-01 | 6.6107 | 6.7604 | 6.6384 | 2039
|  |  |  | 2039-10-01 | 6.6815 | 6.7962 | 6.712 | 2039
|  |  |  | 2039-11-01 | 7.1242 | 7.2526 | 7.1463 | 2039
|  |  |  | 2039-12-01 | 7.5137 | 7.8341 | 7.5297 | 2039
|  |  |  | 2040-01-01 | 7.4474 | 7.7802 | 7.5481 | 2040
|  |  |  | 2040-02-01 | 7.4836 | 7.6342 | 7.4795 | 2040
|  |  |  | 2040-03-01 | 6.8696 | 6.9954 | 6.9683 | 2040
|  |  |  | 2040-04-01 | 6.5625 | 6.6121 | 6.6664 | 2040
|  |  |  | 2040-05-01 | 6.5625 | 6.6121 | 6.5926 | 2040
|  |  |  | 2040-06-01 | 6.6348 | 6.603 | 6.6625 | 2040
|  |  |  | 2040-07-01 | 7.1586 | 7.2601 | 7.1911 | 2040
|  |  |  | 2040-08-01 | 7.2127 | 7.3514 | 7.2455 | 2040
|  |  |  | 2040-09-01 | 7.0683 | 7.2236 | 7.0978 | 2040
|  |  |  | 2040-10-01 | 7.0502 | 7.178 | 7.0823 | 2040
|  |  |  | 2040-11-01 | 7.5919 | 7.7346 | 7.616 | 2040
|  |  |  | 2040-12-01 | 7.8628 | 8.264 | 7.8804 | 2040
|  |  |  | 2041-01-01 | 7.6041 | 7.943 | 7.7054 | 2041
|  |  |  | 2041-02-01 | 7.641 | 7.7939 | 7.6375 | 2041
|  |  |  | 2041-03-01 | 7.0141 | 7.1416 | 7.1134 | 2041
|  |  |  | 2041-04-01 | 6.7006 | 6.7502 | 6.8051 | 2041
|  |  |  | 2041-05-01 | 6.7006 | 6.7503 | 6.7312 | 2041
|  |  |  | 2041-06-01 | 6.7744 | 6.741 | 6.8027 | 2041
|  |  |  | 2041-07-01 | 7.3091 | 7.4119 | 7.3422 | 2041
|  |  |  | 2041-08-01 | 7.3644 | 7.505 | 7.3978 | 2041
|  |  |  | 2041-09-01 | 7.2169 | 7.3746 | 7.2471 | 2041
|  |  |  | 2041-10-01 | 7.1985 | 7.328 | 7.2311 | 2041
|  |  |  | 2041-11-01 | 7.7516 | 7.8964 | 7.7764 | 2041
|  |  |  | 2041-12-01 | 8.0283 | 8.4369 | 8.0465 | 2041
|  |  |  | 2042-01-01 | 7.7641 | 8.1091 | 7.8659 | 2042
|  |  |  | 2042-02-01 | 7.8017 | 7.9569 | 7.7989 | 2042
|  |  |  | 2042-03-01 | 7.1616 | 7.2909 | 7.2616 | 2042
|  |  |  | 2042-04-01 | 6.8415 | 6.8914 | 6.9466 | 2042
|  |  |  | 2042-05-01 | 6.8415 | 6.8914 | 6.8727 | 2042
|  |  |  | 2042-06-01 | 6.9168 | 6.8819 | 6.9458 | 2042
|  |  |  | 2042-07-01 | 7.4628 | 7.5669 | 7.4966 | 2042
|  |  |  | 2042-08-01 | 7.5193 | 7.6619 | 7.5533 | 2042
|  |  |  | 2042-09-01 | 0 | 0 | 0 | 2042
|  |  |  | 2042-10-01 | 0 | 0 | 0 | 2042
|  |  |  | 2042-11-01 | 0 | 0 | 0 | 2042
|  |  |  | 2042-12-01 | 0 | 0 | 0 | 2042
|  |  |  | 0 | #N/A | #N/A | #N/A | 1900
|  |  |  | 0 | #N/A | #N/A | #N/A | 1900
|  |  |  | 0 | #N/A | #N/A | #N/A | 1900
Note on G5: PacifiCorp: Date that deal is evaluated.

## Table 5
Appendix B
| Table 5 | [9 empty] | Study_Name:
| QF - Sch37 - UT - Solar T - 10.0 MW and 31.1% CF | [9 empty] | QF - Sch37 - UT - Solar T |  |  | 15 Year Starting 2018 | 15 Year Starting 2019 | 20 Year Starting 2019
| January 2018 through December 2037 | [6 empty] | Start | 2018-01-01 |  | Resource Capacity |  | start | 13 | 25 | 25
| Nominal Avoided Costs Calculated Monthly | [6 empty] | End | 2037-12-01 |  | 10 | MW | end | 192 | 204 | 264
15 Year Starting 2019 |  | 4208380.4681 | 2117496.4223 | 6325876.8905 | 248753.4929 | 25.4303 |  |  |  |  | 31.06% | CF
| Nominal NPV at 6.91% Discount Rate | [6 empty] | Discount Rate - 2017 IRP update
15 Year Starting 2018 |  | 4389163.7751 | 1519153.8351 | 5908317.6102 | 249994.3473 | 23.6338 |  | 6.91% | 0.5584%
20 Year Starting 2019 |  | 4288090.9798 | 4267322.1459 | 8555413.1256 | 287596.7937 | 29.7479
|  | Energy | Capacity $ | Total | Total | AC Price
| Month | Avoided $ | 30.7% CF | Dollars | MWH | 30.7% CF | Offset | Year | Date Test | Offset |  |  |  | Total | energy | capacity
| 2018-01-01 | 18270.7564 | 0 | 18270.7564 | 1316.787 | 13.8753 | 1 | 2018 | 2018-01-01 | 275 | Net Power Cost
| 2018-02-01 | 18174.0773 | 0 | 18174.0773 | 1473.64 | 12.3328 | 2 | 2018 | 2018-02-01 | 363 | QF - Sch37 - UT - Solar T
| 2018-03-01 | 20759.7118 | 0 | 20759.7118 | 2295.116 | 9.0452 | 3 | 2018 | 2018-03-01
| 2018-04-01 | 29239.7647 | 0 | 29239.7647 | 2650.89 | 11.0302 | 4 | 2018 | 2018-04-01 | 2018 | 457100.7341 | 0 | 27209.159 | 16.7995 | 16.7995 | 0
| 2018-05-01 | 34057.3504 | 0 | 34057.3504 | 3068.597 | 11.0987 | 5 | 2018 | 2018-05-01 | 2019 | 448504.8257 | 0 | 27073.124 | 16.5664 | 16.5664 | 0
| 2018-06-01 | 36546.2608 | 0 | 36546.2608 | 3260.07 | 11.2103 | 6 | 2018 | 2018-06-01 | 2020 | 395316.9906 | 0 | 26989.836 | 14.6469 | 14.6469 | 0
| 2018-07-01 | 57969.5743 | 0 | 57969.5743 | 2950.766 | 19.6456 | 7 | 2018 | 2018-07-01 | 2021 | 414898.3971 | 0 | 26803.156 | 15.4795 | 15.4795 | 0
| 2018-08-01 | 62972.5958 | 0 | 62972.5958 | 2955.571 | 21.3064 | 8 | 2018 | 2018-08-01 | 2022 | 438782.4643 | 0 | 26668.893 | 16.453 | 16.453 | 0
| 2018-09-01 | 41725.5611 | 0 | 41725.5611 | 2605.32 | 16.0155 | 9 | 2018 | 2018-09-01 | 2023 | 487117.8633 | 0 | 26535.45 | 18.3572 | 18.3572 | 0
| 2018-10-01 | 27936.9834 | 0 | 27936.9834 | 2112.247 | 13.2262 | 10 | 2018 | 2018-10-01 | 2024 | 521028.0673 | 0 | 26453.876 | 19.6957 | 19.6957 | 0
| 2018-11-01 | 19765.5245 | 0 | 19765.5245 | 1422.6 | 13.8939 | 11 | 2018 | 2018-11-01 | 2025 | 629175.584 | 0 | 26271.129 | 23.9493 | 23.9493 | 0
| 2018-12-01 | 89682.5735 | 0 | 89682.5735 | 1097.555 | 81.7112 | 12 | 2018 | 2018-12-01 | 2026 | 599262.9375 | 0 | 26139.538 | 22.9255 | 22.9255 | 0
| 2019-01-01 | 23215.386 | 0 | 23215.386 | 1310.215 | 17.7188 | 14 | 2019 | 2019-01-01 | 2027 | 616178.0639 | 0 | 26008.988 | 23.691 | 23.691 | 0
| 2019-02-01 | 20974.2525 | 0 | 20974.2525 | 1466.304 | 14.3042 | 15 | 2019 | 2019-02-01 | 2028 | 762084.2208 | 0 | 25928.929 | 29.3913 | 29.3913 | 0
| 2019-03-01 | 21201.3403 | 0 | 21201.3403 | 2283.708 | 9.2837 | 16 | 2019 | 2019-03-01 | 2029 | 831565.9515 | 0 | 25749.293 | 32.2947 | 32.2947 | 0
| 2019-04-01 | 26387.8706 | 0 | 26387.8706 | 2637.63 | 10.0044 | 17 | 2019 | 2019-04-01 | 2030 | 67468.479 | 1224463.1611 | 25620.781 | 50.4251 | 2.6333 | 47.7918
| 2019-05-01 | 34361.3866 | 0 | 34361.3866 | 3053.252 | 11.254 | 18 | 2019 | 2019-05-01 | 2031 | 74666.0651 | 1250555.5401 | 25492.672 | 51.9844 | 2.9289 | 49.0555
| 2019-06-01 | 41573.2138 | 0 | 41573.2138 | 3243.72 | 12.8165 | 19 | 2019 | 2019-06-01 | 2032 | 77182.0528 | 1276752.2886 | 25414.289 | 53.2745 | 3.037 | 50.2376
| 2019-07-01 | 58580.3964 | 0 | 58580.3964 | 2936.01 | 19.9524 | 20 | 2019 | 2019-07-01 | 2033 | -43022.0315 | 1303366.5152 | 25238.389 | 49.9376 | -1.7046 | 51.6422
| 2019-08-01 | 59286.9741 | 0 | 59286.9741 | 2940.815 | 20.16 | 21 | 2019 | 2019-08-01 | 2034 | -27651.8715 | 1330293.8503 | 25112.16 | 51.873 | -1.1011 | 52.9741
| 2019-09-01 | 39016.5433 | 0 | 39016.5433 | 2592.3 | 15.0509 | 22 | 2019 | 2019-09-01 | 2035 | 27904.3532 | 1357534.294 | 24986.608 | 55.4472 | 1.1168 | 54.3305
| 2019-10-01 | 27184.2691 | 0 | 27184.2691 | 2101.614 | 12.9349 | 23 | 2019 | 2019-10-01 | 2036 | 88336.3438 | 1385192.2157 | 24909.632 | 59.155 | 3.5463 | 55.6087
| 2019-11-01 | 20914.4109 | 0 | 20914.4109 | 1415.55 | 14.7748 | 24 | 2019 | 2019-11-01 | 2037 | 90091.5782 | 1413163.246 | 24861.542 | 60.4651 | 3.6237 | 56.8413
| 2019-12-01 | 75808.7819 | 0 | 75808.7819 | 1092.006 | 69.4216 | 25 | 2019 | 2019-12-01 | 2038 | 91891.7872 | 1441343.0153 | 24861.542 | 61.6709 | 3.6961 | 57.9748
| 2020-01-01 | 20427.2267 | 0 | 20427.2267 | 1303.612 | 15.6697 | 27 | 2020 | 2020-01-01
| 2020-02-01 | 20025.6898 | 0 | 20025.6898 | 1511.074 | 13.2526 | 28 | 2020 | 2020-02-01
| 2020-03-01 | 22088.9553 | 0 | 22088.9553 | 2272.207 | 9.7214 | 29 | 2020 | 2020-03-01
| 2020-04-01 | 25141.4143 | 0 | 25141.4143 | 2624.52 | 9.5794 | 30 | 2020 | 2020-04-01 |  |  |  | 15 Year Starting 2020 | 4028994.6453 | 2767377.4049 | 6796372.0502 | 247519.4424 | 27.4579
| 2020-05-01 | 34175.2049 | 0 | 34175.2049 | 3038 | 11.2492 | 31 | 2020 | 2020-05-01 |  |  |  | 15 Year Starting 2021 | 3911110.9111 | 3472476.6083 | 7383587.5194 | 246237.1799 | 29.9857
| 2020-06-01 | 39403.6385 | 0 | 39403.6385 | 3227.55 | 12.2085 | 32 | 2020 | 2020-06-01
| 2020-07-01 | 79393.3262 | 0 | 79393.3262 | 2921.316 | 27.1772 | 33 | 2020 | 2020-07-01
| 2020-08-01 | 56711.0994 | 0 | 56711.0994 | 2926.09 | 19.3812 | 34 | 2020 | 2020-08-01
| 2020-09-01 | 38732.0546 | 0 | 38732.0546 | 2579.31 | 15.0164 | 35 | 2020 | 2020-09-01
| 2020-10-01 | 28625.3643 | 0 | 28625.3643 | 2091.136 | 13.6889 | 36 | 2020 | 2020-10-01
| 2020-11-01 | 14701.8551 | 0 | 14701.8551 | 1408.44 | 10.4384 | 37 | 2020 | 2020-11-01
| 2020-12-01 | 15891.1615 | 0 | 15891.1615 | 1086.581 | 14.6249 | 38 | 2020 | 2020-12-01
| 2021-01-01 | 21909.6138 | 0 | 21909.6138 | 1297.133 | 16.8908 | 40 | 2021 | 2021-01-01
| 2021-02-01 | 20655.1617 | 0 | 20655.1617 | 1451.744 | 14.2278 | 41 | 2021 | 2021-02-01
| 2021-03-01 | 26928.0688 | 0 | 26928.0688 | 2260.892 | 11.9104 | 42 | 2021 | 2021-03-01
| 2021-04-01 | 24567.1072 | 0 | 24567.1072 | 2611.38 | 9.4077 | 43 | 2021 | 2021-04-01
| 2021-05-01 | 36923.2059 | 0 | 36923.2059 | 3022.841 | 12.2147 | 44 | 2021 | 2021-05-01
| 2021-06-01 | 45816.7756 | 0 | 45816.7756 | 3211.41 | 14.2669 | 45 | 2021 | 2021-06-01
| 2021-07-01 | 61466.0953 | 0 | 61466.0953 | 2906.715 | 21.1462 | 46 | 2021 | 2021-07-01
| 2021-08-01 | 60632.8925 | 0 | 60632.8925 | 2911.458 | 20.8256 | 47 | 2021 | 2021-08-01
| 2021-09-01 | 42012.9215 | 0 | 42012.9215 | 2566.38 | 16.3705 | 48 | 2021 | 2021-09-01
| 2021-10-01 | 30624.2929 | 0 | 30624.2929 | 2080.627 | 14.7188 | 49 | 2021 | 2021-10-01
| 2021-11-01 | 21627.2368 | 0 | 21627.2368 | 1401.42 | 15.4324 | 50 | 2021 | 2021-11-01
| 2021-12-01 | 21735.0253 | 0 | 21735.0253 | 1081.156 | 20.1035 | 51 | 2021 | 2021-12-01
| 2022-01-01 | 22191.8782 | 0 | 22191.8782 | 1290.561 | 17.1955 | 53 | 2022 | 2022-01-01
| 2022-02-01 | 20970.0357 | 0 | 20970.0357 | 1444.436 | 14.5178 | 54 | 2022 | 2022-02-01
| 2022-03-01 | 25319.4799 | 0 | 25319.4799 | 2249.515 | 11.2555 | 55 | 2022 | 2022-03-01
| 2022-04-01 | 26610.1566 | 0 | 26610.1566 | 2598.27 | 10.2415 | 56 | 2022 | 2022-04-01
| 2022-05-01 | 42223.6186 | 0 | 42223.6186 | 3007.682 | 14.0386 | 57 | 2022 | 2022-05-01
| 2022-06-01 | 48200.4203 | 0 | 48200.4203 | 3195.36 | 15.0845 | 58 | 2022 | 2022-06-01
| 2022-07-01 | 64398.8669 | 0 | 64398.8669 | 2892.238 | 22.2661 | 59 | 2022 | 2022-07-01
| 2022-08-01 | 63755.198 | 0 | 63755.198 | 2896.919 | 22.0079 | 60 | 2022 | 2022-08-01
| 2022-09-01 | 46488.8158 | 0 | 46488.8158 | 2553.57 | 18.2054 | 61 | 2022 | 2022-09-01
| 2022-10-01 | 33201.2821 | 0 | 33201.2821 | 2070.211 | 16.0376 | 62 | 2022 | 2022-10-01
| 2022-11-01 | 23094.6049 | 0 | 23094.6049 | 1394.4 | 16.5624 | 63 | 2022 | 2022-11-01
| 2022-12-01 | 22328.1074 | 0 | 22328.1074 | 1075.731 | 20.7562 | 64 | 2022 | 2022-12-01
| 2023-01-01 | 22495.7321 | 0 | 22495.7321 | 1284.175 | 17.5177 | 66 | 2023 | 2023-01-01
| 2023-02-01 | 23038.4239 | 0 | 23038.4239 | 1437.212 | 16.0299 | 67 | 2023 | 2023-02-01
| 2023-03-01 | 26660.5662 | 0 | 26660.5662 | 2238.324 | 11.911 | 68 | 2023 | 2023-03-01
| 2023-04-01 | 27586.4999 | 0 | 27586.4999 | 2585.28 | 10.6706 | 69 | 2023 | 2023-04-01
| 2023-05-01 | 41973.393 | 0 | 41973.393 | 2992.616 | 14.0257 | 70 | 2023 | 2023-05-01
| 2023-06-01 | 50554.6006 | 0 | 50554.6006 | 3179.37 | 15.9008 | 71 | 2023 | 2023-06-01
| 2023-07-01 | 99863.0036 | 0 | 99863.0036 | 2877.699 | 34.7024 | 72 | 2023 | 2023-07-01
| 2023-08-01 | 65132.4665 | 0 | 65132.4665 | 2882.411 | 22.5965 | 73 | 2023 | 2023-08-01
| 2023-09-01 | 47237.2972 | 0 | 47237.2972 | 2540.79 | 18.5916 | 74 | 2023 | 2023-09-01
| 2023-10-01 | 33575.5482 | 0 | 33575.5482 | 2059.857 | 16.2999 | 75 | 2023 | 2023-10-01
| 2023-11-01 | 23306.0606 | 0 | 23306.0606 | 1387.41 | 16.7983 | 76 | 2023 | 2023-11-01
| 2023-12-01 | 25694.2716 | 0 | 25694.2716 | 1070.306 | 24.0065 | 77 | 2023 | 2023-12-01
| 2024-01-01 | 22700.5285 | 0 | 22700.5285 | 1277.696 | 17.7668 | 79 | 2024 | 2024-01-01
| 2024-02-01 | 22443.4953 | 0 | 22443.4953 | 1481.03 | 15.154 | 80 | 2024 | 2024-02-01
| 2024-03-01 | 26048.8895 | 0 | 26048.8895 | 2227.133 | 11.6962 | 81 | 2024 | 2024-03-01
| 2024-04-01 | 28704.0912 | 0 | 28704.0912 | 2572.35 | 11.1587 | 82 | 2024 | 2024-04-01
| 2024-05-01 | 49512.4227 | 0 | 49512.4227 | 2977.674 | 16.6279 | 83 | 2024 | 2024-05-01
| 2024-06-01 | 55677.7992 | 0 | 55677.7992 | 3163.47 | 17.6002 | 84 | 2024 | 2024-06-01
| 2024-07-01 | 107372.4644 | 0 | 107372.4644 | 2863.315 | 37.4994 | 85 | 2024 | 2024-07-01
| 2024-08-01 | 69438.6747 | 0 | 69438.6747 | 2868.027 | 24.2113 | 86 | 2024 | 2024-08-01
| 2024-09-01 | 49940.4825 | 0 | 49940.4825 | 2528.13 | 19.7539 | 87 | 2024 | 2024-09-01
| 2024-10-01 | 37804.6834 | 0 | 37804.6834 | 2049.627 | 18.4447 | 88 | 2024 | 2024-10-01
| 2024-11-01 | 27161.6951 | 0 | 27161.6951 | 1380.45 | 19.676 | 89 | 2024 | 2024-11-01
| 2024-12-01 | 24222.841 | 0 | 24222.841 | 1064.974 | 22.745 | 90 | 2024 | 2024-12-01
| 2025-01-01 | 25767.8659 | 0 | 25767.8659 | 1271.372 | 20.2678 | 92 | 2025 | 2025-01-01
| 2025-02-01 | 25744.1796 | 0 | 25744.1796 | 1422.876 | 18.0931 | 93 | 2025 | 2025-02-01
| 2025-03-01 | 32851.3155 | 0 | 32851.3155 | 2216.066 | 14.8242 | 94 | 2025 | 2025-03-01
| 2025-04-01 | 40414.6065 | 0 | 40414.6065 | 2559.48 | 15.7902 | 95 | 2025 | 2025-04-01
| 2025-05-01 | 50715.8681 | 0 | 50715.8681 | 2962.794 | 17.1176 | 96 | 2025 | 2025-05-01
| 2025-06-01 | 63152.66 | 0 | 63152.66 | 3147.63 | 20.0636 | 97 | 2025 | 2025-06-01
| 2025-07-01 | 118406.8492 | 0 | 118406.8492 | 2849.024 | 41.5605 | 98 | 2025 | 2025-07-01
| 2025-08-01 | 93314.2367 | 0 | 93314.2367 | 2853.705 | 32.6993 | 99 | 2025 | 2025-08-01
| 2025-09-01 | 78013.1642 | 0 | 78013.1642 | 2515.44 | 31.0137 | 100 | 2025 | 2025-09-01
| 2025-10-01 | 44459.1582 | 0 | 44459.1582 | 2039.397 | 21.8001 | 101 | 2025 | 2025-10-01
| 2025-11-01 | 30140.6369 | 0 | 30140.6369 | 1373.61 | 21.9426 | 102 | 2025 | 2025-11-01
| 2025-12-01 | 26195.0433 | 0 | 26195.0433 | 1059.735 | 24.7185 | 103 | 2025 | 2025-12-01
| 2026-01-01 | 28731.3339 | 0 | 28731.3339 | 1265.017 | 22.7122 | 105 | 2026 | 2026-01-01
| 2026-02-01 | 30686.2363 | 0 | 30686.2363 | 1415.764 | 21.6747 | 106 | 2026 | 2026-02-01
| 2026-03-01 | 33060.5922 | 0 | 33060.5922 | 2204.937 | 14.9939 | 107 | 2026 | 2026-03-01
| 2026-04-01 | 40023.0799 | 0 | 40023.0799 | 2546.7 | 15.7157 | 108 | 2026 | 2026-04-01
| 2026-05-01 | 49426.9226 | 0 | 49426.9226 | 2948.007 | 16.7662 | 109 | 2026 | 2026-05-01
| 2026-06-01 | 64305.683 | 0 | 64305.683 | 3131.88 | 20.5326 | 110 | 2026 | 2026-06-01
| 2026-07-01 | 121767.2178 | 0 | 121767.2178 | 2834.764 | 42.955 | 111 | 2026 | 2026-07-01
| 2026-08-01 | 75463.6748 | 0 | 75463.6748 | 2839.352 | 26.5778 | 112 | 2026 | 2026-08-01
| 2026-09-01 | 54522.0606 | 0 | 54522.0606 | 2502.93 | 21.7833 | 113 | 2026 | 2026-09-01
| 2026-10-01 | 44639.4975 | 0 | 44639.4975 | 2029.105 | 21.9996 | 114 | 2026 | 2026-10-01
| 2026-11-01 | 29695.4737 | 0 | 29695.4737 | 1366.71 | 21.7277 | 115 | 2026 | 2026-11-01
| 2026-12-01 | 26941.1652 | 0 | 26941.1652 | 1054.372 | 25.5519 | 116 | 2026 | 2026-12-01
| 2027-01-01 | 29104.8207 | 0 | 29104.8207 | 1258.662 | 23.1236 | 118 | 2027 | 2027-01-01
| 2027-02-01 | 30357.4907 | 0 | 30357.4907 | 1408.68 | 21.5503 | 119 | 2027 | 2027-02-01
| 2027-03-01 | 37402.0015 | 0 | 37402.0015 | 2193.87 | 17.0484 | 120 | 2027 | 2027-03-01
| 2027-04-01 | 39792.9303 | 0 | 39792.9303 | 2533.98 | 15.7037 | 121 | 2027 | 2027-04-01
| 2027-05-01 | 51282.239 | 0 | 51282.239 | 2933.251 | 17.4831 | 122 | 2027 | 2027-05-01
| 2027-06-01 | 65341.3736 | 0 | 65341.3736 | 3116.28 | 20.9677 | 123 | 2027 | 2027-06-01
| 2027-07-01 | 123817.6411 | 0 | 123817.6411 | 2820.566 | 43.8982 | 124 | 2027 | 2027-07-01
| 2027-08-01 | 80951.5727 | 0 | 80951.5727 | 2825.216 | 28.6532 | 125 | 2027 | 2027-08-01
| 2027-09-01 | 55410.7836 | 0 | 55410.7836 | 2490.39 | 22.2498 | 126 | 2027 | 2027-09-01
| 2027-10-01 | 45639.1903 | 0 | 45639.1903 | 2019.03 | 22.6045 | 127 | 2027 | 2027-10-01
| 2027-11-01 | 30599.2578 | 0 | 30599.2578 | 1359.93 | 22.5006 | 128 | 2027 | 2027-11-01
| 2027-12-01 | 26478.7627 | 0 | 26478.7627 | 1049.133 | 25.2387 | 129 | 2027 | 2027-12-01
| 2028-01-01 | 32937.2247 | 0 | 32937.2247 | 1252.338 | 26.3006 | 1 | 2028 | 2028-01-01
| 2028-02-01 | 34566.2546 | 0 | 34566.2546 | 1451.682 | 23.8112 | 2 | 2028 | 2028-02-01
| 2028-03-01 | 43383.3071 | 0 | 43383.3071 | 2182.958 | 19.8736 | 3 | 2028 | 2028-03-01
| 2028-04-01 | 47601.764 | 0 | 47601.764 | 2521.29 | 18.8799 | 4 | 2028 | 2028-04-01
| 2028-05-01 | 60596.2477 | 0 | 60596.2477 | 2918.681 | 20.7615 | 5 | 2028 | 2028-05-01
| 2028-06-01 | 69932.1327 | 0 | 69932.1327 | 3100.65 | 22.554 | 6 | 2028 | 2028-06-01
| 2028-07-01 | 146726.0904 | 0 | 146726.0904 | 2806.492 | 52.281 | 7 | 2028 | 2028-07-01
| 2028-08-01 | 101392.2655 | 0 | 101392.2655 | 2811.111 | 36.0684 | 8 | 2028 | 2028-08-01
| 2028-09-01 | 68299.484 | 0 | 68299.484 | 2477.88 | 27.5637 | 9 | 2028 | 2028-09-01
| 2028-10-01 | 47810.815 | 0 | 47810.815 | 2008.924 | 23.7992 | 10 | 2028 | 2028-10-01
| 2028-11-01 | 44863.2129 | 0 | 44863.2129 | 1353.06 | 33.1569 | 11 | 2028 | 2028-11-01
| 2028-12-01 | 63975.4222 | 0 | 63975.4222 | 1043.863 | 61.2872 | 12 | 2028 | 2028-12-01
| 2029-01-01 | 34157.2911 | 0 | 34157.2911 | 1246.107 | 27.4112 | 14 | 2029 | 2029-01-01
| 2029-02-01 | 32735.4741 | 0 | 32735.4741 | 1394.568 | 23.4736 | 15 | 2029 | 2029-02-01
| 2029-03-01 | 47955.1748 | 0 | 47955.1748 | 2171.984 | 22.079 | 16 | 2029 | 2029-03-01
| 2029-04-01 | 51285.1252 | 0 | 51285.1252 | 2508.66 | 20.4432 | 17 | 2029 | 2029-04-01
| 2029-05-01 | 68109.7912 | 0 | 68109.7912 | 2903.956 | 23.4541 | 18 | 2029 | 2029-05-01
| 2029-06-01 | 76679.9012 | 0 | 76679.9012 | 3085.17 | 24.8544 | 19 | 2029 | 2029-06-01
| 2029-07-01 | 155170.9931 | 0 | 155170.9931 | 2792.418 | 55.5687 | 20 | 2029 | 2029-07-01
| 2029-08-01 | 119829.149 | 0 | 119829.149 | 2797.037 | 42.8415 | 21 | 2029 | 2029-08-01
| 2029-09-01 | 79395.7294 | 0 | 79395.7294 | 2465.58 | 32.2016 | 22 | 2029 | 2029-09-01
| 2029-10-01 | 53560.241 | 0 | 53560.241 | 1998.849 | 26.7955 | 23 | 2029 | 2029-10-01
| 2029-11-01 | 37342.6349 | 0 | 37342.6349 | 1346.34 | 27.7364 | 24 | 2029 | 2029-11-01
| 2029-12-01 | 75344.4466 | 0 | 75344.4466 | 1038.624 | 72.5426 | 25 | 2029 | 2029-12-01
| 2030-01-01 | -2260.985 | 102038.5968 | 99777.6117 | 1239.876 | 80.4739 | 27 | 2030 | 2030-01-01
| 2030-02-01 | 3677.2484 | 102038.5968 | 105715.8451 | 1387.652 | 76.1833 | 28 | 2030 | 2030-02-01
| 2030-03-01 | 18587.155 | 102038.5968 | 120625.7517 | 2161.134 | 55.816 | 29 | 2030 | 2030-03-01
| 2030-04-01 | 20585.2858 | 102038.5968 | 122623.8826 | 2496.15 | 49.1252 | 30 | 2030 | 2030-04-01
| 2030-05-01 | 24513.6785 | 102038.5968 | 126552.2753 | 2889.51 | 43.7971 | 31 | 2030 | 2030-05-01
| 2030-06-01 | 19229.0435 | 102038.5968 | 121267.6402 | 3069.75 | 39.5041 | 32 | 2030 | 2030-06-01
| 2030-07-01 | 1330.401 | 102038.5968 | 103368.9977 | 2778.437 | 37.204 | 33 | 2030 | 2030-07-01
| 2030-08-01 | 13581.339 | 102038.5968 | 115619.9358 | 2783.056 | 41.5442 | 34 | 2030 | 2030-08-01
| 2030-09-01 | -11864.6052 | 102038.5968 | 90173.9916 | 2453.19 | 36.7579 | 35 | 2030 | 2030-09-01
| 2030-10-01 | -8453.1265 | 102038.5968 | 93585.4702 | 1988.867 | 47.0547 | 36 | 2030 | 2030-10-01
| 2030-11-01 | -7207.1717 | 102038.5968 | 94831.4251 | 1339.65 | 70.7882 | 37 | 2030 | 2030-11-01
| 2030-12-01 | -4249.7837 | 102038.5968 | 97788.813 | 1033.509 | 94.6183 | 38 | 2030 | 2030-12-01
| 2031-01-01 | -1651.582 | 104212.9617 | 102561.3797 | 1233.707 | 83.1327 | 40 | 2031 | 2031-01-01
| 2031-02-01 | 3082.5902 | 104212.9617 | 107295.5519 | 1380.68 | 77.7121 | 41 | 2031 | 2031-02-01
| 2031-03-01 | 19118.368 | 104212.9617 | 123331.3297 | 2150.377 | 57.3534 | 42 | 2031 | 2031-03-01
| 2031-04-01 | 20720.3337 | 104212.9617 | 124933.2953 | 2483.64 | 50.3025 | 43 | 2031 | 2031-04-01
| 2031-05-01 | 21890.6567 | 104212.9617 | 126103.6184 | 2875.095 | 43.8607 | 44 | 2031 | 2031-05-01
| 2031-06-01 | 23326.3441 | 104212.9617 | 127539.3058 | 3054.36 | 41.7565 | 45 | 2031 | 2031-06-01
| 2031-07-01 | -629.0352 | 104212.9617 | 103583.9265 | 2764.611 | 37.4678 | 46 | 2031 | 2031-07-01
| 2031-08-01 | 15972.5199 | 104212.9617 | 120185.4816 | 2769.075 | 43.4028 | 47 | 2031 | 2031-08-01
| 2031-09-01 | -11199.9257 | 104212.9617 | 93013.036 | 2440.95 | 38.1053 | 48 | 2031 | 2031-09-01
| 2031-10-01 | -6035.764 | 104212.9617 | 98177.1977 | 1978.947 | 49.6108 | 49 | 2031 | 2031-10-01
| 2031-11-01 | -6041.3203 | 104212.9617 | 98171.6414 | 1332.96 | 73.6494 | 50 | 2031 | 2031-11-01
| 2031-12-01 | -3887.1203 | 104212.9617 | 100325.8413 | 1028.27 | 97.5676 | 51 | 2031 | 2031-12-01
| 2032-01-01 | -1175.6246 | 106396.0241 | 105220.3994 | 1227.538 | 85.7166 | 53 | 2032 | 2032-01-01
| 2032-02-01 | 4469.9891 | 106396.0241 | 110866.0132 | 1422.885 | 77.9164 | 54 | 2032 | 2032-02-01
| 2032-03-01 | 21895.3191 | 106396.0241 | 128291.3431 | 2139.62 | 59.9599 | 55 | 2032 | 2032-03-01
| 2032-04-01 | 23335.3714 | 106396.0241 | 129731.3955 | 2471.28 | 52.4956 | 56 | 2032 | 2032-04-01
| 2032-05-01 | 26499.2194 | 106396.0241 | 132895.2434 | 2860.618 | 46.4568 | 57 | 2032 | 2032-05-01
| 2032-06-01 | 22069.2245 | 106396.0241 | 128465.2486 | 3039.09 | 42.271 | 58 | 2032 | 2032-06-01
| 2032-07-01 | -423.8572 | 106396.0241 | 105972.1668 | 2750.754 | 38.5248 | 59 | 2032 | 2032-07-01
| 2032-08-01 | 14997.4928 | 106396.0241 | 121393.5168 | 2755.28 | 44.0585 | 60 | 2032 | 2032-08-01
| 2032-09-01 | -12395.3598 | 106396.0241 | 94000.6642 | 2428.71 | 38.7039 | 61 | 2032 | 2032-09-01
| 2032-10-01 | -7132.0348 | 106396.0241 | 99263.9892 | 1969.089 | 50.4111 | 62 | 2032 | 2032-10-01
| 2032-11-01 | -11016.705 | 106396.0241 | 95379.3191 | 1326.27 | 71.9155 | 63 | 2032 | 2032-11-01
| 2032-12-01 | -3940.982 | 106396.0241 | 102455.042 | 1023.155 | 100.1364 | 64 | 2032 | 2032-12-01
| 2033-01-01 | -7167.6295 | 108613.8763 | 101446.2468 | 1221.4 | 83.0573 | 66 | 2033 | 2033-01-01
| 2033-02-01 | -270.1208 | 108613.8763 | 108343.7555 | 1366.96 | 79.2589 | 67 | 2033 | 2033-02-01
| 2033-03-01 | 13272.6288 | 108613.8763 | 121886.5051 | 2128.925 | 57.2526 | 68 | 2033 | 2033-03-01
| 2033-04-01 | 10967.5802 | 108613.8763 | 119581.4565 | 2458.89 | 48.6323 | 69 | 2033 | 2033-04-01
| 2033-05-01 | 14656.3017 | 108613.8763 | 123270.178 | 2846.389 | 43.3076 | 70 | 2033 | 2033-05-01
| 2033-06-01 | 5588.8165 | 108613.8763 | 114202.6928 | 3023.91 | 37.7666 | 71 | 2033 | 2033-06-01
| 2033-07-01 | -11059.3857 | 108613.8763 | 97554.4906 | 2737.052 | 35.6422 | 72 | 2033 | 2033-07-01
| 2033-08-01 | 5950.2553 | 108613.8763 | 114564.1315 | 2741.516 | 41.7886 | 73 | 2033 | 2033-08-01
| 2033-09-01 | -28891.3492 | 108613.8763 | 79722.527 | 2416.59 | 32.9897 | 74 | 2033 | 2033-09-01
| 2033-10-01 | -18030.757 | 108613.8763 | 90583.1193 | 1959.138 | 46.2362 | 75 | 2033 | 2033-10-01
| 2033-11-01 | -19599.1326 | 108613.8763 | 89014.7437 | 1319.61 | 67.4553 | 76 | 2033 | 2033-11-01
| 2033-12-01 | -8439.2392 | 108613.8763 | 100174.637 | 1018.009 | 98.4025 | 77 | 2033 | 2033-12-01
| 2034-01-01 | -7447.445 | 110857.8209 | 103410.3758 | 1215.262 | 85.0931 | 79 | 2034 | 2034-01-01
| 2034-02-01 | -1139.272 | 110857.8209 | 109718.5489 | 1360.128 | 80.6678 | 80 | 2034 | 2034-02-01
| 2034-03-01 | 13905.4594 | 110857.8209 | 124763.2803 | 2118.23 | 58.8998 | 81 | 2034 | 2034-03-01
| 2034-04-01 | 10077.0563 | 110857.8209 | 120934.8772 | 2446.59 | 49.43 | 82 | 2034 | 2034-04-01
| 2034-05-01 | 16823.1537 | 110857.8209 | 127680.9745 | 2832.098 | 45.0835 | 83 | 2034 | 2034-05-01
| 2034-06-01 | 5548.3042 | 110857.8209 | 116406.1251 | 3008.82 | 38.6883 | 84 | 2034 | 2034-06-01
| 2034-07-01 | -9821.9616 | 110857.8209 | 101035.8592 | 2723.35 | 37.0998 | 85 | 2034 | 2034-07-01
| 2034-08-01 | 8787.3271 | 110857.8209 | 119645.1479 | 2727.783 | 43.8617 | 86 | 2034 | 2034-08-01
| 2034-09-01 | -25230.2294 | 110857.8209 | 85627.5915 | 2404.56 | 35.6105 | 87 | 2034 | 2034-09-01
| 2034-10-01 | -12527.7506 | 110857.8209 | 98330.0702 | 1949.404 | 50.4411 | 88 | 2034 | 2034-10-01
| 2034-11-01 | -18595.8548 | 110857.8209 | 92261.966 | 1313.01 | 70.2675 | 89 | 2034 | 2034-11-01
| 2034-12-01 | -8030.6588 | 110857.8209 | 102827.1621 | 1012.925 | 101.5151 | 90 | 2034 | 2034-12-01
| 2035-01-01 | -6738.7281 | 113127.8578 | 106389.1298 | 1209.217 | 87.9818 | 92 | 2035 | 2035-01-01 |  | 2.055%
| 2035-02-01 | -2593.6275 | 113127.8578 | 110534.2304 | 1353.296 | 81.6778 | 93 | 2035 | 2035-02-01 |  | 2.055%
| 2035-03-01 | 15259.0935 | 113127.8578 | 128386.9514 | 2107.659 | 60.9145 | 94 | 2035 | 2035-03-01 |  | 2.055%
| 2035-04-01 | 9780.4131 | 113127.8578 | 122908.271 | 2434.38 | 50.4885 | 95 | 2035 | 2035-04-01 |  | 2.055%
| 2035-05-01 | 18367.1804 | 113127.8578 | 131495.0382 | 2817.993 | 46.6627 | 96 | 2035 | 2035-05-01 |  | 2.055%
| 2035-06-01 | 19604.7865 | 113127.8578 | 132732.6444 | 2993.76 | 44.3364 | 97 | 2035 | 2035-06-01 |  | 2.055%
| 2035-07-01 | 3410.3424 | 113127.8578 | 116538.2003 | 2709.741 | 43.0071 | 98 | 2035 | 2035-07-01 |  | 2.055%
| 2035-08-01 | 16607.5017 | 113127.8578 | 129735.3595 | 2714.143 | 47.7998 | 99 | 2035 | 2035-08-01 |  | 2.055%
| 2035-09-01 | -15166.2633 | 113127.8578 | 97961.5945 | 2392.53 | 40.9448 | 100 | 2035 | 2035-09-01 |  | 2.055%
| 2035-10-01 | -6650.5443 | 113127.8578 | 106477.3136 | 1939.608 | 54.8963 | 101 | 2035 | 2035-10-01 |  | 2.055%
| 2035-11-01 | -14181.0286 | 113127.8578 | 98946.8293 | 1306.44 | 75.7378 | 102 | 2035 | 2035-11-01 |  | 2.055%
| 2035-12-01 | -9794.7729 | 113127.8578 | 103333.0849 | 1007.841 | 102.5292 | 103 | 2035 | 2035-12-01 |  | 2.055%
| 2036-01-01 | -5601.2646 | 115432.6846 | 109831.42 | 1203.079 | 91.2919 | 105 | 2036 | 2036-01-01 |  | 2.034%
| 2036-02-01 | 698.6196 | 115432.6846 | 116131.3042 | 1394.61 | 83.2715 | 106 | 2036 | 2036-02-01 |  | 2.034%
| 2036-03-01 | 15346.9686 | 115432.6846 | 130779.6532 | 2097.15 | 62.3607 | 107 | 2036 | 2036-03-01 |  | 2.034%
| 2036-04-01 | 18664.0391 | 115432.6846 | 134096.7237 | 2422.14 | 55.3629 | 108 | 2036 | 2036-04-01 |  | 2.034%
| 2036-05-01 | 22608.5513 | 115432.6846 | 138041.236 | 2803.888 | 49.2321 | 109 | 2036 | 2036-05-01 |  | 2.034%
| 2036-06-01 | 22875.8731 | 115432.6846 | 138308.5578 | 2978.79 | 46.4311 | 110 | 2036 | 2036-06-01 |  | 2.034%
| 2036-07-01 | 18913.0965 | 115432.6846 | 134345.7811 | 2696.225 | 49.8274 | 111 | 2036 | 2036-07-01 |  | 2.034%
| 2036-08-01 | 24134.6743 | 115432.6846 | 139567.359 | 2700.596 | 51.6802 | 112 | 2036 | 2036-08-01 |  | 2.034%
| 2036-09-01 | -6040.3738 | 115432.6846 | 109392.3108 | 2380.56 | 45.9523 | 113 | 2036 | 2036-09-01 |  | 2.034%
| 2036-10-01 | -6279.3722 | 115432.6846 | 109153.3125 | 1929.905 | 56.5589 | 114 | 2036 | 2036-10-01 |  | 2.034%
| 2036-11-01 | -10155.7182 | 115432.6846 | 105276.9665 | 1299.87 | 80.9904 | 115 | 2036 | 2036-11-01 |  | 2.034%
| 2036-12-01 | -6828.7499 | 115432.6846 | 108603.9347 | 1002.819 | 108.2986 | 116 | 2036 | 2036-12-01 |  | 2.034%
| 2037-01-01 | -5714.1195 | 117763.6038 | 112049.4843 | 1203.079 | 93.1356 | 118 | 2037 | 2037-01-01 |  | 2.015%
| 2037-02-01 | 688.1198 | 117763.6038 | 118451.7236 | 1346.52 | 87.9688 | 119 | 2037 | 2037-02-01 |  | 2.015%
| 2037-03-01 | 15656.1809 | 117763.6038 | 133419.7848 | 2097.15 | 63.6196 | 120 | 2037 | 2037-03-01 |  | 2.015%
| 2037-04-01 | 19040.0841 | 117763.6038 | 136803.688 | 2422.14 | 56.4805 | 121 | 2037 | 2037-04-01 |  | 2.015%
| 2037-05-01 | 23064.0709 | 117763.6038 | 140827.6747 | 2803.888 | 50.2259 | 122 | 2037 | 2037-05-01 |  | 2.015%
| 2037-06-01 | 23336.7787 | 117763.6038 | 141100.3825 | 2978.79 | 47.3684 | 123 | 2037 | 2037-06-01 |  | 2.015%
| 2037-07-01 | 19294.1596 | 117763.6038 | 137057.7634 | 2696.225 | 50.8332 | 124 | 2037 | 2037-07-01 |  | 2.015%
| 2037-08-01 | 24620.9423 | 117763.6038 | 142384.5462 | 2700.596 | 52.7234 | 125 | 2037 | 2037-08-01 |  | 2.015%
| 2037-09-01 | -6162.0759 | 117763.6038 | 111601.5279 | 2380.56 | 46.8804 | 126 | 2037 | 2037-09-01 |  | 2.015%
| 2037-10-01 | -6405.8896 | 117763.6038 | 111357.7142 | 1929.905 | 57.7011 | 127 | 2037 | 2037-10-01 |  | 2.015%
| 2037-11-01 | -10360.3367 | 117763.6038 | 107403.2671 | 1299.87 | 82.6262 | 128 | 2037 | 2037-11-01 |  | 2.015%
| 2037-12-01 | -6966.3363 | 117763.6038 | 110797.2675 | 1002.819 | 110.4858 | 129 | 2037 | 2037-12-01 |  | 2.015%
| 2038-01-01 | -5828.299 | 120111.9179 | 114283.619 | 1203.079 | 94.9926 | 1 | 2038 | 2038-01-01 |  | 1.998%
| 2038-02-01 | 701.8698 | 120111.9179 | 120813.7877 | 1346.52 | 89.723 | 2 | 2038 | 2038-02-01 |  | 1.998%
| 2038-03-01 | 15969.0226 | 120111.9179 | 136080.9405 | 2097.15 | 64.8885 | 3 | 2038 | 2038-03-01 |  | 1.998%
| 2038-04-01 | 19420.5429 | 120111.9179 | 139532.4608 | 2422.14 | 57.6071 | 4 | 2038 | 2038-04-01 |  | 1.998%
| 2038-05-01 | 23524.9369 | 120111.9179 | 143636.8548 | 2803.888 | 51.2277 | 5 | 2038 | 2038-05-01 |  | 1.998%
| 2038-06-01 | 23803.0939 | 120111.9179 | 143915.0119 | 2978.79 | 48.3132 | 6 | 2038 | 2038-06-01 |  | 1.998%
| 2038-07-01 | 19679.6953 | 120111.9179 | 139791.6132 | 2696.225 | 51.8472 | 7 | 2038 | 2038-07-01 |  | 1.998%
| 2038-08-01 | 25112.9178 | 120111.9179 | 145224.8357 | 2700.596 | 53.7751 | 8 | 2038 | 2038-08-01 |  | 1.998%
| 2038-09-01 | -6285.2065 | 120111.9179 | 113826.7115 | 2380.56 | 47.8151 | 9 | 2038 | 2038-09-01 |  | 1.998%
| 2038-10-01 | -6533.892 | 120111.9179 | 113578.0259 | 1929.905 | 58.8516 | 10 | 2038 | 2038-10-01 |  | 1.998%
| 2038-11-01 | -10567.3568 | 120111.9179 | 109544.5611 | 1299.87 | 84.2735 | 11 | 2038 | 2038-11-01 |  | 1.998%
| 2038-12-01 | -7105.5376 | 120111.9179 | 113006.3804 | 1002.819 | 112.6887 | 12 | 2038 | 2038-12-01 |  | 1.998%
Note: Energy Dollars in 2038 are 2037 x (2037 / 2033 ) ^ (1/4)

## Table 3 TransCost D2 (hidden)
Table 3
2017 IRP Aeolus-Bridger/Anticline Transmission
Year | Retail Revenue Requirement | Months In Service | Total Resource Costs
| $/kW-yr | # | $/kW-yr
| (b) | (d) | (h)
2017 IRP Aeolus-Bridger/Anticline Transmission
2020 | 47.33 | 2 | 7.8883
2021 | 48.591 | 12 | 48.591
2022 | 49.82 | 12 | 49.82
2023 | 51.01 | 12 | 51.01
2024 | 52.2 | 12 | 52.2
2025 | 53.41 | 12 | 53.41
2026 | 54.63 | 12 | 54.63
2027 | 55.83 | 12 | 55.83
2028 | 57.04 | 12 | 57.04
2029 | 58.29 | 12 | 58.29
2030 | 59.56 | 12 | 59.56
2031 | 60.83 | 12 | 60.83
2032 | 62.1 | 12 | 62.1
2033 | 63.39 | 12 | 63.39
2034 | 64.7 | 12 | 64.7
2035 | 66.03 | 12 | 66.03
2036 | 67.37 | 12 | 67.37
2037 | 68.73 | 12 | 68.73
2038 | 70.1 | 12 | 70.1
2039 | 71.51 | 12 | 71.51
2040 | 72.95 | 12 | 72.95
2041 | 74.44 | 12 | 74.44
2042 | 75.98 | 12 | 75.98
| Transfer Capacity (MW) | 750
Retail Revenue Requirement ($/kW-year, 2021$) |  | 48.591
Company Official Inflation Forecast Dated March 30, 2018
| 2017 | 1.8% |  | 2026 | 2.275% | 2035 | 2.055%
| 2018 | 2.002% |  | 2027 | 2.202% | 2036 | 2.034%
| 2019 | 2.302% |  | 2028 | 2.167% | 2037 | 2.015%
| 2020 | 2.657% |  | 2029 | 2.188% | 2038 | 1.998%
| 2021 | 2.634% |  | 2030 | 2.172% | 2039 | 2.009%
| 2022 | 2.519% |  | 2031 | 2.128% | 2040 | 2.017%
| 2023 | 2.386% |  | 2032 | 2.093% | 2041 | 2.039%
| 2024 | 2.339% |  | 2033 | 2.08% | 2042 | 2.062%
| 2025 | 2.312% |  | 2034 | 2.066% | 2043 | 2.089%

## Table 3 EV2020 Wind_2020 (hidden)
Table 3
2017 IRP Update Wyoming Wind Resource
39% Capacity Factor
Year | Estimated Capital Cost | Fixed Capital Cost at Real Levelized Rate | Fixed O&M | Fixed Costs | Variable O&M | Network Upgrade | Tax Credit | Total Resource Cost | Total Resource Costs | Wind Integration Cost | Proration Months | Proration Months_PTC
| $/kW | $/kW-yr | $/kW-yr | $/MWh | $/MWh | $/MWh | $/MWh | $/MWh | $/kW-yr | $/MWh
| (a) | (b) | (c) | (d) | (e) |  | (f) | (g) | (h) | (h)
2017 IRP Update Wyoming Wind Resource - 39% Capacity Factor
2016
2017 |  |  | 26.2939 | 7.7369 | 1.1816 | 1.7951 |  | 10.7137 | 36.41 | 0.58601 | 12 | 12
2018 |  |  | 26.82 | 7.8917 | 1.21 | 1.83 |  | 10.9317 | 37.15 | 0.6 | 12 | 12
2019 |  |  | 27.44 | 8.0742 | 1.24 | 1.87 |  | 11.1842 | 38.01 | 0.61 | 12 | 12
2020 | 1293.6883 | 68.3578 | 28.17 | 28.4032 | 1.27 | 1.92 | -33.15 | -0.25947 | -0.88 | 0.63 | 2 | 2
2021 |  | 70.16 | 28.91 | 29.1512 | 1.3 | 1.97 | -34.48 | -2.0588 | -7 | 0.65 | 12 | 12
2022 |  | 71.93 | 29.64 | 29.8868 | 1.33 | 2.02 | -34.48 | -1.2432 | -4.22 | 0.67 | 12 | 12
2023 |  | 73.65 | 30.35 | 30.6018 | 1.36 | 2.07 | -35.8 | -1.7682 | -6.01 | 0.69 | 12 | 12
2024 |  | 75.37 | 31.06 | 31.3169 | 1.39 | 2.12 | -35.8 | -0.97313 | -3.31 | 0.71 | 12 | 12
2025 |  | 77.11 | 31.78 | 32.0407 | 1.42 | 2.17 | -37.13 | -1.4993 | -5.1 | 0.73 | 12 | 12
2026 |  | 78.86 | 32.5 | 32.7675 | 1.45 | 2.22 | -37.13 | -0.69249 | -2.35 | 0.75 | 12 | 12
2027 |  | 80.6 | 33.22 | 33.4914 | 1.48 | 2.27 | -38.45 | -1.2086 | -4.11 | 0.77 | 12 | 12
2028 |  | 82.35 | 33.94 | 34.2182 | 1.51 | 2.32 | -38.45 | -0.40184 | -1.37 | 0.79 | 12 | 12
2029 |  | 84.15 | 34.68 | 34.9655 | 1.54 | 2.37 | -39.78 | -0.90445 | -3.07 | 0.81 | 12 | 12
2030 |  | 85.98 | 35.43 | 35.7247 | 1.57 | 2.42 | -41.11 | 5.4564 | 18.54 | 0.83 | 12 | 10
2031 |  | 87.81 | 36.18 | 36.4839 | 1.6 | 2.47 |  | 40.5539 | 137.82 | 0.85 | 12
2032 |  | 89.65 | 36.94 | 37.2489 | 1.63 | 2.52 |  | 41.3989 | 140.69 | 0.87 | 12
2033 |  | 91.51 | 37.71 | 38.0228 | 1.66 | 2.57 |  | 42.2528 | 143.6 | 0.89 | 12
2034 |  | 93.4 | 38.49 | 38.8084 | 1.69 | 2.62 |  | 43.1184 | 146.54 | 0.91 | 12
2035 |  | 95.32 | 39.28 | 39.6058 | 1.72 | 2.67 |  | 43.9958 | 149.52 | 0.93 | 12
2036 |  | 97.26 | 40.08 | 40.4121 | 1.75 | 2.72 |  | 44.8821 | 152.53 | 0.95 | 12
2037 |  | 99.22 | 40.89 | 41.2272 | 1.79 | 2.77 |  | 45.7872 | 155.61 | 0.97 | 12
2038 |  | 101.2 | 41.71 | 42.0511 | 1.83 | 2.83 |  | 46.7111 | 158.75 | 0.99 | 12
2039 |  | 103.23 | 42.55 | 42.8955 | 1.87 | 2.89 |  | 47.6555 | 161.96 | 1.01 | 12
2040 |  | 105.31 | 43.41 | 43.7606 | 1.91 | 2.95 |  | 48.6206 | 165.24 | 1.03 | 12
2041 |  | 107.46 | 44.3 | 44.6552 | 1.95 | 3.01 |  | 49.6152 | 168.62 | 1.05 | 12
2042 |  | 109.68 | 45.21 | 45.5761 | 1.99 | 3.07 |  | 50.6361 | 172.09 | 1.07 | 12
Sources, Inputs and Assumptions
Source: | (c)(f) | Plant Costs - 2017 IRP Update - Table 5.4 & 5.5
| (a) | Plant capacity cost
| (b) | = (a) x 0.0528395063331536
| (d) | = ((b) + (c)) / (8.76 x 38.8%)
| (g) | = (d) + (f)
| (h) | Plant Costs - 2017 IRP Update - Table 5.4 & 5.5
2017 IRP Update Wyoming Wind Resource - 39% Capacity Factor
| Wind | Cost and Input Assumptions
2020 $ | 1293.6883 | Plant capacity cost |  |  |  |  | $/kW-yr
2017 $ | 26.2939 | Fixed O&M, plus on-going capital cost |  |  |  |  | $/kW-yr
2017 $ | 0.58601 | Integration Cost |  |  |  |  | $/MWH
2017 $ | 1.1816 | Variable O&M |  |  |  |  | $/MWH
2017 $ | -12.5013 | Tax Credit $/MWh |  |  |  |  | $/MWH | First Year real levelized
2017 $ | 1.7951 | Network Upgrade ($/MWh) |  |  |  |  | $/MWH
| 5.284% | Payment Factor
| 38.8% | Capacity Factor
Company Official Inflation Forecast Dated March 30, 2018
| 2017 | 1.8% |  | 2026 | 2.275% |  |  | 2035 |  | 2.055%
| 2018 | 2.002% |  | 2027 | 2.202% |  |  | 2036 |  | 2.034%
| 2019 | 2.302% |  | 2028 | 2.167% |  |  | 2037 |  | 2.015%
| 2020 | 2.657% |  | 2029 | 2.188% |  |  | 2038 |  | 1.998%
| 2021 | 2.634% |  | 2030 | 2.172% |  |  | 2039 |  | 2.009%
| 2022 | 2.519% |  | 2031 | 2.128% |  |  | 2040 |  | 2.017%
| 2023 | 2.386% |  | 2032 | 2.093% |  |  | 2041 |  | 2.039%
| 2024 | 2.339% |  | 2033 | 2.08% |  |  | 2042 |  | 2.062%
| 2025 | 2.312% |  | 2034 | 2.066% |  |  | 2043 |  | 2.089%

## Table 3 EV2020 Wind_2021 (hidden)
Table 3
2017 IRP Update Wyoming Wind Resource
39% Capacity Factor
Year | Estimated Capital Cost | Fixed Capital Cost at Real Levelized Rate | Fixed O&M | Fixed Costs | Variable O&M | Network Upgrade | Tax Credit | Total Resource Cost | Total Resource Costs | Wind Integration Cost
| $/kW | $/kW-yr | $/kW-yr | $/MWh | $/MWh | $/MWh | $/MWh | $/MWh | $/kW-yr | $/MWh
| (a) | (b) | (c) | (d) | (e) |  | (f) | (g) | (h) | (h)
2017 IRP Update Wyoming Wind Resource - 39% Capacity Factor
2016
2017 |  |  | 26.2939 | 7.7369 | 1.1816 | 1.7951 |  | 10.7137 | 36.41 | 0.58601
2018 |  |  | 26.82 | 7.8917 | 1.21 | 1.83 |  | 10.9317 | 37.15 | 0.6
2019 |  |  | 27.44 | 8.0742 | 1.24 | 1.87 |  | 11.1842 | 38.01 | 0.61
2020 |  |  | 28.17 | 8.289 | 1.27 | 1.92 |  | 11.479 | 39.01 | 0.63
2021 | 1288.7723 | 68.0981 | 28.91 | 28.5445 | 1.3 | 1.97 | -34.48 | -2.6655 | -9.06 | 0.65
2022 |  | 69.81 | 29.64 | 29.263 | 1.33 | 2.02 | -34.48 | -1.867 | -6.34 | 0.67
2023 |  | 71.48 | 30.35 | 29.9633 | 1.36 | 2.07 | -35.8 | -2.4067 | -8.18 | 0.69
2024 |  | 73.15 | 31.06 | 30.6636 | 1.39 | 2.12 | -35.8 | -1.6264 | -5.53 | 0.71
2025 |  | 74.84 | 31.78 | 31.3728 | 1.42 | 2.17 | -37.13 | -2.1672 | -7.37 | 0.73
2026 |  | 76.54 | 32.5 | 32.0849 | 1.45 | 2.22 | -37.13 | -1.3751 | -4.67 | 0.75
2027 |  | 78.23 | 33.22 | 32.794 | 1.48 | 2.27 | -38.45 | -1.906 | -6.48 | 0.77
2028 |  | 79.93 | 33.94 | 33.5061 | 1.51 | 2.32 | -38.45 | -1.1139 | -3.79 | 0.79
2029 |  | 81.68 | 34.68 | 34.2388 | 1.54 | 2.37 | -39.78 | -1.6312 | -5.54 | 0.81
2030 |  | 83.45 | 35.43 | 34.9803 | 1.57 | 2.42 | -41.11 | -2.1397 | -7.27 | 0.83
2031 |  | 85.23 | 36.18 | 35.7247 | 1.6 | 2.47 |  | 39.7947 | 135.24 | 0.85
2032 |  | 87.01 | 36.94 | 36.4721 | 1.63 | 2.52 |  | 40.6221 | 138.05 | 0.87
2033 |  | 88.82 | 37.71 | 37.2313 | 1.66 | 2.57 |  | 41.4613 | 140.91 | 0.89
2034 |  | 90.65 | 38.49 | 37.9993 | 1.69 | 2.62 |  | 42.3093 | 143.79 | 0.91
2035 |  | 92.51 | 39.28 | 38.779 | 1.72 | 2.67 |  | 43.169 | 146.71 | 0.93
2036 |  | 94.39 | 40.08 | 39.5676 | 1.75 | 2.72 |  | 44.0376 | 149.66 | 0.95
2037 |  | 96.29 | 40.89 | 40.365 | 1.79 | 2.77 |  | 44.925 | 152.68 | 0.97
2038 |  | 98.21 | 41.71 | 41.1712 | 1.83 | 2.83 |  | 45.8312 | 155.76 | 0.99
2039 |  | 100.18 | 42.55 | 41.9981 | 1.87 | 2.89 |  | 46.7581 | 158.91 | 1.01
2040 |  | 102.2 | 43.41 | 42.8455 | 1.91 | 2.95 |  | 47.7055 | 162.13 | 1.03
2041 |  | 104.28 | 44.3 | 43.7194 | 1.95 | 3.01 |  | 48.6794 | 165.44 | 1.05
2042 |  | 106.43 | 45.21 | 44.6198 | 1.99 | 3.07 |  | 49.6798 | 168.84 | 1.07
Sources, Inputs and Assumptions
Source: | (c)(f) | Plant Costs - 2017 IRP Update - Table 5.4 & 5.5
| (a) | Plant capacity cost
| (b) | = (a) x 0.0528395063331536
| (d) | = ((b) + (c)) / (8.76 x 38.8%)
| (g) | = (d) + (f)
| (h) | Plant Costs - 2017 IRP Update - Table 5.4 & 5.5
2017 IRP Update Wyoming Wind Resource - 39% Capacity Factor
| Wind | Cost and Input Assumptions
2021 $ | 1288.7723 | Plant capacity cost |  |  |  |  | $/kW-yr
2017 $ | 26.2939 | Fixed O&M, plus on-going capital cost |  |  |  |  | $/kW-yr
2017 $ | 0.58601 | Integration Cost |  |  |  |  | $/MWH
2017 $ | 1.1816 | Variable O&M |  |  |  |  | $/MWH
2017 $ | -12.5013 | Tax Credit $/MWh |  |  |  |  | $/MWH | First Year real levelized
2017 $ | 1.7951 | Network Upgrade ($/MWh) |  |  |  |  | $/MWH
| 5.284% | Payment Factor
| 38.8% | Capacity Factor
Company Official Inflation Forecast Dated March 30, 2018
| 2017 | 1.8% |  | 2026 | 2.275% |  |  | 2035 |  | 2.055%
| 2018 | 2.002% |  | 2027 | 2.202% |  |  | 2036 |  | 2.034%
| 2019 | 2.302% |  | 2028 | 2.167% |  |  | 2037 |  | 2.015%
| 2020 | 2.657% |  | 2029 | 2.188% |  |  | 2038 |  | 1.998%
| 2021 | 2.634% |  | 2030 | 2.172% |  |  | 2039 |  | 2.009%
| 2022 | 2.519% |  | 2031 | 2.128% |  |  | 2040 |  | 2.017%
| 2023 | 2.386% |  | 2032 | 2.093% |  |  | 2041 |  | 2.039%
| 2024 | 2.339% |  | 2033 | 2.08% |  |  | 2042 |  | 2.062%
| 2025 | 2.312% |  | 2034 | 2.066% |  |  | 2043 |  | 2.089%

## Table 3 DJ Wind 2030 (hidden)
Table 3
2017 IRP Update Wyoming DJ Wind Resource
41% Capacity Factor
Year | Estimated Capital Cost | Fixed Capital Cost at Real Levelized Rate | Fixed O&M | Fixed Costs | Variable O&M | Tax Credit | Total Resource Cost | Total Resource Costs | Wind Integration Cost | Tax Credit
| $/kW | $/kW-yr | $/kW-yr | $/MWh | $/MWh | $/MWh | $/MWh | $/kW-yr | $/MWh
| (a) | (b) | (c) | (d) | (e) | (f) | (g) | (h) | (i)
2017 IRP Update Wyoming DJ Wind Resource - 41% Capacity Factor
2016 | [9 empty] | 0
2017 |  |  | 37.5656 | 10.3833 | 0.65 | 0 | 11.0333 | 39.92 | 0.58601 | 0
2018 |  |  | 38.32 | 10.5918 | 0.66 | 0 | 11.2518 | 40.71 | 0.6 | 0
2019 |  |  | 39.2 | 10.8351 | 0.68 | 0 | 11.5151 | 41.66 | 0.61 | 0
2020 |  |  | 40.24 | 11.1225 | 0.7 | 0 | 11.8225 | 42.77 | 0.63 | 0
2021 |  |  | 41.3 | 11.4155 | 0.72 | 0 | 12.1355 | 43.9 | 0.65 | 0
2022 |  |  | 42.34 | 11.703 | 0.74 | 0 | 12.443 | 45.02 | 0.67 | 0
2023 |  |  | 43.35 | 11.9822 | 0.76 | 0 | 12.7422 | 46.1 | 0.69 | 0
2024 |  |  | 44.36 | 12.2613 | 0.78 | 0 | 13.0413 | 47.18 | 0.71 | 0
2025 |  |  | 45.39 | 12.546 | 0.8 | 0 | 13.346 | 48.28 | 0.73 | 0
2026 |  |  | 46.42 | 12.8307 | 0.82 | 0 | 13.6507 | 49.39 | 0.75 | 0
2027 |  |  | 47.44 | 13.1127 | 0.84 | 0 | 13.9527 | 50.48 | 0.77 | 0
2028 |  |  | 48.47 | 13.3973 | 0.86 | 0 | 14.2573 | 51.58 | 0.79 | 0
2029 |  |  | 49.53 | 13.6903 | 0.88 | 0 | 14.5703 | 52.71 | 0.81 | 0
2030 | 1353.2739 | 96.1635 | 50.61 | 40.5689 | 0.9 | 0 | 41.4689 | 150.03 | 0.83 | 0
2031 |  | 98.21 | 51.69 | 41.4331 | 0.92 | 0 | 42.3531 | 153.23 | 0.85 | 0
2032 |  | 100.27 | 52.77 | 42.301 | 0.94 | 0 | 43.241 | 156.44 | 0.87 | 0
2033 |  | 102.36 | 53.87 | 43.1827 | 0.96 | 0 | 44.1427 | 159.7 | 0.89 | 0
2034 |  | 104.47 | 54.98 | 44.0728 | 0.98 | 0 | 45.0528 | 163 | 0.91 | 0
2035 |  | 106.62 | 56.11 | 44.9794 | 1 | 0 | 45.9794 | 166.35 | 0.93 | 0
2036 |  | 108.79 | 57.25 | 45.8943 | 1.02 | 0 | 46.9143 | 169.73 | 0.95 | 0
2037 |  | 110.98 | 58.4 | 46.8175 | 1.04 | 0 | 47.8575 | 173.14 | 0.97 | 0
2038 |  | 113.2 | 59.57 | 47.7545 | 1.06 | 0 | 48.8145 | 176.6 | 0.99 | 0
2039 |  | 115.47 | 60.77 | 48.7136 | 1.08 | 0 | 49.7936 | 180.15 | 1.01 | 0
2040 |  | 117.8 | 62 | 49.6976 | 1.1 | 0 | 50.7976 | 183.78 | 1.03 | 0
2041 |  | 120.2 | 63.26 | 50.7093 | 1.12 | 0 | 51.8293 | 187.51 | 1.05 | 0
2042 |  | 122.68 | 64.56 | 51.7541 | 1.14 | 0 | 52.8941 | 191.36 | 1.07 | 0
Sources, Inputs and Assumptions
Source: | (c)(f) | Plant Costs - 2017 IRP Update - Table 5.4 & 5.5
| (a) | Plant capacity cost
| (b) | = (a) x 0.0710599128799291
| (d) | = ((b) + (c)) / (8.76 x 41.3%)
| (g) | = (d) + (f)
| (i) | Plant Costs - 2017 IRP Update - Table 5.4 & 5.5
2017 IRP Update Wyoming DJ Wind Resource - 41% Capacity Factor
| Wind | Cost and Input Assumptions
2030 $ | 1353.2739 | Plant capacity cost |  |  |  | $/kW-yr
2017 $ | 37.5656 | Fixed O&M, plus on-going capital cost |  |  |  | $/kW-yr
2017 $ | 0.58601 | Integration Cost |  |  |  | $/MWH
2017 $ | 0.65 | Variable O&M |  |  |  | $/MWH
2017 $ |  | Tax Credit $/MWh |  |  |  | $/MWH
| 7.106% | Payment Factor
| 43.12% | Capacity Factor |  |  | 41.3% | Supply Side tables
Company Official Inflation Forecast Dated March 30, 2018
| 2017 | 1.8% |  | 2026 | 2.275% |  | 2035 |  | 2.055%
| 2018 | 2.002% |  | 2027 | 2.202% |  | 2036 |  | 2.034%
| 2019 | 2.302% |  | 2028 | 2.167% |  | 2037 |  | 2.015%
| 2020 | 2.657% |  | 2029 | 2.188% |  | 2038 |  | 1.998%
| 2021 | 2.634% |  | 2030 | 2.172% |  | 2039 |  | 2.009%
| 2022 | 2.519% |  | 2031 | 2.128% |  | 2040 |  | 2.017%
| 2023 | 2.386% |  | 2032 | 2.093% |  | 2041 |  | 2.039%
| 2024 | 2.339% |  | 2033 | 2.08% |  | 2042 |  | 2.062%
| 2025 | 2.312% |  | 2034 | 2.066% |  | 2043 |  | 2.089%

## Table 3 ID Wind 2033 (hidden)
Table 3
2017 IRP Update ID Wind Resource
38% Capacity Factor
Year | Estimated Capital Cost | Fixed Capital Cost at Real Levelized Rate | Fixed O&M | Fixed Costs | Variable O&M | Tax Credit | Total Resource Costs | Total Resource Costs | Wind Integration Cost | Tax Credit
| $/kW | $/kW-yr | $/kW-yr | $/MWh | $/MWh | $/MWh | $/MWh | $/kW-yr | $/MWh
| (a) | (b) | (c) | (d) | (e) | (f) | (g) | (h) | (h)
2017 IRP Update ID Wind Resource - 38% Capacity Factor
2016 | [9 empty] | 0
2017 |  |  | 37.5706 | 11.2865 | 0 | 0 | 11.2865 | 37.57 | 0.58601 | 0
2018 |  |  | 38.32 | 11.5117 | 0 | 0 | 11.5117 | 38.32 | 0.6 | 0
2019 |  |  | 39.2 | 11.776 | 0 | 0 | 11.776 | 39.2 | 0.61 | 0
2020 |  |  | 40.24 | 12.0884 | 0 | 0 | 12.0884 | 40.24 | 0.63 | 0
2021 |  |  | 41.3 | 12.4069 | 0 | 0 | 12.4069 | 41.3 | 0.65 | 0
2022 |  |  | 42.34 | 12.7193 | 0 | 0 | 12.7193 | 42.34 | 0.67 | 0
2023 |  |  | 43.35 | 13.0227 | 0 | 0 | 13.0227 | 43.35 | 0.69 | 0
2024 |  |  | 44.36 | 13.3261 | 0 | 0 | 13.3261 | 44.36 | 0.71 | 0
2025 |  |  | 45.39 | 13.6355 | 0 | 0 | 13.6355 | 45.39 | 0.73 | 0
2026 |  |  | 46.42 | 13.945 | 0 | 0 | 13.945 | 46.42 | 0.75 | 0
2027 |  |  | 47.44 | 14.2514 | 0 | 0 | 14.2514 | 47.44 | 0.77 | 0
2028 |  |  | 48.47 | 14.5608 | 0 | 0 | 14.5608 | 48.47 | 0.79 | 0
2029 |  |  | 49.53 | 14.8792 | 0 | 0 | 14.8792 | 49.53 | 0.81 | 0
2030 |  |  | 50.61 | 15.2037 | 0 | 0 | 15.2037 | 50.61 | 0.83 | 0
2031 |  |  | 51.69 | 15.5281 | 0 | 0 | 15.5281 | 51.69 | 0.85 | 0
2032 |  |  | 52.77 | 15.8526 | 0 | 0 | 15.8526 | 52.77 | 0.87 | 0
2033 | 1420.0408 | 100.908 | 53.87 | 46.4966 | 0 | 0 | 46.4966 | 154.78 | 0.89 | 0
2034 |  | 102.99 | 54.98 | 47.4555 | 0 | 0 | 47.4555 | 157.97 | 0.91 | 0
2035 |  | 105.11 | 56.11 | 48.4319 | 0 | 0 | 48.4319 | 161.22 | 0.93 | 0
2036 |  | 107.25 | 57.25 | 49.4172 | 0 | 0 | 49.4172 | 164.5 | 0.95 | 0
2037 |  | 109.41 | 58.4 | 50.4116 | 0 | 0 | 50.4116 | 167.81 | 0.97 | 0
2038 |  | 111.6 | 59.57 | 51.4209 | 0 | 0 | 51.4209 | 171.17 | 0.99 | 0
2039 |  | 113.84 | 60.77 | 52.4543 | 0 | 0 | 52.4543 | 174.61 | 1.01 | 0
2040 |  | 116.14 | 62 | 53.5148 | 0 | 0 | 53.5148 | 178.14 | 1.03 | 0
2041 |  | 118.51 | 63.26 | 54.6053 | 0 | 0 | 54.6053 | 181.77 | 1.05 | 0
2042 |  | 120.95 | 64.56 | 55.7288 | 0 | 0 | 55.7288 | 185.51 | 1.07 | 0
Sources, Inputs and Assumptions
Source: | (c)(f) | Plant Costs - 2017 IRP Update - Table 5.4 & 5.5
| (a) | Plant capacity cost
| (b) | = (a) x 0.0710599128799291
| (d) | = ((b) + (c)) / (8.76 x 38.0%)
| (g) | = (d) + (f)
| (h) | Plant Costs - 2017 IRP Update - Table 5.4 & 5.5
2017 IRP Update ID Wind Resource - 38% Capacity Factor
| Wind | Cost and Input Assumptions
2033 $ | 1420.0408 | Plant capacity cost |  |  |  | $/kW-yr
2017 $ | 37.5706 | Fixed O&M, plus on-going capital cost |  |  |  | $/kW-yr
2017 $ | 0.58601 | Integration Cost |  |  |  | $/MWH
2017 $ | 0 | Variable O&M |  |  |  | $/MWH
2017 $ |  | Tax Credit $/MWh |  |  |  | $/MWH
| 7.106% | Payment Factor
| 38% | Capacity Factor
Company Official Inflation Forecast Dated March 30, 2018
| 2017 | 1.8% |  | 2026 | 2.275% |  | 2035 |  | 2.055%
| 2018 | 2.002% |  | 2027 | 2.202% |  | 2036 |  | 2.034%
| 2019 | 2.302% |  | 2028 | 2.167% |  | 2037 |  | 2.015%
| 2020 | 2.657% |  | 2029 | 2.188% |  | 2038 |  | 1.998%
| 2021 | 2.634% |  | 2030 | 2.172% |  | 2039 |  | 2.009%
| 2022 | 2.519% |  | 2031 | 2.128% |  | 2040 |  | 2.017%
| 2023 | 2.386% |  | 2032 | 2.093% |  | 2041 |  | 2.039%
| 2024 | 2.339% |  | 2033 | 2.08% |  | 2042 |  | 2.062%
| 2025 | 2.312% |  | 2034 | 2.066% |  | 2043 |  | 2.089%

## Table 3 WW Wind 2035 (hidden)
Table 3
2017 IRP Update Walla Walla Wind Resource
38% Capacity Factor
Year | Estimated Capital Cost | Fixed Capital Cost at Real Levelized Rate | Fixed O&M | Fixed Costs | Variable O&M | Tax Credit | Total Resource Costs | Total Resource Costs | Wind Integration Cost | Tax Credit
| $/kW | $/kW-yr | $/kW-yr | $/MWh | $/MWh | $/MWh | $/MWh | $/kW-yr | $/MWh
| (a) | (b) | (c) | (d) | (e) | (f) | (g) | (h) | (h)
2017 IRP Update Walla Walla Wind Resource - 38% Capacity Factor
2016 | [9 empty] | 0
2017 |  |  | 37.5706 | 11.2865 | 0 | 0 | 11.2865 | 37.57 | 0.58601 | 0
2018 |  |  | 38.32 | 11.5117 | 0 | 0 | 11.5117 | 38.32 | 0.6 | 0
2019 |  |  | 39.2 | 11.776 | 0 | 0 | 11.776 | 39.2 | 0.61 | 0
2020 |  |  | 40.24 | 12.0884 | 0 | 0 | 12.0884 | 40.24 | 0.63 | 0
2021 |  |  | 41.3 | 12.4069 | 0 | 0 | 12.4069 | 41.3 | 0.65 | 0
2022 |  |  | 42.34 | 12.7193 | 0 | 0 | 12.7193 | 42.34 | 0.67 | 0
2023 |  |  | 43.35 | 13.0227 | 0 | 0 | 13.0227 | 43.35 | 0.69 | 0
2024 |  |  | 44.36 | 13.3261 | 0 | 0 | 13.3261 | 44.36 | 0.71 | 0
2025 |  |  | 45.39 | 13.6355 | 0 | 0 | 13.6355 | 45.39 | 0.73 | 0
2026 |  |  | 46.42 | 13.945 | 0 | 0 | 13.945 | 46.42 | 0.75 | 0
2027 |  |  | 47.44 | 14.2514 | 0 | 0 | 14.2514 | 47.44 | 0.77 | 0
2028 |  |  | 48.47 | 14.5608 | 0 | 0 | 14.5608 | 48.47 | 0.79 | 0
2029 |  |  | 49.53 | 14.8792 | 0 | 0 | 14.8792 | 49.53 | 0.81 | 0
2030 |  |  | 50.61 | 15.2037 | 0 | 0 | 15.2037 | 50.61 | 0.83 | 0
2031 |  |  | 51.69 | 15.5281 | 0 | 0 | 15.5281 | 51.69 | 0.85 | 0
2032 |  |  | 52.77 | 15.8526 | 0 | 0 | 15.8526 | 52.77 | 0.87 | 0
2033 |  |  | 53.87 | 16.183 | 0 | 0 | 16.183 | 53.87 | 0.89 | 0
2034 |  |  | 54.98 | 16.5165 | 0 | 0 | 16.5165 | 54.98 | 0.91 | 0
2035 | 1417.4139 | 100.7213 | 56.11 | 47.1135 | 0 | 0 | 47.1135 | 156.83 | 0.93 | 0
2036 |  | 102.77 | 57.25 | 48.0714 | 0 | 0 | 48.0714 | 160.02 | 0.95 | 0
2037 |  | 104.84 | 58.4 | 49.0387 | 0 | 0 | 49.0387 | 163.24 | 0.97 | 0
2038 |  | 106.93 | 59.57 | 50.018 | 0 | 0 | 50.018 | 166.5 | 0.99 | 0
2039 |  | 109.08 | 60.77 | 51.0244 | 0 | 0 | 51.0244 | 169.85 | 1.01 | 0
2040 |  | 111.28 | 62 | 52.0548 | 0 | 0 | 52.0548 | 173.28 | 1.03 | 0
2041 |  | 113.55 | 63.26 | 53.1152 | 0 | 0 | 53.1152 | 176.81 | 1.05 | 0
2042 |  | 115.89 | 64.56 | 54.2087 | 0 | 0 | 54.2087 | 180.45 | 1.07 | 0
Sources, Inputs and Assumptions
Source: | (c)(f) | Plant Costs - 2017 IRP Update - Table 5.4 & 5.5
| (a) | Plant capacity cost
| (b) | = (a) x 0.0710599128799291
| (d) | = ((b) + (c)) / (8.76 x 38.0%)
| (g) | = (d) + (f)
| (h) | Plant Costs - 2017 IRP Update - Table 5.4 & 5.5
2017 IRP Update Walla Walla Wind Resource - 38% Capacity Factor
| Wind | Cost and Input Assumptions
2035 $ | 1417.4139 | Plant capacity cost |  |  |  | $/kW-yr
2017 $ | 37.5706 | Fixed O&M, plus on-going capital cost |  |  |  | $/kW-yr
2017 $ | 0.58601 | Integration Cost |  |  |  | $/MWH
2017 $ | 0 | Variable O&M |  |  |  | $/MWH
2017 $ |  | Tax Credit $/MWh |  |  |  | $/MWH
| 7.106% | Payment Factor
| 38% | Capacity Factor
Company Official Inflation Forecast Dated March 30, 2018
| 2017 | 1.8% |  | 2026 | 2.275% |  | 2035 |  | 2.055%
| 2018 | 2.002% |  | 2027 | 2.202% |  | 2036 |  | 2.034%
| 2019 | 2.302% |  | 2028 | 2.167% |  | 2037 |  | 2.015%
| 2020 | 2.657% |  | 2029 | 2.188% |  | 2038 |  | 1.998%
| 2021 | 2.634% |  | 2030 | 2.172% |  | 2039 |  | 2.009%
| 2022 | 2.519% |  | 2031 | 2.128% |  | 2040 |  | 2.017%
| 2023 | 2.386% |  | 2032 | 2.093% |  | 2041 |  | 2.039%
| 2024 | 2.339% |  | 2033 | 2.08% |  | 2042 |  | 2.062%
| 2025 | 2.312% |  | 2034 | 2.066% |  | 2043 |  | 2.089%

## Table 3 YK Wind 2035 (hidden)
Table 3
2017 IRP Update Yakima Wind Resource
38% Capacity Factor
Year | Estimated Capital Cost | Fixed Capital Cost at Real Levelized Rate | Fixed O&M | Fixed Costs | Variable O&M | Tax Credit | Total Resource Costs | Total Resource Costs | Wind Integration Cost | Tax Credit
| $/kW | $/kW-yr | $/kW-yr | $/MWh | $/MWh | $/MWh | $/MWh | $/kW-yr | $/MWh
| (a) | (b) | (c) | (d) | (e) | (f) | (g) | (h) | (h)
2017 IRP Update Yakima Wind Resource - 38% Capacity Factor
2016 | [9 empty] | 0
2017 |  |  | 37.5706 | 11.2865 | 0 | 0 | 11.2865 | 37.57 | 0.58601 | 0
2018 |  |  | 38.32 | 11.5117 | 0 | 0 | 11.5117 | 38.32 | 0.6 | 0
2019 |  |  | 39.2 | 11.776 | 0 | 0 | 11.776 | 39.2 | 0.61 | 0
2020 |  |  | 40.24 | 12.0884 | 0 | 0 | 12.0884 | 40.24 | 0.63 | 0
2021 |  |  | 41.3 | 12.4069 | 0 | 0 | 12.4069 | 41.3 | 0.65 | 0
2022 |  |  | 42.34 | 12.7193 | 0 | 0 | 12.7193 | 42.34 | 0.67 | 0
2023 |  |  | 43.35 | 13.0227 | 0 | 0 | 13.0227 | 43.35 | 0.69 | 0
2024 |  |  | 44.36 | 13.3261 | 0 | 0 | 13.3261 | 44.36 | 0.71 | 0
2025 |  |  | 45.39 | 13.6355 | 0 | 0 | 13.6355 | 45.39 | 0.73 | 0
2026 |  |  | 46.42 | 13.945 | 0 | 0 | 13.945 | 46.42 | 0.75 | 0
2027 |  |  | 47.44 | 14.2514 | 0 | 0 | 14.2514 | 47.44 | 0.77 | 0
2028 |  |  | 48.47 | 14.5608 | 0 | 0 | 14.5608 | 48.47 | 0.79 | 0
2029 |  |  | 49.53 | 14.8792 | 0 | 0 | 14.8792 | 49.53 | 0.81 | 0
2030 |  |  | 50.61 | 15.2037 | 0 | 0 | 15.2037 | 50.61 | 0.83 | 0
2031 |  |  | 51.69 | 15.5281 | 0 | 0 | 15.5281 | 51.69 | 0.85 | 0
2032 |  |  | 52.77 | 15.8526 | 0 | 0 | 15.8526 | 52.77 | 0.87 | 0
2033 |  |  | 53.87 | 16.183 | 0 | 0 | 16.183 | 53.87 | 0.89 | 0
2034 |  |  | 54.98 | 16.5165 | 0 | 0 | 16.5165 | 54.98 | 0.91 | 0
2035 | 1417.4139 | 100.7213 | 56.11 | 47.1135 | 0 | 0 | 47.1135 | 156.83 | 0.93 | 0
2036 |  | 102.77 | 57.25 | 48.0714 | 0 | 0 | 48.0714 | 160.02 | 0.95 | 0
2037 |  | 104.84 | 58.4 | 49.0387 | 0 | 0 | 49.0387 | 163.24 | 0.97 | 0
2038 |  | 106.93 | 59.57 | 50.018 | 0 | 0 | 50.018 | 166.5 | 0.99 | 0
2039 |  | 109.08 | 60.77 | 51.0244 | 0 | 0 | 51.0244 | 169.85 | 1.01 | 0
2040 |  | 111.28 | 62 | 52.0548 | 0 | 0 | 52.0548 | 173.28 | 1.03 | 0
2041 |  | 113.55 | 63.26 | 53.1152 | 0 | 0 | 53.1152 | 176.81 | 1.05 | 0
2042 |  | 115.89 | 64.56 | 54.2087 | 0 | 0 | 54.2087 | 180.45 | 1.07 | 0
Sources, Inputs and Assumptions
Source: | (c)(f) | Plant Costs - 2017 IRP Update - Table 5.4 & 5.5
| (a) | Plant capacity cost
| (b) | = (a) x 0.0710599128799291
| (d) | = ((b) + (c)) / (8.76 x 38.0%)
| (g) | = (d) + (f)
| (h) | Plant Costs - 2017 IRP Update - Table 5.4 & 5.5
2017 IRP Update Yakima Wind Resource - 38% Capacity Factor
| Wind | Cost and Input Assumptions
2035 $ | 1417.4139 | Plant capacity cost |  |  |  | $/kW-yr
2017 $ | 37.5706 | Fixed O&M, plus on-going capital cost |  |  |  | $/kW-yr
2017 $ | 0.58601 | Integration Cost |  |  |  | $/MWH
2017 $ | 0 | Variable O&M |  |  |  | $/MWH
2017 $ |  | Tax Credit $/MWh |  |  |  | $/MWH
| 7.106% | Payment Factor
| 38% | Capacity Factor
Company Official Inflation Forecast Dated March 30, 2018
| 2017 | 1.8% |  | 2026 | 2.275% |  | 2035 |  | 2.055%
| 2018 | 2.002% |  | 2027 | 2.202% |  | 2036 |  | 2.034%
| 2019 | 2.302% |  | 2028 | 2.167% |  | 2037 |  | 2.015%
| 2020 | 2.657% |  | 2029 | 2.188% |  | 2038 |  | 1.998%
| 2021 | 2.634% |  | 2030 | 2.172% |  | 2039 |  | 2.009%
| 2022 | 2.519% |  | 2031 | 2.128% |  | 2040 |  | 2.017%
| 2023 | 2.386% |  | 2032 | 2.093% |  | 2041 |  | 2.039%
| 2024 | 2.339% |  | 2033 | 2.08% |  | 2042 |  | 2.062%
| 2025 | 2.312% |  | 2034 | 2.066% |  | 2043 |  | 2.089%

## Table 3 OR Wind 2035 (hidden)
Table 3
2017 IRP Update Oregon Wind Resource
38% Capacity Factor
Year | Estimated Capital Cost | Fixed Capital Cost at Real Levelized Rate | Fixed O&M | Fixed Costs | Variable O&M | Tax Credit | Total Resource Costs | Total Resource Costs | Wind Integration Cost | Tax Credit
| $/kW | $/kW-yr | $/kW-yr | $/MWh | $/MWh | $/MWh | $/MWh | $/kW-yr | $/MWh
| (a) | (b) | (c) | (d) | (e) | (f) | (g) | (h) | (h)
2017 IRP Update Oregon Wind Resource - 38% Capacity Factor
2016 | [9 empty] | 0
2017 |  |  | 37.5706 | 11.2865 | 0 | 0 | 11.2865 | 37.57 | 0.58601 | 0
2018 |  |  | 38.32 | 11.5117 | 0 | 0 | 11.5117 | 38.32 | 0.6 | 0
2019 |  |  | 39.2 | 11.776 | 0 | 0 | 11.776 | 39.2 | 0.61 | 0
2020 |  |  | 40.24 | 12.0884 | 0 | 0 | 12.0884 | 40.24 | 0.63 | 0
2021 |  |  | 41.3 | 12.4069 | 0 | 0 | 12.4069 | 41.3 | 0.65 | 0
2022 |  |  | 42.34 | 12.7193 | 0 | 0 | 12.7193 | 42.34 | 0.67 | 0
2023 |  |  | 43.35 | 13.0227 | 0 | 0 | 13.0227 | 43.35 | 0.69 | 0
2024 |  |  | 44.36 | 13.3261 | 0 | 0 | 13.3261 | 44.36 | 0.71 | 0
2025 |  |  | 45.39 | 13.6355 | 0 | 0 | 13.6355 | 45.39 | 0.73 | 0
2026 |  |  | 46.42 | 13.945 | 0 | 0 | 13.945 | 46.42 | 0.75 | 0
2027 |  |  | 47.44 | 14.2514 | 0 | 0 | 14.2514 | 47.44 | 0.77 | 0
2028 |  |  | 48.47 | 14.5608 | 0 | 0 | 14.5608 | 48.47 | 0.79 | 0
2029 |  |  | 49.53 | 14.8792 | 0 | 0 | 14.8792 | 49.53 | 0.81 | 0
2030 |  |  | 50.61 | 15.2037 | 0 | 0 | 15.2037 | 50.61 | 0.83 | 0
2031 |  |  | 51.69 | 15.5281 | 0 | 0 | 15.5281 | 51.69 | 0.85 | 0
2032 |  |  | 52.77 | 15.8526 | 0 | 0 | 15.8526 | 52.77 | 0.87 | 0
2033 |  |  | 53.87 | 16.183 | 0 | 0 | 16.183 | 53.87 | 0.89 | 0
2034 |  |  | 54.98 | 16.5165 | 0 | 0 | 16.5165 | 54.98 | 0.91 | 0
2035 | 1397.0737 | 99.2759 | 56.11 | 46.6793 | 0 | 0 | 46.6793 | 155.39 | 0.93 | 0
2036 |  | 101.3 | 57.25 | 47.6298 | 0 | 0 | 47.6298 | 158.55 | 0.95 | 0
2037 |  | 103.34 | 58.4 | 48.5881 | 0 | 0 | 48.5881 | 161.74 | 0.97 | 0
2038 |  | 105.4 | 59.57 | 49.5584 | 0 | 0 | 49.5584 | 164.97 | 0.99 | 0
2039 |  | 107.52 | 60.77 | 50.5558 | 0 | 0 | 50.5558 | 168.29 | 1.01 | 0
2040 |  | 109.69 | 62 | 51.5771 | 0 | 0 | 51.5771 | 171.69 | 1.03 | 0
2041 |  | 111.93 | 63.26 | 52.6286 | 0 | 0 | 52.6286 | 175.19 | 1.05 | 0
2042 |  | 114.24 | 64.56 | 53.713 | 0 | 0 | 53.713 | 178.8 | 1.07 | 0
Sources, Inputs and Assumptions
Source: | (c)(f) | Plant Costs - 2017 IRP Update - Table 5.4 & 5.5
| (a) | Plant capacity cost
| (b) | = (a) x 0.0710599128799291
| (d) | = ((b) + (c)) / (8.76 x 38.0%)
| (g) | = (d) + (f)
| (h) | Plant Costs - 2017 IRP Update - Table 5.4 & 5.5
2017 IRP Update Oregon Wind Resource - 38% Capacity Factor
| Wind | Cost and Input Assumptions
2035 $ | 1397.0737 | Plant capacity cost |  |  |  | $/kW-yr
2017 $ | 37.5706 | Fixed O&M, plus on-going capital cost |  |  |  | $/kW-yr
2017 $ | 0.58601 | Integration Cost |  |  |  | $/MWH
2017 $ | 0 | Variable O&M |  |  |  | $/MWH
2017 $ |  | Tax Credit $/MWh |  |  |  | $/MWH
| 7.106% | Payment Factor
| 38% | Capacity Factor
Company Official Inflation Forecast Dated March 30, 2018
| 2017 | 1.8% |  | 2026 | 2.275% |  | 2035 |  | 2.055%
| 2018 | 2.002% |  | 2027 | 2.202% |  | 2036 |  | 2.034%
| 2019 | 2.302% |  | 2028 | 2.167% |  | 2037 |  | 2.015%
| 2020 | 2.657% |  | 2029 | 2.188% |  | 2038 |  | 1.998%
| 2021 | 2.634% |  | 2030 | 2.172% |  | 2039 |  | 2.009%
| 2022 | 2.519% |  | 2031 | 2.128% |  | 2040 |  | 2.017%
| 2023 | 2.386% |  | 2032 | 2.093% |  | 2041 |  | 2.039%
| 2024 | 2.339% |  | 2033 | 2.08% |  | 2042 |  | 2.062%
| 2025 | 2.312% |  | 2034 | 2.066% |  | 2043 |  | 2.089%

## Table 3 UT Wind 2036 (hidden)
Table 3
2017 IRP Update Utah Wind Resource
31% Capacity Factor
Year | Estimated Capital Cost | Fixed Capital Cost at Real Levelized Rate | Fixed O&M | Fixed Costs | Variable O&M | Tax Credit | Total Resource Cost | Total Resource Costs | Wind Integration Cost | Tax Credit
| $/kW | $/kW-yr | $/kW-yr | $/MWh | $/MWh | $/MWh | $/MWh | $/kW-yr | $/MWh
| (a) | (b) | (c) | (d) | (e) | (f) | (g) | (h) | (i)
2017 IRP Update Utah Wind Resource - 31% Capacity Factor
2016 | [9 empty] | 0
2017 |  |  | 37.5706 | 13.8351 | 0 | 0 | 13.8351 | 37.57 | 0.58601 | 0
2018 |  |  | 38.32 | 14.1111 | 0 | 0 | 14.1111 | 38.32 | 0.6 | 0
2019 |  |  | 39.2 | 14.4351 | 0 | 0 | 14.4351 | 39.2 | 0.61 | 0
2020 |  |  | 40.24 | 14.8181 | 0 | 0 | 14.8181 | 40.24 | 0.63 | 0
2021 |  |  | 41.3 | 15.2084 | 0 | 0 | 15.2084 | 41.3 | 0.65 | 0
2022 |  |  | 42.34 | 15.5914 | 0 | 0 | 15.5914 | 42.34 | 0.67 | 0
2023 |  |  | 43.35 | 15.9633 | 0 | 0 | 15.9633 | 43.35 | 0.69 | 0
2024 |  |  | 44.36 | 16.3352 | 0 | 0 | 16.3352 | 44.36 | 0.71 | 0
2025 |  |  | 45.39 | 16.7145 | 0 | 0 | 16.7145 | 45.39 | 0.73 | 0
2026 |  |  | 46.42 | 17.0938 | 0 | 0 | 17.0938 | 46.42 | 0.75 | 0
2027 |  |  | 47.44 | 17.4694 | 0 | 0 | 17.4694 | 47.44 | 0.77 | 0
2028 |  |  | 48.47 | 17.8487 | 0 | 0 | 17.8487 | 48.47 | 0.79 | 0
2029 |  |  | 49.53 | 18.2391 | 0 | 0 | 18.2391 | 49.53 | 0.81 | 0
2030 |  |  | 50.61 | 18.6368 | 0 | 0 | 18.6368 | 50.61 | 0.83 | 0
2031 |  |  | 51.69 | 19.0345 | 0 | 0 | 19.0345 | 51.69 | 0.85 | 0
2032 |  |  | 52.77 | 19.4322 | 0 | 0 | 19.4322 | 52.77 | 0.87 | 0
2033 |  |  | 53.87 | 19.8372 | 0 | 0 | 19.8372 | 53.87 | 0.89 | 0
2034 |  |  | 54.98 | 20.246 | 0 | 0 | 20.246 | 54.98 | 0.91 | 0
2035 |  |  | 56.11 | 20.6621 | 0 | 0 | 20.6621 | 56.11 | 0.93 | 0
2036 | 1369.7573 | 97.3348 | 57.25 | 56.9247 | 0 | 0 | 56.9247 | 154.58 | 0.95 | 0
2037 |  | 99.3 | 58.4 | 58.0719 | 0 | 0 | 58.0719 | 157.7 | 0.97 | 0
2038 |  | 101.28 | 59.57 | 59.2318 | 0 | 0 | 59.2318 | 160.85 | 0.99 | 0
2039 |  | 103.31 | 60.77 | 60.4213 | 0 | 0 | 60.4213 | 164.08 | 1.01 | 0
2040 |  | 105.39 | 62 | 61.6402 | 0 | 0 | 61.6402 | 167.39 | 1.03 | 0
2041 |  | 107.54 | 63.26 | 62.8959 | 0 | 0 | 62.8959 | 170.8 | 1.05 | 0
2042 |  | 109.76 | 64.56 | 64.1921 | 0 | 0 | 64.1921 | 174.32 | 1.07 | 0
Sources, Inputs and Assumptions
Source: | (c)(f) | Plant Costs - 2017 IRP Update - Table 5.4 & 5.5
| (a) | Plant capacity cost
| (b) | = (a) x 0.0710599128799291
| (d) | = ((b) + (c)) / (8.76 x 31.0%)
| (g) | = (d) + (f)
| (i) | Plant Costs - 2017 IRP Update - Table 5.4 & 5.5
2017 IRP Update Utah Wind Resource - 31% Capacity Factor
| Wind | Cost and Input Assumptions
2036 $ | 1369.7573 | Plant capacity cost |  |  |  | $/kW-yr
2017 $ | 37.5706 | Fixed O&M, plus on-going capital cost |  |  |  | $/kW-yr
2017 $ | 0.58601 | Integration Cost |  |  |  | $/MWH
2017 $ | 0 | Variable O&M |  |  |  | $/MWH
2017 $ |  | Tax Credit $/MWh |  |  |  | $/MWH
| 7.106% | Payment Factor
| 31% | Capacity Factor
Company Official Inflation Forecast Dated March 30, 2018
| 2017 | 1.8% |  | 2026 | 2.275% |  | 2035 |  | 2.055%
| 2018 | 2.002% |  | 2027 | 2.202% |  | 2036 |  | 2.034%
| 2019 | 2.302% |  | 2028 | 2.167% |  | 2037 |  | 2.015%
| 2020 | 2.657% |  | 2029 | 2.188% |  | 2038 |  | 1.998%
| 2021 | 2.634% |  | 2030 | 2.172% |  | 2039 |  | 2.009%
| 2022 | 2.519% |  | 2031 | 2.128% |  | 2040 |  | 2.017%
| 2023 | 2.386% |  | 2032 | 2.093% |  | 2041 |  | 2.039%
| 2024 | 2.339% |  | 2033 | 2.08% |  | 2042 |  | 2.062%
| 2025 | 2.312% |  | 2034 | 2.066% |  | 2043 |  | 2.089%

## Table 3 YK Solar 2032 (hidden)
Table 3
2017 IRP Yakima Solar Resource-2032
25% Capacity Factor
Year | Estimated Capital Cost | Fixed Capital Cost at Real Levelized Rate | Fixed O&M | Fixed Costs | Variable O&M | Tax Credit | Avoided Cost (before Integration Cost) | Total Resource Costs | Wind Integration Cost
| $/kW | $/kW-yr | $/kW-yr | $/MWh | $/MWh | $/MWh | $/MWh | $/kW-yr | $/MWh
| (a) | (b) | (c) | (d) | (e) | (f) | (g) | (h) | (h)
2017 IRP Yakima Solar Resource-2032 - 25% Capacity Factor
2016
2017 |  |  | 18.7418 | 8.5922 | 0 | 0 | 8.5922 | 18.74 | 0.61669
2018 |  |  | 19.12 | 8.7657 | 0 | 0 | 8.7657 | 19.12 | 0.63
2019 |  |  | 19.56 | 8.9674 | 0 | 0 | 8.9674 | 19.56 | 0.64
2020 |  |  | 20.08 | 9.2058 | 0 | 0 | 9.2058 | 20.08 | 0.66
2021 |  |  | 20.61 | 9.4488 | 0 | 0 | 9.4488 | 20.61 | 0.68
2022 |  |  | 21.13 | 9.6872 | 0 | 0 | 9.6872 | 21.13 | 0.7
2023 |  |  | 21.63 | 9.9164 | 0 | 0 | 9.9164 | 21.63 | 0.72
2024 |  |  | 22.14 | 10.1502 | 0 | 0 | 10.1502 | 22.14 | 0.74
2025 |  |  | 22.65 | 10.384 | 0 | 0 | 10.384 | 22.65 | 0.76
2026 |  |  | 23.17 | 10.6224 | 0 | 0 | 10.6224 | 23.17 | 0.78
2027 |  |  | 23.68 | 10.8562 | 0 | 0 | 10.8562 | 23.68 | 0.8
2028 |  |  | 24.19 | 11.09 | 0 | 0 | 11.09 | 24.19 | 0.82
2029 |  |  | 24.72 | 11.333 | 0 | 0 | 11.333 | 24.72 | 0.84
2030 |  |  | 25.26 | 11.5806 | 0 | 0 | 11.5806 | 25.26 | 0.86
2031 |  |  | 25.8 | 11.8281 | 0 | 0 | 11.8281 | 25.8 | 0.88
2032 | 1178.9487 | 91.0108 | 26.34 | 53.8001 | 0 | 0 | 53.8001 | 117.35 | 0.9
2033 |  | 92.9 | 26.89 | 54.9183 | 0 | 0 | 54.9183 | 119.79 | 0.92
2034 |  | 94.82 | 27.45 | 56.0553 | 0 | 0 | 56.0553 | 122.27 | 0.94
2035 |  | 96.77 | 28.01 | 57.206 | 0 | 0 | 57.206 | 124.78 | 0.96
2036 |  | 98.74 | 28.58 | 58.3705 | 0 | 0 | 58.3705 | 127.32 | 0.98
2037 |  | 100.73 | 29.16 | 59.5487 | 0 | 0 | 59.5487 | 129.89 | 1
2038 |  | 102.74 | 29.74 | 60.7361 | 0 | 0 | 60.7361 | 132.48 | 1.02
2039 |  | 104.8 | 30.34 | 61.9556 | 0 | 0 | 61.9556 | 135.14 | 1.04
2040 |  | 106.91 | 30.95 | 63.2026 | 0 | 0 | 63.2026 | 137.86 | 1.06
2041 |  | 109.09 | 31.58 | 64.4908 | 0 | 0 | 64.4908 | 140.67 | 1.08
2042 |  | 111.34 | 32.23 | 65.8204 | 0 | 0 | 65.8204 | 143.57 | 1.1
Sources, Inputs and Assumptions
Source: | (c)(f) | Plant Costs - 2017 IRP Update - Table 5.4 & 5.5
| (a) | Plant capacity cost
| (b) | = (a) x 0.0771966024070909
| (d) | = ((b) + (c)) / (8.76 x 24.9%)
| (g) | = (d) + (f)
| (h) | Plant Costs - 2017 IRP Update - Table 5.4 & 5.5
2017 IRP Yakima Solar Resource-2032 - 25% Capacity Factor
| Solar | Cost and Input Assumptions
2032 $ | 1178.9487 | Plant capacity cost |  |  |  | $/kW-yr
2017 $ | 18.7418 | Fixed O&M, plus on-going capital cost |  |  |  | $/kW-yr
2017 $ | 0.61669 | Integration Cost |  |  |  | $/MWH
2017 $ | 0 | Variable O&M |  |  |  | $/MWH
2017 $ |  | Tax Credit $/MWh |  |  |  | $/MWH
| 7.72% | Payment Factor
| 24.9% | Capacity Factor
Company Official Inflation Forecast Dated March 30, 2018
| 2017 | 1.8% |  | 2026 | 2.275% |  | 2035 |  | 2.055%
| 2018 | 2.002% |  | 2027 | 2.202% |  | 2036 |  | 2.034%
| 2019 | 2.302% |  | 2028 | 2.167% |  | 2037 |  | 2.015%
| 2020 | 2.657% |  | 2029 | 2.188% |  | 2038 |  | 1.998%
| 2021 | 2.634% |  | 2030 | 2.172% |  | 2039 |  | 2.009%
| 2022 | 2.519% |  | 2031 | 2.128% |  | 2040 |  | 2.017%
| 2023 | 2.386% |  | 2032 | 2.093% |  | 2041 |  | 2.039%
| 2024 | 2.339% |  | 2033 | 2.08% |  | 2042 |  | 2.062%
| 2025 | 2.312% |  | 2034 | 2.066% |  | 2043 |  | 2.089%

## Table 3 YK Solar 2033 (hidden)
Table 3
2017 IRP Yakima Solar Resource-2033
25% Capacity Factor
Year | Estimated Capital Cost | Fixed Capital Cost at Real Levelized Rate | Fixed O&M | Fixed Costs | Variable O&M | Tax Credit | Avoided Cost (before Integration Cost) | Total Resource Costs | Wind Integration Cost
| $/kW | $/kW-yr | $/kW-yr | $/MWh | $/MWh | $/MWh | $/MWh | $/kW-yr | $/MWh
| (a) | (b) | (c) | (d) | (e) | (f) | (g) | (h) | (h)
2017 IRP Yakima Solar Resource-2033 - 25% Capacity Factor
2016
2017 |  |  | 18.7418 | 8.5922 | 0 | 0 | 8.5922 | 18.74 | 0.61669
2018 |  |  | 19.12 | 8.7657 | 0 | 0 | 8.7657 | 19.12 | 0.63
2019 |  |  | 19.56 | 8.9674 | 0 | 0 | 8.9674 | 19.56 | 0.64
2020 |  |  | 20.08 | 9.2058 | 0 | 0 | 9.2058 | 20.08 | 0.66
2021 |  |  | 20.61 | 9.4488 | 0 | 0 | 9.4488 | 20.61 | 0.68
2022 |  |  | 21.13 | 9.6872 | 0 | 0 | 9.6872 | 21.13 | 0.7
2023 |  |  | 21.63 | 9.9164 | 0 | 0 | 9.9164 | 21.63 | 0.72
2024 |  |  | 22.14 | 10.1502 | 0 | 0 | 10.1502 | 22.14 | 0.74
2025 |  |  | 22.65 | 10.384 | 0 | 0 | 10.384 | 22.65 | 0.76
2026 |  |  | 23.17 | 10.6224 | 0 | 0 | 10.6224 | 23.17 | 0.78
2027 |  |  | 23.68 | 10.8562 | 0 | 0 | 10.8562 | 23.68 | 0.8
2028 |  |  | 24.19 | 11.09 | 0 | 0 | 11.09 | 24.19 | 0.82
2029 |  |  | 24.72 | 11.333 | 0 | 0 | 11.333 | 24.72 | 0.84
2030 |  |  | 25.26 | 11.5806 | 0 | 0 | 11.5806 | 25.26 | 0.86
2031 |  |  | 25.8 | 11.8281 | 0 | 0 | 11.8281 | 25.8 | 0.88
2032 |  |  | 26.34 | 12.0757 | 0 | 0 | 12.0757 | 26.34 | 0.9
2033 | 1172.2287 | 90.4921 | 26.89 | 53.8144 | 0 | 0 | 53.8144 | 117.38 | 0.92
2034 |  | 92.36 | 27.45 | 54.9275 | 0 | 0 | 54.9275 | 119.81 | 0.94
2035 |  | 94.26 | 28.01 | 56.0553 | 0 | 0 | 56.0553 | 122.27 | 0.96
2036 |  | 96.18 | 28.58 | 57.1968 | 0 | 0 | 57.1968 | 124.76 | 0.98
2037 |  | 98.12 | 29.16 | 58.3521 | 0 | 0 | 58.3521 | 127.28 | 1
2038 |  | 100.08 | 29.74 | 59.5166 | 0 | 0 | 59.5166 | 129.82 | 1.02
2039 |  | 102.09 | 30.34 | 60.7132 | 0 | 0 | 60.7132 | 132.43 | 1.04
2040 |  | 104.15 | 30.95 | 61.9372 | 0 | 0 | 61.9372 | 135.1 | 1.06
2041 |  | 106.27 | 31.58 | 63.198 | 0 | 0 | 63.198 | 137.85 | 1.08
2042 |  | 108.46 | 32.23 | 64.5 | 0 | 0 | 64.5 | 140.69 | 1.1
Sources, Inputs and Assumptions
Source: | (c)(f) | Plant Costs - 2017 IRP Update - Table 5.4 & 5.5
| (a) | Plant capacity cost
| (b) | = (a) x 0.0771966024070909
| (d) | = ((b) + (c)) / (8.76 x 24.9%)
| (g) | = (d) + (f)
| (h) | Plant Costs - 2017 IRP Update - Table 5.4 & 5.5
2017 IRP Yakima Solar Resource-2033 - 25% Capacity Factor
| Solar | Cost and Input Assumptions
2033 $ | 1172.2287 | Plant capacity cost |  |  |  | $/kW-yr
2017 $ | 18.7418 | Fixed O&M, plus on-going capital cost |  |  |  | $/kW-yr
2017 $ | 0.61669 | Integration Cost |  |  |  | $/MWH
2017 $ | 0 | Variable O&M |  |  |  | $/MWH
2017 $ |  | Tax Credit $/MWh |  |  |  | $/MWH
| 7.72% | Payment Factor
| 24.9% | Capacity Factor
Company Official Inflation Forecast Dated March 30, 2018
| 2017 | 1.8% |  | 2026 | 2.275% |  | 2035 |  | 2.055%
| 2018 | 2.002% |  | 2027 | 2.202% |  | 2036 |  | 2.034%
| 2019 | 2.302% |  | 2028 | 2.167% |  | 2037 |  | 2.015%
| 2020 | 2.657% |  | 2029 | 2.188% |  | 2038 |  | 1.998%
| 2021 | 2.634% |  | 2030 | 2.172% |  | 2039 |  | 2.009%
| 2022 | 2.519% |  | 2031 | 2.128% |  | 2040 |  | 2.017%
| 2023 | 2.386% |  | 2032 | 2.093% |  | 2041 |  | 2.039%
| 2024 | 2.339% |  | 2033 | 2.08% |  | 2042 |  | 2.062%
| 2025 | 2.312% |  | 2034 | 2.066% |  | 2043 |  | 2.089%

## Table 3 UT Solar 2033 ST (hidden)
Table 3
2017 IRP Update Utah Solar Resource-2033
31% Capacity Factor
Year | Estimated Capital Cost | Fixed Capital Cost at Real Levelized Rate | Fixed O&M | Fixed Costs | Variable O&M | Tax Credit | Total Resource Costs | Total Resource Costs | Wind Integration Cost
| $/kW | $/kW-yr | $/kW-yr | $/MWh | $/MWh | $/MWh | $/MWh | $/kW-yr | $/MWh
| (a) | (b) | (c) | (d) | (e) | (f) | (g) | (h) | (h)
2017 IRP Update Utah Solar Resource-2033 - 31% Capacity Factor
2016
2017 |  | 0 | 19.6918 | 7.228 | 0 | 0 | 7.228 | 19.69 | 0.61669
2018 |  | 0 | 20.09 | 7.3742 | 0 | 0 | 7.3742 | 20.09 | 0.63
2019 |  | 0 | 20.55 | 7.5431 | 0 | 0 | 7.5431 | 20.55 | 0.64
2020 |  | 0 | 21.1 | 7.7449 | 0 | 0 | 7.7449 | 21.1 | 0.66
2021 |  | 0 | 21.66 | 7.9505 | 0 | 0 | 7.9505 | 21.66 | 0.68
2022 |  | 0 | 22.21 | 8.1524 | 0 | 0 | 8.1524 | 22.21 | 0.7
2023 |  | 0 | 22.74 | 8.3469 | 0 | 0 | 8.3469 | 22.74 | 0.72
2024 |  | 0 | 23.27 | 8.5415 | 0 | 0 | 8.5415 | 23.27 | 0.74
2025 |  | 0 | 23.81 | 8.7397 | 0 | 0 | 8.7397 | 23.81 | 0.76
2026 |  | 0 | 24.35 | 8.9379 | 0 | 0 | 8.9379 | 24.35 | 0.78
2027 |  | 0 | 24.89 | 9.1361 | 0 | 0 | 9.1361 | 24.89 | 0.8
2028 |  | 0 | 25.43 | 9.3343 | 0 | 0 | 9.3343 | 25.43 | 0.82
2029 |  | 0 | 25.99 | 9.5399 | 0 | 0 | 9.5399 | 25.99 | 0.84
2030 |  | 0 | 26.55 | 9.7454 | 0 | 0 | 9.7454 | 26.55 | 0.86
2031 |  | 0 | 27.12 | 9.9546 | 0 | 0 | 9.9546 | 27.12 | 0.88
2032 |  | 0 | 27.69 | 10.1639 | 0 | 0 | 10.1639 | 27.69 | 0.9
2033 | 1165.8806 | 90.002 | 28.27 | 43.4128 | 0 | 0 | 43.4128 | 118.27 | 0.92
2034 |  | 91.86 | 28.85 | 44.3077 | 0 | 0 | 44.3077 | 120.71 | 0.94
2035 |  | 93.75 | 29.44 | 45.218 | 0 | 0 | 45.218 | 123.19 | 0.96
2036 |  | 95.66 | 30.04 | 46.1393 | 0 | 0 | 46.1393 | 125.7 | 0.98
2037 |  | 97.59 | 30.65 | 47.0716 | 0 | 0 | 47.0716 | 128.24 | 1
2038 |  | 99.54 | 31.26 | 48.0113 | 0 | 0 | 48.0113 | 130.8 | 1.02
2039 |  | 101.54 | 31.89 | 48.9766 | 0 | 0 | 48.9766 | 133.43 | 1.04
2040 |  | 103.59 | 32.53 | 49.964 | 0 | 0 | 49.964 | 136.12 | 1.06
2041 |  | 105.7 | 33.19 | 50.9808 | 0 | 0 | 50.9808 | 138.89 | 1.08
2042 |  | 107.88 | 33.87 | 52.0306 | 0 | 0 | 52.0306 | 141.75 | 1.1
Sources, Inputs and Assumptions
Source: | (c)(f) | Plant Costs - 2017 IRP Update - Table 5.4 & 5.5
| (a) | Plant capacity cost
| (b) | = (a) x 0.0771966024070909
| (d) | = ((b) + (c)) / (8.76 x 31.1%)
| (g) | = (d) + (f)
| (h) | Plant Costs - 2017 IRP Update - Table 5.4 & 5.5
2017 IRP Update Utah Solar Resource-2033 - 31% Capacity Factor
| Wind | Cost and Input Assumptions
2033 $ | 1165.8806 | Plant capacity cost |  |  |  | $/kW-yr
2017 $ | 19.6918 | Fixed O&M, plus on-going capital cost |  |  |  | $/kW-yr
2017 $ | 0.61669 | Integration Cost |  |  |  | $/MWH
2017 $ | 0 | Variable O&M |  |  |  | $/MWH
2017 $ |  | Tax Credit $/MWh |  |  |  | $/MWH
| 7.72% | Payment Factor
| 31.1% | Capacity Factor
Company Official Inflation Forecast Dated March 30, 2018
| 2017 | 1.8% |  | 2026 | 2.275% |  | 2035 |  | 2.055%
| 2018 | 2.002% |  | 2027 | 2.202% |  | 2036 |  | 2.034%
| 2019 | 2.302% |  | 2028 | 2.167% |  | 2037 |  | 2.015%
| 2020 | 2.657% |  | 2029 | 2.188% |  | 2038 |  | 1.998%
| 2021 | 2.634% |  | 2030 | 2.172% |  | 2039 |  | 2.009%
| 2022 | 2.519% |  | 2031 | 2.128% |  | 2040 |  | 2.017%
| 2023 | 2.386% |  | 2032 | 2.093% |  | 2041 |  | 2.039%
| 2024 | 2.339% |  | 2033 | 2.08% |  | 2042 |  | 2.062%
| 2025 | 2.312% |  | 2034 | 2.066% |  | 2043 |  | 2.089%

## Table 3 UT Solar 2035 ST (hidden)
Table 3
2017 IRP Update Utah Solar Resource-2033
31% Capacity Factor
Year | Estimated Capital Cost | Fixed Capital Cost at Real Levelized Rate | Fixed O&M | Fixed Costs | Variable O&M | Tax Credit | Total Resource Costs | Total Resource Costs | Wind Integration Cost
| $/kW | $/kW-yr | $/kW-yr | $/MWh | $/MWh | $/MWh | $/MWh | $/kW-yr | $/MWh
| (a) | (b) | (c) | (d) | (e) | (f) | (g) | (h) | (h)
2017 IRP Update Utah Solar Resource-2033 - 31% Capacity Factor
2016
2017 |  | 0 | 19.6918 | 7.228 | 0 | 0 | 7.228 | 19.69 | 0.61669
2018 |  | 0 | 20.09 | 7.3742 | 0 | 0 | 7.3742 | 20.09 | 0.63
2019 |  | 0 | 20.55 | 7.5431 | 0 | 0 | 7.5431 | 20.55 | 0.64
2020 |  | 0 | 21.1 | 7.7449 | 0 | 0 | 7.7449 | 21.1 | 0.66
2021 |  | 0 | 21.66 | 7.9505 | 0 | 0 | 7.9505 | 21.66 | 0.68
2022 |  | 0 | 22.21 | 8.1524 | 0 | 0 | 8.1524 | 22.21 | 0.7
2023 |  | 0 | 22.74 | 8.3469 | 0 | 0 | 8.3469 | 22.74 | 0.72
2024 |  | 0 | 23.27 | 8.5415 | 0 | 0 | 8.5415 | 23.27 | 0.74
2025 |  | 0 | 23.81 | 8.7397 | 0 | 0 | 8.7397 | 23.81 | 0.76
2026 |  | 0 | 24.35 | 8.9379 | 0 | 0 | 8.9379 | 24.35 | 0.78
2027 |  | 0 | 24.89 | 9.1361 | 0 | 0 | 9.1361 | 24.89 | 0.8
2028 |  | 0 | 25.43 | 9.3343 | 0 | 0 | 9.3343 | 25.43 | 0.82
2029 |  | 0 | 25.99 | 9.5399 | 0 | 0 | 9.5399 | 25.99 | 0.84
2030 |  | 0 | 26.55 | 9.7454 | 0 | 0 | 9.7454 | 26.55 | 0.86
2031 |  | 0 | 27.12 | 9.9546 | 0 | 0 | 9.9546 | 27.12 | 0.88
2032 |  | 0 | 27.69 | 10.1639 | 0 | 0 | 10.1639 | 27.69 | 0.9
2033 |  | 0 | 28.27 | 10.3767 | 0 | 0 | 10.3767 | 28.27 | 0.92
2034 |  | 0 | 28.85 | 10.5896 | 0 | 0 | 10.5896 | 28.85 | 0.94
2035 | 1152.6274 | 88.9789 | 29.44 | 43.4667 | 0 | 0 | 43.4667 | 118.42 | 0.96
2036 |  | 90.79 | 30.04 | 44.3517 | 0 | 0 | 44.3517 | 120.83 | 0.98
2037 |  | 92.62 | 30.65 | 45.2473 | 0 | 0 | 45.2473 | 123.27 | 1
2038 |  | 94.47 | 31.26 | 46.1503 | 0 | 0 | 46.1503 | 125.73 | 1.02
2039 |  | 96.37 | 31.89 | 47.0789 | 0 | 0 | 47.0789 | 128.26 | 1.04
2040 |  | 98.31 | 32.53 | 48.026 | 0 | 0 | 48.026 | 130.84 | 1.06
2041 |  | 100.31 | 33.19 | 49.0023 | 0 | 0 | 49.0023 | 133.5 | 1.08
2042 |  | 102.38 | 33.87 | 50.0117 | 0 | 0 | 50.0117 | 136.25 | 1.1
Sources, Inputs and Assumptions
Source: | (c)(f) | Plant Costs - 2017 IRP Update - Table 5.4 & 5.5
| (a) | Plant capacity cost
| (b) | = (a) x 0.0771966024070909
| (d) | = ((b) + (c)) / (8.76 x 31.1%)
| (g) | = (d) + (f)
| (h) | Plant Costs - 2017 IRP Update - Table 5.4 & 5.5
2017 IRP Update Utah Solar Resource-2033 - 31% Capacity Factor
| Wind | Cost and Input Assumptions
2033 $ | 1152.6274 | Plant capacity cost |  |  |  | $/kW-yr
2017 $ | 19.6918 | Fixed O&M, plus on-going capital cost |  |  |  | $/kW-yr
2017 $ | 0.61669 | Integration Cost |  |  |  | $/MWH
2017 $ | 0 | Variable O&M |  |  |  | $/MWH
2017 $ |  | Tax Credit $/MWh |  |  |  | $/MWH
| 7.72% | Payment Factor
| 31.1% | Capacity Factor
Company Official Inflation Forecast Dated March 30, 2018
| 2017 | 1.8% |  | 2026 | 2.275% |  | 2035 |  | 2.055%
| 2018 | 2.002% |  | 2027 | 2.202% |  | 2036 |  | 2.034%
| 2019 | 2.302% |  | 2028 | 2.167% |  | 2037 |  | 2.015%
| 2020 | 2.657% |  | 2029 | 2.188% |  | 2038 |  | 1.998%
| 2021 | 2.634% |  | 2030 | 2.172% |  | 2039 |  | 2.009%
| 2022 | 2.519% |  | 2031 | 2.128% |  | 2040 |  | 2.017%
| 2023 | 2.386% |  | 2032 | 2.093% |  | 2041 |  | 2.039%
| 2024 | 2.339% |  | 2033 | 2.08% |  | 2042 |  | 2.062%
| 2025 | 2.312% |  | 2034 | 2.066% |  | 2043 |  | 2.089%

## Table 3 UT Solar 2035 FT (hidden)
Table 3
2017 IRP Update Utah Solar Resource-2035
27% Capacity Factor
Year | Estimated Capital Cost | Fixed Capital Cost at Real Levelized Rate | Fixed O&M | Fixed Costs | Variable O&M | Tax Credit | Total Resource Costs | Total Resource Costs | Wind Integration Cost
| $/kW | $/kW-yr | $/kW-yr | $/MWh | $/MWh | $/MWh | $/MWh | $/kW-yr | $/MWh
| (a) | (b) | (c) | (d) | (e) | (f) | (g) | (h) | (h)
2017 IRP Update Utah Solar Resource-2035 - 27% Capacity Factor
2016
2017 |  | 0 | 18.718 | 7.973 | 0 | 0 | 7.973 | 18.72 | 0.61669
2018 |  | 0 | 19.09 | 8.1314 | 0 | 0 | 8.1314 | 19.09 | 0.63
2019 |  | 0 | 19.53 | 8.3189 | 0 | 0 | 8.3189 | 19.53 | 0.64
2020 |  | 0 | 20.05 | 8.5403 | 0 | 0 | 8.5403 | 20.05 | 0.66
2021 |  | 0 | 20.58 | 8.7661 | 0 | 0 | 8.7661 | 20.58 | 0.68
2022 |  | 0 | 21.1 | 8.9876 | 0 | 0 | 8.9876 | 21.1 | 0.7
2023 |  | 0 | 21.6 | 9.2006 | 0 | 0 | 9.2006 | 21.6 | 0.72
2024 |  | 0 | 22.11 | 9.4178 | 0 | 0 | 9.4178 | 22.11 | 0.74
2025 |  | 0 | 22.62 | 9.635 | 0 | 0 | 9.635 | 22.62 | 0.76
2026 |  | 0 | 23.13 | 9.8523 | 0 | 0 | 9.8523 | 23.13 | 0.78
2027 |  | 0 | 23.64 | 10.0695 | 0 | 0 | 10.0695 | 23.64 | 0.8
2028 |  | 0 | 24.15 | 10.2868 | 0 | 0 | 10.2868 | 24.15 | 0.82
2029 |  | 0 | 24.68 | 10.5125 | 0 | 0 | 10.5125 | 24.68 | 0.84
2030 |  | 0 | 25.22 | 10.7425 | 0 | 0 | 10.7425 | 25.22 | 0.86
2031 |  | 0 | 25.76 | 10.9725 | 0 | 0 | 10.9725 | 25.76 | 0.88
2032 |  | 0 | 26.3 | 11.2025 | 0 | 0 | 11.2025 | 26.3 | 0.9
2033 |  | 0 | 26.85 | 11.4368 | 0 | 0 | 11.4368 | 26.85 | 0.92
2034 |  | 0 | 27.4 | 11.6711 | 0 | 0 | 11.6711 | 27.4 | 0.94
2035 | 1129.0663 | 87.1601 | 27.96 | 49.0357 | 0 | 0 | 49.0357 | 115.12 | 0.96
2036 |  | 88.93 | 28.53 | 50.0324 | 0 | 0 | 50.0324 | 117.46 | 0.98
2037 |  | 90.72 | 29.1 | 51.0376 | 0 | 0 | 51.0376 | 119.82 | 1
2038 |  | 92.53 | 29.68 | 52.0556 | 0 | 0 | 52.0556 | 122.21 | 1.02
2039 |  | 94.39 | 30.28 | 53.1035 | 0 | 0 | 53.1035 | 124.67 | 1.04
2040 |  | 96.29 | 30.89 | 54.1726 | 0 | 0 | 54.1726 | 127.18 | 1.06
2041 |  | 98.25 | 31.52 | 55.2758 | 0 | 0 | 55.2758 | 129.77 | 1.08
2042 |  | 100.28 | 32.17 | 56.4174 | 0 | 0 | 56.4174 | 132.45 | 1.1
Sources, Inputs and Assumptions
Source: | (c)(f) | Plant Costs - 2017 IRP Update - Table 5.4 & 5.5
| (a) | Plant capacity cost
| (b) | = (a) x 0.0771966024070909
| (d) | = ((b) + (c)) / (8.76 x 26.8%)
| (g) | = (d) + (f)
| (h) | Plant Costs - 2017 IRP Update - Table 5.4 & 5.5
2017 IRP Update Utah Solar Resource-2035 - 27% Capacity Factor
| Wind | Cost and Input Assumptions
2035 $ | 1129.0663 | Plant capacity cost |  |  |  | $/kW-yr
2017 $ | 18.718 | Fixed O&M, plus on-going capital cost |  |  |  | $/kW-yr
2017 $ | 0.61669 | Integration Cost |  |  |  | $/MWH
2017 $ | 0 | Variable O&M |  |  |  | $/MWH
2017 $ |  | Tax Credit $/MWh |  |  |  | $/MWH
| 7.72% | Payment Factor
| 26.8% | Capacity Factor
Company Official Inflation Forecast Dated March 30, 2018
| 2017 | 1.8% |  | 2026 | 2.275% |  | 2035 |  | 2.055%
| 2018 | 2.002% |  | 2027 | 2.202% |  | 2036 |  | 2.034%
| 2019 | 2.302% |  | 2028 | 2.167% |  | 2037 |  | 2.015%
| 2020 | 2.657% |  | 2029 | 2.188% |  | 2038 |  | 1.998%
| 2021 | 2.634% |  | 2030 | 2.172% |  | 2039 |  | 2.009%
| 2022 | 2.519% |  | 2031 | 2.128% |  | 2040 |  | 2.017%
| 2023 | 2.386% |  | 2032 | 2.093% |  | 2041 |  | 2.039%
| 2024 | 2.339% |  | 2033 | 2.08% |  | 2042 |  | 2.062%
| 2025 | 2.312% |  | 2034 | 2.066% |  | 2043 |  | 2.089%

## Table 3 OR Solar 2030 (hidden)
Table 3
2017 IRP Oregon Solar Resource-2030
29% Capacity Factor
Year | Estimated Capital Cost | Fixed Capital Cost at Real Levelized Rate | Fixed O&M | Fixed Costs | Variable O&M | Tax Credit | Avoided Cost (before Integration Cost) | Total Resource Costs | Wind Integration Cost
| $/kW | $/kW-yr | $/kW-yr | $/MWh | $/MWh | $/MWh | $/MWh | $/kW-yr | $/MWh
| (a) | (b) | (c) | (d) | (e) | (f) | (g) | (h) | (h)
2017 IRP Oregon Solar Resource-2030 - 29% Capacity Factor
2016
2017 |  |  | 19.7203 | 7.8166 | 0 | 0 | 7.8166 | 19.72 | 0.61669
2018 |  |  | 20.12 | 7.975 | 0 | 0 | 7.975 | 20.12 | 0.63
2019 |  |  | 20.58 | 8.1573 | 0 | 0 | 8.1573 | 20.58 | 0.64
2020 |  |  | 21.13 | 8.3753 | 0 | 0 | 8.3753 | 21.13 | 0.66
2021 |  |  | 21.69 | 8.5973 | 0 | 0 | 8.5973 | 21.69 | 0.68
2022 |  |  | 22.24 | 8.8153 | 0 | 0 | 8.8153 | 22.24 | 0.7
2023 |  |  | 22.77 | 9.0254 | 0 | 0 | 9.0254 | 22.77 | 0.72
2024 |  |  | 23.3 | 9.2355 | 0 | 0 | 9.2355 | 23.3 | 0.74
2025 |  |  | 23.84 | 9.4495 | 0 | 0 | 9.4495 | 23.84 | 0.76
2026 |  |  | 24.38 | 9.6636 | 0 | 0 | 9.6636 | 24.38 | 0.78
2027 |  |  | 24.92 | 9.8776 | 0 | 0 | 9.8776 | 24.92 | 0.8
2028 |  |  | 25.46 | 10.0916 | 0 | 0 | 10.0916 | 25.46 | 0.82
2029 |  |  | 26.02 | 10.3136 | 0 | 0 | 10.3136 | 26.02 | 0.84
2030 | 1215.4109 | 93.8256 | 26.59 | 47.7294 | 0 | 0 | 47.7294 | 120.42 | 0.86
2031 |  | 95.82 | 27.16 | 48.7459 | 0 | 0 | 48.7459 | 122.98 | 0.88
2032 |  | 97.83 | 27.73 | 49.7685 | 0 | 0 | 49.7685 | 125.56 | 0.9
2033 |  | 99.87 | 28.31 | 50.807 | 0 | 0 | 50.807 | 128.18 | 0.92
2034 |  | 101.93 | 28.89 | 51.8534 | 0 | 0 | 51.8534 | 130.82 | 0.94
2035 |  | 104.02 | 29.48 | 52.9157 | 0 | 0 | 52.9157 | 133.5 | 0.96
2036 |  | 106.14 | 30.08 | 53.9938 | 0 | 0 | 53.9938 | 136.22 | 0.98
2037 |  | 108.28 | 30.69 | 55.0839 | 0 | 0 | 55.0839 | 138.97 | 1
2038 |  | 110.44 | 31.3 | 56.1818 | 0 | 0 | 56.1818 | 141.74 | 1.02
2039 |  | 112.66 | 31.93 | 57.3115 | 0 | 0 | 57.3115 | 144.59 | 1.04
2040 |  | 114.93 | 32.57 | 58.4649 | 0 | 0 | 58.4649 | 147.5 | 1.06
2041 |  | 117.27 | 33.23 | 59.654 | 0 | 0 | 59.654 | 150.5 | 1.08
2042 |  | 119.69 | 33.92 | 60.8868 | 0 | 0 | 60.8868 | 153.61 | 1.1
Sources, Inputs and Assumptions
Source: | (c)(f) | Plant Costs - 2017 IRP Update - Table 5.4 & 5.5
| (a) | Plant capacity cost
| (b) | = (a) x 0.0771966024070909
| (d) | = ((b) + (c)) / (8.76 x 28.8%)
| (g) | = (d) + (f)
| (h) | Plant Costs - 2017 IRP Update - Table 5.4 & 5.5
2017 IRP Oregon Solar Resource-2030 - 29% Capacity Factor
| Solar | Cost and Input Assumptions
2030 $ | 1215.4109 | Plant capacity cost |  |  |  | $/kW-yr
2017 $ | 19.7203 | Fixed O&M, plus on-going capital cost |  |  |  | $/kW-yr
2017 $ | 0.61669 | Integration Cost |  |  |  | $/MWH
2017 $ | 0 | Variable O&M |  |  |  | $/MWH
2017 $ |  | Tax Credit $/MWh |  |  |  | $/MWH
| 7.72% | Payment Factor
| 28.8% | Capacity Factor
Company Official Inflation Forecast Dated March 30, 2018
| 2017 | 1.8% |  | 2026 | 2.275% |  | 2035 |  | 2.055%
| 2018 | 2.002% |  | 2027 | 2.202% |  | 2036 |  | 2.034%
| 2019 | 2.302% |  | 2028 | 2.167% |  | 2037 |  | 2.015%
| 2020 | 2.657% |  | 2029 | 2.188% |  | 2038 |  | 1.998%
| 2021 | 2.634% |  | 2030 | 2.172% |  | 2039 |  | 2.009%
| 2022 | 2.519% |  | 2031 | 2.128% |  | 2040 |  | 2.017%
| 2023 | 2.386% |  | 2032 | 2.093% |  | 2041 |  | 2.039%
| 2024 | 2.339% |  | 2033 | 2.08% |  | 2042 |  | 2.062%
| 2025 | 2.312% |  | 2034 | 2.066% |  | 2043 |  | 2.089%

## Table 3 OR Solar 2031 (hidden)
Table 3
2017 IRP Oregon Solar Resource-2031
29% Capacity Factor
Year | Estimated Capital Cost | Fixed Capital Cost at Real Levelized Rate | Fixed O&M | Fixed Costs | Variable O&M | Tax Credit | Avoided Cost (before Integration Cost) | Total Resource Costs | Wind Integration Cost
| $/kW | $/kW-yr | $/kW-yr | $/MWh | $/MWh | $/MWh | $/MWh | $/kW-yr | $/MWh
| (a) | (b) | (c) | (d) | (e) | (f) | (g) | (h) | (h)
2017 IRP Oregon Solar Resource-2031 - 29% Capacity Factor
2016
2017 |  |  | 19.7203 | 7.8166 | 0 | 0 | 7.8166 | 19.72 | 0.61669
2018 |  |  | 20.12 | 7.975 | 0 | 0 | 7.975 | 20.12 | 0.63
2019 |  |  | 20.58 | 8.1573 | 0 | 0 | 8.1573 | 20.58 | 0.64
2020 |  |  | 21.13 | 8.3753 | 0 | 0 | 8.3753 | 21.13 | 0.66
2021 |  |  | 21.69 | 8.5973 | 0 | 0 | 8.5973 | 21.69 | 0.68
2022 |  |  | 22.24 | 8.8153 | 0 | 0 | 8.8153 | 22.24 | 0.7
2023 |  |  | 22.77 | 9.0254 | 0 | 0 | 9.0254 | 22.77 | 0.72
2024 |  |  | 23.3 | 9.2355 | 0 | 0 | 9.2355 | 23.3 | 0.74
2025 |  |  | 23.84 | 9.4495 | 0 | 0 | 9.4495 | 23.84 | 0.76
2026 |  |  | 24.38 | 9.6636 | 0 | 0 | 9.6636 | 24.38 | 0.78
2027 |  |  | 24.92 | 9.8776 | 0 | 0 | 9.8776 | 24.92 | 0.8
2028 |  |  | 25.46 | 10.0916 | 0 | 0 | 10.0916 | 25.46 | 0.82
2029 |  |  | 26.02 | 10.3136 | 0 | 0 | 10.3136 | 26.02 | 0.84
2030 |  |  | 26.59 | 10.5395 | 0 | 0 | 10.5395 | 26.59 | 0.86
2031 | 1208.483 | 93.2908 | 27.16 | 47.7434 | 0 | 0 | 47.7434 | 120.45 | 0.88
2032 |  | 95.24 | 27.73 | 48.7419 | 0 | 0 | 48.7419 | 122.97 | 0.9
2033 |  | 97.22 | 28.31 | 49.7566 | 0 | 0 | 49.7566 | 125.53 | 0.92
2034 |  | 99.23 | 28.89 | 50.7832 | 0 | 0 | 50.7832 | 128.12 | 0.94
2035 |  | 101.27 | 29.48 | 51.8257 | 0 | 0 | 51.8257 | 130.75 | 0.96
2036 |  | 103.33 | 30.08 | 52.88 | 0 | 0 | 52.88 | 133.41 | 0.98
2037 |  | 105.41 | 30.69 | 53.9463 | 0 | 0 | 53.9463 | 136.1 | 1
2038 |  | 107.52 | 31.3 | 55.0244 | 0 | 0 | 55.0244 | 138.82 | 1.02
2039 |  | 109.68 | 31.93 | 56.1303 | 0 | 0 | 56.1303 | 141.61 | 1.04
2040 |  | 111.89 | 32.57 | 57.26 | 0 | 0 | 57.26 | 144.46 | 1.06
2041 |  | 114.17 | 33.23 | 58.4253 | 0 | 0 | 58.4253 | 147.4 | 1.08
2042 |  | 116.52 | 33.92 | 59.6303 | 0 | 0 | 59.6303 | 150.44 | 1.1
Sources, Inputs and Assumptions
Source: | (c)(f) | Plant Costs - 2017 IRP Update - Table 5.4 & 5.5
| (a) | Plant capacity cost
| (b) | = (a) x 0.0771966024070909
| (d) | = ((b) + (c)) / (8.76 x 28.8%)
| (g) | = (d) + (f)
| (h) | Plant Costs - 2017 IRP Update - Table 5.4 & 5.5
2017 IRP Oregon Solar Resource-2031 - 29% Capacity Factor
| Solar | Cost and Input Assumptions
2031 $ | 1208.483 | Plant capacity cost |  |  |  | $/kW-yr
2017 $ | 19.7203 | Fixed O&M, plus on-going capital cost |  |  |  | $/kW-yr
2017 $ | 0.61669 | Integration Cost |  |  |  | $/MWH
2017 $ | 0 | Variable O&M |  |  |  | $/MWH
2017 $ |  | Tax Credit $/MWh |  |  |  | $/MWH
| 7.72% | Payment Factor
| 28.8% | Capacity Factor
Company Official Inflation Forecast Dated March 30, 2018
| 2017 | 1.8% |  | 2026 | 2.275% |  | 2035 |  | 2.055%
| 2018 | 2.002% |  | 2027 | 2.202% |  | 2036 |  | 2.034%
| 2019 | 2.302% |  | 2028 | 2.167% |  | 2037 |  | 2.015%
| 2020 | 2.657% |  | 2029 | 2.188% |  | 2038 |  | 1.998%
| 2021 | 2.634% |  | 2030 | 2.172% |  | 2039 |  | 2.009%
| 2022 | 2.519% |  | 2031 | 2.128% |  | 2040 |  | 2.017%
| 2023 | 2.386% |  | 2032 | 2.093% |  | 2041 |  | 2.039%
| 2024 | 2.339% |  | 2033 | 2.08% |  | 2042 |  | 2.062%
| 2025 | 2.312% |  | 2034 | 2.066% |  | 2043 |  | 2.089%

## Table 3 OR Solar 2032 (hidden)
Table 3
2017 IRP Oregon Solar Resource-2031
29% Capacity Factor
Year | Estimated Capital Cost | Fixed Capital Cost at Real Levelized Rate | Fixed O&M | Fixed Costs | Variable O&M | Tax Credit | Avoided Cost (before Integration Cost) | Total Resource Costs | Wind Integration Cost
| $/kW | $/kW-yr | $/kW-yr | $/MWh | $/MWh | $/MWh | $/MWh | $/kW-yr | $/MWh
| (a) | (b) | (c) | (d) | (e) | (f) | (g) | (h) | (h)
2017 IRP Oregon Solar Resource-2031 - 29% Capacity Factor
2016
2017 |  |  | 19.7203 | 7.8166 | 0 | 0 | 7.8166 | 19.72 | 0.61669
2018 |  |  | 20.12 | 7.975 | 0 | 0 | 7.975 | 20.12 | 0.63
2019 |  |  | 20.58 | 8.1573 | 0 | 0 | 8.1573 | 20.58 | 0.64
2020 |  |  | 21.13 | 8.3753 | 0 | 0 | 8.3753 | 21.13 | 0.66
2021 |  |  | 21.69 | 8.5973 | 0 | 0 | 8.5973 | 21.69 | 0.68
2022 |  |  | 22.24 | 8.8153 | 0 | 0 | 8.8153 | 22.24 | 0.7
2023 |  |  | 22.77 | 9.0254 | 0 | 0 | 9.0254 | 22.77 | 0.72
2024 |  |  | 23.3 | 9.2355 | 0 | 0 | 9.2355 | 23.3 | 0.74
2025 |  |  | 23.84 | 9.4495 | 0 | 0 | 9.4495 | 23.84 | 0.76
2026 |  |  | 24.38 | 9.6636 | 0 | 0 | 9.6636 | 24.38 | 0.78
2027 |  |  | 24.92 | 9.8776 | 0 | 0 | 9.8776 | 24.92 | 0.8
2028 |  |  | 25.46 | 10.0916 | 0 | 0 | 10.0916 | 25.46 | 0.82
2029 |  |  | 26.02 | 10.3136 | 0 | 0 | 10.3136 | 26.02 | 0.84
2030 |  |  | 26.59 | 10.5395 | 0 | 0 | 10.5395 | 26.59 | 0.86
2031 |  |  | 27.16 | 10.7655 | 0 | 0 | 10.7655 | 27.16 | 0.88
2032 | 1201.5947 | 92.759 | 27.73 | 47.7585 | 0 | 0 | 47.7585 | 120.49 | 0.9
2033 |  | 94.69 | 28.31 | 48.7538 | 0 | 0 | 48.7538 | 123 | 0.92
2034 |  | 96.65 | 28.89 | 49.7606 | 0 | 0 | 49.7606 | 125.54 | 0.94
2035 |  | 98.64 | 29.48 | 50.7832 | 0 | 0 | 50.7832 | 128.12 | 0.96
2036 |  | 100.65 | 30.08 | 51.8178 | 0 | 0 | 51.8178 | 130.73 | 0.98
2037 |  | 102.68 | 30.69 | 52.8642 | 0 | 0 | 52.8642 | 133.37 | 1
2038 |  | 104.73 | 31.3 | 53.9185 | 0 | 0 | 53.9185 | 136.03 | 1.02
2039 |  | 106.83 | 31.93 | 55.0006 | 0 | 0 | 55.0006 | 138.76 | 1.04
2040 |  | 108.98 | 32.57 | 56.1065 | 0 | 0 | 56.1065 | 141.55 | 1.06
2041 |  | 111.2 | 33.23 | 57.2481 | 0 | 0 | 57.2481 | 144.43 | 1.08
2042 |  | 113.49 | 33.92 | 58.4293 | 0 | 0 | 58.4293 | 147.41 | 1.1
Sources, Inputs and Assumptions
Source: | (c)(f) | Plant Costs - 2017 IRP Update - Table 5.4 & 5.5
| (a) | Plant capacity cost
| (b) | = (a) x 0.0771966024070909
| (d) | = ((b) + (c)) / (8.76 x 28.8%)
| (g) | = (d) + (f)
| (h) | Plant Costs - 2017 IRP Update - Table 5.4 & 5.5
2017 IRP Oregon Solar Resource-2031 - 29% Capacity Factor
| Solar | Cost and Input Assumptions
2032 $ | 1201.5947 | Plant capacity cost |  |  |  | $/kW-yr
2017 $ | 19.7203 | Fixed O&M, plus on-going capital cost |  |  |  | $/kW-yr
2017 $ | 0.61669 | Integration Cost |  |  |  | $/MWH
2017 $ | 0 | Variable O&M |  |  |  | $/MWH
2017 $ |  | Tax Credit $/MWh |  |  |  | $/MWH
| 7.72% | Payment Factor
| 28.8% | Capacity Factor
Company Official Inflation Forecast Dated March 30, 2018
| 2017 | 1.8% |  | 2026 | 2.275% |  | 2035 |  | 2.055%
| 2018 | 2.002% |  | 2027 | 2.202% |  | 2036 |  | 2.034%
| 2019 | 2.302% |  | 2028 | 2.167% |  | 2037 |  | 2.015%
| 2020 | 2.657% |  | 2029 | 2.188% |  | 2038 |  | 1.998%
| 2021 | 2.634% |  | 2030 | 2.172% |  | 2039 |  | 2.009%
| 2022 | 2.519% |  | 2031 | 2.128% |  | 2040 |  | 2.017%
| 2023 | 2.386% |  | 2032 | 2.093% |  | 2041 |  | 2.039%
| 2024 | 2.339% |  | 2033 | 2.08% |  | 2042 |  | 2.062%
| 2025 | 2.312% |  | 2034 | 2.066% |  | 2043 |  | 2.089%

## Table 3 OR Solar 2033 (hidden)
Table 3
2017 IRP Oregon Solar Resource-2031
29% Capacity Factor
Year | Estimated Capital Cost | Fixed Capital Cost at Real Levelized Rate | Fixed O&M | Fixed Costs | Variable O&M | Tax Credit | Avoided Cost (before Integration Cost) | Total Resource Costs | Wind Integration Cost
| $/kW | $/kW-yr | $/kW-yr | $/MWh | $/MWh | $/MWh | $/MWh | $/kW-yr | $/MWh
| (a) | (b) | (c) | (d) | (e) | (f) | (g) | (h) | (h)
2017 IRP Oregon Solar Resource-2031 - 29% Capacity Factor
2016
2017 |  |  | 19.7203 | 7.8166 | 0 | 0 | 7.8166 | 19.72 | 0.61669
2018 |  |  | 20.12 | 7.975 | 0 | 0 | 7.975 | 20.12 | 0.63
2019 |  |  | 20.58 | 8.1573 | 0 | 0 | 8.1573 | 20.58 | 0.64
2020 |  |  | 21.13 | 8.3753 | 0 | 0 | 8.3753 | 21.13 | 0.66
2021 |  |  | 21.69 | 8.5973 | 0 | 0 | 8.5973 | 21.69 | 0.68
2022 |  |  | 22.24 | 8.8153 | 0 | 0 | 8.8153 | 22.24 | 0.7
2023 |  |  | 22.77 | 9.0254 | 0 | 0 | 9.0254 | 22.77 | 0.72
2024 |  |  | 23.3 | 9.2355 | 0 | 0 | 9.2355 | 23.3 | 0.74
2025 |  |  | 23.84 | 9.4495 | 0 | 0 | 9.4495 | 23.84 | 0.76
2026 |  |  | 24.38 | 9.6636 | 0 | 0 | 9.6636 | 24.38 | 0.78
2027 |  |  | 24.92 | 9.8776 | 0 | 0 | 9.8776 | 24.92 | 0.8
2028 |  |  | 25.46 | 10.0916 | 0 | 0 | 10.0916 | 25.46 | 0.82
2029 |  |  | 26.02 | 10.3136 | 0 | 0 | 10.3136 | 26.02 | 0.84
2030 |  |  | 26.59 | 10.5395 | 0 | 0 | 10.5395 | 26.59 | 0.86
2031 |  |  | 27.16 | 10.7655 | 0 | 0 | 10.7655 | 27.16 | 0.88
2032 |  |  | 27.73 | 10.9914 | 0 | 0 | 10.9914 | 27.73 | 0.9
2033 | 1194.7456 | 92.2303 | 28.31 | 47.7788 | 0 | 0 | 47.7788 | 120.54 | 0.92
2034 |  | 94.14 | 28.89 | 48.7657 | 0 | 0 | 48.7657 | 123.03 | 0.94
2035 |  | 96.07 | 29.48 | 49.7646 | 0 | 0 | 49.7646 | 125.55 | 0.96
2036 |  | 98.02 | 30.08 | 50.7753 | 0 | 0 | 50.7753 | 128.1 | 0.98
2037 |  | 99.99 | 30.69 | 51.7979 | 0 | 0 | 51.7979 | 130.68 | 1
2038 |  | 101.99 | 31.3 | 52.8325 | 0 | 0 | 52.8325 | 133.29 | 1.02
2039 |  | 104.04 | 31.93 | 53.8948 | 0 | 0 | 53.8948 | 135.97 | 1.04
2040 |  | 106.14 | 32.57 | 54.9808 | 0 | 0 | 54.9808 | 138.71 | 1.06
2041 |  | 108.3 | 33.23 | 56.0986 | 0 | 0 | 56.0986 | 141.53 | 1.08
2042 |  | 110.53 | 33.92 | 57.256 | 0 | 0 | 57.256 | 144.45 | 1.1
Sources, Inputs and Assumptions
Source: | (c)(f) | Plant Costs - 2017 IRP Update - Table 5.4 & 5.5
| (a) | Plant capacity cost
| (b) | = (a) x 0.0771966024070909
| (d) | = ((b) + (c)) / (8.76 x 28.8%)
| (g) | = (d) + (f)
| (h) | Plant Costs - 2017 IRP Update - Table 5.4 & 5.5
2017 IRP Oregon Solar Resource-2031 - 29% Capacity Factor
| Solar | Cost and Input Assumptions
2033 $ | 1194.7456 | Plant capacity cost |  |  |  | $/kW-yr
2017 $ | 19.7203 | Fixed O&M, plus on-going capital cost |  |  |  | $/kW-yr
2017 $ | 0.61669 | Integration Cost |  |  |  | $/MWH
2017 $ | 0 | Variable O&M |  |  |  | $/MWH
2017 $ |  | Tax Credit $/MWh |  |  |  | $/MWH
| 7.72% | Payment Factor
| 28.8% | Capacity Factor
Company Official Inflation Forecast Dated March 30, 2018
| 2017 | 1.8% |  | 2026 | 2.275% |  | 2035 |  | 2.055%
| 2018 | 2.002% |  | 2027 | 2.202% |  | 2036 |  | 2.034%
| 2019 | 2.302% |  | 2028 | 2.167% |  | 2037 |  | 2.015%
| 2020 | 2.657% |  | 2029 | 2.188% |  | 2038 |  | 1.998%
| 2021 | 2.634% |  | 2030 | 2.172% |  | 2039 |  | 2.009%
| 2022 | 2.519% |  | 2031 | 2.128% |  | 2040 |  | 2.017%
| 2023 | 2.386% |  | 2032 | 2.093% |  | 2041 |  | 2.039%
| 2024 | 2.339% |  | 2033 | 2.08% |  | 2042 |  | 2.062%
| 2025 | 2.312% |  | 2034 | 2.066% |  | 2043 |  | 2.089%