## Table 1
Appendix B
| Table 1 |  |  |  |  | 13 | [77 empty] | 0.7159% | Transmission Deferral %
| Avoided Cost Prices |  |  |  |  | 252 |  |  |  | Capacity Contribution | [73 empty] | 750 | Transmission Upgrade Capacity
| QF - Sch37 - UT - Wind - 10.0 MW and 31.0% CF | [8 empty] | 15.8% | 15.8% | 15.8% | 15.8% | 11.78% | 11.78% | 11.78% | 15.8% | 53.86% | 53.86% | 53.86% | 59.67% | 59.67% | 37.91% | 64.8% | 64.8% | 64.8% | 64.8% | [56 empty] | 5.3692 | Transmission Deferral (MW)
|  |  |  | Total Price @ |  | Capacity Contribution |  |  |  | Deferral (Capacity Contribution MW) | [7 empty] | IRP17 Yakima Solar2030 | IRP17 Yakima Solar2032 | IRP17 Yakima Solar2033 | IRP17 Utah South Solar T2033 | IRP17 Utah South Solar T2035 | IRP17 Utah South Solar F2035 | IRP17 SOregonCal Solar2030 | IRP17 SOregonCal Solar2031 | IRP17 SOregonCal Solar2032 | IRP17 SOregonCal Solar2033 | Deferral (Nameplate MW) | [7 empty] | IRP17 Yakima Solar2030 | IRP17 Yakima Solar2032 | IRP17 Yakima Solar2033 | IRP17 Utah South Solar T2033 | IRP17 Utah South Solar T2035 | IRP17 Utah South Solar F2035 | IRP17 SOregonCal Solar2030 | IRP17 SOregonCal Solar2031 | IRP17 SOregonCal Solar2032 | IRP17 SOregonCal Solar2033 | Resource Cost ($/kw-year) | [17 empty] | Deferred Cost (Millions $/year) | [19 empty] | Resource Cost ($/kw-year) | Deferred Cost (Millions $/year)
|  | Capacity | Energy | 31% |  | Type | East | West |  | IRP17 Aeolus Wind | IRP17 WYAE WindCDR2021 | IRP17 Dave Johnston Wind | IRP17 Goshen Wind 2 | IRP17 WallaW Wind | IRP17 Yakima Wind | IRP17 S Oregon Wind | IRP17 UT Wind | IRP17 Yakima Solar | IRP17 Yakima Solar | IRP17 Yakima Solar | IRP17 Utah South Solar T | IRP17 Utah South Solar T | IRP17 Utah South Solar F | IRP17 SOregonCal Solar | IRP17 SOregonCal Solar | IRP17 SOregonCal Solar | IRP17 SOregonCal Solar | IRP17 Aeolus Wind | IRP17 WYAE WindCDR2021 | IRP17 Dave Johnston Wind | IRP17 Goshen Wind 2 | IRP17 WallaW Wind | IRP17 Yakima Wind | IRP17 S Oregon Wind | IRP17 UT Wind | IRP17 Yakima Solar | IRP17 Yakima Solar | IRP17 Yakima Solar | IRP17 Utah South Solar T | IRP17 Utah South Solar T | IRP17 Utah South Solar F | IRP17 SOregonCal Solar | IRP17 SOregonCal Solar | IRP17 SOregonCal Solar | IRP17 SOregonCal Solar | IRP17 Aeolus Wind | IRP17 WYAE WindCDR2021 | IRP17 Dave Johnston Wind | IRP17 Goshen Wind 2 | IRP17 WallaW Wind | IRP17 Yakima Wind | IRP17 S Oregon Wind | IRP17 UT Wind | IRP17 Yakima Solar2030 | IRP17 Yakima Solar2032 | IRP17 Yakima Solar2033 | IRP17 Utah South Solar T2033 | IRP17 Utah South Solar T2035 | IRP17 Utah South Solar F2035 | IRP17 SOregonCal Solar2030' | IRP17 SOregonCal Solar2031 | IRP17 SOregonCal Solar2032 | IRP17 SOregonCal Solar2033 | IRP17 Aeolus Wind | IRP17 WYAE WindCDR2021 | IRP17 Dave Johnston Wind | IRP17 Goshen Wind 2 | IRP17 WallaW Wind | IRP17 Yakima Wind | IRP17 S Oregon Wind | IRP17 UT Wind | IRP17 Yakima Solar2030 | IRP17 Yakima Solar2032 | IRP17 Yakima Solar2033 | IRP17 Utah South Solar T2033 | IRP17 Utah South Solar T2035 | IRP17 Utah South Solar F2035 | IRP17 SOregonCal Solar2030' | IRP17 SOregonCal Solar2031 | IRP17 SOregonCal Solar2032 | IRP17 SOregonCal Solar2033 | Total Capacity Deferral |  | IRP17 Aeolus Trans | IRP17 Aeolus Trans
| Year | Price | Only Price | Capacity Factor
|  | $/kW-yr | $/MWh (2) | $/MWh |  | Wind | 15.8% | 11.78% |  | MW |  | MW | MW | MW | MW | MW | MW | MW | MW | MW | MW | MW | MW | MW | MW | MW | MW | MW | MW | MW | MW | MW | MW | MW | MW | MW | MW | MW | MW | MW | MW | MW | MW | MW | MW | $/kw-year | $/kw-year | $/kw-year | $/kw-year | $/kw-year | $/kw-year | $/kw-year | $/kw-year | $/kw-year | $/kw-year | $/kw-year | $/kw-year | $/kw-year | $/kw-year | $/kw-year | $/kw-year | $/kw-year | $/kw-year | Millions $/year | Millions $/year | Millions $/year | Millions $/year | Millions $/year | Millions $/year | Millions $/year | Millions $/year | Millions $/year | Millions $/year | Millions $/year | Millions $/year | Millions $/year | Millions $/year | Millions $/year | Millions $/year | Millions $/year | Millions $/year | Millions $/year |  | $/kw-year | Millions $/year
[6 empty] | Fixed | 37.91% | 53.86%
| 2018 | 0 | 14.876 | 14.876 |  | Tracking | 59.67% | 64.8% | 2018 | 0 | 0 | 0 | 0 | 0 | 0 | 0 | 0 | 0 | 0 | 0 | 0 | 0 | 0 | 0 | 0 | 0 | 0 | 0 | 0 | 0 | 0 | 0 | 0 | 0 | 0 | 0 | 0 | 0 | 0 | 0 | 0 | 0 | 0 | 0 | 0 | 37.15 | 37.15 | 40.71 | 38.32 | 38.32 | 38.32 | 38.32 | 38.32 | 19.12 | 19.12 | 19.12 | 20.09 | 20.09 | 19.09 | 20.12 | 20.12 | 20.12 | 20.12 | 0 | 0 | 0 | 0 | 0 | 0 | 0 | 0 | 0 | 0 | 0 | 0 | 0 | 0 | 0 | 0 | 0 | 0 | 0 | 2018 | 0 | 0
| 2019 | 0 | 15.7005 | 15.7005 |  | Gas | 100% | 100% | 2019 | 0 | 0 | 0 | 0 | 0 | 0 | 0 | 0 | 0 | 0 | 0 | 0 | 0 | 0 | 0 | 0 | 0 | 0 | 0 | 0 | 0 | 0 | 0 | 0 | 0 | 0 | 0 | 0 | 0 | 0 | 0 | 0 | 0 | 0 | 0 | 0 | 38.01 | 38.01 | 41.66 | 39.2 | 39.2 | 39.2 | 39.2 | 39.2 | 19.56 | 19.56 | 19.56 | 20.55 | 20.55 | 19.53 | 20.58 | 20.58 | 20.58 | 20.58 | 0 | 0 | 0 | 0 | 0 | 0 | 0 | 0 | 0 | 0 | 0 | 0 | 0 | 0 | 0 | 0 | 0 | 0 | 0 | 2019 | 0 | 0
| 2020 | 4.2354 | 11.0809 | 12.6358 |  | Hydro | 100% | 100% | 2020 | 0 | 0 | 0 | 0 | 0 | 0 | 0 | 0 | 0 | 0 | 0 | 0 | 0 | 0 | 0 | 0 | 0 | 0 | 0 | 0 | 0 | 0 | 0 | 0 | 0 | 0 | 0 | 0 | 0 | 0 | 0 | 0 | 0 | 0 | 0 | 0 | -0.88 | 39.01 | 42.77 | 40.24 | 40.24 | 40.24 | 40.24 | 40.24 | 20.08 | 20.08 | 20.08 | 21.1 | 21.1 | 20.05 | 21.13 | 21.13 | 21.13 | 21.13 | 0 | 0 | 0 | 0 | 0 | 0 | 0 | 0 | 0 | 0 | 0 | 0 | 0 | 0 | 0 | 0 | 0 | 0 | 0 | 2020 | 7.8883 | 0.042354
| 2021 | 19.0893 | 3.1888 | 10.2175 |  |  |  |  | 2021 | 1.58 | 0 | 0 | 0 | 0 | 0 | 0 | 0 | 0 | 0 | 0 | 0 | 0 | 0 | 0 | 0 | 0 | 0 | 10 | 0 | 0 | 0 | 0 | 0 | 0 | 0 | 0 | 0 | 0 | 0 | 0 | 0 | 0 | 0 | 0 | 0 | -7 | -9.06 | 43.9 | 41.3 | 41.3 | 41.3 | 41.3 | 41.3 | 20.61 | 20.61 | 20.61 | 21.66 | 21.66 | 20.58 | 21.69 | 21.69 | 21.69 | 21.69 | -0.07 | 0 | 0 | 0 | 0 | 0 | 0 | 0 | 0 | 0 | 0 | 0 | 0 | 0 | 0 | 0 | 0 | 0 | -0.07 | 2021 | 48.591 | 0.26089
| 2022 | 22.5292 | 5.9672 | 14.2624 |  |  |  |  | 2022 | 0 | 0 | 0 | 0 | 0 | 0 | 0 | 0 | 0 | 0 | 0 | 0 | 0 | 0 | 0 | 0 | 0 | 0 | 0 | 0 | 0 | 0 | 0 | 0 | 0 | 0 | 0 | 0 | 0 | 0 | 0 | 0 | 0 | 0 | 0 | 0 | -4.22 | -6.34 | 45.02 | 42.34 | 42.34 | 42.34 | 42.34 | 42.34 | 21.13 | 21.13 | 21.13 | 22.21 | 22.21 | 21.1 | 22.24 | 22.24 | 22.24 | 22.24 | -0.0422 | 0 | 0 | 0 | 0 | 0 | 0 | 0 | 0 | 0 | 0 | 0 | 0 | 0 | 0 | 0 | 0 | 0 | -0.0422 | 2022 | 49.82 | 0.26749
| 2023 | 21.3781 | 2.6061 | 10.4775 |  |  |  |  | 2023 | 0 | 0 | 0 | 0 | 0 | 0 | 0 | 0 | 0 | 0 | 0 | 0 | 0 | 0 | 0 | 0 | 0 | 0 | 0 | 0 | 0 | 0 | 0 | 0 | 0 | 0 | 0 | 0 | 0 | 0 | 0 | 0 | 0 | 0 | 0 | 0 | -6.01 | -8.18 | 46.1 | 43.35 | 43.35 | 43.35 | 43.35 | 43.35 | 21.63 | 21.63 | 21.63 | 22.74 | 22.74 | 21.6 | 22.77 | 22.77 | 22.77 | 22.77 | -0.0601 | 0 | 0 | 0 | 0 | 0 | 0 | 0 | 0 | 0 | 0 | 0 | 0 | 0 | 0 | 0 | 0 | 0 | -0.0601 | 2023 | 51.01 | 0.27388
| 2024 | 24.717 | 3.709 | 12.7831 |  |  |  |  | 2024 | 0 | 0 | 0 | 0 | 0 | 0 | 0 | 0 | 0 | 0 | 0 | 0 | 0 | 0 | 0 | 0 | 0 | 0 | 0 | 0 | 0 | 0 | 0 | 0 | 0 | 0 | 0 | 0 | 0 | 0 | 0 | 0 | 0 | 0 | 0 | 0 | -3.31 | -5.53 | 47.18 | 44.36 | 44.36 | 44.36 | 44.36 | 44.36 | 22.14 | 22.14 | 22.14 | 23.27 | 23.27 | 22.11 | 23.3 | 23.3 | 23.3 | 23.3 | -0.0331 | 0 | 0 | 0 | 0 | 0 | 0 | 0 | 0 | 0 | 0 | 0 | 0 | 0 | 0 | 0 | 0 | 0 | -0.0331 | 2024 | 52.2 | 0.28027
| 2025 | 23.5767 | 3.0749 | 11.7558 |  |  |  |  | 2025 | 0 | 0 | 0 | 0 | 0 | 0 | 0 | 0 | 0 | 0 | 0 | 0 | 0 | 0 | 0 | 0 | 0 | 0 | 0 | 0 | 0 | 0 | 0 | 0 | 0 | 0 | 0 | 0 | 0 | 0 | 0 | 0 | 0 | 0 | 0 | 0 | -5.1 | -7.37 | 48.28 | 45.39 | 45.39 | 45.39 | 45.39 | 45.39 | 22.65 | 22.65 | 22.65 | 23.81 | 23.81 | 22.62 | 23.84 | 23.84 | 23.84 | 23.84 | -0.051 | 0 | 0 | 0 | 0 | 0 | 0 | 0 | 0 | 0 | 0 | 0 | 0 | 0 | 0 | 0 | 0 | 0 | -0.051 | 2025 | 53.41 | 0.28677
| 2026 | 26.9817 | 3.6215 | 13.5562 |  |  |  |  | 2026 | 0 | 0 | 0 | 0 | 0 | 0 | 0 | 0 | 0 | 0 | 0 | 0 | 0 | 0 | 0 | 0 | 0 | 0 | 0 | 0 | 0 | 0 | 0 | 0 | 0 | 0 | 0 | 0 | 0 | 0 | 0 | 0 | 0 | 0 | 0 | 0 | -2.35 | -4.67 | 49.39 | 46.42 | 46.42 | 46.42 | 46.42 | 46.42 | 23.17 | 23.17 | 23.17 | 24.35 | 24.35 | 23.13 | 24.38 | 24.38 | 24.38 | 24.38 | -0.0235 | 0 | 0 | 0 | 0 | 0 | 0 | 0 | 0 | 0 | 0 | 0 | 0 | 0 | 0 | 0 | 0 | 0 | -0.0235 | 2026 | 54.63 | 0.29332
| 2027 | 25.866 | 4.0189 | 13.5428 |  |  |  |  | 2027 | 0 | 0 | 0 | 0 | 0 | 0 | 0 | 0 | 0 | 0 | 0 | 0 | 0 | 0 | 0 | 0 | 0 | 0 | 0 | 0 | 0 | 0 | 0 | 0 | 0 | 0 | 0 | 0 | 0 | 0 | 0 | 0 | 0 | 0 | 0 | 0 | -4.11 | -6.48 | 50.48 | 47.44 | 47.44 | 47.44 | 47.44 | 47.44 | 23.68 | 23.68 | 23.68 | 24.89 | 24.89 | 23.64 | 24.92 | 24.92 | 24.92 | 24.92 | -0.0411 | 0 | 0 | 0 | 0 | 0 | 0 | 0 | 0 | 0 | 0 | 0 | 0 | 0 | 0 | 0 | 0 | 0 | -0.0411 | 2027 | 55.83 | 0.29976
| 2028 | 29.2557 | -2.2828 | 8.4575 |  |  |  |  | 2028 | 0 | 0 | 0 | 0 | 0 | 0 | 0 | 0 | 0 | 0 | 0 | 0 | 0 | 0 | 0 | 0 | 0 | 0 | 0 | 0 | 0 | 0 | 0 | 0 | 0 | 0 | 0 | 0 | 0 | 0 | 0 | 0 | 0 | 0 | 0 | 0 | -1.37 | -3.79 | 51.58 | 48.47 | 48.47 | 48.47 | 48.47 | 48.47 | 24.19 | 24.19 | 24.19 | 25.43 | 25.43 | 24.15 | 25.46 | 25.46 | 25.46 | 25.46 | -0.0137 | 0 | 0 | 0 | 0 | 0 | 0 | 0 | 0 | 0 | 0 | 0 | 0 | 0 | 0 | 0 | 0 | 0 | -0.0137 | 2028 | 57.04 | 0.30626
| 2029 | 28.2268 | -3.9968 | 6.3964 |  |  |  |  | 2029 | 0 | 0 | 0 | 0 | 0 | 0 | 0 | 0 | 0 | 0 | 0 | 0 | 0 | 0 | 0 | 0 | 0 | 0 | 0 | 0 | 0 | 0 | 0 | 0 | 0 | 0 | 0 | 0 | 0 | 0 | 0 | 0 | 0 | 0 | 0 | 0 | -3.07 | -5.54 | 52.71 | 49.53 | 49.53 | 49.53 | 49.53 | 49.53 | 24.72 | 24.72 | 24.72 | 25.99 | 25.99 | 24.68 | 26.02 | 26.02 | 26.02 | 26.02 | -0.0307 | 0 | 0 | 0 | 0 | 0 | 0 | 0 | 0 | 0 | 0 | 0 | 0 | 0 | 0 | 0 | 0 | 0 | -0.0307 | 2029 | 58.29 | 0.31297
| 2030 | 50.5187 | -3.289 | 15.3121 |  |  |  |  | 2030 | 0 | 0 | 0 | 0 | 0 | 0 | 0 | 0 | 0 | 0 | 0 | 0 | 0 | 0 | 0 | 0 | 0 | 0 | 0 | 0 | 0 | 0 | 0 | 0 | 0 | 0 | 0 | 0 | 0 | 0 | 0 | 0 | 0 | 0 | 0 | 0 | 18.54 | -7.27 | 150.03 | 50.61 | 50.61 | 50.61 | 50.61 | 50.61 | 117.32 | 25.26 | 25.26 | 26.55 | 26.55 | 25.22 | 120.42 | 26.59 | 26.59 | 26.59 | 0.1854 | 0 | 0 | 0 | 0 | 0 | 0 | 0 | 0 | 0 | 0 | 0 | 0 | 0 | 0 | 0 | 0 | 0 | 0.1854 | 2030 | 59.56 | 0.31979
| 2031 | 170.4806 | -4.9377 | 57.8335 |  |  |  |  | 2031 | 0 | 0 | 0 | 0 | 0 | 0 | 0 | 0 | 0 | 0 | 0 | 0 | 0 | 0 | 0 | 0 | 0 | 0 | 0 | 0 | 0 | 0 | 0 | 0 | 0 | 0 | 0 | 0 | 0 | 0 | 0 | 0 | 0 | 0 | 0 | 0 | 137.82 | 135.24 | 153.23 | 51.69 | 51.69 | 51.69 | 51.69 | 51.69 | 119.82 | 25.8 | 25.8 | 27.12 | 27.12 | 25.76 | 122.98 | 120.45 | 27.16 | 27.16 | 1.3782 | 0 | 0 | 0 | 0 | 0 | 0 | 0 | 0 | 0 | 0 | 0 | 0 | 0 | 0 | 0 | 0 | 0 | 1.3782 | 2031 | 60.83 | 0.32661
| 2032 | 174.0325 | -4.988 | 58.9027 |  |  |  |  | 2032 | 0 | 0 | 0 | 0 | 0 | 0 | 0 | 0 | 0 | 0 | 0 | 0 | 0 | 0 | 0 | 0 | 0 | 0 | 0 | 0 | 0 | 0 | 0 | 0 | 0 | 0 | 0 | 0 | 0 | 0 | 0 | 0 | 0 | 0 | 0 | 0 | 140.69 | 138.05 | 156.44 | 52.77 | 52.77 | 52.77 | 52.77 | 52.77 | 122.33 | 117.35 | 26.34 | 27.69 | 27.69 | 26.3 | 125.56 | 122.97 | 120.49 | 27.73 | 1.4069 | 0 | 0 | 0 | 0 | 0 | 0 | 0 | 0 | 0 | 0 | 0 | 0 | 0 | 0 | 0 | 0 | 0 | 1.4069 | 2032 | 62.1 | 0.33342
| 2033 | 177.6351 | -3.5241 | 61.8813 |  |  |  |  | 2033 | 0 | 0 | 0 | 0 | 0 | 0 | 0 | 0 | 0 | 0 | 0 | 0 | 0 | 0 | 0 | 0 | 0 | 0 | 0 | 0 | 0 | 0 | 0 | 0 | 0 | 0 | 0 | 0 | 0 | 0 | 0 | 0 | 0 | 0 | 0 | 0 | 143.6 | 140.91 | 159.7 | 154.78 | 53.87 | 53.87 | 53.87 | 53.87 | 124.88 | 119.79 | 117.38 | 118.27 | 28.27 | 26.85 | 128.18 | 125.53 | 123 | 120.54 | 1.436 | 0 | 0 | 0 | 0 | 0 | 0 | 0 | 0 | 0 | 0 | 0 | 0 | 0 | 0 | 0 | 0 | 0 | 1.436 | 2033 | 63.39 | 0.34035
| 2034 | 181.2785 | -3.8158 | 62.9311 |  |  |  |  | 2034 | 0 | 0 | 0 | 0 | 0 | 0 | 0 | 0 | 0 | 0 | 0 | 0 | 0 | 0 | 0 | 0 | 0 | 0 | 0 | 0 | 0 | 0 | 0 | 0 | 0 | 0 | 0 | 0 | 0 | 0 | 0 | 0 | 0 | 0 | 0 | 0 | 146.54 | 143.79 | 163 | 157.97 | 54.98 | 54.98 | 54.98 | 54.98 | 127.46 | 122.27 | 119.81 | 120.71 | 28.85 | 27.4 | 130.82 | 128.12 | 125.54 | 123.03 | 1.4654 | 0 | 0 | 0 | 0 | 0 | 0 | 0 | 0 | 0 | 0 | 0 | 0 | 0 | 0 | 0 | 0 | 0 | 1.4654 | 2034 | 64.7 | 0.34738
| 2035 | 184.9726 | -5.3585 | 62.7486 |  |  |  |  | 2035 | 0 | 0 | 0 | 0 | 0 | 0 | 0 | 0 | 0 | 0 | 0 | 0 | 0 | 0 | 0 | 0 | 0 | 0 | 0 | 0 | 0 | 0 | 0 | 0 | 0 | 0 | 0 | 0 | 0 | 0 | 0 | 0 | 0 | 0 | 0 | 0 | 149.52 | 146.71 | 166.35 | 161.22 | 156.83 | 156.83 | 155.39 | 56.11 | 130.07 | 124.78 | 122.27 | 123.19 | 118.42 | 115.12 | 133.5 | 130.75 | 128.12 | 125.55 | 1.4952 | 0 | 0 | 0 | 0 | 0 | 0 | 0 | 0 | 0 | 0 | 0 | 0 | 0 | 0 | 0 | 0 | 0 | 1.4952 | 2035 | 66.03 | 0.35453
| 2036 | 188.702 | -4.882 | 64.3941 |  |  |  |  | 2036 | 0 | 0 | 0 | 0 | 0 | 0 | 0 | 0 | 0 | 0 | 0 | 0 | 0 | 0 | 0 | 0 | 0 | 0 | 0 | 0 | 0 | 0 | 0 | 0 | 0 | 0 | 0 | 0 | 0 | 0 | 0 | 0 | 0 | 0 | 0 | 0 | 152.53 | 149.66 | 169.73 | 164.5 | 160.02 | 160.02 | 158.55 | 154.58 | 132.72 | 127.32 | 124.76 | 125.7 | 120.83 | 117.46 | 136.22 | 133.41 | 130.73 | 128.1 | 1.5253 | 0 | 0 | 0 | 0 | 0 | 0 | 0 | 0 | 0 | 0 | 0 | 0 | 0 | 0 | 0 | 0 | 0 | 1.5253 | 2036 | 67.37 | 0.36172
| 2037 | 192.5122 | -4.9265 | 65.9103 |  |  |  |  | 2037 | 0 | 0 | 0 | 0 | 0 | 0 | 0 | 0 | 0 | 0 | 0 | 0 | 0 | 0 | 0 | 0 | 0 | 0 | 0 | 0 | 0 | 0 | 0 | 0 | 0 | 0 | 0 | 0 | 0 | 0 | 0 | 0 | 0 | 0 | 0 | 0 | 155.61 | 152.68 | 173.14 | 167.81 | 163.24 | 163.24 | 161.74 | 157.7 | 135.4 | 129.89 | 127.28 | 128.24 | 123.27 | 119.82 | 138.97 | 136.1 | 133.37 | 130.68 | 1.5561 | 0 | 0 | 0 | 0 | 0 | 0 | 0 | 0 | 0 | 0 | 0 | 0 | 0 | 0 | 0 | 0 | 0 | 1.5561 | 2037 | 68.73 | 0.36902
| 2038 | 196.3878 | #DIV/0! | #DIV/0! |  |  |  |  | 2038 | 0 | 0 | 0 | 0 | 0 | 0 | 0 | 0 | 0 | 0 | 0 | 0 | 0 | 0 | 0 | 0 | 0 | 0 | 0 | 0 | 0 | 0 | 0 | 0 | 0 | 0 | 0 | 0 | 0 | 0 | 0 | 0 | 0 | 0 | 0 | 0 | 158.75 | 155.76 | 176.6 | 171.17 | 166.5 | 166.5 | 164.97 | 160.85 | 138.1 | 132.48 | 129.82 | 130.8 | 125.73 | 122.21 | 141.74 | 138.82 | 136.03 | 133.29 | 1.5875 | 0 | 0 | 0 | 0 | 0 | 0 | 0 | 0 | 0 | 0 | 0 | 0 | 0 | 0 | 0 | 0 | 0 | 1.5875 | 2038 | 70.1 | 0.37638
[16 empty] | Year of deferral |  | 2030 | 2032 | 2033 | 2033 | 2035 | 2035 | 2030 | 2031 | 2032 | 2033
15 Year Starting 2018 | [15 empty] | if Defferred 1 |  | 0 | 0 | 0 | 0 | 0 | 0 | 0 | 0 | 0 | 0
| 15 year Levelized Prices (Nominal) @ 6.91% Discount Rate (1) (3) |  |  |  | Discount Rate - 2017 IRP
| $/kW | 31.1089 |  |  | 6.91%
| $/MWh |  | 4.9564 | 16.4107
15 Year Starting 2019
15 year Levelized Prices (Nominal) @ 0.00% Discount Rate (1) (3)
| $/kW | 40.385
| $/MWh |  | 3.536 | 18.4058
20 Year Starting 2019
15 year Levelized Prices (Nominal) @ 0.00% Discount Rate (1) (3)
| $/kW | 61.3345
| $/MWh |  | 2.351 | 24.9344
Footnotes:
(1) Discount Rate - 2017 IRP
(2) 'Energy Only' is the GRID calculated costs and includes some capacity costs.
TRUE
1

## Table 2
Table 2
Avoided Energy Costs - Scheduled Hours ($/MWh)
QF - Sch37 - UT - Wind - 10.0 MW and 31.0% CF
Year |  | Winter Season |  |  |  |  | Summer Season |  |  |  | Winter Season
| Annual | Jan | Feb | Mar | Apr | May | Jun | Jul | Aug | Sep | Oct | Nov | Dec
Energy Only
2018 | 14.876 | 15.3129 | 14.2286 | 12.3235 | 12.6891 | 12.2302 | 11.5786 | 14.8034 | 17.6605 | 14.6167 | 13.9842 | 13.0538 | 23.7113
2019 | 15.7005 | 16.5981 | 18.0526 | 13.8459 | 12.5029 | 13.3362 | 12.9225 | 15.6902 | 18.5125 | 15.3285 | 13.909 | 13.5051 | 22.8587
2020 | 11.0809 | 15.511 | 15.5156 | 13.7722 | 12.9976 | 11.4128 | 12.1099 | 19.3683 | 17.8438 | 15.255 | 12.2101 | -2.7245 | -8.1858
2021 | 3.1888 | 6.3419 | 0.837 | 4.1545 | 2.8464 | -1.117 | 5.4796 | 7.3123 | 7.9153 | 7.9958 | -1.771 | 1.8408 | -5.434
2022 | 5.9672 | 3.9349 | -1.1153 | 3.0886 | 55.7272 | -2.4978 | 5.1674 | 7.5827 | 7.3995 | 8.125 | -2.8343 | 1.2344 | -6.2267
2023 | 2.6061 | 4.4283 | -0.75345 | 3.6503 | 2.4658 | -2.2786 | 5.7791 | 7.7663 | 7.504 | 7.8453 | -2.5979 | 1.3928 | -6.4145
2024 | 3.709 | 5.2187 | -0.024764 | 1.9399 | -4.287 | -3.0175 | 6.734 | 7.1358 | 7.9518 | 24.1363 | -2.6887 | 1.3201 | -6.2921
2025 | 3.0749 | 5.7642 | 0.5326 | 5.0441 | 2.8405 | -2.2661 | 8.4401 | 7.9984 | 4.6628 | 9.6031 | -3.563 | 2.5114 | -6.3451
2026 | 3.6215 | 9.3914 | -0.90189 | 5.0051 | 2.5774 | -2.1075 | 8.1011 | 8.7881 | 9.0889 | 8.9743 | -3.4675 | 2.7543 | -7.2522
2027 | 4.0189 | 10.1844 | 2.88 | 5.4258 | 2.7417 | -1.0081 | 8.5065 | 8.8269 | 9.2671 | 8.8443 | -3.788 | 1.763 | -6.5891
2028 | -2.2828 | -19.0729 | -14.6134 | -1.6087 | 0.11342 | -4.8744 | 5.1229 | 11.393 | 12.3489 | 10.3037 | -8.3308 | -7.409 | -18.5656
2029 | -3.9968 | -42.1101 | -13.4083 | -3.2758 | 0.42461 | -6.7017 | 5.2866 | 14.9955 | 15.3203 | 13.4657 | -10.208 | -8.8516 | -23.9973
2030 | -3.289 | -23.2149 | -21.6387 | -4.2838 | -3.0155 | -6.1224 | 6.0946 | 16.6864 | 18.8526 | 16.8036 | -11.278 | -11.9449 | -28.9162
2031 | -4.9377 | -36.842 | -24.1378 | -7.3874 | -2.6237 | -5.0972 | 6.3637 | 17.4114 | 17.7936 | 16.6931 | -10.9079 | -13.3794 | -30.9357
2032 | -4.988 | -36.6777 | -23.9601 | -7.8367 | -4.7335 | -5.9046 | 7.1435 | 18.2821 | 19.7493 | 18.646 | -11.9652 | -12.9742 | -33.7703
2033 | -3.5241 | -37.6329 | -19.6531 | -5.86 | -2.0407 | -5.9269 | 10.6513 | 19.7622 | 20.8858 | 21.6258 | -10.7476 | -13.3664 | -34.1281
2034 | -3.8158 | -37.7194 | -24.2061 | -6.1589 | -1.5041 | -5.8319 | 10.6911 | 19.853 | 21.5221 | 20.694 | -9.5729 | -13.6581 | -35.0184
2035 | -5.3585 | -37.3703 | -58.197 | -7.0208 | 0.24017 | -5.5044 | 11.7508 | 21.2264 | 21.7825 | 22.1896 | -10.5181 | -13.0134 | -33.284
2036 | -4.882 | -39.1776 | -27.9411 | -7.2417 | -2.3105 | -6.8538 | 9.6002 | 19.6401 | 22.6581 | 22.0091 | -11.9022 | -16.1629 | -36.3973
2037 | 0 | 0 | 0 | 0 | 0 | 0 | 0 | 0 | 0 | 0 | 0 | 0 | 0

## Table 4
Appendix B
Table 4
Burnertip Natural Gas Price Forecast |  |  |  | Quote Date
QF - Sch37 - UT - Wind - 10.0 MW and 31.0% CF |  |  |  | 2018-03-30
PacifiCorp
| Delivered | Delivered | Delivered
Year | IRP - Utah Greenfield | IRP West Side | IRP - Wyo NE
| Fuel Cost | Fuel Cost | Fuel Cost
2016 | 2.32 | 2.3 | 2.35
2017 | 2.71 | 2.77 | 2.76 |  | IRP - Utah Greenfield | IRP West Side | IRP - Wyo NE |  |  | IRP West Side
2018 | 2.21 | 2.09 | 2.21 | Peak Type: | Delivered | Delivered | Delivered | Year | IRP - Utah Greenfield | West Side | IRP - Wyo NE
2019 | 2.06 | 1.95 | 2.03 | 2016-01-01 | 2.2764 | 2.3749 | 2.2758 | 2016 | 47 | 43 | 46
2020 | 2.15 | 2.02 | 2.13 | 2016-02-01 | 1.8452 | 1.7746 | 1.829 | 2016
2021 | 2.24 | 2.15 | 2.23 | 2016-03-01 | 1.5254 | 1.4851 | 1.5765 | 2016
2022 | 2.33 | 2.23 | 2.34 | 2016-04-01 | 1.691 | 1.4974 | 1.7513 | 2016
2023 | 2.42 | 2.38 | 2.42 | 2016-05-01 | 1.731 | 1.5719 | 1.8005 | 2016
2024 | 2.88 | 2.86 | 2.91 | 2016-06-01 | 2.3388 | 2.1751 | 2.3648 | 2016
2025 | 3.56 | 3.54 | 3.59 | 2016-07-01 | 2.581 | 2.5038 | 2.6063 | 2016
2026 | 3.82 | 3.8 | 3.85 | 2016-08-01 | 2.6354 | 2.6478 | 2.6356 | 2016
2027 | 3.94 | 3.93 | 3.97 | 2016-09-01 | 2.7123 | 2.7715 | 2.7682 | 2016
2028 | 4.15 | 4.19 | 4.18 | 2016-10-01 | 2.6863 | 2.6942 | 2.75 | 2016
2029 | 4.53 | 4.64 | 4.56 | 2016-11-01 | 2.2696 | 2.2677 | 2.3067 | 2016
2030 | 4.98 | 5.1 | 5.02 | 2016-12-01 | 3.5124 | 3.8168 | 3.5519 | 2016
2031 | 5.01 | 5.09 | 5.05 | 2017-01-01 | 3.2524 | 3.5318 | 3.2802 | 2017
2032 | 5.39 | 5.48 | 5.43 | 2017-02-01 | 2.6306 | 2.6904 | 2.6686 | 2017
2033 | 5.67 | 5.78 | 5.71 | 2017-03-01 | 2.5701 | 2.5432 | 2.6204 | 2017
2034 | 5.61 | 5.67 | 5.65 | 2017-04-01 | 2.7337 | 2.7294 | 2.8173 | 2017
2035 | 5.8 | 5.82 | 5.84 | 2017-05-01 | 2.7935 | 2.7212 | 2.8496 | 2017
2036 | 5.75 | 5.77 | 5.79 | 2017-06-01 | 2.8755 | 2.8529 | 2.9027 | 2017
2037 | 6.09 | 6.15 | 6.13 | 2017-07-01 | 2.6189 | 2.4946 | 2.6888 | 2017
2038 | 6.5 | 6.59 | 6.54 | 2017-08-01 | 2.6204 | 2.6662 | 2.6401 | 2017
2039 | 6.74 | 6.86 | 6.78 | 2017-09-01 | 2.6225 | 2.6887 | 2.6857 | 2017
2040 | 7.13 | 7.27 | 7.17 | 2017-10-01 | 2.574 | 2.6534 | 2.6111 | 2017
2041 | 7.28 | 7.42 | 7.32 | 2017-11-01 | 2.7399 | 2.7911 | 2.7825 | 2017
2042 | 4.86 | 4.94 | 4.9 | 2017-12-01 | 2.5384 | 2.8225 | 2.5594 | 2017
|  |  |  | 2018-01-01 | 2.9554 | 2.824 | 3.144 | 2018
|  |  |  | 2018-02-01 | 2.2569 | 2.2686 | 2.293 | 2018
|  |  |  | 2018-03-01 | 2.1272 | 2.1974 | 2.2034 | 2018
Official Forward Price Curve Forecast dated Mar 30, 2018 |  |  |  | 2018-04-01 | 1.9121 | 1.8212 | 1.8867 | 2018
|  |  |  | 2018-05-01 | 1.9662 | 1.7263 | 1.9564 | 2018
|  |  |  | 2018-06-01 | 2.0632 | 1.7547 | 2.0538 | 2018
|  |  |  | 2018-07-01 | 2.1438 | 1.8581 | 2.1219 | 2018
|  |  |  | 2018-08-01 | 2.1973 | 1.9561 | 2.1731 | 2018
|  |  |  | 2018-09-01 | 2.1524 | 1.9133 | 2.1306 | 2018
|  |  |  | 2018-10-01 | 2.079 | 1.9434 | 2.0543 | 2018
|  |  |  | 2018-11-01 | 2.1356 | 2.2056 | 2.0855 | 2018
|  |  |  | 2018-12-01 | 2.5035 | 2.636 | 2.4524 | 2018
|  |  |  | 2019-01-01 | 2.5907 | 2.5302 | 2.5682 | 2019
|  |  |  | 2019-02-01 | 2.4825 | 2.3635 | 2.4314 | 2019
|  |  |  | 2019-03-01 | 2.1927 | 2.081 | 2.1711 | 2019
|  |  |  | 2019-04-01 | 1.782 | 1.5292 | 1.7484 | 2019
|  |  |  | 2019-05-01 | 1.7657 | 1.5784 | 1.7243 | 2019
|  |  |  | 2019-06-01 | 1.7871 | 1.5814 | 1.7484 | 2019
|  |  |  | 2019-07-01 | 1.9443 | 1.7499 | 1.9088 | 2019
|  |  |  | 2019-08-01 | 1.9494 | 1.7467 | 1.9139 | 2019
|  |  |  | 2019-09-01 | 1.8341 | 1.7404 | 1.8058 | 2019
|  |  |  | 2019-10-01 | 1.8361 | 1.7695 | 1.8155 | 2019
|  |  |  | 2019-11-01 | 2.1795 | 2.2319 | 2.1398 | 2019
|  |  |  | 2019-12-01 | 2.3922 | 2.4915 | 2.3586 | 2019
|  |  |  | 2020-01-01 | 2.4897 | 2.432 | 2.4898 | 2020
|  |  |  | 2020-02-01 | 2.4519 | 2.3848 | 2.48 | 2020
|  |  |  | 2020-03-01 | 2.3279 | 2.304 | 2.2864 | 2020
|  |  |  | 2020-04-01 | 1.9647 | 1.6552 | 1.8755 | 2020
|  |  |  | 2020-05-01 | 1.882 | 1.6393 | 1.8616 | 2020
|  |  |  | 2020-06-01 | 1.9055 | 1.663 | 1.8903 | 2020
|  |  |  | 2020-07-01 | 1.9958 | 1.802 | 1.9759 | 2020
|  |  |  | 2020-08-01 | 1.9989 | 1.8115 | 1.979 | 2020
|  |  |  | 2020-09-01 | 1.981 | 1.8161 | 1.9662 | 2020
|  |  |  | 2020-10-01 | 2.0545 | 1.88 | 2.0348 | 2020
|  |  |  | 2020-11-01 | 2.2611 | 2.2854 | 2.2321 | 2020
|  |  |  | 2020-12-01 | 2.4744 | 2.5512 | 2.4514 | 2020
|  |  |  | 2021-01-01 | 2.6091 | 2.5746 | 2.5994 | 2021
|  |  |  | 2021-02-01 | 2.6116 | 2.5037 | 2.6122 | 2021
|  |  |  | 2021-03-01 | 2.5147 | 2.4102 | 2.5174 | 2021
|  |  |  | 2021-04-01 | 2.0274 | 1.7708 | 2.0205 | 2021
|  |  |  | 2021-05-01 | 1.931 | 1.7442 | 1.9236 | 2021
|  |  |  | 2021-06-01 | 1.9693 | 1.7758 | 1.9621 | 2021
|  |  |  | 2021-07-01 | 2.0402 | 1.892 | 2.0333 | 2021
|  |  |  | 2021-08-01 | 2.0504 | 1.9094 | 2.0435 | 2021
|  |  |  | 2021-09-01 | 2.0601 | 1.9314 | 2.0533 | 2021
|  |  |  | 2021-10-01 | 2.1004 | 2.1307 | 2.0937 | 2021
|  |  |  | 2021-11-01 | 2.3815 | 2.4973 | 2.3709 | 2021
|  |  |  | 2021-12-01 | 2.5846 | 2.6736 | 2.58 | 2021
|  |  |  | 2022-01-01 | 2.7009 | 2.6352 | 2.6942 | 2022
|  |  |  | 2022-02-01 | 2.6856 | 2.57 | 2.6942 | 2022
|  |  |  | 2022-03-01 | 2.632 | 2.4863 | 2.6378 | 2022
|  |  |  | 2022-04-01 | 2.1244 | 1.8681 | 2.1281 | 2022
|  |  |  | 2022-05-01 | 2.0331 | 1.8499 | 2.044 | 2022
|  |  |  | 2022-06-01 | 2.0611 | 1.8719 | 2.0645 | 2022
|  |  |  | 2022-07-01 | 2.1269 | 1.9951 | 2.1383 | 2022
|  |  |  | 2022-08-01 | 2.1453 | 2.0188 | 2.1568 | 2022
|  |  |  | 2022-09-01 | 2.1489 | 2.036 | 2.1527 | 2022
|  |  |  | 2022-10-01 | 2.1994 | 2.2327 | 2.2111 | 2022
|  |  |  | 2022-11-01 | 2.48 | 2.4924 | 2.4595 | 2022
|  |  |  | 2022-12-01 | 2.6637 | 2.7219 | 2.6491 | 2022
|  |  |  | 2023-01-01 | 2.7698 | 2.7492 | 2.7531 | 2023
|  |  |  | 2023-02-01 | 2.7662 | 2.6721 | 2.7623 | 2023
|  |  |  | 2023-03-01 | 2.6871 | 2.6058 | 2.6829 | 2023
|  |  |  | 2023-04-01 | 2.2177 | 2.0515 | 2.2269 | 2023
|  |  |  | 2023-05-01 | 2.1341 | 2.0358 | 2.1455 | 2023
|  |  |  | 2023-06-01 | 2.1647 | 2.0513 | 2.1737 | 2023
|  |  |  | 2023-07-01 | 2.205 | 2.1849 | 2.2167 | 2023
|  |  |  | 2023-08-01 | 2.2285 | 2.2124 | 2.2403 | 2023
|  |  |  | 2023-09-01 | 2.2356 | 2.2281 | 2.2449 | 2023
|  |  |  | 2023-10-01 | 2.2948 | 2.4065 | 2.3069 | 2023
|  |  |  | 2023-11-01 | 2.5524 | 2.5509 | 2.5554 | 2023
|  |  |  | 2023-12-01 | 2.7259 | 2.8074 | 2.7219 | 2023
|  |  |  | 2024-01-01 | 2.7349 | 2.8225 | 2.8156 | 2024
|  |  |  | 2024-02-01 | 2.8464 | 2.7434 | 2.8228 | 2024
|  |  |  | 2024-03-01 | 2.6623 | 2.6769 | 2.7434 | 2024
|  |  |  | 2024-04-01 | 2.1916 | 2.1123 | 2.2772 | 2024
|  |  |  | 2024-05-01 | 2.81 | 2.7078 | 2.8242 | 2024
|  |  |  | 2024-06-01 | 2.8386 | 2.7389 | 2.8504 | 2024
|  |  |  | 2024-07-01 | 2.9247 | 2.8891 | 2.9394 | 2024
|  |  |  | 2024-08-01 | 2.9562 | 2.9128 | 2.9711 | 2024
|  |  |  | 2024-09-01 | 2.9598 | 2.9273 | 2.9721 | 2024
|  |  |  | 2024-10-01 | 2.9696 | 3.0198 | 2.9845 | 2024
|  |  |  | 2024-11-01 | 3.2634 | 3.2688 | 3.2693 | 2024
|  |  |  | 2024-12-01 | 3.4226 | 3.5404 | 3.4215 | 2024
|  |  |  | 2025-01-01 | 3.4679 | 3.5626 | 3.5518 | 2025
|  |  |  | 2025-02-01 | 3.5035 | 3.4617 | 3.4826 | 2025
|  |  |  | 2025-03-01 | 3.2089 | 3.1999 | 3.2922 | 2025
|  |  |  | 2025-04-01 | 2.8317 | 2.7197 | 2.9199 | 2025
|  |  |  | 2025-05-01 | 3.4859 | 3.3798 | 3.503 | 2025
|  |  |  | 2025-06-01 | 3.5123 | 3.4265 | 3.527 | 2025
|  |  |  | 2025-07-01 | 3.6443 | 3.5932 | 3.662 | 2025
|  |  |  | 2025-08-01 | 3.6839 | 3.6132 | 3.7018 | 2025
|  |  |  | 2025-09-01 | 3.6839 | 3.6266 | 3.6992 | 2025
|  |  |  | 2025-10-01 | 3.6443 | 3.6332 | 3.662 | 2025
|  |  |  | 2025-11-01 | 3.9743 | 3.9867 | 3.9832 | 2025
|  |  |  | 2025-12-01 | 4.1194 | 4.2734 | 4.1212 | 2025
|  |  |  | 2026-01-01 | 4.2009 | 4.3028 | 4.2878 | 2026
|  |  |  | 2026-02-01 | 4.1604 | 4.18 | 4.1423 | 2026
|  |  |  | 2026-03-01 | 3.7554 | 3.7229 | 3.841 | 2026
|  |  |  | 2026-04-01 | 3.4719 | 3.3272 | 3.5627 | 2026
|  |  |  | 2026-05-01 | 3.5123 | 3.3749 | 3.5295 | 2026
|  |  |  | 2026-06-01 | 3.5394 | 3.4431 | 3.5541 | 2026
|  |  |  | 2026-07-01 | 3.7149 | 3.6751 | 3.7329 | 2026
|  |  |  | 2026-08-01 | 3.7284 | 3.6683 | 3.7465 | 2026
|  |  |  | 2026-09-01 | 3.7284 | 3.6547 | 3.7439 | 2026
|  |  |  | 2026-10-01 | 3.6878 | 3.6819 | 3.7058 | 2026
|  |  |  | 2026-11-01 | 4.0524 | 4.0845 | 4.0617 | 2026
|  |  |  | 2026-12-01 | 4.2414 | 4.4529 | 4.2437 | 2026
|  |  |  | 2027-01-01 | 4.2936 | 4.4455 | 4.3809 | 2027
|  |  |  | 2027-02-01 | 4.2385 | 4.2992 | 4.2207 | 2027
|  |  |  | 2027-03-01 | 3.852 | 3.8598 | 3.9382 | 2027
|  |  |  | 2027-04-01 | 3.6037 | 3.5112 | 3.6951 | 2027
|  |  |  | 2027-05-01 | 3.6451 | 3.5321 | 3.6628 | 2027
|  |  |  | 2027-06-01 | 3.6727 | 3.5042 | 3.6881 | 2027
|  |  |  | 2027-07-01 | 3.8659 | 3.7832 | 3.8846 | 2027
|  |  |  | 2027-08-01 | 3.8797 | 3.7971 | 3.8984 | 2027
|  |  |  | 2027-09-01 | 3.852 | 3.7692 | 3.8681 | 2027
|  |  |  | 2027-10-01 | 3.8245 | 3.7971 | 3.843 | 2027
|  |  |  | 2027-11-01 | 4.1556 | 4.2503 | 4.1653 | 2027
|  |  |  | 2027-12-01 | 4.3902 | 4.6408 | 4.3931 | 2027
|  |  |  | 2028-01-01 | 4.4447 | 4.6495 | 4.5326 | 2028
|  |  |  | 2028-02-01 | 4.3601 | 4.45 | 4.3428 | 2028
|  |  |  | 2028-03-01 | 4.0781 | 4.1364 | 4.1652 | 2028
|  |  |  | 2028-04-01 | 3.8102 | 3.7089 | 3.9024 | 2028
|  |  |  | 2028-05-01 | 3.8102 | 3.716 | 3.8286 | 2028
|  |  |  | 2028-06-01 | 3.8384 | 3.7445 | 3.8544 | 2028
|  |  |  | 2028-07-01 | 4.0075 | 4.0581 | 4.0268 | 2028
|  |  |  | 2028-08-01 | 4.0781 | 4.0937 | 4.0976 | 2028
|  |  |  | 2028-09-01 | 4.064 | 4.0296 | 4.0809 | 2028
|  |  |  | 2028-10-01 | 4.1486 | 4.1365 | 4.1684 | 2028
|  |  |  | 2028-11-01 | 4.3884 | 4.507 | 4.399 | 2028
|  |  |  | 2028-12-01 | 4.7972 | 5.0201 | 4.8019 | 2028
|  |  |  | 2029-01-01 | 4.6724 | 4.9842 | 4.7613 | 2029
|  |  |  | 2029-02-01 | 4.6581 | 4.8167 | 4.642 | 2029
|  |  |  | 2029-03-01 | 4.4131 | 4.5399 | 4.5015 | 2029
|  |  |  | 2029-04-01 | 4.1248 | 4.103 | 4.2184 | 2029
|  |  |  | 2029-05-01 | 4.1248 | 4.1176 | 4.1446 | 2029
|  |  |  | 2029-06-01 | 4.2401 | 4.205 | 4.2578 | 2029
|  |  |  | 2029-07-01 | 4.514 | 4.5982 | 4.5354 | 2029
|  |  |  | 2029-08-01 | 4.6004 | 4.6419 | 4.6222 | 2029
|  |  |  | 2029-09-01 | 4.4563 | 4.4889 | 4.4749 | 2029
|  |  |  | 2029-10-01 | 4.5284 | 4.5909 | 4.5498 | 2029
|  |  |  | 2029-11-01 | 4.8165 | 5.0206 | 4.829 | 2029
|  |  |  | 2029-12-01 | 5.2057 | 5.5158 | 5.2121 | 2029
|  |  |  | 2030-01-01 | 5.129 | 5.495 | 5.2198 | 2030
|  |  |  | 2030-02-01 | 5.0553 | 5.2792 | 5.0411 | 2030
|  |  |  | 2030-03-01 | 4.805 | 4.9294 | 4.895 | 2030
|  |  |  | 2030-04-01 | 4.5251 | 4.5349 | 4.6204 | 2030
|  |  |  | 2030-05-01 | 4.5398 | 4.5572 | 4.5613 | 2030
|  |  |  | 2030-06-01 | 4.6135 | 4.6168 | 4.6327 | 2030
|  |  |  | 2030-07-01 | 4.9964 | 5.1006 | 5.0199 | 2030
|  |  |  | 2030-08-01 | 5.0406 | 5.1453 | 5.0642 | 2030
|  |  |  | 2030-09-01 | 4.9817 | 5.0261 | 5.0025 | 2030
|  |  |  | 2030-10-01 | 5.0111 | 5.0634 | 5.0346 | 2030
|  |  |  | 2030-11-01 | 5.4089 | 5.5248 | 5.4238 | 2030
|  |  |  | 2030-12-01 | 5.674 | 5.9193 | 5.6823 | 2030
|  |  |  | 2031-01-01 | 5.6881 | 5.9289 | 5.7812 | 2031
|  |  |  | 2031-02-01 | 5.5226 | 5.7086 | 5.5103 | 2031
|  |  |  | 2031-03-01 | 4.8309 | 4.9411 | 4.9211 | 2031
|  |  |  | 2031-04-01 | 4.5452 | 4.4851 | 4.6406 | 2031
|  |  |  | 2031-05-01 | 4.5452 | 4.4927 | 4.5667 | 2031
|  |  |  | 2031-06-01 | 4.6053 | 4.5155 | 4.6245 | 2031
|  |  |  | 2031-07-01 | 4.8008 | 4.8575 | 4.8234 | 2031
|  |  |  | 2031-08-01 | 4.9211 | 4.9334 | 4.9442 | 2031
|  |  |  | 2031-09-01 | 4.9061 | 4.9106 | 4.9266 | 2031
|  |  |  | 2031-10-01 | 4.9662 | 4.979 | 4.9895 | 2031
|  |  |  | 2031-11-01 | 5.2068 | 5.3666 | 5.2209 | 2031
|  |  |  | 2031-12-01 | 5.5978 | 5.9062 | 5.6059 | 2031
|  |  |  | 2032-01-01 | 5.5621 | 5.8278 | 5.6548 | 2032
|  |  |  | 2032-02-01 | 5.3933 | 5.5873 | 5.3803 | 2032
|  |  |  | 2032-03-01 | 5.2243 | 5.3312 | 5.3162 | 2032
|  |  |  | 2032-04-01 | 4.9479 | 4.9122 | 5.0451 | 2032
|  |  |  | 2032-05-01 | 4.9479 | 4.92 | 4.9712 | 2032
|  |  |  | 2032-06-01 | 5.0247 | 4.9898 | 5.0457 | 2032
|  |  |  | 2032-07-01 | 5.3164 | 5.3933 | 5.3412 | 2032
|  |  |  | 2032-08-01 | 5.4546 | 5.4864 | 5.4799 | 2032
|  |  |  | 2032-09-01 | 5.4393 | 5.4476 | 5.462 | 2032
|  |  |  | 2032-10-01 | 5.4853 | 5.5407 | 5.5108 | 2032
|  |  |  | 2032-11-01 | 5.731 | 5.8976 | 5.7473 | 2032
|  |  |  | 2032-12-01 | 6.1762 | 6.4329 | 6.1867 | 2032
|  |  |  | 2033-01-01 | 6.1494 | 6.4089 | 6.2446 | 2033
|  |  |  | 2033-02-01 | 6.0554 | 6.2267 | 6.0453 | 2033
|  |  |  | 2033-03-01 | 5.5067 | 5.6485 | 5.5997 | 2033
|  |  |  | 2033-04-01 | 5.1775 | 5.181 | 5.2755 | 2033
|  |  |  | 2033-05-01 | 5.1461 | 5.1494 | 5.1702 | 2033
|  |  |  | 2033-06-01 | 5.2245 | 5.2128 | 5.2463 | 2033
|  |  |  | 2033-07-01 | 5.5538 | 5.6643 | 5.5795 | 2033
|  |  |  | 2033-08-01 | 5.6792 | 5.7514 | 5.7055 | 2033
|  |  |  | 2033-09-01 | 5.6008 | 5.6326 | 5.6242 | 2033
|  |  |  | 2033-10-01 | 5.6321 | 5.6801 | 5.6582 | 2033
|  |  |  | 2033-11-01 | 5.977 | 6.1238 | 5.9943 | 2033
|  |  |  | 2033-12-01 | 6.3533 | 6.6387 | 6.3645 | 2033
|  |  |  | 2034-01-01 | 6.3108 | 6.5995 | 6.4066 | 2034
|  |  |  | 2034-02-01 | 6.2468 | 6.4215 | 6.2375 | 2034
|  |  |  | 2034-03-01 | 5.4145 | 5.5157 | 5.5072 | 2034
|  |  |  | 2034-04-01 | 5.0784 | 5.0061 | 5.176 | 2034
|  |  |  | 2034-05-01 | 5.0624 | 5.0142 | 5.0862 | 2034
|  |  |  | 2034-06-01 | 5.1264 | 5.0628 | 5.1478 | 2034
|  |  |  | 2034-07-01 | 5.4465 | 5.4833 | 5.4718 | 2034
|  |  |  | 2034-08-01 | 5.5746 | 5.5723 | 5.6004 | 2034
|  |  |  | 2034-09-01 | 5.4946 | 5.451 | 5.5175 | 2034
|  |  |  | 2034-10-01 | 5.5265 | 5.4833 | 5.5522 | 2034
|  |  |  | 2034-11-01 | 5.8626 | 5.9605 | 5.8795 | 2034
|  |  |  | 2034-12-01 | 6.2148 | 6.4863 | 6.2254 | 2034
|  |  |  | 2035-01-01 | 6.1985 | 6.4319 | 6.2938 | 2035
|  |  |  | 2035-02-01 | 6.1821 | 6.3163 | 6.1725 | 2035
|  |  |  | 2035-03-01 | 5.7083 | 5.7713 | 5.8021 | 2035
|  |  |  | 2035-04-01 | 5.4141 | 5.3666 | 5.5131 | 2035
|  |  |  | 2035-05-01 | 5.4304 | 5.3253 | 5.4557 | 2035
|  |  |  | 2035-06-01 | 5.4304 | 5.3253 | 5.4531 | 2035
|  |  |  | 2035-07-01 | 5.6428 | 5.6804 | 5.669 | 2035
|  |  |  | 2035-08-01 | 5.8062 | 5.763 | 5.8331 | 2035
|  |  |  | 2035-09-01 | 5.7083 | 5.6226 | 5.7321 | 2035
|  |  |  | 2035-10-01 | 5.7572 | 5.6308 | 5.7839 | 2035
|  |  |  | 2035-11-01 | 6.0187 | 6.0602 | 6.0361 | 2035
|  |  |  | 2035-12-01 | 6.3292 | 6.5392 | 6.3403 | 2035
|  |  |  | 2036-01-01 | 6.2454 | 6.4398 | 6.3409 | 2036
|  |  |  | 2036-02-01 | 6.2454 | 6.3639 | 6.2362 | 2036
|  |  |  | 2036-03-01 | 5.5279 | 5.5292 | 5.6211 | 2036
|  |  |  | 2036-04-01 | 5.261 | 5.1835 | 5.3594 | 2036
|  |  |  | 2036-05-01 | 5.2444 | 5.1329 | 5.2689 | 2036
|  |  |  | 2036-06-01 | 5.261 | 5.1667 | 5.283 | 2036
|  |  |  | 2036-07-01 | 5.6615 | 5.6472 | 5.6877 | 2036
|  |  |  | 2036-08-01 | 5.7616 | 5.74 | 5.7883 | 2036
|  |  |  | 2036-09-01 | 5.6448 | 5.6219 | 5.6684 | 2036
|  |  |  | 2036-10-01 | 5.7115 | 5.681 | 5.738 | 2036
|  |  |  | 2036-11-01 | 6.0619 | 6.1278 | 6.0796 | 2036
|  |  |  | 2036-12-01 | 6.3956 | 6.6253 | 6.407 | 2036
|  |  |  | 2037-01-01 | 6.4216 | 6.6282 | 6.5179 | 2037
|  |  |  | 2037-02-01 | 6.4046 | 6.5335 | 6.3959 | 2037
|  |  |  | 2037-03-01 | 5.86 | 5.8886 | 5.9546 | 2037
|  |  |  | 2037-04-01 | 5.6558 | 5.5961 | 5.7559 | 2037
|  |  |  | 2037-05-01 | 5.6388 | 5.5875 | 5.6649 | 2037
|  |  |  | 2037-06-01 | 5.6899 | 5.6305 | 5.7137 | 2037
|  |  |  | 2037-07-01 | 5.9962 | 6.0606 | 6.0238 | 2037
|  |  |  | 2037-08-01 | 6.1323 | 6.1809 | 6.1605 | 2037
|  |  |  | 2037-09-01 | 5.9962 | 6.0433 | 6.0213 | 2037
|  |  |  | 2037-10-01 | 6.0643 | 6.0605 | 6.0922 | 2037
|  |  |  | 2037-11-01 | 6.4046 | 6.4992 | 6.4237 | 2037
|  |  |  | 2037-12-01 | 6.796 | 7.1097 | 6.8091 | 2037
|  |  |  | 2038-01-01 | 6.7586 | 7.032 | 6.8562 | 2038
|  |  |  | 2038-02-01 | 6.7586 | 6.9004 | 6.7514 | 2038
|  |  |  | 2038-03-01 | 6.2378 | 6.2864 | 6.3339 | 2038
|  |  |  | 2038-04-01 | 6.0643 | 6.032 | 6.1661 | 2038
|  |  |  | 2038-05-01 | 6.0295 | 6.0057 | 6.0573 | 2038
|  |  |  | 2038-06-01 | 6.0816 | 6.0759 | 6.1071 | 2038
|  |  |  | 2038-07-01 | 6.4808 | 6.5584 | 6.5105 | 2038
|  |  |  | 2038-08-01 | 6.5329 | 6.6285 | 6.5628 | 2038
|  |  |  | 2038-09-01 | 6.4114 | 6.4882 | 6.4382 | 2038
|  |  |  | 2038-10-01 | 6.4983 | 6.5145 | 6.528 | 2038
|  |  |  | 2038-11-01 | 6.8627 | 6.9881 | 6.8838 | 2038
|  |  |  | 2038-12-01 | 7.262 | 7.5759 | 7.2771 | 2038
|  |  |  | 2039-01-01 | 7.2127 | 7.5299 | 7.3123 | 2039
|  |  |  | 2039-02-01 | 7.2304 | 7.3599 | 7.2252 | 2039
|  |  |  | 2039-03-01 | 6.3805 | 6.4473 | 6.4773 | 2039
|  |  |  | 2039-04-01 | 6.1503 | 6.1699 | 6.2525 | 2039
|  |  |  | 2039-05-01 | 6.1681 | 6.2325 | 6.1964 | 2039
|  |  |  | 2039-06-01 | 6.2389 | 6.2683 | 6.265 | 2039
|  |  |  | 2039-07-01 | 6.6993 | 6.7425 | 6.7299 | 2039
|  |  |  | 2039-08-01 | 6.8232 | 6.9304 | 6.8543 | 2039
|  |  |  | 2039-09-01 | 6.6107 | 6.7604 | 6.6384 | 2039
|  |  |  | 2039-10-01 | 6.6815 | 6.7962 | 6.712 | 2039
|  |  |  | 2039-11-01 | 7.1242 | 7.2526 | 7.1463 | 2039
|  |  |  | 2039-12-01 | 7.5137 | 7.8341 | 7.5297 | 2039
|  |  |  | 2040-01-01 | 7.4474 | 7.7802 | 7.5481 | 2040
|  |  |  | 2040-02-01 | 7.4836 | 7.6342 | 7.4795 | 2040
|  |  |  | 2040-03-01 | 6.8696 | 6.9954 | 6.9683 | 2040
|  |  |  | 2040-04-01 | 6.5625 | 6.6121 | 6.6664 | 2040
|  |  |  | 2040-05-01 | 6.5625 | 6.6121 | 6.5926 | 2040
|  |  |  | 2040-06-01 | 6.6348 | 6.603 | 6.6625 | 2040
|  |  |  | 2040-07-01 | 7.1586 | 7.2601 | 7.1911 | 2040
|  |  |  | 2040-08-01 | 7.2127 | 7.3514 | 7.2455 | 2040
|  |  |  | 2040-09-01 | 7.0683 | 7.2236 | 7.0978 | 2040
|  |  |  | 2040-10-01 | 7.0502 | 7.178 | 7.0823 | 2040
|  |  |  | 2040-11-01 | 7.5919 | 7.7346 | 7.616 | 2040
|  |  |  | 2040-12-01 | 7.8628 | 8.264 | 7.8804 | 2040
|  |  |  | 2041-01-01 | 7.6041 | 7.943 | 7.7054 | 2041
|  |  |  | 2041-02-01 | 7.641 | 7.7939 | 7.6375 | 2041
|  |  |  | 2041-03-01 | 7.0141 | 7.1416 | 7.1134 | 2041
|  |  |  | 2041-04-01 | 6.7006 | 6.7502 | 6.8051 | 2041
|  |  |  | 2041-05-01 | 6.7006 | 6.7503 | 6.7312 | 2041
|  |  |  | 2041-06-01 | 6.7744 | 6.741 | 6.8027 | 2041
|  |  |  | 2041-07-01 | 7.3091 | 7.4119 | 7.3422 | 2041
|  |  |  | 2041-08-01 | 7.3644 | 7.505 | 7.3978 | 2041
|  |  |  | 2041-09-01 | 7.2169 | 7.3746 | 7.2471 | 2041
|  |  |  | 2041-10-01 | 7.1985 | 7.328 | 7.2311 | 2041
|  |  |  | 2041-11-01 | 7.7516 | 7.8964 | 7.7764 | 2041
|  |  |  | 2041-12-01 | 8.0283 | 8.4369 | 8.0465 | 2041
|  |  |  | 2042-01-01 | 7.7641 | 8.1091 | 7.8659 | 2042
|  |  |  | 2042-02-01 | 7.8017 | 7.9569 | 7.7989 | 2042
|  |  |  | 2042-03-01 | 7.1616 | 7.2909 | 7.2616 | 2042
|  |  |  | 2042-04-01 | 6.8415 | 6.8914 | 6.9466 | 2042
|  |  |  | 2042-05-01 | 6.8415 | 6.8914 | 6.8727 | 2042
|  |  |  | 2042-06-01 | 6.9168 | 6.8819 | 6.9458 | 2042
|  |  |  | 2042-07-01 | 7.4628 | 7.5669 | 7.4966 | 2042
|  |  |  | 2042-08-01 | 7.5193 | 7.6619 | 7.5533 | 2042
|  |  |  | 2042-09-01 | 0 | 0 | 0 | 2042
|  |  |  | 2042-10-01 | 0 | 0 | 0 | 2042
|  |  |  | 2042-11-01 | 0 | 0 | 0 | 2042
|  |  |  | 2042-12-01 | 0 | 0 | 0 | 2042
|  |  |  | 0 | #N/A | #N/A | #N/A | 1900
|  |  |  | 0 | #N/A | #N/A | #N/A | 1900
|  |  |  | 0 | #N/A | #N/A | #N/A | 1900
Note on G5: PacifiCorp: Date that deal is evaluated.

## Table 5
Appendix B
| Table 5 | [9 empty] | Study_Name:
| QF - Sch37 - UT - Wind - 10.0 MW and 31.0% CF | [9 empty] | QF - Sch37 - UT - Wind |  |  | 15 Year Starting 2018 | 15 Year Starting 2019 | 20 Year Starting 2019
| January 2018 through December 2037 | [6 empty] | Start | 2018-01-01 |  | Resource Capacity |  | start | 13 | 25 | 25
| Nominal Avoided Costs Calculated Monthly | [6 empty] | End | 2037-12-01 |  | 10 | MW | end | 192 | 204 | 264
15 Year Starting 2019 |  | 905895.9097 | 3809522.4158 | 4715418.3256 | 256191.7103 | 18.4058 |  |  |  |  | 31% | CF
| Nominal NPV at 6.91% Discount Rate | [6 empty] | Discount Rate - 2017 IRP
15 Year Starting 2018 |  | 1269714.1905 | 2934348.9412 | 4204063.1317 | 256178.3151 | 16.4107 |  | 6.91% | 0.5584%
20 Year Starting 2019 |  | 701494.2818 | 6738608.239 | 7440102.5208 | 298387.2097 | 24.9344
|  | Energy | Capacity $ | Total | Total | AC Price
| Month | Avoided $ | 31.0% CF | Dollars | MWH | 31.0% CF | Offset | Year | Date Test | Offset |  |  |  | Total | energy | capacity
| 2018-01-01 | 31591.8153 | 0 | 31591.8153 | 2063.08 | 15.3129 | 1 | 2018 | 2018-01-01 | 275 | Net Power Cost
| 2018-02-01 | 24547.7544 | 0 | 24547.7544 | 1725.24 | 14.2286 | 2 | 2018 | 2018-02-01 | 363 | QF - Sch37 - UT - Wind
| 2018-03-01 | 25974.216 | 0 | 25974.216 | 2107.69 | 12.3235 | 3 | 2018 | 2018-03-01
| 2018-04-01 | 22971.1347 | 0 | 22971.1347 | 1810.31 | 12.6891 | 4 | 2018 | 2018-04-01 | 2018 | 404017.3564 | 0 | 27159.07 | 14.876 | 14.876 | 0
| 2018-05-01 | 21857.3908 | 0 | 21857.3908 | 1787.16 | 12.2302 | 5 | 2018 | 2018-05-01 | 2019 | 426411.6623 | 0 | 27159.07 | 15.7005 | 15.7005 | 0
| 2018-06-01 | 25949.9654 | 0 | 25949.9654 | 2241.21 | 11.5786 | 6 | 2018 | 2018-06-01 | 2020 | 301833.8497 | 42353.7202 | 27239.09 | 12.6358 | 11.0809 | 1.5549
| 2018-07-01 | 38195.8219 | 0 | 38195.8219 | 2580.21 | 14.8034 | 7 | 2018 | 2018-07-01 | 2021 | 86605.0108 | 190892.9214 | 27159.07 | 10.2175 | 3.1888 | 7.0287
| 2018-08-01 | 47435.1735 | 0 | 47435.1735 | 2685.95 | 17.6605 | 8 | 2018 | 2018-08-01 | 2022 | 162063.344 | 225291.5287 | 27159.07 | 14.2624 | 5.9672 | 8.2953
| 2018-09-01 | 38497.0922 | 0 | 38497.0922 | 2633.78 | 14.6167 | 9 | 2018 | 2018-09-01 | 2023 | 70779.3929 | 213780.8285 | 27159.07 | 10.4775 | 2.6061 | 7.8714
| 2018-10-01 | 35292.6391 | 0 | 35292.6391 | 2523.75 | 13.9842 | 10 | 2018 | 2018-10-01 | 2024 | 101029.6894 | 247170.1284 | 27239.09 | 12.7831 | 3.709 | 9.0741
| 2018-11-01 | 32909.4623 | 0 | 32909.4623 | 2521.07 | 13.0538 | 11 | 2018 | 2018-11-01 | 2025 | 83510.8 | 235766.8114 | 27159.07 | 11.7558 | 3.0749 | 8.681
| 2018-12-01 | 58794.8909 | 0 | 58794.8909 | 2479.62 | 23.7113 | 12 | 2018 | 2018-12-01 | 2026 | 98357.8111 | 269817.1861 | 27159.07 | 13.5562 | 3.6215 | 9.9347
| 2019-01-01 | 34243.1357 | 0 | 34243.1357 | 2063.08 | 16.5981 | 14 | 2019 | 2019-01-01 | 2027 | 109148.8286 | 258660.1775 | 27159.07 | 13.5428 | 4.0189 | 9.5239
| 2019-02-01 | 31145.1492 | 0 | 31145.1492 | 1725.24 | 18.0526 | 15 | 2019 | 2019-02-01 | 2028 | -62181.5721 | 292556.8606 | 27239.09 | 8.4575 | -2.2828 | 10.7403
| 2019-03-01 | 29182.8127 | 0 | 29182.8127 | 2107.69 | 13.8459 | 16 | 2019 | 2019-03-01 | 2029 | -108548.6986 | 282268.31 | 27159.07 | 6.3964 | -3.9968 | 10.3932
| 2019-04-01 | 22634.0552 | 0 | 22634.0552 | 1810.31 | 12.5029 | 17 | 2019 | 2019-04-01 | 2030 | -89325.6928 | 505187.1427 | 27159.07 | 15.3121 | -3.289 | 18.601
| 2019-05-01 | 23833.8897 | 0 | 23833.8897 | 1787.16 | 13.3362 | 18 | 2019 | 2019-05-01 | 2031 | -134103.0097 | 1704805.9753 | 27159.07 | 57.8335 | -4.9377 | 62.7711
| 2019-06-01 | 28962.0367 | 0 | 28962.0367 | 2241.21 | 12.9225 | 19 | 2019 | 2019-06-01 | 2032 | -135868.8245 | 1740324.8079 | 27239.09 | 58.9027 | -4.988 | 63.8907
| 2019-07-01 | 40484.0401 | 0 | 40484.0401 | 2580.21 | 15.6902 | 20 | 2019 | 2019-07-01 | 2033 | -95711.7004 | 1776351.0237 | 27159.07 | 61.8813 | -3.5241 | 65.4054
| 2019-08-01 | 49723.737 | 0 | 49723.737 | 2685.95 | 18.5125 | 21 | 2019 | 2019-08-01 | 2034 | -103634.0618 | 1812784.6227 | 27159.07 | 62.9311 | -3.8158 | 66.7469
| 2019-09-01 | 40371.8155 | 0 | 40371.8155 | 2633.78 | 15.3285 | 22 | 2019 | 2019-09-01 | 2035 | -145532.5619 | 1849725.6049 | 27159.07 | 62.7486 | -5.3585 | 68.1071
| 2019-10-01 | 35102.9353 | 0 | 35102.9353 | 2523.75 | 13.909 | 23 | 2019 | 2019-10-01 | 2036 | -132982.4349 | 1887020.2787 | 27239.09 | 64.3941 | -4.882 | 69.2762
| 2019-11-01 | 34047.2321 | 0 | 34047.2321 | 2521.07 | 13.5051 | 24 | 2019 | 2019-11-01 | 2037 | -133887.3893 | 1925122.3357 | 27176.8397 | 65.9103 | -4.9265 | 70.8369
| 2019-12-01 | 56680.8233 | 0 | 56680.8233 | 2479.62 | 22.8587 | 25 | 2019 | 2019-12-01 | 2038 | -136562.7258 | 1963878.0843 | 27176.8397 | 67.238 | -5.025 | 72.2629
| 2020-01-01 | 32000.502 | 3529.4767 | 35529.9787 | 2063.08 | 17.2218 | 27 | 2020 | 2020-01-01
| 2020-02-01 | 28009.6544 | 3529.4767 | 31539.1311 | 1805.26 | 17.4707 | 28 | 2020 | 2020-02-01
| 2020-03-01 | 29027.5831 | 3529.4767 | 32557.0598 | 2107.69 | 15.4468 | 29 | 2020 | 2020-03-01
| 2020-04-01 | 23529.6292 | 3529.4767 | 27059.1059 | 1810.31 | 14.9472 | 30 | 2020 | 2020-04-01 |  |  |  | 15 Year Starting 2020 | 490458.7489 | 4758961.7479 | 5249420.4968 | 256206.0311 | 20.4891
| 2020-05-01 | 20396.5428 | 3529.4767 | 23926.0195 | 1787.16 | 13.3877 | 31 | 2020 | 2020-05-01 |  |  |  | 15 Year Starting 2021 | 154954.229 | 5744311.8539 | 5899266.0828 | 256136.7396 | 23.0317
| 2020-06-01 | 27140.8628 | 3529.4767 | 30670.3395 | 2241.21 | 13.6847 | 32 | 2020 | 2020-06-01
| 2020-07-01 | 49974.3149 | 3529.4767 | 53503.7916 | 2580.21 | 20.7362 | 33 | 2020 | 2020-07-01
| 2020-08-01 | 47927.6735 | 3529.4767 | 51457.1501 | 2685.95 | 19.1579 | 34 | 2020 | 2020-08-01
| 2020-09-01 | 40178.1907 | 3529.4767 | 43707.6674 | 2633.78 | 16.595 | 35 | 2020 | 2020-09-01
| 2020-10-01 | 30815.2955 | 3529.4767 | 34344.7722 | 2523.75 | 13.6086 | 36 | 2020 | 2020-10-01
| 2020-11-01 | -6868.6175 | 3529.4767 | -3339.1408 | 2521.07 | -1.3245 | 37 | 2020 | 2020-11-01
| 2020-12-01 | -20297.7817 | 3529.4767 | -16768.3051 | 2479.62 | -6.7624 | 38 | 2020 | 2020-12-01
| 2021-01-01 | 13083.7822 | 15907.7435 | 28991.5257 | 2063.08 | 14.0525 | 40 | 2021 | 2021-01-01
| 2021-02-01 | 1444.0271 | 15907.7435 | 17351.7705 | 1725.24 | 10.0576 | 41 | 2021 | 2021-02-01
| 2021-03-01 | 8756.3701 | 15907.7435 | 24664.1135 | 2107.69 | 11.702 | 42 | 2021 | 2021-03-01
| 2021-04-01 | 5152.8101 | 15907.7435 | 21060.5535 | 1810.31 | 11.6337 | 43 | 2021 | 2021-04-01
| 2021-05-01 | -1996.2953 | 15907.7435 | 13911.4482 | 1787.16 | 7.7841 | 44 | 2021 | 2021-05-01
| 2021-06-01 | 12280.8656 | 15907.7435 | 28188.609 | 2241.21 | 12.5774 | 45 | 2021 | 2021-06-01
| 2021-07-01 | 18867.2697 | 15907.7435 | 34775.0132 | 2580.21 | 13.4776 | 46 | 2021 | 2021-07-01
| 2021-08-01 | 21260.1267 | 15907.7435 | 37167.8701 | 2685.95 | 13.8379 | 47 | 2021 | 2021-08-01
| 2021-09-01 | 21059.1909 | 15907.7435 | 36966.9343 | 2633.78 | 14.0357 | 48 | 2021 | 2021-09-01
| 2021-10-01 | -4469.6353 | 15907.7435 | 11438.1081 | 2523.75 | 4.5322 | 49 | 2021 | 2021-10-01
| 2021-11-01 | 4640.8107 | 15907.7435 | 20548.5542 | 2521.07 | 8.1507 | 50 | 2021 | 2021-11-01
| 2021-12-01 | -13474.3117 | 15907.7435 | 2433.4318 | 2479.62 | 0.98137 | 51 | 2021 | 2021-12-01
| 2022-01-01 | 8118.1081 | 18774.2941 | 26892.4022 | 2063.08 | 13.0351 | 53 | 2022 | 2022-01-01
| 2022-02-01 | -1924.0862 | 18774.2941 | 16850.2078 | 1725.24 | 9.7669 | 54 | 2022 | 2022-02-01
| 2022-03-01 | 6509.892 | 18774.2941 | 25284.186 | 2107.69 | 11.9962 | 55 | 2022 | 2022-03-01
| 2022-04-01 | 100883.4407 | 18774.2941 | 119657.7348 | 1810.31 | 66.0979 | 56 | 2022 | 2022-04-01
| 2022-05-01 | -4463.9756 | 18774.2941 | 14310.3185 | 1787.16 | 8.0073 | 57 | 2022 | 2022-05-01
| 2022-06-01 | 11581.3213 | 18774.2941 | 30355.6154 | 2241.21 | 13.5443 | 58 | 2022 | 2022-06-01
| 2022-07-01 | 19565.0849 | 18774.2941 | 38339.379 | 2580.21 | 14.859 | 59 | 2022 | 2022-07-01
| 2022-08-01 | 19874.7303 | 18774.2941 | 38649.0243 | 2685.95 | 14.3893 | 60 | 2022 | 2022-08-01
| 2022-09-01 | 21399.5684 | 18774.2941 | 40173.8625 | 2633.78 | 15.2533 | 61 | 2022 | 2022-09-01
| 2022-10-01 | -7153.0736 | 18774.2941 | 11621.2204 | 2523.75 | 4.6047 | 62 | 2022 | 2022-10-01
| 2022-11-01 | 3112.1098 | 18774.2941 | 21886.4038 | 2521.07 | 8.6814 | 63 | 2022 | 2022-11-01
| 2022-12-01 | -15439.7761 | 18774.2941 | 3334.5179 | 2479.62 | 1.3448 | 64 | 2022 | 2022-12-01
| 2023-01-01 | 9135.8676 | 17815.069 | 26950.9367 | 2063.08 | 13.0634 | 66 | 2023 | 2023-01-01
| 2023-02-01 | -1299.8808 | 17815.069 | 16515.1882 | 1725.24 | 9.5727 | 67 | 2023 | 2023-02-01
| 2023-03-01 | 7693.7 | 17815.069 | 25508.769 | 2107.69 | 12.1027 | 68 | 2023 | 2023-03-01
| 2023-04-01 | 4463.8886 | 17815.069 | 22278.9576 | 1810.31 | 12.3067 | 69 | 2023 | 2023-04-01
| 2023-05-01 | -4072.2633 | 17815.069 | 13742.8057 | 1787.16 | 7.6897 | 70 | 2023 | 2023-05-01
| 2023-06-01 | 12952.1971 | 17815.069 | 30767.2661 | 2241.21 | 13.728 | 71 | 2023 | 2023-06-01
| 2023-07-01 | 20038.6307 | 17815.069 | 37853.6997 | 2580.21 | 14.6708 | 72 | 2023 | 2023-07-01
| 2023-08-01 | 20155.2657 | 17815.069 | 37970.3348 | 2685.95 | 14.1366 | 73 | 2023 | 2023-08-01
| 2023-09-01 | 20662.7739 | 17815.069 | 38477.843 | 2633.78 | 14.6094 | 74 | 2023 | 2023-09-01
| 2023-10-01 | -6556.5154 | 17815.069 | 11258.5536 | 2523.75 | 4.461 | 75 | 2023 | 2023-10-01
| 2023-11-01 | 3511.3337 | 17815.069 | 21326.4027 | 2521.07 | 8.4593 | 76 | 2023 | 2023-11-01
| 2023-12-01 | -15905.6048 | 17815.069 | 1909.4642 | 2479.62 | 0.77006 | 77 | 2023 | 2023-12-01
| 2024-01-01 | 10766.5775 | 20597.5107 | 31364.0882 | 2063.08 | 15.2026 | 79 | 2024 | 2024-01-01
| 2024-02-01 | -44.7062 | 20597.5107 | 20552.8045 | 1805.26 | 11.385 | 80 | 2024 | 2024-02-01
| 2024-03-01 | 4088.719 | 20597.5107 | 24686.2297 | 2107.69 | 11.7125 | 81 | 2024 | 2024-03-01
| 2024-04-01 | -7760.7151 | 20597.5107 | 12836.7956 | 1810.31 | 7.0909 | 82 | 2024 | 2024-04-01
| 2024-05-01 | -5392.8393 | 20597.5107 | 15204.6714 | 1787.16 | 8.5077 | 83 | 2024 | 2024-05-01
| 2024-06-01 | 15092.2378 | 20597.5107 | 35689.7485 | 2241.21 | 15.9243 | 84 | 2024 | 2024-06-01
| 2024-07-01 | 18411.7894 | 20597.5107 | 39009.3001 | 2580.21 | 15.1187 | 85 | 2024 | 2024-07-01
| 2024-08-01 | 21358.2599 | 20597.5107 | 41955.7706 | 2685.95 | 15.6205 | 86 | 2024 | 2024-08-01
| 2024-09-01 | 63569.8151 | 20597.5107 | 84167.3258 | 2633.78 | 31.9569 | 87 | 2024 | 2024-09-01
| 2024-10-01 | -6785.5228 | 20597.5107 | 13811.9879 | 2523.75 | 5.4728 | 88 | 2024 | 2024-10-01
| 2024-11-01 | 3328.0125 | 20597.5107 | 23925.5232 | 2521.07 | 9.4902 | 89 | 2024 | 2024-11-01
| 2024-12-01 | -15601.9384 | 20597.5107 | 4995.5723 | 2479.62 | 2.0147 | 90 | 2024 | 2024-12-01
| 2025-01-01 | 11892.006 | 19647.2343 | 31539.2403 | 2063.08 | 15.2875 | 92 | 2025 | 2025-01-01
| 2025-02-01 | 918.8673 | 19647.2343 | 20566.1016 | 1725.24 | 11.9207 | 93 | 2025 | 2025-02-01
| 2025-03-01 | 10631.504 | 19647.2343 | 30278.7383 | 2107.69 | 14.3658 | 94 | 2025 | 2025-03-01
| 2025-04-01 | 5142.1547 | 19647.2343 | 24789.389 | 1810.31 | 13.6934 | 95 | 2025 | 2025-04-01
| 2025-05-01 | -4049.8953 | 19647.2343 | 15597.3389 | 1787.16 | 8.7274 | 96 | 2025 | 2025-05-01
| 2025-06-01 | 18916.0045 | 19647.2343 | 38563.2388 | 2241.21 | 17.2064 | 97 | 2025 | 2025-06-01
| 2025-07-01 | 20637.6379 | 19647.2343 | 40284.8722 | 2580.21 | 15.613 | 98 | 2025 | 2025-07-01
| 2025-08-01 | 12524.0836 | 19647.2343 | 32171.3179 | 2685.95 | 11.9776 | 99 | 2025 | 2025-08-01
| 2025-09-01 | 25292.3287 | 19647.2343 | 44939.563 | 2633.78 | 17.0628 | 100 | 2025 | 2025-09-01
| 2025-10-01 | -8992.0955 | 19647.2343 | 10655.1388 | 2523.75 | 4.2219 | 101 | 2025 | 2025-10-01
| 2025-11-01 | 6331.5246 | 19647.2343 | 25978.7589 | 2521.07 | 10.3047 | 102 | 2025 | 2025-11-01
| 2025-12-01 | -15733.3204 | 19647.2343 | 3913.9139 | 2479.62 | 1.5784 | 103 | 2025 | 2025-12-01
| 2026-01-01 | 19375.2806 | 22484.7655 | 41860.0461 | 2063.08 | 20.2901 | 105 | 2026 | 2026-01-01
| 2026-02-01 | -1555.9848 | 22484.7655 | 20928.7807 | 1725.24 | 12.1309 | 106 | 2026 | 2026-02-01
| 2026-03-01 | 10549.1711 | 22484.7655 | 33033.9366 | 2107.69 | 15.6731 | 107 | 2026 | 2026-03-01
| 2026-04-01 | 4665.9315 | 22484.7655 | 27150.697 | 1810.31 | 14.9978 | 108 | 2026 | 2026-04-01
| 2026-05-01 | -3766.5145 | 22484.7655 | 18718.251 | 1787.16 | 10.4737 | 109 | 2026 | 2026-05-01
| 2026-06-01 | 18156.2077 | 22484.7655 | 40640.9732 | 2241.21 | 18.1335 | 110 | 2026 | 2026-06-01
| 2026-07-01 | 22675.2187 | 22484.7655 | 45159.9842 | 2580.21 | 17.5024 | 111 | 2026 | 2026-07-01
| 2026-08-01 | 24412.2544 | 22484.7655 | 46897.0199 | 2685.95 | 17.4601 | 112 | 2026 | 2026-08-01
| 2026-09-01 | 23636.3497 | 22484.7655 | 46121.1152 | 2633.78 | 17.5114 | 113 | 2026 | 2026-09-01
| 2026-10-01 | -8751.1957 | 22484.7655 | 13733.5698 | 2523.75 | 5.4417 | 114 | 2026 | 2026-10-01
| 2026-11-01 | 6943.8436 | 22484.7655 | 29428.6091 | 2521.07 | 11.6731 | 115 | 2026 | 2026-11-01
| 2026-12-01 | -17982.7511 | 22484.7655 | 4502.0144 | 2479.62 | 1.8156 | 116 | 2026 | 2026-12-01
| 2027-01-01 | 21011.1328 | 21555.0148 | 42566.1476 | 2063.08 | 20.6323 | 118 | 2027 | 2027-01-01
| 2027-02-01 | 4968.7062 | 21555.0148 | 26523.721 | 1725.24 | 15.3739 | 119 | 2027 | 2027-02-01
| 2027-03-01 | 11436.0042 | 21555.0148 | 32991.019 | 2107.69 | 15.6527 | 120 | 2027 | 2027-03-01
| 2027-04-01 | 4963.2529 | 21555.0148 | 26518.2677 | 1810.31 | 14.6485 | 121 | 2027 | 2027-04-01
| 2027-05-01 | -1801.6642 | 21555.0148 | 19753.3506 | 1787.16 | 11.0529 | 122 | 2027 | 2027-05-01
| 2027-06-01 | 19064.9031 | 21555.0148 | 40619.9179 | 2241.21 | 18.1241 | 123 | 2027 | 2027-06-01
| 2027-07-01 | 22775.2242 | 21555.0148 | 44330.239 | 2580.21 | 17.1809 | 124 | 2027 | 2027-07-01
| 2027-08-01 | 24891.0171 | 21555.0148 | 46446.0319 | 2685.95 | 17.2922 | 125 | 2027 | 2027-08-01
| 2027-09-01 | 23294.0092 | 21555.0148 | 44849.024 | 2633.78 | 17.0284 | 126 | 2027 | 2027-09-01
| 2027-10-01 | -9559.8482 | 21555.0148 | 11995.1666 | 2523.75 | 4.7529 | 127 | 2027 | 2027-10-01
| 2027-11-01 | 4444.6715 | 21555.0148 | 25999.6863 | 2521.07 | 10.313 | 128 | 2027 | 2027-11-01
| 2027-12-01 | -16338.5802 | 21555.0148 | 5216.4346 | 2479.62 | 2.1037 | 129 | 2027 | 2027-12-01
| 2028-01-01 | -39348.9325 | 24379.7384 | -14969.1941 | 2063.08 | -7.2558 | 1 | 2028 | 2028-01-01
| 2028-02-01 | -26380.9298 | 24379.7384 | -2001.1914 | 1805.26 | -1.1085 | 2 | 2028 | 2028-02-01
| 2028-03-01 | -3390.5946 | 24379.7384 | 20989.1437 | 2107.69 | 9.9584 | 3 | 2028 | 2028-03-01
| 2028-04-01 | 205.3329 | 24379.7384 | 24585.0713 | 1810.31 | 13.5806 | 4 | 2028 | 2028-04-01
| 2028-05-01 | -8711.415 | 24379.7384 | 15668.3234 | 1787.16 | 8.7672 | 5 | 2028 | 2028-05-01
| 2028-06-01 | 11481.4197 | 24379.7384 | 35861.1581 | 2241.21 | 16.0008 | 6 | 2028 | 2028-06-01
| 2028-07-01 | 29396.2593 | 24379.7384 | 53775.9977 | 2580.21 | 20.8417 | 7 | 2028 | 2028-07-01
| 2028-08-01 | 33168.5936 | 24379.7384 | 57548.332 | 2685.95 | 21.4257 | 8 | 2028 | 2028-08-01
| 2028-09-01 | 27137.7478 | 24379.7384 | 51517.4862 | 2633.78 | 19.5603 | 9 | 2028 | 2028-09-01
| 2028-10-01 | -21024.9407 | 24379.7384 | 3354.7976 | 2523.75 | 1.3293 | 10 | 2028 | 2028-10-01
| 2028-11-01 | -18678.5866 | 24379.7384 | 5701.1518 | 2521.07 | 2.2614 | 11 | 2028 | 2028-11-01
| 2028-12-01 | -46035.5263 | 24379.7384 | -21655.788 | 2479.62 | -8.7335 | 12 | 2028 | 2028-12-01
| 2029-01-01 | -86876.6014 | 23522.3592 | -63354.2422 | 2063.08 | -30.7086 | 14 | 2029 | 2029-01-01
| 2029-02-01 | -23132.486 | 23522.3592 | 389.8731 | 1725.24 | 0.22598 | 15 | 2029 | 2029-02-01
| 2029-03-01 | -6904.3499 | 23522.3592 | 16618.0093 | 2107.69 | 7.8845 | 16 | 2029 | 2029-03-01
| 2029-04-01 | 768.6817 | 23522.3592 | 24291.0409 | 1810.31 | 13.4182 | 17 | 2029 | 2029-04-01
| 2029-05-01 | -11977.0107 | 23522.3592 | 11545.3485 | 1787.16 | 6.4602 | 18 | 2029 | 2029-05-01
| 2029-06-01 | 11848.4684 | 23522.3592 | 35370.8276 | 2241.21 | 15.782 | 19 | 2029 | 2029-06-01
| 2029-07-01 | 38691.5888 | 23522.3592 | 62213.948 | 2580.21 | 24.112 | 20 | 2029 | 2029-07-01
| 2029-08-01 | 41149.5128 | 23522.3592 | 64671.872 | 2685.95 | 24.0778 | 21 | 2029 | 2029-08-01
| 2029-09-01 | 35465.6905 | 23522.3592 | 58988.0497 | 2633.78 | 22.3967 | 22 | 2029 | 2029-09-01
| 2029-10-01 | -25762.3813 | 23522.3592 | -2240.0222 | 2523.75 | -0.88758 | 23 | 2029 | 2029-10-01
| 2029-11-01 | -22315.5409 | 23522.3592 | 1206.8182 | 2521.07 | 0.47869 | 24 | 2029 | 2029-11-01
| 2029-12-01 | -59504.2706 | 23522.3592 | -35981.9114 | 2479.62 | -14.5111 | 25 | 2029 | 2029-12-01
| 2030-01-01 | -47894.1472 | 42098.9286 | -5795.2186 | 2063.08 | -2.809 | 27 | 2030 | 2030-01-01
| 2030-02-01 | -37331.9052 | 42098.9286 | 4767.0233 | 1725.24 | 2.7631 | 28 | 2030 | 2030-02-01
| 2030-03-01 | -9029.0271 | 42098.9286 | 33069.9015 | 2107.69 | 15.6901 | 29 | 2030 | 2030-03-01
| 2030-04-01 | -5458.943 | 42098.9286 | 36639.9856 | 1810.31 | 20.2396 | 30 | 2030 | 2030-04-01
| 2030-05-01 | -10941.656 | 42098.9286 | 31157.2726 | 1787.16 | 17.434 | 31 | 2030 | 2030-05-01
| 2030-06-01 | 13659.3148 | 42098.9286 | 55758.2433 | 2241.21 | 24.8786 | 32 | 2030 | 2030-06-01
| 2030-07-01 | 43054.3781 | 42098.9286 | 85153.3066 | 2580.21 | 33.0025 | 33 | 2030 | 2030-07-01
| 2030-08-01 | 50637.0889 | 42098.9286 | 92736.0175 | 2685.95 | 34.5263 | 34 | 2030 | 2030-08-01
| 2030-09-01 | 44257.0018 | 42098.9286 | 86355.9303 | 2633.78 | 32.7878 | 35 | 2030 | 2030-09-01
| 2030-10-01 | -28462.7361 | 42098.9286 | 13636.1925 | 2523.75 | 5.4031 | 36 | 2030 | 2030-10-01
| 2030-11-01 | -30113.9719 | 42098.9286 | 11984.9567 | 2521.07 | 4.7539 | 37 | 2030 | 2030-11-01
| 2030-12-01 | -71701.0899 | 42098.9286 | -29602.1613 | 2479.62 | -11.9382 | 38 | 2030 | 2030-12-01
| 2031-01-01 | -76008.0172 | 142067.1646 | 66059.1474 | 2063.08 | 32.0197 | 40 | 2031 | 2031-01-01
| 2031-02-01 | -41643.5755 | 142067.1646 | 100423.5891 | 1725.24 | 58.2085 | 41 | 2031 | 2031-02-01
| 2031-03-01 | -15570.2749 | 142067.1646 | 126496.8897 | 2107.69 | 60.0168 | 42 | 2031 | 2031-03-01
| 2031-04-01 | -4749.766 | 142067.1646 | 137317.3986 | 1810.31 | 75.853 | 43 | 2031 | 2031-04-01
| 2031-05-01 | -9109.5558 | 142067.1646 | 132957.6088 | 1787.16 | 74.396 | 44 | 2031 | 2031-05-01
| 2031-06-01 | 14262.2963 | 142067.1646 | 156329.4609 | 2241.21 | 69.7523 | 45 | 2031 | 2031-06-01
| 2031-07-01 | 44925.088 | 142067.1646 | 186992.2526 | 2580.21 | 72.4717 | 46 | 2031 | 2031-07-01
| 2031-08-01 | 47792.6297 | 142067.1646 | 189859.7943 | 2685.95 | 70.6863 | 47 | 2031 | 2031-08-01
| 2031-09-01 | 43965.8748 | 142067.1646 | 186033.0394 | 2633.78 | 70.6335 | 48 | 2031 | 2031-09-01
| 2031-10-01 | -27528.7703 | 142067.1646 | 114538.3943 | 2523.75 | 45.3842 | 49 | 2031 | 2031-10-01
| 2031-11-01 | -33730.2793 | 142067.1646 | 108336.8853 | 2521.07 | 42.9726 | 50 | 2031 | 2031-11-01
| 2031-12-01 | -76708.6595 | 142067.1646 | 65358.5051 | 2479.62 | 26.3583 | 51 | 2031 | 2031-12-01
| 2032-01-01 | -75668.9473 | 145027.0673 | 69358.12 | 2063.08 | 33.6187 | 53 | 2032 | 2032-01-01
| 2032-02-01 | -43254.29 | 145027.0673 | 101772.7774 | 1805.26 | 56.3757 | 54 | 2032 | 2032-02-01
| 2032-03-01 | -16517.2513 | 145027.0673 | 128509.8161 | 2107.69 | 60.9719 | 55 | 2032 | 2032-03-01
| 2032-04-01 | -8569.1746 | 145027.0673 | 136457.8928 | 1810.31 | 75.3782 | 56 | 2032 | 2032-04-01
| 2032-05-01 | -10552.5106 | 145027.0673 | 134474.5567 | 1787.16 | 75.2448 | 57 | 2032 | 2032-05-01
| 2032-06-01 | 16010.1671 | 145027.0673 | 161037.2344 | 2241.21 | 71.8528 | 58 | 2032 | 2032-06-01
| 2032-07-01 | 47171.7376 | 145027.0673 | 192198.8049 | 2580.21 | 74.4896 | 59 | 2032 | 2032-07-01
| 2032-08-01 | 53045.7001 | 145027.0673 | 198072.7674 | 2685.95 | 73.744 | 60 | 2032 | 2032-08-01
| 2032-09-01 | 49109.4114 | 145027.0673 | 194136.4787 | 2633.78 | 73.7102 | 61 | 2032 | 2032-09-01
| 2032-10-01 | -30197.1589 | 145027.0673 | 114829.9084 | 2523.75 | 45.4997 | 62 | 2032 | 2032-10-01
| 2032-11-01 | -32708.8984 | 145027.0673 | 112318.1689 | 2521.07 | 44.5518 | 63 | 2032 | 2032-11-01
| 2032-12-01 | -83737.6095 | 145027.0673 | 61289.4578 | 2479.62 | 24.7173 | 64 | 2032 | 2032-12-01
| 2033-01-01 | -77639.6482 | 148029.252 | 70389.6038 | 2063.08 | 34.1187 | 66 | 2033 | 2033-01-01
| 2033-02-01 | -33906.2939 | 148029.252 | 114122.9581 | 1725.24 | 66.149 | 67 | 2033 | 2033-02-01
| 2033-03-01 | -12351.1401 | 148029.252 | 135678.1119 | 2107.69 | 64.3729 | 68 | 2033 | 2033-03-01
| 2033-04-01 | -3694.2411 | 148029.252 | 144335.0109 | 1810.31 | 79.7294 | 69 | 2033 | 2033-04-01
| 2033-05-01 | -10592.2382 | 148029.252 | 137437.0138 | 1787.16 | 76.9025 | 70 | 2033 | 2033-05-01
| 2033-06-01 | 23871.8078 | 148029.252 | 171901.0597 | 2241.21 | 76.7001 | 71 | 2033 | 2033-06-01
| 2033-07-01 | 50990.6614 | 148029.252 | 199019.9134 | 2580.21 | 77.1332 | 72 | 2033 | 2033-07-01
| 2033-08-01 | 56098.3014 | 148029.252 | 204127.5534 | 2685.95 | 75.9983 | 73 | 2033 | 2033-08-01
| 2033-09-01 | 56957.6195 | 148029.252 | 204986.8715 | 2633.78 | 77.8299 | 74 | 2033 | 2033-09-01
| 2033-10-01 | -27124.1977 | 148029.252 | 120905.0543 | 2523.75 | 47.9069 | 75 | 2033 | 2033-10-01
| 2033-11-01 | -33697.575 | 148029.252 | 114331.677 | 2521.07 | 45.3505 | 76 | 2033 | 2033-11-01
| 2033-12-01 | -84624.7564 | 148029.252 | 63404.4955 | 2479.62 | 25.5702 | 77 | 2033 | 2033-12-01
| 2034-01-01 | -77818.042 | 151065.3852 | 73247.3433 | 2063.08 | 35.5039 | 79 | 2034 | 2034-01-01
| 2034-02-01 | -41761.3142 | 151065.3852 | 109304.071 | 1725.24 | 63.3559 | 80 | 2034 | 2034-02-01
| 2034-03-01 | -12981.081 | 151065.3852 | 138084.3042 | 2107.69 | 65.5145 | 81 | 2034 | 2034-03-01
| 2034-04-01 | -2722.8725 | 151065.3852 | 148342.5127 | 1810.31 | 81.9432 | 82 | 2034 | 2034-04-01
| 2034-05-01 | -10422.5162 | 151065.3852 | 140642.869 | 1787.16 | 78.6963 | 83 | 2034 | 2034-05-01
| 2034-06-01 | 23961.0835 | 151065.3852 | 175026.4687 | 2241.21 | 78.0946 | 84 | 2034 | 2034-06-01
| 2034-07-01 | 51224.971 | 151065.3852 | 202290.3562 | 2580.21 | 78.4007 | 85 | 2034 | 2034-07-01
| 2034-08-01 | 57807.2793 | 151065.3852 | 208872.6645 | 2685.95 | 77.7649 | 86 | 2034 | 2034-08-01
| 2034-09-01 | 54503.363 | 151065.3852 | 205568.7483 | 2633.78 | 78.0508 | 87 | 2034 | 2034-09-01
| 2034-10-01 | -24159.5719 | 151065.3852 | 126905.8133 | 2523.75 | 50.2846 | 88 | 2034 | 2034-10-01
| 2034-11-01 | -34433.1221 | 151065.3852 | 116632.2631 | 2521.07 | 46.263 | 89 | 2034 | 2034-11-01
| 2034-12-01 | -86832.2386 | 151065.3852 | 64233.1466 | 2479.62 | 25.9044 | 90 | 2034 | 2034-12-01
| 2035-01-01 | -77097.9402 | 154143.8004 | 77045.8602 | 2063.08 | 37.3451 | 92 | 2035 | 2035-01-01 |  | 2.055%
| 2035-02-01 | -100403.7467 | 154143.8004 | 53740.0537 | 1725.24 | 31.1493 | 93 | 2035 | 2035-02-01 |  | 2.055%
| 2035-03-01 | -14797.7606 | 154143.8004 | 139346.0398 | 2107.69 | 66.1132 | 94 | 2035 | 2035-03-01 |  | 2.055%
| 2035-04-01 | 434.7765 | 154143.8004 | 154578.5769 | 1810.31 | 85.3879 | 95 | 2035 | 2035-04-01 |  | 2.055%
| 2035-05-01 | -9837.2901 | 154143.8004 | 144306.5103 | 1787.16 | 80.7463 | 96 | 2035 | 2035-05-01 |  | 2.055%
| 2035-06-01 | 26336.0116 | 154143.8004 | 180479.8121 | 2241.21 | 80.5278 | 97 | 2035 | 2035-06-01 |  | 2.055%
| 2035-07-01 | 54768.4783 | 154143.8004 | 208912.2788 | 2580.21 | 80.9672 | 98 | 2035 | 2035-07-01 |  | 2.055%
| 2035-08-01 | 58506.8016 | 154143.8004 | 212650.602 | 2685.95 | 79.1715 | 99 | 2035 | 2035-08-01 |  | 2.055%
| 2035-09-01 | 58442.5619 | 154143.8004 | 212586.3623 | 2633.78 | 80.7153 | 100 | 2035 | 2035-09-01 |  | 2.055%
| 2035-10-01 | -26545.1736 | 154143.8004 | 127598.6268 | 2523.75 | 50.5591 | 101 | 2035 | 2035-10-01 |  | 2.055%
| 2035-11-01 | -32807.6857 | 154143.8004 | 121336.1147 | 2521.07 | 48.1288 | 102 | 2035 | 2035-11-01 |  | 2.055%
| 2035-12-01 | -82531.5949 | 154143.8004 | 71612.2055 | 2479.62 | 28.8803 | 103 | 2035 | 2035-12-01 |  | 2.055%
| 2036-01-01 | -80826.4946 | 157251.6899 | 76425.1953 | 2063.08 | 37.0442 | 105 | 2036 | 2036-01-01 |  | 2.034%
| 2036-02-01 | -50441.0187 | 157251.6899 | 106810.6712 | 1805.26 | 59.1664 | 106 | 2036 | 2036-02-01 |  | 2.034%
| 2036-03-01 | -15263.1897 | 157251.6899 | 141988.5002 | 2107.69 | 67.3669 | 107 | 2036 | 2036-03-01 |  | 2.034%
| 2036-04-01 | -4182.6587 | 157251.6899 | 153069.0312 | 1810.31 | 84.554 | 108 | 2036 | 2036-04-01 |  | 2.034%
| 2036-05-01 | -12248.8991 | 157251.6899 | 145002.7908 | 1787.16 | 81.1359 | 109 | 2036 | 2036-05-01 |  | 2.034%
| 2036-06-01 | 21516.1105 | 157251.6899 | 178767.8004 | 2241.21 | 79.764 | 110 | 2036 | 2036-06-01 |  | 2.034%
| 2036-07-01 | 50675.6708 | 157251.6899 | 207927.3607 | 2580.21 | 80.5854 | 111 | 2036 | 2036-07-01 |  | 2.034%
| 2036-08-01 | 60858.4986 | 157251.6899 | 218110.1885 | 2685.95 | 81.2041 | 112 | 2036 | 2036-08-01 |  | 2.034%
| 2036-09-01 | 57967.0767 | 157251.6899 | 215218.7666 | 2633.78 | 81.7148 | 113 | 2036 | 2036-09-01 |  | 2.034%
| 2036-10-01 | -30038.3017 | 157251.6899 | 127213.3882 | 2523.75 | 50.4065 | 114 | 2036 | 2036-10-01 |  | 2.034%
| 2036-11-01 | -40747.7155 | 157251.6899 | 116503.9744 | 2521.07 | 46.2121 | 115 | 2036 | 2036-11-01 |  | 2.034%
| 2036-12-01 | -90251.5134 | 157251.6899 | 67000.1765 | 2479.62 | 27.0203 | 116 | 2036 | 2036-12-01 |  | 2.034%
| 2037-01-01 | -82454.9956 | 160426.8613 | 77971.8658 | 2063.08 | 37.7939 | 118 | 2037 | 2037-01-01 |  | 2.015%
| 2037-02-01 | -49682.9198 | 160426.8613 | 110743.9415 | 1743.0097 | 63.536 | 119 | 2037 | 2037-02-01 |  | 2.015%
| 2037-03-01 | -15570.7141 | 160426.8613 | 144856.1472 | 2107.69 | 68.7274 | 120 | 2037 | 2037-03-01 |  | 2.015%
| 2037-04-01 | -4266.9314 | 160426.8613 | 156159.93 | 1810.31 | 86.2614 | 121 | 2037 | 2037-04-01 |  | 2.015%
| 2037-05-01 | -12495.6913 | 160426.8613 | 147931.17 | 1787.16 | 82.7744 | 122 | 2037 | 2037-05-01 |  | 2.015%
| 2037-06-01 | 21949.6194 | 160426.8613 | 182376.4807 | 2241.21 | 81.3741 | 123 | 2037 | 2037-06-01 |  | 2.015%
| 2037-07-01 | 51696.6897 | 160426.8613 | 212123.551 | 2580.21 | 82.2117 | 124 | 2037 | 2037-07-01 |  | 2.015%
| 2037-08-01 | 62084.6822 | 160426.8613 | 222511.5435 | 2685.95 | 82.8428 | 125 | 2037 | 2037-08-01 |  | 2.015%
| 2037-09-01 | 59135.0036 | 160426.8613 | 219561.865 | 2633.78 | 83.3638 | 126 | 2037 | 2037-09-01 |  | 2.015%
| 2037-10-01 | -30643.5167 | 160426.8613 | 129783.3446 | 2523.75 | 51.4248 | 127 | 2037 | 2037-10-01 |  | 2.015%
| 2037-11-01 | -41568.7049 | 160426.8613 | 118858.1564 | 2521.07 | 47.1459 | 128 | 2037 | 2037-11-01 |  | 2.015%
| 2037-12-01 | -92069.9106 | 160426.8613 | 68356.9507 | 2479.62 | 27.5675 | 129 | 2037 | 2037-12-01 |  | 2.015%
| 2038-01-01 | -84102.6104 | 163656.507 | 79553.8966 | 2063.08 | 38.5607 | 1 | 2038 | 2038-01-01 |  | 1.998%
| 2038-02-01 | -50675.6834 | 163656.507 | 112980.8236 | 1743.0097 | 64.8194 | 2 | 2038 | 2038-02-01 |  | 1.998%
| 2038-03-01 | -15881.848 | 163656.507 | 147774.659 | 2107.69 | 70.1121 | 3 | 2038 | 2038-03-01 |  | 1.998%
| 2038-04-01 | -4352.1931 | 163656.507 | 159304.3139 | 1810.31 | 87.9984 | 4 | 2038 | 2038-04-01 |  | 1.998%
| 2038-05-01 | -12745.3801 | 163656.507 | 150911.127 | 1787.16 | 84.4419 | 5 | 2038 | 2038-05-01 |  | 1.998%
| 2038-06-01 | 22388.2165 | 163656.507 | 186044.7235 | 2241.21 | 83.0108 | 6 | 2038 | 2038-06-01 |  | 1.998%
| 2038-07-01 | 52729.6924 | 163656.507 | 216386.1994 | 2580.21 | 83.8638 | 7 | 2038 | 2038-07-01 |  | 1.998%
| 2038-08-01 | 63325.2577 | 163656.507 | 226981.7647 | 2685.95 | 84.5071 | 8 | 2038 | 2038-08-01 |  | 1.998%
| 2038-09-01 | 60316.6387 | 163656.507 | 223973.1457 | 2633.78 | 85.0387 | 9 | 2038 | 2038-09-01 |  | 1.998%
| 2038-10-01 | -31255.8351 | 163656.507 | 132400.6719 | 2523.75 | 52.4619 | 10 | 2038 | 2038-10-01 |  | 1.998%
| 2038-11-01 | -42399.3303 | 163656.507 | 121257.1767 | 2521.07 | 48.0975 | 11 | 2038 | 2038-11-01 |  | 1.998%
| 2038-12-01 | -93909.6506 | 163656.507 | 69746.8564 | 2479.62 | 28.128 | 12 | 2038 | 2038-12-01 |  | 1.998%
Note: Energy Dollars in 2038 are 2037 x (2037 / 2033 ) ^ (1/4)

## Table 3 TransCost D2
Table 3
2017 IRP Aeolus-Bridger/Anticline Transmission
Year | Retail Revenue Requirement | Months In Service | Total Resource Costs
| $/kW-yr | # | $/kW-yr
| (b) | (d) | (h)
2017 IRP Aeolus-Bridger/Anticline Transmission
2020 | 47.33 | 2 | 7.8883
2021 | 48.591 | 12 | 48.591
2022 | 49.82 | 12 | 49.82
2023 | 51.01 | 12 | 51.01
2024 | 52.2 | 12 | 52.2
2025 | 53.41 | 12 | 53.41
2026 | 54.63 | 12 | 54.63
2027 | 55.83 | 12 | 55.83
2028 | 57.04 | 12 | 57.04
2029 | 58.29 | 12 | 58.29
2030 | 59.56 | 12 | 59.56
2031 | 60.83 | 12 | 60.83
2032 | 62.1 | 12 | 62.1
2033 | 63.39 | 12 | 63.39
2034 | 64.7 | 12 | 64.7
2035 | 66.03 | 12 | 66.03
2036 | 67.37 | 12 | 67.37
2037 | 68.73 | 12 | 68.73
2038 | 70.1 | 12 | 70.1
2039 | 71.51 | 12 | 71.51
2040 | 72.95 | 12 | 72.95
2041 | 74.44 | 12 | 74.44
2042 | 75.98 | 12 | 75.98
| Transfer Capacity (MW) | 750
Retail Revenue Requirement ($/kW-year, 2021$) |  | 48.591
Company Official Inflation Forecast Dated March 30, 2018
| 2017 | 1.8% |  | 2026 | 2.275% | 2035 | 2.055%
| 2018 | 2.002% |  | 2027 | 2.202% | 2036 | 2.034%
| 2019 | 2.302% |  | 2028 | 2.167% | 2037 | 2.015%
| 2020 | 2.657% |  | 2029 | 2.188% | 2038 | 1.998%
| 2021 | 2.634% |  | 2030 | 2.172% | 2039 | 2.009%
| 2022 | 2.519% |  | 2031 | 2.128% | 2040 | 2.017%
| 2023 | 2.386% |  | 2032 | 2.093% | 2041 | 2.039%
| 2024 | 2.339% |  | 2033 | 2.08% | 2042 | 2.062%
| 2025 | 2.312% |  | 2034 | 2.066% | 2043 | 2.089%

## Table 3 EV2020 Wind_2020
Table 3
2017 IRP Update Wyoming Wind Resource
39% Capacity Factor
Year | Estimated Capital Cost | Fixed Capital Cost at Real Levelized Rate | Fixed O&M | Fixed Costs | Variable O&M | Network Upgrade | Tax Credit | Total Resource Cost | Total Resource Costs | Wind Integration Cost | Proration Months (based on COD of 1/11/2020) | Proration Months_PTC (based on COD of 1/11/2020)
| $/kW | $/kW-yr | $/kW-yr | $/MWh | $/MWh | $/MWh | $/MWh | $/MWh | $/kW-yr | $/MWh
| (a) | (b) | (c) | (d) | (e) |  | (f) | (g) | (h) | (h)
2017 IRP Update Wyoming Wind Resource - 39% Capacity Factor
2016
2017 |  |  | 26.2939 | 7.7369 | 1.1816 | 1.7951 |  | 10.7137 | 36.41 | 0.58601 | 12 | 12
2018 |  |  | 26.82 | 7.8917 | 1.21 | 1.83 |  | 10.9317 | 37.15 | 0.6 | 12 | 12
2019 |  |  | 27.44 | 8.0742 | 1.24 | 1.87 |  | 11.1842 | 38.01 | 0.61 | 12 | 12
2020 | 1293.6883 | 68.3578 | 28.17 | 28.4032 | 1.27 | 1.92 | -33.15 | -0.25947 | -0.88 | 0.63 | 2 | 2
2021 |  | 70.16 | 28.91 | 29.1512 | 1.3 | 1.97 | -34.48 | -2.0588 | -7 | 0.65 | 12 | 12
2022 |  | 71.93 | 29.64 | 29.8868 | 1.33 | 2.02 | -34.48 | -1.2432 | -4.22 | 0.67 | 12 | 12
2023 |  | 73.65 | 30.35 | 30.6018 | 1.36 | 2.07 | -35.8 | -1.7682 | -6.01 | 0.69 | 12 | 12
2024 |  | 75.37 | 31.06 | 31.3169 | 1.39 | 2.12 | -35.8 | -0.97313 | -3.31 | 0.71 | 12 | 12
2025 |  | 77.11 | 31.78 | 32.0407 | 1.42 | 2.17 | -37.13 | -1.4993 | -5.1 | 0.73 | 12 | 12
2026 |  | 78.86 | 32.5 | 32.7675 | 1.45 | 2.22 | -37.13 | -0.69249 | -2.35 | 0.75 | 12 | 12
2027 |  | 80.6 | 33.22 | 33.4914 | 1.48 | 2.27 | -38.45 | -1.2086 | -4.11 | 0.77 | 12 | 12
2028 |  | 82.35 | 33.94 | 34.2182 | 1.51 | 2.32 | -38.45 | -0.40184 | -1.37 | 0.79 | 12 | 12
2029 |  | 84.15 | 34.68 | 34.9655 | 1.54 | 2.37 | -39.78 | -0.90445 | -3.07 | 0.81 | 12 | 12
2030 |  | 85.98 | 35.43 | 35.7247 | 1.57 | 2.42 | -41.11 | 5.4564 | 18.54 | 0.83 | 12 | 10
2031 |  | 87.81 | 36.18 | 36.4839 | 1.6 | 2.47 |  | 40.5539 | 137.82 | 0.85 | 12
2032 |  | 89.65 | 36.94 | 37.2489 | 1.63 | 2.52 |  | 41.3989 | 140.69 | 0.87 | 12
2033 |  | 91.51 | 37.71 | 38.0228 | 1.66 | 2.57 |  | 42.2528 | 143.6 | 0.89 | 12
2034 |  | 93.4 | 38.49 | 38.8084 | 1.69 | 2.62 |  | 43.1184 | 146.54 | 0.91 | 12
2035 |  | 95.32 | 39.28 | 39.6058 | 1.72 | 2.67 |  | 43.9958 | 149.52 | 0.93 | 12
2036 |  | 97.26 | 40.08 | 40.4121 | 1.75 | 2.72 |  | 44.8821 | 152.53 | 0.95 | 12
2037 |  | 99.22 | 40.89 | 41.2272 | 1.79 | 2.77 |  | 45.7872 | 155.61 | 0.97 | 12
2038 |  | 101.2 | 41.71 | 42.0511 | 1.83 | 2.83 |  | 46.7111 | 158.75 | 0.99 | 12
2039 |  | 103.23 | 42.55 | 42.8955 | 1.87 | 2.89 |  | 47.6555 | 161.96 | 1.01 | 12
2040 |  | 105.31 | 43.41 | 43.7606 | 1.91 | 2.95 |  | 48.6206 | 165.24 | 1.03 | 12
2041 |  | 107.46 | 44.3 | 44.6552 | 1.95 | 3.01 |  | 49.6152 | 168.62 | 1.05 | 12
2042 |  | 109.68 | 45.21 | 45.5761 | 1.99 | 3.07 |  | 50.6361 | 172.09 | 1.07 | 12
Sources, Inputs and Assumptions
Source: | (c)(f) | Plant Costs - 2017 IRP Update - Table 5.4 & 5.5
| (a) | Plant capacity cost
| (b) | = (a) x 0.0528395063331536
| (d) | = ((b) + (c)) / (8.76 x 38.8%)
| (g) | = (d) + (f)
| (h) | Plant Costs - 2017 IRP Update - Table 5.4 & 5.5
2017 IRP Update Wyoming Wind Resource - 39% Capacity Factor
| Wind | Cost and Input Assumptions
2020 $ | 1293.6883 | Plant capacity cost |  |  |  |  | $/kW-yr
2017 $ | 26.2939 | Fixed O&M, plus on-going capital cost |  |  |  |  | $/kW-yr
2017 $ | 0.58601 | Integration Cost |  |  |  |  | $/MWH
2017 $ | 1.1816 | Variable O&M |  |  |  |  | $/MWH
2017 $ | -12.5013 | Tax Credit $/MWh |  |  |  |  | $/MWH | First Year real levelized
2017 $ | 1.7951 | Network Upgrade ($/MWh) |  |  |  |  | $/MWH
| 5.284% | Payment Factor
| 38.8% | Capacity Factor
Company Official Inflation Forecast Dated March 30, 2018
| 2017 | 1.8% |  | 2026 | 2.275% |  |  | 2035 |  | 2.055%
| 2018 | 2.002% |  | 2027 | 2.202% |  |  | 2036 |  | 2.034%
| 2019 | 2.302% |  | 2028 | 2.167% |  |  | 2037 |  | 2.015%
| 2020 | 2.657% |  | 2029 | 2.188% |  |  | 2038 |  | 1.998%
| 2021 | 2.634% |  | 2030 | 2.172% |  |  | 2039 |  | 2.009%
| 2022 | 2.519% |  | 2031 | 2.128% |  |  | 2040 |  | 2.017%
| 2023 | 2.386% |  | 2032 | 2.093% |  |  | 2041 |  | 2.039%
| 2024 | 2.339% |  | 2033 | 2.08% |  |  | 2042 |  | 2.062%
| 2025 | 2.312% |  | 2034 | 2.066% |  |  | 2043 |  | 2.089%

## Table 3 EV2020 Wind_2021 (hidden)
Table 3
2017 IRP Update Wyoming Wind Resource
39% Capacity Factor
Year | Estimated Capital Cost | Fixed Capital Cost at Real Levelized Rate | Fixed O&M | Fixed Costs | Variable O&M | Network Upgrade | Tax Credit | Total Resource Cost | Total Resource Costs | Wind Integration Cost
| $/kW | $/kW-yr | $/kW-yr | $/MWh | $/MWh | $/MWh | $/MWh | $/MWh | $/kW-yr | $/MWh
| (a) | (b) | (c) | (d) | (e) |  | (f) | (g) | (h) | (h)
2017 IRP Update Wyoming Wind Resource - 39% Capacity Factor
2016
2017 |  |  | 26.2939 | 7.7369 | 1.1816 | 1.7951 |  | 10.7137 | 36.41 | 0.58601
2018 |  |  | 26.82 | 7.8917 | 1.21 | 1.83 |  | 10.9317 | 37.15 | 0.6
2019 |  |  | 27.44 | 8.0742 | 1.24 | 1.87 |  | 11.1842 | 38.01 | 0.61
2020 |  |  | 28.17 | 8.289 | 1.27 | 1.92 |  | 11.479 | 39.01 | 0.63
2021 | 1288.7723 | 68.0981 | 28.91 | 28.5445 | 1.3 | 1.97 | -34.48 | -2.6655 | -9.06 | 0.65
2022 |  | 69.81 | 29.64 | 29.263 | 1.33 | 2.02 | -34.48 | -1.867 | -6.34 | 0.67
2023 |  | 71.48 | 30.35 | 29.9633 | 1.36 | 2.07 | -35.8 | -2.4067 | -8.18 | 0.69
2024 |  | 73.15 | 31.06 | 30.6636 | 1.39 | 2.12 | -35.8 | -1.6264 | -5.53 | 0.71
2025 |  | 74.84 | 31.78 | 31.3728 | 1.42 | 2.17 | -37.13 | -2.1672 | -7.37 | 0.73
2026 |  | 76.54 | 32.5 | 32.0849 | 1.45 | 2.22 | -37.13 | -1.3751 | -4.67 | 0.75
2027 |  | 78.23 | 33.22 | 32.794 | 1.48 | 2.27 | -38.45 | -1.906 | -6.48 | 0.77
2028 |  | 79.93 | 33.94 | 33.5061 | 1.51 | 2.32 | -38.45 | -1.1139 | -3.79 | 0.79
2029 |  | 81.68 | 34.68 | 34.2388 | 1.54 | 2.37 | -39.78 | -1.6312 | -5.54 | 0.81
2030 |  | 83.45 | 35.43 | 34.9803 | 1.57 | 2.42 | -41.11 | -2.1397 | -7.27 | 0.83
2031 |  | 85.23 | 36.18 | 35.7247 | 1.6 | 2.47 |  | 39.7947 | 135.24 | 0.85
2032 |  | 87.01 | 36.94 | 36.4721 | 1.63 | 2.52 |  | 40.6221 | 138.05 | 0.87
2033 |  | 88.82 | 37.71 | 37.2313 | 1.66 | 2.57 |  | 41.4613 | 140.91 | 0.89
2034 |  | 90.65 | 38.49 | 37.9993 | 1.69 | 2.62 |  | 42.3093 | 143.79 | 0.91
2035 |  | 92.51 | 39.28 | 38.779 | 1.72 | 2.67 |  | 43.169 | 146.71 | 0.93
2036 |  | 94.39 | 40.08 | 39.5676 | 1.75 | 2.72 |  | 44.0376 | 149.66 | 0.95
2037 |  | 96.29 | 40.89 | 40.365 | 1.79 | 2.77 |  | 44.925 | 152.68 | 0.97
2038 |  | 98.21 | 41.71 | 41.1712 | 1.83 | 2.83 |  | 45.8312 | 155.76 | 0.99
2039 |  | 100.18 | 42.55 | 41.9981 | 1.87 | 2.89 |  | 46.7581 | 158.91 | 1.01
2040 |  | 102.2 | 43.41 | 42.8455 | 1.91 | 2.95 |  | 47.7055 | 162.13 | 1.03
2041 |  | 104.28 | 44.3 | 43.7194 | 1.95 | 3.01 |  | 48.6794 | 165.44 | 1.05
2042 |  | 106.43 | 45.21 | 44.6198 | 1.99 | 3.07 |  | 49.6798 | 168.84 | 1.07
Sources, Inputs and Assumptions
Source: | (c)(f) | Plant Costs - 2017 IRP Update - Table 5.4 & 5.5
| (a) | Plant capacity cost
| (b) | = (a) x 0.0528395063331536
| (d) | = ((b) + (c)) / (8.76 x 38.8%)
| (g) | = (d) + (f)
| (h) | Plant Costs - 2017 IRP Update - Table 5.4 & 5.5
2017 IRP Update Wyoming Wind Resource - 39% Capacity Factor
| Wind | Cost and Input Assumptions
2021 $ | 1288.7723 | Plant capacity cost |  |  |  |  | $/kW-yr
2017 $ | 26.2939 | Fixed O&M, plus on-going capital cost |  |  |  |  | $/kW-yr
2017 $ | 0.58601 | Integration Cost |  |  |  |  | $/MWH
2017 $ | 1.1816 | Variable O&M |  |  |  |  | $/MWH
2017 $ | -12.5013 | Tax Credit $/MWh |  |  |  |  | $/MWH | First Year real levelized
2017 $ | 1.7951 | Network Upgrade ($/MWh) |  |  |  |  | $/MWH
| 5.284% | Payment Factor
| 38.8% | Capacity Factor
Company Official Inflation Forecast Dated March 30, 2018
| 2017 | 1.8% |  | 2026 | 2.275% |  |  | 2035 |  | 2.055%
| 2018 | 2.002% |  | 2027 | 2.202% |  |  | 2036 |  | 2.034%
| 2019 | 2.302% |  | 2028 | 2.167% |  |  | 2037 |  | 2.015%
| 2020 | 2.657% |  | 2029 | 2.188% |  |  | 2038 |  | 1.998%
| 2021 | 2.634% |  | 2030 | 2.172% |  |  | 2039 |  | 2.009%
| 2022 | 2.519% |  | 2031 | 2.128% |  |  | 2040 |  | 2.017%
| 2023 | 2.386% |  | 2032 | 2.093% |  |  | 2041 |  | 2.039%
| 2024 | 2.339% |  | 2033 | 2.08% |  |  | 2042 |  | 2.062%
| 2025 | 2.312% |  | 2034 | 2.066% |  |  | 2043 |  | 2.089%

## Table 3 DJ Wind 2030 (hidden)
Table 3
2017 IRP Update Wyoming DJ Wind Resource
41% Capacity Factor
Year | Estimated Capital Cost | Fixed Capital Cost at Real Levelized Rate | Fixed O&M | Fixed Costs | Variable O&M | Tax Credit | Total Resource Cost | Total Resource Costs | Wind Integration Cost | Tax Credit
| $/kW | $/kW-yr | $/kW-yr | $/MWh | $/MWh | $/MWh | $/MWh | $/kW-yr | $/MWh
| (a) | (b) | (c) | (d) | (e) | (f) | (g) | (h) | (i)
2017 IRP Update Wyoming DJ Wind Resource - 41% Capacity Factor
2016 | [9 empty] | 0
2017 |  |  | 37.5656 | 10.3833 | 0.65 | 0 | 11.0333 | 39.92 | 0.58601 | 0
2018 |  |  | 38.32 | 10.5918 | 0.66 | 0 | 11.2518 | 40.71 | 0.6 | 0
2019 |  |  | 39.2 | 10.8351 | 0.68 | 0 | 11.5151 | 41.66 | 0.61 | 0
2020 |  |  | 40.24 | 11.1225 | 0.7 | 0 | 11.8225 | 42.77 | 0.63 | 0
2021 |  |  | 41.3 | 11.4155 | 0.72 | 0 | 12.1355 | 43.9 | 0.65 | 0
2022 |  |  | 42.34 | 11.703 | 0.74 | 0 | 12.443 | 45.02 | 0.67 | 0
2023 |  |  | 43.35 | 11.9822 | 0.76 | 0 | 12.7422 | 46.1 | 0.69 | 0
2024 |  |  | 44.36 | 12.2613 | 0.78 | 0 | 13.0413 | 47.18 | 0.71 | 0
2025 |  |  | 45.39 | 12.546 | 0.8 | 0 | 13.346 | 48.28 | 0.73 | 0
2026 |  |  | 46.42 | 12.8307 | 0.82 | 0 | 13.6507 | 49.39 | 0.75 | 0
2027 |  |  | 47.44 | 13.1127 | 0.84 | 0 | 13.9527 | 50.48 | 0.77 | 0
2028 |  |  | 48.47 | 13.3973 | 0.86 | 0 | 14.2573 | 51.58 | 0.79 | 0
2029 |  |  | 49.53 | 13.6903 | 0.88 | 0 | 14.5703 | 52.71 | 0.81 | 0
2030 | 1353.2739 | 96.1635 | 50.61 | 40.5689 | 0.9 | 0 | 41.4689 | 150.03 | 0.83 | 0
2031 |  | 98.21 | 51.69 | 41.4331 | 0.92 | 0 | 42.3531 | 153.23 | 0.85 | 0
2032 |  | 100.27 | 52.77 | 42.301 | 0.94 | 0 | 43.241 | 156.44 | 0.87 | 0
2033 |  | 102.36 | 53.87 | 43.1827 | 0.96 | 0 | 44.1427 | 159.7 | 0.89 | 0
2034 |  | 104.47 | 54.98 | 44.0728 | 0.98 | 0 | 45.0528 | 163 | 0.91 | 0
2035 |  | 106.62 | 56.11 | 44.9794 | 1 | 0 | 45.9794 | 166.35 | 0.93 | 0
2036 |  | 108.79 | 57.25 | 45.8943 | 1.02 | 0 | 46.9143 | 169.73 | 0.95 | 0
2037 |  | 110.98 | 58.4 | 46.8175 | 1.04 | 0 | 47.8575 | 173.14 | 0.97 | 0
2038 |  | 113.2 | 59.57 | 47.7545 | 1.06 | 0 | 48.8145 | 176.6 | 0.99 | 0
2039 |  | 115.47 | 60.77 | 48.7136 | 1.08 | 0 | 49.7936 | 180.15 | 1.01 | 0
2040 |  | 117.8 | 62 | 49.6976 | 1.1 | 0 | 50.7976 | 183.78 | 1.03 | 0
2041 |  | 120.2 | 63.26 | 50.7093 | 1.12 | 0 | 51.8293 | 187.51 | 1.05 | 0
2042 |  | 122.68 | 64.56 | 51.7541 | 1.14 | 0 | 52.8941 | 191.36 | 1.07 | 0
Sources, Inputs and Assumptions
Source: | (c)(f) | Plant Costs - 2017 IRP Update - Table 5.4 & 5.5
| (a) | Plant capacity cost
| (b) | = (a) x 0.0710599128799291
| (d) | = ((b) + (c)) / (8.76 x 41.3%)
| (g) | = (d) + (f)
| (i) | Plant Costs - 2017 IRP Update - Table 5.4 & 5.5
2017 IRP Update Wyoming DJ Wind Resource - 41% Capacity Factor
| Wind | Cost and Input Assumptions
2030 $ | 1353.2739 | Plant capacity cost |  |  |  | $/kW-yr
2017 $ | 37.5656 | Fixed O&M, plus on-going capital cost |  |  |  | $/kW-yr
2017 $ | 0.58601 | Integration Cost |  |  |  | $/MWH
2017 $ | 0.65 | Variable O&M |  |  |  | $/MWH
2017 $ |  | Tax Credit $/MWh |  |  |  | $/MWH
| 7.106% | Payment Factor
| 43.12% | Capacity Factor |  |  | 41.3% | Supply Side tables
Company Official Inflation Forecast Dated March 30, 2018
| 2017 | 1.8% |  | 2026 | 2.275% |  | 2035 |  | 2.055%
| 2018 | 2.002% |  | 2027 | 2.202% |  | 2036 |  | 2.034%
| 2019 | 2.302% |  | 2028 | 2.167% |  | 2037 |  | 2.015%
| 2020 | 2.657% |  | 2029 | 2.188% |  | 2038 |  | 1.998%
| 2021 | 2.634% |  | 2030 | 2.172% |  | 2039 |  | 2.009%
| 2022 | 2.519% |  | 2031 | 2.128% |  | 2040 |  | 2.017%
| 2023 | 2.386% |  | 2032 | 2.093% |  | 2041 |  | 2.039%
| 2024 | 2.339% |  | 2033 | 2.08% |  | 2042 |  | 2.062%
| 2025 | 2.312% |  | 2034 | 2.066% |  | 2043 |  | 2.089%

## Table 3 ID Wind 2033 (hidden)
Table 3
2017 IRP Update ID Wind Resource
38% Capacity Factor
Year | Estimated Capital Cost | Fixed Capital Cost at Real Levelized Rate | Fixed O&M | Fixed Costs | Variable O&M | Tax Credit | Total Resource Costs | Total Resource Costs | Wind Integration Cost | Tax Credit
| $/kW | $/kW-yr | $/kW-yr | $/MWh | $/MWh | $/MWh | $/MWh | $/kW-yr | $/MWh
| (a) | (b) | (c) | (d) | (e) | (f) | (g) | (h) | (h)
2017 IRP Update ID Wind Resource - 38% Capacity Factor
2016 | [9 empty] | 0
2017 |  |  | 37.5706 | 11.2865 | 0 | 0 | 11.2865 | 37.57 | 0.58601 | 0
2018 |  |  | 38.32 | 11.5117 | 0 | 0 | 11.5117 | 38.32 | 0.6 | 0
2019 |  |  | 39.2 | 11.776 | 0 | 0 | 11.776 | 39.2 | 0.61 | 0
2020 |  |  | 40.24 | 12.0884 | 0 | 0 | 12.0884 | 40.24 | 0.63 | 0
2021 |  |  | 41.3 | 12.4069 | 0 | 0 | 12.4069 | 41.3 | 0.65 | 0
2022 |  |  | 42.34 | 12.7193 | 0 | 0 | 12.7193 | 42.34 | 0.67 | 0
2023 |  |  | 43.35 | 13.0227 | 0 | 0 | 13.0227 | 43.35 | 0.69 | 0
2024 |  |  | 44.36 | 13.3261 | 0 | 0 | 13.3261 | 44.36 | 0.71 | 0
2025 |  |  | 45.39 | 13.6355 | 0 | 0 | 13.6355 | 45.39 | 0.73 | 0
2026 |  |  | 46.42 | 13.945 | 0 | 0 | 13.945 | 46.42 | 0.75 | 0
2027 |  |  | 47.44 | 14.2514 | 0 | 0 | 14.2514 | 47.44 | 0.77 | 0
2028 |  |  | 48.47 | 14.5608 | 0 | 0 | 14.5608 | 48.47 | 0.79 | 0
2029 |  |  | 49.53 | 14.8792 | 0 | 0 | 14.8792 | 49.53 | 0.81 | 0
2030 |  |  | 50.61 | 15.2037 | 0 | 0 | 15.2037 | 50.61 | 0.83 | 0
2031 |  |  | 51.69 | 15.5281 | 0 | 0 | 15.5281 | 51.69 | 0.85 | 0
2032 |  |  | 52.77 | 15.8526 | 0 | 0 | 15.8526 | 52.77 | 0.87 | 0
2033 | 1420.0408 | 100.908 | 53.87 | 46.4966 | 0 | 0 | 46.4966 | 154.78 | 0.89 | 0
2034 |  | 102.99 | 54.98 | 47.4555 | 0 | 0 | 47.4555 | 157.97 | 0.91 | 0
2035 |  | 105.11 | 56.11 | 48.4319 | 0 | 0 | 48.4319 | 161.22 | 0.93 | 0
2036 |  | 107.25 | 57.25 | 49.4172 | 0 | 0 | 49.4172 | 164.5 | 0.95 | 0
2037 |  | 109.41 | 58.4 | 50.4116 | 0 | 0 | 50.4116 | 167.81 | 0.97 | 0
2038 |  | 111.6 | 59.57 | 51.4209 | 0 | 0 | 51.4209 | 171.17 | 0.99 | 0
2039 |  | 113.84 | 60.77 | 52.4543 | 0 | 0 | 52.4543 | 174.61 | 1.01 | 0
2040 |  | 116.14 | 62 | 53.5148 | 0 | 0 | 53.5148 | 178.14 | 1.03 | 0
2041 |  | 118.51 | 63.26 | 54.6053 | 0 | 0 | 54.6053 | 181.77 | 1.05 | 0
2042 |  | 120.95 | 64.56 | 55.7288 | 0 | 0 | 55.7288 | 185.51 | 1.07 | 0
Sources, Inputs and Assumptions
Source: | (c)(f) | Plant Costs - 2017 IRP Update - Table 5.4 & 5.5
| (a) | Plant capacity cost
| (b) | = (a) x 0.0710599128799291
| (d) | = ((b) + (c)) / (8.76 x 38.0%)
| (g) | = (d) + (f)
| (h) | Plant Costs - 2017 IRP Update - Table 5.4 & 5.5
2017 IRP Update ID Wind Resource - 38% Capacity Factor
| Wind | Cost and Input Assumptions
2033 $ | 1420.0408 | Plant capacity cost |  |  |  | $/kW-yr
2017 $ | 37.5706 | Fixed O&M, plus on-going capital cost |  |  |  | $/kW-yr
2017 $ | 0.58601 | Integration Cost |  |  |  | $/MWH
2017 $ | 0 | Variable O&M |  |  |  | $/MWH
2017 $ |  | Tax Credit $/MWh |  |  |  | $/MWH
| 7.106% | Payment Factor
| 38% | Capacity Factor
Company Official Inflation Forecast Dated March 30, 2018
| 2017 | 1.8% |  | 2026 | 2.275% |  | 2035 |  | 2.055%
| 2018 | 2.002% |  | 2027 | 2.202% |  | 2036 |  | 2.034%
| 2019 | 2.302% |  | 2028 | 2.167% |  | 2037 |  | 2.015%
| 2020 | 2.657% |  | 2029 | 2.188% |  | 2038 |  | 1.998%
| 2021 | 2.634% |  | 2030 | 2.172% |  | 2039 |  | 2.009%
| 2022 | 2.519% |  | 2031 | 2.128% |  | 2040 |  | 2.017%
| 2023 | 2.386% |  | 2032 | 2.093% |  | 2041 |  | 2.039%
| 2024 | 2.339% |  | 2033 | 2.08% |  | 2042 |  | 2.062%
| 2025 | 2.312% |  | 2034 | 2.066% |  | 2043 |  | 2.089%

## Table 3 WW Wind 2035 (hidden)
Table 3
2017 IRP Update Walla Walla Wind Resource
38% Capacity Factor
Year | Estimated Capital Cost | Fixed Capital Cost at Real Levelized Rate | Fixed O&M | Fixed Costs | Variable O&M | Tax Credit | Total Resource Costs | Total Resource Costs | Wind Integration Cost | Tax Credit
| $/kW | $/kW-yr | $/kW-yr | $/MWh | $/MWh | $/MWh | $/MWh | $/kW-yr | $/MWh
| (a) | (b) | (c) | (d) | (e) | (f) | (g) | (h) | (h)
2017 IRP Update Walla Walla Wind Resource - 38% Capacity Factor
2016 | [9 empty] | 0
2017 |  |  | 37.5706 | 11.2865 | 0 | 0 | 11.2865 | 37.57 | 0.58601 | 0
2018 |  |  | 38.32 | 11.5117 | 0 | 0 | 11.5117 | 38.32 | 0.6 | 0
2019 |  |  | 39.2 | 11.776 | 0 | 0 | 11.776 | 39.2 | 0.61 | 0
2020 |  |  | 40.24 | 12.0884 | 0 | 0 | 12.0884 | 40.24 | 0.63 | 0
2021 |  |  | 41.3 | 12.4069 | 0 | 0 | 12.4069 | 41.3 | 0.65 | 0
2022 |  |  | 42.34 | 12.7193 | 0 | 0 | 12.7193 | 42.34 | 0.67 | 0
2023 |  |  | 43.35 | 13.0227 | 0 | 0 | 13.0227 | 43.35 | 0.69 | 0
2024 |  |  | 44.36 | 13.3261 | 0 | 0 | 13.3261 | 44.36 | 0.71 | 0
2025 |  |  | 45.39 | 13.6355 | 0 | 0 | 13.6355 | 45.39 | 0.73 | 0
2026 |  |  | 46.42 | 13.945 | 0 | 0 | 13.945 | 46.42 | 0.75 | 0
2027 |  |  | 47.44 | 14.2514 | 0 | 0 | 14.2514 | 47.44 | 0.77 | 0
2028 |  |  | 48.47 | 14.5608 | 0 | 0 | 14.5608 | 48.47 | 0.79 | 0
2029 |  |  | 49.53 | 14.8792 | 0 | 0 | 14.8792 | 49.53 | 0.81 | 0
2030 |  |  | 50.61 | 15.2037 | 0 | 0 | 15.2037 | 50.61 | 0.83 | 0
2031 |  |  | 51.69 | 15.5281 | 0 | 0 | 15.5281 | 51.69 | 0.85 | 0
2032 |  |  | 52.77 | 15.8526 | 0 | 0 | 15.8526 | 52.77 | 0.87 | 0
2033 |  |  | 53.87 | 16.183 | 0 | 0 | 16.183 | 53.87 | 0.89 | 0
2034 |  |  | 54.98 | 16.5165 | 0 | 0 | 16.5165 | 54.98 | 0.91 | 0
2035 | 1417.4139 | 100.7213 | 56.11 | 47.1135 | 0 | 0 | 47.1135 | 156.83 | 0.93 | 0
2036 |  | 102.77 | 57.25 | 48.0714 | 0 | 0 | 48.0714 | 160.02 | 0.95 | 0
2037 |  | 104.84 | 58.4 | 49.0387 | 0 | 0 | 49.0387 | 163.24 | 0.97 | 0
2038 |  | 106.93 | 59.57 | 50.018 | 0 | 0 | 50.018 | 166.5 | 0.99 | 0
2039 |  | 109.08 | 60.77 | 51.0244 | 0 | 0 | 51.0244 | 169.85 | 1.01 | 0
2040 |  | 111.28 | 62 | 52.0548 | 0 | 0 | 52.0548 | 173.28 | 1.03 | 0
2041 |  | 113.55 | 63.26 | 53.1152 | 0 | 0 | 53.1152 | 176.81 | 1.05 | 0
2042 |  | 115.89 | 64.56 | 54.2087 | 0 | 0 | 54.2087 | 180.45 | 1.07 | 0
Sources, Inputs and Assumptions
Source: | (c)(f) | Plant Costs - 2017 IRP Update - Table 5.4 & 5.5
| (a) | Plant capacity cost
| (b) | = (a) x 0.0710599128799291
| (d) | = ((b) + (c)) / (8.76 x 38.0%)
| (g) | = (d) + (f)
| (h) | Plant Costs - 2017 IRP Update - Table 5.4 & 5.5
2017 IRP Update Walla Walla Wind Resource - 38% Capacity Factor
| Wind | Cost and Input Assumptions
2035 $ | 1417.4139 | Plant capacity cost |  |  |  | $/kW-yr
2017 $ | 37.5706 | Fixed O&M, plus on-going capital cost |  |  |  | $/kW-yr
2017 $ | 0.58601 | Integration Cost |  |  |  | $/MWH
2017 $ | 0 | Variable O&M |  |  |  | $/MWH
2017 $ |  | Tax Credit $/MWh |  |  |  | $/MWH
| 7.106% | Payment Factor
| 38% | Capacity Factor
Company Official Inflation Forecast Dated March 30, 2018
| 2017 | 1.8% |  | 2026 | 2.275% |  | 2035 |  | 2.055%
| 2018 | 2.002% |  | 2027 | 2.202% |  | 2036 |  | 2.034%
| 2019 | 2.302% |  | 2028 | 2.167% |  | 2037 |  | 2.015%
| 2020 | 2.657% |  | 2029 | 2.188% |  | 2038 |  | 1.998%
| 2021 | 2.634% |  | 2030 | 2.172% |  | 2039 |  | 2.009%
| 2022 | 2.519% |  | 2031 | 2.128% |  | 2040 |  | 2.017%
| 2023 | 2.386% |  | 2032 | 2.093% |  | 2041 |  | 2.039%
| 2024 | 2.339% |  | 2033 | 2.08% |  | 2042 |  | 2.062%
| 2025 | 2.312% |  | 2034 | 2.066% |  | 2043 |  | 2.089%

## Table 3 YK Wind 2035 (hidden)
Table 3
2017 IRP Update Yakima Wind Resource
38% Capacity Factor
Year | Estimated Capital Cost | Fixed Capital Cost at Real Levelized Rate | Fixed O&M | Fixed Costs | Variable O&M | Tax Credit | Total Resource Costs | Total Resource Costs | Wind Integration Cost | Tax Credit
| $/kW | $/kW-yr | $/kW-yr | $/MWh | $/MWh | $/MWh | $/MWh | $/kW-yr | $/MWh
| (a) | (b) | (c) | (d) | (e) | (f) | (g) | (h) | (h)
2017 IRP Update Yakima Wind Resource - 38% Capacity Factor
2016 | [9 empty] | 0
2017 |  |  | 37.5706 | 11.2865 | 0 | 0 | 11.2865 | 37.57 | 0.58601 | 0
2018 |  |  | 38.32 | 11.5117 | 0 | 0 | 11.5117 | 38.32 | 0.6 | 0
2019 |  |  | 39.2 | 11.776 | 0 | 0 | 11.776 | 39.2 | 0.61 | 0
2020 |  |  | 40.24 | 12.0884 | 0 | 0 | 12.0884 | 40.24 | 0.63 | 0
2021 |  |  | 41.3 | 12.4069 | 0 | 0 | 12.4069 | 41.3 | 0.65 | 0
2022 |  |  | 42.34 | 12.7193 | 0 | 0 | 12.7193 | 42.34 | 0.67 | 0
2023 |  |  | 43.35 | 13.0227 | 0 | 0 | 13.0227 | 43.35 | 0.69 | 0
2024 |  |  | 44.36 | 13.3261 | 0 | 0 | 13.3261 | 44.36 | 0.71 | 0
2025 |  |  | 45.39 | 13.6355 | 0 | 0 | 13.6355 | 45.39 | 0.73 | 0
2026 |  |  | 46.42 | 13.945 | 0 | 0 | 13.945 | 46.42 | 0.75 | 0
2027 |  |  | 47.44 | 14.2514 | 0 | 0 | 14.2514 | 47.44 | 0.77 | 0
2028 |  |  | 48.47 | 14.5608 | 0 | 0 | 14.5608 | 48.47 | 0.79 | 0
2029 |  |  | 49.53 | 14.8792 | 0 | 0 | 14.8792 | 49.53 | 0.81 | 0
2030 |  |  | 50.61 | 15.2037 | 0 | 0 | 15.2037 | 50.61 | 0.83 | 0
2031 |  |  | 51.69 | 15.5281 | 0 | 0 | 15.5281 | 51.69 | 0.85 | 0
2032 |  |  | 52.77 | 15.8526 | 0 | 0 | 15.8526 | 52.77 | 0.87 | 0
2033 |  |  | 53.87 | 16.183 | 0 | 0 | 16.183 | 53.87 | 0.89 | 0
2034 |  |  | 54.98 | 16.5165 | 0 | 0 | 16.5165 | 54.98 | 0.91 | 0
2035 | 1417.4139 | 100.7213 | 56.11 | 47.1135 | 0 | 0 | 47.1135 | 156.83 | 0.93 | 0
2036 |  | 102.77 | 57.25 | 48.0714 | 0 | 0 | 48.0714 | 160.02 | 0.95 | 0
2037 |  | 104.84 | 58.4 | 49.0387 | 0 | 0 | 49.0387 | 163.24 | 0.97 | 0
2038 |  | 106.93 | 59.57 | 50.018 | 0 | 0 | 50.018 | 166.5 | 0.99 | 0
2039 |  | 109.08 | 60.77 | 51.0244 | 0 | 0 | 51.0244 | 169.85 | 1.01 | 0
2040 |  | 111.28 | 62 | 52.0548 | 0 | 0 | 52.0548 | 173.28 | 1.03 | 0
2041 |  | 113.55 | 63.26 | 53.1152 | 0 | 0 | 53.1152 | 176.81 | 1.05 | 0
2042 |  | 115.89 | 64.56 | 54.2087 | 0 | 0 | 54.2087 | 180.45 | 1.07 | 0
Sources, Inputs and Assumptions
Source: | (c)(f) | Plant Costs - 2017 IRP Update - Table 5.4 & 5.5
| (a) | Plant capacity cost
| (b) | = (a) x 0.0710599128799291
| (d) | = ((b) + (c)) / (8.76 x 38.0%)
| (g) | = (d) + (f)
| (h) | Plant Costs - 2017 IRP Update - Table 5.4 & 5.5
2017 IRP Update Yakima Wind Resource - 38% Capacity Factor
| Wind | Cost and Input Assumptions
2035 $ | 1417.4139 | Plant capacity cost |  |  |  | $/kW-yr
2017 $ | 37.5706 | Fixed O&M, plus on-going capital cost |  |  |  | $/kW-yr
2017 $ | 0.58601 | Integration Cost |  |  |  | $/MWH
2017 $ | 0 | Variable O&M |  |  |  | $/MWH
2017 $ |  | Tax Credit $/MWh |  |  |  | $/MWH
| 7.106% | Payment Factor
| 38% | Capacity Factor
Company Official Inflation Forecast Dated March 30, 2018
| 2017 | 1.8% |  | 2026 | 2.275% |  | 2035 |  | 2.055%
| 2018 | 2.002% |  | 2027 | 2.202% |  | 2036 |  | 2.034%
| 2019 | 2.302% |  | 2028 | 2.167% |  | 2037 |  | 2.015%
| 2020 | 2.657% |  | 2029 | 2.188% |  | 2038 |  | 1.998%
| 2021 | 2.634% |  | 2030 | 2.172% |  | 2039 |  | 2.009%
| 2022 | 2.519% |  | 2031 | 2.128% |  | 2040 |  | 2.017%
| 2023 | 2.386% |  | 2032 | 2.093% |  | 2041 |  | 2.039%
| 2024 | 2.339% |  | 2033 | 2.08% |  | 2042 |  | 2.062%
| 2025 | 2.312% |  | 2034 | 2.066% |  | 2043 |  | 2.089%

## Table 3 OR Wind 2035 (hidden)
Table 3
2017 IRP Update Oregon Wind Resource
38% Capacity Factor
Year | Estimated Capital Cost | Fixed Capital Cost at Real Levelized Rate | Fixed O&M | Fixed Costs | Variable O&M | Tax Credit | Total Resource Costs | Total Resource Costs | Wind Integration Cost | Tax Credit
| $/kW | $/kW-yr | $/kW-yr | $/MWh | $/MWh | $/MWh | $/MWh | $/kW-yr | $/MWh
| (a) | (b) | (c) | (d) | (e) | (f) | (g) | (h) | (h)
2017 IRP Update Oregon Wind Resource - 38% Capacity Factor
2016 | [9 empty] | 0
2017 |  |  | 37.5706 | 11.2865 | 0 | 0 | 11.2865 | 37.57 | 0.58601 | 0
2018 |  |  | 38.32 | 11.5117 | 0 | 0 | 11.5117 | 38.32 | 0.6 | 0
2019 |  |  | 39.2 | 11.776 | 0 | 0 | 11.776 | 39.2 | 0.61 | 0
2020 |  |  | 40.24 | 12.0884 | 0 | 0 | 12.0884 | 40.24 | 0.63 | 0
2021 |  |  | 41.3 | 12.4069 | 0 | 0 | 12.4069 | 41.3 | 0.65 | 0
2022 |  |  | 42.34 | 12.7193 | 0 | 0 | 12.7193 | 42.34 | 0.67 | 0
2023 |  |  | 43.35 | 13.0227 | 0 | 0 | 13.0227 | 43.35 | 0.69 | 0
2024 |  |  | 44.36 | 13.3261 | 0 | 0 | 13.3261 | 44.36 | 0.71 | 0
2025 |  |  | 45.39 | 13.6355 | 0 | 0 | 13.6355 | 45.39 | 0.73 | 0
2026 |  |  | 46.42 | 13.945 | 0 | 0 | 13.945 | 46.42 | 0.75 | 0
2027 |  |  | 47.44 | 14.2514 | 0 | 0 | 14.2514 | 47.44 | 0.77 | 0
2028 |  |  | 48.47 | 14.5608 | 0 | 0 | 14.5608 | 48.47 | 0.79 | 0
2029 |  |  | 49.53 | 14.8792 | 0 | 0 | 14.8792 | 49.53 | 0.81 | 0
2030 |  |  | 50.61 | 15.2037 | 0 | 0 | 15.2037 | 50.61 | 0.83 | 0
2031 |  |  | 51.69 | 15.5281 | 0 | 0 | 15.5281 | 51.69 | 0.85 | 0
2032 |  |  | 52.77 | 15.8526 | 0 | 0 | 15.8526 | 52.77 | 0.87 | 0
2033 |  |  | 53.87 | 16.183 | 0 | 0 | 16.183 | 53.87 | 0.89 | 0
2034 |  |  | 54.98 | 16.5165 | 0 | 0 | 16.5165 | 54.98 | 0.91 | 0
2035 | 1397.0737 | 99.2759 | 56.11 | 46.6793 | 0 | 0 | 46.6793 | 155.39 | 0.93 | 0
2036 |  | 101.3 | 57.25 | 47.6298 | 0 | 0 | 47.6298 | 158.55 | 0.95 | 0
2037 |  | 103.34 | 58.4 | 48.5881 | 0 | 0 | 48.5881 | 161.74 | 0.97 | 0
2038 |  | 105.4 | 59.57 | 49.5584 | 0 | 0 | 49.5584 | 164.97 | 0.99 | 0
2039 |  | 107.52 | 60.77 | 50.5558 | 0 | 0 | 50.5558 | 168.29 | 1.01 | 0
2040 |  | 109.69 | 62 | 51.5771 | 0 | 0 | 51.5771 | 171.69 | 1.03 | 0
2041 |  | 111.93 | 63.26 | 52.6286 | 0 | 0 | 52.6286 | 175.19 | 1.05 | 0
2042 |  | 114.24 | 64.56 | 53.713 | 0 | 0 | 53.713 | 178.8 | 1.07 | 0
Sources, Inputs and Assumptions
Source: | (c)(f) | Plant Costs - 2017 IRP Update - Table 5.4 & 5.5
| (a) | Plant capacity cost
| (b) | = (a) x 0.0710599128799291
| (d) | = ((b) + (c)) / (8.76 x 38.0%)
| (g) | = (d) + (f)
| (h) | Plant Costs - 2017 IRP Update - Table 5.4 & 5.5
2017 IRP Update Oregon Wind Resource - 38% Capacity Factor
| Wind | Cost and Input Assumptions
2035 $ | 1397.0737 | Plant capacity cost |  |  |  | $/kW-yr
2017 $ | 37.5706 | Fixed O&M, plus on-going capital cost |  |  |  | $/kW-yr
2017 $ | 0.58601 | Integration Cost |  |  |  | $/MWH
2017 $ | 0 | Variable O&M |  |  |  | $/MWH
2017 $ |  | Tax Credit $/MWh |  |  |  | $/MWH
| 7.106% | Payment Factor
| 38% | Capacity Factor
Company Official Inflation Forecast Dated March 30, 2018
| 2017 | 1.8% |  | 2026 | 2.275% |  | 2035 |  | 2.055%
| 2018 | 2.002% |  | 2027 | 2.202% |  | 2036 |  | 2.034%
| 2019 | 2.302% |  | 2028 | 2.167% |  | 2037 |  | 2.015%
| 2020 | 2.657% |  | 2029 | 2.188% |  | 2038 |  | 1.998%
| 2021 | 2.634% |  | 2030 | 2.172% |  | 2039 |  | 2.009%
| 2022 | 2.519% |  | 2031 | 2.128% |  | 2040 |  | 2.017%
| 2023 | 2.386% |  | 2032 | 2.093% |  | 2041 |  | 2.039%
| 2024 | 2.339% |  | 2033 | 2.08% |  | 2042 |  | 2.062%
| 2025 | 2.312% |  | 2034 | 2.066% |  | 2043 |  | 2.089%

## Table 3 UT Wind 2036 (hidden)
Table 3
2017 IRP Update Utah Wind Resource
31% Capacity Factor
Year | Estimated Capital Cost | Fixed Capital Cost at Real Levelized Rate | Fixed O&M | Fixed Costs | Variable O&M | Tax Credit | Total Resource Cost | Total Resource Costs | Wind Integration Cost | Tax Credit
| $/kW | $/kW-yr | $/kW-yr | $/MWh | $/MWh | $/MWh | $/MWh | $/kW-yr | $/MWh
| (a) | (b) | (c) | (d) | (e) | (f) | (g) | (h) | (i)
2017 IRP Update Utah Wind Resource - 31% Capacity Factor
2016 | [9 empty] | 0
2017 |  |  | 37.5706 | 13.8351 | 0 | 0 | 13.8351 | 37.57 | 0.58601 | 0
2018 |  |  | 38.32 | 14.1111 | 0 | 0 | 14.1111 | 38.32 | 0.6 | 0
2019 |  |  | 39.2 | 14.4351 | 0 | 0 | 14.4351 | 39.2 | 0.61 | 0
2020 |  |  | 40.24 | 14.8181 | 0 | 0 | 14.8181 | 40.24 | 0.63 | 0
2021 |  |  | 41.3 | 15.2084 | 0 | 0 | 15.2084 | 41.3 | 0.65 | 0
2022 |  |  | 42.34 | 15.5914 | 0 | 0 | 15.5914 | 42.34 | 0.67 | 0
2023 |  |  | 43.35 | 15.9633 | 0 | 0 | 15.9633 | 43.35 | 0.69 | 0
2024 |  |  | 44.36 | 16.3352 | 0 | 0 | 16.3352 | 44.36 | 0.71 | 0
2025 |  |  | 45.39 | 16.7145 | 0 | 0 | 16.7145 | 45.39 | 0.73 | 0
2026 |  |  | 46.42 | 17.0938 | 0 | 0 | 17.0938 | 46.42 | 0.75 | 0
2027 |  |  | 47.44 | 17.4694 | 0 | 0 | 17.4694 | 47.44 | 0.77 | 0
2028 |  |  | 48.47 | 17.8487 | 0 | 0 | 17.8487 | 48.47 | 0.79 | 0
2029 |  |  | 49.53 | 18.2391 | 0 | 0 | 18.2391 | 49.53 | 0.81 | 0
2030 |  |  | 50.61 | 18.6368 | 0 | 0 | 18.6368 | 50.61 | 0.83 | 0
2031 |  |  | 51.69 | 19.0345 | 0 | 0 | 19.0345 | 51.69 | 0.85 | 0
2032 |  |  | 52.77 | 19.4322 | 0 | 0 | 19.4322 | 52.77 | 0.87 | 0
2033 |  |  | 53.87 | 19.8372 | 0 | 0 | 19.8372 | 53.87 | 0.89 | 0
2034 |  |  | 54.98 | 20.246 | 0 | 0 | 20.246 | 54.98 | 0.91 | 0
2035 |  |  | 56.11 | 20.6621 | 0 | 0 | 20.6621 | 56.11 | 0.93 | 0
2036 | 1369.7573 | 97.3348 | 57.25 | 56.9247 | 0 | 0 | 56.9247 | 154.58 | 0.95 | 0
2037 |  | 99.3 | 58.4 | 58.0719 | 0 | 0 | 58.0719 | 157.7 | 0.97 | 0
2038 |  | 101.28 | 59.57 | 59.2318 | 0 | 0 | 59.2318 | 160.85 | 0.99 | 0
2039 |  | 103.31 | 60.77 | 60.4213 | 0 | 0 | 60.4213 | 164.08 | 1.01 | 0
2040 |  | 105.39 | 62 | 61.6402 | 0 | 0 | 61.6402 | 167.39 | 1.03 | 0
2041 |  | 107.54 | 63.26 | 62.8959 | 0 | 0 | 62.8959 | 170.8 | 1.05 | 0
2042 |  | 109.76 | 64.56 | 64.1921 | 0 | 0 | 64.1921 | 174.32 | 1.07 | 0
Sources, Inputs and Assumptions
Source: | (c)(f) | Plant Costs - 2017 IRP Update - Table 5.4 & 5.5
| (a) | Plant capacity cost
| (b) | = (a) x 0.0710599128799291
| (d) | = ((b) + (c)) / (8.76 x 31.0%)
| (g) | = (d) + (f)
| (i) | Plant Costs - 2017 IRP Update - Table 5.4 & 5.5
2017 IRP Update Utah Wind Resource - 31% Capacity Factor
| Wind | Cost and Input Assumptions
2036 $ | 1369.7573 | Plant capacity cost |  |  |  | $/kW-yr
2017 $ | 37.5706 | Fixed O&M, plus on-going capital cost |  |  |  | $/kW-yr
2017 $ | 0.58601 | Integration Cost |  |  |  | $/MWH
2017 $ | 0 | Variable O&M |  |  |  | $/MWH
2017 $ |  | Tax Credit $/MWh |  |  |  | $/MWH
| 7.106% | Payment Factor
| 31% | Capacity Factor
Company Official Inflation Forecast Dated March 30, 2018
| 2017 | 1.8% |  | 2026 | 2.275% |  | 2035 |  | 2.055%
| 2018 | 2.002% |  | 2027 | 2.202% |  | 2036 |  | 2.034%
| 2019 | 2.302% |  | 2028 | 2.167% |  | 2037 |  | 2.015%
| 2020 | 2.657% |  | 2029 | 2.188% |  | 2038 |  | 1.998%
| 2021 | 2.634% |  | 2030 | 2.172% |  | 2039 |  | 2.009%
| 2022 | 2.519% |  | 2031 | 2.128% |  | 2040 |  | 2.017%
| 2023 | 2.386% |  | 2032 | 2.093% |  | 2041 |  | 2.039%
| 2024 | 2.339% |  | 2033 | 2.08% |  | 2042 |  | 2.062%
| 2025 | 2.312% |  | 2034 | 2.066% |  | 2043 |  | 2.089%

## Table 3 YK Solar 2030 (hidden)
Table 3
2017 IRP Yakima Solar Resource-2030
25% Capacity Factor
Year | Estimated Capital Cost | Fixed Capital Cost at Real Levelized Rate | Fixed O&M | Fixed Costs | Variable O&M | Tax Credit | Avoided Cost (before Integration Cost) | Total Resource Costs | Wind Integration Cost
| $/kW | $/kW-yr | $/kW-yr | $/MWh | $/MWh | $/MWh | $/MWh | $/kW-yr | $/MWh
| (a) | (b) | (c) | (d) | (e) | (f) | (g) | (h) | (h)
2017 IRP Yakima Solar Resource-2030 - 25% Capacity Factor
2016
2017 |  |  | 18.7418 | 8.5922 | 0 | 0 | 8.5922 | 18.74 | 0.61669 | 34.793
2018 |  |  | 19.12 | 8.7657 | 0 | 0 | 8.7657 | 19.12 | 0.63
2019 |  |  | 19.56 | 8.9674 | 0 | 0 | 8.9674 | 19.56 | 0.64
2020 |  |  | 20.08 | 9.2058 | 0 | 0 | 9.2058 | 20.08 | 0.66
2021 |  |  | 20.61 | 9.4488 | 0 | 0 | 9.4488 | 20.61 | 0.68
2022 |  |  | 21.13 | 9.6872 | 0 | 0 | 9.6872 | 21.13 | 0.7
2023 |  |  | 21.63 | 9.9164 | 0 | 0 | 9.9164 | 21.63 | 0.72
2024 |  |  | 22.14 | 10.1502 | 0 | 0 | 10.1502 | 22.14 | 0.74
2025 |  |  | 22.65 | 10.384 | 0 | 0 | 10.384 | 22.65 | 0.76
2026 |  |  | 23.17 | 10.6224 | 0 | 0 | 10.6224 | 23.17 | 0.78
2027 |  |  | 23.68 | 10.8562 | 0 | 0 | 10.8562 | 23.68 | 0.8
2028 |  |  | 24.19 | 11.09 | 0 | 0 | 11.09 | 24.19 | 0.82
2029 |  |  | 24.72 | 11.333 | 0 | 0 | 11.333 | 24.72 | 0.84
2030 | 1192.5045 | 92.0573 | 25.26 | 53.7847 | 0 | 0 | 53.7847 | 117.32 | 0.86
2031 |  | 94.02 | 25.8 | 54.9321 | 0 | 0 | 54.9321 | 119.82 | 0.88
2032 |  | 95.99 | 26.34 | 56.0828 | 0 | 0 | 56.0828 | 122.33 | 0.9
2033 |  | 97.99 | 26.89 | 57.2518 | 0 | 0 | 57.2518 | 124.88 | 0.92
2034 |  | 100.01 | 27.45 | 58.4347 | 0 | 0 | 58.4347 | 127.46 | 0.94
2035 |  | 102.06 | 28.01 | 59.6312 | 0 | 0 | 59.6312 | 130.07 | 0.96
2036 |  | 104.14 | 28.58 | 60.8461 | 0 | 0 | 60.8461 | 132.72 | 0.98
2037 |  | 106.24 | 29.16 | 62.0748 | 0 | 0 | 62.0748 | 135.4 | 1
2038 |  | 108.36 | 29.74 | 63.3126 | 0 | 0 | 63.3126 | 138.1 | 1.02
2039 |  | 110.54 | 30.34 | 64.5871 | 0 | 0 | 64.5871 | 140.88 | 1.04
2040 |  | 112.77 | 30.95 | 65.8891 | 0 | 0 | 65.8891 | 143.72 | 1.06
2041 |  | 115.07 | 31.58 | 67.2324 | 0 | 0 | 67.2324 | 146.65 | 1.08
2042 |  | 117.44 | 32.23 | 68.6169 | 0 | 0 | 68.6169 | 149.67 | 1.1
Sources, Inputs and Assumptions
Source: | (c)(f) | Plant Costs - 2017 IRP Update - Table 5.4 & 5.5
| (a) | Plant capacity cost
| (b) | = (a) x 0.0771966024070909
| (d) | = ((b) + (c)) / (8.76 x 24.9%)
| (g) | = (d) + (f)
| (h) | Plant Costs - 2017 IRP Update - Table 5.4 & 5.5
2017 IRP Yakima Solar Resource-2030 - 25% Capacity Factor
| Solar | Cost and Input Assumptions
2030 $ | 1192.5045 | Plant capacity cost |  |  |  | $/kW-yr
2017 $ | 18.7418 | Fixed O&M, plus on-going capital cost |  |  |  | $/kW-yr
2017 $ | 0.61669 | Integration Cost |  |  |  | $/MWH
2017 $ | 0 | Variable O&M |  |  |  | $/MWH
2017 $ |  | Tax Credit $/MWh |  |  |  | $/MWH
| 7.72% | Payment Factor
| 24.9% | Capacity Factor
Company Official Inflation Forecast Dated March 30, 2018
| 2017 | 1.8% |  | 2026 | 2.275% |  | 2035 |  | 2.055%
| 2018 | 2.002% |  | 2027 | 2.202% |  | 2036 |  | 2.034%
| 2019 | 2.302% |  | 2028 | 2.167% |  | 2037 |  | 2.015%
| 2020 | 2.657% |  | 2029 | 2.188% |  | 2038 |  | 1.998%
| 2021 | 2.634% |  | 2030 | 2.172% |  | 2039 |  | 2.009%
| 2022 | 2.519% |  | 2031 | 2.128% |  | 2040 |  | 2.017%
| 2023 | 2.386% |  | 2032 | 2.093% |  | 2041 |  | 2.039%
| 2024 | 2.339% |  | 2033 | 2.08% |  | 2042 |  | 2.062%
| 2025 | 2.312% |  | 2034 | 2.066% |  | 2043 |  | 2.089%

## Table 3 YK Solar 2032 (hidden)
Table 3
2017 IRP Yakima Solar Resource-2032
25% Capacity Factor
Year | Estimated Capital Cost | Fixed Capital Cost at Real Levelized Rate | Fixed O&M | Fixed Costs | Variable O&M | Tax Credit | Avoided Cost (before Integration Cost) | Total Resource Costs | Wind Integration Cost
| $/kW | $/kW-yr | $/kW-yr | $/MWh | $/MWh | $/MWh | $/MWh | $/kW-yr | $/MWh
| (a) | (b) | (c) | (d) | (e) | (f) | (g) | (h) | (h)
2017 IRP Yakima Solar Resource-2032 - 25% Capacity Factor
2016
2017 |  |  | 18.7418 | 8.5922 | 0 | 0 | 8.5922 | 18.74 | 0.61669
2018 |  |  | 19.12 | 8.7657 | 0 | 0 | 8.7657 | 19.12 | 0.63
2019 |  |  | 19.56 | 8.9674 | 0 | 0 | 8.9674 | 19.56 | 0.64
2020 |  |  | 20.08 | 9.2058 | 0 | 0 | 9.2058 | 20.08 | 0.66
2021 |  |  | 20.61 | 9.4488 | 0 | 0 | 9.4488 | 20.61 | 0.68
2022 |  |  | 21.13 | 9.6872 | 0 | 0 | 9.6872 | 21.13 | 0.7
2023 |  |  | 21.63 | 9.9164 | 0 | 0 | 9.9164 | 21.63 | 0.72
2024 |  |  | 22.14 | 10.1502 | 0 | 0 | 10.1502 | 22.14 | 0.74
2025 |  |  | 22.65 | 10.384 | 0 | 0 | 10.384 | 22.65 | 0.76
2026 |  |  | 23.17 | 10.6224 | 0 | 0 | 10.6224 | 23.17 | 0.78
2027 |  |  | 23.68 | 10.8562 | 0 | 0 | 10.8562 | 23.68 | 0.8
2028 |  |  | 24.19 | 11.09 | 0 | 0 | 11.09 | 24.19 | 0.82
2029 |  |  | 24.72 | 11.333 | 0 | 0 | 11.333 | 24.72 | 0.84
2030 |  |  | 25.26 | 11.5806 | 0 | 0 | 11.5806 | 25.26 | 0.86
2031 |  |  | 25.8 | 11.8281 | 0 | 0 | 11.8281 | 25.8 | 0.88
2032 | 1178.9487 | 91.0108 | 26.34 | 53.8001 | 0 | 0 | 53.8001 | 117.35 | 0.9
2033 |  | 92.9 | 26.89 | 54.9183 | 0 | 0 | 54.9183 | 119.79 | 0.92
2034 |  | 94.82 | 27.45 | 56.0553 | 0 | 0 | 56.0553 | 122.27 | 0.94
2035 |  | 96.77 | 28.01 | 57.206 | 0 | 0 | 57.206 | 124.78 | 0.96
2036 |  | 98.74 | 28.58 | 58.3705 | 0 | 0 | 58.3705 | 127.32 | 0.98
2037 |  | 100.73 | 29.16 | 59.5487 | 0 | 0 | 59.5487 | 129.89 | 1
2038 |  | 102.74 | 29.74 | 60.7361 | 0 | 0 | 60.7361 | 132.48 | 1.02
2039 |  | 104.8 | 30.34 | 61.9556 | 0 | 0 | 61.9556 | 135.14 | 1.04
2040 |  | 106.91 | 30.95 | 63.2026 | 0 | 0 | 63.2026 | 137.86 | 1.06
2041 |  | 109.09 | 31.58 | 64.4908 | 0 | 0 | 64.4908 | 140.67 | 1.08
2042 |  | 111.34 | 32.23 | 65.8204 | 0 | 0 | 65.8204 | 143.57 | 1.1
Sources, Inputs and Assumptions
Source: | (c)(f) | Plant Costs - 2017 IRP Update - Table 5.4 & 5.5
| (a) | Plant capacity cost
| (b) | = (a) x 0.0771966024070909
| (d) | = ((b) + (c)) / (8.76 x 24.9%)
| (g) | = (d) + (f)
| (h) | Plant Costs - 2017 IRP Update - Table 5.4 & 5.5
2017 IRP Yakima Solar Resource-2032 - 25% Capacity Factor
| Solar | Cost and Input Assumptions
2032 $ | 1178.9487 | Plant capacity cost |  |  |  | $/kW-yr
2017 $ | 18.7418 | Fixed O&M, plus on-going capital cost |  |  |  | $/kW-yr
2017 $ | 0.61669 | Integration Cost |  |  |  | $/MWH
2017 $ | 0 | Variable O&M |  |  |  | $/MWH
2017 $ |  | Tax Credit $/MWh |  |  |  | $/MWH
| 7.72% | Payment Factor
| 24.9% | Capacity Factor
Company Official Inflation Forecast Dated March 30, 2018
| 2017 | 1.8% |  | 2026 | 2.275% |  | 2035 |  | 2.055%
| 2018 | 2.002% |  | 2027 | 2.202% |  | 2036 |  | 2.034%
| 2019 | 2.302% |  | 2028 | 2.167% |  | 2037 |  | 2.015%
| 2020 | 2.657% |  | 2029 | 2.188% |  | 2038 |  | 1.998%
| 2021 | 2.634% |  | 2030 | 2.172% |  | 2039 |  | 2.009%
| 2022 | 2.519% |  | 2031 | 2.128% |  | 2040 |  | 2.017%
| 2023 | 2.386% |  | 2032 | 2.093% |  | 2041 |  | 2.039%
| 2024 | 2.339% |  | 2033 | 2.08% |  | 2042 |  | 2.062%
| 2025 | 2.312% |  | 2034 | 2.066% |  | 2043 |  | 2.089%

## Table 3 YK Solar 2033 (hidden)
Table 3
2017 IRP Yakima Solar Resource-2033
25% Capacity Factor
Year | Estimated Capital Cost | Fixed Capital Cost at Real Levelized Rate | Fixed O&M | Fixed Costs | Variable O&M | Tax Credit | Avoided Cost (before Integration Cost) | Total Resource Costs | Wind Integration Cost
| $/kW | $/kW-yr | $/kW-yr | $/MWh | $/MWh | $/MWh | $/MWh | $/kW-yr | $/MWh
| (a) | (b) | (c) | (d) | (e) | (f) | (g) | (h) | (h)
2017 IRP Yakima Solar Resource-2033 - 25% Capacity Factor
2016
2017 |  |  | 18.7418 | 8.5922 | 0 | 0 | 8.5922 | 18.74 | 0.61669
2018 |  |  | 19.12 | 8.7657 | 0 | 0 | 8.7657 | 19.12 | 0.63
2019 |  |  | 19.56 | 8.9674 | 0 | 0 | 8.9674 | 19.56 | 0.64
2020 |  |  | 20.08 | 9.2058 | 0 | 0 | 9.2058 | 20.08 | 0.66
2021 |  |  | 20.61 | 9.4488 | 0 | 0 | 9.4488 | 20.61 | 0.68
2022 |  |  | 21.13 | 9.6872 | 0 | 0 | 9.6872 | 21.13 | 0.7
2023 |  |  | 21.63 | 9.9164 | 0 | 0 | 9.9164 | 21.63 | 0.72
2024 |  |  | 22.14 | 10.1502 | 0 | 0 | 10.1502 | 22.14 | 0.74
2025 |  |  | 22.65 | 10.384 | 0 | 0 | 10.384 | 22.65 | 0.76
2026 |  |  | 23.17 | 10.6224 | 0 | 0 | 10.6224 | 23.17 | 0.78
2027 |  |  | 23.68 | 10.8562 | 0 | 0 | 10.8562 | 23.68 | 0.8
2028 |  |  | 24.19 | 11.09 | 0 | 0 | 11.09 | 24.19 | 0.82
2029 |  |  | 24.72 | 11.333 | 0 | 0 | 11.333 | 24.72 | 0.84
2030 |  |  | 25.26 | 11.5806 | 0 | 0 | 11.5806 | 25.26 | 0.86
2031 |  |  | 25.8 | 11.8281 | 0 | 0 | 11.8281 | 25.8 | 0.88
2032 |  |  | 26.34 | 12.0757 | 0 | 0 | 12.0757 | 26.34 | 0.9
2033 | 1172.2287 | 90.4921 | 26.89 | 53.8144 | 0 | 0 | 53.8144 | 117.38 | 0.92
2034 |  | 92.36 | 27.45 | 54.9275 | 0 | 0 | 54.9275 | 119.81 | 0.94
2035 |  | 94.26 | 28.01 | 56.0553 | 0 | 0 | 56.0553 | 122.27 | 0.96
2036 |  | 96.18 | 28.58 | 57.1968 | 0 | 0 | 57.1968 | 124.76 | 0.98
2037 |  | 98.12 | 29.16 | 58.3521 | 0 | 0 | 58.3521 | 127.28 | 1
2038 |  | 100.08 | 29.74 | 59.5166 | 0 | 0 | 59.5166 | 129.82 | 1.02
2039 |  | 102.09 | 30.34 | 60.7132 | 0 | 0 | 60.7132 | 132.43 | 1.04
2040 |  | 104.15 | 30.95 | 61.9372 | 0 | 0 | 61.9372 | 135.1 | 1.06
2041 |  | 106.27 | 31.58 | 63.198 | 0 | 0 | 63.198 | 137.85 | 1.08
2042 |  | 108.46 | 32.23 | 64.5 | 0 | 0 | 64.5 | 140.69 | 1.1
Sources, Inputs and Assumptions
Source: | (c)(f) | Plant Costs - 2017 IRP Update - Table 5.4 & 5.5
| (a) | Plant capacity cost
| (b) | = (a) x 0.0771966024070909
| (d) | = ((b) + (c)) / (8.76 x 24.9%)
| (g) | = (d) + (f)
| (h) | Plant Costs - 2017 IRP Update - Table 5.4 & 5.5
2017 IRP Yakima Solar Resource-2033 - 25% Capacity Factor
| Solar | Cost and Input Assumptions
2033 $ | 1172.2287 | Plant capacity cost |  |  |  | $/kW-yr
2017 $ | 18.7418 | Fixed O&M, plus on-going capital cost |  |  |  | $/kW-yr
2017 $ | 0.61669 | Integration Cost |  |  |  | $/MWH
2017 $ | 0 | Variable O&M |  |  |  | $/MWH
2017 $ |  | Tax Credit $/MWh |  |  |  | $/MWH
| 7.72% | Payment Factor
| 24.9% | Capacity Factor
Company Official Inflation Forecast Dated March 30, 2018
| 2017 | 1.8% |  | 2026 | 2.275% |  | 2035 |  | 2.055%
| 2018 | 2.002% |  | 2027 | 2.202% |  | 2036 |  | 2.034%
| 2019 | 2.302% |  | 2028 | 2.167% |  | 2037 |  | 2.015%
| 2020 | 2.657% |  | 2029 | 2.188% |  | 2038 |  | 1.998%
| 2021 | 2.634% |  | 2030 | 2.172% |  | 2039 |  | 2.009%
| 2022 | 2.519% |  | 2031 | 2.128% |  | 2040 |  | 2.017%
| 2023 | 2.386% |  | 2032 | 2.093% |  | 2041 |  | 2.039%
| 2024 | 2.339% |  | 2033 | 2.08% |  | 2042 |  | 2.062%
| 2025 | 2.312% |  | 2034 | 2.066% |  | 2043 |  | 2.089%

## Table 3 UT Solar 2033 ST (hidden)
Table 3
2017 IRP Update Utah Solar Resource-2033
31% Capacity Factor
Year | Estimated Capital Cost | Fixed Capital Cost at Real Levelized Rate | Fixed O&M | Fixed Costs | Variable O&M | Tax Credit | Total Resource Costs | Total Resource Costs | Wind Integration Cost
| $/kW | $/kW-yr | $/kW-yr | $/MWh | $/MWh | $/MWh | $/MWh | $/kW-yr | $/MWh
| (a) | (b) | (c) | (d) | (e) | (f) | (g) | (h) | (h)
2017 IRP Update Utah Solar Resource-2033 - 31% Capacity Factor
2016
2017 |  | 0 | 19.6918 | 7.228 | 0 | 0 | 7.228 | 19.69 | 0.61669
2018 |  | 0 | 20.09 | 7.3742 | 0 | 0 | 7.3742 | 20.09 | 0.63
2019 |  | 0 | 20.55 | 7.5431 | 0 | 0 | 7.5431 | 20.55 | 0.64
2020 |  | 0 | 21.1 | 7.7449 | 0 | 0 | 7.7449 | 21.1 | 0.66
2021 |  | 0 | 21.66 | 7.9505 | 0 | 0 | 7.9505 | 21.66 | 0.68
2022 |  | 0 | 22.21 | 8.1524 | 0 | 0 | 8.1524 | 22.21 | 0.7
2023 |  | 0 | 22.74 | 8.3469 | 0 | 0 | 8.3469 | 22.74 | 0.72
2024 |  | 0 | 23.27 | 8.5415 | 0 | 0 | 8.5415 | 23.27 | 0.74
2025 |  | 0 | 23.81 | 8.7397 | 0 | 0 | 8.7397 | 23.81 | 0.76
2026 |  | 0 | 24.35 | 8.9379 | 0 | 0 | 8.9379 | 24.35 | 0.78
2027 |  | 0 | 24.89 | 9.1361 | 0 | 0 | 9.1361 | 24.89 | 0.8
2028 |  | 0 | 25.43 | 9.3343 | 0 | 0 | 9.3343 | 25.43 | 0.82
2029 |  | 0 | 25.99 | 9.5399 | 0 | 0 | 9.5399 | 25.99 | 0.84
2030 |  | 0 | 26.55 | 9.7454 | 0 | 0 | 9.7454 | 26.55 | 0.86
2031 |  | 0 | 27.12 | 9.9546 | 0 | 0 | 9.9546 | 27.12 | 0.88
2032 |  | 0 | 27.69 | 10.1639 | 0 | 0 | 10.1639 | 27.69 | 0.9
2033 | 1165.8806 | 90.002 | 28.27 | 43.4128 | 0 | 0 | 43.4128 | 118.27 | 0.92
2034 |  | 91.86 | 28.85 | 44.3077 | 0 | 0 | 44.3077 | 120.71 | 0.94
2035 |  | 93.75 | 29.44 | 45.218 | 0 | 0 | 45.218 | 123.19 | 0.96
2036 |  | 95.66 | 30.04 | 46.1393 | 0 | 0 | 46.1393 | 125.7 | 0.98
2037 |  | 97.59 | 30.65 | 47.0716 | 0 | 0 | 47.0716 | 128.24 | 1
2038 |  | 99.54 | 31.26 | 48.0113 | 0 | 0 | 48.0113 | 130.8 | 1.02
2039 |  | 101.54 | 31.89 | 48.9766 | 0 | 0 | 48.9766 | 133.43 | 1.04
2040 |  | 103.59 | 32.53 | 49.964 | 0 | 0 | 49.964 | 136.12 | 1.06
2041 |  | 105.7 | 33.19 | 50.9808 | 0 | 0 | 50.9808 | 138.89 | 1.08
2042 |  | 107.88 | 33.87 | 52.0306 | 0 | 0 | 52.0306 | 141.75 | 1.1
Sources, Inputs and Assumptions
Source: | (c)(f) | Plant Costs - 2017 IRP Update - Table 5.4 & 5.5
| (a) | Plant capacity cost
| (b) | = (a) x 0.0771966024070909
| (d) | = ((b) + (c)) / (8.76 x 31.1%)
| (g) | = (d) + (f)
| (h) | Plant Costs - 2017 IRP Update - Table 5.4 & 5.5
2017 IRP Update Utah Solar Resource-2033 - 31% Capacity Factor
| Wind | Cost and Input Assumptions
2033 $ | 1165.8806 | Plant capacity cost |  |  |  | $/kW-yr
2017 $ | 19.6918 | Fixed O&M, plus on-going capital cost |  |  |  | $/kW-yr
2017 $ | 0.61669 | Integration Cost |  |  |  | $/MWH
2017 $ | 0 | Variable O&M |  |  |  | $/MWH
2017 $ |  | Tax Credit $/MWh |  |  |  | $/MWH
| 7.72% | Payment Factor
| 31.1% | Capacity Factor
Company Official Inflation Forecast Dated March 30, 2018
| 2017 | 1.8% |  | 2026 | 2.275% |  | 2035 |  | 2.055%
| 2018 | 2.002% |  | 2027 | 2.202% |  | 2036 |  | 2.034%
| 2019 | 2.302% |  | 2028 | 2.167% |  | 2037 |  | 2.015%
| 2020 | 2.657% |  | 2029 | 2.188% |  | 2038 |  | 1.998%
| 2021 | 2.634% |  | 2030 | 2.172% |  | 2039 |  | 2.009%
| 2022 | 2.519% |  | 2031 | 2.128% |  | 2040 |  | 2.017%
| 2023 | 2.386% |  | 2032 | 2.093% |  | 2041 |  | 2.039%
| 2024 | 2.339% |  | 2033 | 2.08% |  | 2042 |  | 2.062%
| 2025 | 2.312% |  | 2034 | 2.066% |  | 2043 |  | 2.089%

## Table 3 UT Solar 2035 ST (hidden)
Table 3
2017 IRP Update Utah Solar Resource-2033
31% Capacity Factor
Year | Estimated Capital Cost | Fixed Capital Cost at Real Levelized Rate | Fixed O&M | Fixed Costs | Variable O&M | Tax Credit | Total Resource Costs | Total Resource Costs | Wind Integration Cost
| $/kW | $/kW-yr | $/kW-yr | $/MWh | $/MWh | $/MWh | $/MWh | $/kW-yr | $/MWh
| (a) | (b) | (c) | (d) | (e) | (f) | (g) | (h) | (h)
2017 IRP Update Utah Solar Resource-2033 - 31% Capacity Factor
2016
2017 |  | 0 | 19.6918 | 7.228 | 0 | 0 | 7.228 | 19.69 | 0.61669
2018 |  | 0 | 20.09 | 7.3742 | 0 | 0 | 7.3742 | 20.09 | 0.63
2019 |  | 0 | 20.55 | 7.5431 | 0 | 0 | 7.5431 | 20.55 | 0.64
2020 |  | 0 | 21.1 | 7.7449 | 0 | 0 | 7.7449 | 21.1 | 0.66
2021 |  | 0 | 21.66 | 7.9505 | 0 | 0 | 7.9505 | 21.66 | 0.68
2022 |  | 0 | 22.21 | 8.1524 | 0 | 0 | 8.1524 | 22.21 | 0.7
2023 |  | 0 | 22.74 | 8.3469 | 0 | 0 | 8.3469 | 22.74 | 0.72
2024 |  | 0 | 23.27 | 8.5415 | 0 | 0 | 8.5415 | 23.27 | 0.74
2025 |  | 0 | 23.81 | 8.7397 | 0 | 0 | 8.7397 | 23.81 | 0.76
2026 |  | 0 | 24.35 | 8.9379 | 0 | 0 | 8.9379 | 24.35 | 0.78
2027 |  | 0 | 24.89 | 9.1361 | 0 | 0 | 9.1361 | 24.89 | 0.8
2028 |  | 0 | 25.43 | 9.3343 | 0 | 0 | 9.3343 | 25.43 | 0.82
2029 |  | 0 | 25.99 | 9.5399 | 0 | 0 | 9.5399 | 25.99 | 0.84
2030 |  | 0 | 26.55 | 9.7454 | 0 | 0 | 9.7454 | 26.55 | 0.86
2031 |  | 0 | 27.12 | 9.9546 | 0 | 0 | 9.9546 | 27.12 | 0.88
2032 |  | 0 | 27.69 | 10.1639 | 0 | 0 | 10.1639 | 27.69 | 0.9
2033 |  | 0 | 28.27 | 10.3767 | 0 | 0 | 10.3767 | 28.27 | 0.92
2034 |  | 0 | 28.85 | 10.5896 | 0 | 0 | 10.5896 | 28.85 | 0.94
2035 | 1152.6274 | 88.9789 | 29.44 | 43.4667 | 0 | 0 | 43.4667 | 118.42 | 0.96
2036 |  | 90.79 | 30.04 | 44.3517 | 0 | 0 | 44.3517 | 120.83 | 0.98
2037 |  | 92.62 | 30.65 | 45.2473 | 0 | 0 | 45.2473 | 123.27 | 1
2038 |  | 94.47 | 31.26 | 46.1503 | 0 | 0 | 46.1503 | 125.73 | 1.02
2039 |  | 96.37 | 31.89 | 47.0789 | 0 | 0 | 47.0789 | 128.26 | 1.04
2040 |  | 98.31 | 32.53 | 48.026 | 0 | 0 | 48.026 | 130.84 | 1.06
2041 |  | 100.31 | 33.19 | 49.0023 | 0 | 0 | 49.0023 | 133.5 | 1.08
2042 |  | 102.38 | 33.87 | 50.0117 | 0 | 0 | 50.0117 | 136.25 | 1.1
Sources, Inputs and Assumptions
Source: | (c)(f) | Plant Costs - 2017 IRP Update - Table 5.4 & 5.5
| (a) | Plant capacity cost
| (b) | = (a) x 0.0771966024070909
| (d) | = ((b) + (c)) / (8.76 x 31.1%)
| (g) | = (d) + (f)
| (h) | Plant Costs - 2017 IRP Update - Table 5.4 & 5.5
2017 IRP Update Utah Solar Resource-2033 - 31% Capacity Factor
| Wind | Cost and Input Assumptions
2033 $ | 1152.6274 | Plant capacity cost |  |  |  | $/kW-yr
2017 $ | 19.6918 | Fixed O&M, plus on-going capital cost |  |  |  | $/kW-yr
2017 $ | 0.61669 | Integration Cost |  |  |  | $/MWH
2017 $ | 0 | Variable O&M |  |  |  | $/MWH
2017 $ |  | Tax Credit $/MWh |  |  |  | $/MWH
| 7.72% | Payment Factor
| 31.1% | Capacity Factor
Company Official Inflation Forecast Dated March 30, 2018
| 2017 | 1.8% |  | 2026 | 2.275% |  | 2035 |  | 2.055%
| 2018 | 2.002% |  | 2027 | 2.202% |  | 2036 |  | 2.034%
| 2019 | 2.302% |  | 2028 | 2.167% |  | 2037 |  | 2.015%
| 2020 | 2.657% |  | 2029 | 2.188% |  | 2038 |  | 1.998%
| 2021 | 2.634% |  | 2030 | 2.172% |  | 2039 |  | 2.009%
| 2022 | 2.519% |  | 2031 | 2.128% |  | 2040 |  | 2.017%
| 2023 | 2.386% |  | 2032 | 2.093% |  | 2041 |  | 2.039%
| 2024 | 2.339% |  | 2033 | 2.08% |  | 2042 |  | 2.062%
| 2025 | 2.312% |  | 2034 | 2.066% |  | 2043 |  | 2.089%

## Table 3 UT Solar 2035 FT (hidden)
Table 3
2017 IRP Update Utah Solar Resource-2035
27% Capacity Factor
Year | Estimated Capital Cost | Fixed Capital Cost at Real Levelized Rate | Fixed O&M | Fixed Costs | Variable O&M | Tax Credit | Total Resource Costs | Total Resource Costs | Wind Integration Cost
| $/kW | $/kW-yr | $/kW-yr | $/MWh | $/MWh | $/MWh | $/MWh | $/kW-yr | $/MWh
| (a) | (b) | (c) | (d) | (e) | (f) | (g) | (h) | (h)
2017 IRP Update Utah Solar Resource-2035 - 27% Capacity Factor
2016
2017 |  | 0 | 18.718 | 7.973 | 0 | 0 | 7.973 | 18.72 | 0.61669
2018 |  | 0 | 19.09 | 8.1314 | 0 | 0 | 8.1314 | 19.09 | 0.63
2019 |  | 0 | 19.53 | 8.3189 | 0 | 0 | 8.3189 | 19.53 | 0.64
2020 |  | 0 | 20.05 | 8.5403 | 0 | 0 | 8.5403 | 20.05 | 0.66
2021 |  | 0 | 20.58 | 8.7661 | 0 | 0 | 8.7661 | 20.58 | 0.68
2022 |  | 0 | 21.1 | 8.9876 | 0 | 0 | 8.9876 | 21.1 | 0.7
2023 |  | 0 | 21.6 | 9.2006 | 0 | 0 | 9.2006 | 21.6 | 0.72
2024 |  | 0 | 22.11 | 9.4178 | 0 | 0 | 9.4178 | 22.11 | 0.74
2025 |  | 0 | 22.62 | 9.635 | 0 | 0 | 9.635 | 22.62 | 0.76
2026 |  | 0 | 23.13 | 9.8523 | 0 | 0 | 9.8523 | 23.13 | 0.78
2027 |  | 0 | 23.64 | 10.0695 | 0 | 0 | 10.0695 | 23.64 | 0.8
2028 |  | 0 | 24.15 | 10.2868 | 0 | 0 | 10.2868 | 24.15 | 0.82
2029 |  | 0 | 24.68 | 10.5125 | 0 | 0 | 10.5125 | 24.68 | 0.84
2030 |  | 0 | 25.22 | 10.7425 | 0 | 0 | 10.7425 | 25.22 | 0.86
2031 |  | 0 | 25.76 | 10.9725 | 0 | 0 | 10.9725 | 25.76 | 0.88
2032 |  | 0 | 26.3 | 11.2025 | 0 | 0 | 11.2025 | 26.3 | 0.9
2033 |  | 0 | 26.85 | 11.4368 | 0 | 0 | 11.4368 | 26.85 | 0.92
2034 |  | 0 | 27.4 | 11.6711 | 0 | 0 | 11.6711 | 27.4 | 0.94
2035 | 1129.0663 | 87.1601 | 27.96 | 49.0357 | 0 | 0 | 49.0357 | 115.12 | 0.96
2036 |  | 88.93 | 28.53 | 50.0324 | 0 | 0 | 50.0324 | 117.46 | 0.98
2037 |  | 90.72 | 29.1 | 51.0376 | 0 | 0 | 51.0376 | 119.82 | 1
2038 |  | 92.53 | 29.68 | 52.0556 | 0 | 0 | 52.0556 | 122.21 | 1.02
2039 |  | 94.39 | 30.28 | 53.1035 | 0 | 0 | 53.1035 | 124.67 | 1.04
2040 |  | 96.29 | 30.89 | 54.1726 | 0 | 0 | 54.1726 | 127.18 | 1.06
2041 |  | 98.25 | 31.52 | 55.2758 | 0 | 0 | 55.2758 | 129.77 | 1.08
2042 |  | 100.28 | 32.17 | 56.4174 | 0 | 0 | 56.4174 | 132.45 | 1.1
Sources, Inputs and Assumptions
Source: | (c)(f) | Plant Costs - 2017 IRP Update - Table 5.4 & 5.5
| (a) | Plant capacity cost
| (b) | = (a) x 0.0771966024070909
| (d) | = ((b) + (c)) / (8.76 x 26.8%)
| (g) | = (d) + (f)
| (h) | Plant Costs - 2017 IRP Update - Table 5.4 & 5.5
2017 IRP Update Utah Solar Resource-2035 - 27% Capacity Factor
| Wind | Cost and Input Assumptions
2035 $ | 1129.0663 | Plant capacity cost |  |  |  | $/kW-yr
2017 $ | 18.718 | Fixed O&M, plus on-going capital cost |  |  |  | $/kW-yr
2017 $ | 0.61669 | Integration Cost |  |  |  | $/MWH
2017 $ | 0 | Variable O&M |  |  |  | $/MWH
2017 $ |  | Tax Credit $/MWh |  |  |  | $/MWH
| 7.72% | Payment Factor
| 26.8% | Capacity Factor
Company Official Inflation Forecast Dated March 30, 2018
| 2017 | 1.8% |  | 2026 | 2.275% |  | 2035 |  | 2.055%
| 2018 | 2.002% |  | 2027 | 2.202% |  | 2036 |  | 2.034%
| 2019 | 2.302% |  | 2028 | 2.167% |  | 2037 |  | 2.015%
| 2020 | 2.657% |  | 2029 | 2.188% |  | 2038 |  | 1.998%
| 2021 | 2.634% |  | 2030 | 2.172% |  | 2039 |  | 2.009%
| 2022 | 2.519% |  | 2031 | 2.128% |  | 2040 |  | 2.017%
| 2023 | 2.386% |  | 2032 | 2.093% |  | 2041 |  | 2.039%
| 2024 | 2.339% |  | 2033 | 2.08% |  | 2042 |  | 2.062%
| 2025 | 2.312% |  | 2034 | 2.066% |  | 2043 |  | 2.089%

## Table 3 OR Solar 2030 (hidden)
Table 3
2017 IRP Oregon Solar Resource-2030
29% Capacity Factor
Year | Estimated Capital Cost | Fixed Capital Cost at Real Levelized Rate | Fixed O&M | Fixed Costs | Variable O&M | Tax Credit | Avoided Cost (before Integration Cost) | Total Resource Costs | Wind Integration Cost
| $/kW | $/kW-yr | $/kW-yr | $/MWh | $/MWh | $/MWh | $/MWh | $/kW-yr | $/MWh
| (a) | (b) | (c) | (d) | (e) | (f) | (g) | (h) | (h)
2017 IRP Oregon Solar Resource-2030 - 29% Capacity Factor
2016
2017 |  |  | 19.7203 | 7.8166 | 0 | 0 | 7.8166 | 19.72 | 0.61669
2018 |  |  | 20.12 | 7.975 | 0 | 0 | 7.975 | 20.12 | 0.63
2019 |  |  | 20.58 | 8.1573 | 0 | 0 | 8.1573 | 20.58 | 0.64
2020 |  |  | 21.13 | 8.3753 | 0 | 0 | 8.3753 | 21.13 | 0.66
2021 |  |  | 21.69 | 8.5973 | 0 | 0 | 8.5973 | 21.69 | 0.68
2022 |  |  | 22.24 | 8.8153 | 0 | 0 | 8.8153 | 22.24 | 0.7
2023 |  |  | 22.77 | 9.0254 | 0 | 0 | 9.0254 | 22.77 | 0.72
2024 |  |  | 23.3 | 9.2355 | 0 | 0 | 9.2355 | 23.3 | 0.74
2025 |  |  | 23.84 | 9.4495 | 0 | 0 | 9.4495 | 23.84 | 0.76
2026 |  |  | 24.38 | 9.6636 | 0 | 0 | 9.6636 | 24.38 | 0.78
2027 |  |  | 24.92 | 9.8776 | 0 | 0 | 9.8776 | 24.92 | 0.8
2028 |  |  | 25.46 | 10.0916 | 0 | 0 | 10.0916 | 25.46 | 0.82
2029 |  |  | 26.02 | 10.3136 | 0 | 0 | 10.3136 | 26.02 | 0.84
2030 | 1215.4109 | 93.8256 | 26.59 | 47.7294 | 0 | 0 | 47.7294 | 120.42 | 0.86
2031 |  | 95.82 | 27.16 | 48.7459 | 0 | 0 | 48.7459 | 122.98 | 0.88
2032 |  | 97.83 | 27.73 | 49.7685 | 0 | 0 | 49.7685 | 125.56 | 0.9
2033 |  | 99.87 | 28.31 | 50.807 | 0 | 0 | 50.807 | 128.18 | 0.92
2034 |  | 101.93 | 28.89 | 51.8534 | 0 | 0 | 51.8534 | 130.82 | 0.94
2035 |  | 104.02 | 29.48 | 52.9157 | 0 | 0 | 52.9157 | 133.5 | 0.96
2036 |  | 106.14 | 30.08 | 53.9938 | 0 | 0 | 53.9938 | 136.22 | 0.98
2037 |  | 108.28 | 30.69 | 55.0839 | 0 | 0 | 55.0839 | 138.97 | 1
2038 |  | 110.44 | 31.3 | 56.1818 | 0 | 0 | 56.1818 | 141.74 | 1.02
2039 |  | 112.66 | 31.93 | 57.3115 | 0 | 0 | 57.3115 | 144.59 | 1.04
2040 |  | 114.93 | 32.57 | 58.4649 | 0 | 0 | 58.4649 | 147.5 | 1.06
2041 |  | 117.27 | 33.23 | 59.654 | 0 | 0 | 59.654 | 150.5 | 1.08
2042 |  | 119.69 | 33.92 | 60.8868 | 0 | 0 | 60.8868 | 153.61 | 1.1
Sources, Inputs and Assumptions
Source: | (c)(f) | Plant Costs - 2017 IRP Update - Table 5.4 & 5.5
| (a) | Plant capacity cost
| (b) | = (a) x 0.0771966024070909
| (d) | = ((b) + (c)) / (8.76 x 28.8%)
| (g) | = (d) + (f)
| (h) | Plant Costs - 2017 IRP Update - Table 5.4 & 5.5
2017 IRP Oregon Solar Resource-2030 - 29% Capacity Factor
| Solar | Cost and Input Assumptions
2030 $ | 1215.4109 | Plant capacity cost |  |  |  | $/kW-yr
2017 $ | 19.7203 | Fixed O&M, plus on-going capital cost |  |  |  | $/kW-yr
2017 $ | 0.61669 | Integration Cost |  |  |  | $/MWH
2017 $ | 0 | Variable O&M |  |  |  | $/MWH
2017 $ |  | Tax Credit $/MWh |  |  |  | $/MWH
| 7.72% | Payment Factor
| 28.8% | Capacity Factor
Company Official Inflation Forecast Dated March 30, 2018
| 2017 | 1.8% |  | 2026 | 2.275% |  | 2035 |  | 2.055%
| 2018 | 2.002% |  | 2027 | 2.202% |  | 2036 |  | 2.034%
| 2019 | 2.302% |  | 2028 | 2.167% |  | 2037 |  | 2.015%
| 2020 | 2.657% |  | 2029 | 2.188% |  | 2038 |  | 1.998%
| 2021 | 2.634% |  | 2030 | 2.172% |  | 2039 |  | 2.009%
| 2022 | 2.519% |  | 2031 | 2.128% |  | 2040 |  | 2.017%
| 2023 | 2.386% |  | 2032 | 2.093% |  | 2041 |  | 2.039%
| 2024 | 2.339% |  | 2033 | 2.08% |  | 2042 |  | 2.062%
| 2025 | 2.312% |  | 2034 | 2.066% |  | 2043 |  | 2.089%

## Table 3 OR Solar 2031 (hidden)
Table 3
2017 IRP Oregon Solar Resource-2031
29% Capacity Factor
Year | Estimated Capital Cost | Fixed Capital Cost at Real Levelized Rate | Fixed O&M | Fixed Costs | Variable O&M | Tax Credit | Avoided Cost (before Integration Cost) | Total Resource Costs | Wind Integration Cost
| $/kW | $/kW-yr | $/kW-yr | $/MWh | $/MWh | $/MWh | $/MWh | $/kW-yr | $/MWh
| (a) | (b) | (c) | (d) | (e) | (f) | (g) | (h) | (h)
2017 IRP Oregon Solar Resource-2031 - 29% Capacity Factor
2016
2017 |  |  | 19.7203 | 7.8166 | 0 | 0 | 7.8166 | 19.72 | 0.61669
2018 |  |  | 20.12 | 7.975 | 0 | 0 | 7.975 | 20.12 | 0.63
2019 |  |  | 20.58 | 8.1573 | 0 | 0 | 8.1573 | 20.58 | 0.64
2020 |  |  | 21.13 | 8.3753 | 0 | 0 | 8.3753 | 21.13 | 0.66
2021 |  |  | 21.69 | 8.5973 | 0 | 0 | 8.5973 | 21.69 | 0.68
2022 |  |  | 22.24 | 8.8153 | 0 | 0 | 8.8153 | 22.24 | 0.7
2023 |  |  | 22.77 | 9.0254 | 0 | 0 | 9.0254 | 22.77 | 0.72
2024 |  |  | 23.3 | 9.2355 | 0 | 0 | 9.2355 | 23.3 | 0.74
2025 |  |  | 23.84 | 9.4495 | 0 | 0 | 9.4495 | 23.84 | 0.76
2026 |  |  | 24.38 | 9.6636 | 0 | 0 | 9.6636 | 24.38 | 0.78
2027 |  |  | 24.92 | 9.8776 | 0 | 0 | 9.8776 | 24.92 | 0.8
2028 |  |  | 25.46 | 10.0916 | 0 | 0 | 10.0916 | 25.46 | 0.82
2029 |  |  | 26.02 | 10.3136 | 0 | 0 | 10.3136 | 26.02 | 0.84
2030 |  |  | 26.59 | 10.5395 | 0 | 0 | 10.5395 | 26.59 | 0.86
2031 | 1208.483 | 93.2908 | 27.16 | 47.7434 | 0 | 0 | 47.7434 | 120.45 | 0.88
2032 |  | 95.24 | 27.73 | 48.7419 | 0 | 0 | 48.7419 | 122.97 | 0.9
2033 |  | 97.22 | 28.31 | 49.7566 | 0 | 0 | 49.7566 | 125.53 | 0.92
2034 |  | 99.23 | 28.89 | 50.7832 | 0 | 0 | 50.7832 | 128.12 | 0.94
2035 |  | 101.27 | 29.48 | 51.8257 | 0 | 0 | 51.8257 | 130.75 | 0.96
2036 |  | 103.33 | 30.08 | 52.88 | 0 | 0 | 52.88 | 133.41 | 0.98
2037 |  | 105.41 | 30.69 | 53.9463 | 0 | 0 | 53.9463 | 136.1 | 1
2038 |  | 107.52 | 31.3 | 55.0244 | 0 | 0 | 55.0244 | 138.82 | 1.02
2039 |  | 109.68 | 31.93 | 56.1303 | 0 | 0 | 56.1303 | 141.61 | 1.04
2040 |  | 111.89 | 32.57 | 57.26 | 0 | 0 | 57.26 | 144.46 | 1.06
2041 |  | 114.17 | 33.23 | 58.4253 | 0 | 0 | 58.4253 | 147.4 | 1.08
2042 |  | 116.52 | 33.92 | 59.6303 | 0 | 0 | 59.6303 | 150.44 | 1.1
Sources, Inputs and Assumptions
Source: | (c)(f) | Plant Costs - 2017 IRP Update - Table 5.4 & 5.5
| (a) | Plant capacity cost
| (b) | = (a) x 0.0771966024070909
| (d) | = ((b) + (c)) / (8.76 x 28.8%)
| (g) | = (d) + (f)
| (h) | Plant Costs - 2017 IRP Update - Table 5.4 & 5.5
2017 IRP Oregon Solar Resource-2031 - 29% Capacity Factor
| Solar | Cost and Input Assumptions
2031 $ | 1208.483 | Plant capacity cost |  |  |  | $/kW-yr
2017 $ | 19.7203 | Fixed O&M, plus on-going capital cost |  |  |  | $/kW-yr
2017 $ | 0.61669 | Integration Cost |  |  |  | $/MWH
2017 $ | 0 | Variable O&M |  |  |  | $/MWH
2017 $ |  | Tax Credit $/MWh |  |  |  | $/MWH
| 7.72% | Payment Factor
| 28.8% | Capacity Factor
Company Official Inflation Forecast Dated March 30, 2018
| 2017 | 1.8% |  | 2026 | 2.275% |  | 2035 |  | 2.055%
| 2018 | 2.002% |  | 2027 | 2.202% |  | 2036 |  | 2.034%
| 2019 | 2.302% |  | 2028 | 2.167% |  | 2037 |  | 2.015%
| 2020 | 2.657% |  | 2029 | 2.188% |  | 2038 |  | 1.998%
| 2021 | 2.634% |  | 2030 | 2.172% |  | 2039 |  | 2.009%
| 2022 | 2.519% |  | 2031 | 2.128% |  | 2040 |  | 2.017%
| 2023 | 2.386% |  | 2032 | 2.093% |  | 2041 |  | 2.039%
| 2024 | 2.339% |  | 2033 | 2.08% |  | 2042 |  | 2.062%
| 2025 | 2.312% |  | 2034 | 2.066% |  | 2043 |  | 2.089%

## Table 3 OR Solar 2032 (hidden)
Table 3
2017 IRP Oregon Solar Resource-2031
29% Capacity Factor
Year | Estimated Capital Cost | Fixed Capital Cost at Real Levelized Rate | Fixed O&M | Fixed Costs | Variable O&M | Tax Credit | Avoided Cost (before Integration Cost) | Total Resource Costs | Wind Integration Cost
| $/kW | $/kW-yr | $/kW-yr | $/MWh | $/MWh | $/MWh | $/MWh | $/kW-yr | $/MWh
| (a) | (b) | (c) | (d) | (e) | (f) | (g) | (h) | (h)
2017 IRP Oregon Solar Resource-2031 - 29% Capacity Factor
2016
2017 |  |  | 19.7203 | 7.8166 | 0 | 0 | 7.8166 | 19.72 | 0.61669
2018 |  |  | 20.12 | 7.975 | 0 | 0 | 7.975 | 20.12 | 0.63
2019 |  |  | 20.58 | 8.1573 | 0 | 0 | 8.1573 | 20.58 | 0.64
2020 |  |  | 21.13 | 8.3753 | 0 | 0 | 8.3753 | 21.13 | 0.66
2021 |  |  | 21.69 | 8.5973 | 0 | 0 | 8.5973 | 21.69 | 0.68
2022 |  |  | 22.24 | 8.8153 | 0 | 0 | 8.8153 | 22.24 | 0.7
2023 |  |  | 22.77 | 9.0254 | 0 | 0 | 9.0254 | 22.77 | 0.72
2024 |  |  | 23.3 | 9.2355 | 0 | 0 | 9.2355 | 23.3 | 0.74
2025 |  |  | 23.84 | 9.4495 | 0 | 0 | 9.4495 | 23.84 | 0.76
2026 |  |  | 24.38 | 9.6636 | 0 | 0 | 9.6636 | 24.38 | 0.78
2027 |  |  | 24.92 | 9.8776 | 0 | 0 | 9.8776 | 24.92 | 0.8
2028 |  |  | 25.46 | 10.0916 | 0 | 0 | 10.0916 | 25.46 | 0.82
2029 |  |  | 26.02 | 10.3136 | 0 | 0 | 10.3136 | 26.02 | 0.84
2030 |  |  | 26.59 | 10.5395 | 0 | 0 | 10.5395 | 26.59 | 0.86
2031 |  |  | 27.16 | 10.7655 | 0 | 0 | 10.7655 | 27.16 | 0.88
2032 | 1201.5947 | 92.759 | 27.73 | 47.7585 | 0 | 0 | 47.7585 | 120.49 | 0.9
2033 |  | 94.69 | 28.31 | 48.7538 | 0 | 0 | 48.7538 | 123 | 0.92
2034 |  | 96.65 | 28.89 | 49.7606 | 0 | 0 | 49.7606 | 125.54 | 0.94
2035 |  | 98.64 | 29.48 | 50.7832 | 0 | 0 | 50.7832 | 128.12 | 0.96
2036 |  | 100.65 | 30.08 | 51.8178 | 0 | 0 | 51.8178 | 130.73 | 0.98
2037 |  | 102.68 | 30.69 | 52.8642 | 0 | 0 | 52.8642 | 133.37 | 1
2038 |  | 104.73 | 31.3 | 53.9185 | 0 | 0 | 53.9185 | 136.03 | 1.02
2039 |  | 106.83 | 31.93 | 55.0006 | 0 | 0 | 55.0006 | 138.76 | 1.04
2040 |  | 108.98 | 32.57 | 56.1065 | 0 | 0 | 56.1065 | 141.55 | 1.06
2041 |  | 111.2 | 33.23 | 57.2481 | 0 | 0 | 57.2481 | 144.43 | 1.08
2042 |  | 113.49 | 33.92 | 58.4293 | 0 | 0 | 58.4293 | 147.41 | 1.1
Sources, Inputs and Assumptions
Source: | (c)(f) | Plant Costs - 2017 IRP Update - Table 5.4 & 5.5
| (a) | Plant capacity cost
| (b) | = (a) x 0.0771966024070909
| (d) | = ((b) + (c)) / (8.76 x 28.8%)
| (g) | = (d) + (f)
| (h) | Plant Costs - 2017 IRP Update - Table 5.4 & 5.5
2017 IRP Oregon Solar Resource-2031 - 29% Capacity Factor
| Solar | Cost and Input Assumptions
2032 $ | 1201.5947 | Plant capacity cost |  |  |  | $/kW-yr
2017 $ | 19.7203 | Fixed O&M, plus on-going capital cost |  |  |  | $/kW-yr
2017 $ | 0.61669 | Integration Cost |  |  |  | $/MWH
2017 $ | 0 | Variable O&M |  |  |  | $/MWH
2017 $ |  | Tax Credit $/MWh |  |  |  | $/MWH
| 7.72% | Payment Factor
| 28.8% | Capacity Factor
Company Official Inflation Forecast Dated March 30, 2018
| 2017 | 1.8% |  | 2026 | 2.275% |  | 2035 |  | 2.055%
| 2018 | 2.002% |  | 2027 | 2.202% |  | 2036 |  | 2.034%
| 2019 | 2.302% |  | 2028 | 2.167% |  | 2037 |  | 2.015%
| 2020 | 2.657% |  | 2029 | 2.188% |  | 2038 |  | 1.998%
| 2021 | 2.634% |  | 2030 | 2.172% |  | 2039 |  | 2.009%
| 2022 | 2.519% |  | 2031 | 2.128% |  | 2040 |  | 2.017%
| 2023 | 2.386% |  | 2032 | 2.093% |  | 2041 |  | 2.039%
| 2024 | 2.339% |  | 2033 | 2.08% |  | 2042 |  | 2.062%
| 2025 | 2.312% |  | 2034 | 2.066% |  | 2043 |  | 2.089%

## Table 3 OR Solar 2033 (hidden)
Table 3
2017 IRP Oregon Solar Resource-2031
29% Capacity Factor
Year | Estimated Capital Cost | Fixed Capital Cost at Real Levelized Rate | Fixed O&M | Fixed Costs | Variable O&M | Tax Credit | Avoided Cost (before Integration Cost) | Total Resource Costs | Wind Integration Cost
| $/kW | $/kW-yr | $/kW-yr | $/MWh | $/MWh | $/MWh | $/MWh | $/kW-yr | $/MWh
| (a) | (b) | (c) | (d) | (e) | (f) | (g) | (h) | (h)
2017 IRP Oregon Solar Resource-2031 - 29% Capacity Factor
2016
2017 |  |  | 19.7203 | 7.8166 | 0 | 0 | 7.8166 | 19.72 | 0.61669
2018 |  |  | 20.12 | 7.975 | 0 | 0 | 7.975 | 20.12 | 0.63
2019 |  |  | 20.58 | 8.1573 | 0 | 0 | 8.1573 | 20.58 | 0.64
2020 |  |  | 21.13 | 8.3753 | 0 | 0 | 8.3753 | 21.13 | 0.66
2021 |  |  | 21.69 | 8.5973 | 0 | 0 | 8.5973 | 21.69 | 0.68
2022 |  |  | 22.24 | 8.8153 | 0 | 0 | 8.8153 | 22.24 | 0.7
2023 |  |  | 22.77 | 9.0254 | 0 | 0 | 9.0254 | 22.77 | 0.72
2024 |  |  | 23.3 | 9.2355 | 0 | 0 | 9.2355 | 23.3 | 0.74
2025 |  |  | 23.84 | 9.4495 | 0 | 0 | 9.4495 | 23.84 | 0.76
2026 |  |  | 24.38 | 9.6636 | 0 | 0 | 9.6636 | 24.38 | 0.78
2027 |  |  | 24.92 | 9.8776 | 0 | 0 | 9.8776 | 24.92 | 0.8
2028 |  |  | 25.46 | 10.0916 | 0 | 0 | 10.0916 | 25.46 | 0.82
2029 |  |  | 26.02 | 10.3136 | 0 | 0 | 10.3136 | 26.02 | 0.84
2030 |  |  | 26.59 | 10.5395 | 0 | 0 | 10.5395 | 26.59 | 0.86
2031 |  |  | 27.16 | 10.7655 | 0 | 0 | 10.7655 | 27.16 | 0.88
2032 |  |  | 27.73 | 10.9914 | 0 | 0 | 10.9914 | 27.73 | 0.9
2033 | 1194.7456 | 92.2303 | 28.31 | 47.7788 | 0 | 0 | 47.7788 | 120.54 | 0.92
2034 |  | 94.14 | 28.89 | 48.7657 | 0 | 0 | 48.7657 | 123.03 | 0.94
2035 |  | 96.07 | 29.48 | 49.7646 | 0 | 0 | 49.7646 | 125.55 | 0.96
2036 |  | 98.02 | 30.08 | 50.7753 | 0 | 0 | 50.7753 | 128.1 | 0.98
2037 |  | 99.99 | 30.69 | 51.7979 | 0 | 0 | 51.7979 | 130.68 | 1
2038 |  | 101.99 | 31.3 | 52.8325 | 0 | 0 | 52.8325 | 133.29 | 1.02
2039 |  | 104.04 | 31.93 | 53.8948 | 0 | 0 | 53.8948 | 135.97 | 1.04
2040 |  | 106.14 | 32.57 | 54.9808 | 0 | 0 | 54.9808 | 138.71 | 1.06
2041 |  | 108.3 | 33.23 | 56.0986 | 0 | 0 | 56.0986 | 141.53 | 1.08
2042 |  | 110.53 | 33.92 | 57.256 | 0 | 0 | 57.256 | 144.45 | 1.1
Sources, Inputs and Assumptions
Source: | (c)(f) | Plant Costs - 2017 IRP Update - Table 5.4 & 5.5
| (a) | Plant capacity cost
| (b) | = (a) x 0.0771966024070909
| (d) | = ((b) + (c)) / (8.76 x 28.8%)
| (g) | = (d) + (f)
| (h) | Plant Costs - 2017 IRP Update - Table 5.4 & 5.5
2017 IRP Oregon Solar Resource-2031 - 29% Capacity Factor
| Solar | Cost and Input Assumptions
2033 $ | 1194.7456 | Plant capacity cost |  |  |  | $/kW-yr
2017 $ | 19.7203 | Fixed O&M, plus on-going capital cost |  |  |  | $/kW-yr
2017 $ | 0.61669 | Integration Cost |  |  |  | $/MWH
2017 $ | 0 | Variable O&M |  |  |  | $/MWH
2017 $ |  | Tax Credit $/MWh |  |  |  | $/MWH
| 7.72% | Payment Factor
| 28.8% | Capacity Factor
Company Official Inflation Forecast Dated March 30, 2018
| 2017 | 1.8% |  | 2026 | 2.275% |  | 2035 |  | 2.055%
| 2018 | 2.002% |  | 2027 | 2.202% |  | 2036 |  | 2.034%
| 2019 | 2.302% |  | 2028 | 2.167% |  | 2037 |  | 2.015%
| 2020 | 2.657% |  | 2029 | 2.188% |  | 2038 |  | 1.998%
| 2021 | 2.634% |  | 2030 | 2.172% |  | 2039 |  | 2.009%
| 2022 | 2.519% |  | 2031 | 2.128% |  | 2040 |  | 2.017%
| 2023 | 2.386% |  | 2032 | 2.093% |  | 2041 |  | 2.039%
| 2024 | 2.339% |  | 2033 | 2.08% |  | 2042 |  | 2.062%
| 2025 | 2.312% |  | 2034 | 2.066% |  | 2043 |  | 2.089%