## Table 1 Preferred Portfolio
Table 1
2019 IRP Update Preferred Portfolio
PacifiCorp’s 2019 IRP, Volume I – Table 8.18 – 2019 Preferred Portfolio page 258
|  | Capacity (MW) | [19 empty] | Resource Totals 1/
| Resource | 2019 | 2020 | 2021 | 2022 | 2023 | 2024 | 2025 | 2026 | 2027 | 2028 | 2029 | 2030 | 2031 | 2032 | 2033 | 2034 | 2035 | 2036 | 2037 | 2038 | 10-year | 20-year
East | Existing Plant Retirements and PPA Termination
| Craig 1 (Coal Early Retirement/Conversions) | 0 | 0 | 0 | 0 | 0 | 0 | 0 | -82.3 | 0 | 0 | 0 | 0 | 0 | 0 | 0 | 0 | 0 | 0 | 0 | 0 | -82.3 | -82.3
| Craig 2 (Coal Early Retirement/Conversions) | 0 | 0 | 0 | 0 | 0 | 0 | 0 | 0 | -81.5 | 0 | 0 | 0 | 0 | 0 | 0 | 0 | 0 | 0 | 0 | 0 | -81.5 | -81.5
| Hayden 1 | 0 | 0 | 0 | 0 | 0 | 0 | 0 | 0 | 0 | 0 | 0 | 0 | -43.9 | 0 | 0 | 0 | 0 | 0 | 0 | 0 | 0 | -43.9
| Hayden 2 | 0 | 0 | 0 | 0 | 0 | 0 | 0 | 0 | 0 | 0 | 0 | 0 | -32.7 | 0 | 0 | 0 | 0 | 0 | 0 | 0 | 0 | -32.7
| Huntington 1 | 0 | 0 | 0 | 0 | 0 | 0 | 0 | 0 | 0 | 0 | 0 | 0 | 0 | 0 | 0 | 0 | 0 | 0 | -459 | 0 | 0 | -459
| Huntington 2 | 0 | 0 | 0 | 0 | 0 | 0 | 0 | 0 | 0 | 0 | 0 | 0 | 0 | 0 | 0 | 0 | 0 | 0 | -450 | 0 | 0 | -450
| Colstrip 3 (Coal Early Retirement/Conversions) | 0 | 0 | 0 | 0 | 0 | 0 | 0 | 0 | 0 | -74 | 0 | 0 | 0 | 0 | 0 | 0 | 0 | 0 | 0 | 0 | -74 | -74
| Colstrip 4 (Coal Early Retirement/Conversions) | 0 | 0 | 0 | 0 | 0 | 0 | 0 | 0 | 0 | -74 | 0 | 0 | 0 | 0 | 0 | 0 | 0 | 0 | 0 | 0 | -74 | -74
| Cholla 4 (Coal Early Retirement/Conversions) | 0 | 0 | -387 | 0 | 0 | 0 | 0 | 0 | 0 | 0 | 0 | 0 | 0 | 0 | 0 | 0 | 0 | 0 | 0 | 0 | -387 | -387
| DaveJohnston 1 | 0 | 0 | 0 | 0 | 0 | 0 | 0 | 0 | 0 | -99 | 0 | 0 | 0 | 0 | 0 | 0 | 0 | 0 | 0 | 0 | -99 | -99
| DaveJohnston 2 | 0 | 0 | 0 | 0 | 0 | 0 | 0 | 0 | 0 | -106 | 0 | 0 | 0 | 0 | 0 | 0 | 0 | 0 | 0 | 0 | -106 | -106
| DaveJohnston 3 | 0 | 0 | 0 | 0 | 0 | 0 | 0 | 0 | 0 | -220 | 0 | 0 | 0 | 0 | 0 | 0 | 0 | 0 | 0 | 0 | -220 | -220
| DaveJohnston 4 | 0 | 0 | 0 | 0 | 0 | 0 | 0 | 0 | 0 | -330 | 0 | 0 | 0 | 0 | 0 | 0 | 0 | 0 | 0 | 0 | -330 | -330
| Naughton 1 (Coal Early Retirement/Conversions) | 0 | 0 | 0 | 0 | 0 | 0 | 0 | -156 | 0 | 0 | 0 | 0 | 0 | 0 | 0 | 0 | 0 | 0 | 0 | 0 | -156 | -156
| Naughton 2 (Coal Early Retirement/Conversions) | 0 | 0 | 0 | 0 | 0 | 0 | 0 | -201 | 0 | 0 | 0 | 0 | 0 | 0 | 0 | 0 | 0 | 0 | 0 | 0 | -201 | -201
| Naughton 3 (Coal Early Retirement/Conversions) | 0 | -280 | 0 | 0 | 0 | 0 | 0 | 0 | 0 | 0 | 0 | 0 | 0 | 0 | 0 | 0 | 0 | 0 | 0 | 0 | -280 | -280
| Gadsby 1-6 | 0 | 0 | 0 | 0 | 0 | 0 | 0 | 0 | 0 | 0 | 0 | 0 | 0 | 0 | -356.3 | 0 | 0 | 0 | 0 | 0 | 0 | -356.3
| Retire - Hydro | 0 | 0 | 0 | 0 | 0 | -20.28 | 0 | 0 | 0 | 0 | 0 | 0 | 0 | 0 | 0 | 0 | 0 | 0 | 0 | 0 | -20.28 | -20.28
| Retire - Wind | 0 | 0 | 0 | 0 | 0 | 0 | 0 | 0 | 0 | 0 | 0 | -40.2 | 0 | 0 | 0 | 0 | 0 | 0 | 0 | 0 | 0 | -40.2
| Expire - Wind PPA | 0 | -26.55 | -16.8 | -49 | -0.2 | 0 | 0 | -64.5 | -3 | 0 | -18.9 | -99 | -200.2 | -45 | -180.9 | -80 | 0 | -60 | -80 | 0 | -160.05 | -924.05
| Expire - Solar PPA | 0 | 0 | 0 | 0 | -0.5 | -0.52 | 0 | 0 | 0 | 0 | 0 | 0 | 0 | 0 | 0 | 0 | -35.1 | -94.1 | -849 | 0 | -1.02 | -979.22
| Retire - Other | 0 | 0 | 0 | 0 | 0 | 0 | 0 | 0 | 0 | 0 | 0 | 0 | 0 | 0 | 0 | -0.907 | 0 | 0 | 0 | -32.1 | 0 | -33.007
| Coal Ret_WY - Gas RePower | 0 | 247 | 0 | 0 | 0 | 0 | 0 | 0 | 0 | 0 | 0 | -247 | 0 | 0 | 0 | 0 | 0 | 0 | 0 | 0 | 247 | 0
East | Expansion Resources
| CCCT - DJohns - J 1x1 | 0 | 0 | 0 | 0 | 0 | 0 | 0 | 0 | 0 | 0 | 0 | 0 | 0 | 0 | 0 | 0 | 0 | 0 | 505.2 | 0 | 0 | 505.2
| Total CCCT | 0 | 0 | 0 | 0 | 0 | 0 | 0 | 0 | 0 | 0 | 0 | 0 | 0 | 0 | 0 | 0 | 0 | 0 | 505.2 | 0 | 0 | 505.2
| SCCT Frame NTN | 0 | 0 | 0 | 0 | 0 | 0 | 0 | 184.9 | 0 | 0 | 0 | 369.8 | 0 | 0 | 0 | 0 | 0 | 0 | 0 | 0 | 184.9 | 554.7
| SCCT Frame WYSW | 0 | 0 | 0 | 0 | 0 | 0 | 0 | 0 | 0 | 0 | 0 | 0 | 0 | 0 | 0 | 0 | 0 | 0 | 369.8 | 0 | 0 | 369.8
| Total SCCT | 0 | 0 | 0 | 0 | 0 | 0 | 0 | 184.9 | 0 | 0 | 0 | 369.8 | 0 | 0 | 0 | 0 | 0 | 0 | 369.8 | 0 | 184.9 | 924.5
| Wind, GO | 0 | 0 | 0 | 0 | 0 | 0 | 0 | 0 | 0 | 0 | 0 | 1039.6 | 0 | 0 | 0 | 0 | 0 | 0 | 0 | 0 | 0 | 1039.6
| Wind, UT | 0 | 0 | 0 | 0 | 69.2 | 0 | 0 | 0 | 0 | 0 | 0 | 0 | 0 | 0 | 0 | 0 | 0 | 0 | 0 | 0 | 69.2 | 69.2
| Wind, WYAE | 0 | 0 | 0 | 0 | 0 | 1920 | 0 | 0 | 0 | 0 | 0 | 0 | 0 | 0 | 0 | 0 | 0 | 0 | 0 | 0 | 1920 | 1920
| Wind+Storage, GO | 0 | 0 | 0 | 0 | 0 | 0 | 0 | 0 | 0 | 0 | 0 | 0 | 0 | 60.4 | 0 | 0 | 0 | 0 | 0 | 0 | 0 | 60.4
| Total Wind | 0 | 0 | 0 | 0 | 69.2 | 1920 | 0 | 0 | 0 | 0 | 0 | 1039.6 | 0 | 60.4 | 0 | 0 | 0 | 0 | 0 | 0 | 1989.2 | 3089.2
| Utility Solar+Storage - PV - Utah-S | 0 | 0 | 0 | 0 | 0 | 230.8 | 0 | 0 | 0 | 0 | 0 | 500 | 0 | 0 | 0 | 0 | 0 | 0 | 0 | 0 | 230.8 | 730.8
| Utility Solar+Storage - PV - Huntington | 0 | 0 | 0 | 0 | 0 | 0 | 0 | 0 | 0 | 0 | 0 | 0 | 0 | 0 | 0 | 0 | 0 | 0 | 909 | 0 | 0 | 909
| Utility Solar+Storage - PV - Utah-N | 0 | 0 | 159.2 | 63.8 | 3.4 | 673.6 | 0 | 0 | 0 | 0 | 0 | 0 | 0 | 0 | 0 | 0 | 0 | 0 | 0 | 0 | 900 | 900
| Total Solar | 0 | 0 | 159.2 | 63.8 | 3.4 | 904.4 | 0 | 0 | 0 | 0 | 0 | 500 | 0 | 0 | 0 | 0 | 0 | 0 | 909 | 0 | 1130.8 | 2539.8
| Demand Response, ID-Irrigate | 0 | 0 | 0 | 0 | 0 | 0 | 0 | 0 | 0 | 0 | 0 | 0 | 0 | 5.152 | 0 | 0 | 0 | 3.654 | 0 | 1.789 | 0 | 10.595
| Demand Response, UT-Cool/WH | 4.06 | 0 | 7.004 | 0 | 9.858 | 0 | 0 | 7.166 | 0 | 0 | 6.693 | 0 | 0 | 6.843 | 0 | 0 | 7.008 | 0 | 0 | 7.237 | 28.088 | 55.869
| Demand Response, UT-3rd Party Contracts | 0 | 0 | 0 | 0 | 0 | 0 | 0 | 0 | 0 | 0 | 0 | 0 | 0 | 0 | 0 | 0 | 0 | 0 | 0 | 76.708 | 0 | 76.708
| Demand Response, UT-Irrigate | 0 | 0 | 0 | 0 | 0 | 0 | 0 | 0 | 0 | 0 | 0 | 0 | 0 | 0 | 0 | 0 | 0 | 0 | 0 | 1.927 | 0 | 1.927
| Demand Response, UT-Thermostat | 0 | 0 | 0 | 0 | 0 | 0 | 0 | 0 | 0 | 0 | 116.655 | 8.214 | 0 | 0 | 0 | 0 | 8.335 | 0 | 0 | 5.118 | 0 | 138.322
| Demand Response, WY-Cool/WH | 0 | 0 | 0 | 0 | 0 | 0 | 0 | 0 | 0 | 0 | 0 | 0 | 0 | 0 | 0 | 0 | 0 | 0 | 0 | 5.225 | 0 | 5.225
| Demand Response, WY-3rd Party Contracts | 0 | 0 | 0 | 0 | 0 | 0 | 0 | 0 | 0 | 0 | 0 | 0 | 0 | 0 | 0 | 0 | 0 | 0 | 0 | 37.33 | 0 | 37.33
| Demand Response, WY-Irrigate | 0 | 0 | 0 | 0 | 0 | 0 | 0 | 0 | 0 | 0 | 0 | 0 | 0 | 0 | 0 | 0 | 0 | 0 | 1.757 | 0 | 0 | 1.757
| Demand Response, WY-Thermostat | 0 | 0 | 0 | 0 | 0 | 0 | 0 | 0 | 0 | 0 | 0 | 0 | 0 | 0 | 0 | 0 | 0 | 0 | 5.493 | 1.212 | 0 | 6.705
| Demand Response, UT-Ancillary Services | 0 | 0 | 0 | 0 | 8.252 | 0 | 5.253 | 0 | 0 | 0 | 0 | 0 | 0 | 0 | 0 | 0 | 0 | 0 | 3.241 | 0 | 13.505 | 16.746
| Demand Response, WY-Ancillary Services | 0 | 0 | 0 | 0 | 0 | 0 | 2.958 | 0 | 0 | 0 | 0 | 0 | 0 | 0 | 0 | 0 | 0 | 0 | 0 | 0 | 2.958 | 2.958
| Demand Response Total | 4.06 | 0 | 7.004 | 0 | 18.11 | 0 | 8.211 | 7.166 | 0 | 0 | 123.348 | 8.214 | 0 | 11.995 | 0 | 0 | 15.343 | 3.654 | 10.491 | 136.546 | 44.551 | 354.142
| Energy Efficiency, ID | 6 | 6.2 | 6.32 | 6.6 | 7.48 | 7.36 | 7.3 | 7.39 | 7.25 | 7.09 | 6.82 | 6.39 | 6.1 | 6.05 | 5.48 | 4.42 | 4.02 | 3.27 | 2.78 | 2.89 | 68.99 | 117.21
| Energy Efficiency, UT | 58 | 67.1 | 67.2 | 67.5 | 68.8 | 68.2 | 67.1 | 64.6 | 64.8 | 62.3 | 57 | 55.8 | 52.3 | 51.7 | 48 | 35.9 | 32.4 | 24.6 | 21.6 | 23.4 | 655.6 | 1058.3
| Energy Efficiency, WY | 10 | 10.17 | 10.99 | 13.86 | 15.38 | 16.16 | 16.47 | 17.7 | 17.61 | 17.39 | 16.12 | 14.82 | 13.13 | 12.29 | 11.11 | 8.79 | 8.35 | 6.92 | 5.19 | 5.33 | 145.73 | 247.78
| Energy Efficiency Total | 74 | 83.47 | 84.51 | 87.96 | 91.66 | 91.72 | 90.87 | 89.69 | 89.66 | 86.78 | 79.94 | 77.01 | 71.53 | 70.04 | 64.59 | 49.11 | 44.77 | 34.79 | 29.57 | 31.62 | 870.32 | 1423.29
| Battery Storage - Utah-S | 0 | 0 | 0 | 0 | 0 | 0 | 0 | 0 | 0 | 0 | 0 | 0 | 0 | 0 | 0 | 0 | 0 | 0 | 0 | 195 | 0 | 195
| Battery Storage - WYSW | 0 | 0 | 0 | 0 | 0 | 0 | 0 | 0 | 0 | 0 | 0 | 0 | 0 | 0 | 0 | 0 | 0 | 0 | 0 | 15 | 0 | 15
| Battery Storage - Idaho | 0 | 0 | 0 | 0 | 0 | 0 | 0 | 0 | 0 | 0 | 0 | 0 | 30 | 0 | 0 | 0 | 0 | 0 | 0 | 150 | 0 | 180
| FOT East - Summer | 0 | 0 | 0 | 0 | 0 | 0 | 0 | 0 | 0 | 87.54 | 300 | 198.63 | 173.79 | 206.31 | 297.69 | 300 | 300 | 300 | 300 | 300 | 8.754 | 138.198
West | Existing Plant Retirements and PPA Termination
| JimBridger 1 (Coal Early Retirement/Conversions) | 0 | 0 | 0 | 0 | 0 | -350.5 | 0 | 0 | 0 | 0 | 0 | 0 | 0 | 0 | 0 | 0 | 0 | 0 | 0 | 0 | -350.5 | -350.5
| JimBridger 2 (Coal Early Retirement/Conversions) | 0 | 0 | 0 | 0 | 0 | 0 | 0 | 0 | 0 | 0 | -355.8 | 0 | 0 | 0 | 0 | 0 | 0 | 0 | 0 | 0 | 0 | -355.8
| JimBridger 3 | 0 | 0 | 0 | 0 | 0 | 0 | 0 | 0 | 0 | 0 | 0 | 0 | 0 | 0 | 0 | 0 | 0 | 0 | 0 | -348.7 | 0 | -348.7
| JimBridger 4 | 0 | 0 | 0 | 0 | 0 | 0 | 0 | 0 | 0 | 0 | 0 | 0 | 0 | 0 | 0 | 0 | 0 | 0 | 0 | -353.3 | 0 | -353.3
| Hermiston | 0 | 0 | 0 | 0 | 0 | 0 | 0 | 0 | 0 | 0 | 0 | 0 | 0 | 0 | 0 | 0 | 0 | 0 | -237 | 0 | 0 | -237
| Retire - Hydro | 0 | -1.1 | -168.9 | 0 | -0.7 | 0 | 0 | -1.4 | 0 | -7.2 | 0 | 0 | -6.4 | 0 | 0 | -74.9 | 0 | -1.2 | 0 | 0 | -179.3 | -261.8
| Expire - Wind PPA | 0 | 0 | 0 | -175 | 0 | -41 | 0 | 0 | 0 | 0 | -74.5 | -9.9 | 0 | -20 | -20 | 0 | 0 | -10 | -10 | 0 | -216 | -360.4
| Expire - Solar PPA | 0 | 0 | 0 | 0 | 0 | 0 | 0 | 0 | 0 | -2 | 0 | 0 | -67 | -48.9 | 0 | 0 | -0.8 | -115 | -175.2 | -10.9 | -2 | -419.8
Expansion Resources
| SCCT Frame WV | 0 | 0 | 0 | 0 | 0 | 0 | 0 | 0 | 0 | 0 | 0 | 0 | 0 | 0 | 0 | 0 | 0 | 0 | 442.8 | 0 | 0 | 442.8
| Total SCCT | 0 | 0 | 0 | 0 | 0 | 0 | 0 | 0 | 0 | 0 | 0 | 0 | 0 | 0 | 0 | 0 | 0 | 0 | 442.8 | 0 | 0 | 442.8
| Wind+Storage, YK | 0 | 0 | 0 | 0 | 0 | 0 | 0 | 0 | 0 | 0 | 9.8 | 0 | 0 | 0 | 0 | 0 | 0 | 0 | 10.6 | 0 | 0 | 20.4
| Total Wind | 0 | 0 | 0 | 0 | 0 | 0 | 0 | 0 | 0 | 0 | 9.8 | 0 | 0 | 0 | 0 | 0 | 0 | 0 | 10.6 | 0 | 0 | 20.4
| Utility Solar+Storage - PV - Jbridger | 0 | 0 | 0 | 0 | 0 | 354 | 0 | 0 | 0 | 0 | 359.4 | 0 | 0 | 0 | 0 | 0 | 0 | 0 | 0 | 701.8 | 354 | 1415.2
| Utility Solar+Storage - PV - S-Oregon | 0 | 0 | 0 | 0 | 0 | 500 | 0 | 0 | 0 | 0 | 0 | 0 | 0 | 0 | 475 | 0 | 0 | 0 | 0 | 0 | 500 | 975
| Utility Solar+Storage - PV - Yakima | 0 | 0 | 0 | 0 | 0 | 395.2 | 0 | 0 | 0 | 0 | 0 | 0 | 0 | 0 | 0 | 0 | 0 | 419.4 | 0 | 0 | 395.2 | 814.6
| Total Solar | 0 | 0 | 0 | 0 | 0 | 1249.2 | 0 | 0 | 0 | 0 | 359.4 | 0 | 0 | 0 | 475 | 0 | 0 | 419.4 | 0 | 701.8 | 1249.2 | 3204.8
| Demand Response, OR-Ancillary Services | 0 | 0 | 0 | 0 | 0 | 0 | 0 | 0 | 0 | 0 | 7.512 | 0 | 0 | 0 | 0 | 0 | 0 | 0 | 0 | 0 | 0 | 7.512
| Demand Response, WA-Ancillary Services | 0 | 0 | 0 | 0 | 0 | 0 | 0 | 0 | 0 | 0 | 1.851 | 0 | 0 | 0 | 0 | 0 | 0 | 0 | 0 | 0 | 0 | 1.851
| Demand Response, CA-Cool/WH | 0 | 0 | 0 | 0 | 0 | 0 | 0 | 0 | 0 | 0 | 0 | 0 | 0 | 0 | 0 | 0 | 0 | 0 | 0 | 1.53 | 0 | 1.53
| Demand Response, CA-3rd Party Contracts | 0 | 0 | 0 | 0 | 0 | 0 | 0 | 0 | 0 | 0 | 0 | 0 | 0 | 0 | 0 | 0 | 0 | 0 | 0 | 1.103 | 0 | 1.103
| Demand Response, CA-Irrigate | 0 | 0 | 0 | 0 | 0 | 0 | 0 | 0 | 0 | 0 | 0 | 0 | 0 | 0 | 0 | 0 | 0 | 0 | 4.775 | 0 | 0 | 4.775
| Demand Response, CA-Thermostat | 0 | 0 | 0 | 0 | 0 | 0 | 0 | 0 | 0 | 0 | 0 | 0 | 0 | 0 | 0 | 0 | 0 | 0 | 5.801 | 0 | 0 | 5.801
| Demand Response, OR-3rd Party Contracts | 0 | 0 | 0 | 0 | 0 | 0 | 0 | 0 | 0 | 0 | 0 | 0 | 0 | 0 | 0 | 0 | 0 | 0 | 0 | 10.881 | 0 | 10.881
| Demand Response, OR-Irrigate | 0 | 0 | 0 | 0 | 0 | 0 | 0 | 0 | 0 | 0 | 0 | 0 | 0 | 0 | 0 | 0 | 0 | 0 | 13.268 | 0 | 0 | 13.268
| Demand Response, WA-Cool/WH | 0 | 0 | 0 | 0 | 0 | 0 | 0 | 0 | 0 | 0 | 0 | 0 | 0 | 0 | 0 | 0 | 0 | 0 | 0 | 7.681 | 0 | 7.681
| Demand Response, WA-3rd Party Contracts | 0 | 0 | 0 | 0 | 0 | 0 | 0 | 0 | 0 | 0 | 0 | 0 | 0 | 0 | 0 | 0 | 0 | 0 | 0 | 10.908 | 0 | 10.908
| Demand Response, WA-Irrigate | 0 | 0 | 0 | 0 | 0 | 0 | 0 | 0 | 0 | 0 | 0 | 0 | 0 | 0 | 0 | 0 | 0 | 0 | 8.306 | 0 | 0 | 8.306
| Demand Response, WA-Thermostat | 0 | 0 | 0 | 0 | 0 | 0 | 0 | 0 | 0 | 0 | 0 | 0 | 0 | 0 | 0 | 0 | 0 | 0 | 16.631 | 0 | 0 | 16.631
| Demand Response Total | 0 | 0 | 0 | 0 | 0 | 0 | 0 | 0 | 0 | 0 | 9.363 | 0 | 0 | 0 | 0 | 0 | 0 | 0 | 48.781 | 32.103 | 0 | 90.247
| Energy Efficiency, CA | 1 | 1.64 | 1.53 | 1.62 | 1.85 | 1.83 | 2.02 | 2.03 | 2.01 | 2.09 | 2.08 | 1.95 | 1.92 | 1.84 | 1.66 | 1.3 | 1.41 | 1.17 | 0.98 | 0.85 | 17.62 | 32.78
| Energy Efficiency, OR | 40 | 37 | 36.5 | 41.7 | 41.4 | 45.6 | 42.7 | 41.1 | 40.5 | 38.2 | 34.6 | 32.1 | 31.3 | 30.1 | 25.5 | 25.5 | 25.3 | 24.6 | 23.5 | 22.7 | 404.7 | 679.9
| Energy Efficiency, WA | 11 | 9.95 | 10.15 | 11.3 | 11.83 | 11.91 | 11.6 | 11.19 | 11.09 | 10.75 | 9.78 | 9.38 | 8.79 | 8.16 | 7.67 | 5.88 | 5.89 | 4.72 | 4.05 | 4.06 | 110.77 | 179.15
| Energy Efficiency Total | 52 | 48.59 | 48.18 | 54.62 | 55.08 | 59.34 | 56.32 | 54.32 | 53.6 | 51.04 | 46.46 | 43.43 | 42.01 | 40.1 | 34.83 | 32.68 | 32.6 | 30.49 | 28.53 | 27.61 | 533.09 | 891.83
| Battery Storage - S-Oregon | 0 | 0 | 0 | 0 | 0 | 0 | 0 | 0 | 0 | 0 | 210 | 0 | 0 | 60 | 0 | 0 | 0 | 0 | 0 | 180 | 0 | 450
| Battery Storage - Willamette Valley | 0 | 0 | 0 | 0 | 0 | 0 | 0 | 0 | 0 | 75 | 45 | 0 | 0 | 0 | 0 | 0 | 0 | 0 | 0 | 0 | 75 | 120
| Battery Storage - Portland NC | 0 | 0 | 0 | 0 | 0 | 0 | 0 | 0 | 0 | 0 | 105 | 0 | 0 | 0 | 0 | 0 | 0 | 0 | 0 | 0 | 0 | 105
| Battery Storage - Walla Walla | 0 | 0 | 0 | 0 | 0 | 0 | 0 | 0 | 0 | 0 | 75 | 0 | 0 | 60 | 0 | 0 | 0 | 0 | 0 | 60 | 0 | 195
| Battery Storage - Yakima | 0 | 0 | 0 | 0 | 0 | 0 | 0 | 0 | 0 | 105 | 0 | 0 | 0 | 0 | 0 | 0 | 0 | 0 | 0 | 0 | 105 | 105
| FOT West - Summer | 997.762 | 719.45 | 493 | 502.68 | 497.88 | 130.95 | 126.445 | 191.24 | 264 | 1075 | 1075 | 1075 | 1075 | 1075 | 1075 | 1075 | 1074.475 | 976.6 | 1074.475 | 1075 | 499.8407 | 782.4479
| FOT West - Winter | 151.445 | 130.96 | 268.48 | 303.32 | 314 | 44.275 | 50.8 | 52.575 | 99.65 | 231.56 | 222.2 | 172.97 | 191.99 | 128.03 | 62.76 | 0 | 35.4 | 0 | 0 | 0 | 164.7065 | 123.0208
| Existing Plant Retirements/Conversions | 0 | -60.65 | -572.7 | -224 | -1.4 | -412.3 | 0 | -505.2 | -84.5 | -912.2 | -449.2 | -396.1 | -350.2 | -113.9 | -557.2 | -155.807 | -35.9 | -280.3 | -2260.2 | -745
| Annual Additions, Long Term Resources | 130.06 | 132.06 | 298.894 | 206.38 | 237.45 | 4224.66 | 155.401 | 336.076 | 143.26 | 317.82 | 1063.311 | 2038.054 | 143.54 | 302.535 | 574.42 | 81.79 | 92.713 | 488.334 | 2354.772 | 1529.679
| Annual Additions, Short Term Resources | 1149.207 | 850.41 | 761.48 | 806 | 811.88 | 175.225 | 177.245 | 243.815 | 363.65 | 1394.1 | 1597.2 | 1446.6 | 1440.78 | 1409.34 | 1435.45 | 1375 | 1409.875 | 1276.6 | 1374.475 | 1375
| Total Annual Additions | 1279.267 | 982.47 | 1060.374 | 1012.38 | 1049.33 | 4399.885 | 332.646 | 579.891 | 506.91 | 1711.92 | 2660.511 | 3484.654 | 1584.32 | 1711.875 | 2009.87 | 1456.79 | 1502.588 | 1764.934 | 3729.247 | 2904.679
1/ Front office transaction amounts reflect one-year transaction periods, are not additive, and are reported as a 10/20-year annual average.

## Table 2 QF Signed Queue
Contracts Queue
No. | Signed Contracts | Partial Displacement | Name plate | CF | Capacity Contribution | Start Date
1 | Cypress Creek Renewables - Merrill Solar LLC | -1.49 | -10 |  | 14.9% | 2020-01-01
2 | OR Solar 5, LLC (Merrill Solar) (ORSOLAR5 PPA QF) | -1.19 | -8 |  | 14.9% | 2020-01-01
3 | Graphite Solar I | 4.9 | 80 |  | 6.1% | 2022-01-01
4 | Mariah Wind | -5.75 | -10 |  | 57.5% | 2020-01-01
5 | Orem Family wind | -5.75 | -10 |  | 57.5% | 2020-01-01
Total Signed MW |  | -9.28 | 42
PacifiCorp’s 2019 IRP, Volume II, Appendix N: Capacity Contribution Study – page 404
|  | Capacity Factor (%) | Capacity Contribution (%)
| Summer/Winter: | Annual | S | W
Solar & Storage
| Idaho Falls, ID | 27.7% | 32.69% | 37.49% |  | Solar_IRP_ID_ST
| Lakeview, OR | 29.29% | 35.16% | 38.61% |  | Solar_IRP_OR_ST
| Milford, UT | 32.08% | 30.22% | 47.59% |  | Solar_IRP_UT_ST
| Yakima, WA | 25.37% | 32.69% | 34.28% |  | Solar_IRP_YK_ST
| Rock Springs, WY | 29.51% | 31.4% | 43.35% |  | Solar_IRP_WY_ST
Wind & Storage
| Pocatello, ID | 37.05% | 38.37% | 50.12% |  | Wind_Goshen_W2
| Arlington, OR | 37.05% | 76.73% | 43.77% |  | Wind_I_OR
| Monticello, UT | 29.45% | 37.2% | 44.49% |  | Wind_I_UT
| Goldendale, WA | 37.05% | 76.03% | 44.16% |  | Wind_I_WA
| Medicine Bow, WY | 43.62% | 31.97% | 57.73% |  | Wind_I_WYAE
Table N.4 – Final CF Method Capacity Contribution Values for Wind, Solar, and Storage
|  | Capacity Factor (%) | Capacity Contribution (%)
| Summer/Winter: | Annual | S | W
Solar
| Idaho Falls, ID | 27.7% | 12.4% | 12.84% |  | Solar_IRP_ID_ST
| Lakeview, OR | 29.29% | 14.87% | 13.96% |  | Solar_IRP_OR_ST
| Milford, UT | 32.08% | 9.93% | 22.94% |  | Solar_IRP_UT_ST
| Yakima, WA | 25.37% | 12.4% | 9.636% |  | Solar_IRP_YK_ST
| Rock Springs, WY | 29.51% | 11.11% | 18.7% |  | Solar_IRP_WY_ST
Wind
| Pocatello, ID | 37.05% | 19.11% | 27.18% |  | Wind_Goshen_W2
| Arlington, OR | 37.05% | 57.46% | 20.83% |  | Wind_I_OR
| Monticello, UT | 29.45% | 17.94% | 21.55% |  | Wind_I_UT
| Goldendale, WA | 37.05% | 56.77% | 21.22% |  | Wind_I_WA
| Medicine Bow, WY | 43.62% | 12.71% | 34.79% |  | Wind_I_WYAE
Stand-alone Storage
| 2 hour duration |  | 77.83% | 89.03%
| 4 hour duration |  | 93.93% | 100%
| 9 hour duration |  | 97.91% | 100%

## Table 3 Comparison
Table 3
Comparison between Proposed and Current Avoided Costs
| BASE LOAD |  |  | WIND |  |  | SOLAR FIXED |  |  | SOLAR TRACKING
| Proposed | Current | Total Difference | Proposed | Current | Total Difference | Proposed | Current | Total Difference | Proposed | Current | Total Difference
| Avoided Costs | Avoided Costs |  | Avoided Costs | Avoided Costs |  | Avoided Costs | Avoided Costs |  | Avoided Costs | Avoided Costs
Year | ($/MWH) | ($/MWH) | ($/MWH) | ($/MWH) | ($/MWH) | ($/MWH) | ($/MWH) | ($/MWH) | ($/MWH) | ($/MWH) | ($/MWH) | ($/MWH)
| (a) | (b) | (c) | (d) | (e) | (f) | (g) | (h) | (i) | (j) | (k) | (l)
|  |  | (a) - (b) |  |  | (d) - (e) |  |  | (g) - (h) |  |  | (j) - (k)
2020 | 15.8504 | 22.5835 | -6.7331 | 11.6345 | 19.3786 | -7.7441 | 13.1314 | 19.2832 | -6.1518 | 13.4672 | 21.5821 | -8.1149
2021 | 16.7018 | 21.4773 | -4.7754 | 13.2514 | 17.9563 | -4.705 | 13.0231 | 17.1277 | -4.1046 | 13.1684 | 19.7581 | -6.5898
2022 | 16.6774 | 18.4145 | -1.7371 | 14.2565 | 16.0271 | -1.7707 | 13.7677 | 16.0517 | -2.2841 | 13.6957 | 16.9151 | -3.2194
2023 | 17.3586 | 19.0496 | -1.691 | 25.6912 | 15.8241 | 9.8671 | 14.2742 | 14.8899 | -0.61567 | 14.2945 | 15.5646 | -1.27
2024 | 11.9989 | 25.1748 | -13.1759 | 26.9124 | 22.3492 | 4.5632 | 9.7723 | 20.8612 | -11.0889 | 14.2759 | 22.6756 | -8.3997
2025 | 12.9816 | 27.611 | -14.6294 | 27.1326 | 24.1314 | 3.0011 | 10.3832 | 22.4952 | -12.112 | 14.7143 | 24.3638 | -9.6495
2026 | 31.4631 | 28.1017 | 3.3614 | 28.3375 | 25.4138 | 2.9236 | 11.4075 | 23.2935 | -11.886 | 15.8931 | 25.4545 | -9.5614
2027 | 32.8258 | 30.0312 | 2.7946 | 28.9064 | 26.363 | 2.5434 | 13.0828 | 23.5658 | -10.483 | 17.14 | 25.6033 | -8.4633
2028 | 36.5151 | 34.5572 | 1.9579 | 29.9707 | 29.4483 | 0.52238 | 15.5709 | 28.0282 | -12.4572 | 19.4301 | 31.2399 | -11.8099
2029 | 38.5486 | 39.4483 | -0.8997 | 30.4235 | 35.8468 | -5.4233 | 17.7631 | 30.9818 | -13.2187 | 21.1788 | 34.1802 | -13.0014
2030 | 38.3161 | 43.0145 | -4.6985 | 31.0344 | 49.3124 | -18.278 | 14.2091 | 50.2809 | -36.0718 | 18.162 | 56.5249 | -38.3629
2031 | 42.2809 | 45.6412 | -3.3603 | 32.1588 | 50.235 | -18.0761 | 17.1255 | 51.4683 | -34.3428 | 21.2963 | 57.6661 | -36.3698
2032 | 47.0921 | 47.5841 | -0.49201 | 32.6348 | 50.7197 | -18.0848 | 20.0404 | 53.1709 | -33.1305 | 23.3519 | 59.7063 | -36.3544
2033 | 47.9814 | 51.4228 | -3.4414 | 60.4411 | 56.0224 | 4.4187 | 21.2271 | 51.2412 | -30.0141 | 24.2157 | 58.0768 | -33.8611
2034 | 49.9232 | 54.2071 | -4.2838 | 61.1991 | 57.3513 | 3.8478 | 21.6653 | 52.7492 | -31.0839 | 24.6787 | 59.382 | -34.7033
2035 | 52.0841 | 57.2301 | -5.146 | 62.3559 | 59.3106 | 3.0453 | 22.1752 | 59.0016 | -36.8264 | 26.2539 | 67.2152 | -40.9613
2036 | 53.4388 | 59.2017 | -5.7629 | 63.8108 | 60.4554 | 3.3554 | 25.3901 | 60.4795 | -35.0894 | 26.9183 | 68.5214 | -41.6031
2037 | 54.8058 | 60.4751 | -5.6693 | 65.3654 | 61.8979 | 3.4675 | 23.5343 | 61.8409 | -38.3066 | 26.9988 | 69.8706 | -42.8718
2038 | 55.8535 | 61.8616 | -6.0082 | 66.9468 | 63.318 | 3.6288 | 25.7057 | 63.273 | -37.5673 | 29.2669 | 71.5632 | -42.2963
2039 | 57.0341 | 63.1607 | -6.1266 | 68.2868 | 64.6477 | 3.6391 | 26.2506 | 64.6017 | -38.3511 | 29.8863 | 73.066 | -43.1797
(x) Extrapolated
15 Year (2021 to 2035) Levelized Prices (Nominal) @ 6.92% Discount Rate | [12 empty] | Discount Rate - 2019 IRP
$/MWH | 29.1363 | 32.6879 | -3.5516 | 30.0685 | 31.4885 | -1.42 | 14.7968 | 30.1527 | -15.3559 | 17.6089 | 33.4754 | -15.8665 | 6.92%
15 Year (2022 to 2036) Levelized Prices (Nominal) @ 6.92% Discount Rate
$/MWH | 31.4677 | 34.9741 | -3.5064 | 33.2567 | 34.1267 | -0.86994 | 15.4148 | 32.7899 | -17.3751 | 18.4667 | 36.3771 | -17.9104
15 Year (2023 to 2037) Levelized Prices (Nominal) @ 6.92% Discount Rate
$/MWH | 34.0179 | 37.8042 | -3.7863 | 36.618 | 37.2158 | -0.59787 | 15.9198 | 35.7816 | -19.8618 | 19.3295 | 39.8442 | -20.5147
|  | Generation Profile_Baseload |  |  | Generation Profile_Wind* |  |  | Generation Profile_Solar Fixed |  |  | Generation Profile_Solar Tracking
on-peak Summer |  | 18.72% |  |  | 12.62% |  |  | 31.11% |  |  | 32.92%
on-peak Winter |  | 37.32% |  |  | 24.21% |  |  | 52.47% |  |  | 46.03%
off-peak Summer |  | 14.68% |  |  | 24.64% |  |  | 6.507% |  |  | 10.29%
off-peak Winter |  | 29.27% |  |  | 38.53% |  |  | 9.908% |  |  | 10.77%

## Table 4 Gas Price
Table 4
Natural Gas Price - Delivered to Plant
$/MMBtu
Year | West Side | IRP - Wyo NE
| (a) | (b)
2018 | 3.23 | 2.6
2019 | 4.31 | 2.09
2020 | 2.35 | 1.84
2021 | 2.29 | 1.98
2022 | 2.27 | 2.01
2023 | 2.48 | 2.24
2024 | 2.7 | 2.48
2025 | 2.99 | 2.72
2026 | 3.02 | 2.89
2027 | 3.26 | 3.1
2028 | 3.6 | 3.41
2029 | 3.92 | 3.72
2030 | 4.19 | 3.98
2031 | 4.46 | 4.26
2032 | 4.69 | 4.52
2033 | 4.74 | 4.58
2034 | 5.04 | 4.82
2035 | 5.19 | 5.02
2036 | 5.19 | 5.07
2037 | 5.55 | 5.43
Source
Official Forward Price Curve dated December 31 2019

## Table 5 Electric Price
Table 5
Electricity Market Prices
$/MWH
Market Price $/MWH
Year | HLH |  | LLH
| Mid-Columbia | Palo Verde | Mid-Columbia | Palo Verde
| (a) | (b) | (c) | (d)
2018 | 35.89 | 40.61 | 23.72 | 27.5
2019 | 37.81 | 32.15 | 35.77 | 25.72
2020 | 34.23 | 39.03 | 24.5 | 25.99
2021 | 36.33 | 39.47 | 24.46 | 26.79
2022 | 34.47 | 37.32 | 23.93 | 25.6
2023 | 33.09 | 36.56 | 21.98 | 27.96
2024 | 31.76 | 36.6 | 20.02 | 30.99
2025 | 32.43 | 39.42 | 20.53 | 33.47
2026 | 35.73 | 42.15 | 22.02 | 35.72
2027 | 39.08 | 45.05 | 23.99 | 37.58
2028 | 41.01 | 46.9 | 26.13 | 40.11
2029 | 45.41 | 51.27 | 28.78 | 43.67
2030 | 48.73 | 53.4 | 30.66 | 45.77
2031 | 49.84 | 57.07 | 32.04 | 50.86
2032 | 51.59 | 59.49 | 33.63 | 53.7
2033 | 52.76 | 59.91 | 34.29 | 54.03
2034 | 53.76 | 61.64 | 35.71 | 56.16
2035 | 54.7 | 63.98 | 36.98 | 58.98
2036 | 55.98 | 65.01 | 37.34 | 59.61
2037 | 59.34 | 68.35 | 39.94 | 63.1
Source
Official Forward Price Curve dated December 31 2019

## Table6 Integration
Table 6
Integration Costs
$/MWH
Year | Wind Integration | Solar Integration | Company Official Inflation Forecast Dated December 2019
| $/MWh | $/MWh | Year | Annual
2018 | 0.49912 | 0.40628 | 2018 | 2.4%
2019 | 0.30197 | 0.2458 | 2019 | 1.8%
2020 | 0.38606 | 0.31425 | 2020 | 1.9%
2021 | 0.19026 | 0.15487 | 2021 | 2%
2022 | 0.26522 | 0.21588 | 2022 | 2.5%
2023 | 0.29031 | 0.23631 | 2023 | 2.5%
2024 | 0.3532 | 0.2875 | 2024 | 2.4%
2025 | 0.60941 | 0.49606 | 2025 | 2.3%
2026 | 0.44899 | 0.36547 | 2026 | 2.3%
2027 | 0.69046 | 0.56203 | 2027 | 2.3%
2028 | 0.93185 | 0.75851 | 2028 | 2.3%
2029 | 1.2916 | 1.0514 | 2029 | 2.3%
2030 | 1.6085 | 1.3093 | 2030 | 2.2%
2031 | 1.6254 | 1.3231 | 2031 | 2.2%
2032 | 1.7443 | 1.4198 | 2032 | 2.2%
2033 | 1.7855 | 1.4534 | 2033 | 2.1%
2034 | 1.7492 | 1.4238 | 2034 | 2.1%
2035 | 1.7151 | 1.3961 | 2035 | 2.1%
2036 | 1.5786 | 1.2849 | 2036 | 2.1%
2037 | 1.6117 | 1.3119 | 2037 | 2.1%
2038 | 1.6456 | 1.3395 | 2038 | 2.1%
2039 | 1.6801 | 1.3676 | 2039 | 2.1%
2040 | 1.7154 | 1.3963 | 2040 | 2.1%
2041 | 1.7514 | 1.4256 | 2041 | 2.1%
2042 | 1.7882 | 1.4556 | 2042 | 2.1%
Source: 2019 Integrated Resource Plan. Volume II, Appendix F, Figure F.15
(x) Extrapolated

## Tariff Page
Prices on this tab are formated to be cut and pasted directly into the tariff page
Avoided Cost Prices for Base Load QF
Deliveries During | On-Peak Energy Prices (¢/kWh) |  | Off-Peak Energy Prices (¢/kWh)
Calendar Year | Winter | Summer | Winter | Summer
2017 | 0 | 0 | 0 | 0
2020 | 1.3783 | 2.7443 | 1.2547 | 1.291
2021 | 1.5941 | 2.5199 | 1.4457 | 1.2275
2022 | 1.5582 | 2.5959 | 1.383 | 1.3304
2023 | 1.6302 | 2.4884 | 1.501 | 1.513
2024 | 1.1532 | 1.5382 | 1.0891 | 1.108
2025 | 1.2015 | 1.7636 | 1.1373 | 1.271
2026 | 2.7844 | 4.5458 | 2.6455 | 3.2804
2027 | 2.8522 | 4.9107 | 2.6789 | 3.5044
2028 | 3.2349 | 5.222 | 3.0766 | 3.8544
2029 | 3.4114 | 5.558 | 3.2485 | 4.0194
2030 | 3.3541 | 5.5766 | 3.1743 | 4.131
2031 | 3.6876 | 5.9481 | 3.6333 | 4.5947
2032 | 4.1964 | 6.3652 | 4.1368 | 5.0424
2033 | 4.2838 | 6.4675 | 4.1921 | 5.1852
2034 | 4.481 | 6.6092 | 4.4293 | 5.353
2035 | 4.6527 | 6.8817 | 4.6644 | 5.5722
2036 | 4.7556 | 7.1297 | 4.7377 | 5.7709
2037 | 4.8599 | 7.2935 | 4.883 | 5.938
2038 | 4.9489 | 7.4335 | 4.9808 | 6.0519
2039 | 5.0545 | 7.5938 | 5.085 | 6.1754
| On-Peak Energy Prices (¢/kWh) |  | Off-Peak Energy Prices (¢/kWh)
| Winter | Summer | Winter | Summer
15-year (2021-2035) Nominal Levelized | 2.6176 | 4.1184 | 2.5002 | 2.9542
15-year (2019-2033) Nominal Levelized | 2.6176 | 4.1184 | 2.5002 | 2.9542
15-year (2020-2034) Nominal Levelized | 2.8151 | 4.4136 | 2.705 | 3.2556

## Tariff Page Solar Fixed
Prices on this tab are formated to be cut and pasted directly into the tariff page
Avoided Cost Prices for Fixed Solar QF
Deliveries During | On-Peak Energy Prices (¢/kWh) |  | Off-Peak Energy Prices (¢/kWh) (1) |  |  |  | Peak Winter |  | Peak Summer |  | Off Peak Winter |  | Off Peak Summer
Calendar Year | Winter | Summer | Winter | Summer | 0.5 % Degradation |  | $ With degradation |  | $ With degradation |  | $ With degradation |  | $ With degradation
2017 | 0 | 0 | 0 | 0 | 1 |  | 0 | 1.2549 | 0 | 1.9526 | 0 | 1.194 | 0 | 1.3683
2020 | 1.1287 | 1.8135 | 1.0252 | 0.84627 | 0.995 |  | 1.1231 | 1.2486 | 1.8044 | 1.9429 | 1.0201 | 1.188 | 0.84204 | 1.3615
2021 | 1.1576 | 1.7181 | 1.0588 | 0.85168 | 0.99 |  | 1.146 | 1.2423 | 1.701 | 1.9331 | 1.0482 | 1.182 | 0.84317 | 1.3546
2022 | 1.2237 | 1.8149 | 1.0942 | 0.94661 | 0.985 |  | 1.2053 | 1.2361 | 1.7877 | 1.9233 | 1.0778 | 1.1761 | 0.93241 | 1.3478
2023 | 1.2764 | 1.8237 | 1.1795 | 1.1282 | 0.98 |  | 1.2508 | 1.2298 | 1.7873 | 1.9136 | 1.1559 | 1.1701 | 1.1056 | 1.3409
2024 | 0.81459 | 1.3235 | 0.76944 | 0.94961 | 0.975 |  | 0.79423 | 1.2235 | 1.2904 | 1.9038 | 0.75021 | 1.1641 | 0.92587 | 1.3341
2025 | 0.86953 | 1.3946 | 0.83018 | 1.013 | 0.97 |  | 0.84344 | 1.2172 | 1.3527 | 1.8941 | 0.80528 | 1.1581 | 0.98259 | 1.3273
2026 | 0.94545 | 1.5509 | 0.90048 | 1.1204 | 0.965 |  | 0.91236 | 1.211 | 1.4966 | 1.8843 | 0.86896 | 1.1522 | 1.0812 | 1.3204
2027 | 1.0588 | 1.825 | 0.99968 | 1.3191 | 0.96 |  | 1.0164 | 1.2047 | 1.752 | 1.8745 | 0.95969 | 1.1462 | 1.2663 | 1.3136
2028 | 1.298 | 2.0947 | 1.2377 | 1.5623 | 0.955 |  | 1.2396 | 1.1984 | 2.0004 | 1.8648 | 1.182 | 1.1402 | 1.492 | 1.3067
2029 | 1.4751 | 2.4057 | 1.4122 | 1.7501 | 0.95 |  | 1.4014 | 1.1921 | 2.2854 | 1.855 | 1.3416 | 1.1343 | 1.6626 | 1.2999
2030 | 1.1672 | 1.9481 | 1.1042 | 1.4284 | 0.945 |  | 1.103 | 1.1859 | 1.8409 | 1.8452 | 1.0435 | 1.1283 | 1.3498 | 1.2931
2031 | 1.4186 | 2.2934 | 1.4014 | 1.779 | 0.94 |  | 1.3335 | 1.1796 | 2.1558 | 1.8355 | 1.3173 | 1.1223 | 1.6723 | 1.2862
2032 | 1.7063 | 2.5943 | 1.6823 | 2.0729 | 0.935 |  | 1.5954 | 1.1733 | 2.4256 | 1.8257 | 1.5729 | 1.1164 | 1.9382 | 1.2794
2033 | 1.8099 | 2.7429 | 1.7709 | 2.2151 | 0.93 |  | 1.6833 | 1.167 | 2.5509 | 1.816 | 1.6469 | 1.1104 | 2.0601 | 1.2725
2034 | 1.8627 | 2.7623 | 1.8455 | 2.2568 | 0.925 |  | 1.723 | 1.1608 | 2.5551 | 1.8062 | 1.7071 | 1.1044 | 2.0875 | 1.2657
2035 | 1.9006 | 2.8292 | 1.9197 | 2.3014 | 0.92 |  | 1.7486 | 1.1545 | 2.6029 | 1.7964 | 1.7661 | 1.0984 | 2.1173 | 1.2588
2036 | 2.165 | 3.2677 | 2.1562 | 2.6537 | 0.915 |  | 1.981 | 1.1482 | 2.9899 | 1.7867 | 1.9729 | 1.0925 | 2.4281 | 1.252
2037 | 2.0019 | 3.0294 | 2.0175 | 2.4673
2038 | 2.1864 | 3.3028 | 2.2119 | 2.7134
2039 | 2.2336 | 3.3752 | 2.2535 | 2.7608
| On-Peak Energy Prices (¢/kWh) |  | Off-Peak Energy Prices (¢/kWh) (2)
| Winter | Summer | Winter | Summer
15-year (2021-2035) Nominal Levelized | 1.2549 | 1.9526 | 1.194 | 1.3683 | 0.96114 |  | 1.2061 | 1.2549 | 1.8768 | 1.9526 | 1.1476 | 1.194 | 1.3151 | 1.3683
15-year (2019-2033) Nominal Levelized | 1.2549 | 1.9526 | 1.194 | 1.3683 | 0.96114 |  | 1.2061 | 1.2549 | 1.8768 | 1.9526 | 1.1476 | 1.194 | 1.3151 | 1.3683
15-year (2020-2034) Nominal Levelized | 1.3008 | 2.0296 | 1.2461 | 1.476 | 0.95614 |  | 1.2437 | 1.3008 | 1.9405 | 2.0296 | 1.1915 | 1.2461 | 1.4113 | 1.476
(1): On- and off- peak prices are reduced by integration charges | [5 empty] | NPV (2021-2035) | 11.041 | 11.041 | 17.1801 | 17.1801 | 10.505 | 10.505 | 12.0389 | 12.0389
(2): Levelized prices reflect a 0.5% annual degradation rate | [5 empty] | Check |  | 0 |  | 0 |  | 0 |  | 0
(3): Renewable energy credits transfer to the utility starting in 2024

## Tariff Page Solar Tracking
Prices on this tab are formated to be cut and pasted directly into the tariff page
Avoided Cost Prices for Tracking Solar QF
Deliveries During | On-Peak Energy Prices (¢/kWh) |  | Off-Peak Energy Prices (¢/kWh) (1) |  |  |  | Peak Winter |  | Peak Summer |  | Off Peak Winter |  | Off Peak Summer
Calendar Year | Winter | Summer | Winter | Summer | 0.5 % Degradation |  | $ With degradation |  | $ With degradation |  | $ With degradation |  | $ With degradation
2017 | 0 | 0 | 0 | 0 | 1 |  | 0 | 1.4673 | 0 | 2.3074 | 0 | 1.3971 | 0 | 1.6219
2020 | 1.1727 | 1.8272 | 1.0863 | 0.86014 | 0.995 |  | 1.1669 | 1.4599 | 1.818 | 2.2959 | 1.0808 | 1.3901 | 0.85584 | 1.6138
2021 | 1.1963 | 1.7076 | 1.0919 | 0.84099 | 0.99 |  | 1.1844 | 1.4526 | 1.6905 | 2.2843 | 1.081 | 1.3831 | 0.83258 | 1.6057
2022 | 1.2266 | 1.7943 | 1.0964 | 0.93595 | 0.985 |  | 1.2082 | 1.4453 | 1.7674 | 2.2728 | 1.0799 | 1.3761 | 0.92191 | 1.5975
2023 | 1.2844 | 1.81 | 1.188 | 1.1134 | 0.98 |  | 1.2587 | 1.4379 | 1.7738 | 2.2613 | 1.1642 | 1.3692 | 1.0911 | 1.5894
2024 | 1.1657 | 1.9201 | 1.1002 | 1.3659 | 0.975 |  | 1.1366 | 1.4306 | 1.8721 | 2.2497 | 1.0727 | 1.3622 | 1.3318 | 1.5813
2025 | 1.2071 | 1.9611 | 1.1597 | 1.4131 | 0.97 |  | 1.1709 | 1.4233 | 1.9023 | 2.2382 | 1.1249 | 1.3552 | 1.3707 | 1.5732
2026 | 1.2872 | 2.1465 | 1.2257 | 1.5387 | 0.965 |  | 1.2421 | 1.4159 | 2.0714 | 2.2266 | 1.1828 | 1.3482 | 1.4848 | 1.5651
2027 | 1.3524 | 2.3713 | 1.2743 | 1.6887 | 0.96 |  | 1.2983 | 1.4086 | 2.2764 | 2.2151 | 1.2233 | 1.3412 | 1.6212 | 1.557
2028 | 1.5839 | 2.5922 | 1.5192 | 1.9158 | 0.955 |  | 1.5126 | 1.4013 | 2.4755 | 2.2036 | 1.4508 | 1.3342 | 1.8296 | 1.5489
2029 | 1.7235 | 2.8451 | 1.6426 | 2.0527 | 0.95 |  | 1.6373 | 1.3939 | 2.7029 | 2.192 | 1.5605 | 1.3273 | 1.95 | 1.5408
2030 | 1.4591 | 2.4644 | 1.3766 | 1.7999 | 0.945 |  | 1.3788 | 1.3866 | 2.3289 | 2.1805 | 1.3009 | 1.3203 | 1.7009 | 1.5327
2031 | 1.7234 | 2.822 | 1.7092 | 2.1716 | 0.94 |  | 1.62 | 1.3792 | 2.6527 | 2.169 | 1.6066 | 1.3133 | 2.0413 | 1.5246
2032 | 1.9465 | 3.0034 | 1.9116 | 2.3793 | 0.935 |  | 1.82 | 1.3719 | 2.8082 | 2.1574 | 1.7874 | 1.3063 | 2.2246 | 1.5164
2033 | 2.02 | 3.1085 | 1.9707 | 2.492 | 0.93 |  | 1.8786 | 1.3646 | 2.8909 | 2.1459 | 1.8327 | 1.2993 | 2.3176 | 1.5083
2034 | 2.0768 | 3.1259 | 2.0617 | 2.5371 | 0.925 |  | 1.921 | 1.3572 | 2.8915 | 2.1344 | 1.9071 | 1.2923 | 2.3468 | 1.5002
2035 | 2.2055 | 3.328 | 2.2086 | 2.692 | 0.92 |  | 2.029 | 1.3499 | 3.0618 | 2.1228 | 2.0319 | 1.2853 | 2.4767 | 1.4921
2036 | 2.2438 | 3.4418 | 2.2302 | 2.7798 | 0.915 |  | 2.0531 | 1.3426 | 3.1492 | 2.1113 | 2.0406 | 1.2784 | 2.5435 | 1.484
2037 | 2.2457 | 3.448 | 2.26 | 2.7987
2038 | 2.4334 | 3.7335 | 2.457 | 3.0435
2039 | 2.486 | 3.8143 | 2.5053 | 3.1011
| On-Peak Energy Prices (¢/kWh) |  | Off-Peak Energy Prices (¢/kWh) (2)
| Winter | Summer | Winter | Summer
15-year (2021-2035) Nominal Levelized | 1.4673 | 2.3074 | 1.3971 | 1.6219 | 0.96114 |  | 1.4103 | 1.4673 | 2.2177 | 2.3074 | 1.3428 | 1.3971 | 1.5588 | 1.6219
15-year (2019-2033) Nominal Levelized | 1.4673 | 2.3074 | 1.3971 | 1.6219 | 0.96114 |  | 1.4103 | 1.4673 | 2.2177 | 2.3074 | 1.3428 | 1.3971 | 1.5588 | 1.6219
15-year (2020-2034) Nominal Levelized | 1.5277 | 2.4187 | 1.4635 | 1.7546 | 0.95614 |  | 1.4607 | 1.5277 | 2.3126 | 2.4187 | 1.3994 | 1.4635 | 1.6776 | 1.7546
(1): On- and off- peak prices are reduced by integration charges | [5 empty] | NPV (2021-2035) | 12.9097 | 12.9097 | 20.3015 | 20.3015 | 12.2923 | 12.2923 | 14.2699 | 14.2699
(2): Levelized prices reflect a 0.5% annual degradation rate | [5 empty] | Check |  | 0 |  | 0 |  | 0 |  | 0
(3): Renewable energy credits transfer to the utility starting in 2024

## Tariff Page Wind
Prices on this tab are formated to be cut and pasted directly into the tariff page
Avoided Cost Prices for Wind QF
Deliveries During | On-Peak Energy Prices (¢/kWh) |  | Off-Peak Energy Prices (¢/kWh) (1)
Calendar Year | Winter | Summer | Winter | Summer
2017 | 0 | 0 | 0 | 0
2020 | 1.1118 | 2.0471 | 1.0074 | 1.0056
2021 | 1.3172 | 2.1567 | 1.213 | 1.0822
2022 | 1.4565 | 2.1929 | 1.3014 | 1.1965
2023 | 2.2889 | 4.2115 | 2.108 | 2.7241
2024 | 2.4728 | 3.8281 | 2.3392 | 2.8739
2025 | 2.4991 | 3.8167 | 2.3879 | 2.867
2026 | 2.5892 | 4.0637 | 2.4744 | 3.0058
2027 | 2.5813 | 4.315 | 2.4583 | 3.1408
2028 | 2.7256 | 4.1799 | 2.6084 | 3.2656
2029 | 2.7811 | 4.2943 | 2.6638 | 3.2497
2030 | 2.8004 | 4.4291 | 2.6567 | 3.4207
2031 | 2.8643 | 4.4345 | 2.8276 | 3.5442
2032 | 2.945 | 4.387 | 2.9321 | 3.519
2033 | 5.4498 | 8.0204 | 5.3847 | 6.6466
2034 | 5.5507 | 7.9064 | 5.5265 | 6.692
2035 | 5.6409 | 8.0481 | 5.6945 | 6.7374
2036 | 5.7581 | 8.3617 | 5.7438 | 6.975
2037 | 5.8578 | 8.5729 | 5.9162 | 7.1302
2038 | 5.9541 | 8.8165 | 6.0913 | 7.2788
2039 | 6.1012 | 8.9197 | 6.1952 | 7.4627
| On Peak Energy Prices (¢/kWh) |  | Off-Peak Energy Prices (¢/kWh)
| Winter | Summer | Winter | Summer
15-year (2021-2035) Nominal Levelized | 2.7506 | 4.2635 | 2.6453 | 3.1801
15-year (2019-2033) Nominal Levelized | 2.7506 | 4.2635 | 2.6453 | 3.1801
15-year (2020-2034) Nominal Levelized | 3.0276 | 4.6578 | 2.9259 | 3.5613
(1): On- and off- peak prices are reduced by integration charges
(2): Renewable energy credits transfer to the utility starting in 2023

## OFPC Source
Natural Gas Price Delivered to Plant ($/MMBtu) | [8 empty] | Market Prices in $/MWH | [13 empty] | Month | Period | HLH | LLH | HLH Days | Sun/Hol
FORWARD PRICE CURVE SUMMARY | [21 empty] | Winter | 1 | 2017-01-01 | 400 | 344 | 25 | 6
[9 empty] | Official Forward Price Curve dated December 2019 | [12 empty] | Winter | 2 | 2017-02-01 | 384 | 288 | 24 | 4
Quotes Dated: | 2019-12-31 | [20 empty] | Winter | 3 | 2017-03-01 | 432 | 312 | 27 | 4
[5 empty] | Burnertip Annual Average Price |  |  |  |  | Market Prices in $/MWH | [7 empty] | Market Prices in $/MWH |  |  |  | Winter | 4 | 2017-04-01 | 400 | 320 | 25 | 5
Sample of source data |  |  |  | Year | IRP - Wyo NE | West Side |  |  |  | HLH |  | LLH | [5 empty] | HLH |  | LLH |  | Winter | 5 | 2017-05-01 | 416 | 328 | 26 | 5
Month | IRP - Wyo NE | West Side | Year |  | $/MMBtu | $/MMBtu | Month | Year | Date | Mid C | PV | Mid C | PV | PV Flat | PV HLH/Flat Ratio | PV LLH/Flat Ratio | Year | Mid C | PV | Mid C | PV | Summer | 6 | 2017-06-01 | 416 | 304 | 26 | 4
2018-01-01 | 3.0827 | 2.8136 | 2018 | 2018 | 2.6 | 3.23 | 1 | 2018 | 2018-01-01 | 22.5123 | 27.23 | 20.0917 | 25.2449 | 26.3548 | 1.0332 | 0.95788 | 2018 | 35.89 | 40.61 | 23.72 | 27.5 | Summer | 7 | 2017-07-01 | 400 | 344 | 25 | 6
2018-02-01 | 2.2491 | 2.2559 | 2018 | 2019 | 2.09 | 4.31 | 2 | 2018 | 2018-02-01 | 20.5804 | 25.76 | 11.7161 | 23.6581 | 24.8592 | 1.0362 | 0.95168 | 2019 | 37.81 | 32.15 | 35.77 | 25.72 | Summer | 8 | 2017-08-01 | 432 | 312 | 27 | 4
2018-03-01 | 2.1613 | 2.1844 | 2018 | 2020 | 1.84 | 2.35 | 3 | 2018 | 2018-03-01 | 20.5285 | 24.4311 | 18.13 | 23.4208 | 24.0082 | 1.0176 | 0.97553 | 2020 | 34.23 | 39.03 | 24.5 | 25.99 | Summer | 9 | 2017-09-01 | 400 | 320 | 25 | 5
2018-04-01 | 2.0695 | 2.0226 | 2018 | 2021 | 1.98 | 2.29 | 4 | 2018 | 2018-04-01 | 17.4456 | 24.9256 | 10.505 | 21.3935 | 23.3558 | 1.0672 | 0.91598 | 2021 | 36.33 | 39.47 | 24.46 | 26.79 | Winter | 10 | 2017-10-01 | 416 | 328 | 26 | 5
2018-05-01 | 1.8795 | 1.5708 | 2018 | 2022 | 2.01 | 2.27 | 5 | 2018 | 2018-05-01 | 12.7838 | 21.9431 | -0.22561 | 16.9551 | 19.7441 | 1.1114 | 0.85874 | 2022 | 34.47 | 37.32 | 23.93 | 25.6 | Winter | 11 | 2017-11-01 | 400 | 320 | 25 | 5
2018-06-01 | 2.2504 | 1.8485 | 2018 | 2023 | 2.24 | 2.48 | 6 | 2018 | 2018-06-01 | 16.6535 | 32.0569 | 4.445 | 20.4766 | 27.1674 | 1.18 | 0.75372 | 2023 | 33.09 | 36.56 | 21.98 | 27.96 | Winter | 12 | 2017-12-01 | 400 | 344 | 25 | 6
2018-07-01 | 2.4675 | 2.3536 | 2018 | 2024 | 2.48 | 2.7 | 7 | 2018 | 2018-07-01 | 71.8848 | 105.0792 | 30.8488 | 38.7684 | 74.4194 | 1.412 | 0.52094 | 2024 | 31.76 | 36.6 | 20.02 | 30.99 | Winter | 1 | 2018-01-01 | 416 | 328 | 26 | 5
2018-08-01 | 2.4625 | 2.5402 | 2018 | 2025 | 2.72 | 2.99 | 8 | 2018 | 2018-08-01 | 69.9633 | 85.3204 | 35.8769 | 39.1741 | 65.9687 | 1.2933 | 0.59383 | 2025 | 32.43 | 39.42 | 20.53 | 33.47 | Winter | 2 | 2018-02-01 | 384 | 288 | 24 | 4
2018-09-01 | 2.2245 | 2.3919 | 2018 | 2026 | 2.89 | 3.02 | 9 | 2018 | 2018-09-01 | 28.9679 | 30.2592 | 25.4883 | 22.8443 | 26.7989 | 1.1291 | 0.85243 | 2026 | 35.73 | 42.15 | 22.02 | 35.72 | Winter | 3 | 2018-03-01 | 432 | 312 | 27 | 4 |  |  |  | HLH Hour %
2018-10-01 | 2.9276 | 4.6219 | 2018 | 2027 | 3.1 | 3.26 | 10 | 2018 | 2018-10-01 | 44.2415 | 30.9441 | 36.7082 | 26.5744 | 29.1116 | 1.0629 | 0.91284 | 2027 | 39.08 | 45.05 | 23.99 | 37.58 | Winter | 4 | 2018-04-01 | 400 | 320 | 25 | 5 | Total Hours | 103168 | 80912 | 56.05%
2018-11-01 | 3.8703 | 8.668 | 2018 | 2028 | 3.41 | 3.6 | 11 | 2018 | 2018-11-01 | 53.818 | 38.628 | 44.1808 | 34.8013 | 36.9243 | 1.0461 | 0.9425 | 2028 | 41.01 | 46.9 | 26.13 | 40.11 | Winter | 5 | 2018-05-01 | 416 | 328 | 26 | 5
2018-12-01 | 3.5769 | 5.4439 | 2018 | 2029 | 3.72 | 3.92 | 12 | 2018 | 2018-12-01 | 51.2768 | 40.7044 | 46.8467 | 36.7288 | 38.8662 | 1.0473 | 0.94501 | 2029 | 45.41 | 51.27 | 28.78 | 43.67 | Summer | 6 | 2018-06-01 | 416 | 304 | 26 | 4 | On Peak Summer | 34464 | 18.72%
2019-01-01 | 2.9303 | 3.6245 | 2019 | 2030 | 3.98 | 4.19 | 1 | 2019 | 2019-01-01 | 32.1381 | 29.5773 | 30.4805 | 28.8449 | 29.2544 | 1.011 | 0.986 | 2030 | 48.73 | 53.4 | 30.66 | 45.77 | Summer | 7 | 2018-07-01 | 400 | 344 | 25 | 6 | On Peak Winter | 68704 | 37.32% | 56.05%
2019-02-01 | 2.6294 | 13.2487 | 2019 | 2031 | 4.26 | 4.46 | 2 | 2019 | 2019-02-01 | 91.85 | 60.8025 | 79.8486 | 58.3147 | 59.7363 | 1.0178 | 0.9762 | 2031 | 49.84 | 57.07 | 32.04 | 50.86 | Summer | 8 | 2018-08-01 | 432 | 312 | 27 | 4 | off-peak Summer | 27024 | 14.68%
2019-03-01 | 3.1562 | 13.1476 | 2019 | 2032 | 4.52 | 4.69 | 3 | 2019 | 2019-03-01 | 78.2358 | 26.9065 | 119.9778 | 27.3573 | 27.1049 | 0.99268 | 1.0093 | 2032 | 51.59 | 59.49 | 33.63 | 53.7 | Summer | 9 | 2018-09-01 | 384 | 336 | 24 | 6 | off-peak Winter | 53888 | 29.27% | 43.95%
2019-04-01 | 1.8712 | 2.0842 | 2019 | 2033 | 4.58 | 4.74 | 4 | 2019 | 2019-04-01 | 17.0046 | 18.6515 | 15.6103 | 17.5374 | 18.1811 | 1.0259 | 0.96459 | 2033 | 52.76 | 59.91 | 34.29 | 54.03 | Winter | 10 | 2018-10-01 | 432 | 312 | 27 | 4 |  | 184080
2019-05-01 | 1.9059 | 1.8682 | 2019 | 2034 | 4.82 | 5.04 | 5 | 2019 | 2019-05-01 | 14.9458 | 12.7988 | 8.2817 | 10.419 | 11.7497 | 1.0893 | 0.88675 | 2034 | 53.76 | 61.64 | 35.71 | 56.16 | Winter | 11 | 2018-11-01 | 400 | 320 | 25 | 5
2019-06-01 | 1.511 | 1.6388 | 2019 | 2035 | 5.02 | 5.19 | 6 | 2019 | 2019-06-01 | 19.724 | 23.1188 | 13.163 | 15.2392 | 19.6168 | 1.1785 | 0.77685 | 2035 | 54.7 | 63.98 | 36.98 | 58.98 | Winter | 12 | 2018-12-01 | 400 | 344 | 25 | 6
2019-07-01 | 1.8424 | 2.0858 | 2019 | 2036 | 5.07 | 5.19 | 7 | 2019 | 2019-07-01 | 30.4477 | 42.3619 | 23.1573 | 22.6263 | 33.6613 | 1.2585 | 0.67218 | 2036 | 55.98 | 65.01 | 37.34 | 59.61 | Winter | 1 | 2019-01-01 | 416 | 328 | 26 | 5
2019-08-01 | 1.6796 | 1.9418 | 2019 | 2037 | 5.43 | 5.55 | 8 | 2019 | 2019-08-01 | 31.9963 | 40.7015 | 22.9577 | 23.4736 | 33.4769 | 1.2158 | 0.70119 | 2037 | 59.34 | 68.35 | 39.94 | 63.1 | Winter | 2 | 2019-02-01 | 384 | 288 | 24 | 4
2019-09-01 | 1.8 | 2.3396 | 2019 |  |  |  | 9 | 2019 | 2019-09-01 | 31.0367 | 34.9637 | 25.1636 | 23.3767 | 29.5564 | 1.1829 | 0.79092 | [5 empty] | Winter | 3 | 2019-03-01 | 416 | 328 | 26 | 5
2019-10-01 | 1.626 | 2.9083 | 2019 |  |  |  | 10 | 2019 | 2019-10-01 | 33.94 | 29.8352 | 29.9851 | 23.1713 | 27.0406 | 1.1033 | 0.85691 | [5 empty] | Winter | 4 | 2019-04-01 | 416 | 304 | 26 | 4
2019-11-01 | 2.2204 | 3.6124 | 2019 |  |  |  | 11 | 2019 | 2019-11-01 | 36.9128 | 37.4408 | 28.1758 | 30.481 | 34.3422 | 1.0902 | 0.88757 | [5 empty] | Winter | 5 | 2019-05-01 | 416 | 328 | 26 | 5
2019-12-01 | 1.9344 | 3.1833 | 2019 |  |  |  | 12 | 2019 | 2019-12-01 | 35.4944 | 28.6472 | 32.4049 | 27.8537 | 28.2803 | 1.013 | 0.98492 | [5 empty] | Summer | 6 | 2019-06-01 | 400 | 320 | 25 | 5
2020-01-01 | 1.8612 | 3.3445 | 2020 |  | Chk Ttl | Chk Ttl | 1 | 2020 | 2020-01-01 | 38.12 | 30.421 | 33.43 | 28.8467 | 29.727 | 1.0233 | 0.97039 | [5 empty] | Summer | 7 | 2019-07-01 | 416 | 328 | 26 | 5
2020-02-01 | 1.9279 | 2.8969 | 2020 |  | 0 | 0 | 2 | 2020 | 2020-02-01 | 34.25 | 29.0593 | 29.1431 | 26.2115 | 27.8482 | 1.0435 | 0.94123 | [5 empty] | Summer | 8 | 2019-08-01 | 432 | 312 | 27 | 4
2020-03-01 | 1.7162 | 2.255 | 2020 |  |  |  | 3 | 2020 | 2020-03-01 | 26.3333 | 23.4173 | 20.5 | 22.0355 | 22.8091 | 1.0267 | 0.96608 | [5 empty] | Summer | 9 | 2019-09-01 | 384 | 336 | 24 | 6
2020-04-01 | 1.5465 | 1.8535 | 2020 |  |  |  | 4 | 2020 | 2020-04-01 | 21.165 | 21.1504 | 16.1336 | 20.3697 | 20.8208 | 1.0158 | 0.97833 | [5 empty] | Winter | 10 | 2019-10-01 | 432 | 312 | 27 | 4
2020-05-01 | 1.4853 | 1.633 | 2020 |  |  |  | 5 | 2020 | 2020-05-01 | 15.75 | 19.5211 | 9.6519 | 19.1907 | 19.3683 | 1.0079 | 0.99083 |  | Chk Ttl |  |  |  | Winter | 11 | 2019-11-01 | 400 | 320 | 25 | 5
2020-06-01 | 1.6138 | 1.7572 | 2020 |  |  |  | 6 | 2020 | 2020-06-01 | 23.7835 | 40.1833 | 13.7421 | 24.5397 | 33.5782 | 1.1967 | 0.73082 |  | 0 | 0 | 0 | 0 | Winter | 12 | 2019-12-01 | 400 | 344 | 25 | 6
2020-07-01 | 1.9395 | 2.1276 | 2020 |  |  |  | 7 | 2020 | 2020-07-01 | 47.6727 | 79.8949 | 26.3926 | 33.6614 | 59.5124 | 1.3425 | 0.56562 | [5 empty] | Winter | 1 | 2020-01-01 | 416 | 328 | 26 | 5
2020-08-01 | 1.9606 | 2.2192 | 2020 |  |  |  | 8 | 2020 | 2020-08-01 | 57.3259 | 80.6784 | 30.1117 | 33.5745 | 59.9122 | 1.3466 | 0.5604 | [5 empty] | Winter | 2 | 2020-02-01 | 400 | 296 | 25 | 4
2020-09-01 | 1.8145 | 2.0892 | 2020 |  |  |  | 9 | 2020 | 2020-09-01 | 41.3093 | 55.9069 | 27.6511 | 30.5945 | 44.657 | 1.2519 | 0.6851 | [5 empty] | Winter | 3 | 2020-03-01 | 416 | 328 | 26 | 5
2020-10-01 | 1.7041 | 2.0588 | 2020 |  |  |  | 10 | 2020 | 2020-10-01 | 30.8383 | 27.7124 | 25.8318 | 23.2407 | 25.8372 | 1.0726 | 0.89951 | [5 empty] | Winter | 4 | 2020-04-01 | 416 | 304 | 26 | 4
2020-11-01 | 2.069 | 2.7064 | 2020 |  |  |  | 11 | 2020 | 2020-11-01 | 31.0967 | 28.2479 | 25.7761 | 21.9543 | 25.3062 | 1.1162 | 0.86755 | [5 empty] | Winter | 5 | 2020-05-01 | 400 | 344 | 25 | 6
2020-12-01 | 2.3987 | 3.2026 | 2020 |  |  |  | 12 | 2020 | 2020-12-01 | 43.1569 | 32.2202 | 35.6166 | 27.6599 | 30.2098 | 1.0666 | 0.91559 | [5 empty] | Summer | 6 | 2020-06-01 | 416 | 304 | 26 | 4
2021-01-01 | 2.4459 | 3.1555 | 2021 |  |  |  | 1 | 2021 | 2021-01-01 | 39.3595 | 34.2609 | 31.2203 | 30.3549 | 32.4549 | 1.0556 | 0.9353 | [5 empty] | Summer | 7 | 2020-07-01 | 416 | 328 | 26 | 5
2021-02-01 | 2.3595 | 2.9189 | 2021 |  |  |  | 2 | 2021 | 2021-02-01 | 38.6595 | 32.5477 | 30.6827 | 27.9274 | 30.5676 | 1.0648 | 0.91363 | [5 empty] | Summer | 8 | 2020-08-01 | 416 | 328 | 26 | 5
2021-03-01 | 2.0429 | 2.5882 | 2021 |  |  |  | 3 | 2021 | 2021-03-01 | 31.8498 | 23.769 | 25.4794 | 21.1157 | 22.6584 | 1.049 | 0.93191 | [5 empty] | Summer | 9 | 2020-09-01 | 400 | 320 | 25 | 5
2021-04-01 | 1.7056 | 1.758 | 2021 |  |  |  | 4 | 2021 | 2021-04-01 | 20.098 | 20.1274 | 15.1568 | 18.7421 | 19.5425 | 1.0299 | 0.95904 | [5 empty] | Winter | 10 | 2020-10-01 | 432 | 312 | 27 | 4
2021-05-01 | 1.5892 | 1.7214 | 2021 |  |  |  | 5 | 2021 | 2021-05-01 | 18.3105 | 21.526 | 11.1583 | 19.9967 | 20.8189 | 1.034 | 0.96051 | [5 empty] | Winter | 11 | 2020-11-01 | 384 | 336 | 24 | 6
2021-06-01 | 1.6584 | 1.747 | 2021 |  |  |  | 6 | 2021 | 2021-06-01 | 18.7052 | 43.4336 | 9.6094 | 24.9238 | 35.6184 | 1.2194 | 0.69975 | [5 empty] | Winter | 12 | 2020-12-01 | 416 | 328 | 26 | 5
2021-07-01 | 1.8883 | 1.9822 | 2021 |  |  |  | 7 | 2021 | 2021-07-01 | 50.8811 | 75.6856 | 25.8949 | 33.3221 | 57.0092 | 1.3276 | 0.5845 | [5 empty] | Winter | 1 | 2021-01-01 | 400 | 344 | 25 | 6
2021-08-01 | 1.8913 | 2.0015 | 2021 |  |  |  | 8 | 2021 | 2021-08-01 | 57.0181 | 75.6844 | 29.7315 | 34.2606 | 57.4223 | 1.318 | 0.59664 | [5 empty] | Winter | 2 | 2021-02-01 | 384 | 288 | 24 | 4
2021-09-01 | 1.8983 | 1.9958 | 2021 |  |  |  | 9 | 2021 | 2021-09-01 | 51.6744 | 58.9448 | 28.5673 | 31.6255 | 46.8029 | 1.2594 | 0.67572 | [5 empty] | Winter | 3 | 2021-03-01 | 432 | 312 | 27 | 4
2021-10-01 | 1.8095 | 1.9682 | 2021 |  |  |  | 10 | 2021 | 2021-10-01 | 33.576 | 26.4737 | 25.8425 | 24.1772 | 25.4613 | 1.0398 | 0.94957 | [5 empty] | Winter | 4 | 2021-04-01 | 416 | 304 | 26 | 4
2021-11-01 | 2.0604 | 2.6336 | 2021 |  |  |  | 11 | 2021 | 2021-11-01 | 34.2187 | 26.7693 | 27.4204 | 23.6931 | 25.3998 | 1.0539 | 0.93281 | [5 empty] | Winter | 5 | 2021-05-01 | 400 | 344 | 25 | 6
2021-12-01 | 2.4017 | 3.0038 | 2021 |  |  |  | 12 | 2021 | 2021-12-01 | 41.6143 | 34.3995 | 32.7717 | 31.3126 | 33.0386 | 1.0412 | 0.94776 | [5 empty] | Summer | 6 | 2021-06-01 | 416 | 304 | 26 | 4
2022-01-01 | 2.485 | 3.0069 | 2022 |  |  |  | 1 | 2022 | 2022-01-01 | 40.2062 | 31.0563 | 30.3399 | 26.469 | 28.9353 | 1.0733 | 0.91477 | [5 empty] | Summer | 7 | 2021-07-01 | 416 | 328 | 26 | 5
2022-02-01 | 2.4283 | 2.8662 | 2022 |  |  |  | 2 | 2022 | 2022-02-01 | 34.8678 | 30.4086 | 26.9306 | 24.906 | 28.0503 | 1.0841 | 0.8879 | [5 empty] | Summer | 8 | 2021-08-01 | 416 | 328 | 26 | 5
2022-03-01 | 2.1317 | 2.5828 | 2022 |  |  |  | 3 | 2022 | 2022-03-01 | 28.9923 | 26.7469 | 23.2547 | 22.5186 | 24.9771 | 1.0709 | 0.90157 | [5 empty] | Summer | 9 | 2021-09-01 | 400 | 320 | 25 | 5
2022-04-01 | 1.7252 | 1.7556 | 2022 |  |  |  | 4 | 2022 | 2022-04-01 | 21.24 | 22.3843 | 15.8255 | 20.5008 | 21.589 | 1.0368 | 0.94959 | [5 empty] | Winter | 10 | 2021-10-01 | 416 | 328 | 26 | 5
2022-05-01 | 1.665 | 1.7122 | 2022 |  |  |  | 5 | 2022 | 2022-05-01 | 19.7347 | 23.7824 | 11.8809 | 22.3196 | 23.1061 | 1.0293 | 0.96596 | [5 empty] | Winter | 11 | 2021-11-01 | 400 | 320 | 25 | 5
2022-06-01 | 1.7694 | 1.7993 | 2022 |  |  |  | 6 | 2022 | 2022-06-01 | 20.5099 | 38.9053 | 10.8027 | 23.5799 | 32.4345 | 1.1995 | 0.727 | [5 empty] | Winter | 12 | 2021-12-01 | 416 | 328 | 26 | 5
2022-07-01 | 1.8747 | 1.9559 | 2022 |  |  |  | 7 | 2022 | 2022-07-01 | 47.498 | 71.9582 | 25.0209 | 33.0851 | 53.9846 | 1.3329 | 0.61286 | [5 empty] | Winter | 1 | 2022-01-01 | 400 | 344 | 25 | 6
2022-08-01 | 1.8868 | 1.9774 | 2022 |  |  |  | 8 | 2022 | 2022-08-01 | 53.5688 | 72.1121 | 29.6363 | 33.9648 | 56.1148 | 1.2851 | 0.60527 | [5 empty] | Winter | 2 | 2022-02-01 | 384 | 288 | 24 | 4
2022-09-01 | 1.8692 | 1.9728 | 2022 |  |  |  | 9 | 2022 | 2022-09-01 | 49.1039 | 55.2685 | 28.5094 | 31.2889 | 44.6109 | 1.2389 | 0.70137 | [5 empty] | Winter | 3 | 2022-03-01 | 432 | 312 | 27 | 4
2022-10-01 | 1.8361 | 1.971 | 2022 |  |  |  | 10 | 2022 | 2022-10-01 | 29.8053 | 24.3668 | 25.3774 | 22.602 | 23.5888 | 1.033 | 0.95817 | [5 empty] | Winter | 4 | 2022-04-01 | 416 | 304 | 26 | 4
2022-11-01 | 2.088 | 2.6413 | 2022 |  |  |  | 11 | 2022 | 2022-11-01 | 30.7781 | 24.1915 | 27.33 | 22.4287 | 23.4067 | 1.0335 | 0.95822 | [5 empty] | Winter | 5 | 2022-05-01 | 400 | 344 | 25 | 6
2022-12-01 | 2.3766 | 2.9954 | 2022 |  |  |  | 12 | 2022 | 2022-12-01 | 37.3879 | 26.6741 | 32.2847 | 23.589 | 25.314 | 1.0537 | 0.93185 | [5 empty] | Summer | 6 | 2022-06-01 | 416 | 304 | 26 | 4
2023-01-01 | 2.5452 | 3.0412 | 2023 |  |  |  | 1 | 2023 | 2023-01-01 | 37.8856 | 26.0238 | 27.7768 | 23.3483 | 24.7867 | 1.0499 | 0.94197 | [5 empty] | Summer | 7 | 2022-07-01 | 400 | 344 | 25 | 6
2023-02-01 | 2.4165 | 2.787 | 2023 |  |  |  | 2 | 2023 | 2023-02-01 | 33.93 | 30.5031 | 24.2169 | 26.8245 | 28.9266 | 1.0545 | 0.92733 | [5 empty] | Summer | 8 | 2022-08-01 | 432 | 312 | 27 | 4
2023-03-01 | 2.2569 | 2.5612 | 2023 |  |  |  | 3 | 2023 | 2023-03-01 | 26.503 | 27.3072 | 19.9297 | 24.8052 | 26.26 | 1.0399 | 0.9446 | [5 empty] | Summer | 9 | 2022-09-01 | 400 | 320 | 25 | 5
2023-04-01 | 2.0373 | 2.0667 | 2023 |  |  |  | 4 | 2023 | 2023-04-01 | 21.9642 | 24.4462 | 15.4502 | 23.2216 | 23.9019 | 1.0228 | 0.97154 | [5 empty] | Winter | 10 | 2022-10-01 | 416 | 328 | 26 | 5
2023-05-01 | 1.9872 | 2.0483 | 2023 |  |  |  | 5 | 2023 | 2023-05-01 | 17.8758 | 25.712 | 12.0919 | 24.7813 | 25.3017 | 1.0162 | 0.97943 | [5 empty] | Winter | 11 | 2022-11-01 | 400 | 320 | 25 | 5
2023-06-01 | 2.0507 | 2.0982 | 2023 |  |  |  | 6 | 2023 | 2023-06-01 | 21.0235 | 38.3087 | 12.7841 | 27.1773 | 33.6088 | 1.1398 | 0.80864 | [5 empty] | Winter | 12 | 2022-12-01 | 416 | 328 | 26 | 5
2023-07-01 | 2.1297 | 2.1992 | 2023 |  |  |  | 7 | 2023 | 2023-07-01 | 46.3649 | 66.4954 | 23.161 | 34.6897 | 51.7895 | 1.284 | 0.66982 | [5 empty] | Winter | 1 | 2023-01-01 | 400 | 344 | 25 | 6
2023-08-01 | 2.1545 | 2.2455 | 2023 |  |  |  | 8 | 2023 | 2023-08-01 | 52.4066 | 66.2932 | 27.8623 | 36.7832 | 53.918 | 1.2295 | 0.68221 | [5 empty] | Winter | 2 | 2023-02-01 | 384 | 288 | 24 | 4
2023-09-01 | 2.157 | 2.2335 | 2023 |  |  |  | 9 | 2023 | 2023-09-01 | 37.1355 | 45.6456 | 24.6215 | 33.3959 | 40.2013 | 1.1354 | 0.83072 | [5 empty] | Winter | 3 | 2023-03-01 | 432 | 312 | 27 | 4
2023-10-01 | 2.1994 | 2.2715 | 2023 |  |  |  | 10 | 2023 | 2023-10-01 | 33.8482 | 28.959 | 23.7405 | 26.6337 | 27.9339 | 1.0367 | 0.95346 | [5 empty] | Winter | 4 | 2023-04-01 | 400 | 320 | 25 | 5
2023-11-01 | 2.373 | 2.901 | 2023 |  |  |  | 11 | 2023 | 2023-11-01 | 30.491 | 28.5821 | 23.7058 | 26.3137 | 27.5722 | 1.0366 | 0.95436 | [5 empty] | Winter | 5 | 2023-05-01 | 416 | 328 | 26 | 5
2023-12-01 | 2.5762 | 3.256 | 2023 |  |  |  | 12 | 2023 | 2023-12-01 | 37.6917 | 30.3875 | 28.4591 | 27.568 | 29.0839 | 1.0448 | 0.94788 | [5 empty] | Summer | 6 | 2023-06-01 | 416 | 304 | 26 | 4
2024-01-01 | 2.6977 | 3.2596 | 2024 |  |  |  | 1 | 2024 | 2024-01-01 | 36.0843 | 30.7575 | 25.0843 | 28.295 | 29.6719 | 1.0366 | 0.9536 | [5 empty] | Summer | 7 | 2023-07-01 | 400 | 344 | 25 | 6
2024-02-01 | 2.4046 | 2.7078 | 2024 |  |  |  | 2 | 2024 | 2024-02-01 | 32.9922 | 30.5976 | 21.5032 | 28.7431 | 29.8089 | 1.0265 | 0.96425 | [5 empty] | Summer | 8 | 2023-08-01 | 432 | 312 | 27 | 4
2024-03-01 | 2.3821 | 2.5396 | 2024 |  |  |  | 3 | 2024 | 2024-03-01 | 24.0137 | 27.8675 | 16.6048 | 27.0919 | 27.5261 | 1.0124 | 0.98422 | [5 empty] | Summer | 9 | 2023-09-01 | 400 | 320 | 25 | 5
2024-04-01 | 2.3495 | 2.3779 | 2024 |  |  |  | 4 | 2024 | 2024-04-01 | 22.6885 | 26.5081 | 15.0749 | 25.9424 | 26.2693 | 1.0091 | 0.98756 | [5 empty] | Winter | 10 | 2023-10-01 | 416 | 328 | 26 | 5
2024-05-01 | 2.3094 | 2.3843 | 2024 |  |  |  | 5 | 2024 | 2024-05-01 | 16.0169 | 27.6416 | 12.3028 | 27.2431 | 27.4659 | 1.0064 | 0.99189 | [5 empty] | Winter | 11 | 2023-11-01 | 400 | 320 | 25 | 5
2024-06-01 | 2.3319 | 2.3973 | 2024 |  |  |  | 6 | 2024 | 2024-06-01 | 21.5371 | 37.7122 | 14.7655 | 30.7748 | 34.6289 | 1.089 | 0.8887 | [5 empty] | Winter | 12 | 2023-12-01 | 400 | 344 | 25 | 6
2024-07-01 | 2.3846 | 2.4426 | 2024 |  |  |  | 7 | 2024 | 2024-07-01 | 45.2319 | 61.0325 | 21.301 | 36.2942 | 50.1264 | 1.2176 | 0.72405 | [5 empty] | Winter | 1 | 2024-01-01 | 416 | 328 | 26 | 5
2024-08-01 | 2.4223 | 2.5137 | 2024 |  |  |  | 8 | 2024 | 2024-08-01 | 51.2443 | 60.4742 | 26.0883 | 39.6016 | 51.7212 | 1.1692 | 0.76567 | [5 empty] | Winter | 2 | 2024-02-01 | 400 | 296 | 25 | 4
2024-09-01 | 2.4449 | 2.4943 | 2024 |  |  |  | 9 | 2024 | 2024-09-01 | 25.1671 | 36.0227 | 20.7337 | 35.5029 | 35.7801 | 1.0068 | 0.99225 | [5 empty] | Winter | 3 | 2024-03-01 | 416 | 328 | 26 | 5
2024-10-01 | 2.5627 | 2.5719 | 2024 |  |  |  | 10 | 2024 | 2024-10-01 | 37.8911 | 33.5512 | 22.1036 | 30.6654 | 32.341 | 1.0374 | 0.94819 | [5 empty] | Winter | 4 | 2024-04-01 | 416 | 304 | 26 | 4
2024-11-01 | 2.6579 | 3.1607 | 2024 |  |  |  | 11 | 2024 | 2024-11-01 | 30.204 | 32.9727 | 20.0815 | 30.1987 | 31.7377 | 1.0389 | 0.95151 | [5 empty] | Winter | 5 | 2024-05-01 | 416 | 328 | 26 | 5
2024-12-01 | 2.7759 | 3.5166 | 2024 |  |  |  | 12 | 2024 | 2024-12-01 | 37.9956 | 34.1009 | 24.6334 | 31.5471 | 32.9201 | 1.0359 | 0.95829 | [5 empty] | Summer | 6 | 2024-06-01 | 400 | 320 | 25 | 5
2025-01-01 | 2.8502 | 3.4781 | 2025 |  |  |  | 1 | 2025 | 2025-01-01 | 34.2829 | 35.4911 | 22.3919 | 33.2417 | 34.4995 | 1.0287 | 0.96354 | [5 empty] | Summer | 7 | 2024-07-01 | 416 | 328 | 26 | 5
2025-02-01 | 2.8376 | 3.2928 | 2025 |  |  |  | 2 | 2025 | 2025-02-01 | 34.8791 | 34.137 | 23.1551 | 31.5393 | 33.0237 | 1.0337 | 0.95505 | [5 empty] | Summer | 8 | 2024-08-01 | 432 | 312 | 27 | 4
2025-03-01 | 2.7366 | 3.0677 | 2025 |  |  |  | 3 | 2025 | 2025-03-01 | 26.9548 | 30.8692 | 18.7622 | 29.754 | 30.3784 | 1.0162 | 0.97945 | [5 empty] | Summer | 9 | 2024-09-01 | 384 | 336 | 24 | 6
2025-04-01 | 2.5714 | 2.6904 | 2025 |  |  |  | 4 | 2025 | 2025-04-01 | 24.4104 | 28.3406 | 16.3641 | 27.8459 | 28.1317 | 1.0074 | 0.98984 | [5 empty] | Winter | 10 | 2024-10-01 | 432 | 312 | 27 | 4
2025-05-01 | 2.5187 | 2.6507 | 2025 |  |  |  | 5 | 2025 | 2025-05-01 | 17.0267 | 31.2588 | 12.8485 | 32.3115 | 31.7229 | 0.98537 | 1.0186 | [5 empty] | Winter | 11 | 2024-11-01 | 400 | 320 | 25 | 5
2025-06-01 | 2.6314 | 2.7169 | 2025 |  |  |  | 6 | 2025 | 2025-06-01 | 23.3505 | 41.5277 | 16.4066 | 33.5852 | 37.9977 | 1.0929 | 0.88387 | [5 empty] | Winter | 12 | 2024-12-01 | 400 | 344 | 25 | 6
2025-07-01 | 2.6873 | 2.75 | 2025 |  |  |  | 7 | 2025 | 2025-07-01 | 48.1336 | 65.6658 | 22.227 | 39.7517 | 54.2413 | 1.2106 | 0.73287 | [5 empty] | Winter | 1 | 2025-01-01 | 416 | 328 | 26 | 5
2025-08-01 | 2.7514 | 2.8294 | 2025 |  |  |  | 8 | 2025 | 2025-08-01 | 53.8482 | 65.6978 | 28.2974 | 43.4083 | 55.8712 | 1.1759 | 0.77693 | [5 empty] | Winter | 2 | 2025-02-01 | 384 | 288 | 24 | 4
2025-09-01 | 2.6075 | 2.6176 | 2025 |  |  |  | 9 | 2025 | 2025-09-01 | 26.4032 | 36.611 | 21.7483 | 35.369 | 36.059 | 1.0153 | 0.98086 | [5 empty] | Winter | 3 | 2025-03-01 | 416 | 328 | 26 | 5
2025-10-01 | 2.7134 | 2.7566 | 2025 |  |  |  | 10 | 2025 | 2025-10-01 | 31.4109 | 34.0426 | 19.1419 | 30.5836 | 32.5921 | 1.0445 | 0.93838 | [5 empty] | Winter | 4 | 2025-04-01 | 416 | 304 | 26 | 4
2025-11-01 | 2.789 | 3.3258 | 2025 |  |  |  | 11 | 2025 | 2025-11-01 | 29.8711 | 33.8649 | 20.7965 | 31.5614 | 32.7882 | 1.0328 | 0.96258 | [5 empty] | Winter | 5 | 2025-05-01 | 416 | 328 | 26 | 5
2025-12-01 | 2.9361 | 3.6766 | 2025 |  |  |  | 12 | 2025 | 2025-12-01 | 38.5695 | 35.5718 | 24.2745 | 32.6797 | 34.2968 | 1.0372 | 0.95285 | [5 empty] | Summer | 6 | 2025-06-01 | 400 | 320 | 25 | 5
2026-01-01 | 3.0129 | 3.4563 | 2026 |  |  |  | 1 | 2026 | 2026-01-01 | 35.5189 | 36.6023 | 23.0671 | 33.9663 | 35.4402 | 1.0328 | 0.95841 | [5 empty] | Summer | 7 | 2025-07-01 | 416 | 328 | 26 | 5
2026-02-01 | 3.0265 | 3.3751 | 2026 |  |  |  | 2 | 2026 | 2026-02-01 | 37.8389 | 35.6103 | 24.567 | 32.9917 | 34.488 | 1.0325 | 0.95661 | [5 empty] | Summer | 8 | 2025-08-01 | 416 | 328 | 26 | 5
2026-03-01 | 2.8304 | 3.023 | 2026 |  |  |  | 3 | 2026 | 2026-03-01 | 27.6707 | 33.4984 | 19.0989 | 33.4397 | 33.4726 | 1.0008 | 0.99902 | [5 empty] | Summer | 9 | 2025-09-01 | 400 | 320 | 25 | 5
2026-04-01 | 2.7103 | 2.5692 | 2026 |  |  |  | 4 | 2026 | 2026-04-01 | 29.6455 | 31.5478 | 18.6167 | 32.0142 | 31.7447 | 0.9938 | 1.0085 | [5 empty] | Winter | 10 | 2025-10-01 | 432 | 312 | 27 | 4
2026-05-01 | 2.6708 | 2.576 | 2026 |  |  |  | 5 | 2026 | 2026-05-01 | 17.3239 | 30.83 | 13.6272 | 30.5865 | 30.7174 | 1.0037 | 0.99574 | [5 empty] | Winter | 11 | 2025-11-01 | 384 | 336 | 24 | 6
2026-06-01 | 2.7858 | 2.7792 | 2026 |  |  |  | 6 | 2026 | 2026-06-01 | 25.6619 | 44.6965 | 17.3359 | 35.8616 | 40.9662 | 1.0911 | 0.87539 | [5 empty] | Winter | 12 | 2025-12-01 | 416 | 328 | 26 | 5
2026-07-01 | 2.8055 | 2.8198 | 2026 |  |  |  | 7 | 2026 | 2026-07-01 | 57.2106 | 73.02 | 24.391 | 42.6471 | 59.6298 | 1.2246 | 0.7152 | [5 empty] | Winter | 1 | 2026-01-01 | 416 | 328 | 26 | 5
2026-08-01 | 2.8449 | 2.8875 | 2026 |  |  |  | 8 | 2026 | 2026-08-01 | 59.4347 | 70.1043 | 31.5525 | 47.6821 | 60.2193 | 1.1642 | 0.79181 | [5 empty] | Winter | 2 | 2026-02-01 | 384 | 288 | 24 | 4
2026-09-01 | 2.8812 | 2.7927 | 2026 |  |  |  | 9 | 2026 | 2026-09-01 | 28.4163 | 39.1234 | 23.2358 | 37.6072 | 38.4495 | 1.0175 | 0.97809 | [5 empty] | Winter | 3 | 2026-03-01 | 416 | 328 | 26 | 5
2026-10-01 | 2.9746 | 2.9552 | 2026 |  |  |  | 10 | 2026 | 2026-10-01 | 35.2223 | 36.0872 | 21.029 | 32.4299 | 34.5535 | 1.0444 | 0.93854 | [5 empty] | Winter | 4 | 2026-04-01 | 416 | 304 | 26 | 4
2026-11-01 | 2.9771 | 3.3411 | 2026 |  |  |  | 11 | 2026 | 2026-11-01 | 33.0832 | 37.2319 | 22.0369 | 35.0271 | 36.2014 | 1.0285 | 0.96756 | [5 empty] | Winter | 5 | 2026-05-01 | 400 | 344 | 25 | 6
2026-12-01 | 3.1545 | 3.6933 | 2026 |  |  |  | 12 | 2026 | 2026-12-01 | 41.7063 | 37.4867 | 25.7107 | 34.4365 | 36.142 | 1.0372 | 0.95281 | [5 empty] | Summer | 6 | 2026-06-01 | 416 | 304 | 26 | 4
2027-01-01 | 3.2351 | 3.7295 | 2027 |  |  |  | 1 | 2027 | 2027-01-01 | 37.485 | 38.2301 | 25.0378 | 35.7664 | 37.091 | 1.0307 | 0.96429 | [5 empty] | Summer | 7 | 2026-07-01 | 416 | 328 | 26 | 5
2027-02-01 | 3.2091 | 3.6048 | 2027 |  |  |  | 2 | 2027 | 2027-02-01 | 39.706 | 37.6758 | 25.9341 | 34.6678 | 36.3867 | 1.0354 | 0.95276 | [5 empty] | Summer | 8 | 2026-08-01 | 416 | 328 | 26 | 5
2027-03-01 | 3.0612 | 3.2723 | 2027 |  |  |  | 3 | 2027 | 2027-03-01 | 29.4498 | 33.7601 | 20.2768 | 32.3254 | 33.1596 | 1.0181 | 0.97484 | [5 empty] | Summer | 9 | 2026-09-01 | 400 | 320 | 25 | 5
2027-04-01 | 2.9081 | 2.829 | 2027 |  |  |  | 4 | 2027 | 2027-04-01 | 25.4342 | 31.4871 | 18.0068 | 30.7584 | 31.1794 | 1.0099 | 0.9865 | [5 empty] | Winter | 10 | 2026-10-01 | 432 | 312 | 27 | 4
2027-05-01 | 2.8687 | 2.8152 | 2027 |  |  |  | 5 | 2027 | 2027-05-01 | 18.5368 | 33.0684 | 14.6691 | 32.118 | 32.629 | 1.0135 | 0.98434 | [5 empty] | Winter | 11 | 2026-11-01 | 384 | 336 | 24 | 6
2027-06-01 | 2.9459 | 2.9468 | 2027 |  |  |  | 6 | 2027 | 2027-06-01 | 27.456 | 47.6112 | 18.1909 | 38.0509 | 43.5746 | 1.0926 | 0.87324 | [5 empty] | Winter | 12 | 2026-12-01 | 416 | 328 | 26 | 5
2027-07-01 | 3.062 | 3.0645 | 2027 |  |  |  | 7 | 2027 | 2027-07-01 | 65.8913 | 81.5606 | 27.2951 | 46.3919 | 66.0562 | 1.2347 | 0.70231 | [5 empty] | Winter | 1 | 2027-01-01 | 400 | 344 | 25 | 6
2027-08-01 | 3.0888 | 3.1407 | 2027 |  |  |  | 8 | 2027 | 2027-08-01 | 67.9864 | 77.9108 | 35.12 | 51.7929 | 66.3965 | 1.1734 | 0.78005 | [5 empty] | Winter | 2 | 2027-02-01 | 384 | 288 | 24 | 4
2027-09-01 | 3.0586 | 2.9952 | 2027 |  |  |  | 9 | 2027 | 2027-09-01 | 30.2819 | 42.4826 | 25.4057 | 41.8602 | 42.206 | 1.0066 | 0.99181 | [5 empty] | Winter | 3 | 2027-03-01 | 432 | 312 | 27 | 4
2027-10-01 | 3.1658 | 3.1685 | 2027 |  |  |  | 10 | 2027 | 2027-10-01 | 44.9122 | 39.6609 | 26.293 | 36.4379 | 38.24 | 1.0372 | 0.95287 | [5 empty] | Winter | 4 | 2027-04-01 | 416 | 304 | 26 | 4
2027-11-01 | 3.1856 | 3.591 | 2027 |  |  |  | 11 | 2027 | 2027-11-01 | 36.519 | 37.4488 | 23.4808 | 34.0992 | 35.9575 | 1.0415 | 0.94832 | [5 empty] | Winter | 5 | 2027-05-01 | 400 | 344 | 25 | 6
2027-12-01 | 3.3679 | 3.9927 | 2027 |  |  |  | 12 | 2027 | 2027-12-01 | 45.3337 | 39.6573 | 28.1241 | 36.7014 | 38.3541 | 1.034 | 0.95691 | [5 empty] | Summer | 6 | 2027-06-01 | 416 | 304 | 26 | 4
2028-01-01 | 3.4658 | 4.0489 | 2028 |  |  |  | 1 | 2028 | 2028-01-01 | 41.5212 | 40.8996 | 27.5718 | 37.8561 | 39.4924 | 1.0356 | 0.95857 | [5 empty] | Summer | 7 | 2027-07-01 | 416 | 328 | 26 | 5
2028-02-01 | 3.3846 | 3.9355 | 2028 |  |  |  | 2 | 2028 | 2028-02-01 | 43.1334 | 38.7885 | 28.3283 | 36.8492 | 37.9637 | 1.0217 | 0.97064 | [5 empty] | Summer | 8 | 2027-08-01 | 416 | 328 | 26 | 5
2028-03-01 | 3.3149 | 3.6166 | 2028 |  |  |  | 3 | 2028 | 2028-03-01 | 31.6004 | 36.4633 | 22.6105 | 35.232 | 35.9479 | 1.0143 | 0.98008 | [5 empty] | Summer | 9 | 2027-09-01 | 400 | 320 | 25 | 5
2028-04-01 | 3.2644 | 3.1773 | 2028 |  |  |  | 4 | 2028 | 2028-04-01 | 27.7347 | 34.2197 | 20.5038 | 33.9357 | 34.0935 | 1.0037 | 0.99537 | [5 empty] | Winter | 10 | 2027-10-01 | 416 | 328 | 26 | 5
2028-05-01 | 3.2254 | 3.1773 | 2028 |  |  |  | 5 | 2028 | 2028-05-01 | 21.3427 | 37.3812 | 16.9702 | 37.9121 | 37.6153 | 0.99378 | 1.0079 | [5 empty] | Winter | 11 | 2027-11-01 | 400 | 320 | 25 | 5
2028-06-01 | 3.4003 | 3.2836 | 2028 |  |  |  | 6 | 2028 | 2028-06-01 | 30.4921 | 52.1759 | 20.7527 | 41.8685 | 47.8239 | 1.091 | 0.87547 | [5 empty] | Winter | 12 | 2027-12-01 | 416 | 328 | 26 | 5
2028-07-01 | 3.315 | 3.319 | 2028 |  |  |  | 7 | 2028 | 2028-07-01 | 63.3418 | 79.7177 | 29.4519 | 49.1264 | 65.5734 | 1.2157 | 0.74918 | [5 empty] | Winter | 1 | 2028-01-01 | 400 | 344 | 25 | 6
2028-08-01 | 3.2876 | 3.3899 | 2028 |  |  |  | 8 | 2028 | 2028-08-01 | 66.306 | 75.7573 | 35.0409 | 52.3186 | 65.9282 | 1.1491 | 0.79357 | [5 empty] | Winter | 2 | 2028-02-01 | 400 | 296 | 25 | 4
2028-09-01 | 3.325 | 3.2198 | 2028 |  |  |  | 9 | 2028 | 2028-09-01 | 30.8038 | 43.2785 | 26.5716 | 42.0618 | 42.7377 | 1.0127 | 0.98418 | [5 empty] | Winter | 3 | 2028-03-01 | 432 | 312 | 27 | 4
2028-10-01 | 3.5427 | 3.5174 | 2028 |  |  |  | 10 | 2028 | 2028-10-01 | 41.0716 | 40.5804 | 25.7138 | 36.5965 | 38.824 | 1.0452 | 0.94262 | [5 empty] | Winter | 4 | 2028-04-01 | 400 | 320 | 25 | 5
2028-11-01 | 3.5807 | 4.0135 | 2028 |  |  |  | 11 | 2028 | 2028-11-01 | 42.1009 | 40.5514 | 26.8775 | 37.187 | 39.0535 | 1.0384 | 0.95221 | [5 empty] | Winter | 5 | 2028-05-01 | 416 | 328 | 26 | 5
2028-12-01 | 3.7953 | 4.4741 | 2028 |  |  |  | 12 | 2028 | 2028-12-01 | 52.6955 | 42.9466 | 33.1746 | 40.4301 | 41.7831 | 1.0278 | 0.96762 | [5 empty] | Summer | 6 | 2028-06-01 | 416 | 304 | 26 | 4
2029-01-01 | 3.9724 | 4.5767 | 2029 |  |  |  | 1 | 2029 | 2029-01-01 | 48.9364 | 44.7914 | 30.9593 | 41.5009 | 43.3407 | 1.0335 | 0.95755 | [5 empty] | Summer | 7 | 2028-07-01 | 400 | 344 | 25 | 6
2029-02-01 | 3.8896 | 4.5115 | 2029 |  |  |  | 2 | 2029 | 2029-02-01 | 50.2543 | 43.0923 | 32.9135 | 40.6868 | 42.0614 | 1.0245 | 0.96732 | [5 empty] | Summer | 8 | 2028-08-01 | 432 | 312 | 27 | 4
2029-03-01 | 3.7752 | 4.0548 | 2029 |  |  |  | 3 | 2029 | 2029-03-01 | 36.0556 | 41.0034 | 26.2243 | 41.1584 | 41.0683 | 0.99842 | 1.0022 | [5 empty] | Summer | 9 | 2028-09-01 | 400 | 320 | 25 | 5
2029-04-01 | 3.6216 | 3.6126 | 2029 |  |  |  | 4 | 2029 | 2029-04-01 | 37.249 | 39.0772 | 25.8791 | 39.5717 | 39.297 | 0.99441 | 1.007 | [5 empty] | Winter | 10 | 2028-10-01 | 416 | 328 | 26 | 5
2029-05-01 | 3.597 | 3.5909 | 2029 |  |  |  | 5 | 2029 | 2029-05-01 | 23.5967 | 38.6893 | 19.4932 | 37.4334 | 38.1357 | 1.0145 | 0.98159 | [5 empty] | Winter | 11 | 2028-11-01 | 400 | 320 | 25 | 5
2029-06-01 | 3.7757 | 3.7576 | 2029 |  |  |  | 6 | 2029 | 2029-06-01 | 30.3456 | 53.2828 | 22.8464 | 43.8326 | 49.2927 | 1.0809 | 0.88923 | [5 empty] | Winter | 12 | 2028-12-01 | 400 | 344 | 25 | 6
2029-07-01 | 3.4936 | 3.4966 | 2029 |  |  |  | 7 | 2029 | 2029-07-01 | 65.8267 | 83.4122 | 31.3203 | 52.3192 | 69.0359 | 1.2082 | 0.75786 | [5 empty] | Winter | 1 | 2029-01-01 | 416 | 328 | 26 | 5
2029-08-01 | 3.4093 | 3.5329 | 2029 |  |  |  | 8 | 2029 | 2029-08-01 | 83.7379 | 90.8401 | 38.6252 | 56.8781 | 76.5979 | 1.1859 | 0.74255 | [5 empty] | Winter | 2 | 2029-02-01 | 384 | 288 | 24 | 4
2029-09-01 | 3.5739 | 3.4242 | 2029 |  |  |  | 9 | 2029 | 2029-09-01 | 34.8375 | 47.5729 | 30.4951 | 47.1722 | 47.3859 | 1.0039 | 0.99549 | [5 empty] | Winter | 3 | 2029-03-01 | 432 | 312 | 27 | 4
2029-10-01 | 3.8229 | 3.6924 | 2029 |  |  |  | 10 | 2029 | 2029-10-01 | 42.6273 | 44.1815 | 26.6976 | 40.0085 | 42.4315 | 1.0412 | 0.94289 | [5 empty] | Winter | 4 | 2029-04-01 | 400 | 320 | 25 | 5
2029-11-01 | 3.7812 | 4.1708 | 2029 |  |  |  | 11 | 2029 | 2029-11-01 | 39.3642 | 44.2018 | 26.6371 | 41.1092 | 42.825 | 1.0322 | 0.95994 | [5 empty] | Winter | 5 | 2029-05-01 | 416 | 328 | 26 | 5
2029-12-01 | 3.9875 | 4.6202 | 2029 |  |  |  | 12 | 2029 | 2029-12-01 | 52.0564 | 45.1533 | 33.2853 | 42.3402 | 43.8526 | 1.0297 | 0.96551 | [5 empty] | Summer | 6 | 2029-06-01 | 416 | 304 | 26 | 4
2030-01-01 | 4.0936 | 4.6698 | 2030 |  |  |  | 1 | 2030 | 2030-01-01 | 51.1211 | 46.3379 | 31.9766 | 43.0638 | 44.8945 | 1.0322 | 0.95922 | [5 empty] | Summer | 7 | 2029-07-01 | 400 | 344 | 25 | 6
2030-02-01 | 4.081 | 4.6624 | 2030 |  |  |  | 2 | 2030 | 2030-02-01 | 53.2826 | 44.9805 | 34.6703 | 42.5239 | 43.9277 | 1.024 | 0.96804 | [5 empty] | Summer | 8 | 2029-08-01 | 432 | 312 | 27 | 4
2030-03-01 | 3.9058 | 4.2031 | 2030 |  |  |  | 3 | 2030 | 2030-03-01 | 37.7608 | 40.9633 | 27.1729 | 39.9527 | 40.5185 | 1.011 | 0.98604 | [5 empty] | Summer | 9 | 2029-09-01 | 384 | 336 | 24 | 6
2030-04-01 | 3.8028 | 3.6696 | 2030 |  |  |  | 4 | 2030 | 2030-04-01 | 32.6717 | 38.658 | 24.2326 | 37.8593 | 38.3208 | 1.0088 | 0.98796 | [5 empty] | Winter | 10 | 2029-10-01 | 432 | 312 | 27 | 4
2030-05-01 | 3.7644 | 3.6919 | 2030 |  |  |  | 5 | 2030 | 2030-05-01 | 24.248 | 40.1176 | 20.1147 | 38.7212 | 39.502 | 1.0156 | 0.98023 | [5 empty] | Winter | 11 | 2029-11-01 | 400 | 320 | 25 | 5
2030-06-01 | 3.832 | 3.8327 | 2030 |  |  |  | 6 | 2030 | 2030-06-01 | 31.0546 | 55.6051 | 23.6698 | 46.725 | 51.6584 | 1.0764 | 0.9045 | [5 empty] | Winter | 12 | 2029-12-01 | 400 | 344 | 25 | 6
2030-07-01 | 3.9334 | 3.9734 | 2030 |  |  |  | 7 | 2030 | 2030-07-01 | 71.3692 | 89.5579 | 33.7411 | 56.4255 | 74.9511 | 1.1949 | 0.75283 | [5 empty] | Winter | 1 | 2030-01-01 | 416 | 328 | 26 | 5
2030-08-01 | 3.9908 | 4.0697 | 2030 |  |  |  | 8 | 2030 | 2030-08-01 | 84.6316 | 91.7999 | 42.9381 | 62.5701 | 79.5423 | 1.1541 | 0.78663 | [5 empty] | Winter | 2 | 2030-02-01 | 384 | 288 | 24 | 4
2030-09-01 | 4.0008 | 3.8845 | 2030 |  |  |  | 9 | 2030 | 2030-09-01 | 38.6146 | 52.2308 | 32.7628 | 51.0327 | 51.6717 | 1.0108 | 0.98763 | [5 empty] | Winter | 3 | 2030-03-01 | 416 | 328 | 26 | 5
2030-10-01 | 4.0811 | 3.9364 | 2030 |  |  |  | 10 | 2030 | 2030-10-01 | 58.2998 | 48.2946 | 31.4227 | 44.5136 | 46.709 | 1.0339 | 0.953 | [5 empty] | Winter | 4 | 2030-04-01 | 416 | 304 | 26 | 4
2030-11-01 | 3.9991 | 4.4994 | 2030 |  |  |  | 11 | 2030 | 2030-11-01 | 42.8125 | 44.8715 | 28.8014 | 41.2974 | 43.2802 | 1.0368 | 0.95419 | [5 empty] | Winter | 5 | 2030-05-01 | 416 | 328 | 26 | 5
2030-12-01 | 4.225 | 5.144 | 2030 |  |  |  | 12 | 2030 | 2030-12-01 | 58.9394 | 47.3332 | 36.455 | 44.5441 | 46.0436 | 1.028 | 0.96743 | [5 empty] | Summer | 6 | 2030-06-01 | 400 | 320 | 25 | 5
2031-01-01 | 4.3354 | 5.1888 | 2031 |  |  |  | 1 | 2031 | 2031-01-01 | 54.3877 | 48.4599 | 33.9292 | 45.3954 | 47.1089 | 1.0287 | 0.96363 | [5 empty] | Summer | 7 | 2030-07-01 | 416 | 328 | 26 | 5
2031-02-01 | 4.2935 | 5.1434 | 2031 |  |  |  | 2 | 2031 | 2031-02-01 | 55.7912 | 48.3587 | 36.901 | 47.5562 | 48.0147 | 1.0072 | 0.99045 | [5 empty] | Summer | 8 | 2030-08-01 | 432 | 312 | 27 | 4
2031-03-01 | 4.1282 | 4.4695 | 2031 |  |  |  | 3 | 2031 | 2031-03-01 | 39.6358 | 43.997 | 28.8847 | 43.8916 | 43.9506 | 1.0011 | 0.99866 | [5 empty] | Summer | 9 | 2030-09-01 | 384 | 336 | 24 | 6
2031-04-01 | 4.0049 | 3.8865 | 2031 |  |  |  | 4 | 2031 | 2031-04-01 | 34.5503 | 41.7191 | 25.7473 | 42.5228 | 42.0585 | 0.99193 | 1.011 | [5 empty] | Winter | 10 | 2030-10-01 | 432 | 312 | 27 | 4
2031-05-01 | 4.0696 | 3.8789 | 2031 |  |  |  | 5 | 2031 | 2031-05-01 | 25.5217 | 45.2474 | 20.9615 | 46.9366 | 45.9921 | 0.98381 | 1.0205 | [5 empty] | Winter | 11 | 2030-11-01 | 400 | 320 | 25 | 5
2031-06-01 | 4.109 | 4.0001 | 2031 |  |  |  | 6 | 2031 | 2031-06-01 | 33.6195 | 60.9753 | 24.5685 | 52.4493 | 57.186 | 1.0663 | 0.91717 | [5 empty] | Winter | 12 | 2030-12-01 | 400 | 344 | 25 | 6
2031-07-01 | 4.2732 | 4.1893 | 2031 |  |  |  | 7 | 2031 | 2031-07-01 | 74.775 | 95.7927 | 35.2908 | 61.5586 | 80.7003 | 1.187 | 0.76281 | [5 empty] | Winter | 1 | 2031-01-01 | 416 | 328 | 26 | 5
2031-08-01 | 4.3612 | 4.3256 | 2031 |  |  |  | 8 | 2031 | 2031-08-01 | 81.4711 | 92.7216 | 44.7365 | 68.0546 | 81.8469 | 1.1329 | 0.83149 | [5 empty] | Winter | 2 | 2031-02-01 | 384 | 288 | 24 | 4
2031-09-01 | 4.3126 | 4.0909 | 2031 |  |  |  | 9 | 2031 | 2031-09-01 | 39.5672 | 55.4181 | 33.2655 | 54.2767 | 54.9108 | 1.0092 | 0.98845 | [5 empty] | Winter | 3 | 2031-03-01 | 416 | 328 | 26 | 5
2031-10-01 | 4.3341 | 4.1969 | 2031 |  |  |  | 10 | 2031 | 2031-10-01 | 49.0324 | 50.1382 | 30.1605 | 47.505 | 49.0339 | 1.0225 | 0.96882 | [5 empty] | Winter | 4 | 2031-04-01 | 416 | 304 | 26 | 4
2031-11-01 | 4.3568 | 4.8556 | 2031 |  |  |  | 11 | 2031 | 2031-11-01 | 46.3818 | 49.4109 | 32.0147 | 47.9035 | 48.7063 | 1.0145 | 0.98352 | [5 empty] | Winter | 5 | 2031-05-01 | 416 | 328 | 26 | 5
2031-12-01 | 4.5737 | 5.2494 | 2031 |  |  |  | 12 | 2031 | 2031-12-01 | 63.3875 | 52.6024 | 37.995 | 52.303 | 52.4704 | 1.0025 | 0.99681 | [5 empty] | Summer | 6 | 2031-06-01 | 400 | 320 | 25 | 5
2032-01-01 | 4.6608 | 5.3027 | 2032 |  |  |  | 1 | 2032 | 2032-01-01 | 55.8884 | 53.313 | 36.3447 | 51.5301 | 52.527 | 1.015 | 0.98102 | [5 empty] | Summer | 7 | 2031-07-01 | 416 | 328 | 26 | 5
2032-02-01 | 4.5732 | 5.1944 | 2032 |  |  |  | 2 | 2032 | 2032-02-01 | 57.3857 | 50.5554 | 38.3033 | 48.4181 | 49.5973 | 1.0193 | 0.97622 | [5 empty] | Summer | 8 | 2031-08-01 | 416 | 328 | 26 | 5
2032-03-01 | 4.4934 | 4.8307 | 2032 |  |  |  | 3 | 2032 | 2032-03-01 | 41.9361 | 48.5497 | 30.9363 | 49.8392 | 49.0895 | 0.98901 | 1.0153 | [5 empty] | Summer | 9 | 2031-09-01 | 400 | 320 | 25 | 5
2032-04-01 | 4.304 | 4.1498 | 2032 |  |  |  | 4 | 2032 | 2032-04-01 | 42.599 | 46.487 | 29.5892 | 48.6251 | 47.3898 | 0.98095 | 1.0261 | [5 empty] | Winter | 10 | 2031-10-01 | 432 | 312 | 27 | 4
2032-05-01 | 4.2663 | 4.1497 | 2032 |  |  |  | 5 | 2032 | 2032-05-01 | 26.6774 | 45.7819 | 22.4788 | 45.5493 | 45.6743 | 1.0024 | 0.99726 | [5 empty] | Winter | 11 | 2031-11-01 | 384 | 336 | 24 | 6
2032-06-01 | 4.3063 | 4.2813 | 2032 |  |  |  | 6 | 2032 | 2032-06-01 | 36.7875 | 65.4401 | 26.4132 | 55.9234 | 61.4219 | 1.0654 | 0.91048 | [5 empty] | Winter | 12 | 2031-12-01 | 416 | 328 | 26 | 5
2032-07-01 | 4.431 | 4.4438 | 2032 |  |  |  | 7 | 2032 | 2032-07-01 | 70.5679 | 93.7806 | 35.9663 | 63.3662 | 80.3721 | 1.1668 | 0.78841 | [5 empty] | Winter | 1 | 2032-01-01 | 416 | 328 | 26 | 5
2032-08-01 | 4.506 | 4.4825 | 2032 |  |  |  | 8 | 2032 | 2032-08-01 | 77.5776 | 90.9677 | 43.5466 | 68.5568 | 81.0876 | 1.1218 | 0.84547 | [5 empty] | Winter | 2 | 2032-02-01 | 384 | 312 | 24 | 5
2032-09-01 | 4.546 | 4.3973 | 2032 |  |  |  | 9 | 2032 | 2032-09-01 | 39.9447 | 57.2949 | 33.6444 | 55.8357 | 56.6464 | 1.0114 | 0.98569 | [5 empty] | Winter | 3 | 2032-03-01 | 432 | 312 | 27 | 4
2032-10-01 | 4.6563 | 4.4747 | 2032 |  |  |  | 10 | 2032 | 2032-10-01 | 52.0371 | 53.3204 | 32.1625 | 50.6474 | 52.142 | 1.0226 | 0.97134 | [5 empty] | Winter | 4 | 2032-04-01 | 416 | 304 | 26 | 4
2032-11-01 | 4.6832 | 5.1402 | 2032 |  |  |  | 11 | 2032 | 2032-11-01 | 51.2302 | 53.5713 | 34.2367 | 52.3032 | 53.0068 | 1.0107 | 0.98673 | [5 empty] | Winter | 5 | 2032-05-01 | 400 | 344 | 25 | 6
2032-12-01 | 4.8156 | 5.442 | 2032 |  |  |  | 12 | 2032 | 2032-12-01 | 66.4861 | 54.834 | 39.9018 | 53.8278 | 54.3904 | 1.0082 | 0.98966 | [5 empty] | Summer | 6 | 2032-06-01 | 416 | 304 | 26 | 4
2033-01-01 | 4.6256 | 5.1768 | 2033 |  |  |  | 1 | 2033 | 2033-01-01 | 54.0275 | 53.337 | 36.1916 | 51.2475 | 52.3709 | 1.0184 | 0.97855 | [5 empty] | Summer | 7 | 2032-07-01 | 416 | 328 | 26 | 5
2033-02-01 | 4.5672 | 5.0978 | 2033 |  |  |  | 2 | 2033 | 2033-02-01 | 56.4433 | 51.2556 | 38.0833 | 49.6075 | 50.5493 | 1.014 | 0.98137 | [5 empty] | Summer | 8 | 2032-08-01 | 416 | 328 | 26 | 5
2033-03-01 | 4.4082 | 4.7265 | 2033 |  |  |  | 3 | 2033 | 2033-03-01 | 40.9114 | 46.7141 | 30.0166 | 46.7361 | 46.7233 | 0.9998 | 1.0003 | [5 empty] | Summer | 9 | 2032-09-01 | 400 | 320 | 25 | 5
2033-04-01 | 4.334 | 4.2841 | 2033 |  |  |  | 4 | 2033 | 2033-04-01 | 36.8697 | 43.9099 | 27.8826 | 44.5523 | 44.1811 | 0.99386 | 1.0084 | [5 empty] | Winter | 10 | 2032-10-01 | 416 | 328 | 26 | 5
2033-05-01 | 4.312 | 4.2762 | 2033 |  |  |  | 5 | 2033 | 2033-05-01 | 27.4071 | 46.8634 | 22.4717 | 46.5986 | 46.7409 | 1.0026 | 0.99695 | [5 empty] | Winter | 11 | 2032-11-01 | 400 | 320 | 25 | 5
2033-06-01 | 4.3527 | 4.3236 | 2033 |  |  |  | 6 | 2033 | 2033-06-01 | 37.7644 | 66.6935 | 26.7228 | 56.9715 | 62.5887 | 1.0656 | 0.91025 | [5 empty] | Winter | 12 | 2032-12-01 | 416 | 328 | 26 | 5
2033-07-01 | 4.4818 | 4.4895 | 2033 |  |  |  | 7 | 2033 | 2033-07-01 | 69.8885 | 93.3004 | 37.0151 | 64.8614 | 80.1512 | 1.1641 | 0.80924 | [5 empty] | Winter | 1 | 2033-01-01 | 400 | 344 | 25 | 6
2033-08-01 | 4.543 | 4.5132 | 2033 |  |  |  | 8 | 2033 | 2033-08-01 | 76.7881 | 89.9696 | 43.1356 | 68.5051 | 80.9683 | 1.1112 | 0.84607 | [5 empty] | Winter | 2 | 2033-02-01 | 384 | 288 | 24 | 4
2033-09-01 | 4.5837 | 4.4263 | 2033 |  |  |  | 9 | 2033 | 2033-09-01 | 39.4876 | 58.8769 | 33.7228 | 57.4295 | 58.2336 | 1.011 | 0.98619 | [5 empty] | Winter | 3 | 2033-03-01 | 432 | 312 | 27 | 4
2033-10-01 | 4.6793 | 4.4737 | 2033 |  |  |  | 10 | 2033 | 2033-10-01 | 68.321 | 55.9381 | 36.7345 | 53.8122 | 55.0008 | 1.017 | 0.97839 | [5 empty] | Winter | 4 | 2033-04-01 | 416 | 304 | 26 | 4
2033-11-01 | 4.8174 | 5.2638 | 2033 |  |  |  | 11 | 2033 | 2033-11-01 | 54.7045 | 54.1098 | 36.091 | 50.9254 | 52.692 | 1.0269 | 0.96647 | [5 empty] | Winter | 5 | 2033-05-01 | 400 | 344 | 25 | 6
2033-12-01 | 5.2443 | 5.8879 | 2033 |  |  |  | 12 | 2033 | 2033-12-01 | 70.5039 | 57.9682 | 43.3567 | 57.1427 | 57.6042 | 1.0063 | 0.99199 | [5 empty] | Summer | 6 | 2033-06-01 | 416 | 304 | 26 | 4
2034-01-01 | 5.3218 | 5.9468 | 2034 |  |  |  | 1 | 2034 | 2034-01-01 | 59.8486 | 58.3041 | 41.0032 | 56.4713 | 57.4567 | 1.0147 | 0.98285 | [5 empty] | Summer | 7 | 2033-07-01 | 400 | 344 | 25 | 6
2034-02-01 | 5.0434 | 5.6886 | 2034 |  |  |  | 2 | 2034 | 2034-02-01 | 60.37 | 54.0917 | 41.4207 | 52.892 | 53.5776 | 1.0096 | 0.9872 | [5 empty] | Summer | 8 | 2033-08-01 | 432 | 312 | 27 | 4
2034-03-01 | 4.6145 | 4.9304 | 2034 |  |  |  | 3 | 2034 | 2034-03-01 | 42.3327 | 48.1619 | 31.3232 | 48.4507 | 48.2828 | 0.9975 | 1.0035 | [5 empty] | Summer | 9 | 2033-09-01 | 400 | 320 | 25 | 5
2034-04-01 | 4.5043 | 4.4061 | 2034 |  |  |  | 4 | 2034 | 2034-04-01 | 37.572 | 45.5677 | 28.4678 | 46.8873 | 46.1542 | 0.98729 | 1.0159 | [5 empty] | Winter | 10 | 2033-10-01 | 416 | 328 | 26 | 5
2034-05-01 | 4.4203 | 4.3738 | 2034 |  |  |  | 5 | 2034 | 2034-05-01 | 28.8772 | 49.8104 | 22.4174 | 51.3276 | 50.4793 | 0.98675 | 1.0168 | [5 empty] | Winter | 11 | 2033-11-01 | 400 | 320 | 25 | 5
2034-06-01 | 4.4772 | 4.4384 | 2034 |  |  |  | 6 | 2034 | 2034-06-01 | 38.5135 | 68.3821 | 27.2651 | 58.8384 | 64.3525 | 1.0626 | 0.91431 | [5 empty] | Winter | 12 | 2033-12-01 | 416 | 328 | 26 | 5
2034-07-01 | 4.689 | 4.6884 | 2034 |  |  |  | 7 | 2034 | 2034-07-01 | 71.0409 | 95.1665 | 38.1769 | 67.0317 | 82.1579 | 1.1583 | 0.81589 | [5 empty] | Winter | 1 | 2034-01-01 | 400 | 344 | 25 | 6
2034-08-01 | 4.7828 | 4.7691 | 2034 |  |  |  | 8 | 2034 | 2034-08-01 | 76.9524 | 90.6018 | 43.9087 | 69.9977 | 81.9613 | 1.1054 | 0.85403 | [5 empty] | Winter | 2 | 2034-02-01 | 384 | 288 | 24 | 4
2034-09-01 | 4.7615 | 4.5594 | 2034 |  |  |  | 9 | 2034 | 2034-09-01 | 39.9544 | 59.2468 | 34.3358 | 58.0834 | 58.7297 | 1.0088 | 0.989 | [5 empty] | Winter | 3 | 2034-03-01 | 432 | 312 | 27 | 4
2034-10-01 | 4.8106 | 4.6158 | 2034 |  |  |  | 10 | 2034 | 2034-10-01 | 56.7429 | 54.6463 | 34.7582 | 51.6945 | 53.345 | 1.0244 | 0.96906 | [5 empty] | Winter | 4 | 2034-04-01 | 400 | 320 | 25 | 5
2034-11-01 | 4.9551 | 5.608 | 2034 |  |  |  | 11 | 2034 | 2034-11-01 | 57.2943 | 55.323 | 37.7346 | 52.4282 | 54.0342 | 1.0239 | 0.97028 | [5 empty] | Winter | 5 | 2034-05-01 | 416 | 328 | 26 | 5
2034-12-01 | 5.5167 | 6.4227 | 2034 |  |  |  | 12 | 2034 | 2034-12-01 | 75.5662 | 60.3369 | 47.7328 | 59.8105 | 60.0935 | 1.0041 | 0.99529 | [5 empty] | Summer | 6 | 2034-06-01 | 416 | 304 | 26 | 4
2035-01-01 | 5.598 | 6.4421 | 2035 |  |  |  | 1 | 2035 | 2035-01-01 | 65.4276 | 60.9862 | 43.6338 | 59.8195 | 60.4718 | 1.0085 | 0.98921 | [5 empty] | Summer | 7 | 2034-07-01 | 400 | 344 | 25 | 6
2035-02-01 | 5.4417 | 6.2115 | 2035 |  |  |  | 2 | 2035 | 2035-02-01 | 65.9021 | 57.093 | 45.7103 | 56.6266 | 56.8931 | 1.0035 | 0.99532 | [5 empty] | Summer | 8 | 2034-08-01 | 432 | 312 | 27 | 4
2035-03-01 | 4.955 | 5.182 | 2035 |  |  |  | 3 | 2035 | 2035-03-01 | 44.6905 | 51.4292 | 34.1385 | 53.7581 | 52.404 | 0.9814 | 1.0258 | [5 empty] | Summer | 9 | 2034-09-01 | 400 | 320 | 25 | 5
2035-04-01 | 4.7115 | 4.5314 | 2035 |  |  |  | 4 | 2035 | 2035-04-01 | 45.6154 | 49.6031 | 32.507 | 51.8526 | 50.6029 | 0.98024 | 1.0247 | [5 empty] | Winter | 10 | 2034-10-01 | 416 | 328 | 26 | 5
2035-05-01 | 4.6429 | 4.4737 | 2035 |  |  |  | 5 | 2035 | 2035-05-01 | 28.5659 | 48.6401 | 22.7788 | 49.5737 | 49.0517 | 0.99161 | 1.0106 | [5 empty] | Winter | 11 | 2034-11-01 | 400 | 320 | 25 | 5
2035-06-01 | 4.6848 | 4.5643 | 2035 |  |  |  | 6 | 2035 | 2035-06-01 | 35.71 | 67.0966 | 27.1159 | 59.418 | 63.8545 | 1.0508 | 0.93052 | [5 empty] | Winter | 12 | 2034-12-01 | 400 | 344 | 25 | 6
2035-07-01 | 4.8709 | 4.7785 | 2035 |  |  |  | 7 | 2035 | 2035-07-01 | 69.8806 | 95.87 | 39.1537 | 69.8647 | 83.8461 | 1.1434 | 0.83325 | [5 empty] | Winter | 1 | 2035-01-01 | 416 | 328 | 26 | 5
2035-08-01 | 4.9507 | 4.8444 | 2035 |  |  |  | 8 | 2035 | 2035-08-01 | 86.6824 | 99.8097 | 46.7301 | 73.6654 | 88.846 | 1.1234 | 0.82914 | [5 empty] | Winter | 2 | 2035-02-01 | 384 | 288 | 24 | 4
2035-09-01 | 4.9608 | 4.6796 | 2035 |  |  |  | 9 | 2035 | 2035-09-01 | 42.1096 | 62.6167 | 36.9897 | 61.6435 | 62.1625 | 1.0073 | 0.99165 | [5 empty] | Winter | 3 | 2035-03-01 | 432 | 312 | 27 | 4
2035-10-01 | 4.9772 | 4.8114 | 2035 |  |  |  | 10 | 2035 | 2035-10-01 | 53.446 | 57.8244 | 34.7583 | 56.0727 | 57.0899 | 1.0129 | 0.98218 | [5 empty] | Winter | 4 | 2035-04-01 | 400 | 320 | 25 | 5
2035-11-01 | 5.0007 | 5.5526 | 2035 |  |  |  | 11 | 2035 | 2035-11-01 | 50.3539 | 56.9162 | 35.5543 | 56.1963 | 56.5957 | 1.0057 | 0.99294 | [5 empty] | Winter | 5 | 2035-05-01 | 416 | 328 | 26 | 5
2035-12-01 | 5.431 | 6.1621 | 2035 |  |  |  | 12 | 2035 | 2035-12-01 | 68.0615 | 59.9121 | 44.66 | 59.2468 | 59.6045 | 1.0052 | 0.994 | [5 empty] | Summer | 6 | 2035-06-01 | 416 | 304 | 26 | 4
2036-01-01 | 5.5085 | 6.1904 | 2036 |  |  |  | 1 | 2036 | 2036-01-01 | 64.5288 | 60.823 | 42.6884 | 59.9781 | 60.4505 | 1.0062 | 0.99219 | [5 empty] | Summer | 7 | 2035-07-01 | 400 | 344 | 25 | 6
2036-02-01 | 5.2026 | 5.8035 | 2036 |  |  |  | 2 | 2036 | 2036-02-01 | 63.338 | 56.0435 | 43.4137 | 55.5127 | 55.8178 | 1.004 | 0.99453 | [5 empty] | Summer | 8 | 2035-08-01 | 432 | 312 | 27 | 4
2036-03-01 | 4.9818 | 5.1981 | 2036 |  |  |  | 3 | 2036 | 2036-03-01 | 43.8531 | 51.0995 | 33.885 | 52.0145 | 51.5022 | 0.99218 | 1.0099 | [5 empty] | Summer | 9 | 2035-09-01 | 384 | 336 | 24 | 6
2036-04-01 | 4.7789 | 4.5507 | 2036 |  |  |  | 4 | 2036 | 2036-04-01 | 38.0704 | 47.4107 | 30.0339 | 48.5248 | 47.8811 | 0.99018 | 1.0134 | [5 empty] | Winter | 10 | 2035-10-01 | 432 | 312 | 27 | 4
2036-05-01 | 4.7098 | 4.5254 | 2036 |  |  |  | 5 | 2036 | 2036-05-01 | 27.5073 | 49.4391 | 22.6499 | 50.8368 | 50.0553 | 0.98769 | 1.0156 | [5 empty] | Winter | 11 | 2035-11-01 | 400 | 320 | 25 | 5
2036-06-01 | 4.7525 | 4.6179 | 2036 |  |  |  | 6 | 2036 | 2036-06-01 | 37.3412 | 69.3021 | 27.4301 | 61.3623 | 65.7733 | 1.0537 | 0.93294 | [5 empty] | Winter | 12 | 2035-12-01 | 400 | 344 | 25 | 6
2036-07-01 | 4.9279 | 4.7945 | 2036 |  |  |  | 7 | 2036 | 2036-07-01 | 74.8895 | 101.5979 | 38.9658 | 71.3381 | 88.2576 | 1.1512 | 0.80829 | [5 empty] | Winter | 1 | 2036-01-01 | 416 | 328 | 26 | 5
2036-08-01 | 4.9932 | 4.8618 | 2036 |  |  |  | 8 | 2036 | 2036-08-01 | 81.6251 | 97.8934 | 47.0395 | 74.9118 | 87.7618 | 1.1154 | 0.85358 | [5 empty] | Winter | 2 | 2036-02-01 | 400 | 296 | 25 | 4
2036-09-01 | 5.0358 | 4.7188 | 2036 |  |  |  | 9 | 2036 | 2036-09-01 | 42.8628 | 64.7521 | 36.9301 | 63.1344 | 64.0331 | 1.0112 | 0.98596 | [5 empty] | Winter | 3 | 2036-03-01 | 416 | 328 | 26 | 5
2036-10-01 | 5.0998 | 4.887 | 2036 |  |  |  | 10 | 2036 | 2036-10-01 | 70.6919 | 61.4148 | 39.7608 | 59.3445 | 60.5466 | 1.0143 | 0.98015 | [5 empty] | Winter | 4 | 2036-04-01 | 416 | 304 | 26 | 4
2036-11-01 | 5.1762 | 5.6354 | 2036 |  |  |  | 11 | 2036 | 2036-11-01 | 52.675 | 57.5235 | 38.5537 | 55.9102 | 56.7694 | 1.0133 | 0.98486 | [5 empty] | Winter | 5 | 2036-05-01 | 416 | 328 | 26 | 5
2036-12-01 | 5.7303 | 6.4678 | 2036 |  |  |  | 12 | 2036 | 2036-12-01 | 74.3601 | 62.8394 | 46.7473 | 62.5077 | 62.6932 | 1.0023 | 0.99704 | [5 empty] | Summer | 6 | 2036-06-01 | 400 | 320 | 25 | 5
2037-01-01 | 5.812 | 6.5004 | 2037 |  |  |  | 1 | 2037 | 2037-01-01 | 67.0603 | 63.1336 | 44.9263 | 62.6501 | 62.9204 | 1.0034 | 0.9957 | [5 empty] | Summer | 7 | 2036-07-01 | 416 | 328 | 26 | 5
2037-02-01 | 5.7163 | 6.3374 | 2037 |  |  |  | 2 | 2037 | 2037-02-01 | 68.8645 | 60.1552 | 47.6302 | 60.3903 | 60.2559 | 0.99833 | 1.0022 | [5 empty] | Summer | 8 | 2036-08-01 | 416 | 328 | 26 | 5
2037-03-01 | 5.2738 | 5.4702 | 2037 |  |  |  | 3 | 2037 | 2037-03-01 | 46.8445 | 53.2758 | 35.9365 | 54.7675 | 53.9323 | 0.98783 | 1.0155 | [5 empty] | Summer | 9 | 2036-09-01 | 400 | 320 | 25 | 5
2037-04-01 | 5.0799 | 4.8778 | 2037 |  |  |  | 4 | 2037 | 2037-04-01 | 40.8917 | 50.9239 | 31.8319 | 53.7287 | 52.1082 | 0.97727 | 1.0311 | [5 empty] | Winter | 10 | 2036-10-01 | 432 | 312 | 27 | 4
2037-05-01 | 5.0272 | 4.8434 | 2037 |  |  |  | 5 | 2037 | 2037-05-01 | 30.3706 | 53.5727 | 24.7158 | 55.5413 | 54.4829 | 0.98329 | 1.0194 | [5 empty] | Winter | 11 | 2036-11-01 | 384 | 336 | 24 | 6
2037-06-01 | 5.0705 | 4.9465 | 2037 |  |  |  | 6 | 2037 | 2037-06-01 | 41.7895 | 73.5636 | 30.5902 | 65.5066 | 70.1617 | 1.0485 | 0.93365 | [5 empty] | Winter | 12 | 2036-12-01 | 416 | 328 | 26 | 5
2037-07-01 | 5.318 | 5.2384 | 2037 |  |  |  | 7 | 2037 | 2037-07-01 | 80.4599 | 107.9625 | 42.5376 | 75.634 | 93.7102 | 1.1521 | 0.80711 | [5 empty] | Winter | 1 | 2037-01-01 | 416 | 328 | 26 | 5
2037-08-01 | 5.4179 | 5.3242 | 2037 |  |  |  | 8 | 2037 | 2037-08-01 | 90.1281 | 102.466 | 51.9183 | 79.7073 | 92.4326 | 1.1085 | 0.86233 | [5 empty] | Winter | 2 | 2037-02-01 | 384 | 288 | 24 | 4
2037-09-01 | 5.3947 | 5.1182 | 2037 |  |  |  | 9 | 2037 | 2037-09-01 | 45.8287 | 67.1661 | 39.4692 | 65.0892 | 66.243 | 1.0139 | 0.98258 | [5 empty] | Winter | 3 | 2037-03-01 | 416 | 328 | 26 | 5
2037-10-01 | 5.4416 | 5.1611 | 2037 |  |  |  | 10 | 2037 | 2037-10-01 | 61.6891 | 61.4945 | 38.4141 | 59.3309 | 60.5872 | 1.015 | 0.97926 | [5 empty] | Winter | 4 | 2037-04-01 | 416 | 304 | 26 | 4
2037-11-01 | 5.5398 | 6.0454 | 2037 |  |  |  | 11 | 2037 | 2037-11-01 | 57.6864 | 60.9016 | 41.5251 | 59.3889 | 60.1946 | 1.0117 | 0.98662 | [5 empty] | Winter | 5 | 2037-05-01 | 400 | 344 | 25 | 6
2037-12-01 | 6.0563 | 6.7408 | 2037 |  |  |  | 12 | 2037 | 2037-12-01 | 80.4848 | 65.5772 | 49.7997 | 65.4513 | 65.5217 | 1.0008 | 0.99893 | [5 empty] | Summer | 6 | 2037-06-01 | 416 | 304 | 26 | 4
[22 empty] | Summer | 7 | 2037-07-01 | 416 | 328 | 26 | 5
| IRP - Wyo NE | West Side | [7 empty] | Mid C | PV | Mid C | PV | [8 empty] | Summer | 8 | 2037-08-01 | 416 | 328 | 26 | 5
| 46 | 43 | [7 empty] | 7 | 6 | 15 | 14 | [8 empty] | Summer | 9 | 2037-09-01 | 400 | 320 | 25 | 5
[22 empty] | Winter | 10 | 2037-10-01 | 432 | 312 | 27 | 4
Check Totals | 57.3862 | 61.9152 | [6 empty] | Check Totals | 0 | 0 | 0 | 0 | [8 empty] | Winter | 11 | 2037-11-01 | 384 | 336 | 24 | 6
[22 empty] | Winter | 12 | 2037-12-01 | 416 | 328 | 26 | 5
Formulas:
Sun/Hol = EDATE([Period],1)-[Period]-[HLH Days]