## Table 1
Appendix B
| Table 1 |  |  |  |  | 13 | [83 empty] | 0% | Transmission Deferral %
| Avoided Cost Prices |  |  |  |  | 252 |  |  | Capacity Contribution | [80 empty] | 1700 | Transmission Upgrade Capacity
| QF - Sch37 - UT - Solar T - 10.0 MW and 32.2% CF | [7 empty] | 19.11% | 17.94% | 12.71% | 76.03% | 76.03% | 38.37% | 32.69% | 32.69% | 35.16% | 35.16% | 30.22% | 31.4% | 31.4% | 31.4% | 30.22% | 30.22% | 30.22% | 100% | [63 empty] | 0 | Transmission Deferral (MW)
Deferral (Nameplate MW)
|  |  |  | Total Price @ | [7 empty] | IRP19Wind_wS_YK_T 2029 | IRP19Wind_wS_YK_T 2037 |  | IRP19Solar_wS_YK_T 2024 | IRP19Solar_wS_YK_T 2036 | IRP19Solar_wS_OR_T 2024 | IRP19Solar_wS_OR_T 2033 | IRP19Solar_wS_UT_UTN_T 2024 | IRP19Solar_wS_WY_JB_T 2024 | IRP19Solar_wS_WY_JB_T 2029 | IRP19Solar_wS_WY_JB_T 2038 | IRP19Solar_wS_UT_UTS_T 2024 | IRP19Solar_wS_UT_UTS_T 2030 | IRP19Solar_wS_UT_UTS_T 2037 | IRP19_SCCT_NTN_2026_185MW |  |  |  | 0 |  | 0 | IRP19Wind_wS_YK_T 2029 | IRP19Wind_wS_YK_T 2037 | 0 | IRP19Solar_wS_YK_T 2024 | IRP19Solar_wS_YK_T 2036 | IRP19Solar_wS_OR_T 2024 | IRP19Solar_wS_OR_T 2033 | IRP19Solar_wS_UT_UTN_T 2024 | IRP19Solar_wS_WY_JB_T 2024 | IRP19Solar_wS_WY_JB_T 2029 | IRP19Solar_wS_WY_JB_T 2038 | IRP19Solar_wS_UT_UTS_T 2024 | IRP19Solar_wS_UT_UTS_T 2030 | IRP19Solar_wS_UT_UTS_T 2037 | IRP19_SCCT_NTN_2026_185MW |  | Resource Cost ($/kw-year) |  |  | IRP19Wind_wS_YK_T 2029 | IRP19Wind_wS_YK_T 2037 | 0 | IRP19Solar_wS_YK_T 2024 | IRP19Solar_wS_YK_T 2036 | IRP19Solar_wS_OR_T 2024 | IRP19Solar_wS_OR_T 2033 | IRP19Solar_wS_UT_UTN_T 2024 | IRP19Solar_wS_WY_JB_T 2024 | IRP19Solar_wS_WY_JB_T 2029 | IRP19Solar_wS_WY_JB_T 2038 | IRP19Solar_wS_UT_UTS_T 2024 | IRP19Solar_wS_UT_UTS_T 2030 | IRP19Solar_wS_UT_UTS_T 2037 | IRP19_SCCT_NTN_2026_185MW | Deferred Cost (Millions $/year) | [22 empty] | Resource Cost ($/kw-year) | Deferred Cost (Millions $/year)
|  | Capacity | Energy | 32.19% |  |  |  |  | IRP19Wind_ID_T | IRP19Wind_UT_CP_T | IRP19Wind_WYAE_T | IRP19Wind_wS_YK_T | IRP19Wind_wS_YK_T | IRP19Wind_wS_ID_T | IRP19Solar_wS_YK_T | IRP19Solar_wS_YK_T | IRP19Solar_wS_OR_T | IRP19Solar_wS_OR_T | IRP19Solar_wS_UT_UTN_T | IRP19Solar_wS_WY_JB_T | IRP19Solar_wS_WY_JB_T | IRP19Solar_wS_WY_JB_T | IRP19Solar_wS_UT_UTS_T | IRP19Solar_wS_UT_UTS_T | IRP19Solar_wS_UT_UTS_T | IRP19_SCCT_NTN_2026_185MW |  |  |  | IRP19Wind_ID_T | IRP19Wind_UT_CP_T | IRP19Wind_WYAE_T | IRP19Wind_wS_YK_T | IRP19Wind_wS_YK_T | IRP19Wind_wS_ID_T | IRP19Solar_wS_YK_T | IRP19Solar_wS_YK_T | IRP19Solar_wS_OR_T | IRP19Solar_wS_OR_T | IRP19Solar_wS_UT_UTN_T | IRP19Solar_wS_WY_JB_T | IRP19Solar_wS_WY_JB_T | IRP19Solar_wS_WY_JB_T | IRP19Solar_wS_UT_UTS_T | IRP19Solar_wS_UT_UTS_T | IRP19Solar_wS_UT_UTS_T | IRP19_SCCT_NTN_2026_185MW |  | IRP19Wind_ID_T | IRP19Wind_UT_CP_T | IRP19Wind_WYAE_T | IRP19Wind_wS_YK_T | IRP19Wind_wS_YK_T | IRP19Wind_wS_ID_T | IRP19Solar_wS_YK_T | IRP19Solar_wS_YK_T | IRP19Solar_wS_OR_T | IRP19Solar_wS_OR_T | IRP19Solar_wS_UT_UTN_T | IRP19Solar_wS_WY_JB_T | IRP19Solar_wS_WY_JB_T | IRP19Solar_wS_WY_JB_T | IRP19Solar_wS_UT_UTS_T | IRP19Solar_wS_UT_UTS_T | IRP19Solar_wS_UT_UTS_T | IRP19_SCCT_NTN_2026_185MW | IRP19Wind_ID_T | IRP19Wind_UT_CP_T | IRP19Wind_WYAE_T | IRP19Wind_wS_YK_T | IRP19Wind_wS_YK_T | IRP19Wind_wS_ID_T | IRP19Solar_wS_YK_T | IRP19Solar_wS_YK_T | IRP19Solar_wS_OR_T | IRP19Solar_wS_OR_T | IRP19Solar_wS_UT_UTN_T | IRP19Solar_wS_WY_JB_T | IRP19Solar_wS_WY_JB_T | IRP19Solar_wS_WY_JB_T | IRP19Solar_wS_UT_UTS_T | IRP19Solar_wS_UT_UTS_T | IRP19Solar_wS_UT_UTS_T | IRP19_SCCT_NTN_2026_185MW | 0 | 0 | 0 | Total Capacity Deferral |  | IRP17 Aeolus Trans | IRP17 Aeolus Trans
| Year | Price | Only Price | Capacity Factor
|  | $/kW-yr | $/MWh (2) | $/MWh |  |  |  |  | MW | MW |  | MW | MW | MW | MW | MW | MW | MW | MW | MW | MW | MW | MW | MW | MW |  |  |  |  | MW | MW | MW | MW | MW | MW | MW | MW | MW | MW | MW | MW | MW | MW | MW | MW | MW | MW |  | $/kw-year | $/kw-year | $/kw-year | $/kw-year | $/kw-year | $/kw-year | $/kw-year | $/kw-year | $/kw-year | $/kw-year |  | $/kw-year | $/kw-year | $/kw-year | $/kw-year | $/kw-year | $/kw-year | $/kw-year | Millions $/year | Millions $/year | Millions $/year | Millions $/year | Millions $/year | Millions $/year | Millions $/year | Millions $/year | Millions $/year | Millions $/year | Millions $/year | Millions $/year | Millions $/year | Millions $/year | Millions $/year | Millions $/year | Millions $/year | Millions $/year | Millions $/year | Millions $/year | Millions $/year | Millions $/year |  | $/kw-year | Millions $/year
| 2020 | 0 | 13.6841 | 13.6841 |  |  |  | 2020 | 0 | 0 | 0 | 0 | 0 | 0 | 0 | 0 | 0 | 0 | 0 | 0 | 0 | 0 | 0 | 0 | 0 | 0 |  |  |  | 0 | 0 | 0 | 0 | 0 | 0 | 0 | 0 | 0 | 0 | 0 | 0 | 0 | 0 | 0 | 0 | 0 | 0 | 2020 | 0 | 0 | 0 | 0 |  | 0 | 25.49 |  | 25.49 |  | 25.49 | 25.49 | 25.49 |  | 25.49 | 25.49 |  | 8.05 | 0 | 0 | 0 | 0 | 0 | 0 | 0 | 0 | 0 | 0 | 0 | 0 | 0 | 0 | 0 | 0 | 0 | 0 | 0 | 0 | 0 | 0 | 2020 | 0 | 0
| 2021 | 0 | 13.356 | 13.356 |  |  |  | 2021 | 0 | 0 | 0 | 0 | 0 | 0 | 0 | 0 | 0 | 0 | 0 | 0 | 0 | 0 | 0 | 0 | 0 | 0 |  |  |  | 0 | 0 | 0 | 0 | 0 | 0 | 0 | 0 | 0 | 0 | 0 | 0 | 0 | 0 | 0 | 0 | 0 | 0 | 2021 | 0 | 0 | 0 | 0 |  | 0 | 26 |  | 26 |  | 26 | 26 | 26 |  | 26 | 26 |  | 8.21 | 0 | 0 | 0 | 0 | 0 | 0 | 0 | 0 | 0 | 0 | 0 | 0 | 0 | 0 | 0 | 0 | 0 | 0 | 0 | 0 | 0 | 0 | 2021 | 0 | 0
| 2022 | 0 | 13.8839 | 13.8839 |  |  |  | 2022 | 0 | 0 | 0 | 0 | 0 | 0 | 0 | 0 | 0 | 0 | 0 | 0 | 0 | 0 | 0 | 0 | 0 | 0 |  |  |  | 0 | 0 | 0 | 0 | 0 | 0 | 0 | 0 | 0 | 0 | 0 | 0 | 0 | 0 | 0 | 0 | 0 | 0 | 2022 | 0 | 0 | 0 | 0 |  | 0 | 26.65 |  | 26.65 |  | 26.65 | 26.65 | 26.65 |  | 26.65 | 26.65 |  | 8.42 | 0 | 0 | 0 | 0 | 0 | 0 | 0 | 0 | 0 | 0 | 0 | 0 | 0 | 0 | 0 | 0 | 0 | 0 | 0 | 0 | 0 | 0 | 2022 | 0 | 0
| 2023 | 0 | 14.4387 | 14.4387 |  |  |  | 2023 | 0 | 0 | 0 | 0 | 0 | 0 | 0 | 0 | 0 | 0 | 0 | 0 | 0 | 0 | 0 | 0 | 0 | 0 |  |  |  | 0 | 0 | 0 | 0 | 0 | 0 | 0 | 0 | 0 | 0 | 0 | 0 | 0 | 0 | 0 | 0 | 0 | 0 | 2023 | 0 | 121.1121 | 0 | 0 |  | 0 | 27.32 |  | 27.32 |  | 27.32 | 27.32 | 27.32 |  | 27.32 | 27.32 |  | 8.63 | 0 | 0 | 0 | 0 | 0 | 0 | 0 | 0 | 0 | 0 | 0 | 0 | 0 | 0 | 0 | 0 | 0 | 0 | 0 | 0 | 0 | 0 | 2023 | 0 | 0
| 2024 | 29.8937 | 3.5654 | 14.3528 |  |  |  | 2024 | 0 | 0 | 0 | 0 | 0 | 0 | 0 | 0 | 0 | 0 | 0.97035 | 0 | 0 | 0 | 0 | 0 | 0 | 0 |  |  |  | 0 | 0 | 0 | 0 | 0 | 0 | 0 | 0 | 0 | 0 | 3.2106 | 0 | 0 | 0 | 0 | 0 | 0 | 0 | 2024 | 0 | 123.9125 | 167.2713 | 0 |  | 0 | 94.2264 |  | 93.9096 |  | 93.1084 | 90.4219 | 27.98 |  | 92.0299 | 27.98 |  | 8.84 | 0 | 0 | 0 | 0 | 0 | 0 | 0 | 0 | 0 | 0 | 0.29894 | 0 | 0 | 0 | 0 | 0 | 0 | 0 | 0 | 0 | 0 | 0.29894 | 2024 | 47.8703 | 0
| 2025 | 30.5813 | 3.6636 | 14.7844 |  |  |  | 2025 | 0 | 0 | 0 | 0 | 0 | 0 | 0 | 0 | 0 | 0 | 0 | 0 | 0 | 0 | 0 | 0 | 0 | 0 |  |  |  | 0 | 0 | 0 | 0 | 0 | 0 | 0 | 0 | 0 | 0 | 0 | 0 | 0 | 0 | 0 | 0 | 0 | 0 | 2025 | 0 | 126.6861 | 171.1202 | 0 |  | 0 | 96.39 |  | 96.07 |  | 95.25 | 92.5 | 28.62 |  | 94.15 | 28.62 |  | 9.04 | 0 | 0 | 0 | 0 | 0 | 0 | 0 | 0 | 0 | 0 | 0.30581 | 0 | 0 | 0 | 0 | 0 | 0 | 0 | 0 | 0 | 0 | 0.30581 | 2025 | 48.97 | 0
| 2026 | 31.2844 | 4.568 | 16.0017 |  |  |  | 2026 | 0 | 0 | 0 | 0 | 0 | 0 | 0 | 0 | 0 | 0 | 0 | 0 | 0 | 0 | 0 | 0 | 0 | 0 |  |  |  | 0 | 0 | 0 | 0 | 0 | 0 | 0 | 0 | 0 | 0 | 0 | 0 | 0 | 0 | 0 | 0 | 0 | 0 | 2026 | 0 | 129.4942 | 175.0401 | 0 |  | 0 | 98.61 |  | 98.28 |  | 97.44 | 94.63 | 29.28 |  | 96.32 | 29.28 |  | 112.0933 | 0 | 0 | 0 | 0 | 0 | 0 | 0 | 0 | 0 | 0 | 0.31284 | 0 | 0 | 0 | 0 | 0 | 0 | 0 | 0 | 0 | 0 | 0.31284 | 2026 | 50.1 | 0
| 2027 | 32.0036 | 5.4885 | 17.2438 |  |  |  | 2027 | 0 | 0 | 0 | 0 | 0 | 0 | 0 | 0 | 0 | 0 | 0 | 0 | 0 | 0 | 0 | 0 | 0 | 0 |  |  |  | 0 | 0 | 0 | 0 | 0 | 0 | 0 | 0 | 0 | 0 | 0 | 0 | 0 | 0 | 0 | 0 | 0 | 0 | 2027 | 0 | 132.3768 | 179.0602 | 0 |  | 0 | 100.88 |  | 100.54 |  | 99.68 | 96.8 | 29.95 |  | 98.54 | 29.95 |  | 114.67 | 0 | 0 | 0 | 0 | 0 | 0 | 0 | 0 | 0 | 0 | 0.32004 | 0 | 0 | 0 | 0 | 0 | 0 | 0 | 0 | 0 | 0 | 0.32004 | 2027 | 51.25 | 0
| 2028 | 32.7388 | 7.4676 | 19.521 |  |  |  | 2028 | 0 | 0 | 0 | 0 | 0 | 0 | 0 | 0 | 0 | 0 | 0 | 0 | 0 | 0 | 0 | 0 | 0 | 0 |  |  |  | 0 | 0 | 0 | 0 | 0 | 0 | 0 | 0 | 0 | 0 | 0 | 0 | 0 | 0 | 0 | 0 | 0 | 0 | 2028 | 0 | 135.3684 | 183.1801 | 0 |  | 0 | 103.2 |  | 102.85 |  | 101.97 | 99.03 | 30.64 |  | 100.81 | 30.64 |  | 117.32 | 0 | 0 | 0 | 0 | 0 | 0 | 0 | 0 | 0 | 0 | 0.32739 | 0 | 0 | 0 | 0 | 0 | 0 | 0 | 0 | 0 | 0 | 0.32739 | 2028 | 52.43 | 0
| 2029 | 33.4901 | 8.8542 | 21.2795 |  |  |  | 2029 | 0 | 0 | 0 | 0 | 0 | 0 | 0 | 0 | 0 | 0 | 0 | 0 | 0 | 0 | 0 | 0 | 0 | 0 |  |  |  | 0 | 0 | 0 | 0 | 0 | 0 | 0 | 0 | 0 | 0 | 0 | 0 | 0 | 0 | 0 | 0 | 0 | 0 | 2029 | 0 | 138.4545 | 187.3899 | 143.3847 |  | 0 | 105.57 |  | 105.21 |  | 104.31 | 101.3 | 92.8689 |  | 103.13 | 31.34 |  | 120.02 | 0 | 0 | 0 | 0 | 0 | 0 | 0 | 0 | 0 | 0 | 0.3349 | 0 | 0 | 0 | 0 | 0 | 0 | 0 | 0 | 0 | 0 | 0.3349 | 2029 | 53.64 | 0
| 2030 | 34.2254 | 5.4967 | 18.2586 |  |  |  | 2030 | 0 | 0 | 0 | 0 | 0 | 0 | 0 | 0 | 0 | 0 | 0 | 0 | 0 | 0 | 0 | 0 | 0 | 0 |  |  |  | 0 | 0 | 0 | 0 | 0 | 0 | 0 | 0 | 0 | 0 | 0 | 0 | 0 | 0 | 0 | 0 | 0 | 0 | 2030 | 136.2953 | 141.5751 | 191.54 | 146.5002 |  | 0 | 107.89 |  | 107.53 |  | 106.6 | 103.53 | 94.91 |  | 105.4 | 135.2013 |  | 122.67 | 0 | 0 | 0 | 0 | 0 | 0 | 0 | 0 | 0 | 0 | 0.34225 | 0 | 0 | 0 | 0 | 0 | 0 | 0 | 0 | 0 | 0 | 0.34225 | 2030 | 54.82 | 0
| 2031 | 34.9766 | 8.2525 | 21.3601 |  |  |  | 2031 | 0 | 0 | 0 | 0 | 0 | 0 | 0 | 0 | 0 | 0 | 0 | 0 | 0 | 0 | 0 | 0 | 0 | 0 |  |  |  | 0 | 0 | 0 | 0 | 0 | 0 | 0 | 0 | 0 | 0 | 0 | 0 | 0 | 0 | 0 | 0 | 0 | 0 | 2031 | 139.32 | 144.7146 | 195.7899 | 149.7724 |  | 0 | 110.26 |  | 109.89 |  | 108.94 | 105.8 | 96.99 |  | 107.72 | 138.17 |  | 125.37 | 0 | 0 | 0 | 0 | 0 | 0 | 0 | 0 | 0 | 0 | 0.34977 | 0 | 0 | 0 | 0 | 0 | 0 | 0 | 0 | 0 | 0 | 0.34977 | 2031 | 56.03 | 0
| 2032 | 35.7472 | 9.9967 | 23.4242 |  |  |  | 2032 | 0 | 0 | 0 | 0 | 0 | 0 | 0 | 0 | 0 | 0 | 0 | 0 | 0 | 0 | 0 | 0 | 0 | 0 |  |  |  | 0 | 0 | 0 | 0 | 0 | 0 | 0 | 0 | 0 | 0 | 0 | 0 | 0 | 0 | 0 | 0 | 0 | 0 | 2032 | 142.4102 | 147.8887 | 200.1301 | 153.1047 |  | 154.6959 | 112.69 |  | 112.31 |  | 111.34 | 108.13 | 99.12 |  | 110.09 | 141.21 |  | 128.15 | 0 | 0 | 0 | 0 | 0 | 0 | 0 | 0 | 0 | 0 | 0.35747 | 0 | 0 | 0 | 0 | 0 | 0 | 0 | 0 | 0 | 0 | 0.35747 | 2032 | 57.26 | 0
| 2033 | 36.4953 | 10.4851 | 24.2996 |  |  |  | 2033 | 0 | 0 | 0 | 0 | 0 | 0 | 0 | 0 | 0 | 0 | 0 | 0 | 0 | 0 | 0 | 0 | 0 | 0 |  |  |  | 0 | 0 | 0 | 0 | 0 | 0 | 0 | 0 | 0 | 0 | 0 | 0 | 0 | 0 | 0 | 0 | 0 | 0 | 2033 | 145.4796 | 151.1072 | 204.4001 | 156.3669 |  | 157.9979 | 115.05 |  | 114.67 |  | 113.67 | 110.4 | 101.2 |  | 112.4 | 144.17 |  | 130.82 | 0 | 0 | 0 | 0 | 0 | 0 | 0 | 0 | 0 | 0 | 0.36495 | 0 | 0 | 0 | 0 | 0 | 0 | 0 | 0 | 0 | 0 | 0.36495 | 2033 | 58.46 | 0
| 2034 | 37.2626 | 10.5749 | 24.7507 |  |  |  | 2034 | 0 | 0 | 0 | 0 | 0 | 0 | 0 | 0 | 0 | 0 | 0 | 0 | 0 | 0 | 0 | 0 | 0 | 0 |  |  |  | 0 | 0 | 0 | 0 | 0 | 0 | 0 | 0 | 0 | 0 | 0 | 0 | 0 | 0 | 0 | 0 | 0 | 0 | 2034 | 148.6101 | 154.3648 | 208.7699 | 159.6892 |  | 161.367 | 117.47 |  | 117.08 |  | 116.06 | 112.72 | 103.33 |  | 114.76 | 147.2 |  | 133.58 | 0 | 0 | 0 | 0 | 0 | 0 | 0 | 0 | 0 | 0 | 0.37263 | 0 | 0 | 0 | 0 | 0 | 0 | 0 | 0 | 0 | 0 | 0.37263 | 2034 | 59.69 | 0
| 2035 | 38.046 | 11.7629 | 26.3095 |  |  |  | 2035 | 0 | 0 | 0 | 0 | 0 | 0 | 0 | 0 | 0 | 0 | 0 | 0 | 0 | 0 | 0 | 0 | 0 | 0 |  |  |  | 0 | 0 | 0 | 0 | 0 | 0 | 0 | 0 | 0 | 0 | 0 | 0 | 0 | 0 | 0 | 0 | 0 | 0 | 2035 | 151.8099 | 157.6768 | 213.22 | 163.0714 |  | 164.8062 | 119.93 |  | 119.54 |  | 118.5 | 115.08 | 105.5 |  | 117.17 | 150.29 |  | 136.37 | 0 | 0 | 0 | 0 | 0 | 0 | 0 | 0 | 0 | 0 | 0.38046 | 0 | 0 | 0 | 0 | 0 | 0 | 0 | 0 | 0 | 0 | 0.38046 | 2035 | 60.94 | 0
| 2036 | 38.8455 | 12.0785 | 26.9653 |  |  |  | 2036 | 0 | 0 | 0 | 0 | 0 | 0 | 0 | 0 | 0 | 0 | 0 | 0 | 0 | 0 | 0 | 0 | 0 | 0 |  |  |  | 0 | 0 | 0 | 0 | 0 | 0 | 0 | 0 | 0 | 0 | 0 | 0 | 0 | 0 | 0 | 0 | 0 | 0 | 2036 | 155.0795 | 161.0478 | 217.7798 | 166.5037 |  | 168.3119 | 122.45 |  | 122.05 |  | 120.99 | 117.5 | 107.72 |  | 119.63 | 153.44 |  | 139.25 | 0 | 0 | 0 | 0 | 0 | 0 | 0 | 0 | 0 | 0 | 0.38845 | 0 | 0 | 0 | 0 | 0 | 0 | 0 | 0 | 0 | 0 | 0.38845 | 2036 | 62.22 | 0
| 2037 | 39.661 | 11.7696 | 27.0865 |  |  |  | 2037 | 0 | 0 | 0 | 0 | 0 | 0 | 0 | 0 | 0 | 0 | 0 | 0 | 0 | 0 | 0 | 0 | 0 | 0 |  |  |  | 0 | 0 | 0 | 0 | 0 | 0 | 0 | 0 | 0 | 0 | 0 | 0 | 0 | 0 | 0 | 0 | 0 | 0 | 2037 | 158.4097 | 164.4833 | 222.43 | 170.098 |  | 171.9107 | 125.02 |  | 124.61 |  | 123.53 | 119.96 | 109.98 |  | 122.14 | 156.65 |  | 142.16 | 0 | 0 | 0 | 0 | 0 | 0 | 0 | 0 | 0 | 0 | 0.39661 | 0 | 0 | 0 | 0 | 0 | 0 | 0 | 0 | 0 | 0 | 0.39661 | 2037 | 63.53 | 0
| 2038 | 40.4925 | 13.6274 | 29.3439 |  |  |  | 2038 | [21 empty] | 0 | 0 | 0 | 0 | 0 | 0 | 0 | 0 | 0 | 0 | 0 | 0 | 0 | 0 | 0 | 0 | 0 | 0 | 2038 | 161.8107 | 168.0078 | 227.1799 | 173.7522 |  | 175.5695 | 127.65 |  | 127.23 |  | 126.12 | 122.48 | 112.29 |  | 124.7 | 159.94 |  | 145.15 | 0 | 0 | 0 | 0 | 0 | 0 | 0 | 0 | 0 | 0 | 0.40493 | 0 | 0 | 0 | 0 | 0 | 0 | 0 | 0 | 0 | 0 | 0.40493 | 2038 | 64.86 | 0
| 2039 | 41.3433 | 13.9135 | 29.9603 |  |  |  | 2039 | [21 empty] | 0 | 0 | 0 | 0 | 0 | 0 | 0 | 0 | 0 | 0 | 0 | 0 | 0 | 0 | 0 | 0 | 0 | 0 | 2039 | 165.21 | 171.49 | 231.95 | 177.4 |  | 179.25 | 130.33 |  | 129.91 |  | 128.77 | 125.06 | 114.65 |  | 127.32 | 163.31 |  | 148.18 | 0 | 0 | 0 | 0 | 0 | 0 | 0 | 0 | 0 | 0 | 0.41343 | 0 | 0 | 0 | 0 | 0 | 0 | 0 | 0 | 0 | 0 | 0.41343 | 2039 | 66.22 | 0
| 2040 | 0 | #DIV/0! | #DIV/0! |  |  |  | 2040 | 0 |  | 0 | 0 | 0 | 0 | 0 | 0 | 0 | 0 | 0 | 0 | 0 | 0 | 0 | 0 | 0 | 0 | 0 | 0 | 0 | 0 |  | 0 | 0 | 0 | 0 | 0 | 0 | 0 | 0 | 0 | 0 | 0 | 0 | 0 | 0 | 0 | 0
| 2041 | 0 | #DIV/0! | #DIV/0! |  |  |  | 2041 | [21 empty] | 0 |  | 0 | 0 | 0 | 0 | 0 | 0 | 0 | 0 | 0 | 0 | 0 | 0 | 0 | 0 | 0 | 0
[53 empty] | No resource cost tab |  |  | No resource cost tab | [5 empty] | No resource cost tab |  |  | No resource cost tab
[7 empty] | Year of deferral |  | 2030 |  | 2024 | 2029 | 2037 | 2032 | 2024 | 2036 | 2024 | 2033 | 2024 | 2024 | 2029 | 2038 | 2024 | 2030 | 2037 | 2026
[7 empty] | if Deferred 1 |  | 0 |  | 0 | 0 | 0 | 0 | 0 | 0 | 0 | 0 | 1 | 0 | 0 | 0 | 0 | 0 | 0 | 0
Discount Rate - 2019 IRP Update
6.92%
15 Year Starting 2020 | [8 empty] | IRP 2019
| Levelized Prices (Nominal) @ 6.92% Discount Rate (1) (3) | [7 empty] | Inflation/Escalation |  | 2.28%
| $/kW | 21.3682 | 9.319 | 16.8975
$/MWh
15 Year Starting 2022
Levelized Prices (Nominal) @ 6.92% Discount Rate (1) (3)
| $/kW | 27.9834
| $/MWh |  | 8.5392 | 18.464
15 Year Starting 2023
Levelized Prices (Nominal) @ 6.92% Discount Rate (1) (3)
| $/kW | 31.7261
| $/MWh |  | 8.0608 | 19.3129
TRUE
11
#VALUE!

## Table 2
Appendix B
Table 2
Avoided Energy Costs - Scheduled Hours ($/MWh)
QF - Sch37 - UT - Solar T - 10.0 MW and 32.2% CF
|  | Winter Season |  |  |  |  | Summer Season |  |  |  | Winter Season
Year | Annual | Jan | Feb | Mar | Apr | May | Jun | Jul | Aug | Sep | Oct | Nov | Dec
Energy Only
2020 | 13.6841 | 16.7483 | 10.3919 | 11.8081 | 10.8307 | 11.5389 | 10.8481 | 21.558 | 23.1583 | 10.2684 | 10.7978 | 12.3933 | 8.0393
2021 | 13.356 | 19.0687 | 11.6916 | 10.8641 | 9.3258 | 10.3724 | 11.4332 | 19.3622 | 17.6145 | 13.3594 | 11.4824 | 11.513 | 14.2697
2022 | 13.8839 | 13.6488 | 13.2595 | 11.7133 | 10.0747 | 11.3467 | 12.7327 | 20.0426 | 18.5911 | 13.9671 | 11.9546 | 12.6833 | 14.4275
2023 | 14.4387 | 14.375 | 13.3836 | 11.7643 | 10.6725 | 11.8786 | 13.1424 | 20.0794 | 19.1253 | 14.7939 | 13.1122 | 13.512 | 15.8673
2024 | 3.5654 | 5.1145 | 2.8201 | 0.70905 | -0.62073 | 2.8478 | 4.3572 | 7.1707 | 5.6667 | 4.2369 | 1.5881 | 3.1034 | 4.5334
2025 | 3.6636 | 5.3017 | 4.9875 | 0.99425 | -0.51328 | 2.6077 | 4.3693 | 6.616 | 5.5553 | 4.6835 | 1.5483 | 3.2111 | 4.3893
2026 | 4.568 | 6.6647 | 2.7895 | 2.7653 | 0.045598 | 3.27 | 4.6133 | 8.2579 | 7.2685 | 4.4774 | 3.0601 | 4.9113 | 6.6802
2027 | 5.4885 | 7.7579 | 5.596 | 4.1961 | 0.74057 | 3.9997 | 5.6049 | 8.8697 | 7.8726 | 5.2361 | 4.1097 | 5.5122 | 7.0431
2028 | 7.4676 | 9.1467 | 7.6214 | 5.6114 | 2.2179 | 4.7043 | 7.9261 | 12.203 | 11.7215 | 6.9761 | 5.4677 | 7.5952 | 7.9656
2029 | 8.8542 | 10.3673 | 7.7733 | 6.4484 | 3.5368 | 5.6544 | 7.1821 | 17.0241 | 11.8094 | 8.2133 | 5.8412 | 8.6968 | 15.9021
2030 | 5.4967 | 8.0154 | 5.1345 | 5.2326 | 3.8202 | 4.0101 | 5.2577 | 8.9921 | 6.7527 | 4.3958 | 5.1878 | 0.69234 | 8.9015
2031 | 8.2525 | 10.2461 | 8.823 | 5.8089 | 6.556 | 5.452 | 6.8951 | 13.2975 | 11.5997 | 6.912 | 5.348 | 8.9389 | 10.6287
2032 | 9.9967 | 9.4802 | 9.571 | 6.5528 | 6.1166 | 6.2211 | 9.6881 | 16.8515 | 13.926 | 10.1736 | 8.9868 | 9.2193 | 11.9147
2033 | 10.4851 | 11.8848 | 5.9382 | 7.2478 | 4.4022 | 5.6431 | 9.1258 | 15.3818 | 15.8346 | 12.2772 | 12.0946 | 14.8009 | 11.346
2034 | 10.5749 | 14.8477 | 8.1376 | 8.3295 | 4.7858 | 5.5097 | 9.762 | 17.4108 | 16.5947 | 10.1913 | 6.7157 | 13.6732 | 12.2052
2035 | 11.7629 | 19.8014 | 8.9418 | 10.9732 | 5.8517 | 7.1797 | 10.5697 | 16.0631 | 17.367 | 12.3269 | 10.2148 | 10.5794 | 13.2711
2036 | 12.0785 | 11.7548 | 15.6908 | 12.6051 | 7.1116 | 7.5768 | 10.1716 | 17.0128 | 18.3871 | 11.0469 | 7.9119 | 13.0009 | 15.9171
2037 | 11.7696 | 13.8618 | 11.678 | 12.4546 | 5.1721 | 6.7169 | 9.2745 | 18.7898 | 19.748 | 8.9248 | 9.7636 | 14.0619 | 12.0999
|  | 31 | 28 | 31 | 30 | 31 | 30 | 31 | 31 | 30 | 31 | 30 | 31

## Table 4
Appendix B
Table 4
Burnertip Natural Gas Price Forecast |  |  |  |  | Quote Date
QF - Sch37 - UT - Solar T - 10.0 MW and 32.2% CF |  |  |  |  | 2019-12-31
PacifiCorp
| Delivered | Delivered | Delivered | Delivered
Year | IRP - Utah Greenfield | Naughton | IRP West Side | IRP - Wyo NE
| Fuel Cost | Fuel Cost | Fuel Cost | Fuel Cost
[6 empty] | IRP - Utah Greenfield |  | IRP West Side | IRP - Wyo NE |  |  | IRP West Side |  | Burner tip
[5 empty] | Peak Type: | Delivered | Naughton | Delivered | Delivered | Year | IRP - Utah Greenfield | West Side | IRP - Wyo NE | Naughton
2019 | 2.42 | 2.43 | 4.31 | 2.09 | 2016-01-01 | 2.2764 | 2.2725 | 2.3749 | 2.2758 | 2016 | 47 | 43 | 46 | 42
2020 | 2.24 | 2.25 | 2.35 | 1.84 | 2016-02-01 | 1.8452 | 1.8414 | 1.7746 | 1.829 | 2016
2021 | 2.19 | 2.2 | 2.29 | 1.98 | 2016-03-01 | 1.5254 | 1.5217 | 1.4851 | 1.5765 | 2016
2022 | 2.19 | 2.2 | 2.27 | 2.01 | 2016-04-01 | 1.691 | 1.6873 | 1.4974 | 1.7513 | 2016
2023 | 2.42 | 2.43 | 2.48 | 2.24 | 2016-05-01 | 1.731 | 1.7273 | 1.5719 | 1.8005 | 2016
2024 | 2.66 | 2.67 | 2.7 | 2.48 | 2016-06-01 | 2.3388 | 2.3349 | 2.1751 | 2.3648 | 2016
2025 | 2.91 | 2.92 | 2.99 | 2.72 | 2016-07-01 | 2.581 | 2.577 | 2.5038 | 2.6063 | 2016
2026 | 3.08 | 3.09 | 3.02 | 2.89 | 2016-08-01 | 2.6354 | 2.6314 | 2.6478 | 2.6356 | 2016
2027 | 3.29 | 3.3 | 3.26 | 3.1 | 2016-09-01 | 2.7123 | 2.7083 | 2.7715 | 2.7682 | 2016
2028 | 3.6 | 3.61 | 3.6 | 3.41 | 2016-10-01 | 2.6863 | 2.6822 | 2.6942 | 2.75 | 2016
2029 | 3.92 | 3.93 | 3.92 | 3.72 | 2016-11-01 | 2.2696 | 2.2657 | 2.2677 | 2.3067 | 2016
2030 | 4.18 | 4.19 | 4.19 | 3.98 | 2016-12-01 | 3.5124 | 3.5081 | 3.8168 | 3.5519 | 2016
2031 | 4.47 | 4.48 | 4.46 | 4.26 | 2017-01-01 | 3.2524 | 3.2626 | 3.5318 | 3.2193 | 2017
2032 | 4.73 | 4.74 | 4.69 | 4.52 | 2017-02-01 | 2.6306 | 2.6408 | 2.6904 | 2.6164 | 2017
2033 | 4.79 | 4.8 | 4.74 | 4.58 | 2017-03-01 | 2.5701 | 2.5803 | 2.5432 | 2.5688 | 2017
2034 | 5.03 | 5.04 | 5.04 | 4.82 | 2017-04-01 | 2.7337 | 2.7439 | 2.7294 | 2.763 | 2017
2035 | 5.23 | 5.24 | 5.19 | 5.02 | 2017-05-01 | 2.7935 | 2.8037 | 2.7212 | 2.7948 | 2017
2036 | 5.29 | 5.3 | 5.19 | 5.07 | 2017-06-01 | 2.8755 | 2.8713 | 2.8529 | 2.9027 | 2017
2037 | 5.64 | 5.65 | 5.55 | 5.43 | 2017-07-01 | 2.6189 | 2.6291 | 2.4946 | 2.6363 | 2017
2038 | 5.91 | 5.92 | 5.8 | 5.69 | 2017-08-01 | 2.6204 | 2.6306 | 2.6662 | 2.5882 | 2017
2039 | 6.01 | 6.02 | 5.89 | 5.79 | 2017-09-01 | 2.6225 | 2.6328 | 2.6887 | 2.6332 | 2017
2040 | 6.28 | 6.29 | 6.14 | 6.06 | 2017-10-01 | 2.574 | 2.5842 | 2.6534 | 2.5597 | 2017
[5 empty] | 2017-11-01 | 2.7399 | 2.7501 | 2.7911 | 2.7287 | 2017
[5 empty] | 2017-12-01 | 2.5384 | 2.5486 | 2.8225 | 2.5087 | 2017
[5 empty] | 2018-01-01 | 2.9366 | 2.9467 | 2.8136 | 3.0827 | 2018
[5 empty] | 2018-02-01 | 2.2425 | 2.2526 | 2.2559 | 2.2491 | 2018
[5 empty] | 2018-03-01 | 2.1137 | 2.1238 | 2.1844 | 2.1613 | 2018
Official Forward Price Curve Forecast dated Dec 31, 2019 |  |  |  |  | 2018-04-01 | 1.9777 | 1.9878 | 2.0226 | 2.0695 | 2018
[5 empty] | 2018-05-01 | 1.7832 | 1.7933 | 1.5708 | 1.8795 | 2018
[5 empty] | 2018-06-01 | 2.1436 | 2.1538 | 1.8485 | 2.2504 | 2018
[5 empty] | 2018-07-01 | 2.4216 | 2.4318 | 2.3536 | 2.4675 | 2018
[5 empty] | 2018-08-01 | 2.4788 | 2.489 | 2.5402 | 2.4625 | 2018
[5 empty] | 2018-09-01 | 2.2195 | 2.2296 | 2.3919 | 2.2245 | 2018
[5 empty] | 2018-10-01 | 2.9129 | 2.923 | 4.6219 | 2.9276 | 2018
[5 empty] | 2018-11-01 | 3.9745 | 3.9847 | 8.668 | 3.8703 | 2018
[5 empty] | 2018-12-01 | 3.9079 | 3.9181 | 5.4439 | 3.5769 | 2018
[5 empty] | 2019-01-01 | 3.1877 | 3.1979 | 3.6245 | 2.9303 | 2019
[5 empty] | 2019-02-01 | 4.6376 | 4.6478 | 13.2487 | 2.6294 | 2019
[5 empty] | 2019-03-01 | 2.8841 | 2.8942 | 13.1476 | 3.1562 | 2019
[5 empty] | 2019-04-01 | 1.8442 | 1.8543 | 2.0842 | 1.8712 | 2019
[5 empty] | 2019-05-01 | 1.8429 | 1.853 | 1.8682 | 1.9059 | 2019
[5 empty] | 2019-06-01 | 1.5244 | 1.5346 | 1.6388 | 1.511 | 2019
[5 empty] | 2019-07-01 | 1.9035 | 1.9136 | 2.0858 | 1.8424 | 2019
[5 empty] | 2019-08-01 | 1.759 | 1.7692 | 1.9418 | 1.6796 | 2019
[5 empty] | 2019-09-01 | 1.997 | 2.0072 | 2.3396 | 1.8 | 2019
[5 empty] | 2019-10-01 | 2.0297 | 2.0399 | 2.9083 | 1.626 | 2019
[5 empty] | 2019-11-01 | 2.6989 | 2.709 | 3.6124 | 2.2204 | 2019
[5 empty] | 2019-12-01 | 2.6969 | 2.707 | 3.1833 | 1.9344 | 2019
[5 empty] | 2020-01-01 | 3.2586 | 3.2687 | 3.3445 | 1.8612 | 2020
[5 empty] | 2020-02-01 | 2.8165 | 2.8266 | 2.8969 | 1.9279 | 2020
[5 empty] | 2020-03-01 | 2.1717 | 2.1818 | 2.255 | 1.7162 | 2020
[5 empty] | 2020-04-01 | 1.7139 | 1.724 | 1.8535 | 1.5465 | 2020
[5 empty] | 2020-05-01 | 1.652 | 1.6622 | 1.633 | 1.4853 | 2020
[5 empty] | 2020-06-01 | 1.7793 | 1.7894 | 1.7572 | 1.6138 | 2020
[5 empty] | 2020-07-01 | 2.1894 | 2.1995 | 2.1276 | 1.9395 | 2020
[5 empty] | 2020-08-01 | 2.2563 | 2.2665 | 2.2192 | 1.9606 | 2020
[5 empty] | 2020-09-01 | 2.0378 | 2.048 | 2.0892 | 1.8145 | 2020
[5 empty] | 2020-10-01 | 1.9187 | 1.9288 | 2.0588 | 1.7041 | 2020
[5 empty] | 2020-11-01 | 2.2822 | 2.2923 | 2.7064 | 2.069 | 2020
[5 empty] | 2020-12-01 | 2.7496 | 2.7597 | 3.2026 | 2.3987 | 2020
[5 empty] | 2021-01-01 | 2.8251 | 2.8353 | 3.1555 | 2.4459 | 2021
[5 empty] | 2021-02-01 | 2.6923 | 2.7024 | 2.9189 | 2.3595 | 2021
[5 empty] | 2021-03-01 | 2.3344 | 2.3445 | 2.5882 | 2.0429 | 2021
[5 empty] | 2021-04-01 | 1.7681 | 1.7783 | 1.758 | 1.7056 | 2021
[5 empty] | 2021-05-01 | 1.7367 | 1.7468 | 1.7214 | 1.5892 | 2021
[5 empty] | 2021-06-01 | 1.7839 | 1.794 | 1.747 | 1.6584 | 2021
[5 empty] | 2021-07-01 | 2.0819 | 2.0921 | 1.9822 | 1.8883 | 2021
[5 empty] | 2021-08-01 | 2.0875 | 2.0977 | 2.0015 | 1.8913 | 2021
[5 empty] | 2021-09-01 | 2.0617 | 2.0718 | 1.9958 | 1.8983 | 2021
[5 empty] | 2021-10-01 | 1.9162 | 1.9263 | 1.9682 | 1.8095 | 2021
[5 empty] | 2021-11-01 | 2.3014 | 2.3116 | 2.6336 | 2.0604 | 2021
[5 empty] | 2021-12-01 | 2.6766 | 2.6867 | 3.0038 | 2.4017 | 2021
[5 empty] | 2022-01-01 | 2.743 | 2.7531 | 3.0069 | 2.485 | 2022
[5 empty] | 2022-02-01 | 2.6857 | 2.6958 | 2.8662 | 2.4283 | 2022
[5 empty] | 2022-03-01 | 2.3455 | 2.3557 | 2.5828 | 2.1317 | 2022
[5 empty] | 2022-04-01 | 1.7778 | 1.7879 | 1.7556 | 1.7252 | 2022
[5 empty] | 2022-05-01 | 1.7702 | 1.7803 | 1.7122 | 1.665 | 2022
[5 empty] | 2022-06-01 | 1.8655 | 1.8756 | 1.7993 | 1.7694 | 2022
[5 empty] | 2022-07-01 | 2.0581 | 2.0683 | 1.9559 | 1.8747 | 2022
[5 empty] | 2022-08-01 | 2.0703 | 2.0804 | 1.9774 | 1.8868 | 2022
[5 empty] | 2022-09-01 | 2.0424 | 2.0525 | 1.9728 | 1.8692 | 2022
[5 empty] | 2022-10-01 | 1.9278 | 1.938 | 1.971 | 1.8361 | 2022
[5 empty] | 2022-11-01 | 2.3521 | 2.3623 | 2.6413 | 2.088 | 2022
[5 empty] | 2022-12-01 | 2.6766 | 2.6867 | 2.9954 | 2.3766 | 2022
[5 empty] | 2023-01-01 | 2.7912 | 2.8013 | 3.0412 | 2.5452 | 2023
[5 empty] | 2023-02-01 | 2.6737 | 2.6839 | 2.787 | 2.4165 | 2023
[5 empty] | 2023-03-01 | 2.472 | 2.4821 | 2.5612 | 2.2569 | 2023
[5 empty] | 2023-04-01 | 2.0931 | 2.1032 | 2.0667 | 2.0373 | 2023
[5 empty] | 2023-05-01 | 2.0956 | 2.1058 | 2.0483 | 1.9872 | 2023
[5 empty] | 2023-06-01 | 2.1497 | 2.1598 | 2.0982 | 2.0507 | 2023
[5 empty] | 2023-07-01 | 2.3156 | 2.3258 | 2.1992 | 2.1297 | 2023
[5 empty] | 2023-08-01 | 2.3407 | 2.3508 | 2.2455 | 2.1545 | 2023
[5 empty] | 2023-09-01 | 2.3331 | 2.3432 | 2.2335 | 2.157 | 2023
[5 empty] | 2023-10-01 | 2.2949 | 2.305 | 2.2715 | 2.1994 | 2023
[5 empty] | 2023-11-01 | 2.64 | 2.6501 | 2.901 | 2.373 | 2023
[5 empty] | 2023-12-01 | 2.8782 | 2.8884 | 3.256 | 2.5762 | 2023
[5 empty] | 2024-01-01 | 2.9452 | 2.9553 | 3.2596 | 2.6977 | 2024
[5 empty] | 2024-02-01 | 2.6618 | 2.6719 | 2.7078 | 2.4046 | 2024
[5 empty] | 2024-03-01 | 2.5985 | 2.6087 | 2.5396 | 2.3821 | 2024
[5 empty] | 2024-04-01 | 2.4084 | 2.4185 | 2.3779 | 2.3495 | 2024
[5 empty] | 2024-05-01 | 2.4211 | 2.4312 | 2.3843 | 2.3094 | 2024
[5 empty] | 2024-06-01 | 2.4338 | 2.4439 | 2.3973 | 2.3319 | 2024
[5 empty] | 2024-07-01 | 2.5732 | 2.5833 | 2.4426 | 2.3846 | 2024
[5 empty] | 2024-08-01 | 2.6112 | 2.6213 | 2.5137 | 2.4223 | 2024
[5 empty] | 2024-09-01 | 2.6239 | 2.634 | 2.4943 | 2.4449 | 2024
[5 empty] | 2024-10-01 | 2.6618 | 2.6719 | 2.5719 | 2.5627 | 2024
[5 empty] | 2024-11-01 | 2.9278 | 2.938 | 3.1607 | 2.6579 | 2024
[5 empty] | 2024-12-01 | 3.0799 | 3.09 | 3.5166 | 2.7759 | 2024
[5 empty] | 2025-01-01 | 3.0992 | 3.1093 | 3.4781 | 2.8502 | 2025
[5 empty] | 2025-02-01 | 3.0992 | 3.1093 | 3.2928 | 2.8376 | 2025
[5 empty] | 2025-03-01 | 2.9566 | 2.9668 | 3.0677 | 2.7366 | 2025
[5 empty] | 2025-04-01 | 2.6326 | 2.6427 | 2.6904 | 2.5714 | 2025
[5 empty] | 2025-05-01 | 2.6326 | 2.6427 | 2.6507 | 2.5187 | 2025
[5 empty] | 2025-06-01 | 2.7363 | 2.7464 | 2.7169 | 2.6314 | 2025
[5 empty] | 2025-07-01 | 2.8789 | 2.889 | 2.75 | 2.6873 | 2025
[5 empty] | 2025-08-01 | 2.9436 | 2.9538 | 2.8294 | 2.7514 | 2025
[5 empty] | 2025-09-01 | 2.7881 | 2.7983 | 2.6176 | 2.6075 | 2025
[5 empty] | 2025-10-01 | 2.8141 | 2.8242 | 2.7566 | 2.7134 | 2025
[5 empty] | 2025-11-01 | 3.0602 | 3.0704 | 3.3258 | 2.789 | 2025
[5 empty] | 2025-12-01 | 3.2417 | 3.2519 | 3.6766 | 2.9361 | 2025
[5 empty] | 2026-01-01 | 3.2635 | 3.2737 | 3.4563 | 3.0129 | 2026
[5 empty] | 2026-02-01 | 3.29 | 3.3001 | 3.3751 | 3.0265 | 2026
[5 empty] | 2026-03-01 | 3.0513 | 3.0615 | 3.023 | 2.8304 | 2026
[5 empty] | 2026-04-01 | 2.7729 | 2.783 | 2.5692 | 2.7103 | 2026
[5 empty] | 2026-05-01 | 2.7862 | 2.7963 | 2.576 | 2.6708 | 2026
[5 empty] | 2026-06-01 | 2.8922 | 2.9024 | 2.7792 | 2.7858 | 2026
[5 empty] | 2026-07-01 | 2.9983 | 3.0084 | 2.8198 | 2.8055 | 2026
[5 empty] | 2026-08-01 | 3.0381 | 3.0483 | 2.8875 | 2.8449 | 2026
[5 empty] | 2026-09-01 | 3.0646 | 3.0747 | 2.7927 | 2.8812 | 2026
[5 empty] | 2026-10-01 | 3.0779 | 3.088 | 2.9552 | 2.9746 | 2026
[5 empty] | 2026-11-01 | 3.2502 | 3.2604 | 3.3411 | 2.9771 | 2026
[5 empty] | 2026-12-01 | 3.4623 | 3.4725 | 3.6933 | 3.1545 | 2026
[5 empty] | 2027-01-01 | 3.488 | 3.4981 | 3.7295 | 3.2351 | 2027
[5 empty] | 2027-02-01 | 3.4744 | 3.4846 | 3.6048 | 3.2091 | 2027
[5 empty] | 2027-03-01 | 3.2845 | 3.2947 | 3.2723 | 3.0612 | 2027
[5 empty] | 2027-04-01 | 2.9726 | 2.9828 | 2.829 | 2.9081 | 2027
[5 empty] | 2027-05-01 | 2.9861 | 2.9963 | 2.8152 | 2.8687 | 2027
[5 empty] | 2027-06-01 | 3.054 | 3.0641 | 2.9468 | 2.9459 | 2027
[5 empty] | 2027-07-01 | 3.2574 | 3.2676 | 3.0645 | 3.062 | 2027
[5 empty] | 2027-08-01 | 3.2845 | 3.2947 | 3.1407 | 3.0888 | 2027
[5 empty] | 2027-09-01 | 3.2439 | 3.254 | 2.9952 | 3.0586 | 2027
[5 empty] | 2027-10-01 | 3.271 | 3.2812 | 3.1685 | 3.1658 | 2027
[5 empty] | 2027-11-01 | 3.4608 | 3.471 | 3.591 | 3.1856 | 2027
[5 empty] | 2027-12-01 | 3.6779 | 3.688 | 3.9927 | 3.3679 | 2027
[5 empty] | 2028-01-01 | 3.7211 | 3.7312 | 4.0489 | 3.4658 | 2028
[5 empty] | 2028-02-01 | 3.6517 | 3.6619 | 3.9355 | 3.3846 | 2028
[5 empty] | 2028-03-01 | 3.5407 | 3.5509 | 3.6166 | 3.3149 | 2028
[5 empty] | 2028-04-01 | 3.3326 | 3.3427 | 3.1773 | 3.2644 | 2028
[5 empty] | 2028-05-01 | 3.3465 | 3.3566 | 3.1773 | 3.2254 | 2028
[5 empty] | 2028-06-01 | 3.5129 | 3.5231 | 3.2836 | 3.4003 | 2028
[5 empty] | 2028-07-01 | 3.5129 | 3.5231 | 3.319 | 3.315 | 2028
[5 empty] | 2028-08-01 | 3.4853 | 3.4954 | 3.3899 | 3.2876 | 2028
[5 empty] | 2028-09-01 | 3.5129 | 3.5231 | 3.2198 | 3.325 | 2028
[5 empty] | 2028-10-01 | 3.6517 | 3.6619 | 3.5174 | 3.5427 | 2028
[5 empty] | 2028-11-01 | 3.8599 | 3.87 | 4.0135 | 3.5807 | 2028
[5 empty] | 2028-12-01 | 4.1096 | 4.1198 | 4.4741 | 3.7953 | 2028
[5 empty] | 2029-01-01 | 4.2328 | 4.2429 | 4.5767 | 3.9724 | 2029
[5 empty] | 2029-02-01 | 4.1618 | 4.172 | 4.5115 | 3.8896 | 2029
[5 empty] | 2029-03-01 | 4.0057 | 4.0158 | 4.0548 | 3.7752 | 2029
[5 empty] | 2029-04-01 | 3.6934 | 3.7036 | 3.6126 | 3.6216 | 2029
[5 empty] | 2029-05-01 | 3.7218 | 3.7319 | 3.5909 | 3.597 | 2029
[5 empty] | 2029-06-01 | 3.8921 | 3.9023 | 3.7576 | 3.7757 | 2029
[5 empty] | 2029-07-01 | 3.6934 | 3.7036 | 3.4966 | 3.4936 | 2029
[5 empty] | 2029-08-01 | 3.6082 | 3.6184 | 3.5329 | 3.4093 | 2029
[5 empty] | 2029-09-01 | 3.7644 | 3.7745 | 3.4242 | 3.5739 | 2029
[5 empty] | 2029-10-01 | 3.9347 | 3.9449 | 3.6924 | 3.8229 | 2029
[5 empty] | 2029-11-01 | 4.0625 | 4.0726 | 4.1708 | 3.7812 | 2029
[5 empty] | 2029-12-01 | 4.3038 | 4.3139 | 4.6202 | 3.9875 | 2029
[5 empty] | 2030-01-01 | 4.3552 | 4.3653 | 4.6698 | 4.0936 | 2030
[5 empty] | 2030-02-01 | 4.3552 | 4.3653 | 4.6624 | 4.081 | 2030
[5 empty] | 2030-03-01 | 4.1376 | 4.1477 | 4.2031 | 3.9058 | 2030
[5 empty] | 2030-04-01 | 3.8764 | 3.8866 | 3.6696 | 3.8028 | 2030
[5 empty] | 2030-05-01 | 3.8909 | 3.9011 | 3.6919 | 3.7644 | 2030
[5 empty] | 2030-06-01 | 3.949 | 3.9592 | 3.8327 | 3.832 | 2030
[5 empty] | 2030-07-01 | 4.1376 | 4.1477 | 3.9734 | 3.9334 | 2030
[5 empty] | 2030-08-01 | 4.1956 | 4.2057 | 4.0697 | 3.9908 | 2030
[5 empty] | 2030-09-01 | 4.1956 | 4.2057 | 3.8845 | 4.0008 | 2030
[5 empty] | 2030-10-01 | 4.1956 | 4.2057 | 3.9364 | 4.0811 | 2030
[5 empty] | 2030-11-01 | 4.2826 | 4.2927 | 4.4994 | 3.9991 | 2030
[5 empty] | 2030-12-01 | 4.5438 | 4.5539 | 5.144 | 4.225 | 2030
[5 empty] | 2031-01-01 | 4.5994 | 4.6096 | 5.1888 | 4.3354 | 2031
[5 empty] | 2031-02-01 | 4.5698 | 4.58 | 5.1434 | 4.2935 | 2031
[5 empty] | 2031-03-01 | 4.3623 | 4.3724 | 4.4695 | 4.1282 | 2031
[5 empty] | 2031-04-01 | 4.0806 | 4.0908 | 3.8865 | 4.0049 | 2031
[5 empty] | 2031-05-01 | 4.1991 | 4.2093 | 3.8789 | 4.0696 | 2031
[5 empty] | 2031-06-01 | 4.2289 | 4.239 | 4.0001 | 4.109 | 2031
[5 empty] | 2031-07-01 | 4.4809 | 4.491 | 4.1893 | 4.2732 | 2031
[5 empty] | 2031-08-01 | 4.5698 | 4.58 | 4.3256 | 4.3612 | 2031
[5 empty] | 2031-09-01 | 4.5105 | 4.5206 | 4.0909 | 4.3126 | 2031
[5 empty] | 2031-10-01 | 4.4512 | 4.4613 | 4.1969 | 4.3341 | 2031
[5 empty] | 2031-11-01 | 4.6439 | 4.6541 | 4.8556 | 4.3568 | 2031
[5 empty] | 2031-12-01 | 4.896 | 4.9061 | 5.2494 | 4.5737 | 2031
[5 empty] | 2032-01-01 | 4.9281 | 4.9383 | 5.3027 | 4.6608 | 2032
[5 empty] | 2032-02-01 | 4.8524 | 4.8625 | 5.1944 | 4.5732 | 2032
[5 empty] | 2032-03-01 | 4.7312 | 4.7414 | 4.8307 | 4.4934 | 2032
[5 empty] | 2032-04-01 | 4.3828 | 4.3929 | 4.1498 | 4.304 | 2032
[5 empty] | 2032-05-01 | 4.3979 | 4.408 | 4.1497 | 4.2663 | 2032
[5 empty] | 2032-06-01 | 4.4282 | 4.4383 | 4.2813 | 4.3063 | 2032
[5 empty] | 2032-07-01 | 4.6403 | 4.6504 | 4.4438 | 4.431 | 2032
[5 empty] | 2032-08-01 | 4.716 | 4.7262 | 4.4825 | 4.506 | 2032
[5 empty] | 2032-09-01 | 4.7463 | 4.7565 | 4.3973 | 4.546 | 2032
[5 empty] | 2032-10-01 | 4.7767 | 4.7868 | 4.4747 | 4.6563 | 2032
[5 empty] | 2032-11-01 | 4.9737 | 4.9838 | 5.1402 | 4.6832 | 2032
[5 empty] | 2032-12-01 | 5.1403 | 5.1505 | 5.442 | 4.8156 | 2032
[5 empty] | 2033-01-01 | 4.8926 | 4.9028 | 5.1768 | 4.6256 | 2033
[5 empty] | 2033-02-01 | 4.8463 | 4.8564 | 5.0978 | 4.5672 | 2033
[5 empty] | 2033-03-01 | 4.6452 | 4.6553 | 4.7265 | 4.4082 | 2033
[5 empty] | 2033-04-01 | 4.4131 | 4.4232 | 4.2841 | 4.334 | 2033
[5 empty] | 2033-05-01 | 4.444 | 4.4541 | 4.2762 | 4.312 | 2033
[5 empty] | 2033-06-01 | 4.475 | 4.4852 | 4.3236 | 4.3527 | 2033
[5 empty] | 2033-07-01 | 4.6916 | 4.7017 | 4.4895 | 4.4818 | 2033
[5 empty] | 2033-08-01 | 4.7534 | 4.7636 | 4.5132 | 4.543 | 2033
[5 empty] | 2033-09-01 | 4.7844 | 4.7945 | 4.4263 | 4.5837 | 2033
[5 empty] | 2033-10-01 | 4.7999 | 4.81 | 4.4737 | 4.6793 | 2033
[5 empty] | 2033-11-01 | 5.1092 | 5.1194 | 5.2638 | 4.8174 | 2033
[5 empty] | 2033-12-01 | 5.5734 | 5.5835 | 5.8879 | 5.2443 | 2033
[5 empty] | 2034-01-01 | 5.5959 | 5.606 | 5.9468 | 5.3218 | 2034
[5 empty] | 2034-02-01 | 5.3273 | 5.3374 | 5.6886 | 5.0434 | 2034
[5 empty] | 2034-03-01 | 4.8535 | 4.8636 | 4.9304 | 4.6145 | 2034
[5 empty] | 2034-04-01 | 4.585 | 4.5952 | 4.4061 | 4.5043 | 2034
[5 empty] | 2034-05-01 | 4.5534 | 4.5635 | 4.3738 | 4.4203 | 2034
[5 empty] | 2034-06-01 | 4.6007 | 4.6109 | 4.4384 | 4.4772 | 2034
[5 empty] | 2034-07-01 | 4.9009 | 4.911 | 4.6884 | 4.689 | 2034
[5 empty] | 2034-08-01 | 4.9957 | 5.0058 | 4.7691 | 4.7828 | 2034
[5 empty] | 2034-09-01 | 4.964 | 4.9742 | 4.5594 | 4.7615 | 2034
[5 empty] | 2034-10-01 | 4.9325 | 4.9426 | 4.6158 | 4.8106 | 2034
[5 empty] | 2034-11-01 | 5.2483 | 5.2585 | 5.608 | 4.9551 | 2034
[5 empty] | 2034-12-01 | 5.8485 | 5.8587 | 6.4227 | 5.5167 | 2034
[5 empty] | 2035-01-01 | 5.8749 | 5.885 | 6.4421 | 5.598 | 2035
[5 empty] | 2035-02-01 | 5.7297 | 5.7399 | 6.2115 | 5.4417 | 2035
[5 empty] | 2035-03-01 | 5.1975 | 5.2077 | 5.182 | 4.955 | 2035
[5 empty] | 2035-04-01 | 4.7944 | 4.8045 | 4.5314 | 4.7115 | 2035
[5 empty] | 2035-05-01 | 4.7783 | 4.7884 | 4.4737 | 4.6429 | 2035
[5 empty] | 2035-06-01 | 4.8105 | 4.8207 | 4.5643 | 4.6848 | 2035
[5 empty] | 2035-07-01 | 5.0847 | 5.0948 | 4.7785 | 4.8709 | 2035
[5 empty] | 2035-08-01 | 5.1653 | 5.1754 | 4.8444 | 4.9507 | 2035
[5 empty] | 2035-09-01 | 5.1653 | 5.1754 | 4.6796 | 4.9608 | 2035
[5 empty] | 2035-10-01 | 5.1008 | 5.1109 | 4.8114 | 4.9772 | 2035
[5 empty] | 2035-11-01 | 5.2943 | 5.3045 | 5.5526 | 5.0007 | 2035
[5 empty] | 2035-12-01 | 5.762 | 5.7721 | 6.1621 | 5.431 | 2035
[5 empty] | 2036-01-01 | 5.7845 | 5.7946 | 6.1904 | 5.5085 | 2036
[5 empty] | 2036-02-01 | 5.4881 | 5.4982 | 5.8035 | 5.2026 | 2036
[5 empty] | 2036-03-01 | 5.2246 | 5.2347 | 5.1981 | 4.9818 | 2036
[5 empty] | 2036-04-01 | 4.8624 | 4.8726 | 4.5507 | 4.7789 | 2036
[5 empty] | 2036-05-01 | 4.8459 | 4.856 | 4.5254 | 4.7098 | 2036
[5 empty] | 2036-06-01 | 4.8789 | 4.889 | 4.6179 | 4.7525 | 2036
[5 empty] | 2036-07-01 | 5.1423 | 5.1524 | 4.7945 | 4.9279 | 2036
[5 empty] | 2036-08-01 | 5.2082 | 5.2183 | 4.8618 | 4.9932 | 2036
[5 empty] | 2036-09-01 | 5.2411 | 5.2513 | 4.7188 | 5.0358 | 2036
[5 empty] | 2036-10-01 | 5.2246 | 5.2347 | 4.887 | 5.0998 | 2036
[5 empty] | 2036-11-01 | 5.4716 | 5.4817 | 5.6354 | 5.1762 | 2036
[5 empty] | 2036-12-01 | 6.0643 | 6.0744 | 6.4678 | 5.7303 | 2036
[5 empty] | 2037-01-01 | 6.0911 | 6.1012 | 6.5004 | 5.812 | 2037
[5 empty] | 2037-02-01 | 6.007 | 6.0172 | 6.3374 | 5.7163 | 2037
[5 empty] | 2037-03-01 | 5.5195 | 5.5297 | 5.4702 | 5.2738 | 2037
[5 empty] | 2037-04-01 | 5.1665 | 5.1766 | 4.8778 | 5.0799 | 2037
[5 empty] | 2037-05-01 | 5.1665 | 5.1766 | 4.8434 | 5.0272 | 2037
[5 empty] | 2037-06-01 | 5.2001 | 5.2102 | 4.9465 | 5.0705 | 2037
[5 empty] | 2037-07-01 | 5.5363 | 5.5464 | 5.2384 | 5.318 | 2037
[5 empty] | 2037-08-01 | 5.6371 | 5.6473 | 5.3242 | 5.4179 | 2037
[5 empty] | 2037-09-01 | 5.6036 | 5.6137 | 5.1182 | 5.3947 | 2037
[5 empty] | 2037-10-01 | 5.5699 | 5.5801 | 5.1611 | 5.4416 | 2037
[5 empty] | 2037-11-01 | 5.8389 | 5.849 | 6.0454 | 5.5398 | 2037
[5 empty] | 2037-12-01 | 6.3936 | 6.4037 | 6.7408 | 6.0563 | 2037
[5 empty] | 2038-01-01 | 6.4423 | 6.4524 | 6.777 | 6.1597 | 2038
[5 empty] | 2038-02-01 | 6.3736 | 6.3838 | 6.6193 | 6.0792 | 2038
[5 empty] | 2038-03-01 | 5.8588 | 5.8689 | 5.7427 | 5.6097 | 2038
[5 empty] | 2038-04-01 | 5.464 | 5.4741 | 5.129 | 5.3744 | 2038
[5 empty] | 2038-05-01 | 5.464 | 5.4741 | 5.1554 | 5.3217 | 2038
[5 empty] | 2038-06-01 | 5.4983 | 5.5085 | 5.2342 | 5.3658 | 2038
[5 empty] | 2038-07-01 | 5.7901 | 5.8003 | 5.5673 | 5.5693 | 2038
[5 empty] | 2038-08-01 | 5.8588 | 5.8689 | 5.6374 | 5.6373 | 2038
[5 empty] | 2038-09-01 | 5.7901 | 5.8003 | 5.3482 | 5.5794 | 2038
[5 empty] | 2038-10-01 | 5.7558 | 5.7659 | 5.3745 | 5.6256 | 2038
[5 empty] | 2038-11-01 | 6.0304 | 6.0406 | 6.1459 | 5.7294 | 2038
[5 empty] | 2038-12-01 | 6.5797 | 6.5898 | 6.8646 | 6.2405 | 2038
[5 empty] | 2039-01-01 | 6.6305 | 6.6406 | 6.9012 | 6.346 | 2039
[5 empty] | 2039-02-01 | 6.4902 | 6.5004 | 6.6686 | 6.1946 | 2039
[5 empty] | 2039-03-01 | 5.9645 | 5.9747 | 5.872 | 5.7144 | 2039
[5 empty] | 2039-04-01 | 5.3862 | 5.3963 | 5.1023 | 5.2974 | 2039
[5 empty] | 2039-05-01 | 5.3336 | 5.3437 | 5.0486 | 5.1926 | 2039
[5 empty] | 2039-06-01 | 5.3687 | 5.3788 | 5.1649 | 5.2374 | 2039
[5 empty] | 2039-07-01 | 5.544 | 5.5541 | 5.4066 | 5.3256 | 2039
[5 empty] | 2039-08-01 | 6.1046 | 6.1148 | 5.7467 | 5.8807 | 2039
[5 empty] | 2039-09-01 | 6.1222 | 6.1323 | 5.6572 | 5.9081 | 2039
[5 empty] | 2039-10-01 | 6.017 | 6.0272 | 5.6572 | 5.8843 | 2039
[5 empty] | 2039-11-01 | 6.2975 | 6.3076 | 6.3911 | 5.9938 | 2039
[5 empty] | 2039-12-01 | 6.8232 | 6.8333 | 7.0892 | 6.4816 | 2039
[5 empty] | 2040-01-01 | 6.8594 | 6.8695 | 7.119 | 6.5726 | 2040
[5 empty] | 2040-02-01 | 6.4836 | 6.4938 | 6.6073 | 6.1881 | 2040
[5 empty] | 2040-03-01 | 6.1795 | 6.1896 | 6.0956 | 5.9271 | 2040
[5 empty] | 2040-04-01 | 5.7858 | 5.7959 | 5.4377 | 5.693 | 2040
[5 empty] | 2040-05-01 | 5.7679 | 5.7781 | 5.4194 | 5.6226 | 2040
[5 empty] | 2040-06-01 | 5.8037 | 5.8139 | 5.6113 | 5.6681 | 2040
[5 empty] | 2040-07-01 | 6.1973 | 6.2075 | 5.8946 | 5.9724 | 2040
[5 empty] | 2040-08-01 | 6.2331 | 6.2432 | 5.9494 | 6.0078 | 2040
[5 empty] | 2040-09-01 | 6.3047 | 6.3148 | 5.8215 | 6.0887 | 2040
[5 empty] | 2040-10-01 | 6.2331 | 6.2432 | 5.8306 | 6.0982 | 2040
[5 empty] | 2040-11-01 | 6.4657 | 6.4758 | 6.5891 | 6.1603 | 2040
[5 empty] | 2040-12-01 | 7.0204 | 7.0305 | 7.3201 | 6.6768 | 2040
[5 empty] | 2041-01-01 | 7.0219 | 7.0321 | 7.343 | 6.7335 | 2041
[5 empty] | 2041-02-01 | 6.6931 | 6.7033 | 6.8951 | 6.3955 | 2041
[5 empty] | 2041-03-01 | 6.3643 | 6.3744 | 6.2794 | 6.1101 | 2041
[5 empty] | 2041-04-01 | 5.9624 | 5.9725 | 5.673 | 5.8678 | 2041
[5 empty] | 2041-05-01 | 5.9442 | 5.9543 | 5.6356 | 5.7971 | 2041
[5 empty] | 2041-06-01 | 5.9624 | 5.9725 | 5.7569 | 5.8252 | 2041
[5 empty] | 2041-07-01 | 6.3643 | 6.3744 | 6.1208 | 6.1377 | 2041
[5 empty] | 2041-08-01 | 6.4373 | 6.4474 | 6.1861 | 6.21 | 2041
[5 empty] | 2041-09-01 | 6.4556 | 6.4657 | 5.9435 | 6.2381 | 2041
[5 empty] | 2041-10-01 | 6.3277 | 6.3378 | 5.9435 | 6.1918 | 2041
[5 empty] | 2041-11-01 | 6.5835 | 6.5936 | 6.7365 | 6.2769 | 2041
[5 empty] | 2041-12-01 | 7.0767 | 7.0868 | 7.3897 | 6.7325 | 2041
[5 empty] | 2042-01-01 | 7.095 | 7.1052 | 7.4303 | 6.8059 | 2042
[5 empty] | 2042-02-01 | 6.8898 | 6.8999 | 7.1159 | 6.5902 | 2042
[5 empty] | 2042-03-01 | 6.5355 | 6.5456 | 6.5158 | 6.2795 | 2042
[5 empty] | 2042-04-01 | 6.1438 | 6.1539 | 5.8776 | 6.0474 | 2042
[5 empty] | 2042-05-01 | 6.1251 | 6.1353 | 5.8681 | 5.9762 | 2042
[5 empty] | 2042-06-01 | 6.1624 | 6.1726 | 5.9252 | 6.0232 | 2042
[5 empty] | 2042-07-01 | 6.5914 | 6.6016 | 6.2682 | 6.3626 | 2042
[5 empty] | 2042-08-01 | 6.6474 | 6.6575 | 6.3253 | 6.418 | 2042
[5 empty] | 2042-09-01 | 0 | 0 | 0 | 0 | 2042
[5 empty] | 2042-10-01 | 0 | 0 | 0 | 0 | 2042
[5 empty] | 2042-11-01 | 0 | 0 | 0 | 0 | 2042
[5 empty] | 2042-12-01 | 0 | 0 | 0 | 0 | 2042
[5 empty] | 0 | #N/A | #N/A | #N/A | #N/A | 1900
[5 empty] | 0 | #N/A | #N/A | #N/A | #N/A | 1900
[5 empty] | 0 | #N/A | #N/A | #N/A | #N/A | 1900
Note on H5: PacifiCorp: Date that deal is evaluated.

## Table3ACsummary (hidden)
Total Resource Cost ($/MWh)
COD | 2024 | 2030 | 2024 | 2024 | 2024 | 2024 | 2029 | 2024 | 2030 | 2026 | 2029 | 2032
| IRP19Wind_WYAE | IRP19Wind_ID | IRP19Solar_wS_YK | IRP19Solar_wS_OR | IRP19Solar_wS_UT_UTN | IRP19Solar_wS_WY_JB | IRP19Solar_wS_WY_JB | IRP19Solar_wS_UT_UTS | IRP19Solar_wS_UT_UTS | IRP19_SCCT_NTN_2026_185MW | IRP19Wind_wS_YK | IRP19Wind_wS_ID
2018
2019
2020
2021
2022
2023
2024 | 23.3156 |  | 41.3709 | 36.0952 | 35.3117 | 34.2928 |  | 32.3252
2025 | 23.8534 |  | 42.3209 | 36.9256 | 36.1239 | 35.0809 |  | 33.0699
2026 | 24.3997 |  | 43.2956 | 37.775 | 36.9544 | 35.8887 |  | 33.8321 |  | 69.95 |  |  | IRP19 Avg Inflation rate
2027 | 25.9623 |  | 44.2922 | 38.6437 | 37.804 | 36.7117 |  | 34.6119 |  | 72.92 |  |  | 2.275%
2028 | 26.5409 |  | 45.3109 | 39.5315 | 38.6725 | 37.5575 |  | 35.4092 |  | 76.89
2029 | 27.1232 |  | 46.3514 | 40.4386 | 39.5599 | 38.4184 | 35.2208 | 36.2241 |  | 80.98 | 56.8689
2030 | 27.7098 | 41.9375 | 47.37 | 41.3304 | 40.4284 | 39.2641 | 35.9949 | 37.0214 | 47.489 | 84.46 | 58.1075
2031 | 28.3025 | 42.8682 | 48.4106 | 42.2374 | 41.3159 | 40.125 | 36.7838 | 37.8363 | 48.5318 | 88.25 | 59.4044
2032 | 28.9089 | 43.8191 | 49.4775 | 43.1676 | 42.2261 | 41.0087 | 37.5916 | 38.6688 | 49.5996 | 91.78 | 60.7197 | 47.5993
2033 | 29.5168 | 44.7635 | 50.5137 | 44.0747 | 43.1097 | 41.8696 | 38.3804 | 39.4802 | 50.6393 | 93.31 | 62.0135 | 48.6153
2034 | 55.661 | 45.7268 | 51.5762 | 45.001 | 44.0161 | 42.7494 | 39.1882 | 40.3091 | 51.7035 | 96.64 | 63.3257 | 49.652
2035 | 56.8261 | 46.7113 | 52.6563 | 45.9465 | 44.9415 | 43.6445 | 40.0112 | 41.1556 | 52.7889 | 99.59 | 64.3664 | 50.7102
2036 | 58.02 | 47.7174 | 53.7627 | 46.9113 | 45.8859 | 44.5623 | 40.8532 | 42.0197 | 53.8953 | 101.2 | 65.4225 | 51.7889
2037 | 59.2375 | 48.742 | 54.8911 | 47.8952 | 46.8492 | 45.4952 | 41.7103 | 42.9013 | 55.0228 | 105.65 | 66.5285 | 52.8962
2038 | 60.4811 | 49.7885 | 56.0458 | 48.9023 | 47.8314 | 46.4509 | 42.5864 | 43.8005 | 56.1784 | 109.35 | 67.6529 | 54.022
2039 | 61.8571 | 50.9212 | 57.3209 | 50.0148 | 48.9196 | 47.5077 | 43.5552 | 44.797 | 57.4565 | 111.8377 | 69.192 | 55.251
2040 | 63.2643 | 52.0797 | 58.6249 | 51.1526 | 50.0325 | 48.5885 | 44.5461 | 45.8161 | 58.7636 | 114.382 | 70.7661 | 56.508
2041 | 64.7036 | 53.2645 | 59.9586 | 52.3163 | 51.1708 | 49.6939 | 45.5595 | 46.8584 | 60.1005 | 116.9842 | 72.376 | 57.7936
2042 | 66.1756 | 54.4762 | 61.3227 | 53.5065 | 52.3349 | 50.8244 | 46.596 | 47.9244 | 61.4678 | 119.6456 | 74.0226 | 59.1084
2043 | 67.6811 | 55.7156 | 62.7178 | 54.7238 | 53.5255 | 51.9807 | 47.656 | 49.0147 | 62.8662 | 122.3675 | 75.7066 | 60.4531
2044 | 69.2208 | 56.9831 | 64.1446 | 55.9688 | 54.7432 | 53.1632 | 48.7402 | 50.1298 | 64.2964 | 125.1514 | 77.4289 | 61.8284
2045 | 70.7956 | 58.2795 | 65.6039 | 57.2421 | 55.9886 | 54.3727 | 49.8491 | 51.2702 | 65.7591 | 127.9986 | 79.1904 | 63.235
2046 | 72.4062 | 59.6053 | 67.0964 | 58.5443 | 57.2624 | 55.6097 | 50.9831 | 52.4366 | 67.2551 | 130.9106 | 80.992 | 64.6736
2047 | 74.0535 | 60.9613 | 68.6229 | 59.8762 | 58.5651 | 56.8748 | 52.143 | 53.6296 | 68.7852 | 133.8888 | 82.8346 | 66.1449
2048 | 75.7382 | 62.3482 | 70.184 | 61.2384 | 59.8974 | 58.1687 | 53.3292 | 54.8497 | 70.3501 | 136.9347 | 84.7191 | 67.6497
2049 | 77.4612 | 63.7666 | 71.7807 | 62.6316 | 61.2601 | 59.4921 | 54.5425 | 56.0975 | 71.9505 | 140.05 | 86.6464 | 69.1887
2050 | 79.2235 | 65.2173 | 73.4137 | 64.0564 | 62.6538 | 60.8455 | 55.7833 | 57.3737 | 73.5874 | 143.2362 | 88.6176 | 70.7628
2051 | 81.0258 | 66.701 | 75.0839 | 65.5137 | 64.0791 | 62.2297 | 57.0524 | 58.6789 | 75.2615 | 146.4948 | 90.6337 | 72.3726
2052 | 82.8691 | 68.2185 | 76.792 | 67.0042 | 65.5369 | 63.6455 | 58.3503 | 60.0139 | 76.9737 | 149.8275 | 92.6956 | 74.0191
2053 | 84.7544 | 69.7704 | 78.5391 | 68.5285 | 67.0279 | 65.0934 | 59.6778 | 61.3792 | 78.7249 | 153.2361 | 94.8044 | 75.703
2054 |  | 71.3577 |  |  |  |  | 61.0355 |  | 80.5159 | 156.7222 | 96.9612 | 77.4253
2055 |  | 72.9811 |  |  |  |  | 62.424 |  | 82.3476 | 160.2877 | 99.1671 | 79.1867
2056 |  | 74.6414 |  |  |  |  | 63.8442 |  | 84.221 |  | 101.4232 | 80.9882
2057 |  | 76.3395 |  |  |  |  | 65.2966 |  | 86.137 |  | 103.7305 | 82.8307
2058 |  | 78.0762 |  |  |  |  | 66.7821 |  | 88.0966 |  | 106.0904 | 84.7151
2059 |  | 79.8525 | [6 empty] | 90.1008 |  |  | 86.6424
2060 |  | 81.6691 | [9 empty] | 88.6135
2061 |  | 83.5271 | [9 empty] | 90.6294
30 year levelized | 43.4657 | 52.8079 | 52.1456 | 45.4977 | 44.5047 | 43.2208 | 44.2307 | 40.7519 | 53.1355 | 101.2007 | 70.7165 | 59.8986

## Table 3 TransCost (hidden)
Table 3
2019 IRP Transmission Costs
Aeolus_Wyoming - to - Utah S, Expansion |  |  |  |  | Goshen - to - Utah N, Expansion |  |  |  | Yakima- to - Southern Oregon/California, Expansion |  |  |  | Utah N, Transmission Integration |  |  |  | Yakima, Transmission Integration |  |  |  | Utah S, Transmission Integration 2023 |  |  |  | Utah S, Transmission Integration 2030 |  |  |  | Southern Oregon/California, Transmission Integration |  |  |  | Willamette Valley, Transmission Integration |  |  |  | Wyoming SW, Transmission Integration |  |  |  | Bridger - to - Bridger West, Recovered Transmission 2029 |  |  |  | Bridger - to - Bridger West, Recovered Transmission 2024
Year | Retail Revenue Requirement | Months In Service | Total Resource Costs |  | Year | Retail Revenue Requirement | Months In Service | Total Resource Costs | Year | Retail Revenue Requirement | Months In Service | Total Resource Costs | Year | Retail Revenue Requirement | Months In Service | Total Resource Costs | Year | Retail Revenue Requirement | Months In Service | Total Resource Costs | Year | Retail Revenue Requirement | Months In Service | Total Resource Costs | Year | Retail Revenue Requirement | Months In Service | Total Resource Costs | Year | Retail Revenue Requirement | Months In Service | Total Resource Costs | Year | Retail Revenue Requirement | Months In Service | Total Resource Costs | Year | Retail Revenue Requirement | Months In Service | Total Resource Costs | Year | Retail Revenue Requirement | Months In Service | Total Resource Costs | Year | Retail Revenue Requirement | Months In Service | Total Resource Costs
| $/kW-yr | # | $/kW-yr |  |  | $/kW-yr | # | $/kW-yr |  | $/kW-yr | # | $/kW-yr |  | $/kW-yr | # | $/kW-yr |  | $/kW-yr | # | $/kW-yr |  | $/kW-yr | # | $/kW-yr |  | $/kW-yr | # | $/kW-yr |  | $/kW-yr | # | $/kW-yr |  | $/kW-yr | # | $/kW-yr |  | $/kW-yr | # | $/kW-yr |  | $/kW-yr | # | $/kW-yr |  | $/kW-yr | # | $/kW-yr
| (b) | (d) | (h) |  |  | (b) | (d) | (h) |  | (b) | (d) | (h) |  | (b) | (d) | (h) |  | (b) | (d) | (h) |  | (b) | (d) | (h) |  | (b) | (d) | (h) |  | (b) | (d) | (h) |  | (b) | (d) | (h) |  | (b) | (d) | (h) |  | (b) | (d) | (h) |  | (b) | (d) | (h)
Aeolus_Wyoming - to - Utah S, Expansion |  |  |  |  | Goshen - to - Utah N, Expansion |  |  |  | Yakima- to - Southern Oregon/California, Expansion |  |  |  | Utah N, Transmission Integration |  |  |  | Yakima, Transmission Integration |  |  |  | Utah S, Transmission Integration-2023 |  |  |  | Utah S, Transmission Integration-2030 |  |  |  | Southern Oregon/California, Transmission Integration |  |  |  | Willamette Valley, Transmission Integration |  |  |  | Wyoming SW, Transmission Integration |  |  |  | Bridger - to - Bridger West, Recovered Transmission 2029 |  |  |  | Bridger - to - Bridger West, Recovered Transmission 2024
2023 | 0 | 12 | 0 |  | 2023 | 0 | 12 | 0 | 2023 | 0 | 12 | 0 | 2023 | 0 | 12 | 0 | 2023 | 0 | 12 | 0 | 2023 | 1.468 | 12 | 1.468 | 2023 | 0 | 12 | 0 | 2023 | 0 | 12 | 0 | 2023 | 0 | 12 | 0 | 2023 | 0 | 12 | 0 | 2023 | 0 | 12 | 0 | 2023 | 0 | 12 | 0
2024 | 47.8703 | 12 | 47.8703 |  | 2024 | 0 | 12 | 0 | 2024 | 0 | 12 | 0 | 2024 | 2.5818 | 12 | 2.5818 | 2024 | 0.39132 | 12 | 0.39132 | 2024 | 1.5 | 12 | 1.5 | 2024 | 0 | 12 | 0 | 2024 | 0 | 12 | 0 | 2024 | 0 | 12 | 0 | 2024 | 0 | 12 | 0 | 2024 | 0 | 12 | 0 | 2024 | 0 | 12 | 0
2025 | 48.97 | 12 | 48.97 |  | 2025 | 0 | 12 | 0 | 2025 | 0 | 12 | 0 | 2025 | 2.64 | 12 | 2.64 | 2025 | 0.4 | 12 | 0.4 | 2025 | 1.53 | 12 | 1.53 | 2025 | 0 | 12 | 0 | 2025 | 0 | 12 | 0 | 2025 | 0 | 12 | 0 | 2025 | 0 | 12 | 0 | 2025 | 0 | 12 | 0 | 2025 | 0 | 12 | 0
2026 | 50.1 | 12 | 50.1 |  | 2026 | 0 | 12 | 0 | 2026 | 0 | 12 | 0 | 2026 | 2.7 | 12 | 2.7 | 2026 | 0.41 | 12 | 0.41 | 2026 | 1.57 | 12 | 1.57 | 2026 | 0 | 12 | 0 | 2026 | 0 | 12 | 0 | 2026 | 0 | 12 | 0 | 2026 | 0 | 12 | 0 | 2026 | 0 | 12 | 0 | 2026 | 0 | 12 | 0
2027 | 51.25 | 12 | 51.25 |  | 2027 | 0 | 12 | 0 | 2027 | 0 | 12 | 0 | 2027 | 2.76 | 12 | 2.76 | 2027 | 0.42 | 12 | 0.42 | 2027 | 1.61 | 12 | 1.61 | 2027 | 0 | 12 | 0 | 2027 | 0 | 12 | 0 | 2027 | 0 | 12 | 0 | 2027 | 0 | 12 | 0 | 2027 | 0 | 12 | 0 | 2027 | 0 | 12 | 0
2028 | 52.43 | 12 | 52.43 |  | 2028 | 0 | 12 | 0 | 2028 | 0 | 12 | 0 | 2028 | 2.82 | 12 | 2.82 | 2028 | 0.43 | 12 | 0.43 | 2028 | 1.65 | 12 | 1.65 | 2028 | 0 | 12 | 0 | 2028 | 0 | 12 | 0 | 2028 | 0 | 12 | 0 | 2028 | 0 | 12 | 0 | 2028 | 0 | 12 | 0 | 2028 | 0 | 12 | 0
2029 | 53.64 | 12 | 53.64 |  | 2029 | 0 | 12 | 0 | 2029 | 0 | 12 | 0 | 2029 | 2.88 | 12 | 2.88 | 2029 | 0.44 | 12 | 0.44 | 2029 | 1.69 | 12 | 1.69 | 2029 | 0 | 12 | 0 | 2029 | 0 | 12 | 0 | 2029 | 0 | 12 | 0 | 2029 | 0 | 12 | 0 | 2029 | 0 | 12 | 0 | 2029 | 0 | 12 | 0
2030 | 54.82 | 12 | 54.82 |  | 2030 | 12.0973 | 12 | 12.0973 | 2030 | 0 | 12 | 0 | 2030 | 2.94 | 12 | 2.94 | 2030 | 0.45 | 12 | 0.45 | 2030 | 1.73 | 12 | 1.73 | 2030 | 21.5773 | 12 | 21.5773 | 2030 | 0 | 12 | 0 | 2030 | 0 | 12 | 0 | 2030 | 0 | 12 | 0 | 2030 | 0 | 12 | 0 | 2030 | 0 | 12 | 0
2031 | 56.03 | 12 | 56.03 |  | 2031 | 12.36 | 12 | 12.36 | 2031 | 0 | 12 | 0 | 2031 | 3 | 12 | 3 | 2031 | 0.46 | 12 | 0.46 | 2031 | 1.77 | 12 | 1.77 | 2031 | 22.05 | 12 | 22.05 | 2031 | 0 | 12 | 0 | 2031 | 0 | 12 | 0 | 2031 | 0 | 12 | 0 | 2031 | 0 | 12 | 0 | 2031 | 0 | 12 | 0
2032 | 57.26 | 12 | 57.26 |  | 2032 | 12.63 | 12 | 12.63 | 2032 | 0 | 12 | 0 | 2032 | 3.07 | 12 | 3.07 | 2032 | 0.47 | 12 | 0.47 | 2032 | 1.81 | 12 | 1.81 | 2032 | 22.54 | 12 | 22.54 | 2032 | 0 | 12 | 0 | 2032 | 0 | 12 | 0 | 2032 | 0 | 12 | 0 | 2032 | 0 | 12 | 0 | 2032 | 0 | 12 | 0
2033 | 58.46 | 12 | 58.46 |  | 2033 | 12.9 | 12 | 12.9 | 2033 | 0 | 12 | 0 | 2033 | 3.13 | 12 | 3.13 | 2033 | 0.48 | 12 | 0.48 | 2033 | 1.85 | 12 | 1.85 | 2033 | 23.01 | 12 | 23.01 | 2033 | 11.2611 | 12 | 11.2611 | 2033 | 0 | 12 | 0 | 2033 | 0 | 12 | 0 | 2033 | 0 | 12 | 0 | 2033 | 0 | 12 | 0
2034 | 59.69 | 12 | 59.69 |  | 2034 | 13.17 | 12 | 13.17 | 2034 | 0 | 12 | 0 | 2034 | 3.2 | 12 | 3.2 | 2034 | 0.49 | 12 | 0.49 | 2034 | 1.89 | 12 | 1.89 | 2034 | 23.49 | 12 | 23.49 | 2034 | 11.5 | 12 | 11.5 | 2034 | 0 | 12 | 0 | 2034 | 0 | 12 | 0 | 2034 | 0 | 12 | 0 | 2034 | 0 | 12 | 0
2035 | 60.94 | 12 | 60.94 |  | 2035 | 13.45 | 12 | 13.45 | 2035 | 0 | 12 | 0 | 2035 | 3.27 | 12 | 3.27 | 2035 | 0.5 | 12 | 0.5 | 2035 | 1.93 | 12 | 1.93 | 2035 | 23.98 | 12 | 23.98 | 2035 | 11.74 | 12 | 11.74 | 2035 | 0 | 12 | 0 | 2035 | 0 | 12 | 0 | 2035 | 0 | 12 | 0 | 2035 | 0 | 12 | 0
2036 | 62.22 | 12 | 62.22 |  | 2036 | 13.73 | 12 | 13.73 | 2036 | 31.0929 | 12 | 31.0929 | 2036 | 3.34 | 12 | 3.34 | 2036 | 0.51 | 12 | 0.51 | 2036 | 1.97 | 12 | 1.97 | 2036 | 24.48 | 12 | 24.48 | 2036 | 11.99 | 12 | 11.99 | 2036 | 0 | 12 | 0 | 2036 | 0 | 12 | 0 | 2036 | 0 | 12 | 0 | 2036 | 0 | 12 | 0
2037 | 63.53 | 12 | 63.53 |  | 2037 | 14.02 | 12 | 14.02 | 2037 | 31.75 | 12 | 31.75 | 2037 | 3.41 | 12 | 3.41 | 2037 | 0.52 | 12 | 0.52 | 2037 | 2.01 | 12 | 2.01 | 2037 | 24.99 | 12 | 24.99 | 2037 | 12.24 | 12 | 12.24 | 2037 | 4.7728 | 12 | 4.7728 | 2037 | 5.4973 | 12 | 5.4973 | 2037 | 0 | 12 | 0 | 2037 | 0 | 12 | 0
2038 | 64.86 | 12 | 64.86 |  | 2038 | 14.31 | 12 | 14.31 | 2038 | 32.42 | 12 | 32.42 | 2038 | 3.48 | 12 | 3.48 | 2038 | 0.53 | 12 | 0.53 | 2038 | 2.05 | 12 | 2.05 | 2038 | 25.51 | 12 | 25.51 | 2038 | 12.5 | 12 | 12.5 | 2038 | 4.87 | 12 | 4.87 | 2038 | 5.61 | 12 | 5.61 | 2038 | 0 | 12 | 0 | 2038 | 0 | 12 | 0
2039 | 66.22 | 12 | 66.22 |  | 2039 | 14.61 | 12 | 14.61 | 2039 | 33.1 | 12 | 33.1 | 2039 | 3.55 | 12 | 3.55 | 2039 | 0.54 | 12 | 0.54 | 2039 | 2.09 | 12 | 2.09 | 2039 | 26.05 | 12 | 26.05 | 2039 | 12.76 | 12 | 12.76 | 2039 | 4.97 | 12 | 4.97 | 2039 | 5.73 | 12 | 5.73 | 2039 | 0 | 12 | 0 | 2039 | 0 | 12 | 0
2040 | 67.61 | 12 | 67.61 |  | 2040 | 14.92 | 12 | 14.92 | 2040 | 33.8 | 12 | 33.8 | 2040 | 3.62 | 12 | 3.62 | 2040 | 0.55 | 12 | 0.55 | 2040 | 2.13 | 12 | 2.13 | 2040 | 26.6 | 12 | 26.6 | 2040 | 13.03 | 12 | 13.03 | 2040 | 5.07 | 12 | 5.07 | 2040 | 5.85 | 12 | 5.85 | 2040 | 0 | 12 | 0 | 2040 | 0 | 12 | 0
2041 | 69.03 | 12 | 69.03 |  | 2041 | 15.23 | 12 | 15.23 | 2041 | 34.51 | 12 | 34.51 | 2041 | 3.7 | 12 | 3.7 | 2041 | 0.56 | 12 | 0.56 | 2041 | 2.17 | 12 | 2.17 | 2041 | 27.16 | 12 | 27.16 | 2041 | 13.3 | 12 | 13.3 | 2041 | 5.18 | 12 | 5.18 | 2041 | 5.97 | 12 | 5.97 | 2041 | 0 | 12 | 0 | 2041 | 0 | 12 | 0
2042 | 70.48 | 12 | 70.48 |  | 2042 | 15.55 | 12 | 15.55 | 2042 | 35.23 | 12 | 35.23 | 2042 | 3.78 | 12 | 3.78 | 2042 | 0.57 | 12 | 0.57 | 2042 | 2.22 | 12 | 2.22 | 2042 | 27.73 | 12 | 27.73 | 2042 | 13.58 | 12 | 13.58 | 2042 | 5.29 | 12 | 5.29 | 2042 | 6.1 | 12 | 6.1 | 2042 | 0 | 12 | 0 | 2042 | 0 | 12 | 0
2043 | 71.96 | 12 | 71.96 |  | 2043 | 15.88 | 12 | 15.88 | 2043 | 35.97 | 12 | 35.97 | 2043 | 3.86 | 12 | 3.86 | 2043 | 0.58 | 12 | 0.58 | 2043 | 2.27 | 12 | 2.27 | 2043 | 28.31 | 12 | 28.31 | 2043 | 13.87 | 12 | 13.87 | 2043 | 5.4 | 12 | 5.4 | 2043 | 6.23 | 12 | 6.23 | 2043 | 0 | 12 | 0 | 2043 | 0 | 12 | 0
2044 | 73.54 | 12 | 73.54 |  | 2044 | 16.23 | 12 | 16.23 | 2044 | 36.76 | 12 | 36.76 | 2044 | 3.94 | 12 | 3.94 | 2044 | 0.59 | 12 | 0.59 | 2044 | 2.32 | 12 | 2.32 | 2044 | 28.93 | 12 | 28.93 | 2044 | 14.18 | 12 | 14.18 | 2044 | 5.52 | 12 | 5.52 | 2044 | 6.37 | 12 | 6.37 | 2044 | 0 | 12 | 0 | 2044 | 0 | 12 | 0
2045 | 75.16 | 12 | 75.16 |  | 2045 | 16.59 | 12 | 16.59 | 2045 | 37.57 | 12 | 37.57 | 2045 | 4.03 | 12 | 4.03 | 2045 | 0.6 | 12 | 0.6 | 2045 | 2.37 | 12 | 2.37 | 2045 | 29.57 | 12 | 29.57 | 2045 | 14.49 | 12 | 14.49 | 2045 | 5.64 | 12 | 5.64 | 2045 | 6.51 | 12 | 6.51 | 2045 | 0 | 12 | 0 | 2045 | 0 | 12 | 0
| COD | 2024 |  |  |  | COD | 2030 |  |  | COD | 2036 |  |  | COD | 2024 |  |  | COD | 2024 |  |  | COD | 2023 |  |  | COD | 2030 |  |  | COD | 2033 |  |  | COD | 2037 |  |  | COD | 2037 |  |  | COD | 2029 |  |  | COD | 2024
| Transfer Capacity (MW) | 1920 |  |  |  | Transfer Capacity (MW) | 1100 |  |  | Transfer Capacity (MW) | 430 |  |  | Transfer Capacity (MW) | 600 |  |  | Transfer Capacity (MW) | 405 |  |  | Transfer Capacity (MW) | 300 |  |  | Transfer Capacity (MW) | 500 |  |  | Transfer Capacity (MW) | 475 |  |  | Transfer Capacity (MW) | 442.8 |  |  | Transfer Capacity (MW) | 369.8 |  |  | Transfer Capacity (MW) | 359.4 |  |  | Transfer Capacity (MW) | 354
| Capital Cost (Mil $) | 1542.049 |  |  |  | Capital Cost (Mil $) | 223.26 |  |  | Capital Cost (Mil $) | 224.316 |  |  | Capital Cost (Mil $) | 25.99 |  |  | Capital Cost (Mil $) | 2.659 |  |  | Capital Cost (Mil $) | 7.389 |  |  | Capital Cost (Mil $) | 181.008 |  |  | Capital Cost (Mil $) | 89.744 |  |  | Capital Cost (Mil $) | 35.458 |  |  | Capital Cost (Mil $) | 34.107 |  |  | Capital Cost (Mil $) | 0 |  |  | Capital Cost (Mil $) | 0
| CRF 1st Year Real | 5.96% |  |  |  | CRF 1st Year Real | 5.96% |  |  | CRF 1st Year Real | 5.96% |  |  | CRF 1st Year Real | 5.96% |  |  | CRF 1st Year Real | 5.96% |  |  | CRF 1st Year Real | 5.96% |  |  | CRF 1st Year Real | 5.96% |  |  | CRF 1st Year Real | 5.96% |  |  | CRF 1st Year Real | 5.96% |  |  | CRF 1st Year Real | 5.96% |  |  | CRF 1st Year Real | 5.96% |  |  | CRF 1st Year Real | 5.96%
Retail Revenue Requirement ($/kW-year, 2024$) |  | 47.8703 |  |  | Retail Revenue Requirement ($/kW-year, 2030$) |  | 12.0973 |  | Retail Revenue Requirement ($/kW-year, 2036$) |  | 31.0929 |  | Retail Revenue Requirement ($/kW-year, 2024$) |  | 2.5818 |  | Retail Revenue Requirement ($/kW-year, 2024$) |  | 0.39132 |  | Retail Revenue Requirement ($/kW-year, 2023$) |  | 1.468 |  | Retail Revenue Requirement ($/kW-year, 2030$) |  | 21.5773 |  | Retail Revenue Requirement ($/kW-year, 2033$) |  | 11.2611 |  | Retail Revenue Requirement ($/kW-year, 2037$) |  | 4.7728 |  | Retail Revenue Requirement ($/kW-year, 2037$) |  | 5.4973 |  | Retail Revenue Requirement ($/kW-year, 2029$) |  | 0 |  | Retail Revenue Requirement ($/kW-year, 2024$) |  | 0
Company Official Inflation Forecast Dated December 31, 2019
| 2019 | 1.8% |  | 2028 | 2.3% |  | 2037 | 2.1%
| 2020 | 1.9% |  | 2029 | 2.3% |  | 2038 | 2.1%
| 2021 | 2% |  | 2030 | 2.2% |  | 2039 | 2.1%
| 2022 | 2.5% |  | 2031 | 2.2% |  | 2040 | 2.1%
| 2023 | 2.5% |  | 2032 | 2.2% |  | 2041 | 2.1%
| 2024 | 2.4% |  | 2033 | 2.1% |  | 2042 | 2.1%
| 2025 | 2.3% |  | 2034 | 2.1% |  | 2043 | 2.1%
| 2026 | 2.3% |  | 2035 | 2.1% |  | 2044 | 2.2%
| 2027 | 2.3% |  | 2036 | 2.1% |  | 2045 | 2.2%

## Table 3 UT CP Wind_2023 (hidden)
Table 3
2019 IRP Utah Wind Resource
30% Capacity Factor
Year | Estimated Capital Cost | Fixed Capital Cost at Real Levelized Rate | Fixed O&M | Network Upgrade | Fixed Costs | PTC & Variable O&M | Total Resource Cost | Total Resource Costs | Total Fixed Cost |  |  | REC Cost | Net Cost
| $/kW | $/kW-yr | $/kW-yr | $/kW-yr | $/MWh | $/MWh | $/MWh | $/kW-yr | $/kW-yr |  |  | $/MWh | $/MWh
| (a) | (b) | (c) | (d) | (e) | (f) | (g) | (h) | (i)
2019 IRP Utah Wind Resource - 30% Capacity Factor
2016
2017
2018 | [5 empty] | 0 |  |  | 0
2019 | [5 empty] | 0 |  |  | 0
2020 | [5 empty] | 0 |  |  | 0
2021 | [5 empty] | 0 |  |  | 0
2022 | [5 empty] | 0 |  |  | 0
2023 | 1265.6232 | 87.3108 | 32.3333 | 1.468 | 46.8664 | -21.48 | 25.3864 | 65.6 | 121.1121
2024 |  | 89.34 | 33.0725 | 1.5 | 47.95 | -21.48 | 26.47 | 68.4 | 123.9125
2025 |  | 91.33 | 33.8261 | 1.53 | 49.0233 | -22.278 | 26.7453 | 69.12 | 126.6861
2026 |  | 93.34 | 34.5942 | 1.56 | 50.11 | -22.278 | 27.832 | 71.92 | 129.4942
2027 |  | 95.41 | 35.3768 | 1.59 | 51.2255 | -23.07 | 28.1555 | 72.76 | 132.3768
2028 |  | 97.55 | 36.1884 | 1.63 | 52.3831 | -23.07 | 29.3131 | 75.75 | 135.3684
2029 |  | 99.77 | 37.0145 | 1.67 | 53.5773 | -23.868 | 29.7093 | 76.77 | 138.4545
2030 |  | 102.01 | 37.8551 | 1.71 | 54.7849 | -24.666 | 30.1189 | 77.83 | 141.5751
2031 |  | 104.24 | 38.7246 | 1.75 | 55.9998 | -24.666 | 31.3338 | 80.97 | 144.7146
2032 |  | 106.49 | 39.6087 | 1.79 | 57.228 | -25.458 | 31.77 | 82.1 | 147.8887
2033 |  | 108.77 | 40.5072 | 1.83 | 58.4735 | 0 | 58.4735 | 151.11 | 151.1072
2034 |  | 111.06 | 41.4348 | 1.87 | 59.7341 | 0 | 59.7341 | 154.36 | 154.3648
2035 |  | 113.39 | 42.3768 | 1.91 | 61.0157 | 0 | 61.0157 | 157.68 | 157.6768
2036 |  | 115.75 | 43.3478 | 1.95 | 62.3202 | 0 | 62.3202 | 161.05 | 161.0478
2037 |  | 118.16 | 44.3333 | 1.99 | 63.6496 | 0 | 63.6496 | 164.48 | 164.4833
2038 |  | 120.63 | 45.3478 | 2.03 | 65.0135 | 0 | 65.0135 | 168.01 | 168.0078
2039 |  | 123.13 | 46.29 | 2.07 | 66.361 | 0 | 66.361 | 171.49 | 171.49
2040 |  | 125.68 | 47.25 | 2.11 | 67.7347 | 0 | 67.7347 | 175.04 | 175.04
2041 |  | 128.3 | 48.24 | 2.15 | 69.1471 | 0 | 69.1471 | 178.69 | 178.69
2042 |  | 131 | 49.26 | 2.2 | 70.606 | 0 | 70.606 | 182.46 | 182.46
2043 |  | 133.78 | 50.3 | 2.25 | 72.1036 | 0 | 72.1036 | 186.33 | 186.33
Sources, Inputs and Assumptions
Source: | (c)(f) | Plant Costs - 2019 IRP Update - Table 6.1 & 6.2
| (a) | Plant capacity cost
| (b) | = (a) x 0.0689863805027125
| (e) | = ((b) + (c)) / (8.76 x 29.5%)
| (g) | = (e) + (f)
| (i) | Plant Costs - 2019 IRP Update - Table 6.1 & 6.2
2019 IRP Utah Wind Resource - 30% Capacity Factor
| Wind | Cost and Input Assumptions
[11 empty] | COD | 2023
2018 $ | 1301.4979 | Plant capacity cost | [11 empty] | H3.US1_WD_CPProposed Station Capital Costs
2018 $ | 28.8022 | Fixed O&M, plus on-going capital cost | [7 empty] | 69 | MW | H3.US1_WD_CP |  | H3.US1_WD_CPProposed Station Fixed Costs
Wheeling ($ MWh)
2018 $ | 0 | Variable O&M
|  | Tax Credit $/MWh |  |  |  |  | First Year real levelized |  |  |  |  | H3.US1_WD_CP2023
2023$ | 1.468 | Network Upgrade ($/kw-yr) |  | Utah S, Transmission Integration 2023
| 6.899% | Payment Factor
| 29.5% | Capacity Factor
Company Official Inflation Forecast Dated September 30, 2019
| 2017 | 1.915% |  | 2026 | 2.206% |  | 2035 | 2.1%
| 2018 | 2.399% |  | 2027 | 2.218% |  | 2036 | 2.084%
| 2019 | 1.965% |  | 2028 | 2.245% |  | 2037 | 2.085%
| 2020 | 2.615% |  | 2029 | 2.276% |  | 2038 | 2.089%
| 2021 | 2.544% |  | 2030 | 2.241% |  | 2039 | 2.076%
| 2022 | 2.525% |  | 2031 | 2.188% |  | 2040 | 2.075%
| 2023 | 2.458% |  | 2032 | 2.157% |  | 2041 | 2.087%
| 2024 | 2.326% |  | 2033 | 2.145% |  | 2042 | 2.108%
| 2025 | 2.23% |  | 2034 | 2.101% |  | 2043 | 2.119%

## Table 3 WYAE Wind_2024 (hidden)
Table 3
2019 IRP Wyoming Wind Resource
44% Capacity Factor
Year | Estimated Capital Cost | Fixed Capital Cost at Real Levelized Rate | Fixed O&M | Network Upgrade | Fixed Costs | Variable O&M | 40% PTC | Total Resource Cost | Total Resource Costs | Total Fixed Cost
| $/kW | $/kW-yr | $/kW-yr | $/kW-yr | $/MWh | $/MWh | $/MWh | $/MWh | $/kW-yr | $/kW-yr
| (a) | (b) | (c) | (d) | (e) | (f) | (g) | (h) | (i) | (i)
2019 IRP Wyoming Wind Resource - 44% Capacity Factor
2016
2017
2018 | [9 empty] | 0
2019 | [9 empty] | 0
2020 | [9 empty] | 0
2021 | [9 empty] | 0
2022 | [9 empty] | 0
2023 | [9 empty] | 0
2024 | 1252.8729 | 86.4312 | 32.9698 | 47.8703 | 43.7956 |  | -20.48 | 23.3156 | 89.05 | 167.2713 | 47.8703 | 12.5336 | 35.8492
2025 |  | 88.42 | 33.7302 | 48.97 | 44.8034 |  | -20.95 | 23.8534 | 91.1 | 171.1202 | 48.9235 | 12.8093 | 36.6627
2026 |  | 90.45 | 34.4901 | 50.1 | 45.8297 |  | -21.43 | 24.3997 | 93.19 | 175.0401 | 49.9998 | 13.0911 | 37.4908
2027 |  | 92.53 | 35.2802 | 51.25 | 46.8823 | 1 | -21.92 | 25.9623 | 99.16 | 179.0602 | 51.0998 | 13.3791 | 39.3414
2028 |  | 94.66 | 36.0901 | 52.43 | 47.9609 | 1 | -22.42 | 26.5409 | 101.37 | 183.1801 | 52.224 | 13.6735 | 40.2144
2029 |  | 96.84 | 36.9099 | 53.64 | 49.0632 | 1 | -22.94 | 27.1232 | 103.59 | 187.3899 | 53.4251 | 13.988 | 41.1111
2030 |  | 98.97 | 37.75 | 54.82 | 50.1498 | 1 | -23.44 | 27.7098 | 105.83 | 191.54 | 54.6539 | 14.3097 | 42.0195
2031 |  | 101.15 | 38.6099 | 56.03 | 51.2625 | 1 | -23.96 | 28.3025 | 108.1 | 195.7899 | 55.9109 | 14.6388 | 42.9413
2032 |  | 103.38 | 39.4901 | 57.26 | 52.3989 | 1 | -24.49 | 28.9089 | 110.41 | 200.1301 | 57.1969 | 14.9755 | 43.8844
2033 |  | 105.55 | 40.3901 | 58.46 | 53.5168 | 1 | -25 | 29.5168 | 112.74 | 204.4001 | 58.5124 | 15.32 | 44.8368
2034 |  | 107.77 | 41.3099 | 59.69 | 54.661 | 1 |  | 55.661 | 212.59 | 208.7699 | 59.7997 | 15.657 | 71.318
2035 |  | 110.03 | 42.25 | 60.94 | 55.8261 | 1 |  | 56.8261 | 217.04 | 213.22 | 61.1153 | 16.0014 | 72.8276
2036 |  | 112.34 | 43.2198 | 62.22 | 57.02 | 1 |  | 58.02 | 221.6 | 217.7798 | 62.4598 | 16.3535 | 74.3734
2037 |  | 114.7 | 44.2 | 63.53 | 58.2375 | 1 |  | 59.2375 | 226.25 | 222.43 | 63.8339 | 16.7133 | 75.9508
2038 |  | 117.11 | 45.2099 | 64.86 | 59.4811 | 1 |  | 60.4811 | 231 | 227.1799 | 65.2383 | 17.0809 | 77.5621
2039 |  | 119.57 | 46.16 | 66.22 | 60.7301 | 1 |  | 61.7301 | 235.77 | 231.95
2040 |  | 122.08 | 47.13 | 67.61 | 62.0052 | 1 |  | 63.0052 | 240.64 | 236.82
2041 |  | 124.64 | 48.12 | 69.03 | 63.3064 | 1 |  | 64.3064 | 245.61 | 241.79
2042 |  | 127.26 | 49.13 | 70.48 | 64.6365 | 1 |  | 65.6365 | 250.69 | 246.87
2043 |  | 129.93 | 50.16 | 71.96 | 65.9927 | 1 |  | 66.9927 | 255.87 | 252.05
Sources, Inputs and Assumptions
Source: | (c)(f) | Plant Costs - 2019 IRP Update - Table 6.1 & 6.2
| (a) | Plant capacity cost
| (b) | = (a) x 0.0689863805027125
| (e) | = ((b) + (c)) / (8.76 x 43.6%)
| (h) | = (e) + (f) + (g)
| (i) | Plant Costs - 2019 IRP Update - Table 6.1 & 6.2
2019 IRP Wyoming Wind Resource - 44% Capacity Factor
| Wind | Cost and Input Assumptions
[12 empty] | COD | 2024
2018 $ | 1301.4979 | Plant capacity cost | [8 empty] | 1920 | MW | H4.AE1_WD | H4.AE1_WDProposed Station Capital Costs
2018 $ | 28.8022 | Fixed O&M, plus on-going capital cost | [11 empty] | H4.AE1_WDProposed Station Fixed Costs
|  | Wheeling ($ MWh) | [10 empty] | H4.AE1_WD2024 | H4.AE1_WDProposed Station Variable O&M Costs
2018 $ | 0.65 | Variable O&M |  | WY wind Tax
| -6.2214 | Tax Credit $/MWh | [5 empty] | First Year real levelized
2024$ | 47.8703 | Network Upgrade ($/kw-yr) |  | Aeolus_Wyoming - to - Utah S, Expansion
| 6.899% | Payment Factor
| 43.6% | Capacity Factor
Company Official Inflation Forecast Dated December 31, 2019
| 2017 | 2% |  | 2026 | 2.3% |  | 2035 | 2.1%
| 2018 | 2.4% |  | 2027 | 2.3% |  | 2036 | 2.1%
| 2019 | 1.8% |  | 2028 | 2.3% |  | 2037 | 2.1%
| 2020 | 1.9% |  | 2029 | 2.3% |  | 2038 | 2.1%
| 2021 | 2% |  | 2030 | 2.2% |  | 2039 | 2.1%
| 2022 | 2.5% |  | 2031 | 2.2% |  | 2040 | 2.1%
| 2023 | 2.5% |  | 2032 | 2.2% |  | 2041 | 2.1%
| 2024 | 2.4% |  | 2033 | 2.1% |  | 2042 | 2.1%
| 2025 | 2.3% |  | 2034 | 2.1% |  | 2043 | 2.1%

## Table 3 PV wS UTS_2024 (hidden)
Table 3
2019 IRP Utah South Solar with Storage
33% Capacity Factor
Year | Estimated Capital Cost | Fixed Capital Cost at Real Levelized Rate | Fixed O&M | Network Upgrade | Fixed Costs | Variable O&M | Total Resource Cost | Total Resource Costs | Total Fixed Cost
| $/kW | $/kW-yr | $/kW-yr | $/kW-yr | $/MWh | $/MWh | $/MWh | $/kW-yr | $/kW-yr
| (a) | (b) | (c) | (d) | (e) | (f) | (g) | (h) | (i)
2019 IRP Utah South Solar with Storage - 33% Capacity Factor
2016
2017
2018 |  |  | 24.5706 |  |  | 0 |  |  | 24.5706
2019 |  |  | 25.01 |  |  | 0 |  |  | 25.01
2020 |  |  | 25.49 |  |  | 0 |  |  | 25.49
2021 |  |  | 26 |  |  | 0 |  |  | 26
2022 |  |  | 26.65 |  |  | 0 |  |  | 26.65
2023 |  |  | 27.32 |  |  | 0 |  |  | 27.32
2024 | 1230.0217 | 62.5466 | 27.98 | 1.5033 | 32.3252 | 0 | 32.3252 | 92.03 | 92.0299
2025 |  | 63.99 | 28.62 | 1.54 | 33.0699 | 0 | 33.0699 | 94.15 | 94.15
2026 |  | 65.46 | 29.28 | 1.58 | 33.8321 | 0 | 33.8321 | 96.32 | 96.32
2027 |  | 66.97 | 29.95 | 1.62 | 34.6119 | 0 | 34.6119 | 98.54 | 98.54
2028 |  | 68.51 | 30.64 | 1.66 | 35.4092 | 0 | 35.4092 | 100.81 | 100.81
2029 |  | 70.09 | 31.34 | 1.7 | 36.2241 | 0 | 36.2241 | 103.13 | 103.13
2030 |  | 71.63 | 32.03 | 1.74 | 37.0214 | 0 | 37.0214 | 105.4 | 105.4
2031 |  | 73.21 | 32.73 | 1.78 | 37.8363 | 0 | 37.8363 | 107.72 | 107.72
2032 |  | 74.82 | 33.45 | 1.82 | 38.6688 | 0 | 38.6688 | 110.09 | 110.09
2033 |  | 76.39 | 34.15 | 1.86 | 39.4802 | 0 | 39.4802 | 112.4 | 112.4
2034 |  | 77.99 | 34.87 | 1.9 | 40.3091 | 0 | 40.3091 | 114.76 | 114.76
2035 |  | 79.63 | 35.6 | 1.94 | 41.1556 | 0 | 41.1556 | 117.17 | 117.17
2036 |  | 81.3 | 36.35 | 1.98 | 42.0197 | 0 | 42.0197 | 119.63 | 119.63
2037 |  | 83.01 | 37.11 | 2.02 | 42.9013 | 0 | 42.9013 | 122.14 | 122.14
2038 |  | 84.75 | 37.89 | 2.06 | 43.8005 | 0 | 43.8005 | 124.7 | 124.7
2039 |  | 86.53 | 38.69 | 2.1 | 44.7208 | 0 | 44.7208 | 127.32 | 127.32
2040 |  | 88.35 | 39.5 | 2.14 | 45.6586 | 0 | 45.6586 | 129.99 | 129.99
2041 |  | 90.21 | 40.33 | 2.18 | 46.6175 | 0 | 46.6175 | 132.72 | 132.72
2042 |  | 92.1 | 41.18 | 2.23 | 47.5975 | 0 | 47.5975 | 135.51 | 135.51
2043 |  | 94.03 | 42.04 | 2.28 | 48.595 | 0 | 48.595 | 138.35 | 138.35
Sources, Inputs and Assumptions
Source: | (c)(f) | Plant Costs - 2019 IRP Update - Table 6.1 & 6.2
| (a) | Plant capacity cost
| (b) | = (a) x 0.05085
| (d) | = ((b) + (c)) / (8.76 x 32.5%)
| (g) | = (e) + (f)
| (h) | Plant Costs - 2019 IRP Update - Table 6.1 & 6.2
2019 IRP Utah South Solar with Storage - 33% Capacity Factor
| Wind | Cost and Input Assumptions
[11 empty] | COD | 2024
2018 $ | 1611.5125 | Plant capacity cost | [7 empty] | 230.8 | MW | L1.US1_PVS | L1.US1_PV | L1.US1_PVSProposed Station Capital Costs
2018 $ | 24.5706 | Fixed O&M, plus on-going capital cost | [11 empty] | L1.US1_PVSProposed Station Fixed Costs
|  | Wheeling ($ MWh) | [9 empty] | L1.US1_PVS2024 |  | L1.US1_PVSProposed Station Variable O&M Costs
2018 $ | 0 | Variable O&M | [9 empty] | Photovoltaic (Utility) 30% ITC
|  | Tax Credit $/MWh |  |  |  |  | First Year real levelized
2023$ | 1.468 | Network Upgrade ($/kw-yr) |  | Utah S, Transmission Integration 2023
| 5.085% | Payment Factor | includes 30% ITC
| 32.5% | Capacity Factor
Company Official Inflation Forecast Dated December 31, 2019
| 2017 | 2% |  | 2026 | 2.3% |  | 2035 | 2.1%
| 2018 | 2.4% |  | 2027 | 2.3% |  | 2036 | 2.1%
| 2019 | 1.8% |  | 2028 | 2.3% |  | 2037 | 2.1%
| 2020 | 1.9% |  | 2029 | 2.3% |  | 2038 | 2.1%
| 2021 | 2% |  | 2030 | 2.2% |  | 2039 | 2.1%
| 2022 | 2.5% |  | 2031 | 2.2% |  | 2040 | 2.1%
| 2023 | 2.5% |  | 2032 | 2.2% |  | 2041 | 2.1%
| 2024 | 2.4% |  | 2033 | 2.1% |  | 2042 | 2.1%
| 2025 | 2.3% |  | 2034 | 2.1% |  | 2043 | 2.1%

## Table 3 PV wS UTS_2030 (hidden)
Table 3
2019 IRP Utah South Solar with Storage
33% Capacity Factor
Year | Estimated Capital Cost | Fixed Capital Cost at Real Levelized Rate | Fixed O&M | Network Upgrade | Fixed Costs | Variable O&M | Total Resource Cost | Total Resource Costs | Total Fixed Cost
| $/kW | $/kW-yr | $/kW-yr | $/kW-yr | $/MWh | $/MWh | $/MWh | $/kW-yr | $/kW-yr
| (a) | (b) | (c) | (d) | (e) | (f) | (g) | (h) | (i)
2019 IRP Utah South Solar with Storage - 33% Capacity Factor
2018 |  |  | 24.5706 |  |  | 0 |  |  | 24.5706
2019 |  |  | 25.01 |  |  | 0 |  |  | 25.01
2020 |  |  | 25.49 |  |  | 0 |  |  | 25.49
2021 |  |  | 26 |  |  | 0 |  |  | 26
2022 |  |  | 26.65 |  |  | 0 |  |  | 26.65
2023 |  |  | 27.32 |  |  | 0 |  |  | 27.32
2024 |  |  | 27.98 |  |  | 0 |  |  | 27.98
2025 |  |  | 28.62 |  |  | 0 |  |  | 28.62
2026 |  |  | 29.28 |  |  | 0 |  |  | 29.28
2027 |  |  | 29.95 |  |  | 0 |  |  | 29.95
2028 |  |  | 30.64 |  |  | 0 |  |  | 30.64
2029 |  |  | 31.34 |  |  | 0 |  |  | 31.34
2030 | 1208.8 | 81.594 | 32.03 | 21.5773 | 47.489 | 0 | 47.489 | 135.2 | 135.2013
2031 |  | 83.39 | 32.73 | 22.05 | 48.5318 | 0 | 48.5318 | 138.17 | 138.17
2032 |  | 85.22 | 33.45 | 22.54 | 49.5996 | 0 | 49.5996 | 141.21 | 141.21
2033 |  | 87.01 | 34.15 | 23.01 | 50.6393 | 0 | 50.6393 | 144.17 | 144.17
2034 |  | 88.84 | 34.87 | 23.49 | 51.7035 | 0 | 51.7035 | 147.2 | 147.2
2035 |  | 90.71 | 35.6 | 23.98 | 52.7889 | 0 | 52.7889 | 150.29 | 150.29
2036 |  | 92.61 | 36.35 | 24.48 | 53.8953 | 0 | 53.8953 | 153.44 | 153.44
2037 |  | 94.55 | 37.11 | 24.99 | 55.0228 | 0 | 55.0228 | 156.65 | 156.65
2038 |  | 96.54 | 37.89 | 25.51 | 56.1784 | 0 | 56.1784 | 159.94 | 159.94
2039 |  | 98.57 | 38.69 | 26.05 | 57.3621 | 0 | 57.3621 | 163.31 | 163.31
2040 |  | 100.64 | 39.5 | 26.6 | 58.5669 | 0 | 58.5669 | 166.74 | 166.74
2041 |  | 102.75 | 40.33 | 27.16 | 59.7963 | 0 | 59.7963 | 170.24 | 170.24
2042 |  | 104.91 | 41.18 | 27.73 | 61.0537 | 0 | 61.0537 | 173.82 | 173.82
2043 |  | 107.11 | 42.04 | 28.31 | 62.3323 | 0 | 62.3323 | 177.46 | 177.46
Sources, Inputs and Assumptions
Source: | (c)(f) | Plant Costs - 2019 IRP Update - Table 6.1 & 6.2
| (a) | Plant capacity cost
| (b) | = (a) x 0.0675
| (e) | = ((b) + (c)) / (8.76 x 32.5%)
| (g) | = (e) + (f)
| (i) | Plant Costs - 2019 IRP Update - Table 6.1 & 6.2
2019 IRP Utah South Solar with Storage - 33% Capacity Factor
| Wind | Cost and Input Assumptions
[11 empty] | COD | 2030
2018 $ | 1611.5125 | Plant capacity cost | [7 empty] | 500 | MW | L_.US4_PVS | H_.US4_PVS | L_.US4_PVSProposed Station Capital Costs
2018 $ | 24.5706 | Fixed O&M, plus on-going capital cost | [11 empty] | L_.US4_PVSProposed Station Fixed Costs
|  | Wheeling ($ MWh) | [9 empty] | L_.US4_PVS2030 |  | L_.US4_PVSProposed Station Variable O&M Costs
2018 $ | 0 | Variable O&M | [9 empty] | Photovoltaic (Utility) 30% ITC
|  | Tax Credit $/MWh |  |  |  |  | First Year real levelized
2030$ | 21.5773 | Network Upgrade ($/kw-yr) |  | Utah S, Transmission Integration 2030
| 6.75% | Payment Factor | includes 30% ITC
| 32.5% | Capacity Factor
Company Official Inflation Forecast Dated December 31, 2019
| 2017 | 2% |  | 2026 | 2.3% |  | 2035 | 2.1%
| 2018 | 2.4% |  | 2027 | 2.3% |  | 2036 | 2.1%
| 2019 | 1.8% |  | 2028 | 2.3% |  | 2037 | 2.1%
| 2020 | 1.9% |  | 2029 | 2.3% |  | 2038 | 2.1%
| 2021 | 2% |  | 2030 | 2.2% |  | 2039 | 2.1%
| 2022 | 2.5% |  | 2031 | 2.2% |  | 2040 | 2.1%
| 2023 | 2.5% |  | 2032 | 2.2% |  | 2041 | 2.1%
| 2024 | 2.4% |  | 2033 | 2.1% |  | 2042 | 2.1%
| 2025 | 2.3% |  | 2034 | 2.1% |  | 2043 | 2.1%

## Table 3 PV wS JB_2024 (hidden)
Table 3
2019 IRP Jim Bridger Solar with Storage
30% Capacity Factor
Year | Estimated Capital Cost | Fixed Capital Cost at Real Levelized Rate | Fixed O&M | Network Upgrade | Fixed Costs | Variable O&M | Total Resource Cost | Total Resource Costs | Total Fixed Cost
| $/kW | $/kW-yr | $/kW-yr | $/kW-yr | $/MWh | $/MWh | $/MWh | $/kW-yr | $/kW-yr
| (a) | (b) | (c) | (d) | (e) | (f) | (g) | (h) | (i)
2019 IRP Jim Bridger Solar with Storage - 30% Capacity Factor
2016
2017
2018 |  |  | 24.5706 |  |  | 0 |  |  | 24.5706
2019 |  |  | 25.01 |  |  | 0 |  |  | 25.01
2020 |  |  | 25.49 |  |  | 0 |  |  | 25.49
2021 |  |  | 26 |  |  | 0 |  |  | 26
2022 |  |  | 26.65 |  |  | 0 |  |  | 26.65
2023 |  |  | 27.32 |  |  | 0 |  |  | 27.32
2024 | 1227.9633 | 62.4419 | 27.98 | 0 | 34.2928 | 0 | 34.2928 | 90.42 | 90.4219
2025 |  | 63.88 | 28.62 | 0 | 35.0809 | 0 | 35.0809 | 92.5 | 92.5
2026 |  | 65.35 | 29.28 | 0 | 35.8887 | 0 | 35.8887 | 94.63 | 94.63
2027 |  | 66.85 | 29.95 | 0 | 36.7117 | 0 | 36.7117 | 96.8 | 96.8
2028 |  | 68.39 | 30.64 | 0 | 37.5575 | 0 | 37.5575 | 99.03 | 99.03
2029 |  | 69.96 | 31.34 | 0 | 38.4184 | 0 | 38.4184 | 101.3 | 101.3
2030 |  | 71.5 | 32.03 | 0 | 39.2641 | 0 | 39.2641 | 103.53 | 103.53
2031 |  | 73.07 | 32.73 | 0 | 40.125 | 0 | 40.125 | 105.8 | 105.8
2032 |  | 74.68 | 33.45 | 0 | 41.0087 | 0 | 41.0087 | 108.13 | 108.13
2033 |  | 76.25 | 34.15 | 0 | 41.8696 | 0 | 41.8696 | 110.4 | 110.4
2034 |  | 77.85 | 34.87 | 0 | 42.7494 | 0 | 42.7494 | 112.72 | 112.72
2035 |  | 79.48 | 35.6 | 0 | 43.6445 | 0 | 43.6445 | 115.08 | 115.08
2036 |  | 81.15 | 36.35 | 0 | 44.5623 | 0 | 44.5623 | 117.5 | 117.5
2037 |  | 82.85 | 37.11 | 0 | 45.4952 | 0 | 45.4952 | 119.96 | 119.96
2038 |  | 84.59 | 37.89 | 0 | 46.4509 | 0 | 46.4509 | 122.48 | 122.48
2039 |  | 86.37 | 38.69 | 0 | 47.4294 | 0 | 47.4294 | 125.06 | 125.06
2040 |  | 88.18 | 39.5 | 0 | 48.4231 | 0 | 48.4231 | 127.68 | 127.68
2041 |  | 90.03 | 40.33 | 0 | 49.4395 | 0 | 49.4395 | 130.36 | 130.36
2042 |  | 91.92 | 41.18 | 0 | 50.4786 | 0 | 50.4786 | 133.1 | 133.1
2043 |  | 93.85 | 42.04 | 0 | 51.5367 | 0 | 51.5367 | 135.89 | 135.89
Sources, Inputs and Assumptions
Source: | (c)(f) | Plant Costs - 2019 IRP Update - Table 6.1 & 6.2
| (a) | Plant capacity cost
| (b) | = (a) x 0.05085
| (e) | = ((b) + (c)) / (8.76 x 30.1%)
| (g) | = (e) + (f)
| (i) | Plant Costs - 2019 IRP Update - Table 6.1 & 6.2
2019 IRP Jim Bridger Solar with Storage - 30% Capacity Factor
| Wind | Cost and Input Assumptions
[11 empty] | COD | 2024
2018 $ | 1608.8222 | Plant capacity cost | [7 empty] | 354 | MW | L1.JBB_PVS | L1.US1_PV | L1.JBB_PVSProposed Station Capital Costs
2018 $ | 24.5706 | Fixed O&M, plus on-going capital cost | [11 empty] | L1.JBB_PVSProposed Station Fixed Costs
|  | Wheeling ($ MWh) | [9 empty] | L1.JBB_PVS2024 |  | L1.JBB_PVSProposed Station Variable O&M Costs
2018 $ | 0 | Variable O&M | [9 empty] | Photovoltaic (Utility) 30% ITC
|  | Tax Credit $/MWh |  |  |  |  | First Year real levelized
2024$ | 0 | Network Upgrade ($/kw-yr) |  | Bridger - to - Bridger West, Recovered Transmission 2024
| 5.085% | Payment Factor | includes 30% ITC
| 30.1% | Capacity Factor
Company Official Inflation Forecast Dated December 31, 2019
| 2017 | 2% |  | 2026 | 2.3% |  | 2035 | 2.1%
| 2018 | 2.4% |  | 2027 | 2.3% |  | 2036 | 2.1%
| 2019 | 1.8% |  | 2028 | 2.3% |  | 2037 | 2.1%
| 2020 | 1.9% |  | 2029 | 2.3% |  | 2038 | 2.1%
| 2021 | 2% |  | 2030 | 2.2% |  | 2039 | 2.1%
| 2022 | 2.5% |  | 2031 | 2.2% |  | 2040 | 2.1%
| 2023 | 2.5% |  | 2032 | 2.2% |  | 2041 | 2.1%
| 2024 | 2.4% |  | 2033 | 2.1% |  | 2042 | 2.1%
| 2025 | 2.3% |  | 2034 | 2.1% |  | 2043 | 2.1%

## Table 3 PV wS JB_2029 (hidden)
Table 3
2019 IRP Jim Bridger Solar with Storage
30% Capacity Factor
Year | Estimated Capital Cost | Fixed Capital Cost at Real Levelized Rate | Fixed O&M | Network Upgrade | Fixed Costs | Variable O&M | Total Resource Cost | Total Resource Costs | Total Fixed Cost
| $/kW | $/kW-yr | $/kW-yr | $/kW-yr | $/MWh | $/MWh | $/MWh | $/kW-yr | $/kW-yr
| (a) | (b) | (c) | (d) | (e) | (f) | (g) | (h) | (i)
2019 IRP Jim Bridger Solar with Storage - 30% Capacity Factor
2016
2017
2018 |  |  | 24.5706 |  |  | 0 |  |  | 24.5706
2019 |  |  | 25.01 |  |  | 0 |  |  | 25.01
2020 |  |  | 25.49 |  |  | 0 |  |  | 25.49
2021 |  |  | 26 |  |  | 0 |  |  | 26
2022 |  |  | 26.65 |  |  | 0 |  |  | 26.65
2023 |  |  | 27.32 |  |  | 0 |  |  | 27.32
2024 |  |  | 27.98 |  |  | 0 |  |  | 27.98
2025 |  |  | 28.62 |  |  | 0 |  |  | 28.62
2026 |  |  | 29.28 |  |  | 0 |  |  | 29.28
2027 |  |  | 29.95 |  |  | 0 |  |  | 29.95
2028 |  |  | 30.64 |  |  | 0 |  |  | 30.64
2029 | 1210.0083 | 61.5289 | 31.34 | 0 | 35.2208 | 0 | 35.2208 | 92.87 | 92.8689
2030 |  | 62.88 | 32.03 | 0 | 35.9949 | 0 | 35.9949 | 94.91 | 94.91
2031 |  | 64.26 | 32.73 | 0 | 36.7838 | 0 | 36.7838 | 96.99 | 96.99
2032 |  | 65.67 | 33.45 | 0 | 37.5916 | 0 | 37.5916 | 99.12 | 99.12
2033 |  | 67.05 | 34.15 | 0 | 38.3804 | 0 | 38.3804 | 101.2 | 101.2
2034 |  | 68.46 | 34.87 | 0 | 39.1882 | 0 | 39.1882 | 103.33 | 103.33
2035 |  | 69.9 | 35.6 | 0 | 40.0112 | 0 | 40.0112 | 105.5 | 105.5
2036 |  | 71.37 | 36.35 | 0 | 40.8532 | 0 | 40.8532 | 107.72 | 107.72
2037 |  | 72.87 | 37.11 | 0 | 41.7103 | 0 | 41.7103 | 109.98 | 109.98
2038 |  | 74.4 | 37.89 | 0 | 42.5864 | 0 | 42.5864 | 112.29 | 112.29
2039 |  | 75.96 | 38.69 | 0 | 43.4814 | 0 | 43.4814 | 114.65 | 114.65
2040 |  | 77.56 | 39.5 | 0 | 44.3954 | 0 | 44.3954 | 117.06 | 117.06
2041 |  | 79.19 | 40.33 | 0 | 45.3284 | 0 | 45.3284 | 119.52 | 119.52
2042 |  | 80.85 | 41.18 | 0 | 46.2803 | 0 | 46.2803 | 122.03 | 122.03
2043 |  | 82.55 | 42.04 | 0 | 47.2512 | 0 | 47.2512 | 124.59 | 124.59
Sources, Inputs and Assumptions
Source: | (c)(f) | Plant Costs - 2019 IRP Update - Table 6.1 & 6.2
| (a) | Plant capacity cost
| (b) | = (a) x 0.05085
| (e) | = ((b) + (c)) / (8.76 x 30.1%)
| (g) | = (e) + (f)
| (i) | Plant Costs - 2019 IRP Update - Table 6.1 & 6.2
2019 IRP Jim Bridger Solar with Storage - 30% Capacity Factor
| Wind | Cost and Input Assumptions
[11 empty] | COD | 2029
2018 $ | 1608.8222 | Plant capacity cost | [7 empty] | 359.4 | MW | L_.JBB_PVS | L1.US1_PV | L_.JBB_PVSProposed Station Capital Costs
2018 $ | 24.5706 | Fixed O&M, plus on-going capital cost | [11 empty] | L_.JBB_PVSProposed Station Fixed Costs
|  | Wheeling ($ MWh) | [9 empty] | L_.JBB_PVS2029 |  | L_.JBB_PVSProposed Station Variable O&M Costs
2018 $ | 0 | Variable O&M | [9 empty] | Photovoltaic (Utility) 30% ITC
|  | Tax Credit $/MWh |  |  |  |  | First Year real levelized
2029$ | 0 | Network Upgrade ($/kw-yr) |  | Bridger - to - Bridger West, Recovered Transmission 2029
| 5.085% | Payment Factor | includes 30% ITC
| 30.1% | Capacity Factor
Company Official Inflation Forecast Dated December 31, 2019
| 2017 | 2% |  | 2026 | 2.3% |  | 2035 | 2.1%
| 2018 | 2.4% |  | 2027 | 2.3% |  | 2036 | 2.1%
| 2019 | 1.8% |  | 2028 | 2.3% |  | 2037 | 2.1%
| 2020 | 1.9% |  | 2029 | 2.3% |  | 2038 | 2.1%
| 2021 | 2% |  | 2030 | 2.2% |  | 2039 | 2.1%
| 2022 | 2.5% |  | 2031 | 2.2% |  | 2040 | 2.1%
| 2023 | 2.5% |  | 2032 | 2.2% |  | 2041 | 2.1%
| 2024 | 2.4% |  | 2033 | 2.1% |  | 2042 | 2.1%
| 2025 | 2.3% |  | 2034 | 2.1% |  | 2043 | 2.1%

## Table 3 PV wS SO_2024 (hidden)
Table 3
2019 IRP Southen Oregon Solar with Storage
30% Capacity Factor
Year | Estimated Capital Cost | Fixed Capital Cost at Real Levelized Rate | Fixed O&M | Network Upgrade | Fixed Costs | Variable O&M | Total Resource Cost | Total Resource Costs | Total Fixed Cost
| $/kW | $/kW-yr | $/kW-yr | $/kW-yr | $/MWh | $/MWh | $/MWh | $/kW-yr | $/kW-yr
| (a) | (b) | (c) | (d) | (e) | (f) | (g) | (h) | (i)
2019 IRP Southen Oregon Solar with Storage - 30% Capacity Factor
2016
2017
2018 |  |  | 24.5706 |  |  | 0 |  |  | 24.5706
2019 |  |  | 25.01 |  |  | 0 |  |  | 25.01
2020 |  |  | 25.49 |  |  | 0 |  |  | 25.49
2021 |  |  | 26 |  |  | 0 |  |  | 26
2022 |  |  | 26.65 |  |  | 0 |  |  | 26.65
2023 |  |  | 27.32 |  |  | 0 |  |  | 27.32
2024 | 1296.5513 | 65.9296 | 27.98 | 0 | 36.0952 | 0 | 36.0952 | 93.91 | 93.9096
2025 |  | 67.45 | 28.62 | 0 | 36.9256 | 0 | 36.9256 | 96.07 | 96.07
2026 |  | 69 | 29.28 | 0 | 37.775 | 0 | 37.775 | 98.28 | 98.28
2027 |  | 70.59 | 29.95 | 0 | 38.6437 | 0 | 38.6437 | 100.54 | 100.54
2028 |  | 72.21 | 30.64 | 0 | 39.5315 | 0 | 39.5315 | 102.85 | 102.85
2029 |  | 73.87 | 31.34 | 0 | 40.4386 | 0 | 40.4386 | 105.21 | 105.21
2030 |  | 75.5 | 32.03 | 0 | 41.3304 | 0 | 41.3304 | 107.53 | 107.53
2031 |  | 77.16 | 32.73 | 0 | 42.2374 | 0 | 42.2374 | 109.89 | 109.89
2032 |  | 78.86 | 33.45 | 0 | 43.1676 | 0 | 43.1676 | 112.31 | 112.31
2033 |  | 80.52 | 34.15 | 0 | 44.0747 | 0 | 44.0747 | 114.67 | 114.67
2034 |  | 82.21 | 34.87 | 0 | 45.001 | 0 | 45.001 | 117.08 | 117.08
2035 |  | 83.94 | 35.6 | 0 | 45.9465 | 0 | 45.9465 | 119.54 | 119.54
2036 |  | 85.7 | 36.35 | 0 | 46.9113 | 0 | 46.9113 | 122.05 | 122.05
2037 |  | 87.5 | 37.11 | 0 | 47.8952 | 0 | 47.8952 | 124.61 | 124.61
2038 |  | 89.34 | 37.89 | 0 | 48.9023 | 0 | 48.9023 | 127.23 | 127.23
2039 |  | 91.22 | 38.69 | 0 | 49.9324 | 0 | 49.9324 | 129.91 | 129.91
2040 |  | 93.14 | 39.5 | 0 | 50.9817 | 0 | 50.9817 | 132.64 | 132.64
2041 |  | 95.1 | 40.33 | 0 | 52.054 | 0 | 52.054 | 135.43 | 135.43
2042 |  | 97.1 | 41.18 | 0 | 53.1495 | 0 | 53.1495 | 138.28 | 138.28
2043 |  | 99.14 | 42.04 | 0 | 54.2641 | 0 | 54.2641 | 141.18 | 141.18
Sources, Inputs and Assumptions
Source: | (c)(f) | Plant Costs - 2019 IRP Update - Table 6.1 & 6.2
| (a) | Plant capacity cost
| (b) | = (a) x 0.05085
| (e) | = ((b) + (c)) / (8.76 x 29.7%)
| (g) | = (e) + (f)
| (i) | Plant Costs - 2019 IRP Update - Table 6.1 & 6.2
2019 IRP Southen Oregon Solar with Storage - 30% Capacity Factor
| Wind | Cost and Input Assumptions
[11 empty] | COD | 2024
2018 $ | 1698.6767 | Plant capacity cost | [7 empty] | 442.2 | MW | H1.SO1_PVS | L1.US1_PV | H1.SO1_PVSProposed Station Capital Costs
2018 $ | 24.5706 | Fixed O&M, plus on-going capital cost | [7 empty] | 57.8 | MW | L1.SO1_PVS |  | H1.SO1_PVSProposed Station Fixed Costs
|  | Wheeling ($ MWh) | [9 empty] | H1.SO1_PVS2024 |  | H1.SO1_PVSProposed Station Variable O&M Costs
2018 $ | 0 | Variable O&M | [9 empty] | Photovoltaic (Utility) 30% ITC
|  | Tax Credit $/MWh |  |  |  |  | First Year real levelized
- | 0 | Network Upgrade ($/kw-yr) |  | n/a
| 5.085% | Payment Factor | includes 30% ITC
| 29.7% | Capacity Factor
Company Official Inflation Forecast Dated December 31, 2019
| 2017 | 2% |  | 2026 | 2.3% |  | 2035 | 2.1%
| 2018 | 2.4% |  | 2027 | 2.3% |  | 2036 | 2.1%
| 2019 | 1.8% |  | 2028 | 2.3% |  | 2037 | 2.1%
| 2020 | 1.9% |  | 2029 | 2.3% |  | 2038 | 2.1%
| 2021 | 2% |  | 2030 | 2.2% |  | 2039 | 2.1%
| 2022 | 2.5% |  | 2031 | 2.2% |  | 2040 | 2.1%
| 2023 | 2.5% |  | 2032 | 2.2% |  | 2041 | 2.1%
| 2024 | 2.4% |  | 2033 | 2.1% |  | 2042 | 2.1%
| 2025 | 2.3% |  | 2034 | 2.1% |  | 2043 | 2.1%

## Table 3 PV wS YK_2024 (hidden)
Table 3
2019 IRP Southen Oregon Solar with Storage
26% Capacity Factor
Year | Estimated Capital Cost | Fixed Capital Cost at Real Levelized Rate | Fixed O&M | Network Upgrade | Fixed Costs | Variable O&M | Total Resource Cost | Total Resource Costs | Total Fixed Cost
| $/kW | $/kW-yr | $/kW-yr | $/kW-yr | $/MWh | $/MWh | $/MWh | $/kW-yr | $/kW-yr
| (a) | (b) | (c) | (d) | (e) | (f) | (g) | (h) | (i)
2019 IRP Southen Oregon Solar with Storage - 26% Capacity Factor
2016
2017
2018 |  |  | 24.5706 |  |  | 0 |  |  | 24.5706
2019 |  |  | 25.01 |  |  | 0 |  |  | 25.01
2020 |  |  | 25.49 |  |  | 0 |  |  | 25.49
2021 |  |  | 26 |  |  | 0 |  |  | 26
2022 |  |  | 26.65 |  |  | 0 |  |  | 26.65
2023 |  |  | 27.32 |  |  | 0 |  |  | 27.32
2024 | 1295.086 | 65.8551 | 27.98 | 0.39132 | 41.3709 | 0 | 41.3709 | 94.23 | 94.2264
2025 |  | 67.37 | 28.62 | 0.4 | 42.3209 | 0 | 42.3209 | 96.39 | 96.39
2026 |  | 68.92 | 29.28 | 0.41 | 43.2956 | 0 | 43.2956 | 98.61 | 98.61
2027 |  | 70.51 | 29.95 | 0.42 | 44.2922 | 0 | 44.2922 | 100.88 | 100.88
2028 |  | 72.13 | 30.64 | 0.43 | 45.3109 | 0 | 45.3109 | 103.2 | 103.2
2029 |  | 73.79 | 31.34 | 0.44 | 46.3514 | 0 | 46.3514 | 105.57 | 105.57
2030 |  | 75.41 | 32.03 | 0.45 | 47.37 | 0 | 47.37 | 107.89 | 107.89
2031 |  | 77.07 | 32.73 | 0.46 | 48.4106 | 0 | 48.4106 | 110.26 | 110.26
2032 |  | 78.77 | 33.45 | 0.47 | 49.4775 | 0 | 49.4775 | 112.69 | 112.69
2033 |  | 80.42 | 34.15 | 0.48 | 50.5137 | 0 | 50.5137 | 115.05 | 115.05
2034 |  | 82.11 | 34.87 | 0.49 | 51.5762 | 0 | 51.5762 | 117.47 | 117.47
2035 |  | 83.83 | 35.6 | 0.5 | 52.6563 | 0 | 52.6563 | 119.93 | 119.93
2036 |  | 85.59 | 36.35 | 0.51 | 53.7627 | 0 | 53.7627 | 122.45 | 122.45
2037 |  | 87.39 | 37.11 | 0.52 | 54.8911 | 0 | 54.8911 | 125.02 | 125.02
2038 |  | 89.23 | 37.89 | 0.53 | 56.0458 | 0 | 56.0458 | 127.65 | 127.65
2039 |  | 91.1 | 38.69 | 0.54 | 57.2225 | 0 | 57.2225 | 130.33 | 130.33
2040 |  | 93.01 | 39.5 | 0.55 | 58.4211 | 0 | 58.4211 | 133.06 | 133.06
2041 |  | 94.96 | 40.33 | 0.56 | 59.6461 | 0 | 59.6461 | 135.85 | 135.85
2042 |  | 96.95 | 41.18 | 0.57 | 60.8974 | 0 | 60.8974 | 138.7 | 138.7
2043 |  | 98.99 | 42.04 | 0.58 | 62.1751 | 0 | 62.1751 | 141.61 | 141.61
Sources, Inputs and Assumptions
Source: | (c)(f) | Plant Costs - 2019 IRP Update - Table 6.1 & 6.2
| (a) | Plant capacity cost
| (b) | = (a) x 0.05085
| (e) | = ((b) + (c)) / (8.76 x 26.0%)
| (g) | = (e) + (f)
| (i) | Plant Costs - 2019 IRP Update - Table 6.1 & 6.2
2019 IRP Southen Oregon Solar with Storage - 26% Capacity Factor
| Wind | Cost and Input Assumptions
[11 empty] | COD | 2024
2018 $ | 1696.7442 | Plant capacity cost | [7 empty] | 395.2 | MW | L1.YK1_PVS | L1.US1_PV | L1.YK1_PVSProposed Station Capital Costs
2018 $ | 24.5706 | Fixed O&M, plus on-going capital cost | [8 empty] | MW |  |  | L1.YK1_PVSProposed Station Fixed Costs
|  | Wheeling ($ MWh) | [9 empty] | L1.YK1_PVS2024 |  | L1.YK1_PVSProposed Station Variable O&M Costs
2018 $ | 0 | Variable O&M | [9 empty] | Photovoltaic (Utility) 30% ITC
|  | Tax Credit $/MWh |  |  |  |  | First Year real levelized
2024$ | 0.39132 | Network Upgrade ($/kw-yr) |  | Yakima, Transmission Integration
| 5.085% | Payment Factor | includes 30% ITC
| 26% | Capacity Factor
Company Official Inflation Forecast Dated December 31, 2019
| 2017 | 2% |  | 2026 | 2.3% |  | 2035 | 2.1%
| 2018 | 2.4% |  | 2027 | 2.3% |  | 2036 | 2.1%
| 2019 | 1.8% |  | 2028 | 2.3% |  | 2037 | 2.1%
| 2020 | 1.9% |  | 2029 | 2.3% |  | 2038 | 2.1%
| 2021 | 2% |  | 2030 | 2.2% |  | 2039 | 2.1%
| 2022 | 2.5% |  | 2031 | 2.2% |  | 2040 | 2.1%
| 2023 | 2.5% |  | 2032 | 2.2% |  | 2041 | 2.1%
| 2024 | 2.4% |  | 2033 | 2.1% |  | 2042 | 2.1%
| 2025 | 2.3% |  | 2034 | 2.1% |  | 2043 | 2.1%

## Table 5
Appendix B
| Table 5 | [9 empty] | Study_Name:
| QF - Sch37 - UT - Solar T - 10.0 MW and 32.2% CF | [7 empty] | 43831 |  | QF - Sch37 - UT - Solar T |  |  | 15 Year Starting 2021 | 15 Year Starting 2023 | 15 Year Starting 2020 | 15 Year Starting 2022
| January 2020 through December 2034 | [6 empty] | Start | 2020-01-01 |  | Resource Capacity |  | start | 25 | 49 | 13 | 37
| Nominal Avoided Costs Calculated Monthly | [6 empty] | End | 2034-12-01 |  | 10 | MW | end | 204 | 228 | 192 | 216
15 Year Starting 2023 |  | 2055912.2416 | 2869884.6192 | 4925796.8608 | 255051.8555 | 19.3129 |  |  |  |  | 32.19% | CF
| Nominal NPV at 6.92% Discount Rate | [6 empty] | Discount Rate - 2019 IRP Update
15 Year Starting 2022 |  | 2188767.9102 | 2543919.0348 | 4732686.945 | 256320.3936 | 18.464 |  | 6.92% | 0.5591%
15 Year Starting 2020 |  | 2412965.2302 | 1962319.5317 | 4375284.7619 | 258930.4629 | 16.8975
|  | Energy | Capacity $ | Total | Total | AC Price
| Month | Avoided $ | 31.8% CF | Dollars | MWH | 31.8% CF | Offset | Year | Date Test | Offset |  |  |  | Total | energy | capacity
| 2020-01-01 | 26073.0513 | 0 | 26073.0513 | 1556.7583 | 16.7483 | 1 | 2020 | 2020-01-01 | 356 | Net Power Cost
| 2020-02-01 | 16568.2372 | 0 | 16568.2372 | 1594.341 | 10.3919 | 2 | 2020 | 2020-02-01 | 452 | QF - Sch37 - UT - Solar T
| 2020-03-01 | 24995.1486 | 0 | 24995.1486 | 2116.7742 | 11.8081 | 3 | 2020 | 2020-03-01
| 2020-04-01 | 27176.2273 | 0 | 27176.2273 | 2509.1792 | 10.8307 | 4 | 2020 | 2020-04-01 | 2020 | 386888.0832 | 0 | 28272.8292 | 13.6841 | 13.6841 | 0
| 2020-05-01 | 39621.7442 | 0 | 39621.7442 | 3433.7443 | 11.5389 | 5 | 2020 | 2020-05-01 | 2021 | 374713.8048 | 0 | 28055.9028 | 13.356 | 13.356 | 0
| 2020-06-01 | 34127.151 | 0 | 34127.151 | 3145.9241 | 10.8481 | 6 | 2020 | 2020-06-01 | 2022 | 387577.6301 | 0 | 27915.6232 | 13.8839 | 13.8839 | 0
| 2020-07-01 | 69177.3442 | 0 | 69177.3442 | 3208.9015 | 21.558 | 7 | 2020 | 2020-07-01 | 2023 | 401050.8676 | 0 | 27776.0453 | 14.4387 | 14.4387 | 0
| 2020-08-01 | 66699.5831 | 0 | 66699.5831 | 2880.1637 | 23.1583 | 8 | 2020 | 2020-08-01 | 2024 | 98802.1991 | 298936.8013 | 27711.5994 | 14.3528 | 3.5654 | 10.7874
| 2020-09-01 | 28219.0571 | 0 | 28219.0571 | 2748.1473 | 10.2684 | 9 | 2020 | 2020-09-01 | 2025 | 100744.4031 | 305812.8538 | 27498.979 | 14.7844 | 3.6636 | 11.1209
| 2020-10-01 | 24793.8468 | 0 | 24793.8468 | 2296.1969 | 10.7978 | 10 | 2020 | 2020-10-01 | 2026 | 124986.7703 | 312844.1414 | 27361.4842 | 16.0017 | 4.568 | 11.4337
| 2020-11-01 | 20112.1517 | 0 | 20112.1517 | 1622.8255 | 12.3933 | 11 | 2020 | 2020-11-01 | 2027 | 149422.2051 | 320035.9608 | 27224.6769 | 17.2438 | 5.4885 | 11.7554
| 2020-12-01 | 9324.5407 | 0 | 9324.5407 | 1159.8733 | 8.0393 | 12 | 2020 | 2020-12-01 | 2028 | 202831.8954 | 327388.3118 | 27161.5104 | 19.521 | 7.4676 | 12.0534
| 2021-01-01 | 29536.9069 | 0 | 29536.9069 | 1548.9745 | 19.0687 | 14 | 2021 | 2021-01-01 | 2029 | 238647.6767 | 334901.1945 | 26953.1107 | 21.2795 | 8.8542 | 12.4253
| 2021-02-01 | 17663.809 | 0 | 17663.809 | 1510.8071 | 11.6916 | 15 | 2021 | 2021-02-01 | 2030 | 147412.9185 | 342253.5455 | 26818.3452 | 18.2586 | 5.4967 | 12.7619
| 2021-03-01 | 22881.8111 | 0 | 22881.8111 | 2106.1903 | 10.8641 | 16 | 2021 | 2021-03-01 | 2031 | 220211.8088 | 349766.4282 | 26684.2534 | 21.3601 | 8.2525 | 13.1076
| 2021-04-01 | 23283.0321 | 0 | 23283.0321 | 2496.6333 | 9.3258 | 17 | 2021 | 2021-04-01 | 2032 | 266135.1937 | 357471.949 | 26622.3407 | 23.4242 | 9.9967 | 13.4275
| 2021-05-01 | 35437.9384 | 0 | 35437.9384 | 3416.5756 | 10.3724 | 18 | 2021 | 2021-05-01 | 2033 | 276996.3057 | 364952.7253 | 26418.078 | 24.2996 | 10.4851 | 13.8145
| 2021-06-01 | 35788.1592 | 0 | 35788.1592 | 3130.1945 | 11.4332 | 19 | 2021 | 2021-06-01 | 2034 | 277970.6222 | 372626.1397 | 26285.9875 | 24.7507 | 10.5749 | 14.1758
| 2021-07-01 | 61820.7047 | 0 | 61820.7047 | 3192.857 | 19.3622 | 20 | 2021 | 2021-07-01 | 2035 | 307652.448 | 380460.0858 | 26154.5577 | 26.3095 | 11.7629 | 14.5466
| 2021-08-01 | 50479.112 | 0 | 50479.112 | 2865.7628 | 17.6145 | 21 | 2021 | 2021-08-01 | 2036 | 315175.8228 | 388454.5635 | 26093.8739 | 26.9653 | 12.0785 | 14.8868
| 2021-09-01 | 36530.0392 | 0 | 36530.0392 | 2734.4065 | 13.3594 | 22 | 2021 | 2021-09-01 | 2037 | 304757.9996 | 396609.573 | 25893.6659 | 27.0865 | 11.7696 | 15.3169
| 2021-10-01 | 26233.9526 | 0 | 26233.9526 | 2284.7159 | 11.4824 | 23 | 2021 | 2021-10-01 | 2038 | 351097.9356 | 404925.1141 | 25764.1976 | 29.3439 | 13.6274 | 15.7166
| 2021-11-01 | 18590.1044 | 0 | 18590.1044 | 1614.7114 | 11.513 | 24 | 2021 | 2021-11-01 | 2039 | 358470.9923 | 413433.2932 | 25764.1976 | 29.9603 | 13.9135 | 16.0468
| 2021-12-01 | 16468.2351 | 0 | 16468.2351 | 1154.0739 | 14.2697 | 25 | 2021 | 2021-12-01 | 2040 | 0 | 0 | 0 | #DIV/0! | #DIV/0! | 0
| 2022-01-01 | 21035.8636 | 0 | 21035.8636 | 1541.2296 | 13.6488 | 27 | 2022 | 2022-01-01 | 2041 | 0 | 0 | 0 | #DIV/0! | #DIV/0! | 0
| 2022-02-01 | 19932.3452 | 0 | 19932.3452 | 1503.2531 | 13.2595 | 28 | 2022 | 2022-02-01
| 2022-03-01 | 24546.9826 | 0 | 24546.9826 | 2095.6593 | 11.7133 | 29 | 2022 | 2022-03-01
| 2022-04-01 | 25027.0005 | 0 | 25027.0005 | 2484.1501 | 10.0747 | 30 | 2022 | 2022-04-01
| 2022-05-01 | 38572.8728 | 0 | 38572.8728 | 3399.4927 | 11.3467 | 31 | 2022 | 2022-05-01
| 2022-06-01 | 39656.4341 | 0 | 39656.4341 | 3114.5435 | 12.7327 | 32 | 2022 | 2022-06-01
| 2022-07-01 | 63673.1976 | 0 | 63673.1976 | 3176.8928 | 20.0426 | 33 | 2022 | 2022-07-01
| 2022-08-01 | 53011.223 | 0 | 53011.223 | 2851.434 | 18.5911 | 34 | 2022 | 2022-08-01
| 2022-09-01 | 38000.8517 | 0 | 38000.8517 | 2720.7345 | 13.9671 | 35 | 2022 | 2022-09-01
| 2022-10-01 | 27176.231 | 0 | 27176.231 | 2273.2923 | 11.9546 | 36 | 2022 | 2022-10-01
| 2022-11-01 | 20377.4655 | 0 | 20377.4655 | 1606.6379 | 12.6833 | 37 | 2022 | 2022-11-01
| 2022-12-01 | 16567.1626 | 0 | 16567.1626 | 1148.3036 | 14.4275 | 38 | 2022 | 2022-12-01
| 2023-01-01 | 22044.4114 | 0 | 22044.4114 | 1533.5235 | 14.375 | 40 | 2023 | 2023-01-01
| 2023-02-01 | 20018.3401 | 0 | 20018.3401 | 1495.7368 | 13.3836 | 41 | 2023 | 2023-02-01
| 2023-03-01 | 24530.791 | 0 | 24530.791 | 2085.1811 | 11.7643 | 42 | 2023 | 2023-03-01
| 2023-04-01 | 26379.4855 | 0 | 26379.4855 | 2471.7294 | 10.6725 | 43 | 2023 | 2023-04-01
| 2023-05-01 | 40179.3288 | 0 | 40179.3288 | 3382.4952 | 11.8786 | 44 | 2023 | 2023-05-01
| 2023-06-01 | 40728.0402 | 0 | 40728.0402 | 3098.9708 | 13.1424 | 45 | 2023 | 2023-06-01
| 2023-07-01 | 63471.2498 | 0 | 63471.2498 | 3161.0083 | 20.0794 | 46 | 2023 | 2023-07-01
| 2023-08-01 | 54261.8126 | 0 | 54261.8126 | 2837.1769 | 19.1253 | 47 | 2023 | 2023-08-01
| 2023-09-01 | 40048.9005 | 0 | 40048.9005 | 2707.1308 | 14.7939 | 48 | 2023 | 2023-09-01
| 2023-10-01 | 29658.7737 | 0 | 29658.7737 | 2261.9259 | 13.1122 | 49 | 2023 | 2023-10-01
| 2023-11-01 | 21600.3672 | 0 | 21600.3672 | 1598.6047 | 13.512 | 50 | 2023 | 2023-11-01
| 2023-12-01 | 18129.3666 | 0 | 18129.3666 | 1142.562 | 15.8673 | 51 | 2023 | 2023-12-01
| 2024-01-01 | 7803.9376 | 24911.4001 | 32715.3377 | 1525.8558 | 21.4406 | 53 | 2024 | 2024-01-01
| 2024-02-01 | 4406.9957 | 24911.4001 | 29318.3958 | 1562.6926 | 18.7615 | 54 | 2024 | 2024-02-01
| 2024-03-01 | 1471.1043 | 24911.4001 | 26382.5044 | 2074.7551 | 12.716 | 55 | 2024 | 2024-03-01
| 2024-04-01 | -1526.5994 | 24911.4001 | 23384.8007 | 2459.3707 | 9.5084 | 56 | 2024 | 2024-04-01
| 2024-05-01 | 9584.5147 | 24911.4001 | 34495.9149 | 3365.5828 | 10.2496 | 57 | 2024 | 2024-05-01
| 2024-06-01 | 13435.1813 | 24911.4001 | 38346.5814 | 3083.4759 | 12.4362 | 58 | 2024 | 2024-06-01
| 2024-07-01 | 22553.1918 | 24911.4001 | 47464.5919 | 3145.2033 | 15.0911 | 59 | 2024 | 2024-07-01
| 2024-08-01 | 15997.1041 | 24911.4001 | 40908.5042 | 2822.991 | 14.4912 | 60 | 2024 | 2024-08-01
| 2024-09-01 | 11412.4318 | 24911.4001 | 36323.8319 | 2693.5952 | 13.4853 | 61 | 2024 | 2024-09-01
| 2024-10-01 | 3574.2774 | 24911.4001 | 28485.6775 | 2250.6162 | 12.6568 | 62 | 2024 | 2024-10-01
| 2024-11-01 | 4936.3206 | 24911.4001 | 29847.7207 | 1590.6117 | 18.7649 | 63 | 2024 | 2024-11-01
| 2024-12-01 | 5153.7392 | 24911.4001 | 30065.1393 | 1136.8492 | 26.446 | 64 | 2024 | 2024-12-01
| 2025-01-01 | 8049.1212 | 25484.4045 | 33533.5257 | 1518.2266 | 22.0873 | 66 | 2025 | 2025-01-01
| 2025-02-01 | 7385.5627 | 25484.4045 | 32869.9672 | 1480.8168 | 22.1972 | 67 | 2025 | 2025-02-01
| 2025-03-01 | 2052.5138 | 25484.4045 | 27536.9183 | 2064.3814 | 13.3391 | 68 | 2025 | 2025-03-01
| 2025-04-01 | -1256.0371 | 25484.4045 | 24228.3674 | 2447.0738 | 9.901 | 69 | 2025 | 2025-04-01
| 2025-05-01 | 8732.4556 | 25484.4045 | 34216.8601 | 3348.7548 | 10.2178 | 70 | 2025 | 2025-05-01
| 2025-06-01 | 13405.3311 | 25484.4045 | 38889.7356 | 3068.0585 | 12.6757 | 71 | 2025 | 2025-06-01
| 2025-07-01 | 20704.7598 | 25484.4045 | 46189.1643 | 3129.4772 | 14.7594 | 72 | 2025 | 2025-07-01
| 2025-08-01 | 15604.1425 | 25484.4045 | 41088.547 | 2808.876 | 14.6281 | 73 | 2025 | 2025-08-01
| 2025-09-01 | 12552.3233 | 25484.4045 | 38036.7278 | 2680.1272 | 14.1921 | 74 | 2025 | 2025-09-01
| 2025-10-01 | 3467.1237 | 25484.4045 | 28951.5282 | 2239.3631 | 12.9285 | 75 | 2025 | 2025-10-01
| 2025-11-01 | 5082.0679 | 25484.4045 | 30566.4724 | 1582.6586 | 19.3134 | 76 | 2025 | 2025-11-01
| 2025-12-01 | 4965.0384 | 25484.4045 | 30449.4429 | 1131.165 | 26.9187 | 77 | 2025 | 2025-12-01
| 2026-01-01 | 10067.8675 | 26070.3451 | 36138.2126 | 1510.6354 | 23.9225 | 79 | 2026 | 2026-01-01
| 2026-02-01 | 4110.0753 | 26070.3451 | 30180.4204 | 1473.4127 | 20.4833 | 80 | 2026 | 2026-02-01
| 2026-03-01 | 5680.1797 | 26070.3451 | 31750.5248 | 2054.0595 | 15.4575 | 81 | 2026 | 2026-03-01
| 2026-04-01 | 111.0228 | 26070.3451 | 26181.3679 | 2434.8385 | 10.7528 | 82 | 2026 | 2026-04-01
| 2026-05-01 | 10895.5923 | 26070.3451 | 36965.9374 | 3332.0111 | 11.0942 | 83 | 2026 | 2026-05-01
| 2026-06-01 | 14082.9781 | 26070.3451 | 40153.3232 | 3052.7182 | 13.1533 | 84 | 2026 | 2026-06-01
| 2026-07-01 | 25713.5699 | 26070.3451 | 51783.915 | 3113.8298 | 16.6303 | 85 | 2026 | 2026-07-01
| 2026-08-01 | 20314.1835 | 26070.3451 | 46384.5286 | 2794.8316 | 16.5965 | 86 | 2026 | 2026-08-01
| 2026-09-01 | 11940.1326 | 26070.3451 | 38010.4778 | 2666.7266 | 14.2536 | 87 | 2026 | 2026-09-01
| 2026-10-01 | 6818.3765 | 26070.3451 | 32888.7216 | 2228.1663 | 14.7604 | 88 | 2026 | 2026-10-01
| 2026-11-01 | 7734.1098 | 26070.3451 | 33804.455 | 1574.7453 | 21.4666 | 89 | 2026 | 2026-11-01
| 2026-12-01 | 7518.6825 | 26070.3451 | 33589.0276 | 1125.5092 | 29.8434 | 90 | 2026 | 2026-12-01
| 2027-01-01 | 11660.7163 | 26669.6634 | 38330.3797 | 1503.0822 | 25.5012 | 92 | 2027 | 2027-01-01
| 2027-02-01 | 8204.0397 | 26669.6634 | 34873.7031 | 1466.0457 | 23.7876 | 93 | 2027 | 2027-02-01
| 2027-03-01 | 8575.8721 | 26669.6634 | 35245.5355 | 2043.7892 | 17.2452 | 94 | 2027 | 2027-03-01
| 2027-04-01 | 1794.1485 | 26669.6634 | 28463.8119 | 2422.6643 | 11.749 | 95 | 2027 | 2027-04-01
| 2027-05-01 | 13260.4852 | 26669.6634 | 39930.1486 | 3315.3511 | 12.044 | 96 | 2027 | 2027-05-01
| 2027-06-01 | 17024.509 | 26669.6634 | 43694.1724 | 3037.4547 | 14.3851 | 97 | 2027 | 2027-06-01
| 2027-07-01 | 27480.7967 | 26669.6634 | 54150.4601 | 3098.2607 | 17.4777 | 98 | 2027 | 2027-07-01
| 2027-08-01 | 21892.5992 | 26669.6634 | 48562.2626 | 2780.8574 | 17.4631 | 99 | 2027 | 2027-08-01
| 2027-09-01 | 13893.5337 | 26669.6634 | 40563.1971 | 2653.393 | 15.2873 | 100 | 2027 | 2027-09-01
| 2027-10-01 | 9111.2342 | 26669.6634 | 35780.8976 | 2217.0255 | 16.1391 | 101 | 2027 | 2027-10-01
| 2027-11-01 | 8636.8791 | 26669.6634 | 35306.5425 | 1566.8716 | 22.5331 | 102 | 2027 | 2027-11-01
| 2027-12-01 | 7887.3914 | 26669.6634 | 34557.0548 | 1119.8816 | 30.8578 | 103 | 2027 | 2027-12-01
| 2028-01-01 | 13679.5278 | 27282.3593 | 40961.8872 | 1495.5668 | 27.3889 | 105 | 2028 | 2028-01-01
| 2028-02-01 | 11673.4344 | 27282.3593 | 38955.7937 | 1531.6723 | 25.4335 | 106 | 2028 | 2028-02-01
| 2028-03-01 | 11411.2566 | 27282.3593 | 38693.6159 | 2033.5702 | 19.0274 | 107 | 2028 | 2028-03-01
| 2028-04-01 | 5346.4417 | 27282.3593 | 32628.801 | 2410.551 | 13.5358 | 108 | 2028 | 2028-04-01
| 2028-05-01 | 15518.5069 | 27282.3593 | 42800.8662 | 3298.7743 | 12.9748 | 109 | 2028 | 2028-05-01
| 2028-06-01 | 23954.7633 | 27282.3593 | 51237.1226 | 3022.2674 | 16.9532 | 110 | 2028 | 2028-06-01
| 2028-07-01 | 37618.998 | 27282.3593 | 64901.3573 | 3082.7694 | 21.0529 | 111 | 2028 | 2028-07-01
| 2028-08-01 | 32432.7217 | 27282.3593 | 59715.081 | 2766.9531 | 21.5815 | 112 | 2028 | 2028-08-01
| 2028-09-01 | 18417.7311 | 27282.3593 | 45700.0904 | 2640.126 | 17.3098 | 113 | 2028 | 2028-09-01
| 2028-10-01 | 12061.3512 | 27282.3593 | 39343.7105 | 2205.9403 | 17.8353 | 114 | 2028 | 2028-10-01
| 2028-11-01 | 11841.2016 | 27282.3593 | 39123.5609 | 1559.0372 | 25.0947 | 115 | 2028 | 2028-11-01
| 2028-12-01 | 8875.9611 | 27282.3593 | 36158.3204 | 1114.2822 | 32.4499 | 116 | 2028 | 2028-12-01
| 2029-01-01 | 15427.3913 | 27908.4329 | 43335.8241 | 1488.089 | 29.1218 | 118 | 2029 | 2029-01-01
| 2029-02-01 | 11282.3801 | 27908.4329 | 39190.8129 | 1451.4219 | 27.0017 | 119 | 2029 | 2029-02-01
| 2029-03-01 | 13047.7479 | 27908.4329 | 40956.1807 | 2023.4024 | 20.2412 | 120 | 2029 | 2029-03-01
| 2029-04-01 | 8483.1267 | 27908.4329 | 36391.5596 | 2398.4982 | 15.1726 | 121 | 2029 | 2029-04-01
| 2029-05-01 | 18559.3633 | 27908.4329 | 46467.7961 | 3282.2804 | 14.1572 | 122 | 2029 | 2029-05-01
| 2029-06-01 | 21597.5601 | 27908.4329 | 49505.9929 | 3007.1561 | 16.4627 | 123 | 2029 | 2029-06-01
| 2029-07-01 | 52219.0719 | 27908.4329 | 80127.5048 | 3067.3555 | 26.1227 | 124 | 2029 | 2029-07-01
| 2029-08-01 | 32512.7551 | 27908.4329 | 60421.188 | 2753.1184 | 21.9465 | 125 | 2029 | 2029-08-01
| 2029-09-01 | 21575.615 | 27908.4329 | 49484.0479 | 2626.9254 | 18.8372 | 126 | 2029 | 2029-09-01
| 2029-10-01 | 12820.9444 | 27908.4329 | 40729.3772 | 2194.9106 | 18.5563 | 127 | 2029 | 2029-10-01
| 2029-11-01 | 13490.8918 | 27908.4329 | 41399.3247 | 1551.242 | 26.6879 | 128 | 2029 | 2029-11-01
| 2029-12-01 | 17630.8292 | 27908.4329 | 45539.2621 | 1108.7108 | 41.0741 | 129 | 2029 | 2029-12-01
| 2030-01-01 | 11867.9728 | 28521.1288 | 40389.1016 | 1480.6486 | 27.278 | 1 | 2030 | 2030-01-01
| 2030-02-01 | 7415.1359 | 28521.1288 | 35936.2647 | 1444.1648 | 24.8838 | 2 | 2030 | 2030-02-01
| 2030-03-01 | 10534.6761 | 28521.1288 | 39055.8049 | 2013.2853 | 19.399 | 3 | 2030 | 2030-03-01
| 2030-04-01 | 9116.9831 | 28521.1288 | 37638.1119 | 2386.5057 | 15.7712 | 4 | 2030 | 2030-04-01
| 2030-05-01 | 13096.4557 | 28521.1288 | 41617.5845 | 3265.8691 | 12.7432 | 5 | 2030 | 2030-05-01
| 2030-06-01 | 15731.5335 | 28521.1288 | 44252.6623 | 2992.1203 | 14.7897 | 6 | 2030 | 2030-06-01
| 2030-07-01 | 27443.9243 | 28521.1288 | 55965.0531 | 3052.0188 | 18.3371 | 7 | 2030 | 2030-07-01
| 2030-08-01 | 18498.1174 | 28521.1288 | 47019.2462 | 2739.3528 | 17.1644 | 8 | 2030 | 2030-08-01
| 2030-09-01 | 11489.7633 | 28521.1288 | 40010.8921 | 2613.7907 | 15.3076 | 9 | 2030 | 2030-09-01
| 2030-10-01 | 11329.8764 | 28521.1288 | 39851.0052 | 2183.9361 | 18.2473 | 10 | 2030 | 2030-10-01
| 2030-11-01 | 1068.6204 | 28521.1288 | 29589.7492 | 1543.4858 | 19.1707 | 11 | 2030 | 2030-11-01
| 2030-12-01 | 9819.8596 | 28521.1288 | 38340.9884 | 1103.1672 | 34.7554 | 12 | 2030 | 2030-12-01
| 2031-01-01 | 15095.0915 | 29147.2024 | 44242.2939 | 1473.2453 | 30.0305 | 14 | 2031 | 2031-01-01
| 2031-02-01 | 12678.0863 | 29147.2024 | 41825.2886 | 1436.9439 | 29.1071 | 15 | 2031 | 2031-02-01
| 2031-03-01 | 11636.4932 | 29147.2024 | 40783.6955 | 2003.2189 | 20.3591 | 16 | 2031 | 2031-03-01
| 2031-04-01 | 15567.6871 | 29147.2024 | 44714.8894 | 2374.5732 | 18.8307 | 17 | 2031 | 2031-04-01
| 2031-05-01 | 17716.3771 | 29147.2024 | 46863.5794 | 3249.5397 | 14.4216 | 18 | 2031 | 2031-05-01
| 2031-06-01 | 20527.8362 | 29147.2024 | 49675.0385 | 2977.1597 | 16.6854 | 19 | 2031 | 2031-06-01
| 2031-07-01 | 40381.1931 | 29147.2024 | 69528.3954 | 3036.7587 | 22.8956 | 20 | 2031 | 2031-07-01
| 2031-08-01 | 31616.8571 | 29147.2024 | 60764.0595 | 2725.6561 | 22.2934 | 21 | 2031 | 2031-08-01
| 2031-09-01 | 17976.216 | 29147.2024 | 47123.4184 | 2600.7218 | 18.1194 | 22 | 2031 | 2031-09-01
| 2031-10-01 | 11621.2971 | 29147.2024 | 40768.4995 | 2173.0164 | 18.7612 | 23 | 2031 | 2031-10-01
| 2031-11-01 | 13728.0889 | 29147.2024 | 42875.2912 | 1535.7684 | 27.9178 | 24 | 2031 | 2031-11-01
| 2031-12-01 | 11666.5852 | 29147.2024 | 40813.7875 | 1097.6514 | 37.1828 | 25 | 2031 | 2031-12-01
| 2032-01-01 | 13896.7986 | 29789.3291 | 43686.1277 | 1465.8791 | 29.802 | 27 | 2032 | 2032-01-01
| 2032-02-01 | 14368.5847 | 29789.3291 | 44157.9138 | 1501.2679 | 29.4137 | 28 | 2032 | 2032-02-01
| 2032-03-01 | 13061.0209 | 29789.3291 | 42850.3499 | 1993.2028 | 21.4982 | 29 | 2032 | 2032-03-01
| 2032-04-01 | 14451.6334 | 29789.3291 | 44240.9624 | 2362.7003 | 18.7247 | 30 | 2032 | 2032-04-01
| 2032-05-01 | 20114.7113 | 29789.3291 | 49904.0404 | 3233.2919 | 15.4344 | 31 | 2032 | 2032-05-01
| 2032-06-01 | 28698.7497 | 29789.3291 | 58488.0788 | 2962.2739 | 19.7443 | 32 | 2032 | 2032-06-01
| 2032-07-01 | 50918.0335 | 29789.3291 | 80707.3626 | 3021.5749 | 26.7104 | 33 | 2032 | 2032-07-01
| 2032-08-01 | 37767.7262 | 29789.3291 | 67557.0552 | 2712.0277 | 24.9102 | 34 | 2032 | 2032-08-01
| 2032-09-01 | 26326.3769 | 29789.3291 | 56115.706 | 2587.7182 | 21.6854 | 35 | 2032 | 2032-09-01
| 2032-10-01 | 19430.8707 | 29789.3291 | 49220.1998 | 2162.1513 | 22.7645 | 36 | 2032 | 2032-10-01
| 2032-11-01 | 14087.9411 | 29789.3291 | 43877.2702 | 1528.0896 | 28.7138 | 37 | 2032 | 2032-11-01
| 2032-12-01 | 13012.7468 | 29789.3291 | 42802.0759 | 1092.1631 | 39.1902 | 38 | 2032 | 2032-12-01
| 2033-01-01 | 17334.5016 | 30412.7271 | 47747.2287 | 1458.5497 | 32.7361 | 40 | 2033 | 2033-01-01
| 2033-02-01 | 8447.7029 | 30412.7271 | 38860.43 | 1422.6104 | 27.3163 | 41 | 2033 | 2033-02-01
| 2033-03-01 | 14374.0781 | 30412.7271 | 44786.8052 | 1983.2368 | 22.5827 | 42 | 2033 | 2033-03-01
| 2033-04-01 | 10348.9749 | 30412.7271 | 40761.702 | 2350.8869 | 17.3389 | 43 | 2033 | 2033-04-01
| 2033-05-01 | 18154.4061 | 30412.7271 | 48567.1332 | 3217.1255 | 15.0964 | 44 | 2033 | 2033-05-01
| 2033-06-01 | 26898.0047 | 30412.7271 | 57310.7318 | 2947.4625 | 19.4441 | 45 | 2033 | 2033-06-01
| 2033-07-01 | 46244.858 | 30412.7271 | 76657.5851 | 3006.467 | 25.4976 | 46 | 2033 | 2033-07-01
| 2033-08-01 | 42729.184 | 30412.7271 | 73141.9111 | 2698.4676 | 27.105 | 47 | 2033 | 2033-08-01
| 2033-09-01 | 31611.1825 | 30412.7271 | 62023.9097 | 2574.7796 | 24.089 | 48 | 2033 | 2033-09-01
| 2033-10-01 | 26019.6138 | 30412.7271 | 56432.3409 | 2151.3406 | 26.2312 | 49 | 2033 | 2033-10-01
| 2033-11-01 | 22504.0227 | 30412.7271 | 52916.7498 | 1520.4491 | 34.8034 | 50 | 2033 | 2033-11-01
| 2033-12-01 | 12329.7765 | 30412.7271 | 42742.5036 | 1086.7023 | 39.3323 | 51 | 2033 | 2033-12-01
| 2034-01-01 | 21547.7685 | 31052.1783 | 52599.9468 | 1451.2569 | 36.2444 | 53 | 2034 | 2034-01-01
| 2034-02-01 | 11518.7226 | 31052.1783 | 42570.9009 | 1415.4974 | 30.0749 | 54 | 2034 | 2034-02-01
| 2034-03-01 | 16436.6973 | 31052.1783 | 47488.8756 | 1973.3207 | 24.0655 | 55 | 2034 | 2034-03-01
| 2034-04-01 | 11194.7207 | 31052.1783 | 42246.8991 | 2339.1324 | 18.0609 | 56 | 2034 | 2034-04-01
| 2034-05-01 | 17636.7307 | 31052.1783 | 48688.909 | 3201.0398 | 15.2103 | 57 | 2034 | 2034-05-01
| 2034-06-01 | 28629.1845 | 31052.1783 | 59681.3628 | 2932.7252 | 20.3501 | 58 | 2034 | 2034-06-01
| 2034-07-01 | 52083.3953 | 31052.1783 | 83135.5736 | 2991.4346 | 27.7912 | 59 | 2034 | 2034-07-01
| 2034-08-01 | 44556.3216 | 31052.1783 | 75608.4999 | 2684.9753 | 28.1598 | 60 | 2034 | 2034-08-01
| 2034-09-01 | 26109.063 | 31052.1783 | 57161.2413 | 2561.9057 | 22.312 | 61 | 2034 | 2034-09-01
| 2034-10-01 | 14375.4243 | 31052.1783 | 45427.6026 | 2140.5839 | 21.2221 | 62 | 2034 | 2034-10-01
| 2034-11-01 | 20685.501 | 31052.1783 | 51737.6793 | 1512.8469 | 34.1989 | 63 | 2034 | 2034-11-01
| 2034-12-01 | 13197.0927 | 31052.1783 | 44249.271 | 1081.2688 | 40.9235 | 64 | 2034 | 2034-12-01
| 2035-01-01 | 28593.1695 | 31705.0071 | 60298.1767 | 1444.0007 | 41.7577 | 66 | 2035 | 2035-01-01 |  | 2.1%
| 2035-02-01 | 12593.8719 | 31705.0071 | 44298.879 | 1408.4199 | 31.4529 | 67 | 2035 | 2035-02-01 |  | 2.1%
| 2035-03-01 | 21545.3543 | 31705.0071 | 53250.3614 | 1963.454 | 27.1208 | 68 | 2035 | 2035-03-01 |  | 2.1%
| 2035-04-01 | 13619.5095 | 31705.0071 | 45324.5167 | 2327.4367 | 19.474 | 69 | 2035 | 2035-04-01 |  | 2.1%
| 2035-05-01 | 22867.6385 | 31705.0071 | 54572.6457 | 3185.0347 | 17.1341 | 70 | 2035 | 2035-05-01 |  | 2.1%
| 2035-06-01 | 30842.9412 | 31705.0071 | 62547.9484 | 2918.0616 | 21.4348 | 71 | 2035 | 2035-06-01 |  | 2.1%
| 2035-07-01 | 47811.5402 | 31705.0071 | 79516.5473 | 2976.4775 | 26.715 | 72 | 2035 | 2035-07-01 |  | 2.1%
| 2035-08-01 | 46396.8626 | 31705.0071 | 78101.8698 | 2671.5504 | 29.2347 | 73 | 2035 | 2035-08-01 |  | 2.1%
| 2035-09-01 | 31422.3383 | 31705.0071 | 63127.3455 | 2549.0961 | 24.7646 | 74 | 2035 | 2035-09-01 |  | 2.1%
| 2035-10-01 | 21756.3647 | 31705.0071 | 53461.3719 | 2129.881 | 25.1006 | 75 | 2035 | 2035-10-01 |  | 2.1%
| 2035-11-01 | 15924.9551 | 31705.0071 | 47629.9623 | 1505.2826 | 31.6419 | 76 | 2035 | 2035-11-01 |  | 2.1%
| 2035-12-01 | 14277.9021 | 31705.0071 | 45982.9092 | 1075.8625 | 42.7405 | 77 | 2035 | 2035-12-01 |  | 2.1%
| 2036-01-01 | 16889.0812 | 32371.2136 | 49260.2949 | 1436.7807 | 34.2852 | 79 | 2036 | 2036-01-01 |  | 2.1%
| 2036-02-01 | 23088.5575 | 32371.2136 | 55459.7711 | 1471.467 | 37.6901 | 80 | 2036 | 2036-02-01 |  | 2.1%
| 2036-03-01 | 24625.7572 | 32371.2136 | 56996.9708 | 1953.6368 | 29.1748 | 81 | 2036 | 2036-03-01 |  | 2.1%
| 2036-04-01 | 16469.1308 | 32371.2136 | 48840.3445 | 2315.7996 | 21.0901 | 82 | 2036 | 2036-04-01 |  | 2.1%
| 2036-05-01 | 24011.8063 | 32371.2136 | 56383.0199 | 3169.1094 | 17.7914 | 83 | 2036 | 2036-05-01 |  | 2.1%
| 2036-06-01 | 29532.814 | 32371.2136 | 61904.0277 | 2903.4713 | 21.3207 | 84 | 2036 | 2036-06-01 |  | 2.1%
| 2036-07-01 | 50385.1038 | 32371.2136 | 82756.3174 | 2961.5951 | 27.9432 | 85 | 2036 | 2036-07-01 |  | 2.1%
| 2036-08-01 | 48876.3889 | 32371.2136 | 81247.6025 | 2658.1926 | 30.565 | 86 | 2036 | 2036-08-01 |  | 2.1%
| 2036-09-01 | 28018.8481 | 32371.2136 | 60390.0617 | 2536.3507 | 23.8098 | 87 | 2036 | 2036-09-01 |  | 2.1%
| 2036-10-01 | 16767.1332 | 32371.2136 | 49138.3469 | 2119.2315 | 23.1869 | 88 | 2036 | 2036-10-01 |  | 2.1%
| 2036-11-01 | 19472.2035 | 32371.2136 | 51843.4171 | 1497.7562 | 34.6141 | 89 | 2036 | 2036-11-01 |  | 2.1%
| 2036-12-01 | 17038.9982 | 32371.2136 | 49410.2119 | 1070.4832 | 46.1569 | 90 | 2036 | 2036-12-01 |  | 2.1%
| 2037-01-01 | 19816.7305 | 33050.7977 | 52867.5283 | 1429.5967 | 36.9807 | 92 | 2037 | 2037-01-01 |  | 2.1%
| 2037-02-01 | 16283.4879 | 33050.7977 | 49334.2856 | 1394.3709 | 35.381 | 93 | 2037 | 2037-02-01 |  | 2.1%
| 2037-03-01 | 24210.1684 | 33050.7977 | 57260.9662 | 1943.8686 | 29.4572 | 94 | 2037 | 2037-03-01 |  | 2.1%
| 2037-04-01 | 11917.6761 | 33050.7977 | 44968.4738 | 2304.2206 | 19.5157 | 95 | 2037 | 2037-04-01 |  | 2.1%
| 2037-05-01 | 21180.3018 | 33050.7977 | 54231.0996 | 3153.264 | 17.1984 | 96 | 2037 | 2037-05-01 |  | 2.1%
| 2037-06-01 | 26793.4685 | 33050.7977 | 59844.2662 | 2888.9539 | 20.7149 | 97 | 2037 | 2037-06-01 |  | 2.1%
| 2037-07-01 | 55369.5739 | 33050.7977 | 88420.3717 | 2946.7872 | 30.0057 | 98 | 2037 | 2037-07-01 |  | 2.1%
| 2037-08-01 | 52231.5255 | 33050.7977 | 85282.3233 | 2644.9017 | 32.244 | 99 | 2037 | 2037-08-01 |  | 2.1%
| 2037-09-01 | 22523.3241 | 33050.7977 | 55574.1218 | 2523.6689 | 22.0212 | 100 | 2037 | 2037-09-01 |  | 2.1%
| 2037-10-01 | 20587.7746 | 33050.7977 | 53638.5723 | 2108.6354 | 25.4376 | 101 | 2037 | 2037-10-01 |  | 2.1%
| 2037-11-01 | 20955.9451 | 33050.7977 | 54006.7428 | 1490.2674 | 36.2396 | 102 | 2037 | 2037-11-01 |  | 2.1%
| 2037-12-01 | 12888.0232 | 33050.7977 | 45938.821 | 1065.1307 | 43.1297 | 103 | 2037 | 2037-12-01 |  | 2.1%
| 2038-01-01 | 30092.9954 | 33743.7595 | 63836.7549 | 1422.4488 | 44.8781 | 105 | 2038 | 2038-01-01 |  | 2.1%
| 2038-02-01 | 24204.7997 | 33743.7595 | 57948.5592 | 1387.399 | 41.7678 | 106 | 2038 | 2038-02-01 |  | 2.1%
| 2038-03-01 | 23861.9869 | 33743.7595 | 57605.7464 | 1934.1492 | 29.7835 | 107 | 2038 | 2038-03-01 |  | 2.1%
| 2038-04-01 | 21041.5578 | 33743.7595 | 54785.3174 | 2292.6995 | 23.8956 | 108 | 2038 | 2038-04-01 |  | 2.1%
| 2038-05-01 | 17948.6376 | 33743.7595 | 51692.3971 | 3137.4976 | 16.4757 | 109 | 2038 | 2038-05-01 |  | 2.1%
| 2038-06-01 | 32062.2403 | 33743.7595 | 65805.9998 | 2874.5091 | 22.893 | 110 | 2038 | 2038-06-01 |  | 2.1%
| 2038-07-01 | 59881.6537 | 33743.7595 | 93625.4133 | 2932.0532 | 31.9317 | 111 | 2038 | 2038-07-01 |  | 2.1%
| 2038-08-01 | 51508.0988 | 33743.7595 | 85251.8583 | 2631.6771 | 32.3945 | 112 | 2038 | 2038-08-01 |  | 2.1%
| 2038-09-01 | 24583.5943 | 33743.7595 | 58327.3538 | 2511.0506 | 23.2283 | 113 | 2038 | 2038-09-01 |  | 2.1%
| 2038-10-01 | 21032.1506 | 33743.7595 | 54775.9102 | 2098.0922 | 26.1075 | 114 | 2038 | 2038-10-01 |  | 2.1%
| 2038-11-01 | 20590.879 | 33743.7595 | 54334.6385 | 1482.8161 | 36.6429 | 115 | 2038 | 2038-11-01 |  | 2.1%
| 2038-12-01 | 24289.3415 | 33743.7595 | 58033.101 | 1059.8051 | 54.7583 | 116 | 2038 | 2038-12-01 |  | 2.1%
| 2039-01-01 | 30724.9483 | 34452.7744 | 65177.7227 | 1422.4488 | 45.8208 | 118 | 2039 | 2039-01-01 |  | 2.1%
| 2039-02-01 | 24713.1005 | 34452.7744 | 59165.8749 | 1387.399 | 42.6452 | 119 | 2039 | 2039-02-01 |  | 2.1%
| 2039-03-01 | 24363.0886 | 34452.7744 | 58815.8631 | 1934.1492 | 30.4092 | 120 | 2039 | 2039-03-01 |  | 2.1%
| 2039-04-01 | 21483.4306 | 34452.7744 | 55936.205 | 2292.6995 | 24.3975 | 121 | 2039 | 2039-04-01 |  | 2.1%
| 2039-05-01 | 18325.559 | 34452.7744 | 52778.3334 | 3137.4976 | 16.8218 | 122 | 2039 | 2039-05-01 |  | 2.1%
| 2039-06-01 | 32735.5473 | 34452.7744 | 67188.3217 | 2874.5091 | 23.3738 | 123 | 2039 | 2039-06-01 |  | 2.1%
| 2039-07-01 | 61139.1685 | 34452.7744 | 95591.9429 | 2932.0532 | 32.6024 | 124 | 2039 | 2039-07-01 |  | 2.1%
| 2039-08-01 | 52589.7689 | 34452.7744 | 87042.5433 | 2631.6771 | 33.0749 | 125 | 2039 | 2039-08-01 |  | 2.1%
| 2039-09-01 | 25099.8497 | 34452.7744 | 59552.6242 | 2511.0506 | 23.7162 | 126 | 2039 | 2039-09-01 |  | 2.1%
| 2039-10-01 | 21473.8258 | 34452.7744 | 55926.6002 | 2098.0922 | 26.6559 | 127 | 2039 | 2039-10-01 |  | 2.1%
| 2039-11-01 | 21023.2875 | 34452.7744 | 55476.0619 | 1482.8161 | 37.4126 | 128 | 2039 | 2039-11-01 |  | 2.1%
| 2039-12-01 | 24799.4176 | 34452.7744 | 59252.1921 | 1059.8051 | 55.9086 | 129 | 2039 | 2039-12-01 |  | 2.1%
[7 empty] | 1 | 1900 |  |  | #N/A
[7 empty] | 2 | 1900 |  |  | #N/A
[7 empty] | 3 | 1900 |  |  | #N/A
[7 empty] | 4 | 1900 |  |  | #N/A
[7 empty] | 5 | 1900 |  |  | #N/A
[7 empty] | 6 | 1900 |  |  | #N/A
[7 empty] | 7 | 1900 |  |  | #N/A
[7 empty] | 8 | 1900 |  |  | #N/A
[7 empty] | 9 | 1900 |  |  | #N/A
[7 empty] | 10 | 1900 |  |  | #N/A
[7 empty] | 11 | 1900 |  |  | #N/A
[7 empty] | 12 | 1900 |  |  | #N/A
[7 empty] | 14 | 1900 |  |  | #N/A
[7 empty] | 15 | 1900 |  |  | #N/A
[7 empty] | 16 | 1900 |  |  | #N/A
[7 empty] | 17 | 1900 |  |  | #N/A
[7 empty] | 18 | 1900 |  |  | #N/A
[7 empty] | 19 | 1900 |  |  | #N/A
[7 empty] | 20 | 1900 |  |  | #N/A
[7 empty] | 21 | 1900 |  |  | #N/A
[7 empty] | 22 | 1900 |  |  | #N/A
[7 empty] | 23 | 1900 |  |  | #N/A
[7 empty] | 24 | 1900 |  |  | #N/A
[7 empty] | 25 | 1900 |  |  | #N/A

## Table 3 PV wS UTN_2024
Table 3
2019 IRP Utah North Solar with Storage
30% Capacity Factor
Year | Estimated Capital Cost | Fixed Capital Cost at Real Levelized Rate | Fixed O&M | Network Upgrade | Fixed Costs | Variable O&M | Total Resource Cost | Total Resource Costs | Total Fixed Cost
| $/kW | $/kW-yr | $/kW-yr | $/kW-yr | $/MWh | $/MWh | $/MWh | $/kW-yr | $/kW-yr
| (a) | (b) | (c) | (d) | (e) | (f) | (g) | (h) | (i)
2019 IRP Utah North Solar with Storage - 30% Capacity Factor
2016
2017
2018 |  |  | 24.5706 |  |  | 0 |  |  | 24.5706
2019 |  |  | 25.01 |  |  | 0 |  |  | 25.01
2020 |  |  | 25.49 |  |  | 0 |  |  | 25.49
2021 |  |  | 26 |  |  | 0 |  |  | 26
2022 |  |  | 26.65 |  |  | 0 |  |  | 26.65
2023 |  |  | 27.32 |  |  | 0 |  |  | 27.32
2024 | 1230.0205 | 62.5465 | 27.98 | 2.5818 | 35.3117 | 0 | 35.3117 | 93.11 | 93.1084
2025 |  | 63.99 | 28.62 | 2.64 | 36.1239 | 0 | 36.1239 | 95.25 | 95.25
2026 |  | 65.46 | 29.28 | 2.7 | 36.9544 | 0 | 36.9544 | 97.44 | 97.44
2027 |  | 66.97 | 29.95 | 2.76 | 37.804 | 0 | 37.804 | 99.68 | 99.68
2028 |  | 68.51 | 30.64 | 2.82 | 38.6725 | 0 | 38.6725 | 101.97 | 101.97
2029 |  | 70.09 | 31.34 | 2.88 | 39.5599 | 0 | 39.5599 | 104.31 | 104.31
2030 |  | 71.63 | 32.03 | 2.94 | 40.4284 | 0 | 40.4284 | 106.6 | 106.6
2031 |  | 73.21 | 32.73 | 3 | 41.3159 | 0 | 41.3159 | 108.94 | 108.94
2032 |  | 74.82 | 33.45 | 3.07 | 42.2261 | 0 | 42.2261 | 111.34 | 111.34
2033 |  | 76.39 | 34.15 | 3.13 | 43.1097 | 0 | 43.1097 | 113.67 | 113.67
2034 |  | 77.99 | 34.87 | 3.2 | 44.0161 | 0 | 44.0161 | 116.06 | 116.06
2035 |  | 79.63 | 35.6 | 3.27 | 44.9415 | 0 | 44.9415 | 118.5 | 118.5
2036 |  | 81.3 | 36.35 | 3.34 | 45.8859 | 0 | 45.8859 | 120.99 | 120.99
2037 |  | 83.01 | 37.11 | 3.41 | 46.8492 | 0 | 46.8492 | 123.53 | 123.53
2038 |  | 84.75 | 37.89 | 3.48 | 47.8314 | 0 | 47.8314 | 126.12 | 126.12
2039 |  | 86.53 | 38.69 | 3.55 | 48.8365 | 0 | 48.8365 | 128.77 | 128.77
2040 |  | 88.35 | 39.5 | 3.62 | 49.8604 | 0 | 49.8604 | 131.47 | 131.47
2041 |  | 90.21 | 40.33 | 3.7 | 50.911 | 0 | 50.911 | 134.24 | 134.24
2042 |  | 92.1 | 41.18 | 3.78 | 51.9805 | 0 | 51.9805 | 137.06 | 137.06
2043 |  | 94.03 | 42.04 | 3.86 | 53.0689 | 0 | 53.0689 | 139.93 | 139.93
Sources, Inputs and Assumptions
Source: | (c)(f) | Plant Costs - 2019 IRP Update - Table 6.1 & 6.2
| (a) | Plant capacity cost
| (b) | = (a) x 0.05085
| (e) | = ((b) + (c)) / (8.76 x 30.1%)
| (g) | = (e) + (f)
| (i) | Plant Costs - 2019 IRP Update - Table 6.1 & 6.2
2019 IRP Utah North Solar with Storage - 30% Capacity Factor
| Wind | Cost and Input Assumptions
[11 empty] | COD | 2024
2018 $ | 1608.8222 | Plant capacity cost | [7 empty] | 342.2 | MW | L1.UN1_PVS | L1.US1_PV | L1.UN1_PVSProposed Station Capital Costs
2018 $ | 24.5706 | Fixed O&M, plus on-going capital cost | [11 empty] | L1.UN1_PVSProposed Station Fixed Costs
|  | Wheeling ($ MWh) | [9 empty] | L1.UN1_PVS2024 |  | L1.UN1_PVSProposed Station Variable O&M Costs
2018 $ | 0 | Variable O&M | [9 empty] | Photovoltaic (Utility) 30% ITC
|  | Tax Credit $/MWh |  |  |  |  | First Year real levelized
2024$ | 2.5818 | Network Upgrade ($/kw-yr) |  | Utah N, Transmission Integration
| 5.085% | Payment Factor | includes 30% ITC
| 30.1% | Capacity Factor
Company Official Inflation Forecast Dated December 31, 2019
| 2017 | 2% |  | 2026 | 2.3% |  | 2035 | 2.1%
| 2018 | 2.4% |  | 2027 | 2.3% |  | 2036 | 2.1%
| 2019 | 1.8% |  | 2028 | 2.3% |  | 2037 | 2.1%
| 2020 | 1.9% |  | 2029 | 2.3% |  | 2038 | 2.1%
| 2021 | 2% |  | 2030 | 2.2% |  | 2039 | 2.1%
| 2022 | 2.5% |  | 2031 | 2.2% |  | 2040 | 2.1%
| 2023 | 2.5% |  | 2032 | 2.2% |  | 2041 | 2.1%
| 2024 | 2.4% |  | 2033 | 2.1% |  | 2042 | 2.1%
| 2025 | 2.3% |  | 2034 | 2.1% |  | 2043 | 2.1%

## Table 3 185 MW (NTN) 2026) (hidden)
Appendix B
Table 3
2019 IRP SCCT Resource Costs
Naughton - 185 MW - SCCT Frame "F" x1 - East Side Resource (6,050')
I_NTN_SC_FRM
Year | Estimated Capital Cost | Fixed Capital Cost at Real Levelized Rate | Fixed O&M | Variable O&M | Total O&M at Expected CF | Total Resource Fixed Costs | Fuel Cost | Total Resource Energy Cost | Total Resource Costs | Total Fixed Cost |  |  |  | EPM Input files
| $/kW | $/kW-yr | $/kW-yr | $/MWh | $/kW-yr | $/kW-yr | $/MMBtu | $/MWh | $/MWh | $/kW-yr |  |  |  | check Capital cost |  | checkFOM |  | Check VOM | Operating Reserve credit | Granularity adjustment
| (a) | (b) | (c) | (d) | (e) | (f) | (g) | (h) | (i) | (i)
Naughton - 185 MW - SCCT Frame "F" x1 - East Side Resource (6,050')
2016
2017 | [9 empty] | 0
2018 |  |  |  | 7.76 | [5 empty] | 7.76 |  |  |  | 718.6661 |  | -18.266 |  |  | -50.03
2019 |  |  |  | 7.9 | [5 empty] | 7.9 | [5 empty] | -18.68 |  |  | -51.17
2020 |  |  |  | 8.05 | [5 empty] | 8.05 | [5 empty] | -19.11 |  |  | -52.34 |  | 0 | 2020
2021 |  |  |  | 8.21 | [5 empty] | 8.21 | [5 empty] | -19.55 |  |  | -53.53 |  | 0 | 2021
2022 |  |  |  | 8.42 | [5 empty] | 8.42 | [5 empty] | -20 |  |  | -54.75 |  | 0 | 2022
2023 |  |  |  | 8.63 | [5 empty] | 8.63 | [5 empty] | -20.46 |  |  | -56 |  | 0 | 2023
2024 |  |  |  | 8.84 | [5 empty] | 8.84 | [5 empty] | -20.93 |  |  | -57.28 |  | 0 | 2024
2025 |  |  |  | 9.04 | [5 empty] | 9.04 | [5 empty] | -21.41 |  |  | -58.59 |  | 0 | 2025
2026 | 718.6641 | 50.01 | 38.0533 | 9.25 | 64.79 | 114.8 | 3.09 | 30.24 | 69.95 | 112.0933 |  |  |  | 718.6661 | 0.0019997 | -21.9 | -0.02331 |  | -59.93 |  | 69.95 | 2026
2027 |  | 51.16 | 38.93 | 9.46 | 66.28 | 117.44 | 3.3 | 32.29 | 72.92 | 114.67 | [5 empty] | -22.4 | -0.03 |  | -61.3 |  | 72.92 | 2027
2028 |  | 52.34 | 39.83 | 9.68 | 67.81 | 120.15 | 3.61 | 35.33 | 76.89 | 117.32 | [5 empty] | -22.91 | -0.04 |  | -62.7 |  | 76.89 | 2028
2029 |  | 53.54 | 40.75 | 9.9 | 69.37 | 122.91 | 3.93 | 38.46 | 80.98 | 120.02 | [5 empty] | -23.43 | -0.05 |  | -64.13 |  | 80.98 | 2029
2030 |  | 54.72 | 41.65 | 10.12 | 70.9 | 125.62 | 4.19 | 41 | 84.46 | 122.67 | [5 empty] | -23.96 | -0.02 |  | -65.59 |  | 84.46 | 2030
2031 |  | 55.92 | 42.57 | 10.34 | 72.46 | 128.38 | 4.48 | 43.84 | 88.25 | 125.37 | [5 empty] | -24.51 | 0.01 |  | -67.09 |  | 88.25 | 2031
2032 |  | 57.15 | 43.51 | 10.57 | 74.07 | 131.22 | 4.74 | 46.39 | 91.78 | 128.15 | [5 empty] | -25.07 | 0.04 |  | -68.62 |  | 91.78 | 2032
2033 |  | 58.35 | 44.42 | 10.79 | 75.61 | 133.96 | 4.8 | 46.97 | 93.31 | 130.82 | [5 empty] | -25.64 | 0.12 |  | -70.18 |  | 93.31 | 2033
2034 |  | 59.58 | 45.35 | 11.02 | 77.21 | 136.79 | 5.04 | 49.32 | 96.64 | 133.58 | [5 empty] | -26.22 | 0.21 |  | -71.78 |  | 96.64 | 2034
2035 |  | 60.83 | 46.3 | 11.25 | 78.82 | 139.65 | 5.24 | 51.28 | 99.59 | 136.37 | [5 empty] | -26.82 | 0.3 |  | -73.42 |  | 99.59 | 2035
2036 |  | 62.11 | 47.27 | 11.49 | 80.49 | 142.6 | 5.3 | 51.87 | 101.2 | 139.25 | [10 empty] | 101.2 | 2036
2037 |  | 63.41 | 48.26 | 11.73 | 82.17 | 145.58 | 5.65 | 55.29 | 105.65 | 142.16 | [10 empty] | 105.65 | 2037
2038 |  | 64.74 | 49.27 | 11.98 | 83.9 | 148.64 | 5.92 | 57.93 | 109.35 | 145.15 | [10 empty] | 109.35 | 2038
2039 |  | 66.1 | 50.3 | 12.23 | 85.65 | 151.75 | 6.02 | 58.91 | 111.4 | 148.18 | [10 empty] | 111.8432 | 2039
2040 |  | 67.49 | 51.36 | 12.49 | 87.47 | 154.96 | 6.29 | 61.55 | 115.15 | 151.32
2041 |  | 68.91 | 52.44 | 12.75 | 89.3 | 158.21 | 6.42 | 62.83 | 117.56 | 154.49
2042 |  | 70.36 | 53.54 | 13.02 | 91.18 | 161.54 | 6.55 | 64.1 | 119.98 | 157.74 | [10 empty] | 114.3932 | 2040
[21 empty] | 117.0014 | 2041
Sources, Inputs and Assumptions | [20 empty] | 119.669 | 2042
[21 empty] | 122.3975 | 2043
Source: (a)(c)(d) |  | Plant Costs - 2019 IRP - Table 6.1 & 6.2 | [18 empty] | 125.1881 | 2044
| (b) | = (a) x 0.0695884915153164 | [18 empty] | 128.0424 | 2045
| (e) | = (d) x (8.76 x 33.0%) + (c) | [18 empty] | 130.9618 | 2046
| (f) | = (b) + (e) | [18 empty] | 133.9477 | 2047
| (g) | Table 4 - Burnertip Natural Gas Price Forecast | [18 empty] | 137.0017 | 2048
| (h) | = 9,786 MMBtu/MWH x $/MMBtu | [18 empty] | 140.1253 | 2049
| (i) | = (f) / (8.76 x 'Capacity Factor' ) + (h)
-59.9957
Naughton - 185 MW - SCCT Frame "F" x1 - East Side Resource (6,050')
| CCCT Statistics |  |  | MW | Percent | Cap Cost | Fixed
| SCCT Dry "F" - Turbine |  |  | 185 | 100% | 745.1281 | 31.9088 |  |  |  |  | COD | 2026
|  |  |  | 0 | 0% | 0 | 0 |  |  |  | 184.9 | MW | I_NTN_SC_FRM | I_NTN_SC_FRMProposed Station Capital Costs
| Capacity Weighted |  |  | 185 | 100% | 745 | 31.91 |  |  |  |  | MW |  | I_NTN_SC_FRMProposed Station Fixed Costs
[13 empty] | I_NTN_SC_FRM2026 | I_NTN_SC_FRMProposed Station Variable O&M Costs
| CCCT Statistics |  |  | MW | CF | aMW | Percent | Variable | Heat Rate
| SCCT Dry "F" - Turbine |  |  | 185 | 33% | 61.05 | 100% | 7.7613 | 9786.4587
| 0 |  |  | 0 | 0% | 0 | 0% | 0 | 0
| Energy Weighted |  |  | 185 | 33% | 61.05 | 100% | 7.76 | 9786
Rounded
| SCCT | Duct Firing | Plant Costs - 2019 IRP - Table 6.1 & 6.2
| 185 |  | MW Plant Capacity
2018 $ | 745.1281 |  | Plant Capacity Cost
2018 $ | 17.0055 |  | Fixed O&M & Capitalized O&M
2018 $ | 14.9034 |  | Fixed Pipeline
2018 $ | 31.9088 |  | Fixed O&M Including Fixed Pipeline & Capitalized O&M ($/kW-Yr)
2018 $ | 7.7613 |  | Variable O&M Costs & Capitalized Variable O&M ($/MWh)
| 9786.4587 |  | Heat Rate in btu/kWh
| 6.959% |  | Payment Factor
| 33% |  | Capacity Factor
|  | 33% | Energy Weighted Capacity Factor
Company Official Inflation Forecast Dated December 31, 2019
| 2017 | 2% |  | 2026 | 2.3% |  | 2035 | 2.1%
| 2018 | 2.4% |  | 2027 | 2.3% |  | 2036 | 2.1%
| 2019 | 1.8% |  | 2028 | 2.3% |  | 2037 | 2.1%
| 2020 | 1.9% |  | 2029 | 2.3% |  | 2038 | 2.1%
| 2021 | 2% |  | 2030 | 2.2% |  | 2039 | 2.1%
| 2022 | 2.5% |  | 2031 | 2.2% |  | 2040 | 2.1%
| 2023 | 2.5% |  | 2032 | 2.2% |  | 2041 | 2.1%
| 2024 | 2.4% |  | 2033 | 2.1% |  | 2042 | 2.1%
| 2025 | 2.3% |  | 2034 | 2.1% |  | 2043 | 2.1%
Note on C75: Should this be zero if this inly holding reserves?

## Table 3 YK Wind wS_2029 (hidden)
Table 3
2019 IRP Yakima Wind with Storage Resource
37% Capacity Factor
Year | Estimated Capital Cost | Fixed Capital Cost at Real Levelized Rate | Fixed O&M | Network Upgrade | Fixed Costs | Variable O&M | Total Resource Cost | Total Resource Costs | Total Fixed Cost
| $/kW | $/kW-yr | $/kW-yr | $/kW-yr | $/MWh | $/MWh | $/MWh | $/kW-yr | $/kW-yr
| (a) | (b) | (c) | (d) | (e) | (f) | (g) | (h) | (i)
2019 IRP Yakima Wind with Storage Resource - 37% Capacity Factor
2016
2017
2018 | [5 empty] | 10 |  |  | 0
2019 | [5 empty] | 10.18 |  |  | 0
2020 | [5 empty] | 10.37 |  |  | 0
2021 | [5 empty] | 10.58 |  |  | 0
2022 | [5 empty] | 10.84 |  |  | 0
2023 | [5 empty] | 11.11 |  |  | 0
2024 | [5 empty] | 11.38 |  |  | 0
2025 | [5 empty] | 11.64 |  |  | 0
2026 | [5 empty] | 11.91 |  |  | 0
2027 | [5 empty] | 12.18 |  |  | 0
2028 | [5 empty] | 12.46 |  |  | 0
2029 | 1709.5918 | 117.9447 | 25 | 0.44 | 44.1189 | 12.75 | 56.8689 | 184.82 | 143.3847
2030 |  | 120.54 | 25.5102 | 0.45 | 45.0775 | 13.03 | 58.1075 | 188.85 | 146.5002
2031 |  | 123.19 | 26.1224 | 0.46 | 46.0844 | 13.32 | 59.4044 | 193.06 | 149.7724
2032 |  | 125.9 | 26.7347 | 0.47 | 47.1097 | 13.61 | 60.7197 | 197.34 | 153.1047
2033 |  | 128.54 | 27.3469 | 0.48 | 48.1135 | 13.9 | 62.0135 | 201.54 | 156.3669
2034 |  | 131.24 | 27.9592 | 0.49 | 49.1357 | 14.19 | 63.3257 | 205.81 | 159.6892
2035 |  | 134 | 28.5714 | 0.5 | 50.1764 | 14.19 | 64.3664 | 209.19 | 163.0714
2036 |  | 136.81 | 29.1837 | 0.51 | 51.2325 | 14.19 | 65.4225 | 212.62 | 166.5037
2037 |  | 139.68 | 29.898 | 0.52 | 52.3385 | 14.19 | 66.5285 | 216.21 | 170.098
2038 |  | 142.61 | 30.6122 | 0.53 | 53.4629 | 14.19 | 67.6529 | 219.87 | 173.7522
2039 |  | 145.6 | 31.26 | 0.54 | 54.5853 | 14.19 | 68.7753 | 223.52 | 177.4
2040 |  | 148.66 | 31.92 | 0.55 | 55.733 | 14.19 | 69.923 | 227.25 | 181.13
2041 |  | 151.78 | 32.59 | 0.56 | 56.9022 | 14.19 | 71.0922 | 231.05 | 184.93
2042 |  | 154.97 | 33.27 | 0.57 | 58.0961 | 14.19 | 72.2861 | 234.93 | 188.81
2043 |  | 158.22 | 33.97 | 0.58 | 59.3146 | 14.19 | 73.5046 | 238.89 | 192.77
Sources, Inputs and Assumptions
Source: | (c)(f) | Plant Costs - 2019 IRP Update - Table 6.1 & 6.2
| (a) | Plant capacity cost
| (b) | = (a) x 0.06899
| (e) | = ((b) + (c)) / (8.76 x 37.1%)
| (g) | = (e) + (f)
| (i) | Plant Costs - 2019 IRP Update - Table 6.1 & 6.2
2019 IRP Yakima Wind with Storage Resource - 37% Capacity Factor
| Wind | Cost and Input Assumptions
[11 empty] | COD | 2029
2018 $ | 1923.6832 | Plant capacity cost | [10 empty] | H_.YK1_WDSProposed Station Capital Costs
2018 $ | 30.7433 | Fixed O&M, plus on-going capital cost | [7 empty] | 9.8 | MW | H_.YK1_WDS | H_.YK1_WDSProposed Station Fixed Costs | Levelized | 0
Wheeling ($ MWh)
2018 $ | 10 | Variable O&M | [10 empty] | H_.YK1_WDSProposed Station Variable O&M Costs
|  | Tax Credit $/MWh |  |  |  |  | First Year real levelized |  |  |  |  | H_.YK1_WDS2029 | Proposed Station Variable O&M Costs
2024$ | 0.39132 | Network Upgrade ($/kw-yr) |  | Yakima, Transmission Integration
| 6.899% | Payment Factor
| 37.1% | Capacity Factor
Company Official Inflation Forecast Dated December 31, 2019
| 2017 | 2% |  | 2026 | 2.3% |  | 2035 | 2.1%
| 2018 | 2.4% |  | 2027 | 2.3% |  | 2036 | 2.1%
| 2019 | 1.8% |  | 2028 | 2.3% |  | 2037 | 2.1%
| 2020 | 1.9% |  | 2029 | 2.3% |  | 2038 | 2.1%
| 2021 | 2% |  | 2030 | 2.2% |  | 2039 | 2.1%
| 2022 | 2.5% |  | 2031 | 2.2% |  | 2040 | 2.1%
| 2023 | 2.5% |  | 2032 | 2.2% |  | 2041 | 2.1%
| 2024 | 2.4% |  | 2033 | 2.1% |  | 2042 | 2.1%
| 2025 | 2.3% |  | 2034 | 2.1% |  | 2043 | 2.1%

## Table 3 ID Wind_2030 (hidden)
Table 3
2019 IRP Idaho Wind Resource
37% Capacity Factor
Year | Estimated Capital Cost | Fixed Capital Cost at Real Levelized Rate | Fixed O&M | Network Upgrade | Fixed Costs | Variable O&M | Total Resource Cost | Total Resource Costs | Total Fixed Cost
| $/kW | $/kW-yr | $/kW-yr | $/kW-yr | $/MWh | $/MWh | $/MWh | $/kW-yr | $/kW-yr
| (a) | (b) | (c) | (d) | (e) | (f) | (g) | (h) | (i)
2019 IRP Idaho Wind Resource - 37% Capacity Factor
2016
2017
2018 | [5 empty] | 0 |  |  | 0
2019 | [5 empty] | 0 |  |  | 0
2020 | [5 empty] | 0 |  |  | 0
2021 | [5 empty] | 0 |  |  | 0
2022 | [5 empty] | 0 |  |  | 0
2023 | [5 empty] | 0 |  |  | 0
2024 | [5 empty] | 0 |  |  | 0
2025 | [5 empty] | 0 |  |  | 0
2026 | [5 empty] | 0 |  |  | 0
2027 | [5 empty] | 0 |  |  | 0
2028 | [5 empty] | 0 |  |  | 0
2029 | [5 empty] | 0 |  |  | 0
2030 | 1253.0638 | 86.4489 | 37.7491 | 12.0973 | 41.9375 | 0 | 41.9375 | 136.3 | 136.2953
2031 |  | 88.35 | 38.61 | 12.36 | 42.8682 | 0 | 42.8682 | 139.32 | 139.32
2032 |  | 90.29 | 39.4902 | 12.63 | 43.8191 | 0 | 43.8191 | 142.41 | 142.4102
2033 |  | 92.19 | 40.3896 | 12.9 | 44.7635 | 0 | 44.7635 | 145.48 | 145.4796
2034 |  | 94.13 | 41.3101 | 13.17 | 45.7268 | 0 | 45.7268 | 148.61 | 148.6101
2035 |  | 96.11 | 42.2499 | 13.45 | 46.7113 | 0 | 46.7113 | 151.81 | 151.8099
2036 |  | 98.13 | 43.2195 | 13.73 | 47.7174 | 0 | 47.7174 | 155.08 | 155.0795
2037 |  | 100.19 | 44.1997 | 14.02 | 48.742 | 0 | 48.742 | 158.41 | 158.4097
2038 |  | 102.29 | 45.2107 | 14.31 | 49.7885 | 0 | 49.7885 | 161.81 | 161.8107
2039 |  | 104.44 | 46.16 | 14.61 | 50.8345 | 0 | 50.8345 | 165.21 | 165.21
2040 |  | 106.63 | 47.13 | 14.92 | 51.9022 | 0 | 51.9022 | 168.68 | 168.68
2041 |  | 108.87 | 48.12 | 15.23 | 52.9914 | 0 | 52.9914 | 172.22 | 172.22
2042 |  | 111.16 | 49.13 | 15.55 | 54.1053 | 0 | 54.1053 | 175.84 | 175.84
2043 |  | 113.49 | 50.16 | 15.88 | 55.2407 | 0 | 55.2407 | 179.53 | 179.53
Sources, Inputs and Assumptions
Source: | (c)(f) | Plant Costs - 2019 IRP Update - Table 6.1 & 6.2
| (a) | Plant capacity cost
| (b) | = (a) x 0.06899
| (e) | = ((b) + (c)) / (8.76 x 37.1%)
| (g) | = (e) + (f)
| (i) | Plant Costs - 2019 IRP Update - Table 6.1 & 6.2
2019 IRP Idaho Wind Resource - 37% Capacity Factor
| Wind | Cost and Input Assumptions
[11 empty] | COD | 2030
2018 $ | 1358.4351 | Plant capacity cost | [10 empty] | H_.GO2_WDProposed Station Capital Costs
2018 $ | 28.8022 | Fixed O&M, plus on-going capital cost | [7 empty] | 470 | MW | H_.GO2_WD | H_.GO2_WDProposed Station Fixed Costs | Levelized | 0
|  | Wheeling ($ MWh) | [7 empty] | 569.6 | MW | L_.GO2_WD | L_.GO2_WDProposed Station Fixed Costs
2018 $ | 0 | Variable O&M | [10 empty] | H_.GO2_WDProposed Station Variable O&M Costs
|  | Tax Credit $/MWh |  |  |  |  | First Year real levelized |  |  |  |  | H_.GO2_WD2030 | L_.GO2_WDProposed Station Variable O&M Costs
2030$ | 12.0973 | Network Upgrade ($/kw-yr) |  | Goshen - to - Utah N, Expansion
| 6.899% | Payment Factor
| 37.1% | Capacity Factor
Company Official Inflation Forecast Dated December 31, 2019
| 2017 | 2% |  | 2026 | 2.3% |  | 2035 | 2.1%
| 2018 | 2.4% |  | 2027 | 2.3% |  | 2036 | 2.1%
| 2019 | 1.8% |  | 2028 | 2.3% |  | 2037 | 2.1%
| 2020 | 1.9% |  | 2029 | 2.3% |  | 2038 | 2.1%
| 2021 | 2% |  | 2030 | 2.2% |  | 2039 | 2.1%
| 2022 | 2.5% |  | 2031 | 2.2% |  | 2040 | 2.1%
| 2023 | 2.5% |  | 2032 | 2.2% |  | 2041 | 2.1%
| 2024 | 2.4% |  | 2033 | 2.1% |  | 2042 | 2.1%
| 2025 | 2.3% |  | 2034 | 2.1% |  | 2043 | 2.1%

## Table 3 ID Wind wS_2032 (hidden)
Table 3
2019 IRP Yakima Wind with Storage Resource
37% Capacity Factor
Year | Estimated Capital Cost | Fixed Capital Cost at Real Levelized Rate | Fixed O&M | Network Upgrade | Fixed Costs | Variable O&M | Total Resource Cost | Total Resource Costs | Total Fixed Cost
| $/kW | $/kW-yr | $/kW-yr | $/kW-yr | $/MWh | $/MWh | $/MWh | $/kW-yr | $/kW-yr
| (a) | (b) | (c) | (d) | (e) | (f) | (g) | (h) | (i)
2019 IRP Yakima Wind with Storage Resource - 37% Capacity Factor
2016
2017
2018 | [5 empty] | 0 |  |  | 0
2019 | [5 empty] | 0 |  |  | 0
2020 | [5 empty] | 0 |  |  | 0
2021 | [5 empty] | 0 |  |  | 0
2022 | [5 empty] | 0 |  |  | 0
2023 | [5 empty] | 0 |  |  | 0
2024 | [5 empty] | 0 |  |  | 0
2025 | [5 empty] | 0 |  |  | 0
2026 | [5 empty] | 0 |  |  | 0
2027 | [5 empty] | 0 |  |  | 0
2028 | [5 empty] | 0 |  |  | 0
2029 | [5 empty] | 0 |  |  | 0
2030 | [5 empty] | 0 |  |  | 0
2031 | [5 empty] | 0 |  |  | 0
2032 | 1672.1358 | 115.3606 | 26.7053 | 12.63 | 47.5993 | 0 | 47.5993 | 154.7 | 154.6959
2033 |  | 117.78 | 27.3179 | 12.9 | 48.6153 | 0 | 48.6153 | 158 | 157.9979
2034 |  | 120.25 | 27.947 | 13.17 | 49.652 | 0 | 49.652 | 161.37 | 161.367
2035 |  | 122.78 | 28.5762 | 13.45 | 50.7102 | 0 | 50.7102 | 164.81 | 164.8062
2036 |  | 125.36 | 29.2219 | 13.73 | 51.7889 | 0 | 51.7889 | 168.31 | 168.3119
2037 |  | 127.99 | 29.9007 | 14.02 | 52.8962 | 0 | 52.8962 | 171.91 | 171.9107
2038 |  | 130.68 | 30.5795 | 14.31 | 54.022 | 0 | 54.022 | 175.57 | 175.5695
2039 |  | 133.42 | 31.22 | 14.61 | 55.1545 | 0 | 55.1545 | 179.25 | 179.25
2040 |  | 136.22 | 31.88 | 14.92 | 56.3145 | 0 | 56.3145 | 183.02 | 183.02
2041 |  | 139.08 | 32.55 | 15.23 | 57.4961 | 0 | 57.4961 | 186.86 | 186.86
2042 |  | 142 | 33.23 | 15.55 | 58.7023 | 0 | 58.7023 | 190.78 | 190.78
2043 |  | 144.98 | 33.93 | 15.88 | 59.9361 | 0 | 59.9361 | 194.79 | 194.79
Sources, Inputs and Assumptions
Source: | (c)(f) | Plant Costs - 2019 IRP Update - Table 6.1 & 6.2
| (a) | Plant capacity cost
| (b) | = (a) x 0.06899
| (e) | = ((b) + (c)) / (8.76 x 37.1%)
| (g) | = (e) + (f)
| (i) | Plant Costs - 2019 IRP Update - Table 6.1 & 6.2
2019 IRP Yakima Wind with Storage Resource - 37% Capacity Factor
| Wind | Cost and Input Assumptions
[11 empty] | COD | 2032
2018 $ | 1879.5324 | Plant capacity cost | [10 empty] | H_.GO2_WDSProposed Station Capital Costs
2018 $ | 30.7433 | Fixed O&M, plus on-going capital cost | [7 empty] | 60.4 | MW | H_.GO2_WDS | H_.GO2_WDSProposed Station Fixed Costs | Levelized | 0
Wheeling ($ MWh)
2018 $ | 0 | Variable O&M | [10 empty] | H_.GO2_WDSProposed Station Variable O&M Costs
|  | Tax Credit $/MWh |  |  |  |  | First Year real levelized |  |  |  |  | H_.GO2_WDS2032 | Proposed Station Variable O&M Costs
2030$ | 12.0973 | Network Upgrade ($/kw-yr) |  | Goshen - to - Utah N, Expansion
| 6.899% | Payment Factor
| 37.1% | Capacity Factor
Company Official Inflation Forecast Dated December 31, 2019
| 2017 | 2% |  | 2026 | 2.3% |  | 2035 | 2.1%
| 2018 | 2.4% |  | 2027 | 2.3% |  | 2036 | 2.1%
| 2019 | 1.8% |  | 2028 | 2.3% |  | 2037 | 2.1%
| 2020 | 1.9% |  | 2029 | 2.3% |  | 2038 | 2.1%
| 2021 | 2% |  | 2030 | 2.2% |  | 2039 | 2.1%
| 2022 | 2.5% |  | 2031 | 2.2% |  | 2040 | 2.1%
| 2023 | 2.5% |  | 2032 | 2.2% |  | 2041 | 2.1%
| 2024 | 2.4% |  | 2033 | 2.1% |  | 2042 | 2.1%
| 2025 | 2.3% |  | 2034 | 2.1% |  | 2043 | 2.1%