## Inputs
INPUT OPTIONS
Prepared By : | Rocky Mountain Power |  | Allocation / Calculation Options: |  |  |  | Target Rate of Return
Jurisdiction : | State of Utah
Test Period : | 12 Months Ended Dec 2017 |  | Jurisdictional |  |  |  | Percent ROR = |  | 7.319%
Factor Method : | 2017 Protocol (Non Wgt) |  | Functional Factors - | 2017 Protocol |  |  | Dollar Increase = |  | 0
[7 empty] | Stipulated Increase = |  | 0
Factor 10: | Demand % = | 75% | Distribution
Factor 11: | Demand % = | 50% | Functional Factors - | 2017 Protocol
[12 empty] | 1 | Func Factors | 1 | DistFunc Factors | 1 | COS Factors | ROR - WorkArea
Factor 85: | Demand % = | 75% | COS Factors - | 2017 Protocol (Non Wgt) | [8 empty] | 2017 Protocol |  | 2017 Protocol |  | 2017 Protocol (Non Wgt)
Factor 86: | Demand % = | 0% | [10 empty] | Rolled-In |  | Rolled-In |  | 2017 Protocol (Monthly Wgt) | 0.075 | FALSE
Factor 87: | Demand % = | 75% | [10 empty] | Option1 |  | Option1 |  | Rolled-In | Target Increase - $ | 1.248e-07
Factor 88: | Demand % = | 75% | [10 empty] | Option2 |  | Option2 |  | Option1 - Undefined
Factor 89: | Demand % = | 0% | [10 empty] | Option3 |  | Option3 |  |  | Target ROR - % | 8.02%
Factor 90: | Demand % = | 0% | Effective Tot Tax % | = | 37.95% |  |  | Capital | Embedded | Weighted | [8 empty] | 70390269
Factor 91: | Demand % = | 0% | Effective Fed Tax % | = | 33.41% |  |  | Structure | Costs | Costs
Factor 92: | Demand % = | 0% | Federal Tax Rate | = | 35% |  | Debt | 48.49% | 5.261% | 2.551%
Factor 93: | Demand % = | 0% | State Tax Rate | = | 4.54% |  | Preferred | 0.02% | 6.753% | 0.001351%
Factor 94: | Demand % = | 0% | Net to Gross Factor | = | 61.72% |  | Common | 51.49% | 9.8% | 5.046%
Factor 95: | Demand % = | 75% | CCS Regulatory Exp | = | 0 |  |  | 100% |  | 7.598%
Factor 96: | Demand % = | 0% | Net Lag Days | = | 4.0684
Factor 134: | OverHead % = | 31.52%
|  |  |  | Coincident Peak Data |  |  | Pacificorp System Peak |  | Distribution Peak Data
Demand | Sec = | 1.1011 |  |  |  | 1-inc |  |  |  |  | Substation
Loss Factors: | Pri = | 1.0738 | Month/Yr | Date | Time | 0-exc | mW | % | Date | Time | Peaks
| Trn = | 1.0426 | 2017-01-01 | 6 | 09:00 | 1 | 9215.647 | 89.18% | 6 | 19:00 | 14
|  |  | 2017-02-01 | 1 | 20:00 | 1 | 8148.9009 | 78.85% | 27 | 11:00 | 1.6667
Energy | Sec = | 1.0932 | 2017-03-01 | 6 | 09:00 | 1 | 7736.5909 | 74.86% | 6 | 20:00 | 1.1667
Loss Factors: | Pri = | 1.0663 | 2017-04-01 | 3 | 09:00 | 1 | 7156.7376 | 69.25% | 25 | 11:00 | 0.16667
| Trn = | 1.0453 | 2017-05-01 | 30 | 18:00 | 1 | 8096.5944 | 78.35% | 31 | 18:00 | 4.1667
|  |  | 2017-06-01 | 26 | 18:00 | 1 | 9686.7672 | 93.73% | 20 | 17:00 | 7.1667
Dist Plant - split: | Sec | Pri | 2017-07-01 | 6 | 18:00 | 1 | 10210.2229 | 98.8% | 5 | 16:00 | 120.8333
Acct 364 = | 0.0018304 | 0.99817 | 2017-08-01 | 1 | 18:00 | 1 | 10334.3136 | 100% | 1 | 16:00 | 36.5
Acct 365 = | 0.36189 | 0.63811 | 2017-09-01 | 5 | 18:00 | 1 | 9453.7141 | 91.48% | 5 | 17:00 | 3.5
Acct 366 = | 0.38598 | 0.61402 | 2017-10-01 | 31 | 09:00 | 1 | 7292.7286 | 70.57% | 19 | 13:00 | 2.1667
Acct 367 = | 0.29741 | 0.70259 | 2017-11-01 | 7 | 19:00 | 1 | 7643.1147 | 73.96% | 30 | 19:00 | 3.1667
Acct 368 = | 1 | 0 | 2017-12-01 | 12 | 19:00 | 1 | 8335.7465 | 80.66% | 13 | 18:00 | 10.5

## Summary Table
Rocky Mountain Power
Cost Of Service By Rate Schedule
State of Utah
12 Months Ended Dec 2017
2017 Protocol (Non Wgt)
7.32% = Earned Return on Rate Base
| A | B | C | D | E | F | G | H | I | J | K | L | M
|  |  |  | Return on | Rate of | Total | Production | Transmission | Distribution | Retail | Misc | Increase | Percentage
Line | Schedule | Description | Annual | Rate | Return | Cost of | Cost of | Cost of | Cost of | Cost of | Cost of | (Decrease) | Change from
No. | No. |  | Revenue | Base | Index | Service | Service | Service | Service | Service | Service | to = ROR | Current Revenues
1 | 1 | Residential | 724698031.5 | 7.15% | 0.97689 | 731495107.5623 | 419848940.2626 | 94365750.5689 | 179024908.2903 | 34097159.4878 | 4158348.9527 | 6797076.0623 | 0.9379%
2 | 6 | General Service - Large | 540793490.5592 | 8.133% | 1.1113 | 518558228.8458 | 363286285.5921 | 77758553.4748 | 73831309.7544 | 770166.3334 | 2911913.691 | -22235261.7134 | -4.112%
3 | 8 | General Service - Over 1 MW | 148427018.4948 | 7.465% | 1.02 | 147338921.4016 | 107626210.6601 | 22155337.8497 | 16731473.6019 | 22776.7917 | 803122.4982 | -1088097.0932 | -0.7331%
4 | 7,11,12 | Street & Area Lighting | 10800395.652 | 12.99% | 1.7753 | 8711841.6616 | 3170065.7609 | 492260.8431 | 4742442.6562 | 264612.0483 | 42460.3531 | -2088553.9904 | -19.34%
5 | 9 | General Service - High Voltage | 270127748.1529 | 5.791% | 0.79122 | 290239186.4029 | 241013830.0721 | 48972980.7956 | -304947.6935 | -943950.7861 | 1501274.0147 | 20111438.25 | 7.445%
6 | 22 | Indoor Agricultural Lighting - Secondary Voltage | 1697473.96 | 8.718% | 1.1912 | 1588250.0248 | 1223893.7326 | 235592.2624 | 121499.685 | -1049.4352 | 8313.78 | -109223.9352 | -6.434%
7 | 10 | Irrigation | 17636014.7853 | 6.596% | 0.90122 | 18360385.3073 | 12320861.9916 | 2520890.3098 | 3464019.5651 | -49557.5819 | 104171.0226 | 724370.522 | 4.107%
8 | 15 | Traffic Signals | 811514.4318 | 10.19% | 1.392 | 716439.6594 | 391986.6581 | 70957.5406 | 155464.5094 | 94481.6863 | 3549.265 | -95074.7724 | -11.72%
9 | 15 | Outdoor Lighting | 1212970.703 | 16.98% | 2.3206 | 865747.2197 | 671375.0922 | 95609.2347 | 75163.8177 | 19620.0566 | 3979.0186 | -347223.4833 | -28.63%
10 | 23 | General Service - Small | 138084376.713 | 8.277% | 1.131 | 131280139.0852 | 83798583.0249 | 18144113.0639 | 27058234.4072 | 1521594.7299 | 757613.8594 | -6804237.6278 | -4.928%
11 | SpC | Customer 1 | 32829655.101 | 4.816% | 0.65811 | 37012815.4396 | 30629730.8243 | 6128078.4708 | 60568.5266 | 5726.2511 | 188711.3668 | 4183160.3386 | 12.74%
12 | SpC | Customer 2 | 38123757.5247 | 6.711% | 0.917 | 39075384.9675 | 33302151.3602 | 5532099.9656 | 62588.0506 | 5359.9074 | 173185.6836 | 951627.4428 | 2.496%
13 |  | Total Utah Jurisdiction | 1925242447.5776 | 7.319% | 1 | 1925242447.5776 | 1297283915.0318 | 276472224.3799 | 305022725.171 | 35806939.4893 | 10656643.5056 | -1.9018e-06 | -3.096e-13%
Indoor Agricultural Lighting
Footnotes :
| Column C : | Annual revenues based on January 2017 thru December 2017 data.
| Column D : | Calculated Return on Ratebase per January 2017 thru December 2017 Embedded Cost of Service Study
| Column E : | Rate of Return Index. Rate of return by rate schedule, divided by Utah Jurisdiction's normalized rate of return.
| Column F : | Calculated Full Cost of Service at Jurisdictional Rate of Return per the January 2017 thru December 2017 Embedded COS Study
| Column G : | Calculated Generation Cost of Service at Jurisdictional Rate of Return per the January 2017 thru December 2017 Embedded COS Study.
| Column H : | Calculated Transmission Cost of Service at Jurisdictional Rate of Return per the January 2017 thru December 2017 Embedded COS Study.
| Column I : | Calculated Distribution Cost of Service at Jurisdictional Rate of Return per the January 2017 thru December 2017 Embedded COS Study.
| Column J : | Calculated Retail Cost of Service at Jurisdictional Rate of Return per the January 2017 thru December 2017 Embedded COS Study.
| Column K : | Calculated Miscellaneous Cost of Service at Jurisdictional Rate of Return per the January 2017 thru December 2017 Embedded COS Study.
| Column L : | Increase or Decrease Required to Move From Annual Revenue to Full Cost of Service Dollars.
| Column M : | Increase or Decrease Required to Move From Annual Revenue to Full Cost of Service Percent.
Rocky Mountain Power
Cost Of Service By Rate Schedule
State of Utah
12 Months Ended Dec 2017
2017 Protocol (Non Wgt)
7.32% = Target Return on Rate Base
| A | B | C | D | E | F | G | H | I | J | K | L | M
|  |  |  | Return on | Rate of | Total | Production | Transmission | Distribution | Retail | Misc | Increase | Percentage
Line | Schedule | Description | Annual | Rate | Return | Cost of | Cost of | Cost of | Cost of | Cost of | Cost of | (Decrease) | Change from
No. | No. |  | Revenue | Base | Index | Service | Service | Service | Service | Service | Service | to = ROR | Current Revenues
1 | 1 | Residential | 724698031.5 | 7.15% | 0.97689 | 731495107.5623 | 419848940.2626 | 94365750.5689 | 179024908.2903 | 34097159.4878 | 4158348.9527 | 6797076.0623 | 0.9379%
2 | 6 | General Service - Large | 540793490.5592 | 8.133% | 1.1113 | 518558228.8458 | 363286285.5921 | 77758553.4748 | 73831309.7544 | 770166.3334 | 2911913.691 | -22235261.7134 | -4.112%
3 | 8 | General Service - Over 1 MW | 148427018.4948 | 7.465% | 1.02 | 147338921.4016 | 107626210.66 | 22155337.8497 | 16731473.6019 | 22776.7917 | 803122.4982 | -1088097.0932 | -0.7331%
4 | 7,11,12 | Street & Area Lighting | 10800395.652 | 12.99% | 1.7753 | 8711841.6616 | 3170065.7609 | 492260.8431 | 4742442.6562 | 264612.0483 | 42460.3531 | -2088553.9904 | -19.34%
5 | 9 | General Service - High Voltage | 270127748.1529 | 5.791% | 0.79122 | 290239186.4029 | 241013830.0721 | 48972980.7956 | -304947.6935 | -943950.7861 | 1501274.0147 | 20111438.25 | 7.445%
6 | 22 | Indoor Agricultural Lighting - Secondary Voltage | 1697473.96 | 8.718% | 1.1912 | 1588250.0248 | 1223893.7327 | 235592.2623 | 121499.685 | -1049.4352 | 8313.78 | -109223.9352 | -6.434%
7 | 10 | Irrigation | 17636014.7853 | 6.596% | 0.90122 | 18360385.3073 | 12320861.9916 | 2520890.3098 | 3464019.5651 | -49557.5819 | 104171.0226 | 724370.522 | 4.107%
8 | 15 | Traffic Signals | 811514.4318 | 10.19% | 1.392 | 716439.6594 | 391986.6581 | 70957.5406 | 155464.5094 | 94481.6863 | 3549.265 | -95074.7724 | -11.72%
9 | 15 | Outdoor Lighting | 1212970.703 | 16.98% | 2.3206 | 865747.2197 | 671375.0922 | 95609.2347 | 75163.8177 | 19620.0566 | 3979.0186 | -347223.4833 | -28.63%
10 | 23 | General Service - Small | 138084376.713 | 8.277% | 1.131 | 131280139.0852 | 83798583.0249 | 18144113.0639 | 27058234.4072 | 1521594.7299 | 757613.8594 | -6804237.6278 | -4.928%
11 | SpC | Customer 1 | 32829655.101 | 4.816% | 0.65811 | 37012815.4396 | 30629730.8243 | 6128078.4708 | 60568.5266 | 5726.2511 | 188711.3668 | 4183160.3386 | 12.74%
12 | SpC | Customer 2 | 38123757.5247 | 6.711% | 0.917 | 39075384.9675 | 33302151.3602 | 5532099.9656 | 62588.0506 | 5359.9074 | 173185.6836 | 951627.4428 | 2.496%
13 |  | Total Utah Jurisdiction | 1925242447.5776 | 7.319% | 1 | 1925242447.5776 | 1297283915.0318 | 276472224.3799 | 305022725.171 | 35806939.4893 | 10656643.5056 | -1.4044e-06 | -7.295e-14%
Footnotes :
| Column C : | Annual revenues based on January 2016 thru December 2016 data.
| Column D : | Calculated Return on Ratebase per January 2016 thru December 2016 Embedded Cost of Service Study
| Column E : | Rate of Return Index. Rate of return by rate schedule, divided by Utah Jurisdiction's normalized rate of return.
| Column F : | Calculated Full Cost of Service at Jurisdictional Rate of Return per the January 2016 thru December 2016 Embedded COS Study
| Column G : | Calculated Generation Cost of Service at Jurisdictional Rate of Return per the January 2016 thru December 2016 Embedded COS Study.
| Column H : | Calculated Transmission Cost of Service at Jurisdictional Rate of Return per the January 2016 thru December 2016 Embedded COS Study.
| Column I : | Calculated Distribution Cost of Service at Jurisdictional Rate of Return per the January 2016 thru December 2016 Embedded COS Study.
| Column J : | Calculated Retail Cost of Service at Jurisdictional Rate of Return per the January 2016 thru December 2016 Embedded COS Study.
| Column K : | Calculated Miscellaneous Cost of Service at Jurisdictional Rate of Return per the January 2016 thru December 2016 Embedded COS Study.
| Column L : | Increase or Decrease Required to Move From Annual Revenue to Full Cost of Service Dollars.
| Column M : | Increase or Decrease Required to Move From Annual Revenue to Full Cost of Service Percent.

## Unit Costs-earned
Unit Costs @ Earned ROR
Rocky Mountain Power
Cost Of Service By Rate Schedule
State of Utah
2017 Protocol (Non Wgt)
12 Months Ended Dec 2017
7.32% = Earned Return on Rate Base
| Description | Utah Jurisdiction Normalized | Residential Sch 1 | General Large Dist. Sch 6 | General +1 MW Sch 8 | Street & Area Lighting Sch. 7,11,12 | General Trans Sch 9 | General Secondary Sch 22 | Irrigation Sch 10 | Traffic Signals Sch 15 | Outdoor Lighting Sch 15 | General Small Dist. Sch 23 | Industrial Cust 1 | Industrial Cust 2 | Aggregated Industrial
14 | UNITS
15 | NCP kW | 99858849.643 | 60021296.2873 | 16830135.3663 | 4000377.4626 | 226040.3303 | 8728960.3345 | 111832 | 664791.0899 | 10308 | 47157.6697 | 6596798.1024 | 1184880 | 1436273 | 2621153
16 | Annual KWH | 22627944599.7319 | 6488848770.2296 | 6215901782.2262 | 1971798756 | 78788572 | 4789083413.2762 | 25200000 | 224977905 | 7521105 | 16631374 | 1366931671 | 614669000 | 827592251 | 1442261251
17 | Average Customers | 906984.9167 | 786174.0833 | 15838.4167 | 245.6667 | 8786 | 167.25 | 1 | 3265.5 | 2652 | 592.3333 | 89260.6667 | 1 | 1 | 2
18 | Load Factor | 31.04% | 14.81% | 50.59% | 67.52% | 47.75% | 75.16% | 30.87% | 46.36% | 99.95% | 48.31% | 28.39% | 71.06% | 78.93% | 75.38%
19 | CP Load Factor |  | 63.44% | 73.38% |  | 522.6% | 94.63% | 94.63% | 102.3% | 99.19% | 636.3% | 66.52% | 94.77% | 168.3% | 127.9%
20
21 | PTDRM TOTAL | 100% | 37.99% | 26.93% | 7.653% | 0.4525% | 15.08% | 0.0825% | 0.9537% | 0.03721% | 0.04497% | 6.819% | 1.923% | 2.03%
22 | Revenue Requirement | 1925242447.5776 | 731495107.5623 | 518558228.8458 | 147338921.4016 | 8711841.6616 | 290239186.4029 | 1588250.0248 | 18360385.3073 | 716439.6594 | 865747.2197 | 131280139.0852 | 37012815.4396 | 39075384.9675 | 76088200.4071
23 | Per NCP kW | 19.2796 | 12.1873 | 30.8113 | 36.8313 | 38.5411 | 33.2501 | 14.2021 | 27.6183 | 69.5033 | 18.3586 | 19.9006 | 31.2376 | 27.2061 | 29.0285
24 | Per KWH | 0.085083 | 0.11273 | 0.083424 | 0.074723 | 0.11057 | 0.060604 | 0.063026 | 0.08161 | 0.095257 | 0.052055 | 0.09604 | 0.060216 | 0.047216 | 0.052756
25 | Per Customer | 2122.6841 | 930.4493 | 32740.5346 | 599751.3761 | 991.5595 | 1735361.3537 | 1588250.0248 | 5622.5342 | 270.1507 | 1461.5879 | 1470.7502 | 37012815.4396 | 39075384.9675 | 38044100.2035
26
27 | PRODUCTION-TOTAL | 100% | 32.36% | 28% | 8.296% | 0.2444% | 18.58% | 0.09434% | 0.9497% | 0.03022% | 0.05175% | 6.46% | 2.361% | 2.567% | 4.928%
28 | Revenue Requirement | 1297283915.0318 | 419848940.2626 | 363286285.5921 | 107626210.6601 | 3170065.7609 | 241013830.0721 | 1223893.7326 | 12320861.9916 | 391986.6581 | 671375.0922 | 83798583.0249 | 30629730.8243 | 33302151.3602 | 63931882.1846
29 | Per NCP kW | 12.9912 | 6.995 | 21.5855 | 26.904 | 14.0243 | 27.6108 | 10.944 | 18.5334 | 38.0274 | 14.2368 | 12.7029 | 25.8505 | 23.1865 | 24.3907
30 | Per KWH | 0.057331 | 0.064703 | 0.058445 | 0.054583 | 0.040235 | 0.050326 | 0.048567 | 0.054765 | 0.052118 | 0.040368 | 0.061304 | 0.049831 | 0.04024 | 0.044328
31 | Per Customer | 1430.3258 | 534.0407 | 22937.033 | 438098.5509 | 360.8088 | 1441039.3427 | 1223893.7326 | 3773.04 | 147.8079 | 1133.4413 | 938.8075 | 30629730.8243 | 33302151.3602 | 31965941.0923
32
33 | PRODUCTION-DEMAND | 100% | 35.8% | 28.21% | 7.849% | 0.1303% | 16.56% | 0.07795% | 0.8887% | 0.0266% | 0.0282% | 6.813% | 2.076% | 1.546% | 3.622%
34 | Revenue Requirement | 632249572.9384 | 226315437.301 | 178377056.0945 | 49622750.3043 | 824065.3253 | 104677678.1985 | 492814.1604 | 5618720.3147 | 168189.2332 | 178264.5033 | 43076313.3856 | 13125841.9939 | 9772442.1236 | 22898284.1175
35 | Per NCP kW | 6.3314 | 3.7706 | 10.5987 | 12.4045 | 3.6457 | 11.992 | 4.4067 | 8.4519 | 16.3164 | 3.7802 | 6.5299 | 11.0778 | 6.804 | 8.736
36 | Per KWH | 0.027941 | 0.034878 | 0.028697 | 0.025166 | 0.010459 | 0.021858 | 0.019556 | 0.024975 | 0.022362 | 0.010719 | 0.031513 | 0.021354 | 0.011808 | 0.015877
37 | Per Customer | 697.0894 | 287.8694 | 11262.3035 | 201992.1993 | 93.793 | 625875.5049 | 492814.1604 | 1720.6309 | 63.4198 | 300.953 | 482.5901 | 13125841.9939 | 9772442.1236 | 11449142.0588
38
39 | PRODUCTION-ENERGY | 100% | 29.1% | 27.8% | 8.722% | 0.3528% | 20.5% | 0.1099% | 1.008% | 0.03365% | 0.07415% | 6.123% | 2.632% | 3.538% | 6.17%
40 | Revenue Requirement | 665034342.0934 | 193533502.9615 | 184909229.4977 | 58003460.3558 | 2346000.4355 | 136336151.8737 | 731079.5722 | 6702141.6769 | 223797.4249 | 493110.5889 | 40722269.6393 | 17503888.8304 | 23529709.2366 | 41033598.0671
41 | Per NCP kW | 6.6597 | 3.2244 | 10.9868 | 14.4995 | 10.3787 | 15.6188 | 6.5373 | 10.0816 | 21.711 | 10.4566 | 6.173 | 14.7727 | 16.3825 | 15.6548
42 | Per KWH | 0.02939 | 0.029826 | 0.029748 | 0.029417 | 0.029776 | 0.028468 | 0.029011 | 0.02979 | 0.029756 | 0.029649 | 0.029791 | 0.028477 | 0.028432 | 0.028451
43 | Per Customer | 733.2364 | 246.1713 | 11674.7294 | 236106.3515 | 267.0158 | 815163.8378 | 731079.5722 | 2052.409 | 84.3882 | 832.4883 | 456.2174 | 17503888.8304 | 23529709.2366 | 20516799.0335
44
45 | TRANSMISSION-TOTAL | 100% | 34.13% | 28.13% | 8.014% | 0.1781% | 17.71% | 0.08521% | 0.9118% | 0.02567% | 0.03458% | 6.563% | 2.217% | 2.001% | 4.217%
46 | Revenue Requirement | 276472224.3799 | 94365750.5689 | 77758553.4748 | 22155337.8497 | 492260.8431 | 48972980.7956 | 235592.2624 | 2520890.3098 | 70957.5406 | 95609.2347 | 18144113.0639 | 6128078.4708 | 5532099.9656 | 11660178.4364
47 | Per NCP kW | 2.7686 | 1.5722 | 4.6202 | 5.5383 | 2.1778 | 5.6104 | 2.1067 | 3.792 | 6.8837 | 2.0274 | 2.7504 | 5.1719 | 3.8517 | 4.4485
48 | Per KWH | 0.012218 | 0.014543 | 0.01251 | 0.011236 | 0.0062479 | 0.010226 | 0.0093489 | 0.011205 | 0.0094345 | 0.0057487 | 0.013274 | 0.0099697 | 0.0066846 | 0.0080847
49 | Per Customer | 304.8256 | 120.0316 | 4909.4903 | 90184.5503 | 56.0279 | 292813.0391 | 235592.2624 | 771.9768 | 26.7562 | 161.4112 | 203.2711 | 6128078.4708 | 5532099.9656 | 5830089.2182
50
51 | TRANSMISSION-DEMAND | 100% | 35.72% | 28.23% | 7.809% | 0.1251% | 16.77% | 0.07768% | 0.8833% | 0.02406% | 0.02393% | 6.73% | 2.083% | 1.528% | 3.611%
52 | Revenue Requirement | 213209457.2996 | 76148714.6959 | 60195282.9086 | 16648695.2323 | 266827.2821 | 35751589.101 | 165613.9895 | 1883310.089 | 51289.7802 | 51011.127 | 14348673.446 | 4441154.7356 | 3257294.9123 | 7698449.6479
53 | Per NCP kW | 2.1351 | 1.2687 | 3.5766 | 4.1618 | 1.1804 | 4.0957 | 1.4809 | 2.8329 | 4.9757 | 1.0817 | 2.1751 | 3.7482 | 2.2679 | 2.937
54 | Per KWH | 0.0094224 | 0.011735 | 0.0096841 | 0.0084434 | 0.0033866 | 0.0074652 | 0.006572 | 0.0083711 | 0.0068194 | 0.0030672 | 0.010497 | 0.0072253 | 0.0039359 | 0.0053378
55 | Per Customer | 235.075 | 96.8599 | 3800.5872 | 67769.4514 | 30.3696 | 213761.3698 | 165613.9895 | 576.7295 | 19.34 | 86.119 | 160.7502 | 4441154.7356 | 3257294.9123 | 3849224.824
56
57 | TRANSMISSION-ENERGY | 100% | 28.8% | 27.76% | 8.704% | 0.3563% | 20.9% | 0.1106% | 1.008% | 0.03109% | 0.0705% | 5.999% | 2.667% | 3.596% | 6.262%
58 | Revenue Requirement | 63262767.0803 | 18217035.873 | 17563270.5663 | 5506642.6174 | 225433.5611 | 13221391.6946 | 69978.2728 | 637580.2208 | 19667.7604 | 44598.1077 | 3795439.6178 | 1686923.7351 | 2274805.0533 | 3961728.7884
59 | Per NCP kW | 0.63352 | 0.30351 | 1.0436 | 1.3765 | 0.99732 | 1.5147 | 0.62574 | 0.95907 | 1.908 | 0.94572 | 0.57535 | 1.4237 | 1.5838 | 1.5114
60 | Per KWH | 0.0027958 | 0.0028074 | 0.0028255 | 0.0027927 | 0.0028612 | 0.0027607 | 0.0027769 | 0.002834 | 0.002615 | 0.0026816 | 0.0027766 | 0.0027444 | 0.0027487 | 0.0027469
61 | Per Customer | 69.7506 | 23.1718 | 1108.9032 | 22415.0988 | 25.6583 | 79051.6693 | 69978.2728 | 195.2473 | 7.4162 | 75.2922 | 42.5209 | 1686923.7351 | 2274805.0533 | 1980864.3942
62
63 | DISTRIBUTION-TOTAL | 100% | 58.69% | 24.21% | 5.485% | 1.555% | -0.09998% | 0.03983% | 1.136% | 0.05097% | 0.02464% | 8.871% | 0.01986% | 0.02052% | 0.04038%
64 | Revenue Requirement | 305022725.171 | 179024908.2903 | 73831309.7544 | 16731473.6019 | 4742442.6562 | -304947.6935 | 121499.685 | 3464019.5651 | 155464.5094 | 75163.8177 | 27058234.4072 | 60568.5266 | 62588.0506 | 123156.5772
65 | Per NCP kW | 3.0545 | 2.9827 | 4.3869 | 4.1825 | 20.9805 | -0.034935 | 1.0864 | 5.2107 | 15.0819 | 1.5939 | 4.1017 | 0.051118 | 0.043577 | 0.046986
66 | Per KWH | 0.01348 | 0.02759 | 0.011878 | 0.0084854 | 0.060192 | -6.3676e-05 | 0.0048214 | 0.015397 | 0.02067 | 0.0045194 | 0.019795 | 9.8538e-05 | 7.5627e-05 | 8.5391e-05
67 | Per Customer | 336.3041 | 227.7166 | 4661.5335 | 68106.4054 | 539.7727 | -1823.3046 | 121499.685 | 1060.793 | 58.6216 | 126.8945 | 303.1373 | 60568.5266 | 62588.0506 | 61578.2886
68
69 | DISTRIBUTION-SUBSTATION | 100% | 50.79% | 31.55% | 7.503% | 0.3926% | -0.2473% | 0.01745% | 1.377% | 0.02525% | 0.0132% | 8.546% | 0.01626% | 0.01705% | 0.03331%
70 | Revenue Requirement | 44168295.8988 | 22432559.2447 | 13935718.565 | 3314021.3563 | 173406.5986 | -109228.0277 | 7707.6038 | 608016.6617 | 11150.597 | 5828.4271 | 3774402.9107 | 7183.2624 | 7528.6993 | 14711.9617
71 | Per NCP kW | 0.44231 | 0.37374 | 0.82802 | 0.82843 | 0.76715 | -0.012513 | 0.068921 | 0.9146 | 1.0817 | 0.12359 | 0.57216 | 0.0060624 | 0.0052418 | 0.0056128
72 | Per KWH | 0.0019519 | 0.0034571 | 0.0022419 | 0.0016807 | 0.0022009 | -2.2808e-05 | 0.00030586 | 0.0027026 | 0.0014826 | 0.00035045 | 0.0027612 | 1.1686e-05 | 9.0971e-06 | 1.0201e-05
73 | Per Customer | 48.6979 | 28.5338 | 879.8682 | 13489.9105 | 19.7367 | -653.0824 | 7707.6038 | 186.194 | 4.2046 | 9.8398 | 42.2852 | 7183.2624 | 7528.6993 | 7355.9808
74
75 | DISTRIBUTION- P & C | 100% | 55.01% | 26.35% | 6.368% | 2.511% | -0.2121% | -0.001897% | 1.092% | 0.0176% | 0.00491% | 8.848% | 0.007874% | 0.008552% | 0.01643%
76 | Revenue Requirement | 151915493.892 | 83564785.9688 | 40027134.7689 | 9674680.1551 | 3814028.9253 | -322208.8477 | -2881.639 | 1659275.6333 | 26733.2168 | 7459.3002 | 13441532.9351 | 11961.6199 | 12991.8551 | 24953.475
77 | Per NCP kW | 1.5213 | 1.3923 | 2.3783 | 2.4184 | 16.8732 | -0.036913 | -0.025768 | 2.4959 | 2.5934 | 0.15818 | 2.0376 | 0.010095 | 0.0090455 | 0.00952
78 | Per KWH | 0.0067136 | 0.012878 | 0.0064395 | 0.0049065 | 0.048408 | -6.728e-05 | -0.00011435 | 0.0073753 | 0.0035544 | 0.00044851 | 0.0098334 | 1.946e-05 | 1.5698e-05 | 1.7302e-05
79 | Per Customer | 167.4951 | 106.293 | 2527.2182 | 39381.3303 | 434.103 | -1926.5103 | -2881.639 | 508.123 | 10.0804 | 12.5931 | 150.5874 | 11961.6199 | 12991.8551 | 12476.7375
80
81 | DISTRIBUTION-TRANSFORMER | 100% | 61.3% | 23.81% | 4.76% | 0.7591% | -0.1468% | 0.1726% | 1.592% | 0.02066% | 0.05854% | 7.648% | 0.01401% | 0.01459% | 0.0286%
82 | Revenue Requirement | 65102959.198 | 39907541.5103 | 15499241.7996 | 3099196.7413 | 494199.7654 | -95583.6142 | 112374.624 | 1036440.229 | 13448.6334 | 38108.1321 | 4979369.3669 | 9120.7911 | 9501.2189 | 18622.01
83 | Per NCP kW | 0.65195 | 0.66489 | 0.92092 | 0.77473 | 2.1863 | -0.01095 | 1.0049 | 1.559 | 1.3047 | 0.8081 | 0.75482 | 0.0076976 | 0.0066152 | 0.0071045
84 | Per KWH | 0.0028771 | 0.0061502 | 0.0024935 | 0.0015718 | 0.0062725 | -1.9959e-05 | 0.0044593 | 0.0046069 | 0.0017881 | 0.0022913 | 0.0036427 | 1.4839e-05 | 1.1481e-05 | 1.2912e-05
85 | Per Customer | 71.7795 | 50.7617 | 978.5853 | 12615.4548 | 56.2486 | -571.5014 | 112374.624 | 317.391 | 5.0711 | 64.3356 | 55.7846 | 9120.7911 | 9501.2189 | 9311.005
86
87 | DISTRIBUTION-SERVICE | 100% | 76.87% | 9.874% | 1.419% | 0.5654% | -0.1217% | 0.0131% | 0.1821% | 0.2392% | 0.05566% | 10.88% | 0.0154% | 0.01603% | 0.03143%
88 | Revenue Requirement | 34456144.6088 | 26484787.2295 | 3402216.8572 | 489073.9291 | 194826.9644 | -41915.9726 | 4515.098 | 62736.0752 | 82411.5026 | 19178.99 | 3747483.6017 | 5306.1624 | 5524.1714 | 10830.3338
89 | Per NCP kW | 0.34505 | 0.44126 | 0.20215 | 0.12226 | 0.86191 | -0.0048019 | 0.040374 | 0.09437 | 7.9949 | 0.4067 | 0.56808 | 0.0044782 | 0.0038462 | 0.0041319
90 | Per KWH | 0.0015227 | 0.0040816 | 0.00054734 | 0.00024803 | 0.0024728 | -8.7524e-06 | 0.00017917 | 0.00027885 | 0.010957 | 0.0011532 | 0.0027415 | 8.6326e-06 | 6.675e-06 | 7.5093e-06
91 | Per Customer | 37.9898 | 33.6882 | 214.8079 | 1990.803 | 22.1747 | -250.6187 | 4515.098 | 19.2118 | 31.0752 | 32.3787 | 41.9836 | 5306.1624 | 5524.1714 | 5415.1669
92
93 | DISTRIBUTION-METER | 100% | 70.74% | 10.31% | 1.647% | 0.7034% | 2.814% | -0.002303% | 1.04% | 0.2316% | 0.04892% | 11.89% | 0.2878% | 0.2883% | 0.5761%
94 | Revenue Requirement | 9379831.5735 | 6635234.337 | 966997.7639 | 154501.4201 | 65980.4025 | 263988.7687 | -216.0018 | 97550.9658 | 21720.5596 | 4588.9681 | 1115445.5929 | 26996.6907 | 27042.1059 | 54038.7967
95 | Per NCP kW | 0.093931 | 0.11055 | 0.057456 | 0.038622 | 0.2919 | 0.030243 | -0.0019315 | 0.14674 | 2.1072 | 0.097311 | 0.16909 | 0.022784 | 0.018828 | 0.020616
96 | Per KWH | 0.00041452 | 0.0010226 | 0.00015557 | 7.8356e-05 | 0.00083744 | 5.5123e-05 | -8.5715e-06 | 0.0004336 | 0.0028879 | 0.00027592 | 0.00081602 | 4.3921e-05 | 3.2676e-05 | 3.7468e-05
97 | Per Customer | 10.3418 | 8.4399 | 61.0539 | 628.9067 | 7.5097 | 1578.4082 | -216.0018 | 29.8732 | 8.1903 | 7.7473 | 12.4965 | 26996.6907 | 27042.1059 | 27019.3983
98
99 | RETAIL-TOTAL | 100% | 95.23% | 2.151% | 0.06361% | 0.739% | -2.636% | -0.002931% | -0.1384% | 0.2639% | 0.05479% | 4.249% | 0.01599% | 0.01497% | 0.03096%
100 | Revenue Requirement | 35806939.4893 | 34097159.4878 | 770166.3334 | 22776.7917 | 264612.0483 | -943950.7861 | -1049.4352 | -49557.5819 | 94481.6863 | 19620.0566 | 1521594.7299 | 5726.2511 | 5359.9074 | 11086.1585
101 | Per NCP kW | 0.35858 | 0.56808 | 0.045761 | 0.0056937 | 1.1706 | -0.10814 | -0.009384 | -0.074546 | 9.1659 | 0.41605 | 0.23066 | 0.0048328 | 0.0037318 | 0.0042295
102 | Per KWH | 0.0015824 | 0.0052547 | 0.0001239 | 1.1551e-05 | 0.0033585 | -0.0001971 | -4.1644e-05 | -0.00022028 | 0.012562 | 0.0011797 | 0.0011131 | 9.316e-06 | 6.4765e-06 | 7.6867e-06
103 | Per Customer | 39.4791 | 43.371 | 48.6265 | 92.7142 | 30.1175 | -5643.9509 | -1049.4352 | -15.1761 | 35.6266 | 33.1233 | 17.0466 | 5726.2511 | 5359.9074 | 5543.0793
104
105 | MISC - Total | 100% | 39.02% | 27.32% | 7.536% | 0.3984% | 14.09% | 0.07801% | 0.9775% | 0.03331% | 0.03734% | 7.109% | 1.771% | 1.625% | 3.396%
106 | Revenue Requirement | 10656643.5056 | 4158348.9527 | 2911913.691 | 803122.4982 | 42460.3531 | 1501274.0147 | 8313.78 | 104171.0226 | 3549.265 | 3979.0186 | 757613.8594 | 188711.3668 | 173185.6836 | 361897.0504
107 | Per NCP kW | 0.10672 | 0.069281 | 0.17302 | 0.20076 | 0.18784 | 0.17199 | 0.074342 | 0.1567 | 0.34432 | 0.084377 | 0.11485 | 0.15927 | 0.12058 | 0.13807
108 | Per KWH | 0.00047095 | 0.00064085 | 0.00046846 | 0.0004073 | 0.00053892 | 0.00031348 | 0.00032991 | 0.00046303 | 0.00047191 | 0.00023925 | 0.00055424 | 0.00030701 | 0.00020926 | 0.00025092
109 | Per Customer | 11.7495 | 5.2893 | 183.8513 | 3269.1554 | 4.8327 | 8976.2273 | 8313.78 | 31.9005 | 1.3383 | 6.7175 | 8.4877 | 188711.3668 | 173185.6836 | 180948.5252

## Unit Costs-target
Unit Costs @ Target ROR
Rocky Mountain Power
Cost Of Service By Rate Schedule
State of Utah
2017 Protocol (Non Wgt)
12 Months Ended Dec 2017
7.32% = Earned Return on Rate Base
| Description | Utah Jurisdiction Normalized | Residential Sch 1 | General Large Dist. Sch 6 | General +1 MW Sch 8 | Street & Area Lighting Sch. 7,11,12 | General Trans Sch 9 | General Secondary Sch 22 | Irrigation Sch 10 | Traffic Signals Sch 15 | Outdoor Lighting Sch 15 | General Small Dist. Sch 23 | Industrial Cust 1 | Industrial Cust 2 | Aggregated Industrial
14 | UNITS
15 | NCP kW | 99858849.643 | 60021296.2873 | 16830135.3663 | 4000377.4626 | 226040.3303 | 8728960.3345 | 111832 | 664791.0899 | 10308 | 47157.6697 | 6596798.1024 | 1184880 | 1436273 | 2621153
16 | Annual KWH | 22627944599.7319 | 6488848770.2296 | 6215901782.2262 | 1971798756 | 78788572 | 4789083413.2762 | 25200000 | 224977905 | 7521105 | 16631374 | 1366931671 | 614669000 | 827592251 | 1442261251
17 | Average Customers | 906984.9167 | 786174.0833 | 15838.4167 | 245.6667 | 8786 | 167.25 | 1 | 3265.5 | 2652 | 592.3333 | 89260.6667 | 1 | 1 | 2
18 | Load Factor | 31.04% | 14.81% | 50.59% | 67.52% | 47.75% | 75.16% | 30.87% | 46.36% | 99.95% | 48.31% | 28.39% | 71.06% | 78.93% | 75.38%
19 | CP Load Factor |  | 63.44% | 73.38% |  | 522.6% | 94.63% | 94.63% | 102.3% | 99.19% | 636.3% | 66.52% | 94.77% | 168.3% | 127.9%
20
21 | PTDRM TOTAL | 100% | 37.99% | 26.93% | 7.653% | 0.4525% | 15.08% | 0.0825% | 0.9537% | 0.03721% | 0.04497% | 6.819% | 1.923% | 2.03%
22 | Revenue Requirement | 1925242447.5776 | 731495107.5623 | 518558228.8458 | 147338921.4016 | 8711841.6616 | 290239186.4029 | 1588250.0248 | 18360385.3073 | 716439.6594 | 865747.2197 | 131280139.0852 | 37012815.4396 | 39075384.9675 | 76088200.4071
23 | Per NCP kW | 19.2796 | 12.1873 | 30.8113 | 36.8313 | 38.5411 | 33.2501 | 14.2021 | 27.6183 | 69.5033 | 18.3586 | 19.9006 | 31.2376 | 27.2061 | 29.0285
24 | Per KWH | 0.085083 | 0.11273 | 0.083424 | 0.074723 | 0.11057 | 0.060604 | 0.063026 | 0.08161 | 0.095257 | 0.052055 | 0.09604 | 0.060216 | 0.047216 | 0.052756
25 | Per Customer | 2122.6841 | 930.4493 | 32740.5346 | 599751.3761 | 991.5595 | 1735361.3537 | 1588250.0248 | 5622.5342 | 270.1507 | 1461.5879 | 1470.7502 | 37012815.4396 | 39075384.9675 | 38044100.2035
26
27 | PRODUCTION-TOTAL | 100% | 32.36% | 28% | 8.296% | 0.2444% | 18.58% | 0.09434% | 0.9497% | 0.03022% | 0.05175% | 6.46% | 2.361% | 2.567% | 4.928%
28 | Revenue Requirement | 1297283915.0318 | 419848940.2626 | 363286285.5921 | 107626210.6601 | 3170065.7609 | 241013830.0721 | 1223893.7326 | 12320861.9916 | 391986.6581 | 671375.0922 | 83798583.0249 | 30629730.8243 | 33302151.3602 | 63931882.1846
29 | Per NCP kW | 12.9912 | 6.995 | 21.5855 | 26.904 | 14.0243 | 27.6108 | 10.944 | 18.5334 | 38.0274 | 14.2368 | 12.7029 | 25.8505 | 23.1865 | 24.3907
30 | Per KWH | 0.057331 | 0.064703 | 0.058445 | 0.054583 | 0.040235 | 0.050326 | 0.048567 | 0.054765 | 0.052118 | 0.040368 | 0.061304 | 0.049831 | 0.04024 | 0.044328
31 | Per Customer | 1430.3258 | 534.0407 | 22937.033 | 438098.5509 | 360.8088 | 1441039.3427 | 1223893.7326 | 3773.04 | 147.8079 | 1133.4413 | 938.8075 | 30629730.8243 | 33302151.3602 | 31965941.0923
32
33 | PRODUCTION-DEMAND | 100% | 35.8% | 28.21% | 7.849% | 0.1303% | 16.56% | 0.07795% | 0.8887% | 0.0266% | 0.0282% | 6.813% | 2.076% | 1.546% | 3.622%
34 | Revenue Requirement | 632249572.9384 | 226315437.301 | 178377056.0945 | 49622750.3043 | 824065.3253 | 104677678.1985 | 492814.1604 | 5618720.3147 | 168189.2332 | 178264.5033 | 43076313.3856 | 13125841.9939 | 9772442.1236 | 22898284.1175
35 | Per NCP kW | 6.3314 | 3.7706 | 10.5987 | 12.4045 | 3.6457 | 11.992 | 4.4067 | 8.4519 | 16.3164 | 3.7802 | 6.5299 | 11.0778 | 6.804 | 8.736
36 | Per KWH | 0.027941 | 0.034878 | 0.028697 | 0.025166 | 0.010459 | 0.021858 | 0.019556 | 0.024975 | 0.022362 | 0.010719 | 0.031513 | 0.021354 | 0.011808 | 0.015877
37 | Per Customer | 697.0894 | 287.8694 | 11262.3035 | 201992.1993 | 93.793 | 625875.5049 | 492814.1604 | 1720.6309 | 63.4198 | 300.953 | 482.5901 | 13125841.9939 | 9772442.1236 | 11449142.0588
38
39 | PRODUCTION-ENERGY | 100% | 29.1% | 27.8% | 8.722% | 0.3528% | 20.5% | 0.1099% | 1.008% | 0.03365% | 0.07415% | 6.123% | 2.632% | 3.538% | 6.17%
40 | Revenue Requirement | 665034342.0934 | 193533502.9615 | 184909229.4977 | 58003460.3558 | 2346000.4355 | 136336151.8737 | 731079.5722 | 6702141.6769 | 223797.4249 | 493110.5889 | 40722269.6393 | 17503888.8304 | 23529709.2366 | 41033598.0671
41 | Per NCP kW | 6.6597 | 3.2244 | 10.9868 | 14.4995 | 10.3787 | 15.6188 | 6.5373 | 10.0816 | 21.711 | 10.4566 | 6.173 | 14.7727 | 16.3825 | 15.6548
42 | Per KWH | 0.02939 | 0.029826 | 0.029748 | 0.029417 | 0.029776 | 0.028468 | 0.029011 | 0.02979 | 0.029756 | 0.029649 | 0.029791 | 0.028477 | 0.028432 | 0.028451
43 | Per Customer | 733.2364 | 246.1713 | 11674.7294 | 236106.3515 | 267.0158 | 815163.8378 | 731079.5722 | 2052.409 | 84.3882 | 832.4883 | 456.2174 | 17503888.8304 | 23529709.2366 | 20516799.0335
44
45 | TRANSMISSION-TOTAL | 100% | 34.13% | 28.13% | 8.014% | 0.1781% | 17.71% | 0.08521% | 0.9118% | 0.02567% | 0.03458% | 6.563% | 2.217% | 2.001% | 4.217%
46 | Revenue Requirement | 276472224.3799 | 94365750.5689 | 77758553.4748 | 22155337.8497 | 492260.8431 | 48972980.7956 | 235592.2624 | 2520890.3098 | 70957.5406 | 95609.2347 | 18144113.0639 | 6128078.4708 | 5532099.9656 | 11660178.4364
47 | Per NCP kW | 2.7686 | 1.5722 | 4.6202 | 5.5383 | 2.1778 | 5.6104 | 2.1067 | 3.792 | 6.8837 | 2.0274 | 2.7504 | 5.1719 | 3.8517 | 4.4485
48 | Per KWH | 0.012218 | 0.014543 | 0.01251 | 0.011236 | 0.0062479 | 0.010226 | 0.0093489 | 0.011205 | 0.0094345 | 0.0057487 | 0.013274 | 0.0099697 | 0.0066846 | 0.0080847
49 | Per Customer | 304.8256 | 120.0316 | 4909.4903 | 90184.5503 | 56.0279 | 292813.0391 | 235592.2624 | 771.9768 | 26.7562 | 161.4112 | 203.2711 | 6128078.4708 | 5532099.9656 | 5830089.2182
50
51 | TRANSMISSION-DEMAND | 100% | 35.72% | 28.23% | 7.809% | 0.1251% | 16.77% | 0.07768% | 0.8833% | 0.02406% | 0.02393% | 6.73% | 2.083% | 1.528% | 3.611%
52 | Revenue Requirement | 213209457.2996 | 76148714.6959 | 60195282.9086 | 16648695.2323 | 266827.2821 | 35751589.101 | 165613.9895 | 1883310.089 | 51289.7802 | 51011.127 | 14348673.446 | 4441154.7356 | 3257294.9123 | 7698449.6479
53 | Per NCP kW | 2.1351 | 1.2687 | 3.5766 | 4.1618 | 1.1804 | 4.0957 | 1.4809 | 2.8329 | 4.9757 | 1.0817 | 2.1751 | 3.7482 | 2.2679 | 2.937
54 | Per KWH | 0.0094224 | 0.011735 | 0.0096841 | 0.0084434 | 0.0033866 | 0.0074652 | 0.006572 | 0.0083711 | 0.0068194 | 0.0030672 | 0.010497 | 0.0072253 | 0.0039359 | 0.0053378
55 | Per Customer | 235.075 | 96.8599 | 3800.5872 | 67769.4514 | 30.3696 | 213761.3698 | 165613.9895 | 576.7295 | 19.34 | 86.119 | 160.7502 | 4441154.7356 | 3257294.9123 | 3849224.824
56
57 | TRANSMISSION-ENERGY | 100% | 28.8% | 27.76% | 8.704% | 0.3563% | 20.9% | 0.1106% | 1.008% | 0.03109% | 0.0705% | 5.999% | 2.667% | 3.596% | 6.262%
58 | Revenue Requirement | 63262767.0803 | 18217035.873 | 17563270.5663 | 5506642.6174 | 225433.5611 | 13221391.6946 | 69978.2728 | 637580.2208 | 19667.7604 | 44598.1077 | 3795439.6178 | 1686923.7351 | 2274805.0533 | 3961728.7884
59 | Per NCP kW | 0.63352 | 0.30351 | 1.0436 | 1.3765 | 0.99732 | 1.5147 | 0.62574 | 0.95907 | 1.908 | 0.94572 | 0.57535 | 1.4237 | 1.5838 | 1.5114
60 | Per KWH | 0.0027958 | 0.0028074 | 0.0028255 | 0.0027927 | 0.0028612 | 0.0027607 | 0.0027769 | 0.002834 | 0.002615 | 0.0026816 | 0.0027766 | 0.0027444 | 0.0027487 | 0.0027469
61 | Per Customer | 69.7506 | 23.1718 | 1108.9032 | 22415.0988 | 25.6583 | 79051.6693 | 69978.2728 | 195.2473 | 7.4162 | 75.2922 | 42.5209 | 1686923.7351 | 2274805.0533 | 1980864.3942
62
63 | DISTRIBUTION-TOTAL | 100% | 58.69% | 24.21% | 5.485% | 1.555% | -0.09998% | 0.03983% | 1.136% | 0.05097% | 0.02464% | 8.871% | 0.01986% | 0.02052% | 0.04038%
64 | Revenue Requirement | 305022725.171 | 179024908.2903 | 73831309.7545 | 16731473.6019 | 4742442.6562 | -304947.6935 | 121499.685 | 3464019.5651 | 155464.5094 | 75163.8177 | 27058234.4072 | 60568.5266 | 62588.0506 | 123156.5772
65 | Per NCP kW | 3.0545 | 2.9827 | 4.3869 | 4.1825 | 20.9805 | -0.034935 | 1.0864 | 5.2107 | 15.0819 | 1.5939 | 4.1017 | 0.051118 | 0.043577 | 0.046986
66 | Per KWH | 0.01348 | 0.02759 | 0.011878 | 0.0084854 | 0.060192 | -6.3676e-05 | 0.0048214 | 0.015397 | 0.02067 | 0.0045194 | 0.019795 | 9.8538e-05 | 7.5627e-05 | 8.5391e-05
67 | Per Customer | 336.3041 | 227.7166 | 4661.5335 | 68106.4054 | 539.7727 | -1823.3046 | 121499.685 | 1060.793 | 58.6216 | 126.8945 | 303.1373 | 60568.5266 | 62588.0506 | 61578.2886
68
69 | DISTRIBUTION-SUBSTATION | 100% | 50.79% | 31.55% | 7.503% | 0.3926% | -0.2473% | 0.01745% | 1.377% | 0.02525% | 0.0132% | 8.546% | 0.01626% | 0.01705% | 0.03331%
70 | Revenue Requirement | 44168295.8988 | 22432559.2447 | 13935718.565 | 3314021.3563 | 173406.5986 | -109228.0277 | 7707.6038 | 608016.6617 | 11150.597 | 5828.4271 | 3774402.9107 | 7183.2624 | 7528.6993 | 14711.9617
71 | Per NCP kW | 0.44231 | 0.37374 | 0.82802 | 0.82843 | 0.76715 | -0.012513 | 0.068921 | 0.9146 | 1.0817 | 0.12359 | 0.57216 | 0.0060624 | 0.0052418 | 0.0056128
72 | Per KWH | 0.0019519 | 0.0034571 | 0.0022419 | 0.0016807 | 0.0022009 | -2.2808e-05 | 0.00030586 | 0.0027026 | 0.0014826 | 0.00035045 | 0.0027612 | 1.1686e-05 | 9.0971e-06 | 1.0201e-05
73 | Per Customer | 48.6979 | 28.5338 | 879.8682 | 13489.9105 | 19.7367 | -653.0824 | 7707.6038 | 186.194 | 4.2046 | 9.8398 | 42.2852 | 7183.2624 | 7528.6993 | 7355.9808
74
75 | DISTRIBUTION- P & C | 100% | 55.01% | 26.35% | 6.368% | 2.511% | -0.2121% | -0.001897% | 1.092% | 0.0176% | 0.00491% | 8.848% | 0.007874% | 0.008552% | 0.01643%
76 | Revenue Requirement | 151915493.892 | 83564785.9688 | 40027134.7689 | 9674680.1551 | 3814028.9253 | -322208.8477 | -2881.639 | 1659275.6333 | 26733.2168 | 7459.3002 | 13441532.9351 | 11961.6199 | 12991.8551 | 24953.475
77 | Per NCP kW | 1.5213 | 1.3923 | 2.3783 | 2.4184 | 16.8732 | -0.036913 | -0.025768 | 2.4959 | 2.5934 | 0.15818 | 2.0376 | 0.010095 | 0.0090455 | 0.00952
78 | Per KWH | 0.0067136 | 0.012878 | 0.0064395 | 0.0049065 | 0.048408 | -6.728e-05 | -0.00011435 | 0.0073753 | 0.0035544 | 0.00044851 | 0.0098334 | 1.946e-05 | 1.5698e-05 | 1.7302e-05
79 | Per Customer | 167.4951 | 106.293 | 2527.2182 | 39381.3303 | 434.103 | -1926.5103 | -2881.639 | 508.123 | 10.0804 | 12.5931 | 150.5874 | 11961.6199 | 12991.8551 | 12476.7375
80
81 | DISTRIBUTION-TRANSFORMER | 100% | 61.3% | 23.81% | 4.76% | 0.7591% | -0.1468% | 0.1726% | 1.592% | 0.02066% | 0.05854% | 7.648% | 0.01401% | 0.01459% | 0.0286%
82 | Revenue Requirement | 65102959.198 | 39907541.5103 | 15499241.7996 | 3099196.7413 | 494199.7654 | -95583.6142 | 112374.624 | 1036440.229 | 13448.6334 | 38108.1321 | 4979369.3669 | 9120.7911 | 9501.2189 | 18622.01
83 | Per NCP kW | 0.65195 | 0.66489 | 0.92092 | 0.77473 | 2.1863 | -0.01095 | 1.0049 | 1.559 | 1.3047 | 0.8081 | 0.75482 | 0.0076976 | 0.0066152 | 0.0071045
84 | Per KWH | 0.0028771 | 0.0061502 | 0.0024935 | 0.0015718 | 0.0062725 | -1.9959e-05 | 0.0044593 | 0.0046069 | 0.0017881 | 0.0022913 | 0.0036427 | 1.4839e-05 | 1.1481e-05 | 1.2912e-05
85 | Per Customer | 71.7795 | 50.7617 | 978.5853 | 12615.4548 | 56.2486 | -571.5014 | 112374.624 | 317.391 | 5.0711 | 64.3356 | 55.7846 | 9120.7911 | 9501.2189 | 9311.005
86
87 | DISTRIBUTION-SERVICE | 100% | 76.87% | 9.874% | 1.419% | 0.5654% | -0.1217% | 0.0131% | 0.1821% | 0.2392% | 0.05566% | 10.88% | 0.0154% | 0.01603% | 0.03143%
88 | Revenue Requirement | 34456144.6088 | 26484787.2295 | 3402216.8572 | 489073.9291 | 194826.9644 | -41915.9726 | 4515.098 | 62736.0752 | 82411.5026 | 19178.99 | 3747483.6017 | 5306.1624 | 5524.1714 | 10830.3338
89 | Per NCP kW | 0.34505 | 0.44126 | 0.20215 | 0.12226 | 0.86191 | -0.0048019 | 0.040374 | 0.09437 | 7.9949 | 0.4067 | 0.56808 | 0.0044782 | 0.0038462 | 0.0041319
90 | Per KWH | 0.0015227 | 0.0040816 | 0.00054734 | 0.00024803 | 0.0024728 | -8.7524e-06 | 0.00017917 | 0.00027885 | 0.010957 | 0.0011532 | 0.0027415 | 8.6326e-06 | 6.675e-06 | 7.5093e-06
91 | Per Customer | 37.9898 | 33.6882 | 214.8079 | 1990.803 | 22.1747 | -250.6187 | 4515.098 | 19.2118 | 31.0752 | 32.3787 | 41.9836 | 5306.1624 | 5524.1714 | 5415.1669
92
93 | DISTRIBUTION-METER | 100% | 70.74% | 10.31% | 1.647% | 0.7034% | 2.814% | -0.002303% | 1.04% | 0.2316% | 0.04892% | 11.89% | 0.2878% | 0.2883% | 0.5761%
94 | Revenue Requirement | 9379831.5735 | 6635234.337 | 966997.7639 | 154501.4201 | 65980.4025 | 263988.7687 | -216.0018 | 97550.9658 | 21720.5596 | 4588.9681 | 1115445.5929 | 26996.6907 | 27042.1059 | 54038.7967
95 | Per NCP kW | 0.093931 | 0.11055 | 0.057456 | 0.038622 | 0.2919 | 0.030243 | -0.0019315 | 0.14674 | 2.1072 | 0.097311 | 0.16909 | 0.022784 | 0.018828 | 0.020616
96 | Per KWH | 0.00041452 | 0.0010226 | 0.00015557 | 7.8356e-05 | 0.00083744 | 5.5123e-05 | -8.5715e-06 | 0.0004336 | 0.0028879 | 0.00027592 | 0.00081602 | 4.3921e-05 | 3.2676e-05 | 3.7468e-05
97 | Per Customer | 10.3418 | 8.4399 | 61.0539 | 628.9067 | 7.5097 | 1578.4082 | -216.0018 | 29.8732 | 8.1903 | 7.7473 | 12.4965 | 26996.6907 | 27042.1059 | 27019.3983
98
99 | RETAIL-TOTAL | 100% | 95.23% | 2.151% | 0.06361% | 0.739% | -2.636% | -0.002931% | -0.1384% | 0.2639% | 0.05479% | 4.249% | 0.01599% | 0.01497% | 0.03096%
100 | Revenue Requirement | 35806939.4893 | 34097159.4878 | 770166.3334 | 22776.7917 | 264612.0483 | -943950.7861 | -1049.4352 | -49557.5819 | 94481.6863 | 19620.0566 | 1521594.7299 | 5726.2511 | 5359.9074 | 11086.1585
101 | Per NCP kW | 0.35858 | 0.56808 | 0.045761 | 0.0056937 | 1.1706 | -0.10814 | -0.009384 | -0.074546 | 9.1659 | 0.41605 | 0.23066 | 0.0048328 | 0.0037318 | 0.0042295
102 | Per KWH | 0.0015824 | 0.0052547 | 0.0001239 | 1.1551e-05 | 0.0033585 | -0.0001971 | -4.1644e-05 | -0.00022028 | 0.012562 | 0.0011797 | 0.0011131 | 9.316e-06 | 6.4765e-06 | 7.6867e-06
103 | Per Customer | 39.4791 | 43.371 | 48.6265 | 92.7142 | 30.1175 | -5643.9509 | -1049.4352 | -15.1761 | 35.6266 | 33.1233 | 17.0466 | 5726.2511 | 5359.9074 | 5543.0793
104
105 | MISC - Total | 100% | 39.02% | 27.32% | 7.536% | 0.3984% | 14.09% | 0.07801% | 0.9775% | 0.03331% | 0.03734% | 7.109% | 1.771% | 1.625% | 3.396%
106 | Revenue Requirement | 10656643.5056 | 4158348.9527 | 2911913.691 | 803122.4982 | 42460.3531 | 1501274.0147 | 8313.78 | 104171.0226 | 3549.265 | 3979.0186 | 757613.8594 | 188711.3668 | 173185.6836 | 361897.0504
107 | Per NCP kW | 0.10672 | 0.069281 | 0.17302 | 0.20076 | 0.18784 | 0.17199 | 0.074342 | 0.1567 | 0.34432 | 0.084377 | 0.11485 | 0.15927 | 0.12058 | 0.13807
108 | Per KWH | 0.00047095 | 0.00064085 | 0.00046846 | 0.0004073 | 0.00053892 | 0.00031348 | 0.00032991 | 0.00046303 | 0.00047191 | 0.00023925 | 0.00055424 | 0.00030701 | 0.00020926 | 0.00025092
109 | Per Customer | 11.7495 | 5.2893 | 183.8513 | 3269.1554 | 4.8327 | 8976.2273 | 8313.78 | 31.9005 | 1.3383 | 6.7175 | 8.4877 | 188711.3668 | 173185.6836 | 180948.5252

## Function Summary
Function Summary
Rocky Mountain Power
Cost Of Service - Function Summary
State of Utah
2017 Protocol (Non Wgt)
12 Months Ended Dec 2017
| A | B | C | D | E | F | G | H | I | J | K | L | M
| 12 Months Ended Dec 2017 C: Utah | Distribution | Distribution | Distribution | Distribution | Distribution | Chk Total
|  |  | Jurisdiction | Production | Transmission | Distribution | Retail | MISC. | Substations | Poles & Wires | Transformers | Services | Meters
| DESCRIPTION |  | Normalized | Function | Function | Function | Function | Function | Function | Function | Function | Function | Function | 0
14 | 12 Months Ended Dec 2017 A: Operating Expenses
15 | Operation & Maintenance Expenses |  | 1180129294.101 | 932681063.307 | 103951604.9503 | 96453470.319 | 38130355.5019 | 8912800.0228 | 15735249.1603 | 71661068.436 | 4431823.1309 | 2265084.6404 | 2360244.9514 | 0
16 | Depreciation Expense |  | 284922828.0815 | 176724349.203 | 51774573.4189 | 55918910.3481 | 504995.1115 | 0 | -10455942.1848 | 42673185.0604 | 12999759.7143 | 7243287.6253 | 3458620.1329 | 0
17 | Amortization Expense |  | 24536786.9801 | 23266371.8064 | -77717.0935 | -1124002.0621 | 2472134.3294 | 0 | -192737.7121 | -561198.2099 | -213258.7231 | -121873.1985 | -34934.2186 | 0
18 | Taxes Other Than Income |  | 69433038.3316 | 34033500.8325 | 16769014.6255 | 18214647.1163 | 415864.4772 | 11.28 | 3123347.8384 | 9094313.7022 | 3455894.359 | 1974976.1837 | 566115.033 | 0
19 | Income Taxes - Federal |  | 77175336.4947 | 30811277.0449 | 21154546.7439 | 26006927.1406 | -927837.7607 | 130423.326 | 12768501.0249 | -18180304.1972 | 19977929.5987 | 10866693.5328 | 574107.1814 | 0
20 | Income Taxes - State |  | 13765213.312 | 7465107.6611 | 2874551.5614 | 3533909.4675 | -126077.7419 | 17722.3639 | 1735027.2262 | -2470401.3964 | 2714668.833 | 1476603.1738 | 78011.631 | 0
21 | Income Taxes Deferred |  | 53483653.4759 | 14548831.6155 | 25283477.7743 | 12087361.4082 | 1563982.6779 | 0 | 1811321.3666 | 7193050.8636 | 1737205.7245 | 978615.2297 | 367168.2238 | 0
22 | Investment Tax Credit Adj |  | -3090508.1406 | -1520017.731 | -759402.8313 | -811087.5782 | 0 | 0 | -139080.8517 | -404964.4678 | -153888.9537 | -87944.5339 | -25208.7712 | 0
23 | Misc Revenues & Expense |  | 577753.3119 | -48180.0986 | -178.9196 | -28894.86 | 655007.19 | 0 | -4954.7322 | -14426.7918 | -5482.2684 | -3133.0094 | -898.0583 | 0
24
25 | Total Operating Expenses |  | 1700933395.9481 | 1217962303.6408 | 220970470.2299 | 210251241.2993 | 42688423.7854 | 9060956.9927 | 24380731.1356 | 108990322.999 | 44944651.4152 | 24592309.6441 | 7343226.1053 | 0
26
27
28 | 12 Months Ended Dec 2017 A: Rate Base :
29 | Electric Plant In Service |  | 11729140988.371 | 5698172552.1353 | 2886962193.6866 | 3066467501.6405 | 77538740.9085 | 0 | 535429222.7281 | 1559019862.2421 | 560146913.9142 | 320113029.9284 | 91758472.8277 | 0
30 | Plant Held For Future Use |  | 7249580.3093 | 0 | 1499559.3032 | 5750021.0062 | 0 | 0 | 985982.0817 | 2870903.5366 | 1090960.7544 | 623462.7808 | 178711.8526 | 0
31 | Electric Plant Acquisition Adj |  | 22318809.5357 | 22318809.5357 | 0 | 0 | 0 | 0 | 0 | 0 | 0 | 0 | 0 | 0
32 | Pensions |  | 0 | 0 | 0 | 0 | 0 | 0 | 0 | 0 | 0 | 0 | 0 | 0
33 | Prepayments |  | 16395923.2238 | 6619120.349 | 3324834.1747 | 3046505.8692 | 14359.2094 | 3391103.6215 | 522398.1261 | 1521076.9604 | 578018.4695 | 330326.2752 | 94686.0381 | 0
34 | Fuel Stock |  | 87842266.2008 | 87842266.2008 | 0 | 0 | 0 | 0 | 0 | 0 | 0 | 0 | 0 | 0
35 | Materials & Supplies |  | 100361615.0229 | 87106754.0301 | 449083.6171 | 12805777.3756 | 0 | 0 | 2195864.5056 | 6393742.1302 | 2429660.7841 | 1388503.7228 | 398006.2328 | 0
36 | Misc Deferred Debits |  | 357301560.0769 | 219656076.0698 | 25525632.7193 | 78421833.6509 | 32142255.4934 | 1555762.1436 | 13447346.1415 | 39154903.8401 | 14879100.913 | 8503115.8033 | 2437366.953 | 0
37 | Cash Working Capital |  | 21879486.6805 | 12380192.4901 | 4328593.1161 | 4568399.1465 | 501306.2289 | 100995.6989 | 879600.3742 | 2148331.8793 | 902653.0668 | 505898.3961 | 131915.4301 | 0
38 | Weatherization Loans |  | 16218.9653 | 0 | 0 | 0 | 0 | 16218.9653 | 0 | 0 | 0 | 0 | 0 | 0
39 | Miscellaneous Rate Base |  | 0 | 0 | 0 | 0 | 0 | 0 | 0 | 0 | 0 | 0 | 0 | 0
40
41 | Total Rate Base Additions |  | 12342506448.3863 | 6134095770.811 | 2922089896.617 | 3171060038.6888 | 110196661.8402 | 5064080.4293 | 553460413.9572 | 1611108820.5886 | 580027307.902 | 331464336.9066 | 94999159.3344 | 0
42
43 | 12 Months Ended Dec 2017 A: Rate Base Deductions :
44 | Accum Provision For Depreciation |  | -3684881172.6605 | -1902344876.3406 | -775506999.6488 | -1003370725.6545 | -3658571.0166 | 0 | -126070873.5243 | -589208184.9589 | -138115908.979 | -107340937.6046 | -42634820.5877 | 0
45 | Accum Provision For Amortization |  | -223387826.3224 | -97859885.5479 | -36876975.9752 | -31389981.139 | -57260983.6604 | 0 | -5382581.8921 | -15672570.1991 | -5955671.7215 | -3403550.1628 | -975607.1635 | 0
46 | Accum Deferred Income Taxes |  | -2046124859.0078 | -996054105.4664 | -494708875.934 | -540995034.1528 | -14366843.4546 | 0 | -92071071.2948 | -273194023.8256 | -101163243.6633 | -57775111.3555 | -16791584.0135 | 0
47 | Unamortized ITC |  | -151350.6503 | -74439.4325 | -37190.0371 | -39721.1807 | 0 | 0 | -6811.1703 | -19832.2194 | -7536.3637 | -4306.8848 | -1234.5426 | 0
48 | Customer Advance For Construction |  | -19682679.2956 | 0 | -11034560.3648 | -8648118.9308 | 0 | 0 | -1482932.027 | -4317882.5254 | -1640821.5453 | -937697.4922 | -268785.3408 | 0
49 | Customer Service Deposits |  | -15561423.4162 | 0 | 0 | 0 | -15561423.4162 | 0 | 0 | 0 | 0 | 0 | 0 | 0
50 | Misc Rate Base Deductions |  | -185230442.282 | -120578183.2788 | -28159564.1213 | -34134810.0714 | -2357884.8104 | 0 | -5853250.1108 | -17043024.1646 | -6476452.5395 | -3701166.2371 | -1060917.0194 | 0
51
52 | Total Rate Base Deductions |  | -6175019753.6346 | -3116911490.0662 | -1346324166.0812 | -1618578391.1291 | -93205706.3582 | 0 | -230867520.0193 | -899455517.8931 | -253359634.8122 | -173162769.7369 | -61732948.6676 | 0
53
54 | Total Rate Base |  | 6167486694.7516 | 3017184280.7448 | 1575765730.5358 | 1552481647.5597 | 16990955.482 | 5064080.4293 | 322592893.9379 | 711653302.6956 | 326667673.0898 | 158301567.1696 | 33266210.6668 | 0
55
56
57 | Return On Rate Base | 7.319% | 451378135.9423 | 220817828.0459 | 115325128.9113 | 113621043.1968 | 1243512.3403 | 370623.448 | 23609516.5406 | 52083572.6296 | 23907736.2708 | 11585572.8342 | 2434644.9216 | 0
58 | Total Operating Expenses |  | 1700933395.9481 | 1217962303.6408 | 220970470.2299 | 210251241.2993 | 42688423.7854 | 9060956.9927 | 24380731.1356 | 108990322.999 | 44944651.4152 | 24592309.6441 | 7343226.1053 | 0
59 | Revenue Credits |  | -227069084.3128 | -143030102.7089 | -60654879.3217 | -16510290.3163 | -8099114.3328 | 1225302.3669 | -3243064.8282 | -7779704.5012 | -3367304.4593 | -1716680.8857 | -403535.6419 | 0
60
61 | Total Revenue Requirements |  | 1925242447.5776 | 1295750028.9777 | 275640719.8196 | 307361994.1798 | 35832821.7929 | 10656882.8076 | 44747182.8481 | 153294191.1274 | 65485083.2267 | 34461201.5926 | 9374335.385 | 0
62
63
64 | Return On Rate Base @ Target ROR | 7.319% | 451378135.9423 | 220817828.0459 | 115325128.9113 | 113621043.1968 | 1243512.3403 | 370623.448 | 23609516.5406 | 52083572.6296 | 23907736.2708 | 11585572.8342 | 2434644.9216 | 0
65 | Total Operating Expenses Adjusted for Taxes |  | 1700933395.9481 | 1217962303.6408 | 220970470.2299 | 210251241.2993 | 42688423.7854 | 9060956.9927 | 24380731.1356 | 108990322.999 | 44944651.4152 | 24592309.6441 | 7343226.1053 | 0
66 | Revenue Credits |  | -227069084.3128 | -143030102.7089 | -60654879.3217 | -16510290.3163 | -8099114.3328 | 1225302.3669 | -3243064.8282 | -7779704.5012 | -3367304.4593 | -1716680.8857 | -403535.6419 | 0
67
68 | Total Target Revenue Requirements |  | 1925242447.5776 | 1295750028.9777 | 275640719.8196 | 307361994.1798 | 35832821.7929 | 10656882.8076 | 44747182.8481 | 153294191.1274 | 65485083.2267 | 34461201.5926 | 9374335.385 | 0

## Class Summary
Class Summary
Rocky Mountain Power
Cost Of Service By Rate Schedule - All Functions
State of Utah
2017 Protocol (Non Wgt)
12 Months Ended Dec 2017
| A | B | C | D | E | F | G | H | I | J | K | L | M | N | O
Chk Total
| DESCRIPTION |  | Utah Jurisdiction Normalized | Residential Sch 1 | General Large Dist. Sch 6 | General +1 MW Sch 8 | Street & Area Lighting Sch. 7,11,12 | General Trans Sch 9 | General Secondary Sch 22 | Irrigation Sch 10 | Traffic Signals Sch 15 | Outdoor Lighting Sch 15 | General Small Dist. Sch 23 | Industrial Cust 1 | Industrial Cust 2 | 0
13 | Operating Revenues |  | 2152311531.8905 | 805514426.7211 | 604225975.6037 | 166258615.5839 | 11391404.5417 | 306616775.9852 | 1891288.0115 | 20072694.8426 | 895755.8909 | 1309110.6073 | 154301092.1715 | 37344332.9311 | 42490058.9999 | 0
14
15 | 12 Months Ended Dec 2017 A: Operating Expenses
16 | Operation & Maintenance Expenses |  | 1180129294.101 | 423556588.0487 | 317051548.605 | 92817601.7342 | 5445159.4219 | 196029524.6902 | 1016546.9155 | 11149753.1835 | 474743.0936 | 608501.1077 | 79258878.9326 | 24865437.6166 | 27855010.7515 | 0
17 | Depreciation Expense |  | 284922828.0815 | 112757496.1398 | 75714413.1615 | 20913726.5865 | 2082757.663 | 40312796.9754 | 226503.3628 | 2707571.8008 | 102292.9253 | 109161.8952 | 20279248.4339 | 5065911.7729 | 4650947.3643 | 0
18 | Amortization Expense |  | 24536786.9801 | 9602126.4978 | 6243659.7279 | 1784154.9715 | 69406.5359 | 3944362.3733 | 19154.2818 | 208693.483 | 12805.4316 | 10279.4238 | 1687831.1283 | 497306.9578 | 457006.1674 | 0
19 | Taxes Other Than Income |  | 69433038.3316 | 28181329.6791 | 18980048.6443 | 5141921.8476 | 262745.1368 | 8949144.5733 | 54085.2733 | 699504.3692 | 23392.3837 | 24967.2461 | 4894196.558 | 1146688.5075 | 1075014.1127 | 0
20 | Income Taxes - Federal |  | 77175336.4947 | 28229252.0259 | 30077642.056 | 6454249.4912 | 342430.9687 | 2870977.0085 | 98334.0753 | 610724.4496 | 49392.6392 | 141312.8554 | 7483970.819 | -134948.2964 | 951998.4024 | 0
21 | Income Taxes - State |  | 13765213.312 | 4954503.6464 | 5009512.7304 | 1141502.9941 | 52501.2909 | 964820.04 | 16176.798 | 113049.2716 | 7639.658 | 20500.2471 | 1234807.4975 | 54179.5218 | 196019.6163 | 0
22 | Income Taxes Deferred |  | 53483653.4759 | 21663733.1015 | 14909775.0343 | 3999637.9177 | 196478.4918 | 6887899.8199 | 42741.8673 | 535825.569 | 18191.1339 | 18959.9128 | 3413306.5617 | 932871.2312 | 864232.8347 | 0
23 | Investment Tax Credit Adj |  | -3090508.1406 | -1248022.0532 | -841676.7316 | -228909.5589 | -11548.3452 | -403740.6377 | -2399.1814 | -31063.4691 | -1025.555 | -1106.0058 | -222333.3781 | -50930.9024 | -47752.322 | 0
24 | Misc Revenues & Expense |  | 577753.3119 | 482343.0575 | 49923.1245 | 13425.2339 | -143.0987 | 22207.8076 | 158.2467 | 28.8029 | -21.9442 | -31.0822 | 13169.9763 | -1714.755 | -1592.0575 | 0
25
26 | Total Operating Expenses |  | 1700933395.9481 | 628179350.1433 | 467194846.3523 | 132037311.2179 | 8439788.0652 | 259577992.6506 | 1471301.6394 | 15994087.4604 | 687409.766 | 932545.6001 | 118043076.5291 | 32374801.654 | 36000884.8699 | 0
27
28 | Operating Revenue For Return |  | 451378135.9423 | 177335076.5777 | 137031129.2514 | 34221304.366 | 2951616.4765 | 47038783.3346 | 419986.3721 | 4078607.3822 | 208346.1249 | 376565.0072 | 36258015.6425 | 4969531.2772 | 6489174.1301 | 0
29
30
31 | 12 Months Ended Dec 2017 A: Rate Base :
32 | Electric Plant In Service |  | 11729140988.371 | 4788246853.3229 | 3155876418.2818 | 859336742.5474 | 55113359.4844 | 1518413499.0092 | 8823919.7349 | 116413190.6537 | 4273310.0951 | 4344384.0662 | 852163811.0732 | 190555343.5064 | 175580156.5957 | 0
33 | Plant Held For Future Use |  | 7249580.3093 | 3263935.9415 | 2364614.2838 | 585044.1856 | 5979.3847 | 262859.697 | 2307.0566 | 103455.4304 | 1815.8253 | 1429.0982 | 594488.7443 | 33167.8076 | 30482.8543 | 0
34 | Electric Plant Acquisition Adj |  | 22318809.5357 | 7615817.4368 | 6280048.7326 | 1800489.5229 | 40634.5579 | 3912293.0981 | 19161.2828 | 204652.1849 | 6317.4597 | 8835.2537 | 1483210.345 | 493655.6882 | 453693.9732 | 0
35 | Pensions |  | 0 | 0 | 0 | 0 | 0 | 0 | 0 | 0 | 0 | 0 | 0 | 0 | 0 | 0
36 | Prepayments |  | 16395923.2238 | 6556315.0128 | 4453833.3738 | 1218264.4072 | 72359.2027 | 2199053.4064 | 12535.0388 | 162190.5074 | 5623.4274 | 6051.2157 | 1180736.5834 | 275952.2879 | 253008.7604 | 0
37 | Fuel Stock |  | 87842266.2008 | 25531744.4643 | 24435827.8115 | 7666102.6339 | 310010.2589 | 18017152.5465 | 96717.6158 | 885223.0317 | 29593.3744 | 65439.6498 | 5378481.0465 | 2312464.4494 | 3113509.3181 | 0
38 | Materials & Supplies |  | 100361615.0229 | 37386426.6695 | 27734841.6487 | 7761265.4209 | 321032.5187 | 15360227.2315 | 81206.592 | 959267.8496 | 31617.2623 | 38335.4871 | 6968910.1765 | 1937653.6697 | 1780830.4965 | 0
39 | Misc Deferred Debits |  | 357301560.0769 | 138877428.7768 | 96785202.2176 | 27105847.5927 | 1741558.7117 | 50108791.2482 | 293986.7757 | 3620016.4776 | 127659.8471 | 162286.3207 | 25321555.1407 | 6347565.1443 | 6809661.8237 | 0
40 | Cash Working Capital |  | 21879486.6805 | 8410955.8627 | 5987570.5762 | 1671977.9 | 152777.7388 | 3040061.9682 | 17142.1965 | 210909.4545 | 9136.8132 | 11240.3509 | 1564402.0361 | 378668.8112 | 424642.9723 | 0
41 | Weatherization Loans |  | 16218.9653 | 5260.9552 | 4546.3753 | 1344.0874 | 38.7658 | 3004.2422 | 15.2355 | 153.6282 | 4.8819 | 8.3079 | 1049.5838 | 381.4805 | 411.4215 | 0
42 | Miscellaneous Rate Base |  | 0 | 0 | 0 | 0 | 0 | 0 | 0 | 0 | 0 | 0 | 0 | 0 | 0 | 0
43
44 | Total Rate Base Additions |  | 12342506448.3863 | 5015894738.4425 | 3323922903.3015 | 907147078.298 | 57757750.6235 | 1611316942.4473 | 9346991.5286 | 122559059.218 | 4485078.9863 | 4638009.7503 | 894656644.7295 | 202334852.8452 | 188446398.2157 | 0
45
46 | 12 Months Ended Dec 2017 A: Rate Base Deductions :
47 | Accum Provision For Depreciation |  | -3684881172.6605 | -1504127113.5013 | -988920269.4725 | -269255767.1259 | -25155025.8104 | -473014477.6658 | -2680147.0652 | -36267736.3751 | -1335543.0146 | -1328451.2714 | -268912753.8851 | -59382885.3996 | -54501002.0734 | 0
48 | Accum Provision For Amortization |  | -223387826.3224 | -114209604.6739 | -46548805.6596 | -12588133.7469 | -1145695.6002 | -23803660.9279 | -130499.7725 | -1817134.0579 | -207045.7388 | -96388.894 | -17111532.7831 | -2985859.7632 | -2743464.7043 | 0
49 | Accum Deferred Income Taxes |  | -2046124859.0078 | -836680838.6243 | -551956974.5106 | -150115725.236 | -7806633.0508 | -263769662.4682 | -1558824.0415 | -20457315.2972 | -739660.1179 | -764001.8316 | -148594222.0829 | -33106364.9353 | -30574636.8113 | 0
50 | Unamortized ITC |  | -151350.6503 | -61274.2739 | -41107.3077 | -11192.5377 | -558.3018 | -19748.4045 | -116.5297 | -1519.1372 | -52.1822 | -56.419 | -10957.1222 | -2478.9945 | -2289.4401 | 0
51 | Customer Advance For Construction |  | -19682679.2956 | -9750579.2738 | -409269.3032 | -1412572.8942 | -195514.0062 | -3589823.535 | 0 | -259325.6384 | -95564.489 | -142840.2513 | -3827189.9046 | 0 | 0 | 0
52 | Customer Service Deposits |  | -15561423.4162 | -3049292.5414 | -389855.5348 | -833631.3449 | -8239.2261 | -5737575.2274 | 0 | -89731.0728 | 0 | -1651.6054 | -5451446.8633 | 0 | 0 | 0
53 | Misc Rate Base Deductions |  | -185230442.282 | -67647588.4814 | -50813244.4974 | -14516820.8518 | -728563.1133 | -29062716.1939 | -159911.4741 | -1829014.5568 | -62188.0449 | -87432.5241 | -12709583.6778 | -3679290.2187 | -3934088.6479 | 0
54
55 | Total Rate Base Deductions |  | -6175019753.6346 | -2535526291.37 | -1639079526.2859 | -448733843.7374 | -35040229.1088 | -798997664.4227 | -4529498.883 | -60721776.1354 | -2440053.5874 | -2420822.7968 | -456617686.319 | -99156879.3113 | -91755481.677 | 0
56
57 | Total Rate Base |  | 6167486694.7516 | 2480368447.0725 | 1684843377.0155 | 458413234.5606 | 22717521.5147 | 812319278.0246 | 4817492.6456 | 61837283.0825 | 2045025.3989 | 2217186.9535 | 438038958.4105 | 103177973.5339 | 96690916.5387 | 0
58
59 | Calculated Return On Rate Base |  | 7.319% | 7.15% | 8.133% | 7.465% | 12.99% | 5.791% | 8.718% | 6.596% | 10.19% | 16.98% | 8.277% | 4.816% | 6.711%
60
61 | Return On RB @ Jurisdictional Ave. | 7.319% | 451378135.9423 | 181530036.7073 | 123308164.332 | 33549762.0908 | 1662620.9382 | 59450985.4098 | 352576.4964 | 4525668.064 | 149668.7059 | 162268.6458 | 32058635.6004 | 7551257.6952 | 7076491.2565 | 0
62 | Total Operating Expenses |  | 1700933395.9481 | 630781466.0761 | 458682549.5583 | 131620756.3997 | 7640229.6132 | 267277228.8254 | 1429487.58 | 16271397.3006 | 651012.4125 | 799618.4782 | 115438218.9433 | 33976235.5744 | 36365195.1863 | 0
63 | Revenue Credits |  | -227069084.3128 | -80816395.2211 | -63432485.0446 | -17831597.0891 | -591008.8898 | -36489027.8323 | -193814.0515 | -2436680.0573 | -84241.4591 | -96139.9043 | -16216715.4585 | -4514677.8301 | -4366301.4753 | 0
64
65 | Total Revenue Requirements |  | 1925242447.5776 | 731495107.5623 | 518558228.8458 | 147338921.4016 | 8711841.6616 | 290239186.4029 | 1588250.0248 | 18360385.3073 | 716439.6594 | 865747.2197 | 131280139.0852 | 37012815.4396 | 39075384.9675 | 0
66 | Class Revenue |  | 1925242447.5776 | 724698031.5 | 540793490.5592 | 148427018.4948 | 10800395.652 | 270127748.1529 | 1697473.96 | 17636014.7853 | 811514.4318 | 1212970.703 | 138084376.713 | 32829655.101 | 38123757.5247 | 0
67 | [15 empty] | 0
68 | 12 Months Ended Dec 2017 A: Increase / (Decrease) Required to
69 | Earn Equal Rates of Return |  | 5.9605e-06 | 6797076.0623 | -22235261.7134 | -1088097.0932 | -2088553.9904 | 20111438.25 | -109223.9352 | 724370.522 | -95074.7724 | -347223.4833 | -6804237.6278 | 4183160.3386 | 951627.4428 | 0
70
71 | Percent % |  | 3.096e-13% | 0.9379% | -4.112% | -0.7331% | -19.34% | 7.445% | -6.434% | 4.107% | -11.72% | -28.63% | -4.928% | 12.74% | 2.496%
72
73
74 | Return On Rate Base @ Target ROR | 7.319% | 451378135.9423 | 181530036.7073 | 123308164.332 | 33549762.0908 | 1662620.9382 | 59450985.4098 | 352576.4964 | 4525668.064 | 149668.7059 | 162268.6458 | 32058635.6004 | 7551257.6952 | 7076491.2565 | 0
75 | Total Operating Expenses Adjusted for Taxes |  | 1700933395.9481 | 630781466.0761 | 458682549.5583 | 131620756.3997 | 7640229.6132 | 267277228.8254 | 1429487.58 | 16271397.3006 | 651012.4125 | 799618.4782 | 115438218.9433 | 33976235.5744 | 36365195.1863 | 0
76 | Revenue Credits |  | -227069084.3128 | -80816395.2211 | -63432485.0446 | -17831597.0891 | -591008.8898 | -36489027.8323 | -193814.0515 | -2436680.0573 | -84241.4591 | -96139.9043 | -16216715.4585 | -4514677.8301 | -4366301.4753 | 0
77
78 | Total Target Revenue Requirements |  | 1925242447.5776 | 731495107.5623 | 518558228.8458 | 147338921.4015 | 8711841.6616 | 290239186.4029 | 1588250.0249 | 18360385.3073 | 716439.6594 | 865747.2197 | 131280139.0852 | 37012815.4396 | 39075384.9675 | 0
79 | Class Revenue |  | 1925242447.5776 | 724698031.5 | 540793490.5592 | 148427018.4948 | 10800395.652 | 270127748.1529 | 1697473.96 | 17636014.7853 | 811514.4318 | 1212970.703 | 138084376.713 | 32829655.101 | 38123757.5247 | 0
80
81 | 12 Months Ended Dec 2017 A: Increase / (Decrease) Required to
82 | Earn Target Rate of Return |  | -1.1206e-05 | 6797076.0623 | -22235261.7134 | -1088097.0933 | -2088553.9904 | 20111438.25 | -109223.9351 | 724370.522 | -95074.7724 | -347223.4833 | -6804237.6278 | 4183160.3386 | 951627.4428 | 0
83
84 | Percent % |  | -5.82e-13% | 0.9379% | -4.112% | -0.7331% | -19.34% | 7.445% | -6.434% | 4.107% | -11.72% | -28.63% | -4.928% | 12.74% | 2.496%

## Production Summary
Production Summary
Rocky Mountain Power
Cost Of Service By Rate Schedule - Production Function
State of Utah
2017 Protocol (Non Wgt)
12 Months Ended Dec 2017
| A | B | C | D | E | F | G | H | I | J | K | L | M | N | O
Chk Total
| DESCRIPTION |  | Utah Jurisdiction Normalized | Residential Sch 1 | General Large Dist. Sch 6 | General +1 MW Sch 8 | Street & Area Lighting Sch. 7,11,12 | General Trans Sch 9 | General Secondary Sch 22 | Irrigation Sch 10 | Traffic Signals Sch 15 | Outdoor Lighting Sch 15 | General Small Dist. Sch 23 | Industrial Cust 1 | Industrial Cust 2 | 0
13 | 12 Months Ended Dec 2017 A: Operating Expenses
14 | Operation & Maintenance Expenses |  | 932681063.307 | 296087820.3309 | 260972050.8717 | 78138454.7153 | 2465609.5882 | 176540042.6912 | 907821.9789 | 8957232.6242 | 288173.4465 | 523845.3901 | 59687831.5137 | 22472638.1382 | 25639542.018 | 0
15 | Depreciation Expense |  | 176724349.203 | 60301162.4097 | 49726413.2775 | 14256893.6076 | 321827.7572 | 30979567.2271 | 151733.2743 | 1620513.2142 | 50025.1776 | 69974.661 | 11744093.7969 | 3909041.7242 | 3593103.0757 | 0
16 | Amortization Expense |  | 23266371.8064 | 8133863.6392 | 6490782.5582 | 1850966.0423 | 61973.4098 | 3957659.4122 | 19748.0269 | 214532.956 | 6857.1411 | 9165.3208 | 1563033.3503 | 499120.0322 | 458669.9175 | 0
17 | Taxes Other Than Income |  | 34033500.8325 | 11509985.093 | 9570367.0952 | 2759034.8488 | 65475.9027 | 6025994.2377 | 29716.398 | 313909.0546 | 9745.2156 | 14194.4004 | 2251216.0604 | 761220.1327 | 722642.3935 | 0
18 | Income Taxes - Federal |  | 30811277.0449 | 9516486.1928 | 12731831.5511 | 2854250.1743 | 253700.5487 | 1546594.7941 | 49971.5513 | 195737.3675 | 23008.7388 | 81868.3245 | 3111937.0504 | -155048.2029 | 600938.9543 | 0
19 | Income Taxes - State |  | 7465107.6611 | 2411749.5569 | 2652505.1673 | 652322.8768 | 40444.3004 | 784858.4928 | 9605.1342 | 56659.4194 | 4054.5241 | 12422.7226 | 640720.7204 | 51448.2783 | 148316.4678 | 0
20 | Income Taxes Deferred |  | 14548831.6155 | 4920352.9146 | 4091194.1458 | 1179447.6752 | 27990.0057 | 2576025.7786 | 12703.3323 | 134191.6014 | 4165.9394 | 6067.9018 | 962362.4544 | 325410.6472 | 308919.2191 | 0
21 | Investment Tax Credit Adj |  | -1520017.731 | -514063.5256 | -427435.5362 | -123225.1102 | -2924.3108 | -269135.3479 | -1327.2056 | -14019.9309 | -435.2447 | -633.9559 | -100544.7058 | -33997.9159 | -32274.9416 | 0
22 | Misc Revenues & Expense |  | -48180.0986 | -16367.9963 | -13552.2933 | -3896.2083 | -90.1657 | -8488.2565 | -41.7112 | -443.0875 | -13.7147 | -19.5728 | -3194.3524 | -1071.6904 | -1001.0493 | 0
23
24 | Total Operating Expenses |  | 1217962303.6408 | 392350988.6152 | 345794156.8372 | 101564248.6218 | 3234007.0363 | 222133119.0293 | 1179930.779 | 11478313.2191 | 385581.2236 | 716885.1924 | 79857455.8883 | 27828761.1437 | 31438856.0549 | 0
25
26
27 | 12 Months Ended Dec 2017 A: Rate Base :
28 | Electric Plant In Service |  | 5698172552.1353 | 1940906762.3872 | 1603127425.3957 | 460132755.8515 | 10491658.5827 | 1000887625.9148 | 4908684.069 | 52311706.1554 | 1616595.5995 | 2279685.1097 | 378316664.1173 | 126323178.2587 | 116869810.6938 | 0
29 | Plant Held For Future Use |  | 0 | 0 | 0 | 0 | 0 | 0 | 0 | 0 | 0 | 0 | 0 | 0 | 0 | 0
30 | Electric Plant Acquisition Adj |  | 22318809.5357 | 7615817.4368 | 6280048.7326 | 1800489.5229 | 40634.5579 | 3912293.0981 | 19161.2828 | 204652.1849 | 6317.4597 | 8835.2537 | 1483210.345 | 493655.6882 | 453693.9732 | 0
31 | Pensions |  | 0 | 0 | 0 | 0 | 0 | 0 | 0 | 0 | 0 | 0 | 0 | 0 | 0 | 0
32 | Prepayments |  | 6619120.349 | 2259250.2863 | 1862521.8081 | 533893.1971 | 12030.2126 | 1159910.5979 | 5679.7309 | 60682.9111 | 1872.9213 | 2616.0263 | 439941.4905 | 146352.853 | 134368.3138 | 0
33 | Fuel Stock |  | 87842266.2008 | 25531744.4643 | 24435827.8115 | 7666102.6339 | 310010.2589 | 18017152.5465 | 96717.6158 | 885223.0317 | 29593.3744 | 65439.6498 | 5378481.0465 | 2312464.4494 | 3113509.3181 | 0
34 | Materials & Supplies |  | 87106754.0301 | 29723320.8223 | 24510028.6095 | 7027023.4511 | 158590.1988 | 15269055.997 | 74783.4307 | 798724.838 | 24656.0375 | 34482.5862 | 5788733.4218 | 1926659.4187 | 1770695.2186 | 0
35 | Misc Deferred Debits |  | 219656076.0698 | 70550258.6383 | 61528014.8873 | 18294504.4334 | 548649.2617 | 41099463.6515 | 209692.0682 | 2093173.2784 | 66861.5494 | 117345.0547 | 14142369.5747 | 5224655.0847 | 5781088.5876 | 0
36 | Cash Working Capital |  | 12380192.4901 | 3934416.9455 | 3516635.7586 | 1039658.1707 | 34646.0362 | 2284633.4774 | 12266.6311 | 117489.2489 | 3987.6678 | 7718.054 | 807502.7722 | 286303.6021 | 334934.1256 | 0
37 | Weatherization Loans |  | 0 | 0 | 0 | 0 | 0 | 0 | 0 | 0 | 0 | 0 | 0 | 0 | 0 | 0
38 | Miscellaneous Rate Base |  | 0 | 0 | 0 | 0 | 0 | 0 | 0 | 0 | 0 | 0 | 0 | 0 | 0 | 0
39
40 | Total Rate Base Additions |  | 6134095770.811 | 2080521570.9806 | 1725260503.0035 | 496494427.2606 | 11596219.1087 | 1082630135.2832 | 5326984.8285 | 56471651.6484 | 1749884.6095 | 2516121.7344 | 406356902.7679 | 136713269.3548 | 128458100.2308 | 0
41
42 | 12 Months Ended Dec 2017 A: Rate Base Deductions :
43 | Accum Provision For Depreciation |  | -1902344876.3406 | -649099786.5448 | -535278073.4281 | -153469358.6981 | -3464664.384 | -333485021.9378 | -1633379.8093 | -17444164.2866 | -538506.0483 | -753313.5456 | -126417912.985 | -42079662.9211 | -38681031.7519 | 0
44 | Accum Provision For Amortization |  | -97859885.5479 | -33377031.9855 | -27534751.0325 | -7896524.846 | -178693.6418 | -17163163.2184 | -84089.9147 | -897605.0461 | -27716.3392 | -38846.8282 | -6501730.7843 | -2165795.9149 | -1993935.9963 | 0
45 | Accum Deferred Income Taxes |  | -996054105.4664 | -338964661.9149 | -280210836.4097 | -80472812.8896 | -1844454.7703 | -175140567.8193 | -859538.3132 | -9149783.91 | -282915.2339 | -400637.3609 | -66098567.1874 | -22107415.6591 | -20521913.998 | 0
46 | Unamortized ITC |  | -74439.4325 | -25331.9705 | -20941.3475 | -6014.1239 | -137.8551 | -13089.204 | -64.2386 | -683.8088 | -21.1438 | -29.9436 | -4939.7983 | -1652.2099 | -1533.7886 | 0
47 | Customer Advance For Construction |  | 0 | 0 | 0 | 0 | 0 | 0 | 0 | 0 | 0 | 0 | 0 | 0 | 0 | 0
48 | Customer Service Deposits |  | 0 | 0 | 0 | 0 | 0 | 0 | 0 | 0 | 0 | 0 | 0 | 0 | 0 | 0
49 | Misc Rate Base Deductions |  | -120578183.2788 | -38655879.6757 | -33770679.0453 | -10052000.5634 | -303609.5335 | -22603642.5334 | -115453.957 | -1150321.4365 | -36779.716 | -64912.7371 | -7755878.9187 | -2874018.415 | -3195006.7471 | 0
50
51 | Total Rate Base Deductions |  | -3116911490.0662 | -1060122692.0914 | -876815281.2631 | -251896711.121 | -5791560.1846 | -548405484.713 | -2692526.2328 | -28642558.488 | -885938.4812 | -1257740.4153 | -206779029.6738 | -69228545.1199 | -64393422.282 | 0
52
53 | Total Rate Base |  | 3017184280.7448 | 1020398878.8891 | 848445221.7403 | 244597716.1396 | 5804658.9241 | 534224650.5702 | 2634458.5957 | 27829093.1605 | 863946.1283 | 1258381.3191 | 199577873.0941 | 67484724.2349 | 64064677.9488 | 0
54
55 | Calculated Return On Rate Base |  |  | 7.15% | 8.133% | 7.465% | 12.99% | 5.791% | 8.718% | 6.596% | 10.19% | 16.98% | 8.277% | 4.816% | 6.711%
56
57 | Return On Rate Base | 7.319% | 220817828.0459 | 74679649.372 | 62094924.8199 | 17901305.1233 | 424823.9607 | 39098151.1406 | 192807.3896 | 2036720.1127 | 63229.3854 | 92096.8041 | 14606450.3729 | 4938985.7712 | 4688683.7935 | 0
58 | Total Operating Expenses |  | 1219496189.6948 | 393421473.1973 | 341507575.8769 | 101341985.4987 | 3029708.1606 | 227196548.9717 | 1157064.6501 | 11603113.0323 | 370204.714 | 641441.3933 | 78670639.2213 | 28876197.1691 | 31680237.8096 | 0
59 | Revenue Credits |  | -143030102.7089 | -48252182.3067 | -40316215.1047 | -11617079.962 | -284466.3603 | -25280870.0401 | -125978.307 | -1318971.1533 | -41447.4413 | -62163.1052 | -9478506.5693 | -3185452.116 | -3066770.2429 | 0
60
61 | Total Revenue Requirements |  | 1297283915.0318 | 419848940.2626 | 363286285.5921 | 107626210.66 | 3170065.7609 | 241013830.0721 | 1223893.7327 | 12320861.9916 | 391986.6581 | 671375.0922 | 83798583.0249 | 30629730.8243 | 33302151.3602 | 0
62 | [15 empty] | 0
63
64 | Return On Rate Base @ Target ROR | 7.319% | 220817828.0459 | 74679649.372 | 62094924.8199 | 17901305.1233 | 424823.9607 | 39098151.1406 | 192807.3896 | 2036720.1127 | 63229.3854 | 92096.8041 | 14606450.3729 | 4938985.7712 | 4688683.7935 | 0
65 | Total Op. exp. Adjusted for Taxes |  | 1219496189.6948 | 393421473.1973 | 341507575.8769 | 101341985.4987 | 3029708.1606 | 227196548.9717 | 1157064.6501 | 11603113.0323 | 370204.714 | 641441.3933 | 78670639.2213 | 28876197.1691 | 31680237.8096 | 0
66 | Revenue Credits |  | -143030102.7089 | -48252182.3067 | -40316215.1047 | -11617079.962 | -284466.3603 | -25280870.0401 | -125978.307 | -1318971.1533 | -41447.4413 | -62163.1052 | -9478506.5693 | -3185452.116 | -3066770.2429 | 0
67
68 | Total Target Revenue Requirements |  | 1297283915.0318 | 419848940.2626 | 363286285.5921 | 107626210.66 | 3170065.7609 | 241013830.0721 | 1223893.7327 | 12320861.9916 | 391986.6581 | 671375.0922 | 83798583.0249 | 30629730.8243 | 33302151.3602 | 0
Rocky Mountain Power
Cost Of Service By Rate Schedule - Production-Demand Summary
State of Utah
2017 Protocol (Non Wgt)
12 Months Ended Dec 2017
| A | B | C | D | E | F | G | H | I | J | K | L | M | N | O
Chk Total
| DESCRIPTION |  | Utah Jurisdiction Normalized | Residential Sch 1 | General Large Dist. Sch 6 | General +1 MW Sch 8 | Street & Area Lighting Sch. 7,11,12 | General Trans Sch 9 | General Secondary Sch 22 | Irrigation Sch 10 | Traffic Signals Sch 15 | Outdoor Lighting Sch 15 | General Small Dist. Sch 23 | Industrial Cust 1 | Industrial Cust 2 | 0
| Operating Revenues |  | 729152341.6799 | 259059348.2935 | 214341328.4614 | 57861116.2424 | 1194166.0465 | 112637684.1442 | 609768.7437 | 6283691.155 | 221290.6591 | 296877.3466 | 52064729.3061 | 13433547.2781 | 11148794.0033
83 | 12 Months Ended Dec 2017 A: Operating Expenses
84 | Operation & Maintenance Expenses |  | 367450719.7497 | 131442341.6475 | 103729912.1963 | 28855758.3035 | 478290.5055 | 60823606.6877 | 287006.6742 | 3265856.4286 | 97990.3773 | 104844.3771 | 25043064.3912 | 7622895.9233 | 5699152.2376 | 0
85 | Depreciation Expense |  | 132509892.2891 | 47392491.1441 | 37423261.2308 | 10405752.828 | 167731.395 | 21944753.2381 | 103327.4342 | 1175978.7827 | 35190.9272 | 37433.5262 | 9030946.394 | 2749874.1999 | 2043151.189 | 0
86 | Amortization Expense |  | 17448773.4246 | 6132012.9158 | 4869826.5738 | 1383972.9325 | 45398.594 | 2949226.8886 | 14656.9122 | 160316.7743 | 5108.5513 | 6652.9922 | 1175511.0352 | 371659.4607 | 334429.794 | 0
87 | Taxes Other Than Income |  | 25525125.6244 | 8632488.8197 | 7177775.3214 | 2069276.1366 | 49106.927 | 4519495.6783 | 22287.2985 | 235431.791 | 7308.9117 | 10645.8003 | 1688412.0453 | 570915.0995 | 541981.7951 | 0
88 | Income Taxes - Federal |  | 16138740.9616 | 5171045.8268 | 7399134.4245 | 1470776.8038 | 100711.3065 | -16245.6602 | 26100.6008 | 78179.239 | 13286.0012 | 34382.0012 | 1890450.6985 | -230112.7588 | 201032.4783 | 0
89 | Income Taxes - State |  | 4651761.9849 | 1583056.7636 | 1699887.3173 | 392805.2617 | 16763.1809 | 404390.5791 | 5459.0754 | 32425.8855 | 2457.2532 | 5359.562 | 424558.1826 | 19672.4808 | 64926.4429 | 0
90 | Income Taxes Deferred |  | 10911623.7116 | 3690264.6859 | 3068395.6093 | 884585.7564 | 20992.5043 | 1932019.334 | 9527.4992 | 100643.7011 | 3124.4545 | 4550.9263 | 721771.8408 | 244057.9854 | 231689.4143 | 0
91 | Investment Tax Credit Adj |  | -1140013.2983 | -385547.6442 | -320576.6521 | -92418.8327 | -2193.2331 | -201851.511 | -995.4042 | -10514.9482 | -326.4335 | -475.467 | -75408.5293 | -25498.4369 | -24206.2062 | 0
92 | Misc Revenues & Expense |  | -36135.0739 | -12867.0564 | -10201.6267 | -2845.0242 | -47.6568 | -6017.7255 | -28.4492 | -321.7047 | -9.6569 | -10.5997 | -2456.8494 | -754.6028 | -574.1216 | 0
93
94 | Total Operating Expenses |  | 573460489.3737 | 203645287.103 | 165037414.3945 | 45367664.1656 | 876753.5233 | 92349377.509 | 467341.641 | 5037995.9493 | 164130.3861 | 203383.1188 | 39896849.2087 | 11322709.351 | 9091583.0235 | 0
95
96
97 | 12 Months Ended Dec 2017 A: Rate Base :
98 | Electric Plant In Service |  | 4222125703.9128 | 1508129245.2567 | 1192285129.7365 | 331806736.6222 | 5409392.1476 | 700354142.5367 | 3301521.3121 | 37504432.2249 | 1123327.307 | 1206018.1495 | 287551632.7116 | 87778553.4398 | 65675572.4682 | 0
99 | Plant Held For Future Use |  | 0 | 0 | 0 | 0 | 0 | 0 | 0 | 0 | 0 | 0 | 0 | 0 | 0 | 0
100 | Electric Plant Acquisition Adj |  | 16739107.1518 | 5994052.1794 | 4727895.6224 | 1313542.0318 | 20942.8417 | 2767851.4373 | 13017.8221 | 148423.2045 | 4437.7015 | 4678.5558 | 1141571.5779 | 346768.9563 | 255925.2212 | 0
101 | Pensions |  | 0 | 0 | 0 | 0 | 0 | 0 | 0 | 0 | 0 | 0 | 0 | 0 | 0 | 0
102 | Prepayments |  | 4964340.2618 | 1694437.7147 | 1396891.3561 | 400419.8978 | 9022.6594 | 869932.9485 | 4259.7982 | 45512.1833 | 1404.691 | 1962.0198 | 329956.1179 | 109764.6397 | 100776.2354 | 0
103 | Fuel Stock |  | 0 | 0 | 0 | 0 | 0 | 0 | 0 | 0 | 0 | 0 | 0 | 0 | 0 | 0
104 | Materials & Supplies |  | 65330065.5226 | 22292490.6167 | 18382521.4571 | 5270267.5883 | 118942.6491 | 11451791.9977 | 56087.573 | 599043.6285 | 18492.0282 | 25861.9396 | 4341550.0663 | 1444994.564 | 1328021.414 | 0
105 | Misc Deferred Debits |  | 164742057.0523 | 52912693.9787 | 46146011.1655 | 13720878.325 | 411486.9463 | 30824597.7386 | 157269.0511 | 1569879.9588 | 50146.162 | 88008.791 | 10606777.181 | 3918491.3135 | 4335816.4407 | 0
106 | Cash Working Capital |  | 5495676.9916 | 1915646.6958 | 1584803.9682 | 439703.0537 | 9575.3349 | 900812.3079 | 4666.6161 | 48773.3266 | 1623.8339 | 2236.9841 | 380160.2377 | 110402.1882 | 97272.4445 | 0
107 | Weatherization Loans |  | 0 | 0 | 0 | 0 | 0 | 0 | 0 | 0 | 0 | 0 | 0 | 0 | 0 | 0
108 | Miscellaneous Rate Base |  | 0 | 0 | 0 | 0 | 0 | 0 | 0 | 0 | 0 | 0 | 0 | 0 | 0 | 0
109
110 | Total Rate Base Additions |  | 4479396950.8928 | 1592938566.442 | 1264523253.3058 | 352951547.5189 | 5979362.579 | 747169128.9667 | 3536822.1726 | 39916064.5267 | 1199431.7236 | 1328766.4398 | 304351647.8925 | 93708975.1016 | 71793384.2238 | 0
111
112 | 12 Months Ended Dec 2017 A: Rate Base Deductions :
113 | Accum Provision For Depreciation |  | -1426242531.036 | -510189631.8284 | -402803175.6808 | -111988341.1125 | -1802285.8944 | -236144434.0201 | -1111709.4801 | -12655777.9131 | -378673.8962 | -402283.5227 | -97212052.7846 | -29590171.7891 | -21963993.1141 | 0
114 | Accum Provision For Amortization |  | -73390934.2341 | -25045412.0254 | -20650829.1855 | -5920246.1052 | -133540.1609 | -12863423.1772 | -62996.9057 | -672916.0289 | -20771.2288 | -29036.9338 | -4877480.0758 | -1623094.6951 | -1491187.7119 | 0
115 | Accum Deferred Income Taxes |  | -747040579.0998 | -254223496.4362 | -210158127.3073 | -60354609.6672 | -1383341.0777 | -131355425.8645 | -644653.7349 | -6862337.9325 | -212186.4254 | -300478.0207 | -49573925.3906 | -16580561.7443 | -15391435.4985 | 0
116 | Unamortized ITC |  | -55829.5744 | -18998.9779 | -15706.0106 | -4510.5929 | -103.3913 | -9816.903 | -48.1789 | -512.8566 | -15.8579 | -22.4577 | -3704.8487 | -1239.1574 | -1150.3415 | 0
117 | Customer Advance For Construction |  | 0 | 0 | 0 | 0 | 0 | 0 | 0 | 0 | 0 | 0 | 0 | 0 | 0 | 0
118 | Customer Service Deposits |  | 0 | 0 | 0 | 0 | 0 | 0 | 0 | 0 | 0 | 0 | 0 | 0 | 0 | 0
119 | Misc Rate Base Deductions |  | -88114233.0989 | -28389949.5641 | -24687369.3264 | -7327163.1564 | -217082.9837 | -16434445.8584 | -83690.5789 | -838071.5915 | -26726.5561 | -46458.3957 | -5682354.9334 | -2088450.6198 | -2292469.5345 | 0
120
121 | Total Rate Base Deductions |  | -2334844107.0432 | -817867488.8319 | -658315207.5106 | -185594870.6342 | -3536353.508 | -396807545.8232 | -1903098.8785 | -21029616.3226 | -638373.9644 | -778279.3306 | -157349518.033 | -49883518.0057 | -41140236.2005 | 0
122
123 | Total Rate Base |  | 2144552843.8496 | 775071077.6101 | 606208045.7951 | 167356676.8847 | 2443009.071 | 350361583.1435 | 1633723.2941 | 18886448.2041 | 561057.7592 | 550487.1092 | 147002129.8595 | 43825457.0959 | 30653148.0234 | 0
124
125 | Calculated Return On Rate Base |  |  | 7.15% | 8.133% | 7.465% | 12.99% | 5.791% | 8.718% | 6.596% | 10.19% | 16.98% | 8.277% | 4.816% | 6.711%
126
127 | Return On Rate Base | 7.319% | 156952793.4143 | 56724911.7103 | 44366379.8962 | 12248286.6342 | 178795.8264 | 25641815.8858 | 119566.853 | 1382237.2397 | 41061.9784 | 40288.3472 | 10758604.0537 | 3207441.5576 | 2243403.4316 | 0
128 | Total Operating Expenses |  | 574242645.782 | 204458402.1071 | 161974682.9411 | 45215589.0839 | 790770.1756 | 95670136.5358 | 453161.5254 | 5122692.3925 | 154144.6825 | 170379.7372 | 39022681.2706 | 12002927.9206 | 9207077.4097 | 0
129 | Revenue Credits |  | -98945866.2579 | -34867876.5164 | -27964006.7429 | -7841125.4138 | -145500.6767 | -16634274.2232 | -79914.2181 | -886209.3174 | -27017.4276 | -32403.5811 | -6704971.9388 | -2084527.4843 | -1678038.7177 | 0
130
131 | Total Revenue Requirements |  | 632249572.9384 | 226315437.301 | 178377056.0945 | 49622750.3043 | 824065.3253 | 104677678.1985 | 492814.1604 | 5618720.3147 | 168189.2332 | 178264.5033 | 43076313.3856 | 13125841.9939 | 9772442.1236 | 0
132 | [15 empty] | 0
133
134 | Return On Rate Base @ Target ROR | 7.319% | 156952793.4143 | 56724911.7103 | 44366379.8962 | 12248286.6342 | 178795.8264 | 25641815.8858 | 119566.853 | 1382237.2397 | 41061.9784 | 40288.3472 | 10758604.0537 | 3207441.5576 | 2243403.4316 | 0
135 | Total Op. exp. Adjusted for Taxes |  | 574242645.782 | 204458402.1071 | 161974682.9411 | 45215589.0839 | 790770.1756 | 95670136.5358 | 453161.5254 | 5122692.3925 | 154144.6825 | 170379.7372 | 39022681.2706 | 12002927.9206 | 9207077.4097 | 0
136 | Revenue Credits |  | -98945866.2579 | -34867876.5164 | -27964006.7429 | -7841125.4138 | -145500.6767 | -16634274.2232 | -79914.2181 | -886209.3174 | -27017.4276 | -32403.5811 | -6704971.9388 | -2084527.4843 | -1678038.7177 | 0
137
138 | Total Target Revenue Requirements |  | 632249572.9384 | 226315437.301 | 178377056.0945 | 49622750.3043 | 824065.3253 | 104677678.1985 | 492814.1604 | 5618720.3147 | 168189.2332 | 178264.5033 | 43076313.3856 | 13125841.9939 | 9772442.1236 | 0
Rocky Mountain Power
Cost Of Service By Rate Schedule - Production-Energy Summary
State of Utah
2017 Protocol (Non Wgt)
12 Months Ended Dec 2017
| A | B | C | D | E | F | G | H | I | J | K | L | M | N | O
Chk Total
| DESCRIPTION |  | Utah Jurisdiction Normalized | Residential Sch 1 | General Large Dist. Sch 6 | General +1 MW Sch 8 | Street & Area Lighting Sch. 7,11,12 | General Trans Sch 9 | General Secondary Sch 22 | Irrigation Sch 10 | Traffic Signals Sch 15 | Outdoor Lighting Sch 15 | General Small Dist. Sch 23 | Industrial Cust 1 | Industrial Cust 2 | 0
| Operating Revenues |  | 707154959.8154 | 206245524.8711 | 200458297.0319 | 61962755.4883 | 2794022.1582 | 140430657.3647 | 799832.6939 | 7030148.1278 | 252308.9471 | 633730.1797 | 44312484.7124 | 17645592.1812 | 24589606.0592
153 | 12 Months Ended Dec 2017 A: Operating Expenses
154 | Operation & Maintenance Expenses |  | 565230343.5572 | 164645478.6834 | 157242138.6754 | 49282696.4118 | 1987319.0827 | 115716436.0035 | 620815.3048 | 5691376.1956 | 190183.0692 | 419001.013 | 34644767.1225 | 14849742.215 | 19940389.7804 | 0
155 | Depreciation Expense |  | 44214456.9138 | 12908671.2656 | 12303152.0466 | 3851140.7796 | 154096.3622 | 9034813.989 | 48405.8401 | 444534.4316 | 14834.2504 | 32541.1348 | 2713147.403 | 1159167.5244 | 1549951.8867 | 0
156 | Amortization Expense |  | 5817598.3818 | 2001850.7234 | 1620955.9844 | 466993.1098 | 16574.8158 | 1008432.5236 | 5091.1147 | 54216.1816 | 1748.5898 | 2512.3286 | 387522.3151 | 127460.5715 | 124240.1235 | 0
157 | Taxes Other Than Income |  | 8508375.2081 | 2877496.2732 | 2392591.7738 | 689758.7122 | 16368.9757 | 1506498.5594 | 7429.0995 | 78477.2637 | 2436.3039 | 3548.6001 | 562804.0151 | 190305.0332 | 180660.5984 | 0
158 | Income Taxes - Federal |  | 14672536.0833 | 4345440.3659 | 5332697.1267 | 1383473.3706 | 152989.2423 | 1562840.4543 | 23870.9504 | 117558.1285 | 9722.7375 | 47486.3232 | 1221486.352 | 75064.5559 | 399906.476 | 0
159 | Income Taxes - State |  | 2813345.6762 | 828692.7933 | 952617.85 | 259517.6151 | 23681.1195 | 380467.9138 | 4146.0589 | 24233.5339 | 1597.2708 | 7063.1606 | 216162.5378 | 31775.7975 | 83390.0249 | 0
160 | Income Taxes Deferred |  | 3637207.9039 | 1230088.2286 | 1022798.5364 | 294861.9188 | 6997.5014 | 644006.4447 | 3175.8331 | 33547.9004 | 1041.4848 | 1516.9754 | 240590.6136 | 81352.6618 | 77229.8048 | 0
161 | Investment Tax Credit Adj |  | -380004.4328 | -128515.8814 | -106858.884 | -30806.2776 | -731.0777 | -67283.837 | -331.8014 | -3504.9827 | -108.8112 | -158.489 | -25136.1764 | -8499.479 | -8068.7354 | 0
162 | Misc Revenues & Expense |  | -12045.0246 | -3500.9399 | -3350.6666 | -1051.1841 | -42.5089 | -2470.5311 | -13.262 | -121.3827 | -4.0579 | -8.9732 | -737.503 | -317.0876 | -426.9277 | 0
163
164 | Total Operating Expenses |  | 644501814.267 | 188705701.5122 | 180756742.4427 | 56196584.4562 | 2357253.513 | 129783741.5203 | 712589.1379 | 6440317.2698 | 221450.8375 | 513502.0736 | 39960606.6796 | 16506051.7927 | 22347273.0315 | 0
165
166
167 | 12 Months Ended Dec 2017 A: Rate Base :
168 | Electric Plant In Service |  | 1476046848.2226 | 432777517.1305 | 410842295.6593 | 128326019.2293 | 5082266.4351 | 300533483.3781 | 1607162.7569 | 14807273.9305 | 493268.2925 | 1073666.9602 | 90765031.4057 | 38544624.8189 | 51194238.2256 | 0
169 | Plant Held For Future Use |  | 0 | 0 | 0 | 0 | 0 | 0 | 0 | 0 | 0 | 0 | 0 | 0 | 0 | 0
170 | Electric Plant Acquisition Adj |  | 5579702.3839 | 1621765.2574 | 1552153.1102 | 486947.4911 | 19691.7162 | 1144441.6608 | 6143.4607 | 56228.9804 | 1879.7582 | 4156.698 | 341638.767 | 146886.7319 | 197768.7521 | 0
171 | Pensions |  | 0 | 0 | 0 | 0 | 0 | 0 | 0 | 0 | 0 | 0 | 0 | 0 | 0 | 0
172 | Prepayments |  | 1654780.0873 | 564812.5716 | 465630.452 | 133473.2993 | 3007.5531 | 289977.6495 | 1419.9327 | 15170.7278 | 468.2303 | 654.0066 | 109985.3726 | 36588.2132 | 33592.0785 | 0
173 | Fuel Stock |  | 87842266.2008 | 25531744.4643 | 24435827.8115 | 7666102.6339 | 310010.2589 | 18017152.5465 | 96717.6158 | 885223.0317 | 29593.3744 | 65439.6498 | 5378481.0465 | 2312464.4494 | 3113509.3181 | 0
174 | Materials & Supplies |  | 21776688.5075 | 7430830.2056 | 6127507.1524 | 1756755.8628 | 39647.5497 | 3817263.9992 | 18695.8577 | 199681.2095 | 6164.0094 | 8620.6465 | 1447183.3554 | 481664.8547 | 442673.8047 | 0
175 | Misc Deferred Debits |  | 54914019.0174 | 17637564.6596 | 15382003.7218 | 4573626.1083 | 137162.3154 | 10274865.9129 | 52423.017 | 523293.3196 | 16715.3873 | 29336.2637 | 3535592.3937 | 1306163.7712 | 1445272.1469 | 0
176 | Cash Working Capital |  | 6884515.4986 | 2018770.2497 | 1931831.7904 | 599955.117 | 25070.7013 | 1383821.1695 | 7600.015 | 68715.9223 | 2363.8338 | 5481.0699 | 427342.5345 | 175901.4139 | 237661.6811 | 0
177 | Weatherization Loans |  | 0 | 0 | 0 | 0 | 0 | 0 | 0 | 0 | 0 | 0 | 0 | 0 | 0 | 0
178 | Miscellaneous Rate Base |  | 0 | 0 | 0 | 0 | 0 | 0 | 0 | 0 | 0 | 0 | 0 | 0 | 0 | 0
179
180 | Total Rate Base Additions |  | 1654698819.9182 | 487583004.5386 | 460737249.6977 | 143542879.7418 | 5616856.5298 | 335461006.3165 | 1790162.6559 | 16555587.1218 | 550452.886 | 1187355.2946 | 102005254.8755 | 43004294.2532 | 56664716.0069 | 0
181
182 | 12 Months Ended Dec 2017 A: Rate Base Deductions :
183 | Accum Provision For Depreciation |  | -476102345.3046 | -138910154.7164 | -132474897.7473 | -41481017.5856 | -1662378.4896 | -97340587.9178 | -521670.3292 | -4788386.3735 | -159832.1521 | -351030.0229 | -29205860.2005 | -12489491.1319 | -16717038.6378 | 0
184 | Accum Provision For Amortization |  | -24468951.3138 | -8331619.9601 | -6883921.847 | -1976278.7408 | -45153.4809 | -4299740.0412 | -21093.009 | -224689.0172 | -6945.1103 | -9809.8943 | -1624250.7086 | -542701.2198 | -502748.2845 | 0
185 | Accum Deferred Income Taxes |  | -249013526.3666 | -84741165.4787 | -70052709.1024 | -20118203.2224 | -461113.6926 | -43785141.9548 | -214884.5783 | -2287445.9775 | -70728.8085 | -100159.3402 | -16524641.7969 | -5526853.9148 | -5130478.4995 | 0
186 | Unamortized ITC |  | -18609.8581 | -6332.9926 | -5235.3369 | -1503.531 | -34.4638 | -3272.301 | -16.0596 | -170.9522 | -5.286 | -7.4859 | -1234.9496 | -413.0525 | -383.4472 | 0
187 | Customer Advance For Construction |  | 0 | 0 | 0 | 0 | 0 | 0 | 0 | 0 | 0 | 0 | 0 | 0 | 0 | 0
188 | Customer Service Deposits |  | 0 | 0 | 0 | 0 | 0 | 0 | 0 | 0 | 0 | 0 | 0 | 0 | 0 | 0
189 | Misc Rate Base Deductions |  | -32463950.1799 | -10265930.1116 | -9083309.7189 | -2724837.407 | -86526.5498 | -6169196.675 | -31763.3781 | -312249.845 | -10053.1599 | -18454.3414 | -2073523.9854 | -785567.7952 | -902537.2126 | 0
190
191 | Total Rate Base Deductions |  | -782067383.023 | -242255203.2596 | -218500073.7525 | -66301840.4868 | -2255206.6766 | -151597938.8898 | -789427.3543 | -7612942.1654 | -247564.5168 | -479461.0847 | -49429511.6408 | -19345027.1142 | -23253186.0815 | 0
192
193 | Total Rate Base |  | 872631436.8952 | 245327801.279 | 242237175.9452 | 77241039.255 | 3361649.8531 | 183863067.4267 | 1000735.3016 | 8942644.9564 | 302888.3692 | 707894.2099 | 52575743.2346 | 23659267.139 | 33411529.9254 | 0
194
195 | Calculated Return On Rate Base |  |  | 7.15% | 8.133% | 7.465% | 12.99% | 5.791% | 8.718% | 6.596% | 10.19% | 16.98% | 8.277% | 4.816% | 6.711%
196
197 | Return On Rate Base | 7.319% | 63865034.6316 | 17954737.6617 | 17728544.9237 | 5653018.4892 | 246028.1342 | 13456335.2547 | 73240.5366 | 654482.8729 | 22167.407 | 51808.457 | 3847846.3192 | 1731544.2136 | 2445280.3619 | 0
198 | Total Operating Expenses |  | 645253543.9128 | 188963071.0902 | 179532892.9358 | 56126396.4149 | 2238937.985 | 131526412.4358 | 703903.1246 | 6480420.6398 | 216060.0315 | 471061.6561 | 39647957.9506 | 16873269.2485 | 22473160.4 | 0
199 | Revenue Credits |  | -44084236.451 | -13384305.7904 | -12352208.3618 | -3775954.5482 | -138965.6837 | -8646595.8169 | -46064.089 | -432761.8358 | -14430.0136 | -29759.5242 | -2773534.6305 | -1100924.6317 | -1388731.5252 | 0
200
201 | Total Revenue Requirements |  | 665034342.0934 | 193533502.9615 | 184909229.4977 | 58003460.3558 | 2346000.4355 | 136336151.8737 | 731079.5722 | 6702141.6769 | 223797.4249 | 493110.5889 | 40722269.6393 | 17503888.8304 | 23529709.2366 | 0
202 | [15 empty] | 0
203
204 | Return On Rate Base @ Target ROR | 7.319% | 63865034.6316 | 17954737.6617 | 17728544.9237 | 5653018.4892 | 246028.1342 | 13456335.2547 | 73240.5366 | 654482.8729 | 22167.407 | 51808.457 | 3847846.3192 | 1731544.2136 | 2445280.3619 | 0
205 | Total Op. exp. Adjusted for Taxes |  | 645253543.9128 | 188963071.0902 | 179532892.9358 | 56126396.4149 | 2238937.985 | 131526412.4358 | 703903.1246 | 6480420.6398 | 216060.0315 | 471061.6561 | 39647957.9506 | 16873269.2485 | 22473160.4 | 0
206 | Revenue Credits |  | -44084236.451 | -13384305.7904 | -12352208.3618 | -3775954.5482 | -138965.6837 | -8646595.8169 | -46064.089 | -432761.8358 | -14430.0136 | -29759.5242 | -2773534.6305 | -1100924.6317 | -1388731.5252 | 0
207
208 | Total Target Revenue Requirements |  | 665034342.0934 | 193533502.9615 | 184909229.4977 | 58003460.3558 | 2346000.4355 | 136336151.8737 | 731079.5722 | 6702141.6769 | 223797.4249 | 493110.5889 | 40722269.6393 | 17503888.8304 | 23529709.2366 | 0

## Transmission Summary
Transmission Summary
Rocky Mountain Power
Cost Of Service By Rate Schedule - Transmission Function
State of Utah
2017 Protocol (Non Wgt)
12 Months Ended Dec 2017
| A | B | C | D | E | F | G | H | I | J | K | L | M | N | O
Chk Total
| DESCRIPTION |  | Utah Jurisdiction Normalized | Residential Sch 1 | General Large Dist. Sch 6 | General +1 MW Sch 8 | Street & Area Lighting Sch. 7,11,12 | General Trans Sch 9 | General Secondary Sch 22 | Irrigation Sch 10 | Traffic Signals Sch 15 | Outdoor Lighting Sch 15 | General Small Dist. Sch 23 | Industrial Cust 1 | Industrial Cust 2 | 0
13 | 12 Months Ended Dec 2017 A: Operating Expenses
14 | Operation & Maintenance Expenses |  | 103951604.9503 | 35711483.8441 | 29131453.7357 | 8341587.9015 | 206454.0033 | 18142906.1565 | 88858.9524 | 956788.1028 | 29923.4254 | 41423.1404 | 6923712.9489 | 2275466.1692 | 2101546.5702 | 0
15 | Depreciation Expense |  | 51774573.4189 | 17599216.0397 | 14512419.094 | 4160709.5173 | 93901.4583 | 9232701.9428 | 44279.3644 | 472925.9918 | 14598.8712 | 20417.1831 | 3427516.417 | 1147456.6497 | 1048430.8897 | 0
16 | Amortization Expense |  | -77717.0935 | -26418.0304 | -21784.4663 | -6245.6049 | -140.9547 | -13857.9022 | -66.4674 | -709.9051 | -21.9142 | -30.6481 | -5145.0151 | -1722.3945 | -1573.7905 | 0
17 | Taxes Other Than Income |  | 16769014.6255 | 5682008.5904 | 4731128.9624 | 1348609.6092 | 29476.3545 | 2989406.7216 | 14443.1116 | 152694.0084 | 4192.046 | 5810.18 | 1095150.6684 | 374171.7864 | 341922.5867 | 0
18 | Income Taxes - Federal |  | 21154546.7439 | 6888700.3012 | 8187234.3532 | 1861357.5079 | 121074.7078 | 1586389.4362 | 29284.0963 | 142294.9732 | 10408.1544 | 34278.6805 | 1927846.9106 | 19735.7505 | 345941.8721 | 0
19 | Income Taxes - State |  | 2874551.5614 | 936059.9613 | 1112509.1725 | 252927.5713 | 16452.0419 | 215563.9771 | 3979.2223 | 19335.5236 | 1414.2953 | 4657.9034 | 261962.3769 | 2681.7607 | 47007.7549 | 0
20 | Income Taxes Deferred |  | 25283477.7743 | 8567047.0875 | 7133358.5568 | 2033365.8143 | 44442.9665 | 4507277.2665 | 21776.598 | 230224.3545 | 6320.5564 | 8760.2975 | 1651213.1573 | 564157.421 | 515533.698 | 0
21 | Investment Tax Credit Adj |  | -759402.8313 | -257315.8595 | -214254.2546 | -61073.2341 | -1334.8684 | -135378.493 | -654.0718 | -6914.9121 | -189.8413 | -263.1202 | -49595.0738 | -16944.7711 | -15484.3314 | 0
22 | Misc Revenues & Expense |  | -178.9196 | -61.0525 | -50.3442 | -14.4337 | -0.32575 | -31.363 | -0.15361 | -1.6406 | -0.050644 | -0.070828 | -11.8902 | -3.9574 | -3.6371 | 0
23
24 | Total Operating Expenses |  | 220970470.2299 | 75100720.8819 | 64572014.8094 | 17931224.6489 | 510325.3835 | 36524977.7424 | 201900.6522 | 1966636.4964 | 66645.5425 | 115053.5457 | 15232650.4999 | 4364998.4145 | 4383321.6126 | 0
25
26
27 | 12 Months Ended Dec 2017 A: Rate Base :
28 | Electric Plant In Service |  | 2886962193.6866 | 981335072.2814 | 809214785.9567 | 232001821.3154 | 5235960.1786 | 514820578.626 | 2469024.3658 | 26370428.1677 | 814035.3675 | 1138465.3617 | 191118857.9786 | 63982491.7166 | 58460672.3708 | 0
29 | Plant Held For Future Use |  | 1499559.3032 | 511692.6093 | 421944.7944 | 120971.5424 | 2730.1604 | 262859.697 | 1287.411 | 13750.1997 | 424.4584 | 593.6243 | 99654.1445 | 33167.8076 | 30482.8543 | 0
30 | Electric Plant Acquisition Adj |  | 0 | 0 | 0 | 0 | 0 | 0 | 0 | 0 | 0 | 0 | 0 | 0 | 0 | 0
31 | Pensions |  | 0 | 0 | 0 | 0 | 0 | 0 | 0 | 0 | 0 | 0 | 0 | 0 | 0 | 0
32 | Prepayments |  | 3324834.1747 | 1130174.5793 | 931948.7361 | 267189.636 | 6030.1005 | 592908.6589 | 2843.5023 | 30370.0422 | 937.5005 | 1311.1369 | 220105.9363 | 73686.9183 | 67327.4274 | 0
33 | Fuel Stock |  | 0 | 0 | 0 | 0 | 0 | 0 | 0 | 0 | 0 | 0 | 0 | 0 | 0 | 0
34 | Materials & Supplies |  | 449083.6171 | 152652.0907 | 125877.8295 | 36089.1647 | 814.4825 | 80083.8632 | 384.0704 | 4102.0658 | 126.6277 | 177.0946 | 29729.594 | 9952.8536 | 9093.8805 | 0
35 | Misc Deferred Debits |  | 25525632.7193 | 8676649.6325 | 7154817.3233 | 2051285.6154 | 46294.6788 | 4551916.8381 | 21830.3207 | 233158.8591 | 7197.4394 | 10065.9452 | 1689811.5798 | 565713.9917 | 516890.4952 | 0
36 | Cash Working Capital |  | 4328593.1161 | 1481369.3891 | 1242000.6253 | 349454.8327 | 9555.1468 | 729516.9051 | 3843.1541 | 39159.0819 | 1293.6241 | 2042.4281 | 294633.1822 | 89217.7129 | 86507.0337 | 0
37 | Weatherization Loans |  | 0 | 0 | 0 | 0 | 0 | 0 | 0 | 0 | 0 | 0 | 0 | 0 | 0 | 0
38 | Miscellaneous Rate Base |  | 0 | 0 | 0 | 0 | 0 | 0 | 0 | 0 | 0 | 0 | 0 | 0 | 0 | 0
39
40 | Total Rate Base Additions |  | 2922089896.617 | 993287610.5824 | 819091375.2653 | 234826812.1067 | 5301384.7475 | 521037864.5884 | 2499212.8243 | 26690968.4164 | 824015.0174 | 1152655.5907 | 193452792.4155 | 64754231.0007 | 59170974.0618 | 0
41
42 | 12 Months Ended Dec 2017 A: Rate Base Deductions :
43 | Accum Provision For Depreciation |  | -775506999.6488 | -263610472.2963 | -217374776.4046 | -62321332.8638 | -1406506.2735 | -138292100.1515 | -663240.006 | -7083738.4908 | -218669.7019 | -305819.4904 | -51339174.3957 | -17187210.8657 | -15703958.7086 | 0
44 | Accum Provision For Amortization |  | -36876975.9752 | -12535191.5111 | -10336594.0973 | -2963500.7891 | -66882.1134 | -6576162.5016 | -31538.3544 | -336845.5654 | -10398.1703 | -14542.3126 | -2441277.7591 | -817288.9707 | -746753.8303 | 0
45 | Accum Deferred Income Taxes |  | -494708875.934 | -168161149.627 | -138666692.494 | -39755730.8303 | -897231.8507 | -88219714.3224 | -423090.9376 | -4518825.0599 | -139492.7452 | -195086.9274 | -32750044.0786 | -10964021.7619 | -10017795.299 | 0
46 | Unamortized ITC |  | -37190.0371 | -12641.6155 | -10424.352 | -2988.661 | -67.4499 | -6631.9699 | -31.8061 | -339.7054 | -10.4865 | -14.6658 | -2462.0043 | -824.2269 | -753.0938 | 0
47 | Customer Advance For Construction |  | -11034560.3648 | -5466397.8401 | -229445.7357 | -791920.685 | -109609.6253 | -2012537.2111 | 0 | -145383.8864 | -53575.6391 | -80079.5132 | -2145610.229 | 0 | 0 | 0
48 | Customer Service Deposits |  | 0 | 0 | 0 | 0 | 0 | 0 | 0 | 0 | 0 | 0 | 0 | 0 | 0 | 0
49 | Misc Rate Base Deductions |  | -28159564.1213 | -9569704.0044 | -7894493.9144 | -2263987.062 | -51227.0468 | -5019479.9547 | -24108.5253 | -257348.8661 | -7946.3511 | -11136.5053 | -1864128.659 | -624376.8541 | -571626.3782 | 0
50
51 | Total Rate Base Deductions |  | -1346324166.0812 | -459355556.8944 | -374512426.998 | -108099460.8912 | -2531524.3596 | -240126626.1112 | -1142009.6294 | -12342481.5742 | -430093.0941 | -606679.4145 | -90542697.1255 | -29593722.6792 | -27040887.3099 | 0
52
53 | Total Rate Base |  | 1575765730.5358 | 533932053.688 | 444578948.2673 | 126727351.2155 | 2769860.3879 | 280911238.4772 | 1357203.1949 | 14348486.8422 | 393921.9234 | 545976.1762 | 102910095.29 | 35160508.3215 | 32130086.7519 | 0
54
55 | Calculated Return On Rate Base |  |  | 7.15% | 8.133% | 7.465% | 12.99% | 5.791% | 8.718% | 6.596% | 10.19% | 16.98% | 8.277% | 4.816% | 6.711%
56
57 | Return On Rate Base | 7.319% | 115325128.9113 | 39076736.9338 | 32537276.0218 | 9274759.4597 | 202717.003 | 20558972.7979 | 99329.2533 | 1050118.7218 | 28829.8544 | 39958.2068 | 7531652.5646 | 2573282.358 | 2351495.7362 | 0
58 | Total Operating Expenses |  | 221801974.7902 | 75660860.6891 | 62325878.4577 | 17816068.9667 | 412838.2839 | 39187480.0709 | 190120.629 | 2030982.412 | 59634.5218 | 82320.6083 | 14620681.7761 | 4910727.5925 | 4504380.7823 | 0
59 | Revenue Credits |  | -60654879.3217 | -20371847.054 | -17104601.0047 | -4935490.5767 | -123294.4437 | -10773472.0732 | -53857.62 | -560210.8239 | -17506.8356 | -26669.5804 | -4008221.2768 | -1355931.4798 | -1323776.5529 | 0
60
61 | Total Revenue Requirements |  | 276472224.3799 | 94365750.5689 | 77758553.4748 | 22155337.8497 | 492260.8431 | 48972980.7956 | 235592.2624 | 2520890.3098 | 70957.5406 | 95609.2347 | 18144113.0639 | 6128078.4708 | 5532099.9656 | 0
62 | [15 empty] | 0
63
64 | Return On Rate Base @ Target ROR | 7.319% | 115325128.9113 | 39076736.9338 | 32537276.0218 | 9274759.4597 | 202717.003 | 20558972.7979 | 99329.2533 | 1050118.7218 | 28829.8544 | 39958.2068 | 7531652.5646 | 2573282.358 | 2351495.7362 | 0
65 | Total Op. exp. Adjusted for Taxes |  | 221801974.7902 | 75660860.6891 | 62325878.4577 | 17816068.9667 | 412838.2839 | 39187480.0709 | 190120.629 | 2030982.412 | 59634.5218 | 82320.6083 | 14620681.7761 | 4910727.5925 | 4504380.7823 | 0
66 | Revenue Credits |  | -60654879.3217 | -20371847.054 | -17104601.0047 | -4935490.5767 | -123294.4437 | -10773472.0732 | -53857.62 | -560210.8239 | -17506.8356 | -26669.5804 | -4008221.2768 | -1355931.4798 | -1323776.5529 | 0
67
68 | Total Target Revenue Requirements |  | 276472224.3799 | 94365750.5689 | 77758553.4748 | 22155337.8497 | 492260.8431 | 48972980.7956 | 235592.2624 | 2520890.3098 | 70957.5406 | 95609.2347 | 18144113.0639 | 6128078.4708 | 5532099.9656 | 0
Rocky Mountain Power
Cost Of Service By Rate Schedule - Transmission-Demand Summary
State of Utah
2017 Protocol (Non Wgt)
12 Months Ended Dec 2017
| A | B | C | D | E | F | G | H | I | J | K | L | M | N | O
Chk Total
| DESCRIPTION |  | Utah Jurisdiction Normalized | Residential Sch 1 | General Large Dist. Sch 6 | General +1 MW Sch 8 | Street & Area Lighting Sch. 7,11,12 | General Trans Sch 9 | General Secondary Sch 22 | Irrigation Sch 10 | Traffic Signals Sch 15 | Outdoor Lighting Sch 15 | General Small Dist. Sch 23 | Industrial Cust 1 | Industrial Cust 2 | 0
| Operating Revenues |  | 251043230.0173 | 88820609.9522 | 75640789.3001 | 19927801.471 | 405674.7531 | 37480414.2072 | 215782.8087 | 2109860.2349 | 73757.3071 | 90424.5243 | 18253427.7425 | 4291423.8185 | 3733263.8977
83 | 12 Months Ended Dec 2017 A: Operating Expenses
84 | Operation & Maintenance Expenses |  | 77251435.8867 | 27303992.6809 | 21696488.356 | 6099105.7292 | 127753.2159 | 13032237.1876 | 62371.969 | 697354.7143 | 21428.2827 | 25515.644 | 5224349.4391 | 1627342.7829 | 1333495.8849 | 0
85 | Depreciation Expense |  | 38830930.0642 | 13199900.4638 | 10884345.2323 | 3120468.3984 | 70409.5932 | 6924238.4942 | 33207.1812 | 354685.7254 | 10948.6334 | 15309.5158 | 2570687.7917 | 860551.8587 | 786177.1762 | 0
86 | Amortization Expense |  | -58287.8201 | -19818.4212 | -16338.6597 | -4683.5645 | -105.5505 | -10390.5388 | -49.827 | -532.3409 | -16.4305 | -22.9522 | -3859.2676 | -1291.3884 | -1178.8788 | 0
87 | Taxes Other Than Income |  | 12576760.9691 | 4261506.4428 | 3548346.7218 | 1011457.2069 | 22107.2659 | 2242055.0412 | 10832.3337 | 114520.5063 | 3144.0345 | 4357.635 | 821363.0013 | 280628.8398 | 256441.94 | 0
88 | Income Taxes - Federal |  | 16046100.7721 | 5997346.4127 | 6204201.7941 | 1280123.3653 | 27024.1626 | 844771.4937 | 16618.4132 | 93601.2766 | 6336.5 | 7688.8728 | 1552819.7836 | -19224.731 | 34793.4286 | 0
89 | Income Taxes - State |  | 2180398.5964 | 814939.7717 | 843047.9826 | 173947.5047 | 3672.1349 | 114790.4158 | 2258.1663 | 12718.8589 | 861.0251 | 1044.7901 | 211002.4189 | -2612.3217 | 4727.8491 | 0
90 | Income Taxes Deferred |  | 18962608.3307 | 6425285.3156 | 5350018.9176 | 1525024.3607 | 33332.2249 | 3380457.9499 | 16332.4485 | 172668.2659 | 4740.4173 | 6570.2231 | 1238409.8679 | 423118.0658 | 386650.2735 | 0
91 | Investment Tax Credit Adj |  | -569552.1235 | -192986.8946 | -160690.691 | -45804.9256 | -1001.1513 | -101533.8697 | -490.5539 | -5186.1841 | -142.381 | -197.3402 | -37196.3054 | -12708.5783 | -11613.2486 | 0
92 | Misc Revenues & Expense |  | -134.1897 | -48.0515 | -37.9013 | -10.5301 | -0.16789 | -22.1886 | -0.10436 | -1.1898 | -0.035575 | -0.037506 | -9.1515 | -2.7799 | -2.0516 | 0
93
94 | Total Operating Expenses |  | 165220260.486 | 57790117.7202 | 48349381.7523 | 13159627.5451 | 283191.7276 | 26426603.9854 | 141080.0266 | 1439829.6326 | 47300.0461 | 60266.3508 | 11577567.5781 | 3155801.7479 | 2789492.3733 | 0
95
96
97 | 12 Months Ended Dec 2017 A: Rate Base :
98 | Electric Plant In Service |  | 2165221645.265 | 769563963.7288 | 609035189.8669 | 169621506.4031 | 2793136.8014 | 366328115.9408 | 1690830.1744 | 19175295.2975 | 574798.7179 | 622173.9308 | 146807793.8625 | 45195088.6704 | 33813751.8704 | 0
99 | Plant Held For Future Use |  | 1124669.4774 | 402729.2179 | 317658.5137 | 88254.4461 | 1407.1106 | 185966.7903 | 874.6433 | 9972.2791 | 298.1609 | 314.3435 | 76700.0712 | 23298.7612 | 17195.1396 | 0
100 | Electric Plant Acquisition Adj |  | 0 | 0 | 0 | 0 | 0 | 0 | 0 | 0 | 0 | 0 | 0 | 0 | 0 | 0
101 | Pensions |  | 0 | 0 | 0 | 0 | 0 | 0 | 0 | 0 | 0 | 0 | 0 | 0 | 0 | 0
102 | Prepayments |  | 2493625.631 | 847630.9345 | 698961.5521 | 200392.227 | 4522.5754 | 444681.4942 | 2132.6268 | 22777.5317 | 703.1253 | 983.3527 | 165079.4522 | 55265.1887 | 50495.5705 | 0
103 | Fuel Stock |  | 0 | 0 | 0 | 0 | 0 | 0 | 0 | 0 | 0 | 0 | 0 | 0 | 0 | 0
104 | Materials & Supplies |  | 336812.7129 | 114489.068 | 94408.3721 | 27066.8735 | 610.8619 | 60062.8974 | 288.0528 | 3076.5493 | 94.9708 | 132.8209 | 22297.1955 | 7464.6402 | 6820.4104 | 0
105 | Misc Deferred Debits |  | 19144224.5395 | 6507487.2244 | 5366112.9925 | 1538464.2115 | 34721.0091 | 3413937.6286 | 16372.7405 | 174869.1443 | 5398.0795 | 7549.4589 | 1267358.6849 | 424285.4938 | 387667.8714 | 0
106 | Cash Working Capital |  | 3240787.0873 | 1127346.2206 | 930612.5607 | 258872.8883 | 6056.9063 | 536360.9756 | 2767.0782 | 28977.6422 | 940.306 | 1241.7902 | 222680.597 | 65599.0633 | 59331.0588 | 0
107 | Weatherization Loans |  | 0 | 0 | 0 | 0 | 0 | 0 | 0 | 0 | 0 | 0 | 0 | 0 | 0 | 0
108 | Miscellaneous Rate Base |  | 0 | 0 | 0 | 0 | 0 | 0 | 0 | 0 | 0 | 0 | 0 | 0 | 0 | 0
109
110 | Total Rate Base Additions |  | 2191561764.713 | 778563646.3942 | 616442943.8581 | 171734557.0496 | 2840455.2646 | 370969125.7269 | 1713265.3159 | 19414968.4441 | 582233.3605 | 632395.697 | 148561909.8632 | 45771001.8177 | 34335261.921 | 0
111
112 | 12 Months Ended Dec 2017 A: Rate Base Deductions :
113 | Accum Provision For Depreciation |  | -581630249.7366 | -197716014.0023 | -163031598.7164 | -46739934.8129 | -1054604.0467 | -103714264.4054 | -497390.8771 | -5312657.3816 | -163993.5902 | -229308.2928 | -38505224.0978 | -12889729.4095 | -11775530.104 | 0
114 | Accum Provision For Amortization |  | -27657731.9814 | -9401393.6333 | -7752445.5729 | -2222625.5919 | -50161.585 | -4932121.8762 | -23653.7658 | -252634.1741 | -7798.6277 | -10906.7344 | -1830958.3193 | -612966.728 | -560065.3727 | 0
115 | Accum Deferred Income Taxes |  | -371031656.9505 | -126120862.2202 | -104000019.3705 | -29816798.1227 | -672923.888 | -66164785.7418 | -317318.2032 | -3389118.795 | -104619.5589 | -146315.1956 | -24562533.0589 | -8223016.3214 | -7513346.4742 | 0
116 | Unamortized ITC |  | -27892.5278 | -9481.2117 | -7818.264 | -2241.4957 | -50.5875 | -4973.9774 | -23.8546 | -254.779 | -7.8648 | -10.9993 | -1846.5032 | -618.1702 | -564.8203 | 0
117 | Customer Advance For Construction |  | -8275920.2736 | -4099798.3801 | -172084.3018 | -593940.5138 | -82207.219 | -1509402.9083 | 0 | -109037.9148 | -40181.7293 | -60059.6349 | -1609207.6717 | 0 | 0 | 0
118 | Customer Service Deposits |  | 0 | 0 | 0 | 0 | 0 | 0 | 0 | 0 | 0 | 0 | 0 | 0 | 0 | 0
119 | Misc Rate Base Deductions |  | -21119673.091 | -7195623.8697 | -5922031.5018 | -1695596.1978 | -37800.5143 | -3753793.9133 | -17993.4228 | -192682.2997 | -5940.234 | -8225.7418 | -1399992.5119 | -466756.6106 | -423236.2733 | 0
120
121 | Total Rate Base Deductions |  | -1009743124.5609 | -344543173.3172 | -280885997.7274 | -81071136.7348 | -1897747.8405 | -180079342.8225 | -856380.1234 | -9256385.3442 | -322541.605 | -454826.5987 | -67909762.1628 | -22193087.2397 | -20272743.0446 | 0
122
123 | Total Rate Base |  | 1181818640.1521 | 434020473.077 | 335556946.1307 | 90663420.3148 | 942707.4241 | 190889782.9044 | 856885.1926 | 10158583.0999 | 259691.7555 | 177569.0983 | 80652147.7004 | 23577914.5781 | 14062518.8764 | 0
124
125 | Calculated Return On Rate Base |  |  | 7.15% | 8.133% | 7.465% | 12.99% | 5.791% | 8.718% | 6.596% | 10.19% | 16.98% | 8.277% | 4.816% | 6.711%
126
127 | Return On Rate Base | 7.319% | 86493432.6113 | 31764535.8303 | 24558313.0282 | 6635358.5642 | 68993.6664 | 13970597.529 | 62712.6186 | 743473.4002 | 19005.9884 | 12995.7003 | 5902666.3357 | 1725590.2864 | 1029189.6637 | 0
128 | Total Operating Expenses |  | 165636145.8839 | 58245441.8433 | 46654054.8419 | 13077242.7409 | 250012.5057 | 28235874.7508 | 133642.5791 | 1485385.8879 | 42678.0533 | 49620.5416 | 11097958.7335 | 3521756.5237 | 2842476.882 | 0
129 | Revenue Credits |  | -38920121.1956 | -13861262.9777 | -11017084.9615 | -3063906.0729 | -52178.89 | -6454883.1788 | -30741.2082 | -345549.1991 | -10394.2614 | -11605.1149 | -2651951.6231 | -806192.0744 | -614371.6334 | 0
130
131 | Total Revenue Requirements |  | 213209457.2996 | 76148714.6959 | 60195282.9086 | 16648695.2323 | 266827.2821 | 35751589.101 | 165613.9895 | 1883310.089 | 51289.7802 | 51011.127 | 14348673.446 | 4441154.7356 | 3257294.9123 | 0
132 | [15 empty] | 0
133
134 | Return On Rate Base @ Target ROR | 7.319% | 86493432.6113 | 31764535.8303 | 24558313.0282 | 6635358.5642 | 68993.6664 | 13970597.529 | 62712.6186 | 743473.4002 | 19005.9884 | 12995.7003 | 5902666.3357 | 1725590.2864 | 1029189.6637 | 0
135 | Total Op. exp. Adjusted for Taxes |  | 165636145.8839 | 58245441.8433 | 46654054.8419 | 13077242.7409 | 250012.5057 | 28235874.7508 | 133642.5791 | 1485385.8879 | 42678.0533 | 49620.5416 | 11097958.7335 | 3521756.5237 | 2842476.882 | 0
136 | Revenue Credits |  | -38920121.1956 | -13861262.9777 | -11017084.9615 | -3063906.0729 | -52178.89 | -6454883.1788 | -30741.2082 | -345549.1991 | -10394.2614 | -11605.1149 | -2651951.6231 | -806192.0744 | -614371.6334 | 0
137
138 | Total Target Revenue Requirements |  | 213209457.2996 | 76148714.6959 | 60195282.9086 | 16648695.2323 | 266827.2821 | 35751589.101 | 165613.9895 | 1883310.089 | 51289.7802 | 51011.127 | 14348673.446 | 4441154.7356 | 3257294.9123 | 0
Rocky Mountain Power
Cost Of Service By Rate Schedule - Transmission-Energy Summary
State of Utah
2017 Protocol (Non Wgt)
12 Months Ended Dec 2017
| A | B | C | D | E | F | G | H | I | J | K | L | M | N | O
Chk Total
| DESCRIPTION |  | Utah Jurisdiction Normalized | Residential Sch 1 | General Large Dist. Sch 6 | General +1 MW Sch 8 | Street & Area Lighting Sch. 7,11,12 | General Trans Sch 9 | General Secondary Sch 22 | Irrigation Sch 10 | Traffic Signals Sch 15 | Outdoor Lighting Sch 15 | General Small Dist. Sch 23 | Industrial Cust 1 | Industrial Cust 2 | 0
| Operating Revenues |  | 83911872.1714 | 24453827.3143 | 25089574.7977 | 7463829.0529 | 464529.9225 | 15311225.229 | 104438.0752 | 803160.7313 | 33020.7962 | 117357.1165 | 5497451.0408 | 1767068.2734 | 2806389.8215
153 | 12 Months Ended Dec 2017 A: Operating Expenses
154 | Operation & Maintenance Expenses |  | 26700169.0637 | 8407491.1631 | 7434965.3797 | 2242482.1723 | 78700.7874 | 5110668.9688 | 26486.9834 | 259433.3884 | 8495.1427 | 15907.4964 | 1699363.5098 | 648123.3863 | 768050.6853 | 0
155 | Depreciation Expense |  | 12943643.3547 | 4399315.5759 | 3628073.8617 | 1040241.119 | 23491.8651 | 2308463.4485 | 11072.1832 | 118240.2665 | 3650.2377 | 5107.6673 | 856828.6253 | 286904.7909 | 262253.7135 | 0
156 | Amortization Expense |  | -19429.2734 | -6599.6092 | -5445.8066 | -1562.0405 | -35.4041 | -3467.3635 | -16.6403 | -177.5642 | -5.4838 | -7.6958 | -1285.7475 | -431.0061 | -394.9117 | 0
157 | Taxes Other Than Income |  | 4192253.6564 | 1420502.1476 | 1182782.2406 | 337152.4023 | 7369.0886 | 747351.6804 | 3610.7779 | 38173.5021 | 1048.0115 | 1452.545 | 273787.6671 | 93542.9466 | 85480.6467 | 0
158 | Income Taxes - Federal |  | 5108445.9718 | 891353.8886 | 1983032.5591 | 581234.1426 | 94050.5451 | 741617.9425 | 12665.6831 | 48693.6966 | 4071.6544 | 26589.8077 | 375027.127 | 38960.4816 | 311148.4435 | 0
159 | Income Taxes - State |  | 694152.9649 | 121120.1896 | 269461.19 | 78980.0667 | 12779.9071 | 100773.5614 | 1721.056 | 6616.6646 | 553.2702 | 3613.1133 | 50959.958 | 5294.0824 | 42279.9058 | 0
160 | Income Taxes Deferred |  | 6320869.4436 | 2141761.7719 | 1783339.6392 | 508341.4536 | 11110.7416 | 1126819.3166 | 5444.1495 | 57556.0886 | 1580.1391 | 2190.0744 | 412803.2893 | 141039.3553 | 128883.4245 | 0
161 | Investment Tax Credit Adj |  | -189850.7078 | -64328.9649 | -53563.5637 | -15268.3085 | -333.7171 | -33844.6232 | -163.518 | -1728.728 | -47.4603 | -65.7801 | -12398.7685 | -4236.1928 | -3871.0829 | 0
162 | Misc Revenues & Expense |  | -44.7299 | -13.0009 | -12.4429 | -3.9036 | -0.15786 | -9.1745 | -0.049249 | -0.45076 | -0.015069 | -0.033322 | -2.7388 | -1.1775 | -1.5854 | 0
163
164 | Total Operating Expenses |  | 55750209.744 | 17310603.1616 | 16222633.0571 | 4771597.1038 | 227133.6559 | 10098373.757 | 60820.6256 | 526806.8638 | 19345.4965 | 54787.1949 | 3655082.9218 | 1209196.6666 | 1593829.2393 | 0
165
166
167 | 12 Months Ended Dec 2017 A: Rate Base :
168 | Electric Plant In Service |  | 721740548.4217 | 211771108.5527 | 200179596.0897 | 62380314.9123 | 2442823.3772 | 148492462.6851 | 778194.1914 | 7195132.8702 | 239236.6495 | 516291.4309 | 44311064.1162 | 18787403.0462 | 24646920.5004 | 0
169 | Plant Held For Future Use |  | 374889.8258 | 108963.3914 | 104286.2807 | 32717.0963 | 1323.0498 | 76892.9067 | 412.7677 | 3777.9206 | 126.2975 | 279.2808 | 22954.0734 | 9869.0463 | 13287.7146 | 0
170 | Electric Plant Acquisition Adj |  | 0 | 0 | 0 | 0 | 0 | 0 | 0 | 0 | 0 | 0 | 0 | 0 | 0 | 0
171 | Pensions |  | 0 | 0 | 0 | 0 | 0 | 0 | 0 | 0 | 0 | 0 | 0 | 0 | 0 | 0
172 | Prepayments |  | 831208.5437 | 282543.6448 | 232987.184 | 66797.409 | 1507.5251 | 148227.1647 | 710.8756 | 7592.5106 | 234.3751 | 327.7842 | 55026.4841 | 18421.7296 | 16831.8568 | 0
173 | Fuel Stock |  | 0 | 0 | 0 | 0 | 0 | 0 | 0 | 0 | 0 | 0 | 0 | 0 | 0 | 0
174 | Materials & Supplies |  | 112270.9043 | 38163.0227 | 31469.4574 | 9022.2912 | 203.6206 | 20020.9658 | 96.0176 | 1025.5164 | 31.6569 | 44.2736 | 7432.3985 | 2488.2134 | 2273.4701 | 0
175 | Misc Deferred Debits |  | 6381408.1798 | 2169162.4081 | 1788704.3308 | 512821.4038 | 11573.6697 | 1137979.2095 | 5457.5802 | 58289.7148 | 1799.3598 | 2516.4863 | 422452.895 | 141428.4979 | 129222.6238 | 0
176 | Cash Working Capital |  | 1087806.0288 | 354023.1685 | 311388.0646 | 90581.9444 | 3498.2405 | 193155.9296 | 1076.0759 | 10181.4397 | 353.3181 | 800.6379 | 71952.5852 | 23618.6495 | 27175.9749 | 0
177 | Weatherization Loans |  | 0 | 0 | 0 | 0 | 0 | 0 | 0 | 0 | 0 | 0 | 0 | 0 | 0 | 0
178 | Miscellaneous Rate Base |  | 0 | 0 | 0 | 0 | 0 | 0 | 0 | 0 | 0 | 0 | 0 | 0 | 0 | 0
179
180 | Total Rate Base Additions |  | 730528131.9041 | 214723964.1882 | 202648431.4072 | 63092255.057 | 2460929.4829 | 150068738.8615 | 785947.5084 | 7275999.9722 | 241781.657 | 520259.8937 | 44890882.5522 | 18983229.183 | 24835712.1407 | 0
181
182 | 12 Months Ended Dec 2017 A: Rate Base Deductions :
183 | Accum Provision For Depreciation |  | -193876749.9122 | -65894458.2941 | -54343177.6882 | -15581398.0508 | -351902.2268 | -34577835.7461 | -165849.1289 | -1771081.1093 | -54676.1116 | -76511.1976 | -12833950.2979 | -4297481.4562 | -3928428.6046 | 0
184 | Accum Provision For Amortization |  | -9219243.9938 | -3133797.8778 | -2584148.5243 | -740875.1973 | -16720.5283 | -1644040.6254 | -7884.5886 | -84211.3914 | -2599.5426 | -3635.5781 | -610319.4398 | -204322.2427 | -186688.4576 | 0
185 | Accum Deferred Income Taxes |  | -123677218.9835 | -42040287.4067 | -34666673.1235 | -9938932.7076 | -224307.9627 | -22054928.5806 | -105772.7344 | -1129706.265 | -34873.1863 | -48771.7319 | -8187511.0196 | -2741005.4405 | -2504448.8247 | 0
186 | Unamortized ITC |  | -9297.5093 | -3160.4039 | -2606.088 | -747.1652 | -16.8625 | -1657.9925 | -7.9515 | -84.9263 | -2.6216 | -3.6664 | -615.5011 | -206.0567 | -188.2734 | 0
187 | Customer Advance For Construction |  | -2758640.0912 | -1366599.46 | -57361.4339 | -197980.1713 | -27402.4063 | -503134.3028 | 0 | -36345.9716 | -13393.9098 | -20019.8783 | -536402.5572 | 0 | 0 | 0
188 | Customer Service Deposits |  | 0 | 0 | 0 | 0 | 0 | 0 | 0 | 0 | 0 | 0 | 0 | 0 | 0 | 0
189 | Misc Rate Base Deductions |  | -7039891.0303 | -2374080.1347 | -1972462.4126 | -568390.8642 | -13426.5324 | -1265686.0414 | -6115.1026 | -64666.5664 | -2006.1171 | -2910.7635 | -464136.147 | -157620.2435 | -148390.1049 | 0
190
191 | Total Rate Base Deductions |  | -336581041.5203 | -114812383.5771 | -93626429.2706 | -27028324.1564 | -633776.5191 | -60047283.2887 | -285629.506 | -3086096.23 | -107551.4891 | -151852.8158 | -22632934.9627 | -7400635.4396 | -6768144.2653 | 0
192
193 | Total Rate Base |  | 393947090.3838 | 99911580.6111 | 109022002.1367 | 36063930.9007 | 1827152.9638 | 90021455.5728 | 500318.0024 | 4189903.7423 | 134230.1679 | 368407.0779 | 22257947.5896 | 11582593.7434 | 18067567.8755 | 0
194
195 | Calculated Return On Rate Base |  |  | 7.15% | 8.133% | 7.465% | 12.99% | 5.791% | 8.718% | 6.596% | 10.19% | 16.98% | 8.277% | 4.816% | 6.711%
196
197 | Return On Rate Base | 7.319% | 28831696.3 | 7312201.1035 | 7978962.9936 | 2639400.8954 | 133723.3365 | 6588375.2689 | 36616.6347 | 306645.3216 | 9823.866 | 26962.5065 | 1628986.2289 | 847692.0717 | 1322306.0725 | 0
198 | Total Operating Expenses |  | 56165828.9064 | 17415418.8458 | 15671823.6158 | 4738826.2258 | 162825.7782 | 10951605.32 | 56478.0499 | 545596.524 | 16956.4685 | 32700.0666 | 3522723.0426 | 1388971.0688 | 1661903.9003 | 0
199 | Revenue Credits |  | -21734758.1261 | -6510584.0763 | -6087516.0432 | -1871584.5038 | -71115.5537 | -4318588.8944 | -23116.4117 | -214661.6248 | -7112.5742 | -15064.4654 | -1356269.6537 | -549739.4053 | -709404.9196 | 0
200
201 | Total Revenue Requirements |  | 63262767.0803 | 18217035.873 | 17563270.5663 | 5506642.6174 | 225433.5611 | 13221391.6946 | 69978.2728 | 637580.2208 | 19667.7604 | 44598.1077 | 3795439.6178 | 1686923.7351 | 2274805.0533 | 0
202 | [15 empty] | 0
203
204 | Return On Rate Base @ Target ROR | 7.319% | 28831696.3 | 7312201.1035 | 7978962.9936 | 2639400.8954 | 133723.3365 | 6588375.2689 | 36616.6347 | 306645.3216 | 9823.866 | 26962.5065 | 1628986.2289 | 847692.0717 | 1322306.0725 | 0
205 | Total Op. exp. Adjusted for Taxes |  | 56165828.9064 | 17415418.8458 | 15671823.6158 | 4738826.2258 | 162825.7782 | 10951605.32 | 56478.0499 | 545596.524 | 16956.4685 | 32700.0666 | 3522723.0426 | 1388971.0688 | 1661903.9003 | 0
206 | Revenue Credits |  | -21734758.1261 | -6510584.0763 | -6087516.0432 | -1871584.5038 | -71115.5537 | -4318588.8944 | -23116.4117 | -214661.6248 | -7112.5742 | -15064.4654 | -1356269.6537 | -549739.4053 | -709404.9196 | 0
207
208 | Total Target Revenue Requirements |  | 63262767.0803 | 18217035.873 | 17563270.5663 | 5506642.6174 | 225433.5611 | 13221391.6946 | 69978.2728 | 637580.2208 | 19667.7604 | 44598.1077 | 3795439.6178 | 1686923.7351 | 2274805.0533 | 0

## Distribution Summary
Distribution Summary
Rocky Mountain Power
Cost Of Service By Rate Schedule - Distribution Function
State of Utah
2017 Protocol (Non Wgt)
12 Months Ended Dec 2017
| A | B | C | D | E | F | G | H | I | J | K | L | M | N | O
Chk Total
| DESCRIPTION |  | Utah Jurisdiction Normalized | Residential Sch 1 | General Large Dist. Sch 6 | General +1 MW Sch 8 | Street & Area Lighting Sch. 7,11,12 | General Trans Sch 9 | General Secondary Sch 22 | Irrigation Sch 10 | Traffic Signals Sch 15 | Outdoor Lighting Sch 15 | General Small Dist. Sch 23 | Industrial Cust 1 | Industrial Cust 2 | 0
13 | 12 Months Ended Dec 2017 A: Operating Expenses
14 | Operation & Maintenance Expenses |  | 96453470.319 | 52865275.2508 | 24790713.4088 | 5831871.2012 | 2463021.4051 | 514146.9647 | 15093.1159 | 1119835.2519 | 51412.2147 | 18824.249 | 8657312.1972 | 62602.2146 | 63362.8451 | 0
15 | Depreciation Expense |  | 55918910.3481 | 34417150.7944 | 11466045.1423 | 2495975.5559 | 1662584.1799 | 100200.1072 | 30490.1222 | 612375.7271 | 36326.7906 | 18470.2916 | 5060468.7574 | 9411.4397 | 9411.4397 | 0
16 | Amortization Expense |  | -1124002.0621 | -659116.7271 | -272018.8199 | -61289.5175 | -14182.2224 | -1043.3388 | -530.225 | -13730.0723 | -599.7926 | -322.6805 | -100968.8432 | -100.2715 | -99.5512 | 0
17 | Taxes Other Than Income |  | 18214647.1163 | 10703995.7638 | 4491119.8898 | 1001836.9822 | 163693.2821 | -17363.8744 | 9384.8978 | 227459.2242 | 8993.3584 | 4691.946 | 1621256.3919 | -264.6462 | -156.0993 | 0
18 | Income Taxes - Federal |  | 26006927.1406 | 12429177.0595 | 8874982.319 | 1704868.7198 | -30790.2393 | -94698.2176 | 18068.0349 | 273532.1087 | 18848.7132 | 25042.9985 | 2799828.2227 | -6007.6777 | -5924.901 | 0
19 | Income Taxes - State |  | 3533909.4675 | 1688918.7348 | 1205962.6988 | 231663.344 | -4183.8821 | -12867.915 | 2455.1459 | 37168.4707 | 2561.2271 | 3402.9276 | 380450.1551 | -816.3436 | -805.0956 | 0
20 | Income Taxes Deferred |  | 12087361.4082 | 7103243.0375 | 2980337.1369 | 664825.7086 | 108627.9547 | -11522.783 | 6227.8808 | 150943.4594 | 5968.0527 | 3113.6067 | 1075876.5635 | -175.621 | -103.5885 | 0
21 | Investment Tax Credit Adj |  | -811087.5782 | -476642.6682 | -199986.9408 | -44611.2146 | -7289.1661 | 773.2032 | -417.904 | -10128.6262 | -400.469 | -208.9296 | -72193.5985 | 11.7845 | 6.951 | 0
22 | Misc Revenues & Expense |  | -28894.86 | -9859.7543 | -8130.4125 | -2330.9887 | -52.6072 | -5065.0175 | -24.807 | -264.9512 | -8.1788 | -11.4385 | -1920.2259 | -639.1072 | -587.3711 | 0
23
24 | Total Operating Expenses |  | 210251241.2993 | 118062141.4913 | 53329024.4222 | 11822809.7909 | 4341428.7046 | 472559.1288 | 80746.2615 | 2397190.5922 | 123101.9163 | 73002.9707 | 19420109.6203 | 64021.7716 | 65104.6289 | 0
25
26
27 | 12 Months Ended Dec 2017 A: Rate Base :
28 | Electric Plant In Service |  | 3066467501.6405 | 1798450940.6498 | 742070069.7512 | 167179455.4274 | 38703352.0936 | 2654978.5054 | 1446118.858 | 37461300.6451 | 1636610.5053 | 880207.4582 | 275485722.3699 | 249372.6883 | 249372.6883 | 0
29 | Plant Held For Future Use |  | 5750021.0062 | 2752243.3322 | 1942669.4894 | 464072.6432 | 3249.2243 | 0 | 1019.6457 | 89705.2307 | 1391.3669 | 835.474 | 494834.5998 | 0 | 0 | 0
30 | Electric Plant Acquisition Adj |  | 0 | 0 | 0 | 0 | 0 | 0 | 0 | 0 | 0 | 0 | 0 | 0 | 0 | 0
31 | Pensions |  | 0 | 0 | 0 | 0 | 0 | 0 | 0 | 0 | 0 | 0 | 0 | 0 | 0 | 0
32 | Prepayments |  | 3046505.8692 | 1786743.6532 | 737239.4528 | 166091.1756 | 38451.4068 | 2637.6955 | 1436.7051 | 37217.4407 | 1625.9567 | 874.4776 | 273692.4065 | 247.7494 | 247.7494 | 0
33 | Fuel Stock |  | 0 | 0 | 0 | 0 | 0 | 0 | 0 | 0 | 0 | 0 | 0 | 0 | 0 | 0
34 | Materials & Supplies |  | 12805777.3756 | 7510453.7565 | 3098935.2097 | 698152.8051 | 161627.8374 | 11087.3713 | 6039.091 | 156440.9458 | 6834.5971 | 3675.8064 | 1150447.1608 | 1041.3974 | 1041.3974 | 0
35 | Misc Deferred Debits |  | 78421833.6509 | 45993580.6988 | 18977698.4547 | 4275447.0531 | 989799.4477 | 67898.4149 | 36983.0407 | 958035.2265 | 41854.6737 | 22510.4237 | 7045271.3036 | 6377.4566 | 6377.4566 | 0
36 | Cash Working Capital |  | 4568399.1465 | 2488825.6787 | 1199793.627 | 276786.9979 | 104500.0987 | 20122.027 | 964.9358 | 52858.0757 | 2490.2318 | 1157.0655 | 415785.1548 | 2540.5835 | 2574.6701 | 0
37 | Weatherization Loans |  | 0 | 0 | 0 | 0 | 0 | 0 | 0 | 0 | 0 | 0 | 0 | 0 | 0 | 0
38 | Miscellaneous Rate Base |  | 0 | 0 | 0 | 0 | 0 | 0 | 0 | 0 | 0 | 0 | 0 | 0 | 0 | 0
39
40 | Total Rate Base Additions |  | 3171060038.6888 | 1858982787.7691 | 768026405.9848 | 173060006.1022 | 40000980.1084 | 2756724.0141 | 1492562.2763 | 38755557.5646 | 1690807.3315 | 909260.7054 | 284865752.9955 | 259579.8752 | 259613.9617 | 0
41
42 | 12 Months Ended Dec 2017 A: Rate Base Deductions :
43 | Accum Provision For Depreciation |  | -1003370725.6545 | -588229397.7974 | -236198336.111 | -53464004.0226 | -20251657.4768 | -1234981.479 | -383522.8882 | -11727105.5043 | -568644.1676 | -267146.5483 | -90813934.8234 | -115997.418 | -115997.418 | 0
44 | Accum Provision For Amortization |  | -31389981.139 | -18409893.8196 | -7596221.2157 | -1711337.2145 | -396187.9562 | -27177.7624 | -14803.2365 | -383473.6615 | -16753.2096 | -9010.2685 | -2820017.3733 | -2552.7106 | -2552.7106 | 0
45 | Accum Deferred Income Taxes |  | -540995034.1528 | -317089247.2694 | -132767867.3361 | -29862037.4024 | -4945440.3476 | -370942.2828 | -275991.7829 | -6743877.3602 | -280078.7109 | -159974.7301 | -48429894.3517 | -34841.2893 | -34841.2893 | 0
46 | Unamortized ITC |  | -39721.1807 | -23300.6879 | -9741.6083 | -2189.7528 | -352.9968 | -27.2305 | -20.485 | -495.623 | -20.5519 | -11.8096 | -3555.3196 | -2.5577 | -2.5577 | 0
47 | Customer Advance For Construction |  | -8648118.9308 | -4284181.4337 | -179823.5675 | -620652.2092 | -85904.3808 | -1577286.3239 | 0 | -113941.752 | -41988.8499 | -62760.7381 | -1681579.6756 | 0 | 0 | 0
48 | Customer Service Deposits |  | 0 | 0 | 0 | 0 | 0 | 0 | 0 | 0 | 0 | 0 | 0 | 0 | 0 | 0
49 | Misc Rate Base Deductions |  | -34134810.0714 | -18617426.9306 | -8484611.8001 | -2010619.367 | -369433.6694 | -1026277.0164 | -18324.6859 | -399723.644 | -16794.5658 | -10449.8758 | -2932881.401 | -128742.3808 | -119524.7346 | 0
50
51 | Total Rate Base Deductions |  | -1618578391.1291 | -946653447.9386 | -385236601.6387 | -87670839.9685 | -26048976.8277 | -4236692.095 | -692663.0785 | -19368617.5451 | -924280.0556 | -509353.9704 | -146681862.9446 | -282136.3564 | -272918.7102 | 0
52
53 | Total Rate Base |  | 1552481647.5597 | 912329339.8306 | 382789804.3461 | 85389166.1337 | 13952003.2808 | -1479968.081 | 799899.1978 | 19386940.0195 | 766527.2759 | 399906.735 | 138183890.0509 | -22556.4812 | -13304.7484 | 0
54
55 | Calculated Return On Rate Base |  |  | 7.15% | 8.133% | 7.465% | 12.99% | 5.791% | 8.718% | 6.596% | 10.19% | 16.98% | 8.277% | 4.816% | 6.711%
56
57 | Return On Rate Base | 7.319% | 113621043.1968 | 66770394.0292 | 28015131.1053 | 6249353.1882 | 1021101.3895 | -108314.0129 | 58542.0004 | 1418866.5952 | 56099.6189 | 29267.8632 | 10113225.9858 | -1650.8349 | -973.7309 | 0
58 | Total Operating Expenses |  | 207911972.2905 | 119019252.002 | 51395063.9908 | 11745217.6407 | 3850378.5635 | 458531.8564 | 73803.4315 | 2484131.4953 | 109459.2671 | 49027.3419 | 18598380.5313 | 63671.6705 | 65054.4995 | 0
59 | Revenue Credits |  | -16510290.3163 | -6764737.7409 | -5578885.3416 | -1263097.227 | -129037.2968 | -655165.5369 | -10845.7469 | -438978.5254 | -10094.3765 | -3131.3874 | -1653372.1099 | -1452.309 | -1492.718 | 0
60
61 | Total Revenue Requirements |  | 305022725.171 | 179024908.2903 | 73831309.7544 | 16731473.6019 | 4742442.6562 | -304947.6935 | 121499.685 | 3464019.5651 | 155464.5094 | 75163.8177 | 27058234.4072 | 60568.5266 | 62588.0506 | 0
62 | [15 empty] | 0
63
64 | Return On Rate Base @ Target ROR | 7.319% | 113621043.1968 | 66770394.0292 | 28015131.1053 | 6249353.1882 | 1021101.3895 | -108314.0129 | 58542.0004 | 1418866.5952 | 56099.6189 | 29267.8632 | 10113225.9858 | -1650.8349 | -973.7309 | 0
65 | Total Op. exp. Adjusted for Taxes |  | 207911972.2905 | 119019252.002 | 51395063.9908 | 11745217.6407 | 3850378.5635 | 458531.8564 | 73803.4315 | 2484131.4953 | 109459.2671 | 49027.3419 | 18598380.5313 | 63671.6705 | 65054.4995 | 0
66 | Revenue Credits |  | -16510290.3163 | -6764737.7409 | -5578885.3416 | -1263097.227 | -129037.2968 | -655165.5369 | -10845.7469 | -438978.5254 | -10094.3765 | -3131.3874 | -1653372.1099 | -1452.309 | -1492.718 | 0
67
68 | Total Target Revenue Requirements |  | 305022725.171 | 179024908.2903 | 73831309.7544 | 16731473.6019 | 4742442.6562 | -304947.6935 | 121499.685 | 3464019.5651 | 155464.5094 | 75163.8177 | 27058234.4072 | 60568.5266 | 62588.0506 | 0
Rocky Mountain Power
Cost Of Service By Rate Schedule - Distribution Substations Summary
State of Utah
2017 Protocol (Non Wgt)
12 Months Ended Dec 2017
| A | B | C | D | E | F | G | H | I | J | K | L | M | N | O
Chk Total
| DESCRIPTION |  | Utah Jurisdiction Normalized | Residential Sch 1 | General Large Dist. Sch 6 | General +1 MW Sch 8 | Street & Area Lighting Sch. 7,11,12 | General Trans Sch 9 | General Secondary Sch 22 | Irrigation Sch 10 | Traffic Signals Sch 15 | Outdoor Lighting Sch 15 | General Small Dist. Sch 23 | Industrial Cust 1 | Industrial Cust 2 | 0
| Operating Revenues |  | 48923491.1345 | 23335136.0551 | 16523152.5554 | 3625853.5222 | 181156.6754 | 38586.1286 | 10708.3217 | 636234.057 | 15718.8255 | 10527.0162 | 4529876.4006 | 8477.898 | 8063.6789
83 | 12 Months Ended Dec 2017 A: Operating Expenses
84 | Operation & Maintenance Expenses |  | 15735249.1603 | 7872575.7185 | 4874463.7103 | 1162274.0995 | 123711.5189 | 80624.187 | 3197.0416 | 223831.8528 | 5311.2411 | 2724.7623 | 1366351.4376 | 10026.581 | 10157.0098 | 0
85 | Depreciation Expense |  | -10455942.1848 | -4915114.4041 | -3612243.8499 | -865641.347 | 4110.3537 | 719.4836 | -1609.612 | -165934.047 | -2287.6557 | -1401.4528 | -896674.8106 | 67.5785 | 67.5785 | 0
86 | Amortization Expense |  | -192737.7121 | -113021.7232 | -46644.2961 | -10509.5905 | -2431.8898 | -178.906 | -90.9201 | -2354.3575 | -102.8491 | -55.3315 | -17313.5837 | -17.194 | -17.0705 | 0
87 | Taxes Other Than Income |  | 3123347.8384 | 1835462.5164 | 770112.6193 | 171789.5138 | 28069.2267 | -2977.462 | 1609.2708 | 39003.4609 | 1542.1318 | 804.5492 | 278004.1587 | -45.3801 | -26.7671 | 0
88 | Income Taxes - Federal |  | 12768501.0249 | 6088393.2466 | 4348668.1813 | 928713.3645 | 34602.3948 | -8554.3219 | 3286.0492 | 160672.5604 | 4323.8024 | 3173.4907 | 1205840.9439 | -210.6922 | -407.9949 | 0
89 | Income Taxes - State |  | 1735027.2262 | 827311.5243 | 590911.7818 | 126196.7219 | 4701.8908 | -1162.3903 | 446.5195 | 21832.7325 | 587.5329 | 431.2247 | 163853.7573 | -28.6296 | -55.4397 | 0
90 | Income Taxes Deferred |  | 1811321.3666 | 1064438.7515 | 446610.981 | 99625.7968 | 16278.1709 | -1726.7179 | 933.2635 | 22619.2553 | 894.3276 | 466.5818 | 161222.7964 | -26.3172 | -15.523 | 0
91 | Investment Tax Credit Adj |  | -139080.8517 | -81732.0719 | -34292.6643 | -7649.6865 | -1249.9062 | 132.5846 | -71.6599 | -1736.8013 | -68.6702 | -35.8261 | -12379.3625 | 2.0207 | 1.1919 | 0
92 | Misc Revenues & Expense |  | -4954.7322 | -1690.6966 | -1394.1586 | -399.7052 | -9.0208 | -868.5214 | -4.2538 | -45.4324 | -1.4025 | -1.9614 | -329.2698 | -109.5906 | -100.7192 | 0
93
94 | Total Operating Expenses |  | 24380731.1356 | 12576622.8614 | 7336192.3047 | 1604399.1673 | 207782.739 | 66007.9357 | 7695.699 | 297889.2236 | 10198.4584 | 6106.0368 | 2248576.0673 | 9658.3766 | 9602.2659 | 0
95
96
97 | 12 Months Ended Dec 2017 A: Rate Base :
98 | Electric Plant In Service |  | 535429222.7281 | 262685710.0404 | 175363280.0111 | 41766453.6941 | 757541.329 | 32900.8333 | 105136.5238 | 8137218.3844 | 139292.5274 | 82370.4319 | 46353138.4361 | 3090.2583 | 3090.2583 | 0
99 | Plant Held For Future Use |  | 985982.0817 | 471939.5994 | 333118.3147 | 79576.6329 | 557.1592 | 0 | 174.8433 | 15382.1612 | 238.584 | 143.2625 | 84851.5246 | 0 | 0 | 0
100 | Electric Plant Acquisition Adj |  | 0 | 0 | 0 | 0 | 0 | 0 | 0 | 0 | 0 | 0 | 0 | 0 | 0 | 0
101 | Pensions |  | 0 | 0 | 0 | 0 | 0 | 0 | 0 | 0 | 0 | 0 | 0 | 0 | 0 | 0
102 | Prepayments |  | 522398.1261 | 306381.0071 | 126417.78 | 28480.4043 | 6593.4365 | 452.2976 | 246.3583 | 6381.8427 | 278.8101 | 149.9506 | 46931.2735 | 42.4827 | 42.4827 | 0
103 | Fuel Stock |  | 0 | 0 | 0 | 0 | 0 | 0 | 0 | 0 | 0 | 0 | 0 | 0 | 0 | 0
104 | Materials & Supplies |  | 2195864.5056 | 1287851.4393 | 531388.422 | 119715.4159 | 27715.0555 | 1901.2016 | 1035.5502 | 26825.6358 | 1171.9592 | 630.3071 | 197272.3726 | 178.5731 | 178.5731 | 0
105 | Misc Deferred Debits |  | 13447346.1415 | 7886727.0905 | 3254191.699 | 733130.2235 | 169725.3834 | 11642.848 | 6341.6491 | 164278.6289 | 7177.01 | 3859.9641 | 1208084.5024 | 1093.5713 | 1093.5713 | 0
106 | Cash Working Capital |  | 879600.3742 | 463578.8851 | 248473.6957 | 57327.4746 | 15095.3972 | 3463.6703 | 174.6277 | 10858.7685 | 401.7699 | 178.6098 | 79168.0525 | 438.1278 | 441.2951 | 0
107 | Weatherization Loans |  | 0 | 0 | 0 | 0 | 0 | 0 | 0 | 0 | 0 | 0 | 0 | 0 | 0 | 0
108 | Miscellaneous Rate Base |  | 0 | 0 | 0 | 0 | 0 | 0 | 0 | 0 | 0 | 0 | 0 | 0 | 0 | 0
109
110 | Total Rate Base Additions |  | 553460413.9572 | 273102188.0618 | 179856869.9225 | 42784683.8453 | 977227.7608 | 50360.8507 | 113109.5524 | 8360945.4215 | 148560.6607 | 87332.526 | 47969446.1617 | 4843.0132 | 4846.1804 | 0
111
112 | 12 Months Ended Dec 2017 A: Rate Base Deductions :
113 | Accum Provision For Depreciation |  | -126070873.5243 | -61549133.4097 | -41522107.4116 | -9882190.3273 | -206002.6172 | -9677.7396 | -25645.1913 | -1928983.2223 | -33767.0509 | -19902.3704 | -10891646.1927 | -908.9957 | -908.9957 | 0
114 | Accum Provision For Amortization |  | -5382581.8921 | -3156827.6728 | -1302558.3731 | -293450.7243 | -67936.1389 | -4660.2937 | -2538.3778 | -65755.9613 | -2872.7486 | -1545.0314 | -483561.1204 | -437.7248 | -437.7248 | 0
115 | Accum Deferred Income Taxes |  | -92071071.2948 | -53986912.8774 | -22588067.5094 | -5078975.984 | -830080.7567 | -63124.3722 | -47223.6853 | -1148268.8977 | -47652.2095 | -27298.9443 | -8241607.9628 | -5929.0478 | -5929.0478 | 0
116 | Unamortized ITC |  | -6811.1703 | -3995.4742 | -1670.4376 | -375.4868 | -60.53 | -4.6693 | -3.5127 | -84.9867 | -3.5241 | -2.025 | -609.6467 | -0.43857 | -0.43857 | 0
117 | Customer Advance For Construction |  | -1482932.027 | -734627.9472 | -30835.1596 | -106426.0385 | -14730.4123 | -270464.4125 | 0 | -19538.107 | -7200.0178 | -10761.8673 | -288348.0647 | 0 | 0 | 0
118 | Customer Service Deposits |  | 0 | 0 | 0 | 0 | 0 | 0 | 0 | 0 | 0 | 0 | 0 | 0 | 0 | 0
119 | Misc Rate Base Deductions |  | -5853250.1108 | -3192414.313 | -1454894.7205 | -344769.9872 | -63348.4605 | -175980.3569 | -3142.2167 | -68542.4193 | -2879.8401 | -1791.8874 | -502914.4252 | -22076.0377 | -20495.4463 | 0
120
121 | Total Rate Base Deductions |  | -230867520.0193 | -122623911.6944 | -66900133.6118 | -15706188.5482 | -1182158.9155 | -523911.8442 | -78552.9838 | -3231173.5943 | -94375.3909 | -61302.126 | -20408687.4125 | -29352.2445 | -27771.6531 | 0
122
123 | Total Rate Base |  | 322592893.9379 | 150478276.3674 | 112956736.3107 | 27078495.2971 | -204931.1547 | -473550.9934 | 34556.5686 | 5129771.8272 | 54185.2697 | 26030.4 | 27560758.7492 | -24509.2313 | -22925.4726 | 0
124
125 | Calculated Return On Rate Base |  |  | 7.15% | 8.133% | 7.465% | 12.99% | 5.791% | 8.718% | 6.596% | 10.19% | 16.98% | 8.277% | 4.816% | 6.711%
126
127 | Return On Rate Base | 7.319% | 23609516.5406 | 11013011.8228 | 8266933.2909 | 1981786.3153 | -14998.2395 | -34657.645 | 2529.082 | 375431.1861 | 3965.6423 | 1905.0797 | 2017081.5966 | -1793.7503 | -1677.8402 | 0
128 | Total Operating Expenses |  | 23801844.1864 | 12734487.2791 | 6765503.4932 | 1579793.251 | 214995.4289 | 61519.5762 | 7395.7607 | 320893.7305 | 9234.0692 | 4545.4349 | 2084682.3082 | 9277.9668 | 9515.8877 | 0
129 | Revenue Credits |  | -3243064.8282 | -1314939.8573 | -1096718.2192 | -247558.21 | -26590.5907 | -136089.9589 | -2217.2388 | -88308.2549 | -2049.1145 | -622.0874 | -327360.9942 | -300.954 | -309.3482 | 0
130
131 | Total Revenue Requirements |  | 44168295.8988 | 22432559.2447 | 13935718.565 | 3314021.3563 | 173406.5986 | -109228.0277 | 7707.6038 | 608016.6617 | 11150.597 | 5828.4271 | 3774402.9107 | 7183.2624 | 7528.6993 | 0
132 | [15 empty] | 0
133
134 | Return On Rate Base @ Target ROR | 7.319% | 23609516.5406 | 11013011.8228 | 8266933.2909 | 1981786.3153 | -14998.2395 | -34657.645 | 2529.082 | 375431.1861 | 3965.6423 | 1905.0797 | 2017081.5966 | -1793.7503 | -1677.8402 | 0
135 | Total Op. exp. Adjusted for Taxes |  | 23801844.1864 | 12734487.2791 | 6765503.4932 | 1579793.251 | 214995.4289 | 61519.5762 | 7395.7607 | 320893.7305 | 9234.0692 | 4545.4349 | 2084682.3082 | 9277.9668 | 9515.8877 | 0
136 | Revenue Credits |  | -3243064.8282 | -1314939.8573 | -1096718.2192 | -247558.21 | -26590.5907 | -136089.9589 | -2217.2388 | -88308.2549 | -2049.1145 | -622.0874 | -327360.9942 | -300.954 | -309.3482 | 0
137
138 | Total Target Revenue Requirements |  | 44168295.8988 | 22432559.2447 | 13935718.565 | 3314021.3563 | 173406.5986 | -109228.0277 | 7707.6038 | 608016.6617 | 11150.597 | 5828.4271 | 3774402.9107 | 7183.2624 | 7528.6993 | 0
Rocky Mountain Power
Cost Of Service By Rate Schedule - Distribution Poles & Wires
State of Utah
2017 Protocol (Non Wgt)
12 Months Ended Dec 2017
| A | B | C | D | E | F | G | H | I | J | K | L | M | N | O
Chk Total
| DESCRIPTION |  | Utah Jurisdiction Normalized | Residential Sch 1 | General Large Dist. Sch 6 | General +1 MW Sch 8 | Street & Area Lighting Sch. 7,11,12 | General Trans Sch 9 | General Secondary Sch 22 | Irrigation Sch 10 | Traffic Signals Sch 15 | Outdoor Lighting Sch 15 | General Small Dist. Sch 23 | Industrial Cust 1 | Industrial Cust 2 | 0
| Operating Revenues |  | 163296540.6154 | 85668214.5577 | 45060245.8844 | 10374498.1986 | 5125281.1451 | 12433.8814 | 2659.1799 | 1768131.9124 | 33779.0125 | 10833.0178 | 15210586.273 | 15539.2363 | 14338.3164
153 | 12 Months Ended Dec 2017 A: Operating Expenses
154 | Operation & Maintenance Expenses |  | 71661068.436 | 39799262.6359 | 17900889.9352 | 4209479.1847 | 2150979.9737 | 233087.0769 | 8200.4614 | 789491.1178 | 38677.7201 | 13059.9624 | 6459484.7391 | 29037.9284 | 29417.7004 | 0
155 | Depreciation Expense |  | 42673185.0604 | 23312596.0416 | 10898206.3478 | 2595446.0627 | 1597938.309 | 2094.9345 | 6553.8666 | 505759.7767 | 8677.4593 | 5129.6526 | 3740389.07 | 196.7697 | 196.7697 | 0
156 | Amortization Expense |  | -561198.2099 | -329087.5878 | -135815.1199 | -30600.9826 | -7080.9815 | -520.9242 | -264.7338 | -6855.2294 | -299.4679 | -161.1098 | -50412.3044 | -50.0641 | -49.7045 | 0
157 | Taxes Other Than Income |  | 9094313.7022 | 5344352.5269 | 2242352.1516 | 500202.9266 | 81729.7227 | -8669.535 | 4685.7457 | 113567.1488 | 4490.2557 | 2342.6218 | 809470.2096 | -132.1341 | -77.9382 | 0
158 | Income Taxes - Federal |  | -18180304.1972 | -13323916.2114 | -2058686.5062 | -478824.2045 | -465206.7319 | -109557.6618 | -19395.9429 | -226279.7621 | -23149.1292 | -11751.2923 | -1445995.0022 | -8484.4951 | -9057.2574 | 0
159 | Income Taxes - State |  | -2470401.3964 | -1810498.9255 | -279741.3049 | -65064.2569 | -63213.8686 | -14887.0667 | -2635.5865 | -30747.6616 | -3145.5822 | -1596.8055 | -196486.7053 | -1152.902 | -1230.7309 | 0
160 | Income Taxes Deferred |  | 7193050.8636 | 4227058.8873 | 1773564.6261 | 395630.1939 | 64643.2564 | -6857.0767 | 3706.1408 | 89824.7305 | 3551.52 | 1852.8718 | 640241.8677 | -104.51 | -61.6444 | 0
161 | Investment Tax Credit Adj |  | -404964.4678 | -237980.8909 | -99850.6293 | -22273.7436 | -3639.3767 | 386.0493 | -208.6535 | -5057.0787 | -199.9485 | -104.3156 | -36045.2348 | 5.8839 | 3.4705 | 0
162 | Misc Revenues & Expense |  | -14426.7918 | -4922.8348 | -4059.3991 | -1163.8294 | -26.266 | -2528.8911 | -12.3858 | -132.2864 | -4.0836 | -5.7111 | -958.7414 | -319.0971 | -293.266 | 0
163
164 | Total Operating Expenses |  | 108990322.999 | 56976863.6413 | 30236860.1014 | 7102831.3509 | 3356124.0371 | 92546.9053 | 628.9119 | 1229570.7557 | 28598.7438 | 8765.8744 | 9919687.8984 | 18997.3796 | 18847.3994 | 0
165
166
167 | 12 Months Ended Dec 2017 A: Rate Base :
168 | Electric Plant In Service |  | 1559019862.2421 | 880056796.2697 | 391782663.4485 | 93226563.9421 | 35292357.6791 | 95798.0073 | 243760.0561 | 18206355.1489 | 320475.9252 | 188736.6954 | 139588359.1377 | 8997.9661 | 8997.9661 | 0
169 | Plant Held For Future Use |  | 2870903.5366 | 1374155.8696 | 969947.1883 | 231704.8566 | 1622.2914 | 0 | 509.0946 | 44788.5432 | 694.6897 | 417.1402 | 247063.8631 | 0 | 0 | 0
170 | Electric Plant Acquisition Adj |  | 0 | 0 | 0 | 0 | 0 | 0 | 0 | 0 | 0 | 0 | 0 | 0 | 0 | 0
171 | Pensions |  | 0 | 0 | 0 | 0 | 0 | 0 | 0 | 0 | 0 | 0 | 0 | 0 | 0 | 0
172 | Prepayments |  | 1521076.9604 | 892095.6406 | 368093.1513 | 82926.9568 | 19198.2394 | 1316.9638 | 717.3264 | 18582.1377 | 811.817 | 436.6142 | 136650.7178 | 123.6977 | 123.6977 | 0
173 | Fuel Stock |  | 0 | 0 | 0 | 0 | 0 | 0 | 0 | 0 | 0 | 0 | 0 | 0 | 0 | 0
174 | Materials & Supplies |  | 6393742.1302 | 3749862.5184 | 1547254.1829 | 348577.7452 | 80698.4756 | 5535.7665 | 3015.232 | 78108.7346 | 3412.4169 | 1835.2777 | 574401.8707 | 519.9549 | 519.9549 | 0
175 | Misc Deferred Debits |  | 39154903.8401 | 22963939.3225 | 9475294.3601 | 2134669.7781 | 494192.7572 | 33900.7108 | 18465.1051 | 478333.3343 | 20897.4421 | 11239.1337 | 3517603.5497 | 3184.1732 | 3184.1732 | 0
176 | Cash Working Capital |  | 2148331.8793 | 1144782.3099 | 578436.4602 | 135820.9572 | 56748.3819 | 8994.9071 | 129.4036 | 24365.091 | 976.0941 | 311.4284 | 195408.9909 | 1174.3055 | 1183.5495 | 0
177 | Weatherization Loans |  | 0 | 0 | 0 | 0 | 0 | 0 | 0 | 0 | 0 | 0 | 0 | 0 | 0 | 0
178 | Miscellaneous Rate Base |  | 0 | 0 | 0 | 0 | 0 | 0 | 0 | 0 | 0 | 0 | 0 | 0 | 0 | 0
179
180 | Total Rate Base Additions |  | 1611108820.5886 | 910181631.9307 | 404721688.7912 | 96160264.236 | 35944817.8245 | 145546.3555 | 266596.2178 | 18850532.9896 | 347268.3849 | 202976.2897 | 144259488.1299 | 14000.0974 | 14009.3414 | 0
181
182 | 12 Months Ended Dec 2017 A: Rate Base Deductions :
183 | Accum Provision For Depreciation |  | -589208184.9589 | -328213020.1256 | -147260801.6985 | -35071165.4708 | -19354266.3569 | -28178.8657 | -88507.1717 | -6833867.861 | -117199.6319 | -69286.6623 | -52166597.6333 | -2646.7406 | -2646.7406 | 0
184 | Accum Provision For Amortization |  | -15672570.1991 | -9191797.5984 | -3792684.9884 | -854446.2805 | -197810.9999 | -13569.4694 | -7391.045 | -191462.9337 | -8364.6388 | -4498.6986 | -1407994.4824 | -1274.532 | -1274.532 | 0
185 | Accum Deferred Income Taxes |  | -273194023.8256 | -160027602.5692 | -67078843.5344 | -15094022.0281 | -2548659.8083 | -187345.284 | -138250.1412 | -3403162.9739 | -141497.1039 | -80460.8283 | -24458986.2019 | -17596.6762 | -17596.6762 | 0
186 | Unamortized ITC |  | -19832.2194 | -11633.7014 | -4863.8462 | -1093.3124 | -176.2463 | -13.5958 | -10.2279 | -247.4575 | -10.2613 | -5.8964 | -1775.1204 | -1.277 | -1.277 | 0
187 | Customer Advance For Construction |  | -4317882.5254 | -2139030.7298 | -89783.3443 | -309882.8022 | -42890.833 | -787516.5814 | 0 | -56889.4928 | -20964.4343 | -31335.5421 | -839588.7654 | 0 | 0 | 0
188 | Customer Service Deposits |  | 0 | 0 | 0 | 0 | 0 | 0 | 0 | 0 | 0 | 0 | 0 | 0 | 0 | 0
189 | Misc Rate Base Deductions |  | -17043024.1646 | -9295415.9229 | -4236245.7455 | -1003873.5937 | -184452.9658 | -512405.4873 | -9149.2545 | -199576.3184 | -8385.2873 | -5217.474 | -1464345.8828 | -64279.2359 | -59676.9965 | 0
190
191 | Total Rate Base Deductions |  | -899455517.8931 | -508878500.6473 | -222463223.1572 | -52334483.4877 | -22328257.2102 | -1529029.2836 | -243307.8402 | -10685207.0374 | -296421.3575 | -190805.1016 | -80339288.0862 | -85798.4617 | -81196.2223 | 0
192
193 | Total Rate Base |  | 711653302.6956 | 401303131.2834 | 182258465.634 | 43825780.7483 | 13616560.6143 | -1383482.9282 | 23288.3776 | 8165325.9522 | 50847.0275 | 12171.1881 | 63920200.0436 | -71798.3643 | -67186.8809 | 0
194
195 | Calculated Return On Rate Base |  |  | 7.15% | 8.133% | 7.465% | 12.99% | 5.791% | 8.718% | 6.596% | 10.19% | 16.98% | 8.277% | 4.816% | 6.711%
196
197 | Return On Rate Base | 7.319% | 52083572.6296 | 29370060.8225 | 13338899.709 | 3207465.2447 | 996551.4402 | -101252.5809 | 1704.4 | 597593.4429 | 3721.3273 | 890.7694 | 4678109.9292 | -5254.6869 | -4917.1876 | 0
198 | Total Operating Expenses |  | 107611625.7636 | 57397864.5103 | 29316039.7012 | 7063007.3695 | 2876880.0263 | 79434.128 | 426.7774 | 1266188.2317 | 27693.7686 | 8036.1745 | 9539577.8311 | 17882.9912 | 18594.2538 | 0
199 | Revenue Credits |  | -7779704.5012 | -3203139.364 | -2627804.6413 | -595792.459 | -59402.5411 | -300390.3948 | -5012.8164 | -204506.0413 | -4681.879 | -1467.6436 | -776154.8251 | -666.6843 | -685.2111 | 0
200
201 | Total Revenue Requirements |  | 151915493.892 | 83564785.9688 | 40027134.7689 | 9674680.1551 | 3814028.9253 | -322208.8477 | -2881.639 | 1659275.6333 | 26733.2168 | 7459.3002 | 13441532.9351 | 11961.6199 | 12991.8551 | 0
202 | [15 empty] | 0
203
204 | Return On Rate Base @ Target ROR | 7.319% | 52083572.6296 | 29370060.8225 | 13338899.709 | 3207465.2447 | 996551.4402 | -101252.5809 | 1704.4 | 597593.4429 | 3721.3273 | 890.7694 | 4678109.9292 | -5254.6869 | -4917.1876 | 0
205 | Total Op. exp. Adjusted for Taxes |  | 107611625.7636 | 57397864.5103 | 29316039.7012 | 7063007.3695 | 2876880.0263 | 79434.128 | 426.7774 | 1266188.2317 | 27693.7686 | 8036.1745 | 9539577.8311 | 17882.9912 | 18594.2538 | 0
206 | Revenue Credits |  | -7779704.5012 | -3203139.364 | -2627804.6413 | -595792.459 | -59402.5411 | -300390.3948 | -5012.8164 | -204506.0413 | -4681.879 | -1467.6436 | -776154.8251 | -666.6843 | -685.2111 | 0
207
208 | Total Target Revenue Requirements |  | 151915493.892 | 83564785.9688 | 40027134.7689 | 9674680.1551 | 3814028.9253 | -322208.8477 | -2881.639 | 1659275.6333 | 26733.2168 | 7459.3002 | 13441532.9351 | 11961.6199 | 12991.8551 | 0
Rocky Mountain Power
Cost Of Service By Rate Schedule - Distribution Transformers
State of Utah
2017 Protocol (Non Wgt)
12 Months Ended Dec 2017
| A | B | C | D | E | F | G | H | I | J | K | L | M | N | O
Chk Total
| DESCRIPTION |  | Utah Jurisdiction Normalized | Residential Sch 1 | General Large Dist. Sch 6 | General +1 MW Sch 8 | Street & Area Lighting Sch. 7,11,12 | General Trans Sch 9 | General Secondary Sch 22 | Irrigation Sch 10 | Traffic Signals Sch 15 | Outdoor Lighting Sch 15 | General Small Dist. Sch 23 | Industrial Cust 1 | Industrial Cust 2 | 0
| Operating Revenues |  | 69468422.9076 | 40732986.5512 | 17708928.5564 | 3392994.8974 | 601240.0736 | 55211.5172 | 131883.0077 | 1054363.0856 | 16156.4869 | 75316.606 | 5678755.1749 | 10523.0178 | 10063.9329
223 | 12 Months Ended Dec 2017 A: Operating Expenses
224 | Operation & Maintenance Expenses |  | 4431823.1309 | 2449287.2804 | 1109054.8407 | 257975.7607 | 64305.4793 | 88058.0957 | 2581.8619 | 54670.5531 | 2097.907 | 1411.6099 | 380263.2574 | 10986.0846 | 11130.4003 | 0
225 | Depreciation Expense |  | 12999759.7143 | 7855760.1543 | 3208188.6048 | 636556.2088 | 52002.3875 | 796.0878 | 24941.3263 | 227916.5871 | 2145.499 | 8421.2964 | 982882.0148 | 74.7737 | 74.7737 | 0
226 | Amortization Expense |  | -213258.7231 | -125055.2791 | -51610.5692 | -11628.559 | -2690.8159 | -197.9544 | -100.6005 | -2605.0288 | -113.7996 | -61.2227 | -19156.9814 | -19.0247 | -18.888 | 0
227 | Taxes Other Than Income |  | 3455894.359 | 2030886.3709 | 852107.4163 | 190080.1456 | 31057.7903 | -3294.4759 | 1780.6118 | 43156.2053 | 1706.3244 | 890.2105 | 307603.5887 | -50.2117 | -29.617 | 0
228 | Income Taxes - Federal |  | 19977929.5987 | 11743543.853 | 4929865.9891 | 955590.1202 | 289878.1448 | 2311.0752 | 31298.3308 | 265550.6667 | 7219.7216 | 21651.2249 | 1729515.2968 | 861.8703 | 643.3054 | 0
229 | Income Taxes - State |  | 2714668.833 | 1595752.5693 | 669886.9112 | 129848.8266 | 39389.6255 | 314.0367 | 4252.9233 | 36083.9253 | 981.0403 | 2942.0419 | 235012.4045 | 117.1139 | 87.4145 | 0
230 | Income Taxes Deferred |  | 1737205.7245 | 1020884.0499 | 428336.5542 | 95549.3087 | 15612.1008 | -1656.064 | 895.0763 | 21693.7207 | 857.7335 | 447.4902 | 154625.8825 | -25.2404 | -14.8878 | 0
231 | Investment Tax Credit Adj |  | -153888.9537 | -90434.1818 | -37943.8447 | -8464.1577 | -1382.9852 | 146.7011 | -79.2896 | -1921.7206 | -75.9816 | -39.6406 | -13697.4078 | 2.2359 | 1.3188 | 0
232 | Misc Revenues & Expense |  | -5482.2684 | -1870.7071 | -1542.5963 | -442.2622 | -9.9812 | -960.9939 | -4.7067 | -50.2696 | -1.5518 | -2.1702 | -364.3275 | -121.2588 | -111.4429 | 0
233
234 | Total Operating Expenses |  | 44944651.4152 | 26478754.1098 | 11106343.3062 | 2245065.3917 | 488161.7457 | 85516.5083 | 65565.5337 | 644494.6391 | 14816.8928 | 35660.8401 | 3756683.7281 | 11826.3427 | 11762.377 | 0
235
236
237 | 12 Months Ended Dec 2017 A: Rate Base :
238 | Electric Plant In Service |  | 560146913.9142 | 338450496.8398 | 138225187.1086 | 27443082.4288 | 2263246.7008 | 36403.8237 | 1070918.3883 | 9806819.6803 | 93410.2535 | 361923.2669 | 42388586.8602 | 3419.2817 | 3419.2817 | 0
239 | Plant Held For Future Use |  | 1090960.7544 | 522187.564 | 368585.8138 | 88049.2507 | 616.4806 | 0 | 193.459 | 17019.918 | 263.9863 | 158.5158 | 93885.7663 | 0 | 0 | 0
240 | Electric Plant Acquisition Adj |  | 0 | 0 | 0 | 0 | 0 | 0 | 0 | 0 | 0 | 0 | 0 | 0 | 0 | 0
241 | Pensions |  | 0 | 0 | 0 | 0 | 0 | 0 | 0 | 0 | 0 | 0 | 0 | 0 | 0 | 0
242 | Prepayments |  | 578018.4695 | 339001.7535 | 139877.6298 | 31512.7465 | 7295.4474 | 500.4542 | 272.5884 | 7061.325 | 308.4954 | 165.916 | 51928.1015 | 47.0059 | 47.0059 | 0
243 | Fuel Stock |  | 0 | 0 | 0 | 0 | 0 | 0 | 0 | 0 | 0 | 0 | 0 | 0 | 0 | 0
244 | Materials & Supplies |  | 2429660.7841 | 1424970.4979 | 587965.9728 | 132461.6571 | 30665.9101 | 2103.6248 | 1145.8065 | 29681.7928 | 1296.7391 | 697.4167 | 218276.1943 | 197.586 | 197.586 | 0
245 | Misc Deferred Debits |  | 14879100.913 | 8726436.2067 | 3600669.3195 | 811187.4613 | 187796.2448 | 12882.4757 | 7016.8519 | 181769.5679 | 7941.1547 | 4270.939 | 1336710.6813 | 1210.0051 | 1210.0051 | 0
246 | Cash Working Capital |  | 902653.0668 | 506536.2476 | 228670.3842 | 51060.6914 | 19079.0133 | 3968.7268 | 532.7989 | 10975.0228 | 433.2632 | 409.422 | 79989.125 | 497.4352 | 500.9364 | 0
247 | Weatherization Loans |  | 0 | 0 | 0 | 0 | 0 | 0 | 0 | 0 | 0 | 0 | 0 | 0 | 0 | 0
248 | Miscellaneous Rate Base |  | 0 | 0 | 0 | 0 | 0 | 0 | 0 | 0 | 0 | 0 | 0 | 0 | 0 | 0
249
250 | Total Rate Base Additions |  | 580027307.902 | 349969629.1095 | 143150956.2285 | 28557354.2358 | 2508699.797 | 55859.1053 | 1080079.893 | 10053327.3068 | 103653.8922 | 367625.4764 | 44169376.7285 | 5371.3139 | 5374.8151 | 0
251
252 | 12 Months Ended Dec 2017 A: Rate Base Deductions :
253 | Accum Provision For Depreciation |  | -138115908.979 | -83413689.7427 | -34071985.4729 | -6778616.0704 | -576609.7758 | -10708.1399 | -260942.2693 | -2406632.2878 | -23825.8917 | -88463.1148 | -10482424.6586 | -1005.7775 | -1005.7775 | 0
254 | Accum Provision For Amortization |  | -5955671.7215 | -3492938.8308 | -1441243.2962 | -324694.7684 | -75169.3796 | -5156.4807 | -2808.6419 | -72757.0759 | -3178.6135 | -1709.5328 | -535046.442 | -484.3299 | -484.3299 | 0
255 | Accum Deferred Income Taxes |  | -101163243.6633 | -59340859.5172 | -24810977.0126 | -5577244.0732 | -900138.767 | -69352.1473 | -52147.5849 | -1262217.4241 | -52343.6038 | -30069.9993 | -9054865.5328 | -6514.0005 | -6514.0005 | 0
256 | Unamortized ITC |  | -7536.3637 | -4420.8771 | -1848.291 | -415.4653 | -66.9747 | -5.1665 | -3.8867 | -94.0353 | -3.8993 | -2.2407 | -674.5565 | -0.48527 | -0.48527 | 0
257 | Customer Advance For Construction |  | -1640821.5453 | -812844.6494 | -34118.2153 | -117757.3441 | -16298.7767 | -299261.0768 | 0 | -21618.3523 | -7966.6122 | -11907.696 | -319048.8225 | 0 | 0 | 0
258 | Customer Service Deposits |  | 0 | 0 | 0 | 0 | 0 | 0 | 0 | 0 | 0 | 0 | 0 | 0 | 0 | 0
259 | Misc Rate Base Deductions |  | -6476452.5395 | -3532314.4225 | -1609799.0739 | -381478.0536 | -70093.2456 | -194717.1927 | -3476.7722 | -75840.2113 | -3186.46 | -1982.6718 | -556460.316 | -24426.4994 | -22677.6206 | 0
260
261 | Total Rate Base Deductions |  | -253359634.8122 | -150597068.0397 | -61969971.3619 | -13180205.775 | -1638376.9192 | -579200.2037 | -319379.155 | -3839159.3868 | -90505.0806 | -134135.2553 | -20948520.3285 | -32431.0926 | -30682.2138 | 0
262
263 | Total Rate Base |  | 326667673.0898 | 199372561.0698 | 81180984.8666 | 15377148.4607 | 870322.8777 | -523341.0984 | 760700.738 | 6214167.92 | 13148.8116 | 233490.2211 | 23220856.4001 | -27059.7788 | -25307.3987 | 0
264
265 | Calculated Return On Rate Base |  |  | 7.15% | 8.133% | 7.465% | 12.99% | 5.791% | 8.718% | 6.596% | 10.19% | 16.98% | 8.277% | 4.816% | 6.711%
266
267 | Return On Rate Base | 7.319% | 23907736.2708 | 14591424.2588 | 5941370.1945 | 1125403.094 | 63696.0788 | -38301.6196 | 55673.1937 | 454794.5818 | 962.3184 | 17088.384 | 1699458.3686 | -1980.4165 | -1852.1656 | 0
268 | Total Operating Expenses |  | 44562527.3864 | 26687912.7605 | 10696194.4184 | 2231092.3543 | 457530.1465 | 80556.2337 | 58962.9319 | 672362.1298 | 14582.8703 | 21662.3891 | 3618597.7821 | 11406.3456 | 11667.0242 | 0
269 | Revenue Credits |  | -3367304.4593 | -1371795.509 | -1138322.8133 | -257298.707 | -27026.4599 | -137838.2283 | -2261.5015 | -90716.4825 | -2096.5554 | -642.6409 | -338686.7838 | -305.138 | -313.6397 | 0
270
271 | Total Revenue Requirements |  | 65102959.198 | 39907541.5103 | 15499241.7996 | 3099196.7413 | 494199.7654 | -95583.6142 | 112374.624 | 1036440.229 | 13448.6334 | 38108.1321 | 4979369.3669 | 9120.7911 | 9501.2189 | 0
272 | [15 empty] | 0
273
274 | Return On Rate Base @ Target ROR | 7.319% | 23907736.2708 | 14591424.2588 | 5941370.1945 | 1125403.094 | 63696.0788 | -38301.6196 | 55673.1937 | 454794.5818 | 962.3184 | 17088.384 | 1699458.3686 | -1980.4165 | -1852.1656 | 0
275 | Total Op. exp. Adjusted for Taxes |  | 44562527.3864 | 26687912.7605 | 10696194.4184 | 2231092.3543 | 457530.1465 | 80556.2337 | 58962.9319 | 672362.1298 | 14582.8703 | 21662.3891 | 3618597.7821 | 11406.3456 | 11667.0242 | 0
276 | Revenue Credits |  | -3367304.4593 | -1371795.509 | -1138322.8133 | -257298.707 | -27026.4599 | -137838.2283 | -2261.5015 | -90716.4825 | -2096.5554 | -642.6409 | -338686.7838 | -305.138 | -313.6397 | 0
277
278 | Total Target Revenue Requirements |  | 65102959.198 | 39907541.5103 | 15499241.7996 | 3099196.7413 | 494199.7654 | -95583.6142 | 112374.624 | 1036440.229 | 13448.6334 | 38108.1321 | 4979369.3669 | 9120.7911 | 9501.2189 | 0
Rocky Mountain Power
Cost Of Service By Rate Schedule - Distribution Services
State of Utah
2017 Protocol (Non Wgt)
12 Months Ended Dec 2017
| A | B | C | D | E | F | G | H | I | J | K | L | M | N | O
Chk Total
| DESCRIPTION |  | Utah Jurisdiction Normalized | Residential Sch 1 | General Large Dist. Sch 6 | General +1 MW Sch 8 | Street & Area Lighting Sch. 7,11,12 | General Trans Sch 9 | General Secondary Sch 22 | Irrigation Sch 10 | Traffic Signals Sch 15 | Outdoor Lighting Sch 15 | General Small Dist. Sch 23 | Industrial Cust 1 | Industrial Cust 2 | 0
| Operating Revenues |  | 36186035.0149 | 26817463.0082 | 4040068.6051 | 618071.5937 | 184863.7336 | 32289.7934 | 5323.6337 | 113528.6382 | 109104.5984 | 36789.2205 | 4216632.1752 | 6081.2055 | 5818.8093
293 | 12 Months Ended Dec 2017 A: Operating Expenses
294 | Operation & Maintenance Expenses |  | 2265084.6404 | 1239752.2358 | 566710.8303 | 134090.9991 | 34985.8301 | 50335.7944 | 952.7393 | 26472.4507 | 1162.3717 | 632.0497 | 197347.8871 | 6279.4893 | 6361.9629 | 0
295 | Depreciation Expense |  | 7243287.6253 | 5729105.6844 | 587562.9811 | 65463.7573 | 6632.083 | 454.9487 | 486.3683 | 6419.2491 | 19998.1 | 4554.8358 | 822524.1542 | 42.7317 | 42.7317 | 0
296 | Amortization Expense |  | -121873.1985 | -71466.6515 | -29494.4331 | -6645.4945 | -1537.7488 | -113.1271 | -57.4912 | -1488.7231 | -65.0343 | -34.9876 | -10947.841 | -10.8722 | -10.7941 | 0
297 | Taxes Other Than Income |  | 1974976.1837 | 1160611.9278 | 486962.7594 | 108627.0937 | 17748.9211 | -1882.7287 | 1017.5849 | 24662.9291 | 975.1311 | 508.7379 | 175789.448 | -28.695 | -16.9255 | 0
298 | Income Taxes - Federal |  | 10866693.5328 | 7484268.4806 | 1630938.0773 | 303113.0209 | 133608.6171 | 1945.5294 | 3200.9402 | 68186.5681 | 26740.6165 | 10699.8592 | 1203015.4669 | 550.6375 | 425.7192 | 0
299 | Income Taxes - State |  | 1476603.1738 | 1016987.7855 | 221617.3976 | 41188.0254 | 18155.192 | 264.3651 | 434.9546 | 9265.4221 | 3633.6057 | 1453.9332 | 163469.8219 | 74.8225 | 57.8482 | 0
300 | Income Taxes Deferred |  | 978615.2297 | 575091.7493 | 241293.63 | 53825.5242 | 8794.721 | -932.9059 | 504.2208 | 12220.6628 | 483.1846 | 252.0834 | 87104.9648 | -14.2186 | -8.3867 | 0
301 | Investment Tax Credit Adj |  | -87944.5339 | -51681.37 | -21684.1667 | -4837.1009 | -790.3491 | 83.8368 | -45.3125 | -1098.2258 | -43.422 | -22.6538 | -7827.8013 | 1.2778 | 0.75368 | 0
302 | Misc Revenues & Expense |  | -3133.0094 | -1069.0726 | -881.5637 | -252.7442 | -5.7041 | -549.1893 | -2.6898 | -28.7281 | -0.88682 | -1.2403 | -208.2061 | -69.2971 | -63.6874 | 0
303
304 | Total Operating Expenses |  | 24592309.6441 | 17081600.7693 | 3683025.5123 | 694573.081 | 217591.5623 | 49606.5234 | 6491.3148 | 144611.6049 | 52883.6665 | 18042.6176 | 2630267.8945 | 6825.8758 | 6789.2218 | 0
305
306
307 | 12 Months Ended Dec 2017 A: Rate Base :
308 | Electric Plant In Service |  | 320113029.9284 | 253016912.5893 | 26106831.4874 | 2932660.5622 | 303274.5583 | 20804.0748 | 21846.2707 | 293542.0007 | 881869.1745 | 201001.3658 | 36330379.739 | 1954.0528 | 1954.0528 | 0
309 | Plant Held For Future Use |  | 623462.7808 | 298420.0022 | 210639.5995 | 50318.4285 | 352.3066 | 0 | 110.5581 | 9726.551 | 150.863 | 90.5887 | 53653.8832 | 0 | 0 | 0
310 | Electric Plant Acquisition Adj |  | 0 | 0 | 0 | 0 | 0 | 0 | 0 | 0 | 0 | 0 | 0 | 0 | 0 | 0
311 | Pensions |  | 0 | 0 | 0 | 0 | 0 | 0 | 0 | 0 | 0 | 0 | 0 | 0 | 0 | 0
312 | Prepayments |  | 330326.2752 | 193732.8864 | 79937.3357 | 18008.9196 | 4169.2058 | 285.9998 | 155.7789 | 4035.4094 | 176.2991 | 94.8178 | 29675.8966 | 26.8629 | 26.8629 | 0
313 | Fuel Stock |  | 0 | 0 | 0 | 0 | 0 | 0 | 0 | 0 | 0 | 0 | 0 | 0 | 0 | 0
314 | Materials & Supplies |  | 1388503.7228 | 814342.831 | 336011.0792 | 75699.252 | 17524.9692 | 1202.1805 | 654.806 | 16962.5654 | 741.0611 | 398.56 | 124740.5853 | 112.9165 | 112.9165 | 0
315 | Misc Deferred Debits |  | 8503115.8033 | 4986987.9941 | 2057712.2483 | 463577.8037 | 107321.889 | 7362.0835 | 4009.9939 | 103877.7608 | 4538.2149 | 2440.7583 | 763904.0682 | 691.4943 | 691.4943 | 0
316 | Cash Working Capital |  | 505898.3961 | 297480.1604 | 114912.2127 | 25955.0963 | 10477.8337 | 2276.0976 | 112.7274 | 5160.7636 | 533.5151 | 210.8433 | 48207.0993 | 285.0229 | 287.0236 | 0
317 | Weatherization Loans |  | 0 | 0 | 0 | 0 | 0 | 0 | 0 | 0 | 0 | 0 | 0 | 0 | 0 | 0
318 | Miscellaneous Rate Base |  | 0 | 0 | 0 | 0 | 0 | 0 | 0 | 0 | 0 | 0 | 0 | 0 | 0 | 0
319
320 | Total Rate Base Additions |  | 331464336.9066 | 259607876.4635 | 28906043.9628 | 3566220.0623 | 443120.7627 | 31930.4362 | 26890.1351 | 433305.0509 | 888009.1278 | 204236.934 | 37350561.2717 | 3070.3495 | 3072.3502 | 0
321
322 | 12 Months Ended Dec 2017 A: Rate Base Deductions :
323 | Accum Provision For Depreciation |  | -107340937.6046 | -85060238.8138 | -8582585.2865 | -934870.6961 | -89207.8374 | -6119.493 | -6894.1097 | -86345.0176 | -298085.9105 | -67764.7721 | -12207676.1035 | -574.7822 | -574.7822 | 0
324 | Accum Provision For Amortization |  | -3403550.1628 | -1996146.3764 | -823642.4176 | -185556.7236 | -42957.8335 | -2946.8281 | -1605.084 | -41579.249 | -1816.5156 | -976.9646 | -305768.6001 | -276.7851 | -276.7851 | 0
325 | Accum Deferred Income Taxes |  | -57775111.3555 | -33891234.1645 | -14169329.5947 | -3185031.5144 | -513439.6905 | -39607.2348 | -29795.8062 | -720891.7941 | -29893.071 | -17177.2291 | -5171270.9229 | -3720.1667 | -3720.1667 | 0
326 | Unamortized ITC |  | -4306.8848 | -2526.445 | -1056.2623 | -237.4303 | -38.2747 | -2.9525 | -2.2211 | -53.7394 | -2.2284 | -1.2805 | -385.4959 | -0.27732 | -0.27732 | 0
327 | Customer Advance For Construction |  | -937697.4922 | -464524.8543 | -19497.8942 | -67296.0241 | -9314.4328 | -171021.8653 | 0 | -12354.4664 | -4552.7634 | -6805.0159 | -182330.1758 | 0 | 0 | 0
328 | Customer Service Deposits |  | 0 | 0 | 0 | 0 | 0 | 0 | 0 | 0 | 0 | 0 | 0 | 0 | 0 | 0
329 | Misc Rate Base Deductions |  | -3701166.2371 | -2018648.7586 | -919968.7552 | -218007.263 | -40056.922 | -111277.0757 | -1986.9075 | -43341.2007 | -1820.9997 | -1133.0582 | -318006.2111 | -13959.2677 | -12959.8176 | 0
330
331 | Total Rate Base Deductions |  | -173162769.7369 | -123433319.4126 | -24516080.2106 | -4590999.6516 | -695014.9909 | -330975.4493 | -40284.1285 | -904565.4673 | -336171.4886 | -93858.3205 | -18185437.5092 | -18531.2791 | -17531.8289 | 0
332
333 | Total Rate Base |  | 158301567.1696 | 136174557.0508 | 4389963.7522 | -1024779.5893 | -251894.2282 | -299045.0131 | -13393.9934 | -471260.4164 | 551837.6392 | 110378.6135 | 19165123.7625 | -15460.9296 | -14459.4787 | 0
334
335 | Calculated Return On Rate Base |  |  | 7.15% | 8.133% | 7.465% | 12.99% | 5.791% | 8.718% | 6.596% | 10.19% | 16.98% | 8.277% | 4.816% | 6.711%
336
337 | Return On Rate Base | 7.319% | 11585572.8342 | 9966169.4895 | 321287.058 | -75000.2592 | -18435.3129 | -21886.1243 | -980.2625 | -34490.0052 | 40387.1881 | 8078.2489 | 1402632.5904 | -1131.5348 | -1058.2419 | 0
338 | Total Operating Expenses |  | 24587252.6603 | 17224459.3776 | 3660846.1958 | 695504.2864 | 226457.1491 | 46772.1475 | 6607.5697 | 142498.2335 | 43062.0625 | 11425.0829 | 2516299.9082 | 6585.9055 | 6734.7416 | 0
339 | Revenue Credits |  | -1716680.8857 | -705841.6376 | -579916.3967 | -131430.0981 | -13194.8719 | -66801.9957 | -1112.2092 | -45272.1531 | -1037.7479 | -324.3419 | -171448.8969 | -148.2083 | -152.3284 | 0
340
341 | Total Revenue Requirements |  | 34456144.6088 | 26484787.2295 | 3402216.8572 | 489073.9291 | 194826.9644 | -41915.9726 | 4515.098 | 62736.0752 | 82411.5026 | 19178.99 | 3747483.6017 | 5306.1624 | 5524.1714 | 0
342 | [15 empty] | 0
343
344 | Return On Rate Base @ Target ROR | 7.319% | 11585572.8342 | 9966169.4895 | 321287.058 | -75000.2592 | -18435.3129 | -21886.1243 | -980.2625 | -34490.0052 | 40387.1881 | 8078.2489 | 1402632.5904 | -1131.5348 | -1058.2419 | 0
345 | Total Op. exp. Adjusted for Taxes |  | 24587252.6603 | 17224459.3776 | 3660846.1958 | 695504.2864 | 226457.1491 | 46772.1475 | 6607.5697 | 142498.2335 | 43062.0625 | 11425.0829 | 2516299.9082 | 6585.9055 | 6734.7416 | 0
346 | Revenue Credits |  | -1716680.8857 | -705841.6376 | -579916.3967 | -131430.0981 | -13194.8719 | -66801.9957 | -1112.2092 | -45272.1531 | -1037.7479 | -324.3419 | -171448.8969 | -148.2083 | -152.3284 | 0
347
348 | Total Target Revenue Requirements |  | 34456144.6088 | 26484787.2295 | 3402216.8572 | 489073.9291 | 194826.9644 | -41915.9726 | 4515.098 | 62736.0752 | 82411.5026 | 19178.99 | 3747483.6017 | 5306.1624 | 5524.1714 | 0
Rocky Mountain Power
Cost Of Service By Rate Schedule - Distribution Meters
State of Utah
2017 Protocol (Non Wgt)
12 Months Ended Dec 2017
| A | B | C | D | E | F | G | H | I | J | K | L | M | N | O
Chk Total
| DESCRIPTION |  | Utah Jurisdiction Normalized | Residential Sch 1 | General Large Dist. Sch 6 | General +1 MW Sch 8 | Street & Area Lighting Sch. 7,11,12 | General Trans Sch 9 | General Secondary Sch 22 | Irrigation Sch 10 | Traffic Signals Sch 15 | Outdoor Lighting Sch 15 | General Small Dist. Sch 23 | Industrial Cust 1 | Industrial Cust 2 | 0
| Operating Revenues |  | 9769010.4334 | 6735744.7453 | 1129563.7103 | 185833.7275 | 61627.2009 | 248337.6411 | -93.1074 | 103639.0896 | 26436.3935 | 7456.9048 | 1222223.1631 | 22313.9889 | 25926.9759
363 | 12 Months Ended Dec 2017 A: Operating Expenses
364 | Operation & Maintenance Expenses |  | 2360244.9514 | 1504397.3803 | 339594.0922 | 68051.1571 | 89038.6031 | 62041.8108 | 161.0117 | 25369.2775 | 4162.9748 | 995.8648 | 253864.876 | 6272.1312 | 6295.7718 | 0
365 | Depreciation Expense |  | 3458620.1329 | 2434803.3183 | 384331.0586 | 64150.8741 | 1901.0467 | 96134.6527 | 118.1729 | 38214.1612 | 7793.388 | 1765.9596 | 411348.329 | 9029.586 | 9029.586 | 0
366 | Amortization Expense |  | -34934.2186 | -20485.4854 | -8454.4017 | -1904.891 | -440.7864 | -32.4272 | -16.4795 | -426.7335 | -18.6417 | -10.029 | -3138.1327 | -3.1165 | -3.0941 | 0
367 | Taxes Other Than Income |  | 566115.033 | 332682.4218 | 139584.9433 | 31137.3024 | 5087.6214 | -539.6728 | 291.6846 | 7069.4801 | 279.5155 | 145.8267 | 50388.9869 | -8.2253 | -4.8516 | 0
368 | Income Taxes - Federal |  | 574107.1814 | 436887.6907 | 24196.5775 | -3723.5814 | -23672.664 | 19157.1615 | -321.3424 | 5402.0757 | 3713.7019 | 1269.716 | 107451.5173 | 1275.0018 | 2471.3267 | 0
369 | Income Taxes - State |  | 78011.631 | 59365.7812 | 3287.913 | -505.9729 | -3216.7219 | 2603.1401 | -43.6651 | 734.0524 | 504.6304 | 172.5333 | 14600.8766 | 173.2516 | 335.8123 | 0
370 | Income Taxes Deferred |  | 367168.2238 | 215769.5994 | 90531.3456 | 20194.8851 | 3299.7055 | -350.0185 | 189.1794 | 4585.0902 | 181.2868 | 94.5796 | 32681.052 | -5.3347 | -3.1466 | 0
371 | Investment Tax Credit Adj |  | -25208.7712 | -14814.1536 | -6215.6358 | -1386.5259 | -226.5488 | 24.0313 | -12.9885 | -314.7998 | -12.4467 | -6.4936 | -2243.7921 | 0.36627 | 0.21604 | 0
372 | Misc Revenues & Expense |  | -898.0583 | -306.4432 | -252.6949 | -72.4476 | -1.635 | -157.4218 | -0.77101 | -8.2347 | -0.2542 | -0.35551 | -59.681 | -19.8636 | -18.2556 | 0
373
374 | Total Operating Expenses |  | 7343226.1053 | 4948300.1095 | 966603.1977 | 175940.8 | 71768.6205 | 178881.2561 | 364.8021 | 80624.369 | 16604.1548 | 4427.6018 | 864894.0321 | 16713.7969 | 18103.3649 | 0
375
376
377 | 12 Months Ended Dec 2017 A: Rate Base :
378 | Electric Plant In Service |  | 91758472.8277 | 64241024.9107 | 10592107.6957 | 1810694.8001 | 86931.8263 | 2469071.7662 | 4457.6191 | 1017365.4309 | 201562.6247 | 46175.6982 | 10825258.1969 | 231911.1295 | 231911.1295 | 0
379 | Plant Held For Future Use |  | 178711.8526 | 85540.297 | 60378.5731 | 14423.4746 | 100.9866 | 0 | 31.6908 | 2788.0573 | 43.244 | 25.9667 | 15379.5626 | 0 | 0 | 0
380 | Electric Plant Acquisition Adj |  | 0 | 0 | 0 | 0 | 0 | 0 | 0 | 0 | 0 | 0 | 0 | 0 | 0 | 0
381 | Pensions |  | 0 | 0 | 0 | 0 | 0 | 0 | 0 | 0 | 0 | 0 | 0 | 0 | 0 | 0
382 | Prepayments |  | 94686.0381 | 55532.3656 | 22913.556 | 5162.1484 | 1195.0777 | 81.9801 | 44.6531 | 1156.7258 | 50.5351 | 27.1789 | 8506.4171 | 7.7001 | 7.7001 | 0
383 | Fuel Stock |  | 0 | 0 | 0 | 0 | 0 | 0 | 0 | 0 | 0 | 0 | 0 | 0 | 0 | 0
384 | Materials & Supplies |  | 398006.2328 | 233426.4699 | 96315.5529 | 21698.7349 | 5023.4269 | 344.5978 | 187.6962 | 4862.2172 | 212.4207 | 114.2448 | 35756.1378 | 32.3668 | 32.3668 | 0
385 | Misc Deferred Debits |  | 2437366.953 | 1429490.0849 | 589830.8278 | 132881.7865 | 30763.1734 | 2110.2969 | 1149.4406 | 29775.9347 | 1300.852 | 699.6287 | 218968.5022 | 198.2127 | 198.2127 | 0
386 | Cash Working Capital |  | 131915.4301 | 76448.0757 | 29300.8743 | 6622.7784 | 3099.4726 | 1418.6253 | 15.3781 | 1498.4298 | 145.5895 | 46.762 | 13011.8871 | 145.6921 | 161.8654 | 0
387 | Weatherization Loans |  | 0 | 0 | 0 | 0 | 0 | 0 | 0 | 0 | 0 | 0 | 0 | 0 | 0 | 0
388 | Miscellaneous Rate Base |  | 0 | 0 | 0 | 0 | 0 | 0 | 0 | 0 | 0 | 0 | 0 | 0 | 0 | 0
389
390 | Total Rate Base Additions |  | 94999159.3344 | 66121462.2037 | 11390847.0798 | 1991483.7229 | 127113.9635 | 2473027.2663 | 5886.4779 | 1057446.7957 | 203315.2659 | 47089.4793 | 11116880.7037 | 232295.1012 | 232311.2746 | 0
391
392 | 12 Months Ended Dec 2017 A: Rate Base Deductions :
393 | Accum Provision For Depreciation |  | -42634820.5877 | -29993315.7055 | -4760856.2415 | -797161.458 | -25570.8895 | -1180297.2408 | -1534.1462 | -471277.1158 | -95765.6826 | -21729.6286 | -5065590.2353 | -110861.122 | -110861.122 | 0
394 | Accum Provision For Amortization |  | -975607.1635 | -572183.3412 | -236092.1404 | -53188.7177 | -12313.6043 | -844.6905 | -460.0877 | -11918.4414 | -520.6933 | -280.041 | -87646.7284 | -79.3388 | -79.3388 | 0
395 | Accum Deferred Income Taxes |  | -16791584.0135 | -9842638.141 | -4120649.685 | -926763.8027 | -153121.3252 | -11513.2446 | -8574.5653 | -209336.2704 | -8692.7226 | -4967.7291 | -1503163.7313 | -1081.3981 | -1081.3981 | 0
396 | Unamortized ITC |  | -1234.5426 | -724.1902 | -302.7712 | -68.058 | -10.9712 | -0.84633 | -0.63668 | -15.4041 | -0.63876 | -0.36704 | -110.5001 | -0.079493 | -0.079493 | 0
397 | Customer Advance For Construction |  | -268785.3408 | -133153.2529 | -5588.954 | -19290.0002 | -2669.9261 | -49022.3881 | 0 | -3541.3334 | -1305.0222 | -1950.6168 | -52263.8472 | 0 | 0 | 0
398 | Customer Service Deposits |  | 0 | 0 | 0 | 0 | 0 | 0 | 0 | 0 | 0 | 0 | 0 | 0 | 0 | 0
399 | Misc Rate Base Deductions |  | -1060917.0194 | -578633.5136 | -263703.5051 | -62490.4695 | -11482.0755 | -31896.9038 | -569.5351 | -12423.4943 | -521.9786 | -324.7843 | -91154.5659 | -4001.3401 | -3714.8537 | 0
400
401 | Total Rate Base Deductions |  | -61732948.6676 | -41120648.1445 | -9387193.2972 | -1858962.506 | -205168.7919 | -1273575.3142 | -11138.9709 | -708512.0593 | -106806.738 | -29253.1669 | -6799929.6082 | -116023.2784 | -115736.7921 | 0
402
403 | Total Rate Base |  | 33266210.6668 | 25000814.0592 | 2003653.7826 | 132521.2169 | -78054.8284 | 1199451.9521 | -5252.493 | 348934.7364 | 96508.5279 | 17836.3124 | 4316951.0955 | 116271.8228 | 116574.4825 | 0
404
405 | Calculated Return On Rate Base |  |  | 7.15% | 8.133% | 7.465% | 12.99% | 5.791% | 8.718% | 6.596% | 10.19% | 16.98% | 8.277% | 4.816% | 6.711%
406
407 | Return On Rate Base | 7.319% | 2434644.9216 | 1829727.6355 | 146640.8529 | 9698.7935 | -5712.5771 | 87783.9569 | -384.4127 | 25537.3897 | 7063.1428 | 1305.3812 | 315943.501 | 8509.5536 | 8531.7043 | 0
408 | Total Operating Expenses |  | 7348722.2938 | 4974528.0744 | 956480.1822 | 175820.3795 | 74515.8127 | 190249.771 | 410.3918 | 82189.1699 | 14886.4965 | 3358.2605 | 839222.7017 | 18518.4615 | 18542.5922 | 0
409 | Revenue Credits |  | -403535.6419 | -169021.3729 | -136123.2712 | -31017.7529 | -2822.8332 | -14044.9592 | -241.9808 | -10175.5937 | -229.0797 | -74.6736 | -39720.6098 | -31.3244 | -32.1905 | 0
410
411 | Total Revenue Requirements |  | 9379831.5735 | 6635234.337 | 966997.7639 | 154501.4201 | 65980.4025 | 263988.7687 | -216.0018 | 97550.9658 | 21720.5596 | 4588.9681 | 1115445.5929 | 26996.6907 | 27042.1059 | 0
412 | [15 empty] | 0
413
414 | Return On Rate Base @ Target ROR | 7.319% | 2434644.9216 | 1829727.6355 | 146640.8529 | 9698.7935 | -5712.5771 | 87783.9569 | -384.4127 | 25537.3897 | 7063.1428 | 1305.3812 | 315943.501 | 8509.5536 | 8531.7043 | 0
415 | Total Op. exp. Adjusted for Taxes |  | 7348722.2938 | 4974528.0744 | 956480.1822 | 175820.3795 | 74515.8127 | 190249.771 | 410.3918 | 82189.1699 | 14886.4965 | 3358.2605 | 839222.7017 | 18518.4615 | 18542.5922 | 0
416 | Revenue Credits |  | -403535.6419 | -169021.3729 | -136123.2712 | -31017.7529 | -2822.8332 | -14044.9592 | -241.9808 | -10175.5937 | -229.0797 | -74.6736 | -39720.6098 | -31.3244 | -32.1905 | 0
417
418 | Total Target Revenue Requirements |  | 9379831.5735 | 6635234.337 | 966997.7639 | 154501.4201 | 65980.4025 | 263988.7687 | -216.0018 | 97550.9658 | 21720.5596 | 4588.9681 | 1115445.5929 | 26996.6907 | 27042.1059 | 0

## Retail Summary
Retail Summary
Rocky Mountain Power
Cost Of Service By Rate Schedule - Retail Function
State of Utah
2017 Protocol (Non Wgt)
12 Months Ended Dec 2017
| A | B | C | D | E | F | G | H | I | J | K | L | M | N | O
Chk Total
| DESCRIPTION |  | Utah Jurisdiction Normalized | Residential Sch 1 | General Large Dist. Sch 6 | General +1 MW Sch 8 | Street & Area Lighting Sch. 7,11,12 | General Trans Sch 9 | General Secondary Sch 22 | Irrigation Sch 10 | Traffic Signals Sch 15 | Outdoor Lighting Sch 15 | General Small Dist. Sch 23 | Industrial Cust 1 | Industrial Cust 2 | 0
13 | 12 Months Ended Dec 2017 A: Operating Expenses
14 | Operation & Maintenance Expenses |  | 38130355.5019 | 35349431.2106 | -267569.703 | -159003.8563 | 271674.7192 | -377456.7791 | -2077.8594 | 27980.2617 | 102198.4033 | 21106.5118 | 3350176.8161 | -97223.9831 | -88880.2399 | 0
15 | Depreciation Expense |  | 504995.1115 | 439966.896 | 9535.6477 | 147.9056 | 4444.2677 | 327.6983 | 0.60206 | 1756.8676 | 1342.0859 | 299.7595 | 47169.4625 | 1.9593 | 1.9593 | 0
16 | Amortization Expense |  | 2472134.3294 | 2153797.6161 | 46680.456 | 724.0517 | 21756.3032 | 1604.2022 | 2.9473 | 8600.5045 | 6569.9973 | 1467.4315 | 230911.6363 | 9.5916 | 9.5916 | 0
17 | Taxes Other Than Income |  | 415864.4772 | 285335.6651 | 187429.6418 | 32439.5752 | 4099.5451 | -48893.984 | 540.8575 | 5441.9696 | 461.7597 | 270.7156 | -73427.3805 | 11561.0499 | 10605.0621 | 0
18 | Income Taxes - Federal |  | -927837.7607 | -655963.6529 | 242309.6132 | 23871.3563 | -2876.5642 | -178866.9465 | 882.9241 | -1940.2179 | -2945.5798 | -21.9422 | -366976.5113 | 5356.6123 | 9333.1481 | 0
19 | Income Taxes - State |  | -126077.7419 | -89134.566 | 32925.8521 | 3243.7209 | -390.8773 | -24305.0473 | 119.9747 | -263.6434 | -400.2554 | -2.9816 | -49866.013 | 727.8747 | 1268.2198 | 0
20 | Income Taxes Deferred |  | 1563982.6779 | 1073090.0619 | 704885.1949 | 121998.7196 | 15417.565 | -183880.4422 | 2034.0562 | 20466.1536 | 1736.5855 | 1018.1068 | -276145.6134 | 43478.7839 | 39883.5061 | 0
21 | Investment Tax Credit Adj |  | 0 | 0 | 0 | 0 | 0 | 0 | 0 | 0 | 0 | 0 | 0 | 0 | 0 | 0
22 | Misc Revenues & Expense |  | 655007.19 | 508631.8606 | 71656.1746 | 19666.8646 | 0 | 35792.4447 | 224.9186 | 738.4822 | 0 | 0 | 18296.4447 | 0 | 0 | 0
23
24 | Total Operating Expenses |  | 42688423.7854 | 39065155.0914 | 1027852.8773 | 43088.3376 | 314124.9587 | -775678.8539 | 1728.4211 | 62780.3779 | 108962.9965 | 24137.6015 | 2880138.8414 | -36088.1113 | -27778.7527 | 0
25
26
27 | 12 Months Ended Dec 2017 A: Rate Base :
28 | Electric Plant In Service |  | 77538740.9085 | 67554078.0045 | 1464137.1782 | 22709.9531 | 682388.6295 | 50315.9631 | 92.4421 | 269755.6855 | 206068.6228 | 46026.1366 | 7242566.6074 | 300.8428 | 300.8428 | 0
29 | Plant Held For Future Use |  | 0 | 0 | 0 | 0 | 0 | 0 | 0 | 0 | 0 | 0 | 0 | 0 | 0 | 0
30 | Electric Plant Acquisition Adj |  | 0 | 0 | 0 | 0 | 0 | 0 | 0 | 0 | 0 | 0 | 0 | 0 | 0 | 0
31 | Pensions |  | 0 | 0 | 0 | 0 | 0 | 0 | 0 | 0 | 0 | 0 | 0 | 0 | 0 | 0
32 | Prepayments |  | 14359.2094 | 5819.4182 | 3888.1536 | 1058.7282 | 66.8213 | 1870.4343 | 10.858 | 143.0249 | 5.0052 | 5.2689 | 1041.4673 | 234.7117 | 215.3178 | 0
33 | Fuel Stock |  | 0 | 0 | 0 | 0 | 0 | 0 | 0 | 0 | 0 | 0 | 0 | 0 | 0 | 0
34 | Materials & Supplies |  | 0 | 0 | 0 | 0 | 0 | 0 | 0 | 0 | 0 | 0 | 0 | 0 | 0 | 0
35 | Misc Deferred Debits |  | 32142255.4934 | 13026429.4259 | 8703405.8646 | 2369901.5787 | 149575.5106 | 4186858.3714 | 24304.9293 | 320152.9443 | 11203.8895 | 11794.0374 | 2331263.9254 | 525388.5473 | 481976.469 | 0
36 | Cash Working Capital |  | 501306.2289 | 466213.5115 | 1589.2915 | -1456.2961 | 3631.6997 | -7842.48 | -10.4984 | 409.1727 | 1330.5346 | 284.1672 | 39205.5272 | -1099.6723 | -948.7288 | 0
37 | Weatherization Loans |  | 0 | 0 | 0 | 0 | 0 | 0 | 0 | 0 | 0 | 0 | 0 | 0 | 0 | 0
38 | Miscellaneous Rate Base |  | 0 | 0 | 0 | 0 | 0 | 0 | 0 | 0 | 0 | 0 | 0 | 0 | 0 | 0
39
40 | Total Rate Base Additions |  | 110196661.8402 | 81052540.3602 | 10173020.4879 | 2392213.964 | 835662.661 | 4231202.2888 | 24397.731 | 590460.8274 | 218608.0521 | 58109.6101 | 9614077.5273 | 524824.4296 | 481543.9008 | 0
41
42 | 12 Months Ended Dec 2017 A: Rate Base Deductions :
43 | Accum Provision For Depreciation |  | -3658571.0166 | -3187456.8628 | -69083.5288 | -1071.5415 | -32197.6761 | -2374.0974 | -4.3618 | -12728.0934 | -9723.0969 | -2171.6872 | -341731.681 | -14.1949 | -14.1949 | 0
44 | Accum Provision For Amortization |  | -57260983.6604 | -49887487.3577 | -1081239.3141 | -16770.8972 | -503931.8888 | -37157.4455 | -68.2669 | -199209.7849 | -152178.0197 | -33989.4848 | -5348506.8664 | -222.1671 | -222.1671 | 0
45 | Accum Deferred Income Taxes |  | -14366843.4546 | -12465779.813 | -311578.2708 | -25144.1138 | -119506.0822 | -38438.0437 | -203.0078 | -44828.9671 | -37173.4279 | -8302.8131 | -1315716.4653 | -86.225 | -86.225 | 0
46 | Unamortized ITC |  | 0 | 0 | 0 | 0 | 0 | 0 | 0 | 0 | 0 | 0 | 0 | 0 | 0 | 0
47 | Customer Advance For Construction |  | 0 | 0 | 0 | 0 | 0 | 0 | 0 | 0 | 0 | 0 | 0 | 0 | 0 | 0
48 | Customer Service Deposits |  | -15561423.4162 | -3049292.5414 | -389855.5348 | -833631.3449 | -8239.2261 | -5737575.2274 | 0 | -89731.0728 | 0 | -1651.6054 | -5451446.8633 | 0 | 0 | 0
49 | Misc Rate Base Deductions |  | -2357884.8104 | -804577.8707 | -663459.7375 | -190213.8593 | -4292.8637 | -413316.6895 | -2024.3059 | -21620.6101 | -667.412 | -933.406 | -156694.699 | -52152.5688 | -47930.788 | 0
50
51 | Total Rate Base Deductions |  | -93205706.3582 | -69394594.4456 | -2515216.3861 | -1066831.7567 | -668167.7368 | -6228861.5035 | -2299.9423 | -368118.5283 | -199741.9565 | -47048.9965 | -12614096.575 | -52475.1558 | -48253.375 | 0
52
53 | Total Rate Base |  | 16990955.482 | 11657945.9146 | 7657804.1018 | 1325382.2073 | 167494.9242 | -1997659.2147 | 22097.7886 | 222342.2992 | 18866.0956 | 11060.6135 | -3000019.0477 | 472349.2739 | 433290.5258 | 0
54
55 | Calculated Return On Rate Base |  |  | 7.15% | 8.133% | 7.465% | 12.99% | 5.791% | 8.718% | 6.596% | 10.19% | 16.98% | 8.277% | 4.816% | 6.711%
56
57 | Return On Rate Base | 7.319% | 1243512.3403 | 853206.8501 | 560449.5821 | 97000.3795 | 12258.4045 | -146202.1302 | 1617.2647 | 16272.5041 | 1380.7477 | 809.49 | -219561.5609 | 34569.6951 | 31711.1134 | 0
58 | Total Operating Expenses |  | 42662541.4818 | 39077385.261 | 989163.5236 | 41883.9781 | 308229.8622 | -794612.8501 | 1536.6204 | 63777.4739 | 108627.2178 | 23474.484 | 2897978.8582 | -28756.7389 | -26146.2084 | 0
59 | Revenue Credits |  | -8099114.3328 | -5833432.6233 | -779446.7724 | -116107.5659 | -55876.2183 | -3135.8059 | -4203.3203 | -129607.5599 | -15526.2792 | -4663.9174 | -1156822.5675 | -86.7052 | -204.9976 | 0
60
61 | Total Revenue Requirements |  | 35806939.4893 | 34097159.4878 | 770166.3334 | 22776.7917 | 264612.0483 | -943950.7861 | -1049.4352 | -49557.5819 | 94481.6863 | 19620.0566 | 1521594.7299 | 5726.2511 | 5359.9074 | 0
62 | [15 empty] | 0
63
64 | Return On Rate Base @ Target ROR | 7.319% | 1243512.3403 | 853206.8501 | 560449.5821 | 97000.3795 | 12258.4045 | -146202.1302 | 1617.2647 | 16272.5041 | 1380.7477 | 809.49 | -219561.5609 | 34569.6951 | 31711.1134 | 0
65 | Total Op. exp. Adjusted for Taxes |  | 42662541.4818 | 39077385.261 | 989163.5236 | 41883.9781 | 308229.8622 | -794612.8501 | 1536.6204 | 63777.4739 | 108627.2178 | 23474.484 | 2897978.8582 | -28756.7389 | -26146.2084 | 0
66 | Revenue Credits |  | -8099114.3328 | -5833432.6233 | -779446.7724 | -116107.5659 | -55876.2183 | -3135.8059 | -4203.3203 | -129607.5599 | -15526.2792 | -4663.9174 | -1156822.5675 | -86.7052 | -204.9976 | 0
67
68 | Total Target Revenue Requirements |  | 35806939.4893 | 34097159.4878 | 770166.3334 | 22776.7917 | 264612.0483 | -943950.7861 | -1049.4352 | -49557.5819 | 94481.6863 | 19620.0566 | 1521594.7299 | 5726.2511 | 5359.9074 | 0
Generation Demand Summary

## Misc Summary
Misc Summary
Rocky Mountain Power
Cost Of Service By Rate Schedule - Misc Function
State of Utah
2017 Protocol (Non Wgt)
12 Months Ended Dec 2017
| A | B | C | D | E | F | G | H | I | J | K | L | M | N | O
Chk Total
| DESCRIPTION |  | Utah Jurisdiction Normalized | Residential Sch 1 | General Large Dist. Sch 6 | General +1 MW Sch 8 | Street & Area Lighting Sch. 7,11,12 | General Trans Sch 9 | General Secondary Sch 22 | Irrigation Sch 10 | Traffic Signals Sch 15 | Outdoor Lighting Sch 15 | General Small Dist. Sch 23 | Industrial Cust 1 | Industrial Cust 2 | 0
13 | 12 Months Ended Dec 2017 A: Operating Expenses
14 | Operation & Maintenance Expenses |  | 8912800.0228 | 3542577.4123 | 2424900.2918 | 664691.7725 | 38399.7062 | 1209885.6569 | 6850.7276 | 87916.943 | 3035.6037 | 3301.8163 | 639845.4566 | 151955.0777 | 139439.5581 | 0
15 | Depreciation Expense |  | 0 | 0 | 0 | 0 | 0 | 0 | 0 | 0 | 0 | 0 | 0 | 0 | 0 | 0
16 | Amortization Expense |  | 0 | 0 | 0 | 0 | 0 | 0 | 0 | 0 | 0 | 0 | 0 | 0 | 0 | 0
17 | Taxes Other Than Income |  | 11.28 | 4.5668 | 3.0552 | 0.83222 | 0.052354 | 1.4724 | 0.0085398 | 0.11231 | 0.0039292 | 0.0041478 | 0.81774 | 0.18476 | 0.16966 | 0
18 | Income Taxes - Federal |  | 130423.326 | 50852.1253 | 41284.2195 | 9901.733 | 1322.5157 | 11557.9423 | 127.4686 | 1100.2182 | 72.6126 | 144.7942 | 11335.1466 | 1015.2213 | 1709.3289 | 0
19 | Income Taxes - State |  | 17722.3639 | 6909.9593 | 5609.8398 | 1345.4811 | 179.7079 | 1570.5324 | 17.3209 | 149.5014 | 9.8668 | 19.6751 | 1540.2582 | 137.9517 | 232.2694 | 0
20 | Income Taxes Deferred |  | 0 | 0 | 0 | 0 | 0 | 0 | 0 | 0 | 0 | 0 | 0 | 0 | 0 | 0
21 | Investment Tax Credit Adj |  | 0 | 0 | 0 | 0 | 0 | 0 | 0 | 0 | 0 | 0 | 0 | 0 | 0 | 0
22 | Misc Revenues & Expense |  | 0 | 0 | 0 | 0 | 0 | 0 | 0 | 0 | 0 | 0 | 0 | 0 | 0 | 0
23
24 | Total Operating Expenses |  | 9060956.9927 | 3600344.0636 | 2471797.4062 | 675939.8187 | 39901.9821 | 1223015.604 | 6995.5256 | 89166.7748 | 3118.0871 | 3466.2898 | 652721.6791 | 153108.4355 | 141381.326 | 0
25
26
27 | 12 Months Ended Dec 2017 A: Rate Base :
28 | Electric Plant In Service |  | 0 | 0 | 0 | 0 | 0 | 0 | 0 | 0 | 0 | 0 | 0 | 0 | 0 | 0
29 | Plant Held For Future Use |  | 0 | 0 | 0 | 0 | 0 | 0 | 0 | 0 | 0 | 0 | 0 | 0 | 0 | 0
30 | Electric Plant Acquisition Adj |  | 0 | 0 | 0 | 0 | 0 | 0 | 0 | 0 | 0 | 0 | 0 | 0 | 0 | 0
31 | Pensions |  | 0 | 0 | 0 | 0 | 0 | 0 | 0 | 0 | 0 | 0 | 0 | 0 | 0 | 0
32 | Prepayments |  | 3391103.6215 | 1374327.0758 | 918235.2232 | 250031.6702 | 15780.6616 | 441726.0198 | 2564.2424 | 33777.0885 | 1182.0437 | 1244.306 | 245955.2828 | 55430.0555 | 50849.952 | 0
33 | Fuel Stock |  | 0 | 0 | 0 | 0 | 0 | 0 | 0 | 0 | 0 | 0 | 0 | 0 | 0 | 0
34 | Materials & Supplies |  | 0 | 0 | 0 | 0 | 0 | 0 | 0 | 0 | 0 | 0 | 0 | 0 | 0 | 0
35 | Misc Deferred Debits |  | 1555762.1436 | 630510.3813 | 421265.6877 | 114708.9121 | 7239.8129 | 202653.9723 | 1176.4168 | 15496.1692 | 542.2951 | 570.8597 | 112838.7572 | 25430.0639 | 23328.8154 | 0
36 | Cash Working Capital |  | 100995.6989 | 40130.3378 | 27551.2738 | 7534.1947 | 444.7575 | 13632.0386 | 77.9739 | 993.8752 | 34.755 | 38.6361 | 7275.3995 | 1706.585 | 1575.8717 | 0
37 | Weatherization Loans |  | 16218.9653 | 5260.9552 | 4546.3753 | 1344.0874 | 38.7658 | 3004.2422 | 15.2355 | 153.6282 | 4.8819 | 8.3079 | 1049.5838 | 381.4805 | 411.4215 | 0
38 | Miscellaneous Rate Base |  | 0 | 0 | 0 | 0 | 0 | 0 | 0 | 0 | 0 | 0 | 0 | 0 | 0 | 0
39
40 | Total Rate Base Additions |  | 5064080.4293 | 2050228.7502 | 1371598.56 | 373618.8645 | 23503.9978 | 661016.2729 | 3833.8685 | 50420.7612 | 1763.9757 | 1862.1097 | 367119.0233 | 82948.185 | 76166.0606 | 0
41
42 | 12 Months Ended Dec 2017 A: Rate Base Deductions :
43 | Accum Provision For Depreciation |  | 0 | 0 | 0 | 0 | 0 | 0 | 0 | 0 | 0 | 0 | 0 | 0 | 0 | 0
44 | Accum Provision For Amortization |  | 0 | 0 | 0 | 0 | 0 | 0 | 0 | 0 | 0 | 0 | 0 | 0 | 0 | 0
45 | Accum Deferred Income Taxes |  | 0 | 0 | 0 | 0 | 0 | 0 | 0 | 0 | 0 | 0 | 0 | 0 | 0 | 0
46 | Unamortized ITC |  | 0 | 0 | 0 | 0 | 0 | 0 | 0 | 0 | 0 | 0 | 0 | 0 | 0 | 0
47 | Customer Advance For Construction |  | 0 | 0 | 0 | 0 | 0 | 0 | 0 | 0 | 0 | 0 | 0 | 0 | 0 | 0
48 | Customer Service Deposits |  | 0 | 0 | 0 | 0 | 0 | 0 | 0 | 0 | 0 | 0 | 0 | 0 | 0 | 0
49 | Misc Rate Base Deductions |  | 0 | 0 | 0 | 0 | 0 | 0 | 0 | 0 | 0 | 0 | 0 | 0 | 0 | 0
50
51 | Total Rate Base Deductions |  | 0 | 0 | 0 | 0 | 0 | 0 | 0 | 0 | 0 | 0 | 0 | 0 | 0 | 0
52
53 | Total Rate Base |  | 5064080.4293 | 2050228.7502 | 1371598.56 | 373618.8645 | 23503.9978 | 661016.2729 | 3833.8685 | 50420.7612 | 1763.9757 | 1862.1097 | 367119.0233 | 82948.185 | 76166.0606 | 0
54
55 | Calculated Return On Rate Base |  |  | 7.15% | 8.133% | 7.465% | 12.99% | 5.791% | 8.718% | 6.596% | 10.19% | 16.98% | 8.277% | 4.816% | 6.711%
56
57 | Return On Rate Base | 7.319% | 370623.448 | 150049.5222 | 100382.8029 | 27343.9401 | 1720.1806 | 48377.6144 | 280.5883 | 3690.1302 | 129.0996 | 136.2817 | 26868.238 | 6070.7058 | 5574.3443 | 0
58 | Total Operating Expenses |  | 9060717.6907 | 3602494.9267 | 2464867.7092 | 675600.3156 | 39074.7431 | 1229280.7765 | 6962.249 | 89392.8872 | 3086.6919 | 3354.6507 | 650538.5565 | 154395.8812 | 141668.3032 | 0
59 | Revenue Credits |  | 1225302.3669 | 405804.5038 | 346663.1788 | 100178.2426 | 1665.4294 | 223615.6239 | 1070.9427 | 11088.0052 | 333.4735 | 488.0862 | 80207.0649 | 28244.7798 | 25943.0361 | 0
60
61 | Total Revenue Requirements |  | 10656643.5056 | 4158348.9527 | 2911913.691 | 803122.4982 | 42460.3531 | 1501274.0147 | 8313.78 | 104171.0226 | 3549.265 | 3979.0186 | 757613.8594 | 188711.3668 | 173185.6836 | 0
62 | [15 empty] | 0
63
64 | Return On Rate Base @ Target ROR | 7.319% | 370623.448 | 150049.5222 | 100382.8029 | 27343.9401 | 1720.1806 | 48377.6144 | 280.5883 | 3690.1302 | 129.0996 | 136.2817 | 26868.238 | 6070.7058 | 5574.3443 | 0
65 | Total Op. exp. Adjusted for Taxes |  | 9060717.6907 | 3602494.9267 | 2464867.7092 | 675600.3156 | 39074.7431 | 1229280.7765 | 6962.249 | 89392.8872 | 3086.6919 | 3354.6507 | 650538.5565 | 154395.8812 | 141668.3032 | 0
66 | Revenue Credits |  | 1225302.3669 | 405804.5038 | 346663.1788 | 100178.2426 | 1665.4294 | 223615.6239 | 1070.9427 | 11088.0052 | 333.4735 | 488.0862 | 80207.0649 | 28244.7798 | 25943.0361 | 0
67
68 | Total Target Revenue Requirements |  | 10656643.5056 | 4158348.9527 | 2911913.691 | 803122.4982 | 42460.3531 | 1501274.0147 | 8313.78 | 104171.0226 | 3549.265 | 3979.0186 | 757613.8594 | 188711.3668 | 173185.6836 | 0
Generation Demand Summary

## P+T+D+R+M
P+T+D+R+M |  |  | - | Results of Operations - Prod+Tran+Dist+Rtl+Misc - TOTAL Unbundled
Rocky Mountain Power
3 | Cost Of Service By Rate Schedule
4 | State of Utah
5 | 2017 Protocol (Non Wgt)
6 | 12 Months Ended Dec 2017
7
8
9 |  | A |  | B | C |  | D | E | F | G | H | I | J | K | L | M | N | O | P | Chk Total
12 |  |  |  | DESCRIPTION |  |  | Utah Jurisdiction Normalized | Residential Sch 1 | General Large Dist. Sch 6 | General +1 MW Sch 8 | Street & Area Lighting Sch. 7,11,12 | General Trans Sch 9 | General Secondary Sch 22 | Irrigation Sch 10 | Traffic Signals Sch 15 | Outdoor Lighting Sch 15 | General Small Dist. Sch 23 | Industrial Cust 1 | Industrial Cust 2 | 0
13
12 |  |  |  | Operating Revenues |  |  | 2152311531.8905 | 805514426.7211 | 604225975.6037 | 166258615.5839 | 11391404.5417 | 306616775.9852 | 1891288.0115 | 20072694.8426 | 895755.8909 | 1309110.6073 | 154301092.1715 | 37344332.9311 | 42490058.9999 | 0
13
14 |  |  |  | Operating Expenses
15 |  |  |  | Operation & Maintenance Expenses |  |  | 1180129294.101 | 423556588.0487 | 317051548.605 | 92817601.7342 | 5445159.4219 | 196029524.6902 | 1016546.9155 | 11149753.1835 | 474743.0936 | 608501.1077 | 79258878.9326 | 24865437.6166 | 27855010.7515 | 0
16 |  |  |  | Depreciation Expense |  |  | 284922828.0815 | 112757496.1398 | 75714413.1615 | 20913726.5865 | 2082757.663 | 40312796.9754 | 226503.3628 | 2707571.8008 | 102292.9253 | 109161.8952 | 20279248.4339 | 5065911.7729 | 4650947.3643 | 0
17 |  |  |  | Amortization Expense |  |  | 24536786.9801 | 9602126.4978 | 6243659.7279 | 1784154.9715 | 69406.5359 | 3944362.3733 | 19154.2818 | 208693.483 | 12805.4316 | 10279.4238 | 1687831.1283 | 497306.9578 | 457006.1674 | 0
18 |  |  |  | Taxes Other Than Income |  |  | 69433038.3316 | 28181329.6791 | 18980048.6443 | 5141921.8476 | 262745.1368 | 8949144.5733 | 54085.2733 | 699504.3692 | 23392.3837 | 24967.2461 | 4894196.558 | 1146688.5075 | 1075014.1127 | 0
19 |  |  |  | Income Taxes - Federal |  |  | 77175336.4947 | 28229252.0259 | 30077642.056 | 6454249.4913 | 342430.9687 | 2870977.0085 | 98334.0752 | 610724.4496 | 49392.6392 | 141312.8554 | 7483970.819 | -134948.2964 | 951998.4024 | 0
20 |  |  |  | Income Taxes - State |  |  | 13765213.312 | 4954503.6464 | 5009512.7304 | 1141502.9941 | 52501.2909 | 964820.04 | 16176.798 | 113049.2716 | 7639.658 | 20500.2471 | 1234807.4975 | 54179.5218 | 196019.6163 | 0
21 |  |  |  | Income Taxes Deferred |  |  | 53483653.4759 | 21663733.1015 | 14909775.0343 | 3999637.9177 | 196478.4918 | 6887899.8199 | 42741.8673 | 535825.569 | 18191.1339 | 18959.9128 | 3413306.5617 | 932871.2312 | 864232.8347 | 0
22 |  |  |  | Investment Tax Credit Adj |  |  | -3090508.1406 | -1248022.0532 | -841676.7316 | -228909.5589 | -11548.3452 | -403740.6377 | -2399.1814 | -31063.4691 | -1025.555 | -1106.0058 | -222333.3781 | -50930.9024 | -47752.322 | 0
23 |  |  |  | Misc Revenues & Expense |  |  | 577753.3119 | 482343.0575 | 49923.1245 | 13425.2339 | -143.0987 | 22207.8076 | 158.2467 | 28.8029 | -21.9442 | -31.0822 | 13169.9763 | -1714.755 | -1592.0575 | 0
24
25 |  |  |  | Total Operating Expenses |  |  | 1700933395.9481 | 628179350.1433 | 467194846.3523 | 132037311.218 | 8439788.0652 | 259577992.6506 | 1471301.6392 | 15994087.4604 | 687409.766 | 932545.6001 | 118043076.5291 | 32374801.654 | 36000884.8699 | 0
26
27 |  |  |  | Operating Revenue For Return |  |  | 451378135.9423 | 177335076.5777 | 137031129.2514 | 34221304.3659 | 2951616.4765 | 47038783.3346 | 419986.3723 | 4078607.3822 | 208346.1249 | 376565.0072 | 36258015.6425 | 4969531.2772 | 6489174.1301 | 0
28
29
30 |  |  |  | Rate Base :
31 |  |  |  | Electric Plant In Service |  |  | 11729140988.371 | 4788246853.3229 | 3155876418.2818 | 859336742.5474 | 55113359.4844 | 1518413499.0092 | 8823919.7349 | 116413190.6537 | 4273310.0951 | 4344384.0662 | 852163811.0732 | 190555343.5064 | 175580156.5957 | 0
32 |  |  |  | Plant Held For Future Use |  |  | 7249580.3093 | 3263935.9415 | 2364614.2838 | 585044.1856 | 5979.3847 | 262859.697 | 2307.0566 | 103455.4304 | 1815.8253 | 1429.0982 | 594488.7443 | 33167.8076 | 30482.8543 | 0
33 |  |  |  | Electric Plant Acquisition Adj |  |  | 22318809.5357 | 7615817.4368 | 6280048.7326 | 1800489.5229 | 40634.5579 | 3912293.0981 | 19161.2828 | 204652.1849 | 6317.4597 | 8835.2537 | 1483210.345 | 493655.6882 | 453693.9732 | 0
34 |  |  |  | Pensions |  |  | 0 | 0 | 0 | 0 | 0 | 0 | 0 | 0 | 0 | 0 | 0 | 0 | 0 | 0
35 |  |  |  | Prepayments |  |  | 16395923.2238 | 6556315.0128 | 4453833.3738 | 1218264.4072 | 72359.2027 | 2199053.4064 | 12535.0388 | 162190.5074 | 5623.4274 | 6051.2157 | 1180736.5834 | 275952.2879 | 253008.7604 | 0
36 |  |  |  | Fuel Stock |  |  | 87842266.2008 | 25531744.4643 | 24435827.8115 | 7666102.6339 | 310010.2589 | 18017152.5465 | 96717.6158 | 885223.0317 | 29593.3744 | 65439.6498 | 5378481.0465 | 2312464.4494 | 3113509.3181 | 0
37 |  |  |  | Materials & Supplies |  |  | 100361615.0229 | 37386426.6695 | 27734841.6487 | 7761265.4209 | 321032.5187 | 15360227.2315 | 81206.592 | 959267.8496 | 31617.2623 | 38335.4871 | 6968910.1765 | 1937653.6697 | 1780830.4965 | 0
38 |  |  |  | Misc Deferred Debits |  |  | 357301560.0769 | 138877428.7768 | 96785202.2176 | 27105847.5927 | 1741558.7117 | 50108791.2482 | 293986.7757 | 3620016.4776 | 127659.8471 | 162286.3207 | 25321555.1407 | 6347565.1443 | 6809661.8237 | 0
39 |  |  |  | Cash Working Capital |  |  | 21879486.6805 | 8410955.8627 | 5987570.5762 | 1671977.9 | 152777.7388 | 3040061.9682 | 17142.1965 | 210909.4545 | 9136.8132 | 11240.3509 | 1564402.0361 | 378668.8112 | 424642.9723 | 0
40 |  |  |  | Weatherization Loans |  |  | 16218.9653 | 5260.9552 | 4546.3753 | 1344.0874 | 38.7658 | 3004.2422 | 15.2355 | 153.6282 | 4.8819 | 8.3079 | 1049.5838 | 381.4805 | 411.4215 | 0
41 |  |  |  | Miscellaneous Rate Base |  |  | 0 | 0 | 0 | 0 | 0 | 0 | 0 | 0 | 0 | 0 | 0 | 0 | 0 | 0
42
43 |  |  |  | Total Rate Base Additions |  |  | 12342506448.3863 | 5015894738.4425 | 3323922903.3015 | 907147078.298 | 57757750.6235 | 1611316942.4473 | 9346991.5286 | 122559059.218 | 4485078.9863 | 4638009.7503 | 894656644.7295 | 202334852.8452 | 188446398.2157 | 0
44
45 |  |  |  | Rate Base Deductions :
46 |  |  |  | Accum Provision For Depreciation |  |  | -3684881172.6605 | -1504127113.5013 | -988920269.4725 | -269255767.1259 | -25155025.8104 | -473014477.6658 | -2680147.0652 | -36267736.3751 | -1335543.0146 | -1328451.2714 | -268912753.8851 | -59382885.3996 | -54501002.0734 | 0
47 |  |  |  | Accum Provision For Amortization |  |  | -223387826.3224 | -114209604.6739 | -46548805.6596 | -12588133.7469 | -1145695.6002 | -23803660.9279 | -130499.7725 | -1817134.0579 | -207045.7388 | -96388.894 | -17111532.7831 | -2985859.7632 | -2743464.7043 | 0
48 |  |  |  | Accum Deferred Income Taxes |  |  | -2046124859.0078 | -836680838.6243 | -551956974.5106 | -150115725.236 | -7806633.0508 | -263769662.4682 | -1558824.0415 | -20457315.2972 | -739660.1179 | -764001.8316 | -148594222.0829 | -33106364.9353 | -30574636.8113 | 0
49 |  |  |  | Unamortized ITC |  |  | -151350.6503 | -61274.2739 | -41107.3077 | -11192.5377 | -558.3018 | -19748.4045 | -116.5297 | -1519.1372 | -52.1822 | -56.419 | -10957.1222 | -2478.9945 | -2289.4401 | 0
50 |  |  |  | Customer Advance For Construction |  |  | -19682679.2956 | -9750579.2738 | -409269.3032 | -1412572.8942 | -195514.0062 | -3589823.535 | 0 | -259325.6384 | -95564.489 | -142840.2513 | -3827189.9046 | 0 | 0 | 0
51 |  |  |  | Customer Service Deposits |  |  | -15561423.4162 | -3049292.5414 | -389855.5348 | -833631.3449 | -8239.2261 | -5737575.2274 | 0 | -89731.0728 | 0 | -1651.6054 | -5451446.8633 | 0 | 0 | 0
52 |  |  |  | Misc Rate Base Deductions |  |  | -185230442.282 | -67647588.4814 | -50813244.4974 | -14516820.8518 | -728563.1133 | -29062716.1939 | -159911.4741 | -1829014.5568 | -62188.0449 | -87432.5241 | -12709583.6778 | -3679290.2187 | -3934088.6479 | 0
53 | [6 empty] | 0 | 0 | 0 | 0 | 0 | 0 | 0 | 0 | 0 | 0 | 0 | 0 | 0 | 0
54 |  |  |  | Total Rate Base Deductions |  |  | -6175019753.6346 | -2535526291.37 | -1639079526.2859 | -448733843.7374 | -35040229.1088 | -798997664.4227 | -4529498.883 | -60721776.1354 | -2440053.5874 | -2420822.7968 | -456617686.319 | -99156879.3113 | -91755481.677 | 0
55 | [19 empty] | 0
56 |  |  |  | Total Rate Base |  |  | 6167486694.7516 | 2480368447.0725 | 1684843377.0155 | 458413234.5606 | 22717521.5147 | 812319278.0246 | 4817492.6456 | 61837283.0825 | 2045025.3989 | 2217186.9535 | 438038958.4105 | 103177973.5339 | 96690916.5387 | 0
57
58
59 |  |  |  | Return On Rate Base |  |  | 7.319% | 7.15% | 8.133% | 7.465% | 12.99% | 5.791% | 8.718% | 6.596% | 10.19% | 16.98% | 8.277% | 4.816% | 6.711%
60
61 |  |  |  | Return On Equity |  |  | 9.257% | 8.928% | 10.84% | 9.541% | 20.28% | 6.289% | 11.97% | 7.852% | 14.83% | 28.03% | 11.12% | 4.397% | 8.077%
Rocky Mountain Power
Cost Of Service By Rate Schedule
State of Utah
2017 Protocol (Non Wgt)
12 Months Ended Dec 2017
|  | A |  | B | C |  | D | E | F | G | H | I | J | K | L | M | N | O | P
|  |  |  | DESCRIPTION | COS Factor |  | Utah Jurisdiction Normalized | Residential Sch 1 | General Large Dist. Sch 6 | General +1 MW Sch 8 | Street & Area Lighting Sch. 7,11,12 | General Trans Sch 9 | General Secondary Sch 22 | Irrigation Sch 10 | Traffic Signals Sch 15 | Outdoor Lighting Sch 15 | General Small Dist. Sch 23 | Industrial Cust 1 | Industrial Cust 2
79 |  |  |  | Total Rate Base |  |  | 6167486694.7516 | 2480368447.0725 | 1684843377.0155 | 458413234.5606 | 22717521.5147 | 812319278.0246 | 4817492.6456 | 61837283.0825 | 2045025.3989 | 2217186.9535 | 438038958.4105 | 103177973.5339 | 96690916.5387 | 0
80
81
82 |  |  |  | Return On Ratebase ($$) | 7.319% |  | 451378135.9423 | 181530036.7073 | 123308164.332 | 33549762.0908 | 1662620.9382 | 59450985.4098 | 352576.4964 | 4525668.064 | 149668.7059 | 162268.6458 | 32058635.6004 | 7551257.6952 | 7076491.2565 | 0
83 |  |  |  | Operating & Maintenance Expense |  |  | 1180129294.101 | 423556588.0487 | 317051548.605 | 92817601.7342 | 5445159.4219 | 196029524.6902 | 1016546.9155 | 11149753.1835 | 474743.0936 | 608501.1077 | 79258878.9326 | 24865437.6166 | 27855010.7515 | 0
84 |  |  |  | Bad Debt to Produce ROR | F80 |  | 0 | 0 | 0 | 0 | 0 | 0 | 0 | 0 | 0 | 0 | 0 | 0 | 0 | 0
85 |  |  |  | Depreciation Expense |  |  | 284922828.0815 | 112757496.1398 | 75714413.1615 | 20913726.5865 | 2082757.663 | 40312796.9754 | 226503.3628 | 2707571.8008 | 102292.9253 | 109161.8952 | 20279248.4339 | 5065911.7729 | 4650947.3643 | 0
86 |  |  |  | Amortization Expense |  |  | 24536786.9801 | 9602126.4978 | 6243659.7279 | 1784154.9715 | 69406.5359 | 3944362.3733 | 19154.2818 | 208693.483 | 12805.4316 | 10279.4238 | 1687831.1283 | 497306.9578 | 457006.1674 | 0
87 |  |  |  | Taxes Other Than Income |  |  | 69433038.3316 | 28181329.6791 | 18980048.6443 | 5141921.8476 | 262745.1368 | 8949144.5733 | 54085.2733 | 699504.3692 | 23392.3837 | 24967.2461 | 4894196.558 | 1146688.5075 | 1075014.1127 | 0
88 |  |  |  | Federal Income Taxes |  |  | 77175336.4947 | 28229252.0259 | 30077642.056 | 6454249.4913 | 342430.9687 | 2870977.0085 | 98334.0752 | 610724.4496 | 49392.6392 | 141312.8554 | 7483970.819 | -134948.2964 | 951998.4024 | 0
89 |  |  |  | FIT Adj to Produce Target ROR | F101 |  | 0 | 0 | 0 | 0 | 0 | 0 | 0 | 0 | 0 | 0 | 0 | 0 | 0 | 0
90 |  |  |  | State Income Taxes |  |  | 13765213.312 | 4954503.6464 | 5009512.7304 | 1141502.9941 | 52501.2909 | 964820.04 | 16176.798 | 113049.2716 | 7639.658 | 20500.2471 | 1234807.4975 | 54179.5218 | 196019.6163 | 0
91 |  |  |  | SIT Adj to Produce Target ROR | F101 |  | 0 | 0 | 0 | 0 | 0 | 0 | 0 | 0 | 0 | 0 | 0 | 0 | 0 | 0
92 |  |  |  | Deferred Income Taxes |  |  | 53483653.4759 | 21663733.1015 | 14909775.0343 | 3999637.9177 | 196478.4918 | 6887899.8199 | 42741.8673 | 535825.569 | 18191.1339 | 18959.9128 | 3413306.5617 | 932871.2312 | 864232.8347 | 0
93 |  |  |  | Investment Tax Credit |  |  | -3090508.1406 | -1248022.0532 | -841676.7316 | -228909.5589 | -11548.3452 | -403740.6377 | -2399.1814 | -31063.4691 | -1025.555 | -1106.0058 | -222333.3781 | -50930.9024 | -47752.322 | 0
94 |  |  |  | Misc Revenue & Expenses |  |  | 577753.3119 | 482343.0575 | 49923.1245 | 13425.2339 | -143.0987 | 22207.8076 | 158.2467 | 28.8029 | -21.9442 | -31.0822 | 13169.9763 | -1714.755 | -1592.0575 | 0
|  |  |  | Total Operating Expenses |  |  | 1700933395.9481 | 628179350.1433 | 467194846.3523 | 132037311.218 | 8439788.0652 | 259577992.6506 | 1471301.6392 | 15994087.4604 | 687409.766 | 932545.6001 | 118043076.5291 | 32374801.654 | 36000884.8699
|  |  |  | Total Op. exp. Adjusted for Taxes |  |  | 451378135.9423 | 184132152.64 | 114795867.538 | 33133207.2727 | 863062.4861 | 67150221.5846 | 310762.437 | 4802977.9042 | 113271.3525 | 29341.524 | 29453778.0147 | 9152691.6157 | 7440801.5729
97 |  |  |  | Revenue Credits |  |  | -227069084.3128 | -80816395.2211 | -63432485.0446 | -17831597.0891 | -591008.8898 | -36489027.8323 | -193814.0515 | -2436680.0573 | -84241.4591 | -96139.9043 | -16216715.4585 | -4514677.8301 | -4366301.4753 | 0
98
99 |  |  |  | Total Revenue Requirements |  |  | 1925242447.5776 | 731495107.5623 | 518558228.8458 | 147338921.4016 | 8711841.6616 | 290239186.4029 | 1588250.0248 | 18360385.3073 | 716439.6594 | 865747.2197 | 131280139.0852 | 37012815.4396 | 39075384.9675 | 0
100 |  |  |  | Operating Revenues |  |  | 1925242447.5776 | 724698031.5 | 540793490.5592 | 148427018.4948 | 10800395.652 | 270127748.1529 | 1697473.96 | 17636014.7853 | 811514.4318 | 1212970.703 | 138084376.713 | 32829655.101 | 38123757.5247 | 0
101
102 |  |  |  | Increase / (Decrease) Required to
103 |  |  |  | Earn Equal Rates of Return |  |  | -5.9605e-06 | 6797076.0623 | -22235261.7134 | -1088097.0932 | -2088553.9904 | 20111438.25 | -109223.9352 | 724370.522 | -95074.7724 | -347223.4833 | -6804237.6278 | 4183160.3386 | 951627.4428 | 0
104
105 |  |  |  | Existing Revenues |  |  | 1925242447.5776 | 724698031.5 | 540793490.5592 | 148427018.4948 | 10800395.652 | 270127748.1529 | 1697473.96 | 17636014.7853 | 811514.4318 | 1212970.703 | 138084376.713 | 32829655.101 | 38123757.5247 | 0
106
107 |  |  |  | Percent Increase / (Decrease)
108 |  |  |  | Over Existing Rates To
109 |  |  |  | Equal Authorized RoE & RoR |  |  | -3.096e-13% | 0.9379% | -4.112% | -0.7331% | -19.34% | 7.445% | -6.434% | 4.107% | -11.72% | -28.63% | -4.928% | 12.74% | 2.496%
[5 empty] | 2017 Protocol |  | E: ELECTRIC REVENUES
|  | Results of Operations - Prod+Tran+Dist+Rtl+Misc - TOTAL Unbundled |  |  | (Non-Wgt)
|  | A |  | B | C |  | D | E | F | G | H | I | J | K | L | M | N | O | P
|  | FERC ACCT |  | DESCRIPTION | COS Factor |  | Utah Jurisdiction Normalized | Residential Sch 1 | General Large Dist. Sch 6 | General +1 MW Sch 8 | Street & Area Lighting Sch. 7,11,12 | General Trans Sch 9 | General Secondary Sch 22 | Irrigation Sch 10 | Traffic Signals Sch 15 | Outdoor Lighting Sch 15 | General Small Dist. Sch 23 | Industrial Cust 1 | Industrial Cust 2 |  | Func Study Row
122 |  | 440 | Residential Sales |  | A |  | 724698031.5 | 724698031.5 | 0 | 0 | 0 | 0 | 0 | 0 | 0 | 0 | 0 | 0 | 0 | 0
123
124 |  | 442 | Commercial & Industrial Sales |  | A |  | 1184439012.0871 | 0 | 540793490.5592 | 148427018.4948 | 0 | 266847224.9491 | 1697473.96 | 17636014.7853 | 0 | 0 | 138084376.713 | 32829655.101 | 38123757.5247 | 0
125 |  |  |  | Interruptible Demand | F10 |  | 0 | 0 | 0 | 0 | 0 | 0 | 0 | 0 | 0 | 0 | 0 | 0 | 0 | 0 | 100
126 |  |  |  | Interruptible Energy | F30 |  | 0 | 0 | 0 | 0 | 0 | 0 | 0 | 0 | 0 | 0 | 0 | 0 | 0 | 0 | 101
127 | [6 empty] | 1184439012.0871 | 0 | 540793490.5592 | 148427018.4948 | 0 | 266847224.9491 | 1697473.96 | 17636014.7853 | 0 | 0 | 138084376.713 | 32829655.101 | 38123757.5247 | 0
128
129 |  | 444 | Public Street & Highway Lighting |  | A |  | 12824880.7868 | 0 | 0 | 0 | 10800395.652 | 0 | 0 | 0 | 811514.4318 | 1212970.703 | 0 | 0 | 0 | 0
130
131 |  | 445 | Other Sales to Public Authority |  | A |  | 3280523.2038 | 0 | 0 | 0 | 0 | 3280523.2038 | 0 | 0 | 0 | 0 | 0 | 0 | 0 | 0
132
133 |  | 448 | Interdepartmental |  | A | 0 | 0 | 0 | 0 | 0 | 0 | 0 | 0 | 0 | 0 | 0 | 0 | 0 | 0 | 0 | 114
134 |  |  |  | Demand | F10 |  | 0 | 0 | 0 | 0 | 0 | 0 | 0 | 0 | 0 | 0 | 0 | 0 | 0 | 0 | 115
135 | [6 empty] | 0 | 0 | 0 | 0 | 0 | 0 | 0 | 0 | 0 | 0 | 0 | 0 | 0 | 0
136
137 |  | Total Sales to Ultimate Customers |  |  |  |  | 1925242447.5776 | 724698031.5 | 540793490.5592 | 148427018.4948 | 10800395.652 | 270127748.1529 | 1697473.96 | 17636014.7853 | 811514.4318 | 1212970.703 | 138084376.713 | 32829655.101 | 38123757.5247 | 0
138
139
140
141 |  | 447 | Sales for Resale |  | F10 |  | 8003536.09 | 2731035.8831 | 2252028.568 | 645656.4295 | 14571.5725 | 1402950.2315 | 6871.2454 | 73388.3743 | 2265.4441 | 3168.3263 | 531879.9601 | 177025.1729 | 162694.8822 | 0 | 124
142
143
144 |  | 447 | Sales for Resale |  | F11 |  | 0 | 0 | 0 | 0 | 0 | 0 | 0 | 0 | 0 | 0 | 0 | 0 | 0 | 0 | 127
145 |  |  |  | Demand | F10 |  | 0 | 0 | 0 | 0 | 0 | 0 | 0 | 0 | 0 | 0 | 0 | 0 | 0 | 0 | 128
146 |  |  |  | Demand | F10 |  | 91088102.0917 | 31081870.8802 | 25630297.1349 | 7348204.3573 | 165838.8076 | 15966951.6673 | 78201.5223 | 835231.7842 | 25782.9796 | 36058.6658 | 6053316.3791 | 2014720.3484 | 1851627.5649 |  | 129
147 |  |  |  | Energy | F30 |  | 0 | 0 | 0 | 0 | 0 | 0 | 0 | 0 | 0 | 0 | 0 | 0 | 0 | 0 | 130
148 | [6 empty] | 91088102.0917 | 31081870.8802 | 25630297.1349 | 7348204.3573 | 165838.8076 | 15966951.6673 | 78201.5223 | 835231.7842 | 25782.9796 | 36058.6658 | 6053316.3791 | 2014720.3484 | 1851627.5649 | 0
149
150 |  | 449 | Provision for Rate Refund |  | F11 |  | 0 | 0 | 0 | 0 | 0 | 0 | 0 | 0 | 0 | 0 | 0 | 0 | 0 | 0 | 134
151 |  |  |  |  | F10 |  | 0 | 0 | 0 | 0 | 0 | 0 | 0 | 0 | 0 | 0 | 0 | 0 | 0 |  | 135
152
153 |  | State Specific Revenue Credit |  |  | F140 |  | 49772259.6048 | 18711346.4294 | 13657370.1978 | 3830666.2812 | 232859.1604 | 7387084.4995 | 42204.6241 | 474388.7478 | 19342.7398 | 25328.8449 | 3469784.1129 | 924469.8794 | 997414.0876 | 0 | 137
154
155 |  | AGA Revenue |  |  | A |  | 3926721.3 | 30278.94 | 1996021.02 | 439245.96 | 0 | 646586.68 | 6661.56 | 271900.55 | 4661.64 | 0 | 531364.95 | 0 | 0 | 0 | 139
156
157 |  | Total Sales from Electricity |  |  |  |  | 2078033066.6641 | 777252563.6328 | 584329207.4798 | 160690791.5229 | 11213665.1925 | 295531321.2313 | 1831412.9118 | 19290924.2416 | 863567.2354 | 1277526.54 | 148670722.1152 | 35945870.5016 | 41135494.0593 | 0
158
159 |  | Other Electric Operating Revenues
160 |  | 450 | Forfeited Discounts & Interest |  | A |  | 3353595.54 | 2486972.42 | 121760.9636 | 3672.7294 | 38345.0365 | 3817.7889 | 5.8111 | 92659.5976 | 11574.2132 | 2585.1404 | 592145.0887 | 28.3753 | 28.3753 | 0 | 145
161 |  |  |  | Customers | F40 |  | 0 | 0 | 0 | 0 | 0 | 0 | 0 | 0 | 0 | 0 | 0 | 0 | 0 | 0 | 146
162 | [6 empty] | 3353595.54 | 2486972.42 | 121760.9636 | 3672.7294 | 38345.0365 | 3817.7889 | 5.8111 | 92659.5976 | 11574.2132 | 2585.1404 | 592145.0887 | 28.3753 | 28.3753 | 0
163
164 |  | 451 | Misc Electric Revenue |  | A |  | 3722139.88 | 2419538.193 | 619396.0913 | 108777.0717 | 9938.674 | 19882.6613 | 4115.8808 | 35055.7866 | 1392.9831 | 1498.5859 | 502543.092 | 0.43012 | 0.43012 | 0 | 150
165 |  |  |  | Demand | F10 |  | 0 | 0 | 0 | 0 | 0 | 0 | 0 | 0 | 0 | 0 | 0 | 0 | 0 | 0 | 151
166 |  |  |  | Customer | F40 |  | 2353.6431 | 2040.1367 | 41.101 | 0.63751 | 22.7998 | 0.43402 | 0.002595 | 8.474 | 6.882 | 1.5371 | 231.6331 | 0.002595 | 0.002595 | 0 | 152
167 | [6 empty] | 3724493.5231 | 2421578.3297 | 619437.1923 | 108777.7093 | 9961.4739 | 19883.0953 | 4115.8834 | 35064.2606 | 1399.8651 | 1500.123 | 502774.7252 | 0.43271 | 0.43271 | 0
168
169 |  | 453 | Water Sales |  | F10 |  | 23578.8154 | 8045.7675 | 6634.5882 | 1902.136 | 42.9286 | 4133.1612 | 20.243 | 216.2058 | 6.6741 | 9.334 | 1566.9448 | 521.525 | 479.3072 | 0 | 156
170
171 |  | 454 | Rent of Electric Property |  | A |  | 4898241.56 | 2344539.7258 | 1654892.1161 | 395327.2354 | 2767.9004 | 0 | 868.6005 | 76416.7451 | 1185.2567 | 711.711 | 421532.2691 | 0 | 0 | 0 | 160
172 |  |  |  | Demand | F10 |  | 2532905.8897 | 864300.0788 | 712707.0284 | 204333.0541 | 4611.5144 | 443996.3617 | 2174.5661 | 23225.4648 | 716.9527 | 1002.6909 | 168325.8335 | 56023.7497 | 51488.5946 | 0 | 161
173 |  |  |  | Demand | F10 |  | 0 | 0 | 0 | 0 | 0 | 0 | 0 | 0 | 0 | 0 | 0 | 0 | 0 | 0 | 162
174 |  |  |  | System Overhead | F102 |  | 934046.3204 | 379899.7576 | 252699.7022 | 68723.7357 | 4406.357 | 120708.2883 | 704.1512 | 9320.3755 | 326.9673 | 342.1281 | 67874.9738 | 15145.841 | 13894.0426 | 0 | 163
175 | [6 empty] | 8365193.7701 | 3588739.5621 | 2620298.8468 | 668384.0252 | 11785.7718 | 564704.6499 | 3747.3177 | 108962.5854 | 2229.1768 | 2056.53 | 657733.0764 | 71169.5907 | 65382.6373 | 0
176
177 |  | 456 | Other Electric Revenue |  | A |  | -2828512.5317 | -965169.6965 | -795884.7201 | -228180.0924 | -5149.709 | -495813.7158 | -2428.3525 | -25936.0323 | -800.6259 | -1119.7116 | -187970.5876 | -62562.0972 | -57497.6591 | 0 | 167
178 |  |  |  | Customer | F40 |  | 0 | 0 | 0 | 0 | 0 | 0 | 0 | 0 | 0 | 0 | 0 | 0 | 0 | 0 | 168
179 |  |  |  | Energy | F30 |  | 6162775.7455 | 1791238.1173 | 1714351.5698 | 537833.0207 | 21749.4811 | 1264034.6785 | 6785.4463 | 62104.853 | 2076.1911 | 4591.0688 | 377339.6791 | 162236.2496 | 218435.3904 | 0 | 169
180 |  |  |  | Demand | F10 |  | 1385110.5553 | 472639.4166 | 389741.2975 | 111738.8021 | 2521.7902 | 242797.8274 | 1189.1537 | 12700.7626 | 392.063 | 548.3179 | 92048.3819 | 30636.3878 | 28156.3544 | 0 | 170
181 |  |  |  | Demand | F10 |  | 54092230.277 | 18457819.1716 | 15220428.3858 | 4363695.7307 | 98482.5763 | 9481897.2684 | 46439.597 | 495998.3683 | 15311.0982 | 21413.2648 | 3594732.7478 | 1196431.9656 | 1099580.1024 | 0 | 171
182 | [6 empty] | 58811603.5777 | 19756527.009 | 16528636.533 | 4785087.4612 | 117604.1385 | 10492916.0586 | 51985.8444 | 544867.9516 | 16978.7264 | 25432.9399 | 3876150.2212 | 1326742.5058 | 1288674.1881 | 0
183 | [19 empty] | 0
184 |  | Total Other Electric Operating Revenues |  |  |  |  | 74278465.2264 | 28261863.0883 | 19896768.1239 | 5567824.061 | 177739.3493 | 11085454.7539 | 59875.0997 | 781770.601 | 32188.6555 | 31584.0673 | 5630370.0564 | 1398462.4295 | 1354564.9406 | 0
185 | [19 empty] | 0
186 |  | Total Electric Operating Revenues |  |  |  |  | 2152311531.8905 | 805514426.7211 | 604225975.6037 | 166258615.5839 | 11391404.5417 | 306616775.9852 | 1891288.0115 | 20072694.8426 | 895755.8909 | 1309110.6073 | 154301092.1715 | 37344332.9311 | 42490058.9999 | 0
187
188 |  | Miscellaneous Revenues
189 |  | 41160 | Gain on Sale of Utility Plant - CR |  | F10 |  | 0 | 0 | 0 | 0 | 0 | 0 | 0 | 0 | 0 | 0 | 0 | 0 | 0 | 0 | 185
190 |  | 41170 | Loss on Sale of Utility Plant |  | F10 |  | 0 | 0 | 0 | 0 | 0 | 0 | 0 | 0 | 0 | 0 | 0 | 0 | 0 | 0 | 190
191 |  | 4118 | Gain from Emission Allowances |  | F30 |  | -1432.2334 | -416.285 | -398.4165 | -124.9928 | -5.0546 | -293.7626 | -1.5769 | -14.4332 | -0.48251 | -1.067 | -87.694 | -37.7038 | -50.7645 | 0 | 193
192 |  | 41181 | Gain from Disposition of NOX Credits |  | F10 |  | 0 | 0 | 0 | 0 | 0 | 0 | 0 | 0 | 0 | 0 | 0 | 0 | 0 | 0 | 196
193 |  | 4194 | Impact Housing Interest Income |  | F10 |  | 0 | 0 | 0 | 0 | 0 | 0 | 0 | 0 | 0 | 0 | 0 | 0 | 0 | 0 | 200
194 |  | 421 | (Gain)/Loss on Sale of Utility Plant |  | F10 |  | -75821.6447 | -25872.5181 | -21334.6336 | -6116.6379 | -138.0441 | -13290.8745 | -65.0949 | -695.2461 | -21.4617 | -30.0152 | -5038.7745 | -1677.0512 | -1541.2929 | 0 | 210
195
196 |  | Total Miscellaneous Revenues |  |  |  |  | -77253.8781 | -26288.8031 | -21733.0501 | -6241.6307 | -143.0987 | -13584.6371 | -66.6718 | -709.6793 | -21.9442 | -31.0822 | -5126.4685 | -1714.755 | -1592.0575 | 0
197
198 |  | Miscellaneous Expenses
199 |  | 4311 | Interest on Customer Deposits |  | F80 |  | 655007.19 | 508631.8606 | 71656.1746 | 19666.8646 | 0 | 35792.4447 | 224.9186 | 738.4822 | 0 | 0 | 18296.4447 | 0 | 0 | 0 | 216
200
201 |  | DFA | Divergence Fairness Adjustment
202 |  |  |  | Production | F105 |  | 0 | 0 | 0 | 0 | 0 | 0 | 0 | 0 | 0 | 0 | 0 | 0 | 0 | 0 | 220
203 |  |  |  | Transmission | F105 |  | 0 | 0 | 0 | 0 | 0 | 0 | 0 | 0 | 0 | 0 | 0 | 0 | 0 | 0 | 221
204 |  |  |  | Distribution | F105 |  | 0 | 0 | 0 | 0 | 0 | 0 | 0 | 0 | 0 | 0 | 0 | 0 | 0 | 0 | 222
205 | [6 empty] | 0 | 0 | 0 | 0 | 0 | 0 | 0 | 0 | 0 | 0 | 0 | 0 | 0 | 0
206
207 |  | Net Miscellaneous Revenues And Expense |  |  |  |  | 577753.3119 | 482343.0575 | 49923.1245 | 13425.2339 | -143.0987 | 22207.8076 | 158.2467 | 28.8029 | -21.9442 | -31.0822 | 13169.9763 | -1714.755 | -1592.0575 | 0
208
209 |  | Distribution - METER - Unbundled
210 | [6 empty] | E: STEAM POWER GENERATION
211
212 |  | A |  | B | C |  | D | E | F | G | H | I | J | K | L | M | N | O | P
213 |  | FERC ACCT |  | DESCRIPTION | COS Factor |  | Utah Jurisdiction Normalized | Residential Sch 1 | General Large Dist. Sch 6 | General +1 MW Sch 8 | Street & Area Lighting Sch. 7,11,12 | General Trans Sch 9 | General Secondary Sch 22 | Irrigation Sch 10 | Traffic Signals Sch 15 | Outdoor Lighting Sch 15 | General Small Dist. Sch 23 | Industrial Cust 1 | Industrial Cust 2
214 |  | 500 | Operation Suprvn & Engineering |  | F10 |  | 6775816.4638 | 2312102.762 | 1906573.8039 | 546614.5734 | 12336.3348 | 1187741.6644 | 5817.216 | 62130.8068 | 1917.9315 | 2682.3141 | 450291.0901 | 149870.0159 | 137737.951 | 0 | 231
215 |  |  |  | Cholla | F10 |  | 1300351.8411 | 443717.3143 | 365891.9585 | 104901.1983 | 2367.4749 | 227940.3624 | 1116.3861 | 11923.5681 | 368.0716 | 514.7648 | 86415.689 | 28761.6632 | 26433.3898 | 0 | 232
216 |  |  |  | Total 500 |  |  | 8076168.3048 | 2755820.0763 | 2272465.7624 | 651515.7717 | 14703.8097 | 1415682.0267 | 6933.6021 | 74054.3749 | 2286.0031 | 3197.0789 | 536706.779 | 178631.6791 | 164171.3408 | 0
217
218 |  | 501 | Fuel Related |  | F30 |  | 304937893.6419 | 88631551.9245 | 84827158.7758 | 26612305.1091 | 1076177.5559 | 62545204.9973 | 335748.0098 | 3072985.914 | 102731.1981 | 227168.877 | 18670996.9157 | 8027548.3413 | 10808316.0234 | 0 | 243
219 |  |  |  | System Energy - Non NPC | F30 |  | 20851404.8739 | 6060553.353 | 5800412.0472 | 1819727.7545 | 73588.145 | 4276790.1908 | 22958.1755 | 210128.2746 | 7024.6757 | 15533.6228 | 1276707.5664 | 548917.2192 | 739063.8491 | 0 | 236
220 |  |  |  | System Energy - Non NPC | F30 |  | 1328006.3122 | 385990.9276 | 369422.7731 | 115896.7446 | 4686.7596 | 272384.734 | 1462.1845 | 13382.8716 | 447.395 | 989.3218 | 81312.3009 | 34960.02 | 47070.2796 | 0 | 239
221 |  |  |  | Cholla - Non NPC | F30 |  | 0 | 0 | 0 | 0 | 0 | 0 | 0 | 0 | 0 | 0 | 0 | 0 | 0 | 0 | 240
222 |  |  |  | Cholla | F30 |  | 22175703.5437 | 6445466.6379 | 6168803.434 | 1935300.9285 | 78261.8197 | 4548414.4576 | 24416.2778 | 223473.7828 | 7470.8216 | 16520.1826 | 1357792.8526 | 583779.6348 | 786002.7138 | 0 | 246
223 |  |  |  | Total 501 |  |  | 349293008.3718 | 101523562.843 | 97165797.0303 | 30483230.5368 | 1232714.2801 | 71642794.3796 | 384584.6477 | 3519970.8431 | 117674.0903 | 260212.0042 | 21386809.6356 | 9195205.2154 | 12380452.8658 | 0
224
225 |  | 502 | Steam Expenses |  | F10 |  | 30048664.5788 | 10253465.5033 | 8455069.1471 | 2424067.7204 | 54707.8552 | 5267269.4236 | 25797.5659 | 275531.0425 | 8505.4369 | 11895.2391 | 1996902.6612 | 664627.4824 | 610825.5013 | 0 | 250
226 |  |  |  | Cholla | F10 |  | 2831343.6452 | 966135.5938 | 796681.2048 | 228408.4445 | 5154.8626 | 496309.9033 | 2430.7827 | 25961.9879 | 801.4271 | 1120.8322 | 188158.6999 | 62624.7065 | 57555.2001 | 0 | 251
227 |  |  |  | Total 502 |  |  | 32880008.224 | 11219601.0971 | 9251750.3519 | 2652476.1648 | 59862.7179 | 5763579.3268 | 28228.3486 | 301493.0304 | 9306.864 | 13016.0713 | 2185061.361 | 727252.1888 | 668380.7013 | 0
228
229 |  | 503 | Steam From Other Sources |  | F30 |  | 1992478.2919 | 579122.657 | 554264.5763 | 173886.0317 | 7031.7939 | 408673.2604 | 2193.793 | 20079.032 | 671.2504 | 1484.3319 | 121997.1569 | 52452.3719 | 70622.0365 | 0 | 258
230 |  |  |  | System Energy - Non NPC | F30 |  | 0 | 0 | 0 | 0 | 0 | 0 | 0 | 0 | 0 | 0 | 0 | 0 | 0 | 0 | 255
231 |  |  |  | Total 503 |  |  | 1992478.2919 | 579122.657 | 554264.5763 | 173886.0317 | 7031.7939 | 408673.2604 | 2193.793 | 20079.032 | 671.2504 | 1484.3319 | 121997.1569 | 52452.3719 | 70622.0365 | 0
232
233 |  | 505 | Electric Expenses |  | F10 |  | 443803.944 | 151438.6244 | 124877.1979 | 35802.2837 | 808.008 | 77794.9695 | 381.0173 | 4069.4575 | 125.6211 | 175.6868 | 29493.2666 | 9816.2199 | 9021.5912 | 0 | 262
234 |  |  |  | Cholla | F10 |  | 84811.3907 | 28940.0771 | 23864.1611 | 6841.8533 | 154.4112 | 14866.6988 | 72.8128 | 777.6775 | 24.0063 | 33.5739 | 5636.1936 | 1875.8897 | 1724.0354 | 0 | 263
235 |  |  |  | Total 505 |  |  | 528615.3346 | 180378.7015 | 148741.359 | 42644.137 | 962.4192 | 92661.6683 | 453.8301 | 4847.135 | 149.6274 | 209.2607 | 35129.4603 | 11692.1096 | 10745.6265 | 0
236
237 |  | 506 | Misc. Steam Expense |  | F10 |  | 3187020.7259 | 1087502.8069 | 896761.3366 | 257101.4111 | 5802.4232 | 558657.0005 | 2736.1408 | 29223.3667 | 902.1034 | 1261.6326 | 211795.4411 | 70491.7037 | 64785.3593 | 0 | 267
238 |  |  |  | System Energy | F30 |  | 0 | 0 | 0 | 0 | 0 | 0 | 0 | 0 | 0 | 0 | 0 | 0 | 0 | 0 | 268
239 |  |  |  | Cholla | F10 |  | 1314109.0964 | 448411.684 | 369762.9639 | 106011.0153 | 2392.522 | 230351.8895 | 1128.1971 | 12049.7152 | 371.9657 | 520.2109 | 87329.9359 | 29065.9513 | 26713.0456 | 0 | 269
240 |  |  |  | Total 506 |  |  | 4501129.8223 | 1535914.4909 | 1266524.3005 | 363112.4265 | 8194.9452 | 789008.89 | 3864.3379 | 41273.0818 | 1274.0691 | 1781.8434 | 299125.377 | 99557.655 | 91498.405 | 0
241
242 |  | 507 | Rents |  | F10 |  | 238974.6989 | 81545.0159 | 67242.5092 | 19278.4226 | 435.0873 | 41890.1852 | 205.166 | 2191.277 | 67.6431 | 94.6019 | 15881.212 | 5285.7308 | 4857.8478 | 0 | 273
243 |  |  |  | Cholla | F10 |  | 0 | 0 | 0 | 0 | 0 | 0 | 0 | 0 | 0 | 0 | 0 | 0 | 0 | 0 | 274
244 |  |  |  | Total 507 |  |  | 238974.6989 | 81545.0159 | 67242.5092 | 19278.4226 | 435.0873 | 41890.1852 | 205.166 | 2191.277 | 67.6431 | 94.6019 | 15881.212 | 5285.7308 | 4857.8478 | 0
245
246 |  | 510 | Maint Supervision & Engineering |  | F10 |  | 5745465.6771 | 1960517.5453 | 1616654.5257 | 463494.737 | 10460.4351 | 1007130.1374 | 4932.6328 | 52683.0117 | 1626.2851 | 2274.4335 | 381818.4888 | 127080.3359 | 116793.1088 | 0 | 278
247 |  |  |  | Cholla | F10 |  | 1110791.4468 | 379033.8753 | 312553.6067 | 89609.0967 | 2022.3534 | 194712.0748 | 953.6436 | 10185.3952 | 314.4155 | 439.7244 | 73818.3353 | 24568.8963 | 22580.0298 | 0 | 279
248 |  |  |  | Total 510 |  |  | 6856257.1239 | 2339551.4206 | 1929208.1324 | 553103.8337 | 12482.7884 | 1201842.2121 | 5886.2764 | 62868.407 | 1940.7006 | 2714.1578 | 455636.8241 | 151649.2322 | 139373.1387 | 0
249
250 |  | 511 | Maintenance of Structures |  | F10 |  | 11809746.0497 | 4029823.8015 | 3323016.8748 | 952708.7006 | 21501.3175 | 2070145.7166 | 10138.9764 | 108289.3928 | 3342.8125 | 4675.0747 | 784824.0062 | 261212.3332 | 240067.043 | 0 | 283
251 |  |  |  | Cholla | F10 |  | 1582767.8105 | 540085.7367 | 445357.9375 | 127684.0889 | 2881.6533 | 277445.4243 | 1358.8476 | 14513.1796 | 448.011 | 626.5637 | 105183.8176 | 35008.2441 | 32174.3064 | 0 | 284
252 |  |  |  | Total 511 |  |  | 13392513.8602 | 4569909.5382 | 3768374.8123 | 1080392.7894 | 24382.9707 | 2347591.1409 | 11497.8241 | 122802.5723 | 3790.8234 | 5301.6384 | 890007.8237 | 296220.5773 | 272241.3494 | 0
253
254 |  | 512 | Maintenance of Boiler Plant |  | F10 |  | 35710781.6471 | 12185542.1147 | 10048271.1081 | 2880838.6087 | 65016.5423 | 6259789.2751 | 30658.6417 | 327449.7897 | 10108.1298 | 14136.6777 | 2373182.1664 | 789864.2829 | 725924.31 | 0 | 288
255 |  |  |  | Cholla | F10 |  | 2549942.8627 | 870113.5823 | 717500.8783 | 205707.4505 | 4642.5326 | 446982.7948 | 2189.1928 | 23381.6852 | 721.7751 | 1009.4352 | 169458.0361 | 56400.5798 | 51834.9201 | 0 | 289
256 |  |  |  | Total 512 |  |  | 38260724.5098 | 13055655.697 | 10765771.9863 | 3086546.0593 | 69659.0749 | 6706772.0699 | 32847.8345 | 350831.4749 | 10829.9049 | 15146.1129 | 2542640.2026 | 846264.8627 | 777759.2301 | 0
257
258 |  | 513 | Maintenance of Electric Plant |  | F10 |  | 12748227.124 | 4350060.4395 | 3587085.927 | 1028417.279 | 23209.9554 | 2234653.2825 | 10944.687 | 116894.7891 | 3608.4546 | 5046.5873 | 847191.3486 | 281970.0049 | 259144.3691 | 0 | 293
259 |  |  |  | Cholla | F10 |  | 321196.1347 | 109601.3261 | 90377.9108 | 25911.3406 | 584.7831 | 56302.8874 | 275.7553 | 2945.206 | 90.9163 | 127.1506 | 21345.2886 | 7104.335 | 6529.2349 | 0 | 294
260 |  |  |  | Total 513 |  |  | 13069423.2586 | 4459661.7657 | 3677463.8379 | 1054328.6196 | 23794.7385 | 2290956.1699 | 11220.4423 | 119839.9951 | 3699.3709 | 5173.7379 | 868536.6372 | 289074.3399 | 265673.604 | 0
261
262 |  | 514 | Maint of Misc. Steam Plant |  | F10 |  | 4456245.4958 | 1520598.6724 | 1253894.7847 | 359491.5452 | 8113.2269 | 781141.0581 | 3825.8035 | 40861.5153 | 1261.3644 | 1764.0753 | 296142.5612 | 98564.8869 | 90586.002 | 0 | 298
263 |  |  |  | Cholla | F10 |  | 994661.3112 | 339406.9449 | 279877.0023 | 80240.7166 | 1810.922 | 174355.4725 | 853.9428 | 9120.5407 | 281.5443 | 393.7524 | 66100.835 | 22000.2869 | 20219.3509 | 0 | 299
264 |  |  |  | Total 514 |  |  | 5450906.8071 | 1860005.6173 | 1533771.787 | 439732.2617 | 9924.1489 | 955496.5306 | 4679.7463 | 49982.056 | 1542.9086 | 2157.8277 | 362243.3962 | 120565.1738 | 110805.3529 | 0
265
266 |  | Total Steam Power Generation |  |  |  |  | 474540208.608 | 144160728.9204 | 132401376.4454 | 40600247.0547 | 1464148.7748 | 93656947.8605 | 492595.849 | 4670233.2796 | 153233.2559 | 310488.6671 | 29699775.8654 | 11973851.1365 | 14956581.4988 | 0
267
268
269 | [6 empty] | D: NUCLEAR POWER GENERATION
270
271
272 |  | 517 | Operation Super & Engineering |  | F10 |  | 0 | 0 | 0 | 0 | 0 | 0 | 0 | 0 | 0 | 0 | 0 | 0 | 0 | 0 | 305
273
274 |  | 518 | Nuclear Fuel Expense |  | F30 |  | 0 | 0 | 0 | 0 | 0 | 0 | 0 | 0 | 0 | 0 | 0 | 0 | 0 | 0 | 309
275
276 |  | 519 | Coolants and Water |  | F10 |  | 0 | 0 | 0 | 0 | 0 | 0 | 0 | 0 | 0 | 0 | 0 | 0 | 0 | 0 | 314
277
278 |  | 520 | Steam Expenses |  | F10 |  | 0 | 0 | 0 | 0 | 0 | 0 | 0 | 0 | 0 | 0 | 0 | 0 | 0 | 0 | 318
279
280 |  | 523 | Electric Expenses |  | F10 |  | 0 | 0 | 0 | 0 | 0 | 0 | 0 | 0 | 0 | 0 | 0 | 0 | 0 | 0 | 322
281
282 |  | 524 | Misc. Nuclear Expenses |  | F10 |  | 0 | 0 | 0 | 0 | 0 | 0 | 0 | 0 | 0 | 0 | 0 | 0 | 0 | 0 | 326
283
284 |  | 528 | Maint Supervision & Eng |  | F10 |  | 0 | 0 | 0 | 0 | 0 | 0 | 0 | 0 | 0 | 0 | 0 | 0 | 0 | 0 | 330
285
286 |  | 529 | Maintenance of Structures |  | F10 |  | 0 | 0 | 0 | 0 | 0 | 0 | 0 | 0 | 0 | 0 | 0 | 0 | 0 | 0 | 334
287
288 |  | 530 | Maintenance of Reactor Plant |  | F10 |  | 0 | 0 | 0 | 0 | 0 | 0 | 0 | 0 | 0 | 0 | 0 | 0 | 0 | 0 | 338
289
290 |  | 531 | Maintenance of Electric Plant |  | F10 |  | 0 | 0 | 0 | 0 | 0 | 0 | 0 | 0 | 0 | 0 | 0 | 0 | 0 | 0 | 342
291
292 |  | 532 | Maintenance of Misc Nuclear |  | F10 |  | 0 | 0 | 0 | 0 | 0 | 0 | 0 | 0 | 0 | 0 | 0 | 0 | 0 | 0 | 346
293
294 |  | Total Nuclear Power Generation |  |  |  |  | 0 | 0 | 0 | 0 | 0 | 0 | 0 | 0 | 0 | 0 | 0 | 0 | 0 | 0
295
296
297
298 |  | Distribution - METER - Unbundled |  |  |  |  | D: HYDRAULIC POWER GENERATION
299
300 |  | A |  | B | C |  | D | E | F | G | H | I | J | K | L | M | N | O | P
301 |  | FERC ACCT |  | DESCRIPTION | COS Factor |  | Utah Jurisdiction Normalized | Residential Sch 1 | General Large Dist. Sch 6 | General +1 MW Sch 8 | Street & Area Lighting Sch. 7,11,12 | General Trans Sch 9 | General Secondary Sch 22 | Irrigation Sch 10 | Traffic Signals Sch 15 | Outdoor Lighting Sch 15 | General Small Dist. Sch 23 | Industrial Cust 1 | Industrial Cust 2
302 |  | 535 | Operation Super & Engineering |  | F10 |  | 3766857.6574 | 1285359.7851 | 1059915.3875 | 303877.6659 | 6858.0986 | 660297.3689 | 3233.946 | 34540.1778 | 1066.2294 | 1491.1702 | 250328.8644 | 83316.7516 | 76572.2121 | 0 | 355
303
304 |  | 536 | Water For Power |  | F10 |  | 52479.6426 | 17907.5581 | 14766.6798 | 4233.606 | 95.5466 | 9199.2247 | 45.0551 | 481.2118 | 14.8546 | 20.7749 | 3487.5672 | 1160.7642 | 1066.7996 | 0 | 360
305
306 |  | 537 | Hydraulic Expenses |  | F10 |  | 1713585.1072 | 584724.3473 | 482167.2036 | 138237.3028 | 3119.8247 | 300376.558 | 1471.1577 | 15712.708 | 485.0395 | 678.3498 | 113877.3622 | 37901.7095 | 34833.5441 | 0 | 365
307
308 |  | 538 | Electric Expenses |  | F10 |  | 0 | 0 | 0 | 0 | 0 | 0 | 0 | 0 | 0 | 0 | 0 | 0 | 0 | 0 | 369
309
310 |  | 539 | Misc. Hydro Expenses |  | F10 |  | 8518992.2262 | 2906924.289 | 2397067.2024 | 687238.9956 | 15510.0335 | 1493305.2068 | 7313.778 | 78114.8461 | 2411.3468 | 3372.3778 | 566134.9177 | 188426.2224 | 173173.0102 | 0 | 374
311
312 |  | 540 | Rents (Hydro Generation) |  | F10 |  | 826035.0623 | 281866.8362 | 232429.0836 | 66637.4016 | 1503.914 | 144796.7584 | 709.1727 | 7574.3234 | 233.8137 | 326.999 | 54894.6729 | 18270.5492 | 16791.5376 | 0 | 379
313
314 |  | 541 | Maint Supervision & Engineering |  | F10 |  | 169.0137 | 57.6723 | 47.5569 | 13.6346 | 0.30771 | 29.6266 | 0.1451 | 1.5498 | 0.04784 | 0.066907 | 11.2319 | 3.7383 | 3.4357 | 0 | 383
315
316 |  | 542 | Maintenance of Structures |  | F10 |  | 318792.9474 | 108781.2898 | 89701.704 | 25717.4721 | 580.4078 | 55881.6296 | 273.6921 | 2923.1699 | 90.2361 | 126.1992 | 21185.5833 | 7051.1804 | 6480.3832 | 0 | 388
317
318 |  | 543 | Maint of Dams & Waterways |  | F10 |  | 888666.7009 | 303238.5462 | 250052.3238 | 71689.9834 | 1617.9438 | 155775.5397 | 762.9436 | 8148.6238 | 251.5419 | 351.7928 | 59056.8974 | 19655.8589 | 18064.7057 | 0 | 393
319
320 |  | 544 | Maintenance of Electric Plant |  | F10 |  | 1095663.2754 | 373871.7096 | 308296.854 | 88388.686 | 1994.8104 | 192060.2379 | 940.6556 | 10046.6776 | 310.1334 | 433.7356 | 72812.9832 | 24234.2858 | 22272.5062 | 0 | 398
321
322 |  | 545 | Maint of Misc. Hydro Plant |  | F10 |  | 1413385.0591 | 482287.4876 | 397697.1547 | 114019.7458 | 2573.2679 | 247754.1019 | 1213.4281 | 12960.0255 | 400.0663 | 559.5108 | 93927.3816 | 31261.7737 | 28731.115 | 0 | 403
323
324 |  | Total Hydraulic Power Generation |  |  |  |  | 18594626.6923 | 6345019.5211 | 5232141.1501 | 1500054.4939 | 33854.1549 | 3259476.2527 | 15963.9742 | 170503.3135 | 5263.3096 | 7360.977 | 1235717.4618 | 411282.834 | 377989.2494 | 0
325
326
327 | [6 empty] | D: OTHER POWER GENERATION
328
329
330 |  | 546 | Operation Super & Engineering |  | F10 |  | 149376.9414 | 50971.6933 | 42031.564 | 12050.4464 | 271.9619 | 26184.478 | 128.244 | 1369.7109 | 42.282 | 59.1332 | 9926.9374 | 3303.9745 | 3036.5158 | 0 | 409
331
332 |  | 547 | Fuel |  | F30 |  | 89290069.756 | 25952554.9921 | 24838575.5992 | 7792454.2312 | 315119.8032 | 18314108.6548 | 98311.7016 | 899813.15 | 30081.1281 | 66518.2167 | 5467128.3949 | 2350578.1548 | 3164825.7294 | 0 | 413
333 |  |  |  | Simple Cycle Combustion Turbine | F30 |  | 1898587.7711 | 551832.9605 | 528146.2543 | 165692.0904 | 6700.4383 | 389415.5624 | 2090.416 | 19132.8582 | 639.6194 | 1414.3865 | 116248.3481 | 49980.686 | 67294.1509 | 0 | 414
334 |  |  |  | Total 547 |  |  | 91188657.5271 | 26504387.9526 | 25366721.8535 | 7958146.3216 | 321820.2415 | 18703524.2172 | 100402.1177 | 918946.0081 | 30720.7475 | 67932.6032 | 5583376.7431 | 2400558.8408 | 3232119.8803 | 0
335
336 |  | 548 | Generation Expense |  | F10 |  | 6599542.8622 | 2251953.1574 | 1856974.0792 | 532394.3358 | 12015.4037 | 1156842.4359 | 5665.8805 | 60514.4671 | 1868.0363 | 2612.5334 | 438576.7184 | 145971.1311 | 134154.6832 | 0 | 418
337 |  |  |  | Simple Cycle Combustion Turbine | F10 |  | 445673.3482 | 152076.5187 | 125403.2094 | 35953.0912 | 811.4115 | 78122.6598 | 382.6222 | 4086.599 | 126.1503 | 176.4268 | 29617.4991 | 9857.568 | 9059.5922 | 0 | 419
338 |  |  |  | Total 548 |  |  | 7045216.2104 | 2404029.6762 | 1982377.2886 | 568347.427 | 12826.8152 | 1234965.0957 | 6048.5027 | 64601.0661 | 1994.1865 | 2788.9603 | 468194.2175 | 155828.6992 | 143214.2754 | 0
339
340 |  | 549 | Miscellaneous Other |  | F10 |  | 1696915.3006 | 579036.1316 | 477476.6667 | 136892.5262 | 3089.475 | 297454.486 | 1456.8462 | 15559.8543 | 480.321 | 671.7508 | 112769.5599 | 37533.0005 | 34494.6823 | 0 | 423
341 |  |  |  | Wind Generation | F10 |  | 625545.8923 | 213454.1857 | 176015.6016 | 50463.6604 | 1138.895 | 109652.7516 | 537.0475 | 5735.9392 | 177.0641 | 247.6322 | 41571.0407 | 13836.0555 | 12716.0188 | 0 | 424
342
343 |  | 550 | Maint Supervision & Engineering
344 |  |  |  | System Generation | F10 |  | 17534.417 | 5983.2456 | 4933.8202 | 1414.5259 | 31.9239 | 3073.6307 | 15.0538 | 160.7817 | 4.9632 | 6.9413 | 1165.2606 | 387.8327 | 356.4374 | 0 | 429
345 |  |  |  | Wind Generation | F10 |  | 1504269.935 | 513300.0119 | 423270.2682 | 121351.5557 | 2738.7367 | 263685.4298 | 1291.4552 | 13793.3938 | 425.7917 | 595.489 | 99967.1925 | 33271.9991 | 30578.6114 | 0 | 430
346 |  |  |  | Total 550 |  |  | 1521804.352 | 519283.2575 | 428204.0884 | 122766.0816 | 2770.6606 | 266759.0605 | 1306.5089 | 13954.1755 | 430.7549 | 602.4303 | 101132.4531 | 33659.8318 | 30935.0488 | 0
347
348 |  | 551 | Maint Supervision & Engineering |  | F10 |  | 0 | 0 | 0 | 0 | 0 | 0 | 0 | 0 | 0 | 0 | 0 | 0 | 0 | 0 | 434
349
350 |  | 552 | Maintenance of Structures |  | F10 |  | 1182297.8732 | 403433.9172 | 332674.0276 | 95377.62 | 2152.5409 | 207246.5291 | 1015.0337 | 10841.073 | 334.6558 | 468.0313 | 78570.3392 | 26150.5019 | 24033.6035 | 0 | 440
351
352 |  | 553 | Maint of Generation & Elect Plant |  | F10 |  | 3855865.6338 | 1315731.8575 | 1084960.3805 | 311058.0636 | 7020.1502 | 675899.6927 | 3310.3617 | 35356.3359 | 1091.4236 | 1526.4054 | 256243.9447 | 85285.4629 | 78381.5551 | 0 | 444
353 |  |  |  | Simple Cycle Combustion Turbine | F10 |  | 4911453.6247 | 1675928.7315 | 1381980.8831 | 396213.8204 | 8941.9978 | 860935.082 | 4216.6116 | 45035.5434 | 1390.2135 | 1944.2766 | 326393.7 | 108633.3487 | 99839.416 | 0 | 445
354 |  |  |  | Wind Generation | F10 |  | 197218.5925 | 67296.6357 | 55493.2094 | 15909.8992 | 359.0644 | 34570.7031 | 169.3173 | 1808.3947 | 55.8238 | 78.0721 | 13106.284 | 4362.1538 | 4009.0349 | 0 | 446
355 |  |  |  | Total 553 |  |  | 8964537.851 | 3058957.2248 | 2522434.473 | 723181.7832 | 16321.2125 | 1571405.4778 | 7696.2906 | 82200.2739 | 2537.4609 | 3548.7541 | 595743.9288 | 198280.9654 | 182230.006 | 0
356
357 |  | 554 | Maintenance of Misc. Other |  | F10 |  | 666833.1936 | 227542.5961 | 187632.9894 | 53794.3646 | 1214.0644 | 116890.0562 | 572.4938 | 6114.5228 | 188.7507 | 263.9765 | 44314.8139 | 14749.2633 | 13555.3019 | 0 | 450
358 |  |  |  | Simple Cycle Combustion Turbine | F10 |  | 587774.1405 | 200565.3815 | 165387.4164 | 47416.5605 | 1070.1262 | 103031.6921 | 504.6195 | 5389.5913 | 166.3726 | 232.6797 | 39060.8954 | 13000.6059 | 11948.1993 | 0 | 451
359 |  |  |  | Wind Generation | F10 |  | 75269.2882 | 25684.0382 | 21179.212 | 6072.0786 | 137.0384 | 13194.0512 | 64.6207 | 690.1813 | 21.3054 | 29.7965 | 5002.0673 | 1664.834 | 1530.0647 | 0 | 452
360 |  |  |  | Total 554 |  |  | 1329876.6224 | 453792.0158 | 374199.6177 | 107283.0037 | 2421.229 | 233115.7996 | 1141.7339 | 12194.2954 | 376.4288 | 526.4527 | 88377.7766 | 29414.7032 | 27033.5659 | 0
361
362 |  | Total Other Power Generation |  |  |  |  | 113704228.5703 | 34187346.0546 | 31702135.1813 | 9774508.87 | 362813.0317 | 22650307.8953 | 119732.3254 | 1125402.3965 | 37093.9016 | 76845.7481 | 7079662.9962 | 2898566.5728 | 3689813.5969 | 0
363
364
365 | [6 empty] | D: OTHER POWER SUPPLY
366
367
368 |  | 555 | Purchased Power |  | F10 |  | 1085963.28 | 370561.7932 | 305567.477 | 87606.1738 | 1977.1502 | 190359.9132 | 932.3279 | 9957.7335 | 307.3878 | 429.8957 | 72168.364 | 24019.7377 | 22075.3259 | 0 | 458
369 |  |  |  | Demand | F10 |  | 279497484.1049 | 95372551.5497 | 78644777.9849 | 22547452.2291 | 508864.8069 | 48993476.8358 | 239955.9134 | 2562850.438 | 79113.2736 | 110643.4993 | 18574178.8402 | 6182028.7789 | 5681589.9552 | 0 | 459
370 |  |  |  | Energy | F30 |  | 268778.5433 | 78121.6763 | 74768.4058 | 23456.6341 | 948.5651 | 55128.6326 | 295.9352 | 2708.5931 | 90.5494 | 200.2313 | 16457.0014 | 7075.6465 | 9526.6725 | 0 | 460
371 |  |  |  | Seasonal Contracts | F10 |  | 0 | 0 | 0 | 0 | 0 | 0 | 0 | 0 | 0 | 0 | 0 | 0 | 0 | 0 | 461
372 |  |  |  | Demand | F10 |  | 0 | 0 | 0 | 0 | 0 | 0 | 0 | 0 | 0 | 0 | 0 | 0 | 0 | 0 | 462
373 |  |  |  | Total 555 |  |  | 280852225.9282 | 95821235.0192 | 79025113.8678 | 22658515.0371 | 511790.5221 | 49238965.3815 | 241184.1765 | 2575516.7646 | 79511.2108 | 111273.6264 | 18662804.2056 | 6213124.1631 | 5713191.9536 | 0
374
375
376 |  | 556 | System Control & Load Dispatch |  | F10 |  | 570128.5399 | 194544.1968 | 160422.3115 | 45993.0652 | 1037.9999 | 99938.5719 | 489.4703 | 5227.7901 | 161.378 | 225.6944 | 37888.2461 | 12610.314 | 11589.5018 | 0 | 466
377
378 |  | 557 | Other Expenses |  | F10 |  | 50937.55 | 17381.3519 | 14332.767 | 4109.2033 | 92.739 | 8928.9093 | 43.7312 | 467.0715 | 14.4181 | 20.1644 | 3385.0865 | 1126.6556 | 1035.4522 | 0 | 470
379 |  |  |  | Demand | F10 |  | 16777392.1535 | 5724927.0173 | 4720809.1526 | 1353455.6467 | 30545.6217 | 2940930.8512 | 14403.8308 | 153840.1928 | 4748.9315 | 6641.596 | 1114952.0123 | 371088.568 | 341048.7327 | 0 | 471
380 |  |  |  | Demand | F10 |  | 284938.6738 | 97229.2414 | 80175.8156 | 22986.4006 | 518.7713 | 49947.27 | 244.6273 | 2612.7434 | 80.6534 | 112.7975 | 18935.7765 | 6302.379 | 5792.1978 | 0 | 472
381 |  |  |  | Energy | F30 |  | 3847.5732 | 1118.3142 | 1070.3121 | 335.7824 | 13.5787 | 789.1681 | 4.2363 | 38.7736 | 1.2962 | 2.8663 | 235.5825 | 101.2881 | 136.3746 | 0 | 473
382 |  |  |  | Demand | F10 |  | 0 | 0 | 0 | 0 | 0 | 0 | 0 | 0 | 0 | 0 | 0 | 0 | 0 | 0 | 474
383 |  |  |  | Demand | F10 |  | 0 | 0 | 0 | 0 | 0 | 0 | 0 | 0 | 0 | 0 | 0 | 0 | 0 | 0 | 475
384 | [6 empty] | 17117115.9506 | 5840655.9248 | 4816388.0472 | 1380887.0331 | 31170.7107 | 3000596.1986 | 14696.4256 | 156958.7813 | 4845.2993 | 6777.4242 | 1137508.4578 | 378618.8907 | 348012.7572 | 0 | 476
385
386 |  | 2017 Protocol Adjustment |  | Embedded Cost Differentials
387 |  |  |  | Company Owned Hydro | F10 |  | 0 | 0 | 0 | 0 | 0 | 0 | 0 | 0 | 0 | 0 | 0 | 0 | 0 | 0 | 479
388 |  |  |  | Company Owned Hydro | F10 |  | 0 | 0 | 0 | 0 | 0 | 0 | 0 | 0 | 0 | 0 | 0 | 0 | 0 | 0 | 480
389 |  |  |  | Mid-C Contract | F10 |  | 0 | 0 | 0 | 0 | 0 | 0 | 0 | 0 | 0 | 0 | 0 | 0 | 0 | 0 | 481
390 |  |  |  | Baseline ECD | F10 |  | 0 | 0 | 0 | 0 | 0 | 0 | 0 | 0 | 0 | 0 | 0 | 0 | 0 | 0 | 491
391 |  |  |  | Equalization Adj. | F10 |  | 4400000 | 1501406.0973 | 1238068.4722 | 354954.1425 | 8010.824 | 771281.7121 | 3777.5153 | 40345.7726 | 1245.4438 | 1741.8096 | 292404.7319 | 97320.8282 | 89442.6506 | 0 | 492
392 | [6 empty] | 4400000 | 1501406.0973 | 1238068.4722 | 354954.1425 | 8010.824 | 771281.7121 | 3777.5153 | 40345.7726 | 1245.4438 | 1741.8096 | 292404.7319 | 97320.8282 | 89442.6506 | 0
393
394 |  | Total Other Power Supply |  |  |  |  | 416643698.9891 | 137545187.2928 | 116942127.88 | 34214858.1479 | 914823.0884 | 75761089.7595 | 379879.9131 | 3903451.505 | 122857.2334 | 196864.3027 | 27210268.6375 | 9600240.7688 | 9852050.46 | 0
395
396 |  | TOTAL PRODUCTION EXPENSE |  |  |  |  | 909778534.2894 | 288050935.7343 | 254575645.4755 | 76315159.6965 | 2412826.018 | 172677513.8726 | 888439.7363 | 8744188.0981 | 281353.799 | 514713.9468 | 58145761.9648 | 21985374.7393 | 25186621.2082 | 0
397
398 |  | Distribution - METER - Unbundled |  |  |  |  | D: TRANSMISSION EXPENSE
399
400
401 |  | A |  | B | C |  | D | E | F | G | H | I | J | K | L | M | N | O | P
402 |  | FERC ACCT |  | DESCRIPTION | COS Factor |  | Utah Jurisdiction Normalized | Residential Sch 1 | General Large Dist. Sch 6 | General +1 MW Sch 8 | Street & Area Lighting Sch. 7,11,12 | General Trans Sch 9 | General Secondary Sch 22 | Irrigation Sch 10 | Traffic Signals Sch 15 | Outdoor Lighting Sch 15 | General Small Dist. Sch 23 | Industrial Cust 1 | Industrial Cust 2
403 |  | 560 | Operation Supervision & Eng |  | F106 |  | 2761580.4262 | 938713.8824 | 774069.0972 | 221925.5548 | 5008.5528 | 492465.1459 | 2361.7901 | 25225.1119 | 778.6803 | 1089.0197 | 182818.2139 | 61203.7595 | 55921.6177 | 0 | 500
404
405 |  | 561 | Load Dispatching |  | F106 |  | 8653318.5685 | 2941428.101 | 2425519.2527 | 695396.1964 | 15694.1302 | 1543122.826 | 7400.5891 | 79042.0323 | 2439.9683 | 3412.4063 | 572854.6705 | 191779.9039 | 175228.4916 | 0 | 504
406
407 |  | 562 | Station Expense |  | F106 |  | 1484936.9211 | 504758.3945 | 416226.7993 | 119332.1936 | 2693.1625 | 264804.7729 | 1269.9646 | 13563.8635 | 418.7063 | 585.5798 | 98303.679 | 32910.04 | 30069.7651 | 0 | 508
408
409 |  | 563 | Overhead Line Expense |  | F106 |  | 219759.9685 | 74700.6067 | 61598.5683 | 17660.3051 | 398.5687 | 39189.199 | 187.9456 | 2007.3541 | 61.9655 | 86.6616 | 14548.2364 | 4870.4489 | 4450.1086 | 0 | 512
410
411 |  | 564 | Underground Line Expense |  | F106 |  | 0 | 0 | 0 | 0 | 0 | 0 | 0 | 0 | 0 | 0 | 0 | 0 | 0 | 0 | 516
412
413 |  | 565 | Transm of Electricity by Others |  | F10 |  | 57531571.3754 | 19631420.9207 | 16188187.4266 | 4641152.1785 | 104744.3846 | 10084783.8346 | 49392.3614 | 527535.385 | 16284.6222 | 22774.7824 | 3823296.2959 | 1272504.5847 | 1169494.5988 | 0 | 520
414 |  |  | Energy |  | F30 |  | 949690.4348 | 276031.739 | 264183.4386 | 82880.6525 | 3351.6186 | 194789.1166 | 1045.6446 | 9570.4253 | 319.9433 | 707.4887 | 58148.4543 | 25000.7822 | 33661.1309 | 0 | 521
415 | [6 empty] | 58481261.8101 | 19907452.6597 | 16452370.8651 | 4724032.8311 | 108096.0032 | 10279572.9512 | 50438.0061 | 537105.8103 | 16604.5655 | 23482.2711 | 3881444.7502 | 1297505.3669 | 1203155.7296 | 0
416
417 |  | 566 | Misc. Transmission Expense |  | F106 |  | 1021960.1021 | 347383.7394 | 286454.7149 | 82126.5463 | 1853.4825 | 182243.3727 | 874.0123 | 9334.8931 | 288.1612 | 403.0064 | 67654.3471 | 22649.2771 | 20694.5492 | 0 | 525
418
419 |  | 567 | Rents - Transmission |  | F106 |  | 940346.3717 | 319641.6751 | 263578.4423 | 75567.9206 | 1705.4634 | 167689.4175 | 804.2137 | 8589.4085 | 265.1486 | 370.8223 | 62251.4711 | 20840.5059 | 19041.8826 | 0 | 529
420
421 |  | 568 | Maint Supervision & Engineering |  | F106 |  | 462287.1432 | 157140.2212 | 129578.7688 | 37150.2238 | 838.4292 | 82438.4122 | 395.3624 | 4222.6708 | 130.3507 | 182.3013 | 30603.675 | 10245.4779 | 9361.25 | 0 | 533
422
423 |  | 569 | Maintenance of Structures |  | F106 |  | 2531912.1851 | 860645.2648 | 709693.2469 | 203469.0032 | 4592.0139 | 451509.0315 | 2165.3706 | 23127.2526 | 713.921 | 998.4508 | 167614.0441 | 56113.7177 | 51270.8679 | 0 | 537
424
425 |  | 570 | Maint of Station Equipment |  | F106 |  | 5144848.1494 | 1748832.0582 | 1442097.4034 | 413449.2225 | 9330.977 | 917466.8138 | 4400.0353 | 46994.601 | 1450.6881 | 2028.8531 | 340591.9091 | 114023.1318 | 104182.456 | 0 | 541
426
427 |  | 571 | Maintenance of Overhead Lines |  | F106 |  | 7331224.5228 | 2492023.1072 | 2054937.1996 | 589150.3483 | 13296.3084 | 1307357.3814 | 6269.8929 | 66965.6249 | 2067.1787 | 2891.0431 | 485331.2836 | 162478.8829 | 148456.272 | 0 | 545
428
429 |  | 572 | Maint of Underground Lines |  | F106 |  | 8607.5896 | 2925.8839 | 2412.7014 | 691.7213 | 15.6112 | 1534.9681 | 7.3615 | 78.6243 | 2.4271 | 3.3944 | 569.8274 | 190.7664 | 174.3025 | 0 | 549
430
431 |  | 573 | Maint of Misc Transmission Plant |  | F106 |  | 36877.9197 | 12535.5086 | 10336.8556 | 2963.5758 | 66.8838 | 6576.3394 | 31.5392 | 336.8541 | 10.3984 | 14.5427 | 2441.3395 | 817.31 | 746.7727 | 0 | 553
432
433
434 |  | TOTAL TRANSMISSION EXPENSE |  |  |  |  | 89078921.678 | 30308181.1026 | 25028873.9154 | 7182915.6428 | 163589.5869 | 15735970.6316 | 76606.0833 | 816594.1014 | 25232.1598 | 35548.3527 | 5907027.447 | 1975628.5889 | 1822754.0657 | 0
435
436
437
438
439
440
441
442
443
444
445
446 |  | Distribution - METER - Unbundled |  |  |  |  | D: DISTRIBUTION EXPENSE
447
448
449 |  | A |  | B | C |  | D | E | F | G | H | I | J | K | L | M | N | O | P
450 |  | FERC ACCT |  | DESCRIPTION | COS Factor |  | Utah Jurisdiction Normalized | Residential Sch 1 | General Large Dist. Sch 6 | General +1 MW Sch 8 | Street & Area Lighting Sch. 7,11,12 | General Trans Sch 9 | General Secondary Sch 22 | Irrigation Sch 10 | Traffic Signals Sch 15 | Outdoor Lighting Sch 15 | General Small Dist. Sch 23 | Industrial Cust 1 | Industrial Cust 2
451 |  | 580 | Operation Supervision & Eng |  | F131 |  | 4094239.942 | 2270236.1487 | 1048807.6589 | 244801.174 | 105542.0824 | 2840.8007 | 599.4485 | 47864.1386 | 2201.6224 | 780.5244 | 370032.6908 | 266.8263 | 266.8263 | 0 | 561
452
453 |  | 581 | Load Dispatching |  | F20 |  | 5170817.2137 | 2475007.8623 | 1746982.9807 | 417326.2688 | 2921.9276 | 0 | 916.936 | 80669.1577 | 1251.2135 | 751.3161 | 444989.5511 | 0 | 0 | 0 | 566
454
455 |  | 582 | Station Expense |  | F120 |  | 1696933.7251 | 812236.0814 | 573316.4052 | 136956.1117 | 958.904 | 0 | 300.9156 | 26473.6131 | 410.6172 | 246.5633 | 146034.5136 | 0 | 0 | 0 | 571
456
457 |  | 583 | Overhead Line Expenses |  | F132 |  | 4857299.2025 | 2579995.0321 | 1398304.9699 | 334032.6736 | 48184.6061 | 0 | 733.926 | 64568.5077 | 1001.4855 | 601.3619 | 429876.6398 | 0 | 0 | 0 | 576
458
459 |  | 584 | Underground Line Expense |  | F133 |  | 459.79 | 280.4193 | 105.2312 | 25.138 | 1.0016 | 0 | 0.055233 | 4.8592 | 0.075368 | 0.045256 | 42.9648 | 0 | 0 | 0 | 581
460
461 |  | 585 | Street Lighting & Signal Systems |  | F130 |  | 73716.1405 | 0 | 0 | 0 | 73716.1405 | 0 | 0 | 0 | 0 | 0 | 0 | 0 | 0 | 0 | 586
462
463 |  | 586 | Meter Expenses |  | F127 |  | 1578144.1545 | 1119426.2024 | 165963.5875 | 26686.8967 | 0 | 45800.6438 | 22.4899 | 17352.9641 | 3679.6329 | 821.8587 | 189786.0952 | 4301.8916 | 4301.8916 | 0 | 591
464
465 |  | 587 | Customer Installation Expenses |  | F20 |  | 4716397.74 | 2257500.3149 | 1593455.3943 | 380650.986 | 2665.144 | 0 | 836.3543 | 73579.8264 | 1141.2549 | 685.2892 | 405883.176 | 0 | 0 | 0 | 596
466
467 |  | 588 | Misc. Distribution Expenses |  | F131 |  | 1438406.1891 | 797589.2408 | 368471.6697 | 86004.6135 | 37079.5036 | 998.0424 | 210.6008 | 16815.8374 | 773.4836 | 274.2172 | 130001.4948 | 93.7426 | 93.7426 | 0 | 601
468
469 |  | 589 | Rents |  | F131 |  | 725971.0856 | 402547.4385 | 185969.5683 | 43406.9758 | 18714.2183 | 503.7172 | 106.2913 | 8487.0406 | 390.3812 | 138.3989 | 65612.4306 | 47.3124 | 47.3124 | 0 | 606
470
471 |  | 590 | Maint Supervision & Engineering |  | F131 |  | 2366208.5313 | 1312051.1302 | 606143.6714 | 141479.4039 | 60996.5658 | 1641.8009 | 346.4428 | 27662.4074 | 1272.3968 | 451.0931 | 213855.202 | 154.2085 | 154.2085 | 0 | 611
472
473 |  | 591 | Maintenance of Structures |  | F119 |  | 781528.3785 | 374077.9845 | 264042.746 | 63075.5853 | 441.6264 | 0 | 138.5877 | 12192.5091 | 189.1111 | 113.5555 | 67256.673 | 0 | 0 | 0 | 616
474
475 |  | 592 | Maint of Station Equipment |  | F120 |  | 3303156.8212 | 1581053.5869 | 1115985.8318 | 266591.1508 | 1866.5493 | 0 | 585.7456 | 51532.063 | 799.2846 | 479.9463 | 284262.663 | 0 | 0 | 0 | 621
476
477 |  | 593 | Maintenance of Overhead Lines |  | F134 |  | 30334333.5585 | 17228505.0544 | 7844836.2334 | 1829925.9913 | 260769.4434 | 0 | 4115.6472 | 349437.1999 | 17298.9531 | 5907.7226 | 2793537.3133 | 0 | 0 | 0 | 626
478
479 |  | 594 | Maint of Underground Lines |  | F135 |  | 14328193.2617 | 9351701.2961 | 2780398.7002 | 630304.8112 | 24433.319 | 0 | 1457.9141 | 118541.7739 | 10971.0648 | 3143.8043 | 1407240.578 | 0 | 0 | 0 | 631
480
481 |  | 595 | Maint of Line Transformers |  | F125 |  | 469985.1336 | 284649.3454 | 116158.2959 | 22815.0523 | 1571.6619 | 0 | 953.4756 | 8430.1153 | 64.3789 | 317.3635 | 35025.4448 | 0 | 0 | 0 | 636
482
483 |  | 596 | Maint of Street Lighting & Signals |  | F130 |  | 1354210.42 | 0 | 0 | 0 | 1354210.42 | 0 | 0 | 0 | 0 | 0 | 0 | 0 | 0 | 0 | 641
484
485 |  | 597 | Maintenance of Meters |  | F127 |  | 65055.6053 | 46145.9423 | 6841.4927 | 1100.11 | 0 | 1888.0332 | 0.9271 | 715.3387 | 151.685 | 33.8794 | 7823.5244 | 177.3362 | 177.3362 | 0 | 646
486
487 |  | 598 | Maint of Misc. Distribution Plant |  | F131 |  | 4878647.993 | 2705186.6005 | 1249746.8279 | 291702.1897 | 125762.6998 | 3385.0645 | 714.2957 | 57034.3427 | 2623.4273 | 930.0637 | 440926.5871 | 317.9471 | 317.9471 | 0 | 651
488
489 |  | TOTAL DISTRIBUTION EXPENSE |  |  |  |  | 82233704.8862 | 45598189.6806 | 21065531.2652 | 4916885.1326 | 2119835.8136 | 57058.1028 | 12040.0536 | 961361.695 | 44220.068 | 15677.0032 | 7432187.5423 | 5359.2647 | 5359.2647 | 0
490
491
492 | [6 empty] | D: CUSTOMER ACCOUNTS EXPENSE
493
494
495 |  | 901 | Supervision |  | F136 |  | 1115715.5867 | 953729.6362 | 36322.6427 | 8136.9963 | 7090.8595 | 11655.6963 | 70.6548 | 1940.4381 | 2546.0282 | 568.6642 | 93621.6792 | 16.1456 | 16.1456 | 0 | 658
496
497 |  | 902 | Meter Reading Expense |  | F47 |  | 3944283.6555 | 3341398.5165 | 70823.5811 | 78134.006 | 0 | 51783.7801 | 318.0489 | 7935.6157 | 11271.5352 | 2517.5362 | 379375.8475 | 362.5942 | 362.5942 | 0 | 663
498
499 |  | 903 | Customer Receipts & Collections |  | F48 |  | 22402210.3649 | 19549965.5802 | 423717.2986 | 6572.1984 | 197481.4047 | 14561.3022 | 26.7525 | 40777.182 | 59635.6963 | 13319.8382 | 2095978.9856 | 87.0631 | 87.0631 | 0 | 668
500
501 |  | 904 | Uncollectible Accounts |  | F80 |  | 4726337.371 | 3670136.4617 | 517049.6771 | 141910.2547 | 0 | 258267.6519 | 1622.9455 | 5328.6683 | 0 | 0 | 132021.7119 | 0 | 0 | 0 | 674
502
503 |  | 905 | Misc. Customer Accounts Exp |  | F136 |  | 875205.3496 | 748138.0467 | 28492.7194 | 6382.9374 | 5562.312 | 9143.1256 | 55.4241 | 1522.1458 | 1997.1913 | 446.0796 | 73440.0374 | 12.6652 | 12.6652 | 0 | 679
504
505 |  | TOTAL CUSTOMER ACCOUNTS EXPENSE |  |  |  |  | 33063752.3277 | 28263368.2413 | 1076405.9188 | 241136.3928 | 210134.5762 | 345411.5562 | 2093.8258 | 57504.05 | 75450.451 | 16852.1181 | 2774438.2616 | 478.468 | 478.468 | 0
506
507 |  | Distribution - METER - Unbundled |  |  |  |  | D: CUSTOMER SERVICE EXPENSE
508
509 |  | A |  | B | C |  | D | E | F | G | H | I | J | K | L | M | N | O | P
510 |  | FERC ACCT |  | DESCRIPTION | COS Factor |  | Utah Jurisdiction Normalized | Residential Sch 1 | General Large Dist. Sch 6 | General +1 MW Sch 8 | Street & Area Lighting Sch. 7,11,12 | General Trans Sch 9 | General Secondary Sch 22 | Irrigation Sch 10 | Traffic Signals Sch 15 | Outdoor Lighting Sch 15 | General Small Dist. Sch 23 | Industrial Cust 1 | Industrial Cust 2
511 |  | 907 | Supervision |  | F40 |  | 136362.989 | 118199.3723 | 2381.2676 | 36.9354 | 1320.9539 | 25.1456 | 0.15035 | 490.96 | 398.7218 | 89.0559 | 13420.1254 | 0.15035 | 0.15035 | 0 | 686
512
513 |  | 908 | Customer Assistance |  | F40 |  | 3191494.2498 | 2766385.6589 | 55732.1459 | 864.4507 | 30916.1354 | 588.5185 | 3.5188 | 11490.626 | 9331.8451 | 2084.2997 | 314090.0131 | 3.5188 | 3.5188 | 0 | 691
514
515 |  | 909 | Informational & Instructional Adv |  | F40 |  | 1475540.8077 | 1278998.0523 | 25766.9446 | 399.6662 | 14293.6242 | 272.0929 | 1.6269 | 5312.5233 | 4314.4424 | 963.6456 | 145214.9355 | 1.6269 | 1.6269 | 0 | 696
516
517 |  | 910 | Misc. Customer Service |  | F40 |  | 1502.6981 | 1302.538 | 26.2412 | 0.40702 | 14.5567 | 0.2771 | 0.0016568 | 5.4103 | 4.3938 | 0.98138 | 147.8876 | 0.0016568 | 0.0016568 | 0 | 701
518
519 |  | TOTAL CUSTOMER SERVICE EXPENSE |  |  |  |  | 4804900.7446 | 4164885.6215 | 83906.5994 | 1301.4593 | 46545.2701 | 886.0342 | 5.2977 | 17299.5196 | 14049.4032 | 3137.9826 | 472872.9617 | 5.2977 | 5.2977 | 0
520
521
522 | [6 empty] | D: SALES EXPENSE
523
524
525 |  | 911 | Supervision |  | F40 |  | 0 | 0 | 0 | 0 | 0 | 0 | 0 | 0 | 0 | 0 | 0 | 0 | 0 | 0 | 708
526
527 |  | 912 | Demonstration & Selling Expense |  | F40 |  | 0 | 0 | 0 | 0 | 0 | 0 | 0 | 0 | 0 | 0 | 0 | 0 | 0 | 0 | 713
528
529 |  | 913 | Advertising Expense |  | F40 |  | 0 | 0 | 0 | 0 | 0 | 0 | 0 | 0 | 0 | 0 | 0 | 0 | 0 | 0 | 718
530
531 |  | 916 | Misc. Sales Expense |  | F40 |  | 0 | 0 | 0 | 0 | 0 | 0 | 0 | 0 | 0 | 0 | 0 | 0 | 0 | 0 | 723
532
533 |  | TOTAL SALES EXPENSE |  |  |  |  | 0 | 0 | 0 | 0 | 0 | 0 | 0 | 0 | 0 | 0 | 0 | 0 | 0 | 0
534
535
536 | [6 empty] | D: ADMINISTRATION & GENERAL EXPENSE
537
538
539 |  | 920 | Administrative & General Salaries |  | F102 |  | -0.01 | -0.0040527 | -0.0027078 | -0.00073732 | -4.6535e-05 | -0.0013026 | -7.5617e-06 | -9.9605e-05 | -3.4857e-06 | -3.6693e-06 | -0.0007253 | -0.00016346 | -0.00014995 | 0 | 729
540 |  |  |  | Customer - System | F42 |  | 0 | 0 | 0 | 0 | 0 | 0 | 0 | 0 | 0 | 0 | 0 | 0 | 0 | 0 | 730
541 |  |  |  | System Overheads | F102 |  | 30607364.3421 | 12404377.521 | 8287791.5761 | 2256731.5193 | 142432.8218 | 3986923.0598 | 23144.2945 | 304864.6606 | 10668.8695 | 11230.836 | 2219938.9324 | 500299.6349 | 458960.6163 | 0 | 731
542 |  |  |  | Administrative & General Salaries |  |  | 30607364.3321 | 12404377.5169 | 8287791.5734 | 2256731.5186 | 142432.8218 | 3986923.0585 | 23144.2944 | 304864.6605 | 10668.8695 | 11230.836 | 2219938.9316 | 500299.6348 | 458960.6162 | 0
543
544 |  | 921 | Office Supplies & expenses |  | F102 |  | 133549.84 | 54124.3151 | 36162.3179 | 9846.8503 | 621.4805 | 17396.2361 | 100.986 | 1330.2232 | 46.5517 | 49.0038 | 9686.3123 | 2182.9693 | 2002.5938 | 0 | 735
545 |  |  |  | Customer - System | F42 |  | 44543.5825 | 38807.7058 | 841.101 | 13.0462 | 392.0109 | 28.9049 | 0.053105 | 154.9662 | 118.38 | 26.4406 | 4160.6281 | 0.17282 | 0.17282 | 0 | 736
546 |  |  |  | System Overheads | F102 |  | 3836734.0335 | 1554929.6198 | 1038901.9991 | 282888.7364 | 17854.4238 | 499773.9505 | 2901.2136 | 38215.7903 | 1337.378 | 1407.8223 | 278276.6644 | 62714.2087 | 57532.2265 | 0 | 737
547 |  |  |  | Office Supplies & expenses |  |  | 4014827.456 | 1647861.6407 | 1075905.418 | 292748.6329 | 18867.9153 | 517199.0916 | 3002.2528 | 39700.9798 | 1502.3097 | 1483.2667 | 292123.6047 | 64897.3508 | 59534.993 | 0
548
549 |  | 922 | A&G Expenses Transferred |  | F102 |  | -13425893.1628 | -5441169.1737 | -3635432.4081 | -989913.275 | -62478.0307 | -1748860.2564 | -10152.2242 | -133728.6124 | -4679.8901 | -4926.3962 | -973774.2394 | -219455.9902 | -201322.6664 | 0 | 741
550
551 |  | 923 | Outside Services |  | F102 |  | 2643448.24 | 1071321.58 | 715786.8221 | 194905.8042 | 12301.4118 | 344336.2397 | 1998.8897 | 26330.0669 | 921.432 | 969.967 | 191728.1605 | 43209.0844 | 39638.7817 | 0 | 744
552 |  |  |  | Customer - System | F42 |  | 0 | 0 | 0 | 0 | 0 | 0 | 0 | 0 | 0 | 0 | 0 | 0 | 0 | 0 | 745
553 |  |  |  | System Overheads | F102 |  | 8930614.7474 | 3619348.4543 | 2418211.279 | 658468.9737 | 41559.0393 | 1163304.1472 | 6753.0407 | 88953.3905 | 3112.962 | 3276.9326 | 647733.6351 | 145977.3945 | 133915.4983 | 0 | 746
554 |  |  |  | Outside Services |  |  | 11574062.9874 | 4690670.0342 | 3133998.1011 | 853374.778 | 53860.4511 | 1507640.387 | 8751.9304 | 115283.4574 | 4034.394 | 4246.8996 | 839461.7957 | 189186.4789 | 173554.28 | 0
555
556 |  | 924 | Property Insurance |  | F102 |  | 2102810.02 | 716621.5998 | 590930.469 | 169419.7232 | 3823.5688 | 370731.2028 | 1803.0092 | 19257.0499 | 594.4507 | 831.3663 | 139564.87 | 46541.7052 | 42691.0051 | 0 | 750
557 |  |  |  | System Generation | F10 |  | 0 | 0 | 0 | 0 | 0 | 0 | 0 | 0 | 0 | 0 | 0 | 0 | 0 | 0 | 751
558 |  |  |  | System Overheads | F102 |  | 2405583.6999 | 974921.2 | 651378.4101 | 177367.6589 | 11194.4979 | 313351.9443 | 1819.0242 | 23960.8171 | 838.5191 | 882.6868 | 174475.948 | 39321.0155 | 36071.9781 |  | 752
559
560 |  | 925 | Injuries & Damages |  | F102 |  | 4206327.5773 | 1704716.3768 | 1138979.6871 | 310139.4788 | 19574.3449 | 547917.2995 | 3180.6882 | 41897.1269 | 1466.2079 | 1543.4382 | 305083.1247 | 68755.4841 | 63074.3201 | 0 | 756
561
562 |  | 926 | Employee Pensions & Benefits |  | F138 |  | 43008777.3591 | 20723664.3328 | 10254598.5479 | 2734841.2984 | 445964.7243 | 4108144.4415 | 22154.4068 | 387325.1702 | 28110.4814 | 14979.6625 | 3308059.3146 | 510139.9715 | 470795.0073 | 0 | 763
563
564 |  | 927 | Franchise Requirements |  | F102 |  | 0 | 0 | 0 | 0 | 0 | 0 | 0 | 0 | 0 | 0 | 0 | 0 | 0 | 0 | 768
565
566 |  | 928 | Regulatory Commission Expense |  | F102 |  | 9895395.2114 | 4010349.1614 | 2679452.3095 | 729603.8306 | 46048.691 | 1288976.6957 | 7482.5763 | 98563.0866 | 3449.2575 | 3630.9419 | 717708.746 | 161747.433 | 148382.4819 | 0 | 775
567 |  |  |  | Regulatory Expense | F103 |  | 0 | 0 | 0 | 0 | 0 | 0 | 0 | 0 | 0 | 0 | 0 | 0 | 0 | 0 | 777
568
569 |  | 929 | Duplicate Charges |  | F102 |  | -44605386.4618 | -19197585.4592 | -11905574.344 | -3171926.8268 | -256616.4014 | -5001741.2462 | -31992.2776 | -458315.311 | -16691.5734 | -15882.0391 | -3342740.8915 | -628874.6574 | -577445.4342 | 0 | 782
570
571 |  | 930 | Misc General Expenses
572 |  |  |  | Situs | F102 |  | 6245 | 2530.9379 | 1691.0067 | 460.4542 | 29.0614 | 813.4753 | 4.7223 | 62.2033 | 2.1768 | 2.2915 | 452.9472 | 102.0791 | 93.6444 | 0 | 785
573 |  |  |  | Customer | F42 |  | 120419.8537 | 104913.3903 | 2273.8464 | 35.2692 | 1059.7688 | 78.1421 | 0.14357 | 418.9382 | 320.0304 | 71.4799 | 11247.9104 | 0.46722 | 0.46722 | 0 | 786
574 |  |  |  | Labor | F138 |  | 956245.3477 | 460764.2631 | 227997.9287 | 60805.7106 | 9915.4572 | 91339.3556 | 492.575 | 8611.6815 | 625.0007 | 333.0537 | 73550.4826 | 11342.3121 | 10467.5269 | 0 | 787
575
576 |  | 931 | Rents |  | F102 |  | 1101864.3888 | 446557.2959 | 298360.2997 | 81242.2811 | 5127.5782 | 143529.1354 | 833.1941 | 10975.1205 | 384.079 | 404.3098 | 79917.7488 | 18010.775 | 16522.5713 | 0 | 793
577
578 |  | 935 | Maintenance of General Plant |  | F108 |  | 9200836.5665 | 3921834.5515 | 2418834.5852 | 655272.8776 | 53423.7086 | 1086641.7661 | 6837.6033 | 93929.3509 | 3812.8995 | 3739.9069 | 681520.4621 | 136577.1986 | 138411.6563 | 0 | 799
579
580 |  | TOTAL ADMINISTRATIVE & GEN EXPENSE |  |  |  |  | 61169480.1752 | 27171027.6684 | 15221185.4308 | 4160203.4101 | 492228.1571 | 7212684.4928 | 37361.9188 | 552805.7194 | 34437.2127 | 22571.7043 | 4526590.7553 | 898591.2581 | 839792.4473 | 0
581
582
583 |  | TOTAL O & M EXPENSE |  |  |  |  | 1180129294.101 | 423556588.0487 | 317051548.605 | 92817601.7342 | 5445159.4219 | 196029524.6902 | 1016546.9155 | 11149753.1835 | 474743.0936 | 608501.1077 | 79258878.9326 | 24865437.6166 | 27855010.7515 | 0
584
585 |  | Distribution - METER - Unbundled |  |  |  |  | D: DEPRECIATION EXPENSE
586
587 |  | A |  | B | C |  | D | E | F | G | H | I | J | K | L | M | N | O | P
588 |  | FERC ACCT |  | DESCRIPTION | COS Factor |  | Utah Jurisdiction Normalized | Residential Sch 1 | General Large Dist. Sch 6 | General +1 MW Sch 8 | Street & Area Lighting Sch. 7,11,12 | General Trans Sch 9 | General Secondary Sch 22 | Irrigation Sch 10 | Traffic Signals Sch 15 | Outdoor Lighting Sch 15 | General Small Dist. Sch 23 | Industrial Cust 1 | Industrial Cust 2
589 |  | 403SP | Steam Depreciation |  | F10 |  | 101762662.559 | 34724336.8284 | 28633896.4007 | 8209336.0522 | 185273.3587 | 17838109.2295 | 87365.9122 | 933112.0999 | 28804.4717 | 40284.3593 | 6762700.9226 | 2250824.2268 | 2068618.6971 | 0 | 811
590
591 |  | 403NP | Nuclear Depreciation |  | F10 |  | 0 | 0 | 0 | 0 | 0 | 0 | 0 | 0 | 0 | 0 | 0 | 0 | 0 | 0 | 815
592
593 |  | 403HP | Hydro Depreciation |  | F10 |  | 14987152.7687 | 5114046.0337 | 4217073.0298 | 1209034.5363 | 27286.237 | 2627117.4653 | 12866.8633 | 137424.6039 | 4242.1946 | 5932.9014 | 995980.5424 | 331491.3908 | 304656.97 | 0 | 822
594
595 |  | 403OP | Other Production Depreciation |  | F10 |  | 0 | 0 | 0 | 0 | 0 | 0 | 0 | 0 | 0 | 0 | 0 | 0 | 0 | 0 | 825
596 |  |  |  | Simple Cycle Combustion Turbine | F10 |  | 24717665.9608 | 8434375.9966 | 6955037.0302 | 1994008.6196 | 45002.0162 | 4332791.755 | 21220.7639 | 226648.4839 | 6996.469 | 9784.879 | 1642627.8381 | 546714.4823 | 502457.6271 | 0 | 826
597 |  |  |  | System Generation | F10 |  | 1369850.6809 | 467432.3102 | 385447.4863 | 110507.7668 | 2494.0074 | 240122.9042 | 1176.0527 | 12560.8373 | 387.7436 | 542.2771 | 91034.2775 | 30298.8643 | 27846.1536 | 0 | 827
598 |  |  |  | Wind Generation | F10 |  | 29263222.3173 | 9985450.0941 | 8234062.0333 | 2360704.9966 | 53277.8462 | 5129588.2299 | 25123.2431 | 268328.9346 | 8283.1132 | 11584.3093 | 1944705.608 | 647254.7798 | 594859.1291 | 0 | 828
599 |  |  |  | Total 403OP |  |  | 55350738.959 | 18887258.4009 | 15574546.5498 | 4465221.383 | 100773.8699 | 9702502.8891 | 47520.0597 | 507538.2558 | 15667.3258 | 21911.4654 | 3678367.7236 | 1224268.1263 | 1125162.9097 | 0
600
601 |  | 403TP | Transmission Depreciation |  | F106 |  | 46499108.8865 | 15805934.3903 | 13033668.291 | 3736751.7678 | 84333.3183 | 8292059.9472 | 39767.4945 | 424736.9418 | 13111.3113 | 18336.7632 | 3078267.7755 | 1030540.4293 | 941600.4564 | 0 | 835
602
603 |  | 403 | Distribution Depreciation
604 |  |  |  | Land Rights | F118 |  | 180196.55 | 86250.9463 | 60880.1845 | 14543.3015 | 101.8255 | 0 | 31.9541 | 2811.2198 | 43.6032 | 26.1824 | 15507.3325 | 0 | 0 | 0 | 838
605 |  |  |  | Structures | F119 |  | 903407.92 | 432415.5375 | 305220.2767 | 72912.2382 | 510.4981 | 0 | 160.2005 | 14093.9339 | 218.603 | 131.2645 | 77745.3675 | 0 | 0 | 0 | 839
606 |  |  |  | Station Equip | F120 |  | -11563951.69 | -5535076.9847 | -3906931.1401 | -933303.3081 | -6534.5627 | 0 | -2050.6244 | -180407.507 | -2798.1984 | -1680.2339 | -995169.1307 | 0 | 0 | 0 | 840
607 |  |  |  | Poles & Towers | F121 |  | 13472534.17 | 6389432.7146 | 4494644.7507 | 1073698.6816 | 152157.0739 | 0 | 2359.0967 | 207545.9293 | 3219.1271 | 1932.9889 | 1147543.8072 | 0 | 0 | 0 | 842
608 |  |  |  | OH Conductors | F122 |  | 6443685.12 | 4014821.0269 | 1378971.6192 | 329414.2456 | 49623.6021 | 0 | 723.7785 | 63675.7657 | 987.6387 | 593.0473 | 604874.396 | 0 | 0 | 0 | 843
609 |  |  |  | UG Conduit | F123 |  | 4916823.97 | 3134506.3702 | 1019856.5159 | 243627.396 | 2352.8893 | 0 | 535.2904 | 47093.1698 | 730.4354 | 438.6045 | 467683.2985 | 0 | 0 | 0 | 844
610 |  |  |  | UG Conductor | F124 |  | 13288417.97 | 7968678.6171 | 3146686.6482 | 751693.0688 | 37299.0998 | 0 | 1651.5962 | 145302.2521 | 2253.7007 | 1353.2795 | 1233499.7076 | 0 | 0 | 0 | 845
611 |  |  |  | Line Transformer | F125 |  | 12080288.08 | 7316499.7105 | 2985680.9867 | 586427.9205 | 40397.2965 | 0 | 24507.7117 | 216683.9217 | 1654.766 | 8157.3687 | 900278.3977 | 0 | 0 | 0 | 846
612 |  |  |  | Services | F126 |  | 6717827.53 | 5420928.8646 | 460404.2197 | 36816.4188 | 0 | 0 | 238.566 | 0 | 19717.6556 | 4404.0063 | 775317.799 | 0 | 0 | 0 | 847
613 |  |  |  | Meters | F127 |  | 3308000.16 | 2346466.2882 | 347881.7651 | 55939.2869 | 0 | 96004.2444 | 47.1419 | 36374.1221 | 7713.0003 | 1722.7252 | 397816.9115 | 9017.3372 | 9017.3372 | 0 | 848
614 |  |  |  | Inst Cust Premises | F128 |  | 273278.48 | 0 | 0 | 0 | 273278.48 | 0 | 0 | 0 | 0 | 0 | 0 | 0 | 0 | 0 | 849
615 |  |  |  | Leased Property | F129 |  | 0 | 0 | 0 | 0 | 0 | 0 | 0 | 0 | 0 | 0 | 0 | 0 | 0 | 0 | 850
616 |  |  |  | Street Lighting | F130 |  | 1052232.15 | 0 | 0 | 0 | 1052232.15 | 0 | 0 | 0 | 0 | 0 | 0 | 0 | 0 | 0 | 851
617 |  |  | Total Distribution Expense |  |  |  | 51072740.41 | 31574923.0914 | 10293295.8267 | 2231769.2499 | 1601418.3526 | 96004.2444 | 28204.7114 | 553172.8075 | 33740.3316 | 17079.2333 | 4625097.8868 | 9017.3372 | 9017.3372 | 0
618
619 |  | 403GP | General Depreciation
620 |  |  |  | Situs | F107 |  | 4820126.66 | 2460500.6247 | 1223374.7175 | 301194.6501 | 44774.5336 | 267916.5895 | 2843.2951 | 54304.0984 | 2198.4191 | 1543.0575 | 397901.0463 | 33209.1597 | 30366.4686 | 0 | 855
621 |  |  |  | System Generation | F105 |  | 10338.1894 | 3523.176 | 2905.2321 | 832.9298 | 18.7981 | 1822.6512 | 8.8643 | 94.6748 | 2.9225 | 4.0873 | 686.1524 | 228.8162 | 209.8847 | 0 | 856
622 |  |  |  | System Generation | F105 |  | 31792.4052 | 10834.609 | 8934.2836 | 2561.4585 | 57.8086 | 5605.0885 | 27.2597 | 291.1475 | 8.9875 | 12.5694 | 2110.0826 | 703.6645 | 645.4457 | 0 | 857
623 |  |  |  | Energy | F30 |  | 44492.8175 | 12932.0348 | 12376.9442 | 3882.9429 | 157.0227 | 9125.8333 | 48.9883 | 448.3726 | 14.9893 | 33.1457 | 2724.2441 | 1171.2819 | 1577.0176 | 0 | 858
624 |  |  |  | Customer - System | F42 |  | 504995.1115 | 439966.896 | 9535.6477 | 147.9056 | 4444.2677 | 327.6983 | 0.60206 | 1756.8676 | 1342.0859 | 299.7595 | 47169.4625 | 1.9593 | 1.9593 | 0 | 859
625 |  |  |  | System Generation | F105 |  | 4009791.0826 | 1365216.4731 | 1125765.6913 | 322756.9433 | 7284.1777 | 709927.1595 | 3434.8642 | 36686.0861 | 1132.472 | 1583.8134 | 265881.2679 | 88792.6522 | 81329.4819 | 0 | 860
626 |  |  |  | System Overheads | F102 |  | 5762140.5778 | 2335247.3691 | 1560259.1457 | 424852.1407 | 26814.3945 | 750577.8965 | 4357.1435 | 57393.8027 | 2008.5207 | 2114.3165 | 417925.5704 | 94186.3793 | 86403.8981 | 0 | 861
627 |  |  |  | Simple Cycle Combustion Turbine | F10 |  | 3371.3331 | 1150.3955 | 948.623 | 271.9702 | 6.138 | 590.9654 | 2.8944 | 30.9134 | 0.95427 | 1.3346 | 224.044 | 74.5684 | 68.532 | 0 | 862
628 |  |  |  | Cholla | F10 |  | 63376.321 | 21625.817 | 17832.7784 | 5112.6563 | 115.3856 | 11109.3176 | 54.4102 | 581.1288 | 17.939 | 25.0885 | 4211.7128 | 1401.7809 | 1288.3059 | 0 | 863
629 |  |  | Total General Expense |  |  |  | 15250424.4982 | 6650997.3953 | 3961933.0635 | 1061613.5973 | 83672.5265 | 1757003.1998 | 10778.3217 | 151587.092 | 6727.2903 | 5617.1725 | 1138833.583 | 219770.2624 | 201890.994 | 0
630
631 |  | 403GV0 | General Vehicles |  | F105 |  | 0 | 0 | 0 | 0 | 0 | 0 | 0 | 0 | 0 | 0 | 0 | 0 | 0 | 0 | 868
632
633 |  | 403MP | Mining Depreciation |  | F30 |  | 0 | 0 | 0 | 0 | 0 | 0 | 0 | 0 | 0 | 0 | 0 | 0 | 0 | 0 | 872
634
635 |  | 403EP | Experimental Plant Depreciation |  | F10 |  | 0 | 0 | 0 | 0 | 0 | 0 | 0 | 0 | 0 | 0 | 0 | 0 | 0 | 0 | 877
636
637
638 |  | TOTAL DEPRECIATION EXPENSE |  |  |  |  | 284922828.0815 | 112757496.1398 | 75714413.1615 | 20913726.5865 | 2082757.663 | 40312796.9754 | 226503.3628 | 2707571.8008 | 102292.9253 | 109161.8952 | 20279248.4339 | 5065911.7729 | 4650947.3643 | 0
639
640 | [6 empty] | D: AMORTIZATION EXPENSE
641
642
643 |  | 404CLG | Amort of LT Plant - Cap. Lease Gen
644 |  |  | Situs |  | F10 |  | 727.87 | 248.3701 | 204.8075 | 58.7183 | 1.3252 | 127.5893 | 0.6249 | 6.6742 | 0.20603 | 0.28814 | 48.3711 | 16.0993 | 14.7961 | 0 | 882
645 |  |  | System Generation |  | F10 |  | 0 | 0 | 0 | 0 | 0 | 0 | 0 | 0 | 0 | 0 | 0 | 0 | 0 | 0 | 883
646 |  |  | System Overheads |  | F102 |  | 198940.4389 | 80625.443 | 53868.6335 | 14668.2071 | 925.7788 | 25914.0321 | 150.4323 | 1981.5463 | 69.3451 | 72.9977 | 14429.0642 | 3251.8262 | 2983.1326 | 0 | 884
647 |  |  | System Generation |  | F10 |  | 0 | 0 | 0 | 0 | 0 | 0 | 0 | 0 | 0 | 0 | 0 | 0 | 0 | 0 | 885
648 |  |  | Customer - System |  | F42 |  | 0 | 0 | 0 | 0 | 0 | 0 | 0 | 0 | 0 | 0 | 0 | 0 | 0 | 0 | 886
649 |  |  | System Generation |  | F10 |  | 0 | 0 | 0 | 0 | 0 | 0 | 0 | 0 | 0 | 0 | 0 | 0 | 0 | 0 | 887
650 |  |  | Total Amort. Cap. Lease General |  |  |  | 199668.3089 | 80873.8131 | 54073.441 | 14726.9254 | 927.104 | 26041.6214 | 151.0572 | 1988.2205 | 69.5511 | 73.2858 | 14477.4353 | 3267.9255 | 2997.9287 | 0
651
652 |  | 404CLS | Amort of LT Plant - Cap Lease Steam |  | F10 |  | 0 | 0 | 0 | 0 | 0 | 0 | 0 | 0 | 0 | 0 | 0 | 0 | 0 | 0 | 892
653
654 |  | 404IP | Amort of LT Plant - Intangible Plant
655 |  |  |  | Situs | F107 |  | 4487265.16 | 926069.9633 | 1362874.0067 | 427591.8025 | -18599.4397 | 1211898.5955 | 4819.8946 | 33673.6552 | 651.1165 | 2049.8621 | 240825.0382 | 153796.7711 | 141613.8939 | 0 | 895
656 |  |  |  | Energy | F30 |  | 1340.5736 | 389.6437 | 372.9187 | 116.9935 | 4.7311 | 274.9624 | 1.476 | 13.5095 | 0.45163 | 0.99868 | 82.0818 | 35.2909 | 47.5157 | 0 | 896
657 |  |  |  | System Generation | F105 |  | 4952441.1127 | 1688839.2739 | 1392626.9938 | 399266.0596 | 9010.8827 | 870613.3076 | 4249.0944 | 45382.4754 | 1400.923 | 1959.2544 | 328908.0789 | 109576.2387 | 100608.5304 | 0 | 897
658 |  |  |  | System Overheads | F102 |  | 4969300.9835 | 2013929.874 | 1345575.8676 | 366394.768 | 23124.8778 | 647302.4093 | 3757.6239 | 49496.7238 | 1732.1591 | 1823.3979 | 360421.2567 | 81226.8394 | 74515.1858 | 0 | 898
659 |  |  |  | Customer - System | F42 |  | 2472134.3294 | 2153797.6161 | 46680.456 | 724.0517 | 21756.3032 | 1604.2022 | 2.9473 | 8600.5045 | 6569.9973 | 1467.4315 | 230911.6363 | 9.5916 | 9.5916 | 0 | 899
660 |  |  |  | System Generation | F105 |  | 1128030.1835 | 384671.2425 | 317202.2135 | 90941.852 | 2052.4318 | 198301.8206 | 967.8271 | 10336.8825 | 319.0918 | 446.2644 | 74916.2347 | 24958.4603 | 22915.8624 | 0 | 900
661 |  |  |  | System Generation | F105 |  | 133633.421 | 45570.5307 | 37577.7329 | 10773.5333 | 243.1437 | 23492.0582 | 114.6548 | 1224.5709 | 37.8016 | 52.8672 | 8875.0398 | 2956.7333 | 2714.7546 | 0 | 901
662 |  |  |  | System Generation | F105 |  | 34214.2252 | 11674.8742 | 9627.1713 | 2760.1093 | 62.2918 | 5997.456 | 29.3738 | 313.7271 | 9.6845 | 13.5442 | 2273.7276 | 756.7629 | 695.5025 | 0 | 902
663 |  |  |  | System Generation | F105 |  | 0 | 0 | 0 | 0 | 0 | 0 | 0 | 0 | 0 | 0 | 0 | 0 | 0 | 0 | 903
664 |  |  |  | System Generation | F105 |  | 63980.646 | 21818.1348 | 17991.3648 | 5158.123 | 116.4117 | 11247.4637 | 54.8941 | 586.2967 | 18.0985 | 25.3116 | 4249.1674 | 1415.6167 | 1299.7628 | 0 | 904
665 |  |  |  | System Generation | F10 |  | 7171.6564 | 2447.1747 | 2017.9549 | 578.5475 | 13.057 | 1257.129 | 6.1571 | 65.7605 | 2.03 | 2.839 | 476.5969 | 158.6254 | 145.7845 | 0 | 905
666 |  |  | Total Amort. Intangible Plant |  |  |  | 18249512.2914 | 7249208.3279 | 4532546.6802 | 1304305.8404 | 37784.6912 | 2971989.4045 | 14003.943 | 149694.1062 | 10741.354 | 7841.7711 | 1251938.8582 | 374890.9302 | 344566.3844 | 0
667
668 |  | Distribution - METER - Unbundled |  |  |  |  | D: AMORTIZATION EXPENSE (continued)
669
670
671 |  | A |  | B | C |  | D | E | F | G | H | I | J | K | L | M | N | O | P
672 |  | FERC ACCT |  | DESCRIPTION | COS Factor |  | Utah Jurisdiction Normalized | Residential Sch 1 | General Large Dist. Sch 6 | General +1 MW Sch 8 | Street & Area Lighting Sch. 7,11,12 | General Trans Sch 9 | General Secondary Sch 22 | Irrigation Sch 10 | Traffic Signals Sch 15 | Outdoor Lighting Sch 15 | General Small Dist. Sch 23 | Industrial Cust 1 | Industrial Cust 2
673 |  | 404O | Amort of LT Plant - Other Plant |  | F10 |  | 0 | 0 | 0 | 0 | 0 | 0 | 0 | 0 | 0 | 0 | 0 | 0 | 0 | 0 | 910
674
675 |  | 404HP | Amort of Other Electric Plant |  | F10 |  | 133109.3525 | 45420.7258 | 37454.2029 | 10738.1173 | 242.3445 | 23332.9112 | 114.2779 | 1220.5454 | 37.6773 | 52.6934 | 8845.8647 | 2944.1619 | 2705.8303 | 0 | 915
676
677 |  | 405 | Amort of Other Electric Plant |  | F10 |  | 0 | 0 | 0 | 0 | 0 | 0 | 0 | 0 | 0 | 0 | 0 | 0 | 0 | 0 | 923
678
679 |  | 406 | Amort of Plant Acquisition Adj |  | F10 |  | 2381812.7474 | 812742.7685 | 670192.5612 | 192144.1594 | 4336.4279 | 417511.0486 | 2044.8487 | 21840.0171 | 674.185 | 942.8782 | 158284.8449 | 52681.8157 | 48417.1921 | 0 | 931
680
681 |  | 407 | Amort of Prop Losses, Unrec Plant, |  | F151 |  | 3572684.28 | 1413880.8625 | 949392.8426 | 262239.929 | 26115.9684 | 505487.3876 | 2840.155 | 33950.5938 | 1282.6643 | 1368.7952 | 254284.1252 | 63522.1245 | 58318.832 | 0 | 940
682
683
684 |  | TOTAL AMORTIZATION EXPENSE |  |  |  |  | 24536786.9801 | 9602126.4978 | 6243659.7279 | 1784154.9715 | 69406.5359 | 3944362.3733 | 19154.2818 | 208693.483 | 12805.4316 | 10279.4238 | 1687831.1283 | 497306.9578 | 457006.1674 | 0
685
686
687 | [6 empty] | D: TAX OTHER THAN INCOME
688
689
690 |  | 408 | Total Taxes Other Than Income |  | F101 |  | 69433038.3316 | 28181329.6791 | 18980048.6443 | 5141921.8476 | 262745.1368 | 8949144.5733 | 54085.2733 | 699504.3692 | 23392.3837 | 24967.2461 | 4894196.558 | 1146688.5075 | 1075014.1127 | 0 | 953
691
692
693 | [6 empty] | D: DEFERRED ITC
694
695
696 |  | 41140 | Deferred I T C - Federal |  | F101 |  | -3090508.1406 | -1248022.0532 | -841676.7316 | -228909.5589 | -11548.3452 | -403740.6377 | -2399.1814 | -31063.4691 | -1025.555 | -1106.0058 | -222333.3781 | -50930.9024 | -47752.322 | 0 | 958
697
698 |  | 41141 | Deferred I T C - Idaho |  | F101 |  | 0 | 0 | 0 | 0 | 0 | 0 | 0 | 0 | 0 | 0 | 0 | 0 | 0 | 0 | 961
699
700 |  | TOTAL DEFERRED ITC |  |  |  |  | -3090508.1406 | -1248022.0532 | -841676.7316 | -228909.5589 | -11548.3452 | -403740.6377 | -2399.1814 | -31063.4691 | -1025.555 | -1106.0058 | -222333.3781 | -50930.9024 | -47752.322 | 0
701
702 |  | 427 | Interest on Long-Term Debt |  |  |  | 157339445.6865 | 63276958.0019 | 42982228.6011 | 11694631.5073 | 579549.2426 | 20723168.3262 | 122899.5959 | 1577537.8731 | 52170.8726 | 56562.9054 | 11174861.0604 | 2632184.8698 | 2466692.8303 | 0
703
704 |  | 428-432 |  | Electric Interest Deductions for Tax | F104 |  | 3391224.0896 | 1387513.3374 | 915118.0639 | 248745.7994 | 12756.2088 | 436303.5502 | 2588.1252 | 33968.7978 | 1221.6627 | 1266.5631 | 246407.7478 | 54762.5744 | 50571.659 | 0
705
706 | [6 empty] | D: DEFERRED INCOME TAXES
707
708
709 |  | 41010 | Deferred Income Tax - Federal-DR |  | F101 |  | 203777556.5859 | 85040378.0504 | 55984055.0444 | 14934728.3967 | 830672.6233 | 24484800.2983 | 157856.1207 | 2080746.5725 | 71815.1002 | 72574.1025 | 13819044.6609 | 3256678.2045 | 3044207.4114 | 0 | 1016
710
711 |  | 41020 | Deferred Income Tax - State-DR |  | F101 |  | 0 | 0 | 0 | 0 | 0 | 0 | 0 | 0 | 0 | 0 | 0 | 0 | 0 | 0 | 1031
712
713 |  | 41120 | Deferred Income Tax - Federal-CR |  | F101 |  | -150293903.11 | -63376644.9489 | -41074280.0101 | -10935090.4789 | -634194.1315 | -17596900.4784 | -115114.2534 | -1544921.0035 | -53623.9663 | -53614.1898 | -10405738.0992 | -2323806.9734 | -2179974.5766 | 0 | 1050
714
715 |  | 41111 | Deferred Income Tax - State-CR |  | F101 |  | 0 | 0 | 0 | 0 | 0 | 0 | 0 | 0 | 0 | 0 | 0 | 0 | 0 | 0 | 1065
716
717 |  | TOTAL DEFERRED INCOME TAXES |  |  |  |  | 53483653.4759 | 21663733.1015 | 14909775.0343 | 3999637.9177 | 196478.4918 | 6887899.8199 | 42741.8673 | 535825.569 | 18191.1339 | 18959.9128 | 3413306.5617 | 932871.2312 | 864232.8347 | 0
718
719 |  | SCHMAF | Additions - Flow Through
720 |  |  |  | S | F101 |  | 0 | 0 | 0 | 0 | 0 | 0 | 0 | 0 | 0 | 0 | 0 | 0 | 0 | 0 | 1070
721 |  |  |  | SNP | F104 |  | 0 | 0 | 0 | 0 | 0 | 0 | 0 | 0 | 0 | 0 | 0 | 0 | 0 | 0 | 1071
722 |  |  |  | SO | F102 |  | 0 | 0 | 0 | 0 | 0 | 0 | 0 | 0 | 0 | 0 | 0 | 0 | 0 | 0 | 1072
723 |  |  |  | SE | F30 |  | 0 | 0 | 0 | 0 | 0 | 0 | 0 | 0 | 0 | 0 | 0 | 0 | 0 | 0 | 1073
724 |  |  |  | TROJP | F10 |  | 0 | 0 | 0 | 0 | 0 | 0 | 0 | 0 | 0 | 0 | 0 | 0 | 0 | 0 | 1074
725 |  |  |  | SG | F10 |  | 0 | 0 | 0 | 0 | 0 | 0 | 0 | 0 | 0 | 0 | 0 | 0 | 0 | 0 | 1075
726
727
728 |  | SCHMAP | Additions - Permanent
729 |  |  |  | S | F101 |  | 0 | 0 | 0 | 0 | 0 | 0 | 0 | 0 | 0 | 0 | 0 | 0 | 0 | 0 | 1079
730 |  |  |  | SE | F30 |  | 17834.3839 | 5183.6428 | 4961.1418 | 1556.4286 | 62.9406 | 3657.975 | 19.6363 | 179.7245 | 6.0083 | 13.286 | 1091.9788 | 469.4936 | 632.1276 | 0 | 1080
731 |  |  |  | SNP | F104 |  | 0 | 0 | 0 | 0 | 0 | 0 | 0 | 0 | 0 | 0 | 0 | 0 | 0 | 0 | 1081
732 |  |  |  | SO | F102 |  | 387269.4789 | 132147.4447 | 108969.5755 | 31241.5695 | 705.079 | 67884.9697 | 332.481 | 3551.0651 | 109.6187 | 153.3067 | 25736.2337 | 8565.7696 | 7872.3656 | 0 | 1082
733 |  |  |  | SG | F10 |  | 0 | 0 | 0 | 0 | 0 | 0 | 0 | 0 | 0 | 0 | 0 | 0 | 0 | 0 | 1083
734 |  |  |  | BADDEBT | F80 |  | 29513.0878 | 22917.7588 | 3228.6592 | 886.1428 | 0 | 1612.7236 | 10.1343 | 33.2743 | 0 | 0 | 824.3949 | 0 | 0 | 0 | 1084
735
736
737 |  | SCHMAT | Additions - Temporary
738 |  |  |  | S | F101 |  | 8275005.18 | 5246040.8463 | 1854206.8725 | 388980.802 | 84999.1429 | -238113.215 | 3027.6504 | 107798.4592 | 3766.5227 | 1036.5095 | 942318.5391 | -58187.38 | -60869.5696 | 0 | 1088
739 |  |  |  | SGCT | F10 |  | 284938.6738 | 97229.2414 | 80175.8156 | 22986.4006 | 518.7713 | 49947.27 | 244.6273 | 2612.7434 | 80.6534 | 112.7975 | 18935.7765 | 6302.379 | 5792.1978 | 0 | 1089
740 |  |  |  | CIAC | F104 |  | 29225724.1382 | 17143988.7722 | 7167600.5159 | 1611158.3384 | 259725.1031 | 20035.4459 | 15072.3035 | 364665.4106 | 15121.5052 | 8689.1561 | 2615903.8709 | 1881.8582 | 1881.8582 | 0 | 1090
741 |  |  |  | SNP | F104 |  | 7144424.7275 | 2900017.1708 | 1939101.9656 | 527517.0062 | 26560.8029 | 927055.3123 | 5489.9348 | 71795.161 | 2472.9067 | 2660.6113 | 517910.1107 | 116371.0031 | 107472.742 | 0 | 1091
742 |  |  |  | TROJD | F10 |  | -12896.0537 | -4400.5031 | -3628.6813 | -1040.3427 | -23.4791 | -2260.566 | -11.0716 | -118.2503 | -3.6503 | -5.1051 | -857.0153 | -285.2397 | -262.1494 | 0 | 1092
743 |  |  |  | SG | F10 |  | 0 | 0 | 0 | 0 | 0 | 0 | 0 | 0 | 0 | 0 | 0 | 0 | 0 | 0 | 1093
744 |  |  |  | SE | F30 |  | 20775888.2459 | 6038604.11 | 5779404.9467 | 1813137.3255 | 73321.634 | 4261301.1254 | 22875.0289 | 209367.2622 | 6999.2347 | 15477.3654 | 1272083.77 | 546929.2295 | 736387.2136 | 0 | 1094
745 |  |  |  | SG | F10 |  | -4286958.7447 | -1462833.1814 | -1206261.0144 | -345834.9466 | -7805.0164 | -751466.5637 | -3680.4664 | -39309.2415 | -1213.4468 | -1697.0604 | -284892.5051 | -94820.5399 | -87144.762 | 0 | 1095
746 |  |  |  | GPS | F102 |  | -114537.756 | -46948.1039 | -30933.4372 | -8390.0872 | -556.1376 | -14536.8887 | -85.7923 | -1147.4841 | -40.4644 | -41.7996 | -8358.2113 | -1824.9141 | -1674.4357 | 0 | 1096
747 |  |  |  | SO | F102 |  | 25205285.9553 | 10451223.855 | 6788570.4859 | 1833754.2455 | 127636.9043 | 3112896.2327 | 18692.9152 | 254012.7509 | 9026.9355 | 9146.2345 | 1850792.2002 | 390861.9672 | 358671.2284 | 0 | 1097
748 |  |  |  | SNPD | F104 |  | 852772.1147 | 346151.5615 | 231454.8962 | 62965.4325 | 3170.3479 | 110655.0841 | 655.2891 | 8569.6069 | 295.1708 | 317.5756 | 61818.7352 | 13890.2641 | 12828.1508 | 0 | 1098
749 |  |  |  | BADDEBT | F80 |  | 877092.6844 | 681087.6136 | 95951.7812 | 26335.0744 | 0 | 47928.163 | 301.179 | 988.8706 | 0 | 0 | 24500.0026 | 0 | 0 | 0 | 1099
750 |  |  |  | TAXDEPR | F151 |  | 0 | 0 | 0 | 0 | 0 | 0 | 0 | 0 | 0 | 0 | 0 | 0 | 0 | 0 | 1100
751 |  |  |  | SCHMDEXP | F151 |  | 322280470.5801 | 130123766.871 | 84939026.2234 | 23320192.3396 | 2620702.1644 | 43941459.639 | 253296.8147 | 3080070.8539 | 119050.3838 | 122848.6521 | 23166563.8881 | 5522605.834 | 5070886.9159 | 0 | 1101
752
753
754 |  | TOTAL SCHEDULE - M ADDITIONS |  |  |  |  | 410941826.6961 | 171674177.0999 | 107751829.7465 | 29285445.7291 | 3189018.2573 | 51538056.7075 | 316240.6641 | 4063070.2067 | 155671.3784 | 158711.5295 | 30204371.7691 | 6452759.7248 | 6152473.8831 | 0
755
756 |  | SCHMDF | Deductions - Flow Through
757 |  |  |  | S | F101 |  | 0 | 0 | 0 | 0 | 0 | 0 | 0 | 0 | 0 | 0 | 0 | 0 | 0 | 0 | 1107
758 |  |  |  | DGP | F10 |  | 0 | 0 | 0 | 0 | 0 | 0 | 0 | 0 | 0 | 0 | 0 | 0 | 0 | 0 | 1108
759 |  |  |  | DGU | F10 |  | 0 | 0 | 0 | 0 | 0 | 0 | 0 | 0 | 0 | 0 | 0 | 0 | 0 | 0 | 1109
760
761 |  | SCHMDP | Deductions - Permanent
762 |  |  |  | S | F101 |  | 0 | 0 | 0 | 0 | 0 | 0 | 0 | 0 | 0 | 0 | 0 | 0 | 0 | 0 | 1112
763 |  |  |  | SE | F30 |  | 690467.2216 | 200687.3618 | 192073.12 | 60257.9238 | 2436.776 | 141620.3588 | 760.2302 | 6958.1252 | 232.613 | 514.3758 | 42276.5148 | 18176.6816 | 24473.1406 | 0 | 1113
764 |  |  |  | SNP | F104 |  | 28804.1422 | 11661.3499 | 7823.2947 | 2130.0962 | 106.2526 | 3758.3971 | 22.1772 | 289.113 | 9.931 | 10.7373 | 2085.2934 | 471.7873 | 435.7124 | 0 | 1114
765 |  |  |  | IBT | F150 |  | -4392.8512 | -1567.1815 | -1601.5035 | -366.3365 | -17.3479 | -316.4528 | -5.2198 | -35.7975 | -2.4179 | -6.6042 | -392.0018 | -17.7433 | -64.2445 | 0 | 1115
766 |  |  |  | SG | F10 |  | 14886730.5407 | 5079779.0916 | 4188816.3038 | 1200933.335 | 27103.4041 | 2609514.3226 | 12780.6482 | 136503.7829 | 4213.7695 | 5893.1477 | 989306.9209 | 329270.2148 | 302615.5995 | 0 | 1116
767 |  |  |  | SO | F102 |  | 0 | 0 | 0 | 0 | 0 | 0 | 0 | 0 | 0 | 0 | 0 | 0 | 0 | 0 | 1117
768
769
770 |  | SCHMDT | Deductions - Temporary
771 |  |  |  | S | F101 |  | 1532139.35 | 623613.907 | 418618.7541 | 113282.2876 | 5846.0169 | 196228.3341 | 1191.0299 | 15457.6001 | 517.4957 | 549.4495 | 108109.8534 | 25151.7991 | 23572.8226 | 0 | 1121
772 |  |  |  | BADDEBT | F80 |  | 0 | 0 | 0 | 0 | 0 | 0 | 0 | 0 | 0 | 0 | 0 | 0 | 0 | 0 | 1122
773 |  |  |  | SNP | F104 |  | 13804775.1276 | 5602149.8423 | 3747492.9542 | 1019501.1236 | 51303.0964 | 1791772.0509 | 10610.151 | 138739.7641 | 4772.1868 | 5140.4871 | 1000656.2474 | 224917.5009 | 207719.7226 | 0 | 1123
774 |  |  |  | CN | F40 |  | 0 | 0 | 0 | 0 | 0 | 0 | 0 | 0 | 0 | 0 | 0 | 0 | 0 | 0 | 1124
775 |  |  |  | TROJD | F10 |  | 117051.3186 | 39941.2644 | 32935.8062 | 9442.6933 | 213.1085 | 20518.0776 | 100.4916 | 1073.3013 | 33.132 | 46.3366 | 7778.7181 | 2588.9844 | 2379.4046 | 0 | 1125
776 |  |  |  | DGP | F10 |  | 0 | 0 | 0 | 0 | 0 | 0 | 0 | 0 | 0 | 0 | 0 | 0 | 0 | 0 | 1126
777 |  |  |  | SE | F30 |  | 9575614.6656 | 2783194.8936 | 2663729.9022 | 835675.6717 | 33793.9685 | 1964035.283 | 10543.1094 | 96497.4495 | 3225.9499 | 7133.5235 | 586303.8855 | 252079.8865 | 339401.1423 | 0 | 1127
778 |  |  |  | SG | F10 |  | 55030034.2343 | 18777824.7579 | 15484306.9115 | 4439349.6852 | 100189.9814 | 9646286.1416 | 47244.7263 | 504597.5558 | 15576.5486 | 21784.5093 | 3657055.092 | 1217174.6606 | 1118643.6641 | 0 | 1128
779 |  |  |  | GPS | F102 |  | 22436791.1884 | 9114590.2073 | 6071962.0774 | 1652018.3732 | 105357.5893 | 2907244.6863 | 16932.1532 | 223749.7629 | 7842.8389 | 8223.2932 | 1629387.7598 | 364812.7935 | 334669.6533 | 0 | 1129
780 |  |  |  | SO | F102 |  | 49804792.6891 | 23606473.6765 | 12946464.4798 | 3310761.6835 | 382072.0904 | 4037817.3459 | 32303.4927 | 538737.0272 | 20855.7701 | 16772.8553 | 3939553.7188 | 507200.2607 | 465780.2881 | 0 | 1130
781 |  |  |  | TAXDEPR | F151 |  | 384134805 | 167922714.5391 | 97281866.677 | 26056147.2678 | 4307057.1772 | 44817135.4892 | 286316.9161 | 3728141.2092 | 163625.7018 | 144142.5064 | 28676380.0154 | 5608396.3214 | 5142881.1793 | 0 | 1131
782 |  |  |  | SNPD | F104 |  | 513107.4562 | 300991.9763 | 125839.4574 | 28286.6338 | 4559.9174 | 351.7564 | 264.62 | 6402.3235 | 265.4838 | 152.553 | 45926.6561 | 33.0392 | 33.0392 | 0 | 1132
783
784
785 |  | TOTAL SCHEDULE - M DEDUCTIONS |  |  |  |  | 552550720.0831 | 234062055.6862 | 143160328.2349 | 38727420.4381 | 5020022.031 | 68135965.7908 | 419064.5261 | 5397111.2174 | 221169.0034 | 210357.1706 | 40684428.6737 | 8550256.1866 | 7962541.1242 | 0
786
787 |  | TOTAL SCHEDULE - M ADJUSTMENTS |  |  |  |  | -141608893.3869 | -62387878.5863 | -35408498.4884 | -9441974.709 | -1831003.7737 | -16597909.0833 | -102823.862 | -1334041.0107 | -65497.625 | -51645.6411 | -10480056.9046 | -2097496.4618 | -1810067.2411 | 0
788
789
790
791 | [6 empty] | D: INCOME TAXES
792
793 |  |  | State Income Taxes Before Credits |  | F150 |  | 13765213.312 | 4954503.6464 | 5009512.7304 | 1141502.9941 | 52501.2909 | 964820.04 | 16176.798 | 113049.2716 | 7639.658 | 20500.2471 | 1234807.4975 | 54179.5218 | 196019.6163 | 0 | 1140
794 |  |  | Renewable Energy Credits |  | F10 |  | 0 | 0 | 0 | 0 | 0 | 0 | 0 | 0 | 0 | 0 | 0 | 0 | 0 | 0 | 1142
795 |  | 40911 | State Income Taxes |  |  |  | 13765213.312 | 4954503.6464 | 5009512.7304 | 1141502.9941 | 52501.2909 | 964820.04 | 16176.798 | 113049.2716 | 7639.658 | 20500.2471 | 1234807.4975 | 54179.5218 | 196019.6163 | 0
796
797 |  | Calculation of Taxable Income
798
799 |  |  | Operating Revenues |  |  |  | 2152311531.8905 | 805514426.7211 | 604225975.6037 | 166258615.5837 | 11391404.5417 | 306616775.9852 | 1891288.0116 | 20072694.8426 | 895755.8909 | 1309110.6073 | 154301092.1715 | 37344332.9311 | 42490058.9999 | 0
800 |  |  | Operating Deductions
801 |  |  | O & M Expenses |  |  |  | 1180129294.101 | 423556588.0487 | 317051548.605 | 92817601.7342 | 5445159.4219 | 196029524.6902 | 1016546.9155 | 11149753.1835 | 474743.0936 | 608501.1077 | 79258878.9326 | 24865437.6166 | 27855010.7515 | 0
802 |  |  | Depreciation Expense |  |  |  | 284922828.0815 | 112757496.1398 | 75714413.1615 | 20913726.5865 | 2082757.663 | 40312796.9754 | 226503.3628 | 2707571.8008 | 102292.9253 | 109161.8952 | 20279248.4339 | 5065911.7729 | 4650947.3643 | 0
803 |  |  | Amortization Expense |  |  |  | 24536786.9801 | 9602126.4978 | 6243659.7279 | 1784154.9715 | 69406.5359 | 3944362.3733 | 19154.2818 | 208693.483 | 12805.4316 | 10279.4238 | 1687831.1283 | 497306.9578 | 457006.1674 | 0
804 |  |  | Taxes Other Than Income |  |  |  | 69433038.3316 | 28181329.6791 | 18980048.6443 | 5141921.8476 | 262745.1368 | 8949144.5733 | 54085.2733 | 699504.3692 | 23392.3837 | 24967.2461 | 4894196.558 | 1146688.5075 | 1075014.1127 | 0
805 |  |  | Interest & Dividends (AFUDC-Equity) |  | F104 |  | -12826263.1802 | -5247842.8913 | -3461152.9108 | -940804.5602 | -48246.4403 | -1650184.1261 | -9788.7883 | -128476.5411 | -4620.5637 | -4790.3859 | -931961.5982 | -207122.6122 | -191271.7621 | 0
806 |  |  | Misc Revenue & Expense |  |  |  | 577753.3119 | 482343.0575 | 49923.1245 | 13425.2339 | -143.0987 | 22207.8076 | 158.2467 | 28.8029 | -21.9442 | -31.0822 | 13169.9763 | -1714.755 | -1592.0575 | 0
807 |  |  | Total Operating Deductions |  |  |  | 1546773437.6259 | 569332040.5316 | 414578440.3525 | 119730025.8135 | 7811679.2187 | 247607852.2938 | 1306659.2918 | 14637075.0983 | 608591.3262 | 748088.2046 | 105201363.4308 | 31366507.4876 | 33845114.5764 | 0
808 |  |  | Other Deductions
809 |  |  | Interest Deductions |  | F101 |  | 160730669.7762 | 64664471.3392 | 43897346.6651 | 11943377.3067 | 592305.4513 | 21159471.8764 | 125487.7211 | 1611506.671 | 53392.5353 | 57829.4685 | 11421268.8081 | 2686947.4443 | 2517264.4893 | 0
810 |  |  | Interest on PCRBS |  |  |  | 0 | 0 | 0 | 0 | 0 | 0 | 0 | 0 | 0 | 0 | 0 | 0 | 0 | 0
811 |  |  | Schedule M Adjustments |  |  |  | -141608893.3869 | -62387878.5863 | -35408498.4884 | -9441974.709 | -1831003.7737 | -16597909.0833 | -102823.862 | -1334041.0107 | -65497.625 | -51645.6411 | -10480056.9046 | -2097496.4618 | -1810067.2411 | 0
812
813 |  |  | Income Before State Taxes |  |  |  | 303198531.1015 | 109130036.264 | 110341690.0978 | 25143237.7546 | 1156416.098 | 21251542.7317 | 356317.1368 | 2490072.0627 | 168274.4044 | 451547.2931 | 27198403.028 | 1193381.5375 | 4317612.6931 | 0
814
815 |  |  | State Income Taxes |  |  |  | 13765213.312 | 4954503.6464 | 5009512.7304 | 1141502.9941 | 52501.2909 | 964820.04 | 16176.798 | 113049.2716 | 7639.658 | 20500.2471 | 1234807.4975 | 54179.5218 | 196019.6163 | 0
816
817 |  |  | Adjustments to Calculated Tax:
818 |  |  |  | PMI | F30 |  | -8087.7551 | -2350.7419 | -2249.8394 | -705.8283 | -28.5431 | -1658.8634 | -8.9049 | -81.5037 | -2.7247 | -6.0251 | -495.204 | -212.9117 | -286.665 | 0 | 1172
819 |  |  |  | Renewable Energy Credits | F10 |  | -24117275.9662 | -8229505.7241 | -6786099.7749 | -1945574.3206 | -43908.9211 | -4227548.6135 | -20705.3133 | -221143.2116 | -6826.5253 | -9547.2051 | -1602728.5482 | -533434.8342 | -490252.9742 | 0 | 1173
820 |  |  |  | System Overheads | F102 |  | -961.0103 | -327.9243 | -270.4083 | -77.526 | -1.7497 | -168.4567 | -0.82505 | -8.812 | -0.27202 | -0.38043 | -63.8645 | -21.256 | -19.5353 | 0 | 1174
821 |  |  |  | Situs | F107 |  | 0 | 0 | 0 | 0 | 0 | 0 | 0 | 0 | 0 | 0 | 0 | 0 | 0 | 0 | 1175
822 |  |  |  | Total Adjustments |  |  | -24126324.7316 | -8232184.3903 | -6788620.0226 | -1946357.675 | -43939.2138 | -4229375.9336 | -20715.0433 | -221233.5273 | -6829.522 | -9553.6107 | -1603287.6167 | -533669.0019 | -490559.1745 | 0
823
824 |  |  | 35%
825
826 |  | 40910 | Federal Income Tax |  |  |  | 77175336.4947 | 28229252.0259 | 30077642.056 | 6454249.4912 | 342430.9687 | 2870977.0085 | 98334.0753 | 610724.4496 | 49392.6392 | 141312.8554 | 7483970.819 | -134948.2964 | 951998.4024 | 0
827
828
829 |  | TOTAL OPERATING EXPENSES |  |  |  |  | 1700933395.9481 | 628179350.1433 | 467194846.3523 | 132037311.2179 | 8439788.0652 | 259577992.6506 | 1471301.6393 | 15994087.4604 | 687409.766 | 932545.6001 | 118043076.5291 | 32374801.654 | 36000884.8699 | 0
830
831
832 |  | Distribution - METER - Unbundled |  |  |  |  | D: STEAM PRODUCTION PLANT
833
834 |  | A |  | B | C |  | D | E | F | G | H | I | J | K | L | M | N | O | P
835 |  | FERC ACCT |  | DESCRIPTION | COS Factor |  | Utah Jurisdiction Normalized | Residential Sch 1 | General Large Dist. Sch 6 | General +1 MW Sch 8 | Street & Area Lighting Sch. 7,11,12 | General Trans Sch 9 | General Secondary Sch 22 | Irrigation Sch 10 | Traffic Signals Sch 15 | Outdoor Lighting Sch 15 | General Small Dist. Sch 23 | Industrial Cust 1 | Industrial Cust 2
836 |  | 310 | Land and Land Rights |  | F10 |  | 40344705.1174 | 13766769.604 | 11352160.7788 | 3254663.6842 | 73453.2572 | 7072075.736 | 34636.9864 | 369940.522 | 11419.7868 | 15971.0896 | 2681132.4277 | 892359.117 | 820122.1277 | 0 | 1192
837 |  |  |  | Total 310 |  |  | 40344705.1174 | 13766769.604 | 11352160.7788 | 3254663.6842 | 73453.2572 | 7072075.736 | 34636.9864 | 369940.522 | 11419.7868 | 15971.0896 | 2681132.4277 | 892359.117 | 820122.1277 | 0
838
839 |  | 311 | Structures and Improvements |  | F10 |  | 441886271.3617 | 150784259.5775 | 124337604.7449 | 35647582.3964 | 804516.6233 | 77458818.1692 | 379370.9421 | 4051873.4103 | 125078.2975 | 174927.6689 | 29365826.521 | 9773804.0659 | 8982608.9445 | 0 | 1199
840 |  |  |  | Total 311 |  |  | 441886271.3617 | 150784259.5775 | 124337604.7449 | 35647582.3964 | 804516.6233 | 77458818.1692 | 379370.9421 | 4051873.4103 | 125078.2975 | 174927.6689 | 29365826.521 | 9773804.0659 | 8982608.9445 | 0
841
842 |  | 312 | Boiler Plant Equipment |  | F10 |  | 1981419704.3175 | 676117187.5903 | 557530287.7594 | 159843893.6651 | 3607455.5677 | 347325632.2731 | 1701100.7325 | 18168615.6257 | 560851.557 | 784376.3259 | 131676476.6713 | 43825774.2263 | 40278052.3232 | 0 | 1206
843 |  |  |  | Total 312 |  |  | 1981419704.3175 | 676117187.5903 | 557530287.7594 | 159843893.6651 | 3607455.5677 | 347325632.2731 | 1701100.7325 | 18168615.6257 | 560851.557 | 784376.3259 | 131676476.6713 | 43825774.2263 | 40278052.3232 | 0
844
845 |  | 314 | Turbogenerator Units |  | F10 |  | 426164897.395 | 145419676.2294 | 119913937.1431 | 34379317.2111 | 775893.6325 | 74702998.1169 | 365873.7306 | 3907716.3698 | 120628.2777 | 168704.1144 | 28321052.853 | 9426072.899 | 8663026.8177 | 0 | 1213
846 |  |  |  | Total 314 |  |  | 426164897.395 | 145419676.2294 | 119913937.1431 | 34379317.2111 | 775893.6325 | 74702998.1169 | 365873.7306 | 3907716.3698 | 120628.2777 | 168704.1144 | 28321052.853 | 9426072.899 | 8663026.8177 | 0
847
848 |  | 315 | Accessory Electric Equipment |  | F10 |  | 212262901.5901 | 72430185.1547 | 59726365.0636 | 17123544.5963 | 386454.7145 | 37207839.582 | 182233.2626 | 1946343.3528 | 60082.1616 | 84027.6265 | 14106062.9146 | 4694909.4033 | 4314853.7576 | 0 | 1220
849 |  |  |  | Total 316 |  |  | 212262901.5901 | 72430185.1547 | 59726365.0636 | 17123544.5963 | 386454.7145 | 37207839.582 | 182233.2626 | 1946343.3528 | 60082.1616 | 84027.6265 | 14106062.9146 | 4694909.4033 | 4314853.7576 | 0
850
851 |  | 316 | Misc Power Plant Equipment |  | F10 |  | 13700657.3269 | 4675056.92 | 3855079.9739 | 1105251.1531 | 24943.9896 | 2401606.0092 | 11762.3733 | 125628.0919 | 3878.0451 | 5423.6219 | 910485.6891 | 303036.2086 | 278505.2513 | 0 | 1227
852 |  |  |  | Total 316 |  |  | 13700657.3269 | 4675056.92 | 3855079.9739 | 1105251.1531 | 24943.9896 | 2401606.0092 | 11762.3733 | 125628.0919 | 3878.0451 | 5423.6219 | 910485.6891 | 303036.2086 | 278505.2513 | 0
853
854 |  | S00 | Unclassified Steam Plant - Acct 300 |  | F10 |  | 14159118.9221 | 4831497.1551 | 3984081.53 | 1142235.89 | 25778.684 | 2481970.3374 | 12155.9746 | 129831.9527 | 4007.8151 | 5605.1112 | 940953.0391 | 313176.6318 | 287824.8014 | 0 | 1232
855
856
857
858 |  | Total Steam Production Plant |  |  |  |  | 3129938256.0308 | 1068024632.2309 | 880699516.9936 | 252496488.5961 | 5698496.4688 | 548650940.2238 | 2687134.0022 | 28699949.3252 | 885945.9409 | 1239035.5584 | 208001990.1158 | 69229132.5518 | 63624994.0233 | 0
859
860
861 | [6 empty] | D: NUCLEAR PRODUCTION
862
863
864 |  | 320 | Land and Land Rights |  | F10 |  | 0 | 0 | 0 | 0 | 0 | 0 | 0 | 0 | 0 | 0 | 0 | 0 | 0 | 0 | 1238
865
866 |  | 321 | Structures and Improvements |  | F10 |  | 0 | 0 | 0 | 0 | 0 | 0 | 0 | 0 | 0 | 0 | 0 | 0 | 0 | 0 | 1242
867
868 |  | 322 | Reactor Plant Equipment |  | F10 |  | 0 | 0 | 0 | 0 | 0 | 0 | 0 | 0 | 0 | 0 | 0 | 0 | 0 | 0 | 1246
869
870 |  | 323 | Turbogenerator Units |  | F10 |  | 0 | 0 | 0 | 0 | 0 | 0 | 0 | 0 | 0 | 0 | 0 | 0 | 0 | 0 | 1250
871
872 |  | 324 | Land and Land Rights |  | F10 |  | 0 | 0 | 0 | 0 | 0 | 0 | 0 | 0 | 0 | 0 | 0 | 0 | 0 | 0 | 1254
873
874 |  | 325 | Misc. Power Plant Equipment |  | F10 |  | 0 | 0 | 0 | 0 | 0 | 0 | 0 | 0 | 0 | 0 | 0 | 0 | 0 | 0 | 1258
875
876 |  | N00 | Unclassified Nuclear Plt - Acct 300 |  | F10 |  | 0 | 0 | 0 | 0 | 0 | 0 | 0 | 0 | 0 | 0 | 0 | 0 | 0 | 0 | 1264
877
878 |  | Total Nuclear Production Plant |  |  |  |  | 0 | 0 | 0 | 0 | 0 | 0 | 0 | 0 | 0 | 0 | 0 | 0 | 0 | 0
879
880
881 | [6 empty] | D: HYDRAULIC PRODUCTION PLANT
882
883
884 |  | 330 | Land and Land Rights |  | F10 |  | 14996967.3002 | 5117395.0331 | 4219834.6348 | 1209826.2883 | 27304.1058 | 2628837.8673 | 12875.2894 | 137514.5982 | 4244.9727 | 5936.7867 | 996632.7732 | 331708.4722 | 304856.4786 | 0 | 1274
885
886 |  | 331 | Structures and Improvements |  | F10 |  | 116373272.7401 | 39709895.74 | 32745018.1791 | 9387994.3723 | 211874.0466 | 20399222.0558 | 99909.5038 | 1067083.9989 | 32940.0839 | 46068.2004 | 7733658.0936 | 2573987.1093 | 2365621.3564 | 0 | 1281
887
888 |  | 332 | Reservoirs, Dams & Waterways |  | F10 |  | 216550811.6235 | 73893342.9431 | 60932893.7508 | 17469456.2847 | 394261.4628 | 37959472.8984 | 185914.5458 | 1985661.3171 | 61295.8777 | 85725.0635 | 14391018.6382 | 4789750.9841 | 4402017.8573 | 0 | 1288
889
890 |  | 333 | Water Wheel, Turbines, & Generators |  | F10 |  | 57342362.8726 | 19566857.5571 | 16134948.0897 | 4625888.4645 | 104399.9036 | 10051617.2305 | 49229.921 | 525800.4389 | 16231.0658 | 22699.8812 | 3810722.3273 | 1268319.601 | 1165648.392 | 0 | 1295
891
892 |  | 334 | Accessory Electric Equipment |  | F10 |  | 35151239.632 | 11994610.3435 | 9890827.6245 | 2835699.5732 | 63997.8167 | 6161706.4289 | 30178.2602 | 322319.0727 | 9949.7484 | 13915.1741 | 2335997.4544 | 777488.1256 | 714550.0098 | 0 | 1302
893
894 |  | 335 | Misc. Power Plant Equipment |  | F10 |  | 1028369.1979 | 350909.0418 | 289361.7004 | 82959.9788 | 1872.292 | 180264.1717 | 882.8819 | 9429.6249 | 291.0855 | 407.0962 | 68340.9135 | 22745.8505 | 20904.5606 | 0 | 1309
895
896 |  | 336 | Roads, Railroads & Bridges |  | F10 |  | 10055500.6397 | 3431224.9936 | 2829408.7078 | 811191.2744 | 18307.4649 | 1762641.7613 | 8632.9108 | 92203.8504 | 2846.2638 | 3980.629 | 668244.5383 | 222411.2841 | 204406.9613 | 0 | 1316
897
898 |  | H00 | Unclassified Hydro Plant - Acct 300 |  | F10 |  | 0 | 0 | 0 | 0 | 0 | 0 | 0 | 0 | 0 | 0 | 0 | 0 | 0 | 0 | 1322
899
900 |  | Total Hydraulic Plant |  |  |  |  | 451498524.006 | 154064235.6523 | 127042292.6872 | 36423016.2362 | 822017.0924 | 79143762.4139 | 387623.3128 | 4140012.901 | 127799.0976 | 178732.8311 | 30004614.7385 | 9986411.4268 | 9178005.6159 | 0
901
902 |  | Distribution - METER - Unbundled
903 |  | A |  | B | C |  | D | E | F | G | H | I | J | K | L | M | N | O | P
904 |  | FERC ACCT |  | DESCRIPTION | COS Factor |  | Utah Jurisdiction Normalized | Residential Sch 1 | General Large Dist. Sch 6 | General +1 MW Sch 8 | Street & Area Lighting Sch. 7,11,12 | General Trans Sch 9 | General Secondary Sch 22 | Irrigation Sch 10 | Traffic Signals Sch 15 | Outdoor Lighting Sch 15 | General Small Dist. Sch 23 | Industrial Cust 1 | Industrial Cust 2
905 |  | 340 | Land and Land Rights |  | F10 |  | 16996127.0118 | 5799565.6196 | 4782356.5916 | 1371101.2931 | 30943.8595 | 2979273.1685 | 14591.6204 | 155845.8807 | 4810.8456 | 6728.1857 | 1129488.1731 | 375926.6265 | 345495.1475 | 0 | 1328
906 |  |  |  | Wind Generation | F10 |  | 2653870.9907 | 905576.8379 | 746744.0916 | 214091.4777 | 4831.7485 | 465200.4912 | 2278.4178 | 24334.6535 | 751.1925 | 1050.5768 | 176364.6444 | 58699.3006 | 53947.5581 | 0 | 1329
907 |  |  |  | Simple Cycle Combustion Turbine | F10 |  | 102291.0881 | 34904.6508 | 28782.5844 | 8251.9649 | 186.2354 | 17930.7376 | 87.8196 | 937.9575 | 28.954 | 40.4935 | 6797.8178 | 2262.5121 | 2079.3605 | 0 | 1330
908 |  |  |  | Total 340 |  |  | 19752289.0906 | 6740047.1083 | 5557883.2675 | 1593444.7357 | 35961.8435 | 3462404.3973 | 16957.8577 | 181118.4917 | 5590.9922 | 7819.256 | 1312650.6353 | 436888.4393 | 401522.0661 | 0
909
910 |  | 341 | Structures and Improvements |  | F10 |  | 73893247.8257 | 25214493.8263 | 20792022.8279 | 5961071.4592 | 134533.1369 | 12952843.3405 | 63439.2894 | 677563.6753 | 20915.8832 | 29251.8108 | 4910621.663 | 1634398.1989 | 1502092.7145 | 0 | 1334
911 |  |  |  | Wind Generation | F10 |  | 23201794.6188 | 7917117.2521 | 6528502.3674 | 1871721.1623 | 42242.1575 | 4067072.6996 | 19919.3486 | 212748.7111 | 6567.3934 | 9184.7973 | 1541889.6669 | 513185.879 | 471643.1837 | 0 | 1336
912 |  |  |  | Simple Cycle Combustion Turbine | F10 |  | 1858932.7933 | 634321.1433 | 523065.019 | 149962.7036 | 3384.4508 | 325854.7426 | 1595.9425 | 17045.4727 | 526.181 | 735.8879 | 123536.533 | 41116.5634 | 37788.1537 | 0 | 1337
913 |  |  |  | Total 341 |  |  | 98953975.2379 | 33765932.2217 | 27843590.2142 | 7982755.325 | 180159.7451 | 17345770.7827 | 84954.5805 | 907357.859 | 28009.4575 | 39172.496 | 6576047.8628 | 2188700.6413 | 2011524.0519 | 0
914
915 |  | 342 | Fuel Holders, Producers & Access |  | F10 |  | 5842136.7827 | 1993504.497 | 1643855.7639 | 471293.33 | 10636.4385 | 1024075.741 | 5015.6275 | 53569.4368 | 1653.6484 | 2312.7022 | 388242.8272 | 129218.5432 | 118758.227 | 0 | 1341
916 |  |  |  | Simple Cycle Combustion Turbine | F10 |  | 1199475.3004 | 409295.3476 | 337507.3983 | 96763.347 | 2183.8149 | 210257.5826 | 1029.781 | 10998.5813 | 339.518 | 474.8313 | 79711.8758 | 26530.4385 | 24382.7841 | 0 | 1343
917 |  |  |  | Total 342 |  |  | 7041612.0831 | 2402799.8447 | 1981363.1622 | 568056.677 | 12820.2534 | 1234333.3236 | 6045.4085 | 64568.0181 | 1993.1664 | 2787.5335 | 467954.703 | 155748.9817 | 143141.0111 | 0
918
919 |  | 343 | Prime Movers |  | F10 |  | 779708634.332 | 266058931.2984 | 219393790.3819 | 62900184.0268 | 1419570.1436 | 136676138.7393 | 669400.2922 | 7149533.4614 | 220700.7433 | 308659.9939 | 51816021.3988 | 17245884.0982 | 15849819.754 | 0 | 1348
920 |  |  |  | Wind Generation | F10 |  | 465309810.6366 | 158777042.4611 | 130928501.4458 | 37537192.0097 | 847162.4984 | 81564760.7774 | 399480.6643 | 4266655.4077 | 131708.4569 | 184200.2474 | 30922452.3667 | 10291894.5753 | 9458759.7259 | 0 | 1349
921 |  |  |  | Simple Cycle Combustion Turbine | F10 |  | 24016234.8557 | 8195027.6016 | 6757668.9082 | 1937423.1932 | 43724.9614 | 4209836.986 | 20618.5669 | 220216.7158 | 6797.9251 | 9507.2064 | 1596013.7985 | 531199.9695 | 488199.0232 | 0 | 1350
922 |  |  |  | Total 343 |  |  | 1269034679.8243 | 433031001.3611 | 357079960.7359 | 102374799.2296 | 2310457.6034 | 222450736.5028 | 1089499.5234 | 11636405.5849 | 359207.1253 | 502367.4477 | 84334487.564 | 28068978.643 | 25796778.5031 | 0
923
924 |  | 344 | Generators |  | F10 |  | 24674021.4469 | 8419483.2376 | 6942756.3718 | 1990487.7557 | 44922.5552 | 4325141.2515 | 21183.2939 | 226248.2858 | 6984.1151 | 9767.6016 | 1639727.4148 | 545749.1368 | 501570.4268 | 0 | 1355
925 |  |  |  | Wind Generation | F10 |  | 173956460.1356 | 59358929.526 | 48947729.28 | 14033310.4873 | 316712.4054 | 30493053.7296 | 149346.179 | 1595092.6767 | 49239.3163 | 68863.4159 | 11560384.5641 | 3847633.3563 | 3536165.1991 | 0 | 1356
926 |  |  |  | Simple Cycle Combustion Turbine | F10 |  | 7651609.766 | 2610948.5357 | 2153003.8211 | 617266.0417 | 13930.8407 | 1341260.6093 | 6569.1075 | 70161.388 | 2165.8295 | 3029.0107 | 508492.4777 | 169241.1362 | 155540.9678 | 0 | 1357
927 |  |  |  | Total 344 |  |  | 206282091.3485 | 70389361.2993 | 58043489.473 | 16641064.2847 | 375565.8013 | 36159455.5904 | 177098.5803 | 1891502.3506 | 58389.2609 | 81660.0282 | 13708604.4567 | 4562623.6292 | 4193276.5938 | 0
928
929 |  | 345 | Accessory Electric Plant |  | F10 |  | 92142036.3621 | 31441503.4575 | 25926852.3149 | 7433226.7062 | 167757.6444 | 16151697.1738 | 79106.3525 | 844895.828 | 26081.3014 | 36475.8823 | 6123356.2354 | 2038031.6566 | 1873051.8091 | 0 | 1361
930 |  |  |  | Wind Generation | F10 |  | 48850560.3997 | 16669211.1912 | 13745531.5184 | 3940842.9042 | 88939.373 | 8563078.1509 | 41939.4861 | 447934.909 | 13827.4152 | 19338.2669 | 3246394.3216 | 1080494.7716 | 993028.0917 | 0 | 1362
931 |  |  |  | Simple Cycle Combustion Turbine | F10 |  | 1262270.0351 | 430722.7107 | 355176.5304 | 101829.0859 | 2298.1416 | 221264.9531 | 1083.6919 | 11574.3772 | 357.2924 | 499.6896 | 83884.9389 | 27919.3557 | 25659.2676 | 0 | 1364
932 |  |  |  | Total 345 |  |  | 142254866.7969 | 48541437.3594 | 40027560.3637 | 11475898.6963 | 258995.1589 | 24936040.2778 | 122129.5304 | 1304405.1142 | 40266.0089 | 56313.8388 | 9453635.496 | 3146445.7839 | 2891739.1684 | 0
933
934 |  | 346 | Misc. Power Plant Equipment |  | F10 |  | 5459523.5954 | 1862945.9124 | 1536196.372 | 440427.3901 | 9939.837 | 957006.9787 | 4687.1441 | 50061.0676 | 1545.3477 | 2161.2388 | 362816.0302 | 120755.7631 | 110980.5139 | 0 | 1368
935 |  |  |  | Wind Generation | F10 |  | 1443650.6299 | 492614.9677 | 406213.2568 | 116461.3117 | 2628.3707 | 253059.3931 | 1239.4119 | 13237.5455 | 408.6331 | 571.4919 | 95938.6989 | 31931.1988 | 29346.3497 | 0 | 1369
936
937 |  | O00 | Unclassified Other Prod - Acct 300 |  | F10 |  | -253096.9923 | -86363.9471 | -71216.2288 | -20417.6877 | -460.799 | -44365.7004 | -217.2904 | -2320.7713 | -71.6405 | -100.1924 | -16819.7178 | -5598.0929 | -5144.9241 | 0 | 1376
938
939 |  | Total Other Production Plant |  |  |  |  | 1749969591.6142 | 597139776.1274 | 492405040.6165 | 141172489.9624 | 3186067.8143 | 306754441.546 | 1502394.7464 | 16046335.2602 | 495338.3516 | 692753.1385 | 116295315.7292 | 38706474.9875 | 35573163.3341 | 0
940
941 |  | Experimental Plant
942 |  | 103 | Experimental Plant |  | F10 |  | 0 | 0 | 0 | 0 | 0 | 0 | 0 | 0 | 0 | 0 | 0 | 0 | 0 | 0 | 1382
943
944 |  | TOTAL PRODUCTION PLANT |  |  |  |  | 5331406371.6511 | 1819228644.0107 | 1500146850.2973 | 430091994.7948 | 9706581.3755 | 934549144.1838 | 4577152.0614 | 48886297.4864 | 1509083.3901 | 2110521.528 | 354301920.5835 | 117922018.9662 | 108376162.9734 | 0
945
946 | [6 empty] | D: TRANSMISSION PLANT
947 |  | 350 | Land and Land Rights
948 |  |  |  | Demand | F10 |  | 111855494.5596 | 38168300.3522 | 31473809.3769 | 9023538.8995 | 203648.7907 | 19607294.8535 | 96030.8729 | 1025658.26 | 31661.3023 | 44279.7665 | 7433426.3396 | 2474061.2198 | 2273784.5257 | 0 | 1391
949 |  |  |  | Direct Assigned | A |  | 712808.72 | 0 | 0 | 0 | 0 | 687900.67 | 0 | 0 | 0 | 0 | 0 | 24908.05 | 0 | 0
950 | [6 empty] | 112568303.2796 | 38168300.3522 | 31473809.3769 | 9023538.8995 | 203648.7907 | 20295195.5235 | 96030.8729 | 1025658.26 | 31661.3023 | 44279.7665 | 7433426.3396 | 2498969.2698 | 2273784.5257 | 0
951 |  | 352 | Structures and Improvements
952 |  |  |  | Demand | F10 |  | 106704692.8671 | 36410699.2006 | 30024480.9264 | 8608016.5364 | 194271.0257 | 18704404.138 | 91608.7747 | 978428.016 | 30203.3401 | 42240.7402 | 7091126.6151 | 2360133.8819 | 2169079.6721 | 0 | 1398
953 |  |  |  | Direct Assigned | A |  | 480.63 | 0 | 0 | 0 | 0 | 480.63 | 0 | 0 | 0 | 0 | 0 | 0 | 0 | 0
954 | [6 empty] | 106705173.4971 | 36410699.2006 | 30024480.9264 | 8608016.5364 | 194271.0257 | 18704884.768 | 91608.7747 | 978428.016 | 30203.3401 | 42240.7402 | 7091126.6151 | 2360133.8819 | 2169079.6721 | 0
955 |  | 353 | Station Equipment
956 |  |  |  | Demand | F10 |  | 890398379.7744 | 303829444.6433 | 250539582.2069 | 71829680.3177 | 1621096.5227 | 156079087.9167 | 764430.3389 | 8164502.3922 | 252032.0741 | 352478.2802 | 59171977.1571 | 19694160.8476 | 18099907.0772 | 0 | 1404
957 |  |  |  | Direct Assigned | A |  | 287956.02 | 0 | 0 | 0 | 0 | 287956.02 | 0 | 0 | 0 | 0 | 0 | 0 | 0 | 0
958 | [6 empty] | 890686335.7944 | 303829444.6433 | 250539582.2069 | 71829680.3177 | 1621096.5227 | 156367043.9367 | 764430.3389 | 8164502.3922 | 252032.0741 | 352478.2802 | 59171977.1571 | 19694160.8476 | 18099907.0772 | 0
959 |  | 354 | Towers and Fixtures
960 |  |  |  | Demand | F10 |  | 560073338.1259 | 191113073.8192 | 157592986.8323 | 45181898.0648 | 1019692.9391 | 98175982.5342 | 480837.6356 | 5135588.9822 | 158531.7856 | 221713.8884 | 37220021.4226 | 12387909.3427 | 11385100.8793 | 0 | 1410
961 |  |  |  | Direct Assigned | A |  | 1829854.15 | 0 | 0 | 0 | 0 | 1829854.15 | 0 | 0 | 0 | 0 | 0 | 0 | 0 | 0
962 | [6 empty] | 561903192.2759 | 191113073.8192 | 157592986.8323 | 45181898.0648 | 1019692.9391 | 100005836.6842 | 480837.6356 | 5135588.9822 | 158531.7856 | 221713.8884 | 37220021.4226 | 12387909.3427 | 11385100.8793 | 0
963 |  | 355 | Poles and Fixtures
964 |  |  |  | Demand | F10 |  | 397597207.3273 | 135671561.6717 | 111875583.4165 | 32074721.772 | 723882.1014 | 69695330.638 | 341347.6202 | 3645765.1138 | 112542.0386 | 157395.1425 | 26422569.2725 | 8794202.1589 | 8082306.3813 | 0 | 1416
965 |  |  |  | Direct Assigned | A |  | 4143223.3 | 0 | 0 | 0 | 0 | 3928670.84 | 0 | 0 | 0 | 0 | 0 | 214552.46 | 0 | 0
966 | [6 empty] | 401740430.6273 | 135671561.6717 | 111875583.4165 | 32074721.772 | 723882.1014 | 73624001.478 | 341347.6202 | 3645765.1138 | 112542.0386 | 157395.1425 | 26422569.2725 | 9008754.6189 | 8082306.3813 | 0
967 |  | 356 | Overhead Conductors
968 |  |  |  | Demand | F10 |  | 525764198.8792 | 179405812.2604 | 147939108.739 | 42414131.9052 | 957228.2856 | 92161888.9751 | 451382.3406 | 4820991.5438 | 148820.3983 | 208132.073 | 34939986.2722 | 11629047.105 | 10687668.981 | 0 | 1422
969 |  |  |  | Direct Assigned | A |  | 3235222.73 | 0 | 0 | 0 | 0 | 3130812.87 | 0 | 0 | 0 | 0 | 0 | 104409.86 | 0 | 0
970 | [6 empty] | 528999421.6092 | 179405812.2604 | 147939108.739 | 42414131.9052 | 957228.2856 | 95292701.8451 | 451382.3406 | 4820991.5438 | 148820.3983 | 208132.073 | 34939986.2722 | 11733456.965 | 10687668.981 | 0
971 |  | 357 | Underground Conduit
972 |  |  |  | Demand | F10 |  | 1531082.519 | 522449.234 | 430814.7716 | 123514.5642 | 2787.5529 | 268385.4424 | 1314.4745 | 14039.2516 | 433.3812 | 606.1032 | 101749.0394 | 33865.0497 | 31123.6543 | 0 | 1428
973 |  |  |  | Direct Assigned | A |  | 0 | 0 | 0 | 0 | 0 | 0 | 0 | 0 | 0 | 0 | 0 | 0 | 0 | 0
974 | [6 empty] | 1531082.519 | 522449.234 | 430814.7716 | 123514.5642 | 2787.5529 | 268385.4424 | 1314.4745 | 14039.2516 | 433.3812 | 606.1032 | 101749.0394 | 33865.0497 | 31123.6543 | 0
975 |  | 358 | Underground Conductors
976 |  |  |  | Demand | F10 |  | 3495713.2548 | 1192837.5444 | 983620.9929 | 282004.0684 | 6364.4417 | 612768.1146 | 3001.1614 | 32053.9209 | 989.4805 | 1383.8334 | 232309.7948 | 77319.4793 | 71060.4225 | 0 | 1434
977 |  |  |  | Direct Assigned | A |  | 0 | 0 | 0 | 0 | 0 | 0 | 0 | 0 | 0 | 0 | 0 | 0 | 0 | 0
978 | [6 empty] | 3495713.2548 | 1192837.5444 | 983620.9929 | 282004.0684 | 6364.4417 | 612768.1146 | 3001.1614 | 32053.9209 | 989.4805 | 1383.8334 | 232309.7948 | 77319.4793 | 71060.4225 | 0
979 |  | 359 | Roads and Trails
980 |  |  |  | Demand | F10 |  | 5180372.3811 | 1767691.518 | 1457649.0271 | 417907.8719 | 9431.6026 | 908074.1999 | 4447.4854 | 47501.3923 | 1466.3324 | 2050.7323 | 344264.863 | 114581.3933 | 105305.9629 | 0 | 1440
981 |  |  |  | Direct Assigned | A |  | 12806.38 | 0 | 0 | 0 | 0 | 12806.38 | 0 | 0 | 0 | 0 | 0 | 0 | 0 | 0
982 | [6 empty] | 5193178.7611 | 1767691.518 | 1457649.0271 | 417907.8719 | 9431.6026 | 920880.5799 | 4447.4854 | 47501.3923 | 1466.3324 | 2050.7323 | 344264.863 | 114581.3933 | 105305.9629 | 0
983
984 |  | T00 | Unclassified Trans Plant - Acct 300 |  | F10 |  | 50754711.6005 | 17318962.151 | 14281320.0566 | 4094453.4398 | 92406.1503 | 8896859.2868 | 43574.2498 | 465395.0116 | 14366.3955 | 20092.0553 | 3372935.8719 | 1122611.4925 | 1031735.4395 | 0 | 1444
985 |  | TS0 | Unclassified Trans Sub - Acct 300 |  | F10 |  | 0 | 0 | 0 | 0 | 0 | 0 | 0 | 0 | 0 | 0 | 0 | 0 | 0 | 0 | 1448
986
987 |  | TOTAL TRANSMISSION PLANT |  |  |  |  | 2663577543.2189 | 905400832.3947 | 746598956.3462 | 214049867.44 | 4830809.4126 | 474988557.6592 | 2277974.9539 | 24329923.8843 | 751046.5285 | 1050372.6151 | 176330366.6482 | 59031762.3407 | 53937072.9957 | 0
988 |  | Distribution - METER - Unbundled |  |  |  |  | D: DISTRIBUTION PLANT
989 |  | A |  | B | C |  | D | E | F | G | H | I | J | K | L | M | N | O | P
990 |  | FERC ACCT |  | DESCRIPTION | COS Factor |  | Utah Jurisdiction Normalized | Residential Sch 1 | General Large Dist. Sch 6 | General +1 MW Sch 8 | Street & Area Lighting Sch. 7,11,12 | General Trans Sch 9 | General Secondary Sch 22 | Irrigation Sch 10 | Traffic Signals Sch 15 | Outdoor Lighting Sch 15 | General Small Dist. Sch 23 | Industrial Cust 1 | Industrial Cust 2
991
992 |  | 360 | Land and Land Rights
993 |  |  |  | Demand Primary | F20 |  | 37805958.7562 | 18095794.3966 | 12772906.832 | 3051242.9762 | 21363.4072 | 0 | 6704.0943 | 589805.1938 | 9148.1335 | 5493.1789 | 3253500.5437 | 0 | 0 | 0 | 1453
994 |  |  |  | Assigned | A |  | 0 | 0 | 0 | 0 | 0 | 0 | 0 | 0 | 0 | 0 | 0 | 0 | 0 | 0
995 | [6 empty] | 37805958.7562 | 18095794.3966 | 12772906.832 | 3051242.9762 | 21363.4072 | 0 | 6704.0943 | 589805.1938 | 9148.1335 | 5493.1789 | 3253500.5437 | 0 | 0 | 0
996 |  | 361 | Structures and Improvements
997 |  |  |  | Demand Primary | F20 |  | 54453644.1785 | 26064196.799 | 18397399.4216 | 4394844.2203 | 30770.6883 | 0 | 9656.2124 | 849523.2819 | 13176.4733 | 7912.0757 | 4686165.006 | 0 | 0 | 0 | 1457
998 |  |  |  | Assigned | A |  | 0 | 0 | 0 | 0 | 0 | 0 | 0 | 0 | 0 | 0 | 0 | 0 | 0 | 0
999 | [6 empty] | 54453644.1785 | 26064196.799 | 18397399.4216 | 4394844.2203 | 30770.6883 | 0 | 9656.2124 | 849523.2819 | 13176.4733 | 7912.0757 | 4686165.006 | 0 | 0 | 0
1000 |  | 362 | Station Equipment
1001 |  |  |  | Demand Primary | F20 |  | 468246219.3623 | 224125709.0503 | 158199012.3017 | 37791211.6235 | 264596.7722 | 0 | 83033.6519 | 7305040.2961 | 113304.3328 | 68035.842 | 40296275.4919 | 0 | 0 | 0 | 1461
1002 |  |  |  | Assigned | A |  | 0 | 0 | 0 | 0 | 0 | 0 | 0 | 0 | 0 | 0 | 0 | 0 | 0 | 0
1003 | [6 empty] | 468246219.3623 | 224125709.0503 | 158199012.3017 | 37791211.6235 | 264596.7722 | 0 | 83033.6519 | 7305040.2961 | 113304.3328 | 68035.842 | 40296275.4919 | 0 | 0 | 0
1004 |  | 364 | Poles, Towers & Fixtures
1005 |  |  |  | Demand Primary | F20 |  | 369727099.2722 | 176969604.5648 | 124913901.079 | 29839931.3733 | 208925.546 | 0 | 65563.351 | 5768058.0154 | 89465.0732 | 53721.084 | 31817929.1856 | 0 | 0 | 0 | 1465
1006 |  |  |  | Demand Secondary | F22 |  | 677995.0947 | 603709.976 | 0 | 0 | 0 | 0 | 0 | 0 | 0 | 0 | 74285.1188 | 0 | 0 | 0
1007 |  |  |  | Assigned | A |  | 4019781 | 0 | 0 | 0 | 4019781 | 0 | 0 | 0 | 0 | 0 | 0 | 0 | 0 | 0
1008 | [6 empty] | 374424875.3669 | 177573314.5407 | 124913901.079 | 29839931.3733 | 4228706.546 | 0 | 65563.351 | 5768058.0154 | 89465.0732 | 53721.084 | 31892214.3043 | 0 | 0 | 0
1009 |  | 365 | Overhead Conductors
1010 |  |  |  | Demand Primary | F20 |  | 146841244.3992 | 70285453.8017 | 49610950.1124 | 11851261.8206 | 82977.1126 | 0 | 26039.2167 | 2290848.6243 | 35532.0524 | 21335.9282 | 12636845.7303 | 0 | 0 | 0 | 1469
1011 |  |  |  | Demand Secondary | F22 |  | 83279438.0231 | 74154854.3919 | 0 | 0 | 0 | 0 | 0 | 0 | 0 | 0 | 9124583.6312 | 0 | 0 | 0
1012 |  |  |  | Assigned | A |  | 1702320 | 0 | 0 | 0 | 1702320 | 0 | 0 | 0 | 0 | 0 | 0 | 0 | 0 | 0
1013 | [6 empty] | 231823002.4223 | 144440308.1936 | 49610950.1124 | 11851261.8206 | 1785297.1126 | 0 | 26039.2167 | 2290848.6243 | 35532.0524 | 21335.9282 | 21761429.3615 | 0 | 0 | 0
1014 |  | 366 | Underground Conduit
1015 |  |  |  | Demand Primary | F20 |  | 121146879.7426 | 57986865.027 | 40929997.7794 | 9777521.271 | 68457.7302 | 0 | 21482.8597 | 1889994.6261 | 29314.6336 | 17602.5553 | 10425643.2604 | 0 | 0 | 0 | 1473
1016 |  |  |  | Demand Secondary | F22 |  | 76154509.5635 | 67810574.8793 | 0 | 0 | 0 | 0 | 0 | 0 | 0 | 0 | 8343934.6843 | 0 | 0 | 0
1017 |  |  |  | Assigned | A |  | 25971 | 0 | 0 | 0 | 25971 | 0 | 0 | 0 | 0 | 0 | 0 | 0 | 0 | 0
1018 | [6 empty] | 197327360.3062 | 125797439.9062 | 40929997.7794 | 9777521.271 | 94428.7302 | 0 | 21482.8597 | 1889994.6261 | 29314.6336 | 17602.5553 | 18769577.9446 | 0 | 0 | 0
1019 |  | 367 | Underground Conductors
1020 |  |  |  | Demand Primary | F20 |  | 373978563.1716 | 179004564.6382 | 126350276.5624 | 30183058.4831 | 211327.9651 | 0 | 66317.259 | 5834384.4774 | 90493.8253 | 54338.8187 | 32183801.1424 | 0 | 0 | 0 | 1477
1021 |  |  |  | Demand Secondary | F22 |  | 158310699.8338 | 140965251.1295 | 0 | 0 | 0 | 0 | 0 | 0 | 0 | 0 | 17345448.7043 | 0 | 0 | 0
1022 |  |  |  | Assigned | A |  | 1286359 | 0 | 0 | 0 | 1286359 | 0 | 0 | 0 | 0 | 0 | 0 | 0 | 0 | 0
1023 | [6 empty] | 533575622.0054 | 319969815.7677 | 126350276.5624 | 30183058.4831 | 1497686.9651 | 0 | 66317.259 | 5834384.4774 | 90493.8253 | 54338.8187 | 49529249.8467 | 0 | 0 | 0
1024 |  | 368 | Line Transformers
1025 |  |  |  | Demand Secondary | F21 |  | 518100945.4715 | 313790978.5322 | 128050269.3185 | 25150795.9123 | 1732564.4353 | 0 | 1051089.8828 | 9293167.8435 | 70969.8155 | 349854.2738 | 38611255.4575 | 0 | 0 | 0 | 1481
1026 |  |  |  | Assigned | A |  | 0 | 0 | 0 | 0 | 0 | 0 | 0 | 0 | 0 | 0 | 0 | 0 | 0 | 0
1027 | [6 empty] | 518100945.4715 | 313790978.5322 | 128050269.3185 | 25150795.9123 | 1732564.4353 | 0 | 1051089.8828 | 9293167.8435 | 70969.8155 | 349854.2738 | 38611255.4575 | 0 | 0 | 0
1028 |  | 369 | Services
1029 |  |  |  | Customer | F70 |  | 296084579.4985 | 238924479.1118 | 20292064.5358 | 1622663.5524 | 0 | 0 | 10514.6668 | 0 | 869044.9022 | 194104.1718 | 34171708.5577 | 0 | 0 | 0 | 1485
1030 |  |  |  | Assigned | A |  | 0 | 0 | 0 | 0 | 0 | 0 | 0 | 0 | 0 | 0 | 0 | 0 | 0 | 0
1031 | [6 empty] | 296084579.4985 | 238924479.1118 | 20292064.5358 | 1622663.5524 | 0 | 0 | 10514.6668 | 0 | 869044.9022 | 194104.1718 | 34171708.5577 | 0 | 0 | 0
1032 |  | 370 | Meters
1033 |  |  |  | Customer | F60 |  | 84870862.1723 | 60201513.6961 | 8925339.7561 | 1435192.044 | 0 | 2463108.4034 | 1209.483 | 933223.3836 | 197886.6242 | 44198.659 | 10206488.0988 | 231351.012 | 231351.012 | 0 | 1489
1034 |  |  |  | Assigned | A |  | 0 | 0 | 0 | 0 | 0 | 0 | 0 | 0 | 0 | 0 | 0 | 0 | 0 | 0
1035 | [6 empty] | 84870862.1723 | 60201513.6961 | 8925339.7561 | 1435192.044 | 0 | 2463108.4034 | 1209.483 | 933223.3836 | 197886.6242 | 44198.659 | 10206488.0988 | 231351.012 | 231351.012 | 0
1036 |  | 371 | Install on Customers' Premises
1037 |  |  |  | Demand Primary | F20 |  | 0 | 0 | 0 | 0 | 0 | 0 | 0 | 0 | 0 | 0 | 0 | 0 | 0 | 0 | 1493
1038 |  |  |  | Demand Secondary | F22 |  | 0 | 0 | 0 | 0 | 0 | 0 | 0 | 0 | 0 | 0 | 0 | 0 | 0 | 0
1039 |  |  |  | Assigned | A |  | 4280466.6154 | 0 | 0 | 0 | 4280466.6154 | 0 | 0 | 0 | 0 | 0 | 0 | 0 | 0 | 0
1040 | [6 empty] | 4280466.6154 | 0 | 0 | 0 | 4280466.6154 | 0 | 0 | 0 | 0 | 0 | 0 | 0 | 0 | 0
1041 |  | 372 | Leased Property
1042 |  |  |  | Demand Primary | F20 |  | 0 | 0 | 0 | 0 | 0 | 0 | 0 | 0 | 0 | 0 | 0 | 0 | 0 | 0 | 1497
1043 |  |  |  | Demand Secondary | F22 |  | 0 | 0 | 0 | 0 | 0 | 0 | 0 | 0 | 0 | 0 | 0 | 0 | 0 | 0
1044 |  |  |  | Assigned | A |  | 0 | 0 | 0 | 0 | 0 | 0 | 0 | 0 | 0 | 0 | 0 | 0 | 0 | 0
1045 | [6 empty] | 0 | 0 | 0 | 0 | 0 | 0 | 0 | 0 | 0 | 0 | 0 | 0 | 0 | 0
1046
1047 |  | 373 | Street Lights |  | A |  | 21970455.29 | 0 | 0 | 0 | 21970455.29 | 0 | 0 | 0 | 0 | 0 | 0 | 0 | 0 | 0 | 1502
1048
1049
1050 |  | D00 | Unclassified Dist Plant - Acct 300 |  | F22 |  | 21895903.5131 | 19496859.9133 | 0 | 0 | 0 | 0 | 0 | 0 | 0 | 0 | 2399043.5998 | 0 | 0 | 0 | 1505
1051 |  | DS0 | Unclassified Dist Sub - Acct 300 |  | F20 |  | 0 | 0 | 0 | 0 | 0 | 0 | 0 | 0 | 0 | 0 | 0 | 0 | 0 | 0 | 1509
1052 |  | TOTAL DISTRIBUTION PLANT |  |  |  |  | 2844859894.9585 | 1668480409.9074 | 688442117.6989 | 155097723.2767 | 35906336.5623 | 2463108.4034 | 1341610.6775 | 34754045.742 | 1518335.8662 | 816596.5874 | 255576908.2127 | 231351.012 | 231351.012 | 0
1053
1054 |  | Distribution - METER - Unbundled |  |  |  |  | DISTRIBUTION PLANT D: GENERAL PLANT
1055
1056 |  | A |  | B | C |  | D | E | F | G | H | I | J | K | L | M | N | O | P
1057 |  | FERC ACCT |  | DESCRIPTION | COS Factor |  | Utah Jurisdiction Normalized | Residential Sch 1 | General Large Dist. Sch 6 | General +1 MW Sch 8 | Street & Area Lighting Sch. 7,11,12 | General Trans Sch 9 | General Secondary Sch 22 | Irrigation Sch 10 | Traffic Signals Sch 15 | Outdoor Lighting Sch 15 | General Small Dist. Sch 23 | Industrial Cust 1 | Industrial Cust 2
1058 |  | 389 | Land and Land Rights
1059 |  |  |  | Situs | F107 |  | 4233788.8854 | 2161196.361 | 1074558.9581 | 264556.2351 | 39327.9961 | 235326.2391 | 2497.4263 | 47698.35 | 1930.9954 | 1355.3544 | 349498.9128 | 29169.4764 | 26672.5807 | 0 | 1516
1060 |  |  |  | Customer - System | F42 |  | 532919.6161 | 464295.5624 | 10062.9365 | 156.0843 | 4690.0205 | 345.8189 | 0.63535 | 1854.0164 | 1416.2986 | 316.3352 | 49777.7726 | 2.0677 | 2.0677 | 0 | 1517
1061 |  |  |  | System Generation | F105 |  | 144.573 | 49.2694 | 40.6278 | 11.648 | 0.26288 | 25.4886 | 0.12396 | 1.324 | 0.04087 | 0.057158 | 9.5954 | 3.1998 | 2.9351 | 0 | 1518
1062 |  |  |  | System Generation | F105 |  | 534.0353 | 181.8234 | 149.9327 | 42.9857 | 0.97013 | 94.5501 | 0.45746 | 4.886 | 0.15083 | 0.21094 | 35.4108 | 11.8257 | 10.8317 | 0 | 1519
1063 |  |  |  | System Overheads | F102 |  | 3240575.9347 | 1313322.076 | 877475.6831 | 238933.0153 | 15080.1738 | 422118.245 | 2450.4182 | 32277.7574 | 1129.574 | 1189.0726 | 235037.5746 | 52969.571 | 48592.7737 | 0 | 1520
1064 |  |  | Total Land & Land Rights |  |  |  | 8007963.0446 | 3939045.0922 | 1962288.1381 | 503699.9683 | 59099.4235 | 657910.3418 | 4949.0613 | 81836.3337 | 4477.0596 | 2861.0302 | 634359.2663 | 82156.1406 | 75281.1888 | 0
1065
1066 |  | 390 | Structures and Improvements
1067 |  |  |  | Situs | F107 |  | 43432344.4908 | 22170643.6965 | 11023368.4549 | 2713951.4629 | 403446.4455 | 2414095.4028 | 25619.8602 | 489313.7621 | 19809.1257 | 13903.9099 | 3585336.3476 | 299235.2202 | 273620.8024 | 0 | 1524
1068 |  |  |  | System Generation | F105 |  | 145842.546 | 49702.0264 | 40984.5891 | 11750.2788 | 265.1875 | 25712.4423 | 125.0496 | 1335.5925 | 41.2287 | 57.6603 | 9679.6648 | 3227.9477 | 2960.8785 | 0 | 1525
1069 |  |  |  | System Generation | F105 |  | 647690.1818 | 220727.87 | 182013.5254 | 52183.2647 | 1177.7041 | 114189.5617 | 555.348 | 5931.3975 | 183.0978 | 256.0706 | 42987.6192 | 14335.3918 | 13149.331 | 0 | 1526
1070 |  |  |  | System Generation | F105 |  | 431086.8115 | 147099.1744 | 121298.8614 | 34776.3749 | 784.8547 | 75565.7668 | 370.0993 | 3952.8478 | 122.0215 | 170.6525 | 28648.1417 | 9534.9376 | 8763.0789 | 0 | 1527
1071 |  |  |  | Customer - System | F42 |  | 3841346.6073 | 3346696.4425 | 72534.817 | 1125.0737 | 33806.2137 | 2492.703 | 4.5797 | 13363.9659 | 10208.8452 | 2280.1807 | 358803.9777 | 14.9041 | 14.9041 | 0 | 1528
1072 |  |  |  | System Generation | F102 |  | 2523283.0084 | 859103.9928 | 708422.3048 | 203104.6242 | 4583.7904 | 446743.2596 | 2161.4928 | 23085.8356 | 712.6425 | 996.6628 | 167313.8754 | 55875.4773 | 51179.0503 | 0 | 1529
1073 |  |  |  | System Overheads | F102 |  | 41467260.4869 | 16805614.1028 | 11228409.2254 | 3057449.5966 | 192969.8637 | 5401535.8923 | 31356.1951 | 413034.659 | 14454.325 | 15215.6846 | 3007602.515 | 677812.5373 | 621805.8901 | 0 | 1530
1074
1075 |  |  | Total Structures and Improvements |  |  |  | 92488854.1327 | 43599587.3054 | 23377031.7779 | 6074340.6758 | 637034.0596 | 8480335.0286 | 60192.6247 | 950018.0604 | 45531.2864 | 32880.8214 | 7200372.1414 | 1060036.4159 | 971493.9353 | 0
1076
1077 |  | 391 | Office Furniture & Equipment
1078 |  |  |  | Situs | F107 |  | 1985828.4454 | 1013693.7211 | 504014.2064 | 124088.213 | 18446.5158 | 110378.0921 | 1171.4 | 22372.5705 | 905.7196 | 635.7193 | 163929.9694 | 13681.7346 | 12510.5835 | 0 | 1534
1079 |  |  |  | System Generation | F105 |  | 0 | 0 | 0 | 0 | 0 | 0 | 0 | 0 | 0 | 0 | 0 | 0 | 0 | 0 | 1535
1080 |  |  |  | System Generation | F105 |  | 0 | 0 | 0 | 0 | 0 | 0 | 0 | 0 | 0 | 0 | 0 | 0 | 0 | 0 | 1536
1081 |  |  |  | Customer - System | F42 |  | 2902766.8662 | 2528977.6054 | 54811.941 | 850.1776 | 25546.1345 | 1883.6456 | 3.4607 | 10098.6663 | 7714.4556 | 1723.0502 | 271135.2045 | 11.2625 | 11.2625 | 0 | 1537
1082 |  |  |  | System Generation | F105 |  | 1396022.8472 | 475304.9096 | 391939.279 | 112368.9633 | 2536.0121 | 247163.6337 | 1195.86 | 12772.3897 | 394.2741 | 551.4102 | 92567.4972 | 30913.4737 | 28315.1447 | 0 | 1538
1083 |  |  |  | Energy | F30 |  | 38533.9104 | 11200.052 | 10719.3045 | 3362.9018 | 135.9927 | 7903.6137 | 42.4273 | 388.3222 | 12.9818 | 28.7065 | 2359.3871 | 1014.4126 | 1365.8082 | 0 | 1539
1084 |  |  |  | System Overheads | F102 |  | 23648126.8266 | 9583977.5533 | 6403385.2805 | 1743615.4445 | 110047.6799 | 3080411.012 | 17881.9452 | 235547.1735 | 8243.0743 | 8677.2657 | 1715188.4374 | 386545.8354 | 354606.1249 | 0 | 1540
1085 |  |  |  | Cholla | F10 |  | 2488.1445 | 849.0262 | 700.1121 | 200.7221 | 4.53 | 436.1501 | 2.1361 | 22.815 | 0.70428 | 0.98497 | 165.3512 | 55.0337 | 50.5787 | 0 | 1541
1086 |  |  |  | Simple Cycle Combustion Turbine | F10 |  | 810.9262 | 276.7113 | 228.1778 | 65.4186 | 1.4764 | 142.1483 | 0.6962 | 7.4358 | 0.22954 | 0.32102 | 53.8906 | 17.9364 | 16.4844 | 0 | 1542
1087 |  |  | Total Office Furniture & Equipment |  |  |  | 29974577.9665 | 13614279.5789 | 7365798.3012 | 1984551.8408 | 156718.3414 | 3448318.2956 | 20297.9255 | 281209.3729 | 17271.4392 | 11617.458 | 2245399.7374 | 432239.6888 | 396875.9869 | 0
1088
1089 |  | 392 | Transportation Equipment
1090 |  |  |  | Situs | F107 |  | 33850910.6323 | 17279667.6585 | 8591547.7234 | 2115237.6071 | 314443.7569 | 1881531.5797 | 19967.9665 | 381368.2321 | 15439.1146 | 10836.6246 | 2794389.7966 | 233222.1485 | 213258.4239 | 0 | 1546
1091 |  |  |  | System Overheads | F102 |  | 3649608.7776 | 1479092.5666 | 988232.6536 | 269091.6823 | 16983.6276 | 475398.9671 | 2759.7156 | 36351.9292 | 1272.1513 | 1339.16 | 264704.5503 | 59655.5103 | 54726.2638 | 0 | 1547
1092 |  |  |  | System Generation | F105 |  | 8845162.0824 | 3011518.7384 | 2483316.4126 | 711966.6381 | 16068.1022 | 1566021.9355 | 7576.9361 | 80925.5073 | 2498.1098 | 3493.7198 | 586505.0973 | 195866.9129 | 179403.9725 | 0 | 1548
1093 |  |  |  | Customer - System | F42 |  | 0 | 0 | 0 | 0 | 0 | 0 | 0 | 0 | 0 | 0 | 0 | 0 | 0 | 0 | 1549
1094 |  |  |  | System Generation | F105 |  | 256189.6157 | 87307.465 | 71994.2593 | 20640.749 | 465.8332 | 45166.9354 | 219.6643 | 2346.1255 | 72.4231 | 101.287 | 17003.4716 | 5670.2705 | 5201.1319 | 0 | 1550
1095 |  |  |  | Energy | F30 |  | 230635.3288 | 67035.1817 | 64157.7845 | 20127.8289 | 813.9512 | 47305.1537 | 253.9381 | 2324.2081 | 77.6992 | 171.8159 | 14121.5362 | 6071.5191 | 8174.7122 | 0 | 1551
1096 |  |  |  | System Generation | F105 |  | 30931.5951 | 10541.2515 | 8692.3792 | 2492.1045 | 56.2434 | 5453.3253 | 26.5216 | 283.2644 | 8.7442 | 12.2291 | 2052.9501 | 684.6121 | 627.9697 | 0 | 1552
1097 |  |  |  | Cholla | F10 |  | 139781.0678 | 47697.3063 | 39331.4848 | 11276.3339 | 254.4913 | 24502.4048 | 120.0057 | 1281.7216 | 39.5658 | 55.3345 | 9289.2377 | 3091.7294 | 2841.4521 | 0 | 1553
1098 |  |  |  | Simple Cycle Combustion Turbine | F10 |  | 19426.8219 | 6628.9884 | 5466.3036 | 1567.1888 | 35.3693 | 3405.3528 | 16.6784 | 178.1341 | 5.4989 | 7.6904 | 1291.0215 | 429.6896 | 394.906 | 0 | 1554
1099 |  |  | Total Transportation Equipment |  |  |  | 47022645.9215 | 21989489.1563 | 12252739.0009 | 3152400.1325 | 349121.3749 | 4048785.6544 | 30941.4263 | 505059.1223 | 19413.307 | 16017.8614 | 3689357.6613 | 504692.3924 | 464628.8319 | 0
1100
1101 |  | 393 | Stores Equipment
1102 |  |  |  | Situs | F107 |  | 3704755.7731 | 1891144.0584 | 940287.4379 | 231498.6093 | 34413.7662 | 205921.0477 | 2185.3604 | 41738.2024 | 1689.7078 | 1185.9961 | 305827.2743 | 25524.6044 | 23339.7082 | 0 | 1558
1103 |  |  |  | System Generation | F105 |  | 0 | 0 | 0 | 0 | 0 | 0 | 0 | 0 | 0 | 0 | 0 | 0 | 0 | 0 | 1559
1104 |  |  |  | System Generation | F105 |  | 0 | 0 | 0 | 0 | 0 | 0 | 0 | 0 | 0 | 0 | 0 | 0 | 0 | 0 | 1560
1105 |  |  |  | System Overheads | F102 |  | 86305.0801 | 34977.2291 | 23369.4907 | 6363.4161 | 401.6248 | 11242.1217 | 65.2611 | 859.6418 | 30.0835 | 31.6681 | 6259.6702 | 1410.7193 | 1294.1537 | 0 | 1561
1106 |  |  |  | System Generation | F105 |  | 2582096.5111 | 879128.2686 | 724934.4427 | 207838.6529 | 4690.6309 | 457156.0971 | 2211.8736 | 23623.9278 | 729.253 | 1019.8933 | 171213.6817 | 57177.8411 | 52371.9483 | 0 | 1562
1107 |  |  |  | Simple Cycle Combustion Turbine | F10 |  | 23479.5259 | 8011.8871 | 6606.6502 | 1894.1261 | 42.7478 | 4115.7566 | 20.1578 | 215.2954 | 6.646 | 9.2947 | 1560.3465 | 519.3288 | 477.2889 | 0 | 1563
1108 |  |  | Total Stores Equipment |  |  |  | 6396636.8901 | 2813261.4433 | 1695198.0214 | 447594.8045 | 39548.7697 | 678435.023 | 4482.6528 | 66437.0673 | 2455.6903 | 2246.8523 | 484860.9727 | 84632.4937 | 77483.0991 | 0 | 1564
1109
1110 |  | 394 | Tools, Shop & Garage Equipment
1111 |  |  |  | Situs | F107 |  | 13776192.0215 | 7032248.6245 | 3496473.4771 | 860831.183 | 127968.1253 | 765720.6217 | 8126.2966 | 155204.1555 | 6283.2049 | 4410.1449 | 1137223.4809 | 94913.6387 | 86789.0684 | 0 | 1567
1112 |  |  |  | System Generation | F105 |  | 47927.9171 | 16333.4682 | 13468.6759 | 3861.4684 | 87.148 | 8449.8239 | 41.0948 | 438.9128 | 13.5489 | 18.9488 | 3181.0071 | 1060.7934 | 973.027 | 0 | 1568
1113 |  |  |  | System Generation | F105 |  | 9651937.6486 | 3286202.1995 | 2709822.042 | 776905.7858 | 17533.6889 | 1708860.2715 | 8268.0356 | 88306.7991 | 2725.9648 | 3812.3853 | 640000.7798 | 213732.1185 | 195767.5778 | 0 | 1569
1114 |  |  |  | System Overheads | F102 |  | 1612213.6025 | 653388.7056 | 436551.4836 | 118871.1714 | 7502.5125 | 210007.3537 | 1219.1035 | 16058.454 | 561.9725 | 591.5735 | 116933.1571 | 26352.8041 | 24175.3109 | 0 | 1570
1115 |  |  |  | Energy | F30 |  | 58739.2045 | 17072.8104 | 16339.9824 | 5126.2426 | 207.3006 | 12047.8814 | 64.6741 | 591.9394 | 19.7888 | 43.7588 | 3596.534 | 1546.3208 | 2081.9711 | 0 | 1571
1116 |  |  |  | System Generation | F105 |  | 0 | 0 | 0 | 0 | 0 | 0 | 0 | 0 | 0 | 0 | 0 | 0 | 0 | 0 | 1572
1117 |  |  |  | Cholla | F10 |  | 724249.5715 | 247134.7097 | 203788.7638 | 58426.224 | 1318.5991 | 126954.6476 | 621.7872 | 6641.0019 | 205.0028 | 286.7056 | 48130.4549 | 16019.22 | 14722.4549 | 0 | 1573
1118 |  |  |  | Simple Cycle Combustion Turbine | F10 |  | 39116.0608 | 13347.521 | 11006.4458 | 3155.5472 | 71.2163 | 6856.7051 | 33.5822 | 358.6745 | 11.072 | 15.4847 | 2599.4821 | 865.1835 | 795.1464 | 0 | 1574
1119 |  |  | Total Tools, Shop & Garage Equipment |  |  |  | 25910376.0266 | 11265728.0389 | 6887450.8706 | 1827177.6225 | 154688.5907 | 2838897.305 | 18374.574 | 267599.9371 | 9820.5546 | 9179.0016 | 1951664.8959 | 354490.0791 | 325304.5565 | 0
1120
1121 |  | 395 | Laboratory Equipment
1122 |  |  |  | Situs | F107 |  | 7119824.9885 | 3634413.5886 | 1807050.8305 | 444895.6111 | 66136.6113 | 395740.4781 | 4199.8405 | 80212.7629 | 3247.2921 | 2279.2554 | 587740.9479 | 49053.3593 | 44854.4109 | 0 | 1578
1123 |  |  |  | System Generation | F105 |  | 50.7888 | 17.3084 | 14.2726 | 4.092 | 0.09235 | 8.9542 | 0.043548 | 0.46511 | 0.014358 | 0.02008 | 3.3709 | 1.1241 | 1.0311 | 0 | 1579
1124 |  |  |  | System Generation | F105 |  | 0 | 0 | 0 | 0 | 0 | 0 | 0 | 0 | 0 | 0 | 0 | 0 | 0 | 0 | 1580
1125 |  |  |  | System Overheads | F102 |  | 2113658.3155 | 856611.3502 | 572331.5273 | 155843.5182 | 9836.0092 | 275325.6695 | 1598.2797 | 21053.0942 | 736.7621 | 775.5699 | 153302.7258 | 34549.2827 | 31694.5266 | 0 | 1581
1126 |  |  |  | Energy | F30 |  | 462319.2544 | 134375.1428 | 128607.266 | 40347.1701 | 1631.6031 | 94825.383 | 509.0308 | 4658.9833 | 155.7518 | 344.4129 | 28307.2768 | 12170.6427 | 16386.5912 | 0 | 1582
1127 |  |  |  | System Generation | F105 |  | 2620956.2431 | 892358.8697 | 735844.4757 | 210966.5586 | 4761.2234 | 464036.1511 | 2245.1616 | 23979.4604 | 740.228 | 1035.2424 | 173790.3932 | 58038.3495 | 53160.1295 | 0 | 1583
1128 |  |  |  | Cholla | F10 |  | 97269.6857 | 33191.2044 | 27369.6662 | 7846.8813 | 177.0933 | 17050.5295 | 83.5086 | 891.9138 | 27.5327 | 38.5057 | 6464.1174 | 2151.4469 | 1977.286 | 0 | 1584
1129 |  |  |  | Simple Cycle Combustion Turbine | F10 |  | 6099.9402 | 2081.4744 | 1716.3963 | 492.0907 | 11.1058 | 1069.2664 | 5.237 | 55.9334 | 1.7266 | 2.4148 | 405.3753 | 134.9207 | 123.9988 | 0 | 1585
1130 |  |  | Total Laboratory Equipment |  |  |  | 12420179.216 | 5553048.9385 | 3272934.4346 | 860395.9219 | 82553.7384 | 1248056.4317 | 8641.1017 | 130852.613 | 4909.3076 | 4475.4211 | 950014.2073 | 156099.126 | 148197.9742 | 0
1131
1132 |  | 396 | Power Operated Equipment
1133 |  |  |  | Situs | F107 |  | 47789334.3346 | 24394729.6985 | 12129196.4954 | 2986206.1408 | 443918.865 | 2656269.5077 | 28189.9603 | 538400.1082 | 21796.312 | 15298.7044 | 3945005.489 | 329253.5126 | 301069.5407 | 0 | 1589
1134 |  |  |  | System Generation | F105 |  | 204768.8787 | 69783.6708 | 57544.0335 | 16497.8703 | 372.3341 | 36101.3169 | 175.5747 | 1875.2262 | 57.8868 | 80.9574 | 13590.6439 | 4532.1701 | 4157.194 | 0 | 1590
1135 |  |  |  | System Generation | F105 |  | 17560532.9412 | 5978847.3649 | 4930193.394 | 1413486.0938 | 31900.4259 | 3109064.5405 | 15042.6906 | 160663.5383 | 4959.5631 | 6936.1738 | 1164403.9968 | 388859.7341 | 356175.4255 | 0 | 1591
1136 |  |  |  | System Overheads | F102 |  | 1868337.3467 | 757189.0714 | 505904.0808 | 137755.598 | 8694.3965 | 243370.0977 | 1412.776 | 18609.5746 | 651.25 | 685.5536 | 135509.7018 | 30539.333 | 28015.9131 | 0 | 1592
1137 |  |  |  | System Generation | F105 |  | 471590.5688 | 160714.4661 | 132526.1126 | 37995.227 | 857.4997 | 83142.7152 | 404.3552 | 4318.7178 | 133.3156 | 186.4479 | 31299.7732 | 10437.7614 | 9574.1771 | 0 | 1593
1138 |  |  |  | Energy | F30 |  | 172054.3986 | 50008.3744 | 47861.8305 | 15015.399 | 607.2092 | 35289.7356 | 189.4383 | 1733.8637 | 57.9638 | 128.175 | 10534.6932 | 4529.3649 | 6098.351 | 0 | 1594
1139 |  |  |  | Cholla | F10 |  | 0 | 0 | 0 | 0 | 0 | 0 | 0 | 0 | 0 | 0 | 0 | 0 | 0 | 0 | 1595
1140 |  |  |  | Simple Cycle Combustion Turbine | F10 |  | 419549.6351 | 143162.3592 | 118052.54 | 33845.6548 | 763.8496 | 73543.4002 | 360.1944 | 3847.0578 | 118.7558 | 166.0854 | 27881.4315 | 9279.7541 | 8528.5526 | 0 | 1596
1141 |  |  | Total Power Operated Equipment |  |  |  | 68486168.1038 | 31554435.0053 | 17921278.4867 | 4640801.9837 | 487114.5799 | 6236781.3139 | 45774.9894 | 729448.0867 | 27775.0472 | 23482.0974 | 5328225.7294 | 777431.6302 | 713619.1541 | 0
1142
1143 |  | 397 | Communication Equipment
1144 |  |  |  | Situs | F107 |  | 60387824.8392 | 30825804.2206 | 15326762.8353 | 3773446.4368 | 560947.2288 | 3356530.0708 | 35621.5547 | 680336.1436 | 27542.3772 | 19331.8341 | 4985009.8097 | 416053.1575 | 380439.17 | 0 | 1600
1145 |  |  |  | System Generation | F105 |  | 179473.6937 | 61163.2648 | 50435.595 | 14459.8815 | 326.3395 | 31641.7062 | 153.8859 | 1643.5788 | 50.736 | 70.9567 | 11911.7859 | 3972.3093 | 3643.6541 | 0 | 1601
1146 |  |  |  | System Generation | F105 |  | 494533.6622 | 168533.2972 | 138973.5676 | 39843.7119 | 899.2175 | 87187.6458 | 424.0273 | 4528.8254 | 139.8014 | 195.5187 | 32822.5213 | 10945.5631 | 10039.9651 | 0 | 1602
1147 |  |  |  | System Overheads | F102 |  | 37599580.6468 | 15238142.9436 | 10181127.7922 | 2772279.1748 | 174971.4321 | 4897730.9332 | 28431.5812 | 374510.6329 | 13106.1602 | 13796.5072 | 2727081.3646 | 614592.4968 | 563809.6281 | 0 | 1603
1148 |  |  |  | Customer - System | F42 |  | 1700150.2379 | 1481221.9085 | 32103.3479 | 497.9489 | 14962.3682 | 1103.251 | 2.0269 | 5914.7877 | 4518.3558 | 1009.1903 | 158803.8598 | 6.5964 | 6.5964 | 0 | 1604
1149 |  |  |  | System Generation | F105 |  | 71242043.283 | 24255830.058 | 20001502.9351 | 5734429.4624 | 129418.1405 | 12613290.9124 | 61027.3057 | 651802.4702 | 20120.6541 | 28139.6468 | 4723918.1305 | 1577580.9369 | 1444982.6305 | 0 | 1605
1150 |  |  |  | Energy | F30 |  | 146115.313 | 42469.0641 | 40646.1352 | 12751.6631 | 515.6657 | 29969.4213 | 160.8784 | 1472.4647 | 49.2251 | 108.8512 | 8946.4728 | 3846.5135 | 5178.9578 | 0 | 1606
1151 |  |  |  | Cholla | F10 |  | 564284.4263 | 192550.0178 | 158777.8995 | 45521.6124 | 1027.3598 | 98914.1497 | 484.453 | 5174.2025 | 159.7238 | 223.3809 | 37499.8719 | 12481.0517 | 11470.7034 | 0 | 1607
1152 |  |  |  | Simple Cycle Combustion Turbine | F10 |  | 7235.9904 | 2469.1273 | 2036.0572 | 583.7374 | 13.1741 | 1268.4062 | 6.2123 | 66.3504 | 2.0482 | 2.8645 | 480.8722 | 160.0483 | 147.0923 | 0 | 1608
1153 |  |  | Total Communication Equipment |  |  |  | 172321242.0926 | 72268183.902 | 45932366.1649 | 12393813.6293 | 883080.9263 | 21117636.4964 | 126311.9253 | 1725449.4562 | 65689.0818 | 62878.7504 | 12686474.6888 | 2639638.6737 | 2419718.3976 | 0
1154
1155 |  | Distribution - METER - Unbundled |  |  |  |  | D: GENERAL PLANT
1156
1157 |  | A |  | B | C |  | D | E | F | G | H | I | J | K | L | M | N | O | P
1158 |  | FERC ACCT |  | DESCRIPTION | COS Factor |  | Utah Jurisdiction Normalized | Residential Sch 1 | General Large Dist. Sch 6 | General +1 MW Sch 8 | Street & Area Lighting Sch. 7,11,12 | General Trans Sch 9 | General Secondary Sch 22 | Irrigation Sch 10 | Traffic Signals Sch 15 | Outdoor Lighting Sch 15 | General Small Dist. Sch 23 | Industrial Cust 1 | Industrial Cust 2
1159 |  | 398 | Misc. Equipment
1160 |  |  |  | Situs | F107 |  | 1061337.0769 | 541774.2572 | 269373.2008 | 66319.6368 | 9858.8431 | 58992.1863 | 626.0612 | 11957.1449 | 484.0669 | 339.7637 | 87613.2855 | 7312.2793 | 6686.3511 | 0 | 1612
1161 |  |  |  | System Generation | F105 |  | 0 | 0 | 0 | 0 | 0 | 0 | 0 | 0 | 0 | 0 | 0 | 0 | 0 | 0 | 1613
1162 |  |  |  | System Generation | F105 |  | 0 | 0 | 0 | 0 | 0 | 0 | 0 | 0 | 0 | 0 | 0 | 0 | 0 | 0 | 1614
1163 |  |  |  | Customer - System | F42 |  | 103201.6661 | 89912.3886 | 1948.7213 | 30.2262 | 908.2382 | 66.969 | 0.12304 | 359.0365 | 274.271 | 61.2594 | 9639.6322 | 0.40041 | 0.40041 | 0 | 1615
1164 |  |  |  | System Overheads | F102 |  | 1131560.0982 | 458592.2032 | 306401.2355 | 83431.7948 | 5265.7686 | 147397.306 | 855.649 | 11270.9047 | 394.4301 | 415.2061 | 82071.5658 | 18496.1729 | 16967.8615 | 0 | 1616
1165 |  |  |  | System Energy | F30 |  | 1928.6218 | 560.5625 | 536.5011 | 168.3132 | 6.8064 | 395.5758 | 2.1235 | 19.4355 | 0.64974 | 1.4368 | 118.0873 | 50.7713 | 68.3587 | 0 | 1617
1166 |  |  |  | Simple Cycle Combustion Turbine | F105 |  | 1105811.6531 | 376496.4942 | 310461.2671 | 89009.2231 | 2008.815 | 195782.2015 | 947.2595 | 10117.2108 | 312.3107 | 436.7807 | 73324.1703 | 24487.0487 | 22428.8715 | 0 | 1618
1167 |  |  | Total Misc. Equipment |  |  |  | 3403839.1162 | 1467335.9056 | 888720.9257 | 238959.1941 | 18048.4714 | 402634.2387 | 2431.2163 | 33723.7324 | 1465.7284 | 1254.4467 | 252766.7411 | 50346.6727 | 46151.8432 | 0
1168
1169 |  | 399 | Coal Mine |  | F30 |  | 67554195.1063 | 19634926.574 | 18792123.097 | 5895537.7113 | 238410.2143 | 13855906.627 | 74379.6918 | 680771.7057 | 22758.4815 | 50325.6924 | 4136265.7602 | 1778377.0997 | 2394412.4513 | 0 | 1626
1170 |  | 399L | WIDCO Capital Lease |  | F30 |  | 0 | 0 | 0 | 0 | 0 | 0 | 0 | 0 | 0 | 0 | 0 | 0 | 0 | 0 | 1629
1171 |  |  | Remove Capital Lease |  | F30 |  | 0 | 0 | 0 | 0 | 0 | 0 | 0 | 0 | 0 | 0 | 0 | 0 | 0 | 0 | 1632
1172
1173 |  | 390L | General Capital Lease
1174 |  |  |  | Situs | F107 |  | 5854868.7562 | 2988699.1044 | 1485997.9656 | 365852.4496 | 54386.3339 | 325430.5498 | 3453.6685 | 65961.6213 | 2670.3562 | 1874.3075 | 483318.9184 | 40338.2079 | 36885.2731 | 0 | 1637
1175 |  |  |  | System Generation | F105 |  | 5191289.3102 | 1771416.6871 | 1460720.8239 | 418788.5558 | 9451.4784 | 909987.8426 | 4456.8579 | 47601.495 | 1469.4225 | 2055.054 | 344990.3543 | 114822.858 | 105527.8808 | 0 | 1638
1176 |  |  |  | System Overheads | F102 |  | -2200926.7273 | -891978.9929 | -595961.8668 | -162277.9623 | -10242.1169 | -286693.275 | -1664.2693 | -21922.3312 | -767.1814 | -807.5915 | -159632.2661 | -35975.7484 | -33003.1255 | 0 | 1639
1177
1178 |  |  | Remove Capital Lease |  |  |  | -8845231.3391 | -3868136.7986 | -2350756.9227 | -622363.0432 | -53595.6953 | -948725.1174 | -6246.2571 | -91640.785 | -3372.5973 | -3121.77 | -668677.0065 | -119185.3175 | -109410.0284
1179
1180 |  | 392L | General Vehicles Capital Lease |  | F30 |  | 0 | 0 | 0 | 0 | 0 | 0 | 0 | 0 | 0 | 0 | 0 | 0 | 0 | 0 | 1646
1181 |  |  | Remove Capital Lease |  | F30 |  | 0 | 0 | 0 | 0 | 0 | 0 | 0 | 0 | 0 | 0 | 0 | 0 | 0 | 0 | 1649
1182
1183 |  | G00 | Unclassified Gen Plant - Acct 300 |  | F102 |  | 4232921.6882 | 1715494.2859 | 1146180.7792 | 312100.3065 | 19698.1019 | 551381.4551 | 3200.7978 | 42162.0176 | 1475.4779 | 1553.1964 | 307011.984 | 69190.1842 | 63473.1016 | 0 | 1659
1184 |  | GV0 | Unclassified Gen Veh - Acct 300 |  | F102 |  | 0 | 0 | 0 | 0 | 0 | 0 | 0 | 0 | 0 | 0 | 0 | 0 | 0 | 0 | 1667
1185
1186 |  | TOTAL GENERAL PLANT |  |  |  |  | 538219599.305 | 229414815.2263 | 141494109.9983 | 38331373.7912 | 3125116.5919 | 63565078.2113 | 399977.987 | 5494567.5054 | 223042.4613 | 218772.6294 | 39866773.7858 | 7989330.5967 | 8096640.5204 | 0
1187
1188
1189
1190 | [6 empty] | D: INTANGIBLE PLANT
1191
1192 |  | 301 | Organization
1193 |  |  |  | Situs | F107 |  | 0 | 0 | 0 | 0 | 0 | 0 | 0 | 0 | 0 | 0 | 0 | 0 | 0 | 0 | 1672
1194 |  |  |  | System Overheads | F102 |  | 0 | 0 | 0 | 0 | 0 | 0 | 0 | 0 | 0 | 0 | 0 | 0 | 0 | 0 | 1673
1195 |  |  |  | System Generation | F105 |  | 0 | 0 | 0 | 0 | 0 | 0 | 0 | 0 | 0 | 0 | 0 | 0 | 0 | 0 | 1674
1196 |  |  | Total Organization |  |  |  | 0 | 0 | 0 | 0 | 0 | 0 | 0 | 0 | 0 | 0 | 0 | 0 | 0 | 0
1197
1198 |  | 302 | Franchise & Consent
1199 |  |  |  | Situs | F107 |  | 0 | 0 | 0 | 0 | 0 | 0 | 0 | 0 | 0 | 0 | 0 | 0 | 0 | 0 | 1677
1200 |  |  |  | System Generation | F105 |  | 4568131.309 | 1557785.219 | 1284559.0341 | 368282.9833 | 8311.6375 | 803053.6493 | 3919.3643 | 41860.7919 | 1292.2113 | 1807.2161 | 303384.7871 | 101073.1143 | 92801.3009 | 0 | 1678
1201 |  |  |  | System Generation | F105 |  | 43214130.4086 | 14736514.5718 | 12151818.2951 | 3483925.4369 | 78627.3778 | 7596818.6505 | 37076.8503 | 395999.501 | 12224.208 | 17096.109 | 2869994.0674 | 956142.9933 | 877892.3475 | 0 | 1679
1202 |  |  |  | System Generation | F105 |  | 3997755.1782 | 1363280.4104 | 1124169.2024 | 322299.23 | 7273.8478 | 702784.5015 | 3429.9931 | 36634.0602 | 1130.866 | 1581.5674 | 265504.2121 | 88453.1418 | 81214.1456 | 0 | 1680
1203 |  |  |  | System Generation | F105 |  | 0 | 0 | 0 | 0 | 0 | 0 | 0 | 0 | 0 | 0 | 0 | 0 | 0 | 0 | 1681
1204 |  |  |  | System Generation | F105 |  | 261456.9789 | 89216.6142 | 73568.5551 | 21092.0995 | 476.0195 | 45831.1333 | 224.4677 | 2397.4281 | 74.0068 | 103.5019 | 17375.2859 | 5783.0022 | 5314.8648 | 0 | 1682
1205 |  |  | Total Franchise & Consent |  |  |  | 52041473.8747 | 17746796.8153 | 14634115.0866 | 4195599.7497 | 94688.8826 | 9148487.9346 | 44650.6754 | 476891.7813 | 14721.2921 | 20588.3943 | 3456258.3524 | 1151452.2516 | 1057222.6588 | 0
1206
1207 |  | 303 | Miscellaneous Intangible Plant
1208 |  |  |  | Situs | F107 |  | 4107798.2677 | 847756.5857 | 1247622.1673 | 391432.3765 | -17026.5726 | 1109414.0359 | 4412.2988 | 30826.0327 | 596.0547 | 1876.5149 | 220459.5983 | 140790.9021 | 129638.2735 | 0 | 1686
1209 |  |  |  | System Generation | F105 |  | 66866197.2218 | 22802140.8831 | 18802782.1233 | 5390756.2913 | 121661.9125 | 11754728.5886 | 57369.8455 | 612738.9464 | 18914.7924 | 26453.1945 | 4440806.4566 | 1479461.5872 | 1358382.6006 | 0 | 1687
1210 |  |  |  | System Overheads | F102 |  | 159596661.5111 | 64680421.9514 | 43215216.1831 | 11767325.4184 | 742690.6347 | 20789101.6992 | 120681.81 | 1589662.5889 | 55630.9238 | 58561.1982 | 11575477.0127 | 2608723.5281 | 2393168.5626 | 0 | 1688
1211 |  |  |  | Energy | F30 |  | 7092.4472 | 2061.4513 | 1972.9662 | 618.9666 | 25.0304 | 1454.7177 | 7.809 | 71.4735 | 2.3894 | 5.2836 | 434.2624 | 186.71 | 251.387 | 0 | 1689
1212 |  |  |  | Customer - System | F42 |  | 68458355.9149 | 59642974.0972 | 1292675.4146 | 20050.4423 | 602475.6544 | 44423.5755 | 81.6165 | 238165.2128 | 181936.3967 | 40636.1208 | 6394406.1605 | 265.6118 | 265.6118 | 0 | 1690
1213 |  |  |  | Simple Cycle Combustion Turbine | F10 |  | 0 | 0 | 0 | 0 | 0 | 0 | 0 | 0 | 0 | 0 | 0 | 0 | 0 | 0 | 1691
1214 |  |  |  | System Generation | F105 |  | 0 | 0 | 0 | 0 | 0 | 0 | 0 | 0 | 0 | 0 | 0 | 0 | 0 | 0 | 1692
1215 |  |  | Total Miscellaneous Intangible Plant |  |  |  | 299036105.3627 | 147975354.9686 | 64560268.8545 | 17570183.4951 | 1449826.6594 | 33699122.6169 | 182553.3797 | 2471464.2543 | 257080.5569 | 127532.3121 | 22631583.4906 | 4229428.3392 | 3881706.4355 | 0
1216
1217 |  | I00 | Unclass Intangible Plant - Acct 300 |  | F102 |  | 0 | 0 | 0 | 0 | 0 | 0 | 0 | 0 | 0 | 0 | 0 | 0 | 0 | 0 | 1703
1218
1219 |  | TOTAL INTANGIBLE PLANT |  |  |  |  | 351077579.2375 | 165722151.7839 | 79194383.9411 | 21765783.2448 | 1544515.542 | 42847610.5515 | 227204.0551 | 2948356.0356 | 271801.849 | 148120.7064 | 26087841.843 | 5380880.5908 | 4938929.0942 | 0
1220
1221
1222 |  | TOTAL ELECTRIC PLANT IN SERVICE |  |  |  |  | 11729140988.371 | 4788246853.3229 | 3155876418.2818 | 859336742.5474 | 55113359.4844 | 1518413499.0092 | 8823919.7349 | 116413190.6537 | 4273310.0951 | 4344384.0662 | 852163811.0732 | 190555343.5064 | 175580156.5957 | 0
1223
1224
1225 |  | Distribution - METER - Unbundled |  |  |  |  | D: MISC RATE BASE
1226
1227 |  | A |  | B | C |  | D | E | F | G | H | I | J | K | L | M | N | O | P
1228 |  | FERC ACCT |  | DESCRIPTION | COS Factor |  | Utah Jurisdiction Normalized | Residential Sch 1 | General Large Dist. Sch 6 | General +1 MW Sch 8 | Street & Area Lighting Sch. 7,11,12 | General Trans Sch 9 | General Secondary Sch 22 | Irrigation Sch 10 | Traffic Signals Sch 15 | Outdoor Lighting Sch 15 | General Small Dist. Sch 23 | Industrial Cust 1 | Industrial Cust 2
1229 |  | 105 | Plant Held For Future Use
1230 |  |  |  | Situs | F20 |  | 5750021.0062 | 2752243.3322 | 1942669.4894 | 464072.6432 | 3249.2243 | 0 | 1019.6457 | 89705.2307 | 1391.3669 | 835.474 | 494834.5998 | 0 | 0 | 0 | 1711
1231 |  |  |  | System Generation | F10 |  | 0 | 0 | 0 | 0 | 0 | 0 | 0 | 0 | 0 | 0 | 0 | 0 | 0 | 0 | 1712
1232 |  |  |  | System Generation | F10 |  | 1499559.3032 | 511692.6093 | 421944.7944 | 120971.5424 | 2730.1604 | 262859.697 | 1287.411 | 13750.1997 | 424.4584 | 593.6243 | 99654.1445 | 33167.8076 | 30482.8543 | 0 | 1713
1233 |  |  |  | System Generation | F10 |  | 0 | 0 | 0 | 0 | 0 | 0 | 0 | 0 | 0 | 0 | 0 | 0 | 0 | 0 | 1714
1234 |  |  |  | Energy | F30 |  | 0 | 0 | 0 | 0 | 0 | 0 | 0 | 0 | 0 | 0 | 0 | 0 | 0 | 0 | 1715
1235 |  |  |  | General | F102 |  | 0 | 0 | 0 | 0 | 0 | 0 | 0 | 0 | 0 | 0 | 0 | 0 | 0 | 0 | 1716
1236 |  |  | Total Plant Held For Future Use |  |  |  | 7249580.3093 | 3263935.9415 | 2364614.2838 | 585044.1856 | 5979.3847 | 262859.697 | 2307.0566 | 103455.4304 | 1815.8253 | 1429.0982 | 594488.7443 | 33167.8076 | 30482.8543 | 0
1237
1238 |  | 114 | Electric Plant Acquisition Adjust |  | F10 |  | 74716347.6885 | 25495359.0883 | 21023626.0073 | 6027472.0742 | 136031.7069 | 13097125.584 | 64145.9422 | 685111.0843 | 21148.8661 | 29577.6479 | 4965321.2754 | 1652603.8263 | 1518824.5857 | 0 | 1723
1239
1240 |  | 115 | Accum Prov for Asset Acquisition Adj |  | F10 |  | -52397538.1527 | -17879541.6515 | -14743577.2747 | -4226982.5512 | -95397.149 | -9184832.4859 | -44984.6594 | -480458.8994 | -14831.4064 | -20742.3941 | -3482110.9304 | -1158948.1381 | -1065130.6125 | 0 | 1729
1241
1242 |  | 128 | Pensions |  | F102 |  | 0 | 0 | 0 | 0 | 0 | 0 | 0 | 0 | 0 | 0 | 0 | 0 | 0 | 0 | 1732
1243
1244 |  | 124 | Weatherization |  | F11 |  | 16218.9653 | 5260.9552 | 4546.3753 | 1344.0874 | 38.7658 | 3004.2422 | 15.2355 | 153.6282 | 4.8819 | 8.3079 | 1049.5838 | 381.4805 | 411.4215 | 0 | 1754
1245
1246 |  | 151 | Fuel Stock |  | F30 |  | 83463945.3191 | 24259166.0716 | 23217873.1777 | 7284001.1844 | 294558.4217 | 17119123.8567 | 91896.921 | 841100.8721 | 28118.3522 | 62177.9422 | 5110401.4887 | 2197204.3153 | 2958322.7155 | 0 | 1757
1247 |  |  |  | Cholla | F30 |  | 6680849.5516 | 1941818.5679 | 1858468.5521 | 583045.9591 | 23577.8514 | 1370295.7667 | 7355.8649 | 67325.6981 | 2250.7261 | 4977.017 | 409060.7431 | 175874.6415 | 236798.1637 | 0 | 1759
1248 |  |  |  | Total Fuel Stock |  |  | 90144794.8707 | 26200984.6395 | 25076341.7298 | 7867047.1434 | 318136.2731 | 18489419.6234 | 99252.7859 | 908426.5702 | 30369.0783 | 67154.9592 | 5519462.2318 | 2373078.9568 | 3195120.8792 | 0
1249
1250 |  | 152 | Fuel Stock - Undistributed |  | F30 |  | 0 | 0 | 0 | 0 | 0 | 0 | 0 | 0 | 0 | 0 | 0 | 0 | 0 | 0 | 1763
1251
1252 |  | 25316 | DG&T Working Capital Deposit |  | F30 |  | -1196327.7674 | -347717.9742 | -332792.6361 | -104404.996 | -4222.0436 | -245376.4095 | -1317.2016 | -12055.8922 | -403.0335 | -891.2255 | -73249.7749 | -31493.5572 | -42403.0232 | 0 | 1768
1253
1254 |  | 25317 | DG&T Working Capital Deposit |  | F30 |  | -1106200.9025 | -321522.201 | -307721.2821 | -96539.5136 | -3903.9706 | -226890.6674 | -1217.9685 | -11147.6463 | -372.6705 | -824.0839 | -67731.4105 | -29120.9502 | -39208.5378 | 0 | 1772
1255
1256 |  | 25319 | Provo Working Capital Deposit |  | F30 |  | 0 | 0 | 0 | 0 | 0 | 0 | 0 | 0 | 0 | 0 | 0 | 0 | 0 | 0 | 1776
1257
1258 |  | 154 | Materials and Supplies |  | F102 |  | 100480381.3801 | 37430669.179 | 27767662.6242 | 7770449.9804 | 321412.4235 | 15378404.2829 | 81302.6906 | 960403.0321 | 31654.6777 | 38380.8527 | 6977157.0752 | 1939946.6585 | 1782937.9033 | 0 | 1794
1259
1260 |  | 163 | Stores Expense Undistributed |  | F102 |  | 0 | 0 | 0 | 0 | 0 | 0 | 0 | 0 | 0 | 0 | 0 | 0 | 0 | 0 | 1797
1261
1262 |  | 25318 | Provo Working Capital Deposit |  | F102 |  | -118766.3572 | -44242.5095 | -32820.9755 | -9184.5595 | -379.9048 | -18177.0514 | -96.0986 | -1135.1825 | -37.4154 | -45.3656 | -8246.8987 | -2292.9889 | -2107.4068 | 0 | 1802
1263
1264 |  | 165 | Prepayments |  | F102 |  | 3391103.6215 | 1374327.0758 | 918235.2232 | 250031.6702 | 15780.6616 | 441726.0198 | 2564.2424 | 33777.0885 | 1182.0437 | 1244.306 | 245955.2828 | 55430.0555 | 50849.952 | 0 | 1809
1265 |  |  |  | General Plant | F102 |  | 2357579.7973 | 958886.0572 | 637826.7327 | 173462.1585 | 11121.8663 | 304673.7786 | 1777.313 | 23525.0957 | 825.2819 | 863.5485 | 171319.8409 | 38228.8629 | 35069.261 | 0 | 1810
1266 |  |  |  | System Generation | F102 |  | 1447666.2891 | 493353.6184 | 406822.3525 | 116635.9394 | 2632.3118 | 255227.5572 | 1241.2703 | 13257.3945 | 409.2458 | 572.3489 | 96082.554 | 32041.3433 | 29390.3531 | 0 | 1811
1267 |  |  |  | System Energy | F30 |  | -12194.5385 | -3544.3967 | -3392.2582 | -1064.2324 | -43.0366 | -2501.1976 | -13.4266 | -122.8894 | -4.1082 | -9.0845 | -746.6576 | -321.0236 | -432.2271 | 0 | 1812
1268 |  |  |  | System Overheads | F102 |  | 9211768.0545 | 3733292.6582 | 2494341.3235 | 679198.8714 | 42867.3996 | 1199927.2485 | 6965.6397 | 91753.8181 | 3210.9642 | 3380.0969 | 668125.5632 | 150573.0498 | 138131.4215 | 0 | 1813
1269 |  |  |  | Total Prepayments |  |  | 16395923.2238 | 6556315.0128 | 4453833.3738 | 1218264.4072 | 72359.2027 | 2199053.4064 | 12535.0388 | 162190.5074 | 5623.4274 | 6051.2157 | 1180736.5834 | 275952.2879 | 253008.7604 | 0
1270
1271 |  | 182 | Misc Regulatory Assets |  | F102 |  | 9340477.9285 | 3162801.6851 | 2631837.8988 | 756009.8834 | 15941.3811 | 1655177.0585 | 8056.3415 | 85339.4307 | 2618.9572 | 3707.9264 | 618366.9785 | 208774.637 | 191845.7503 | 0 | 1817
1272 |  |  |  | System Generation | F102 |  | 1504409.4401 | 512923.7491 | 422959.9996 | 121262.6017 | 2736.7292 | 264692.5314 | 1290.5085 | 13783.2829 | 425.4796 | 595.0525 | 99893.9138 | 33289.3954 | 30556.1964 | 0 | 1818
1273 |  |  |  | Simple Cycle Combustion Turbine | F102 |  | 87673.4381 | 29916.6897 | 24669.4817 | 7072.7386 | 159.6219 | 15368.3908 | 75.2699 | 803.921 | 24.8164 | 34.7069 | 5826.3928 | 1939.1935 | 1782.2147 | 0 | 1819
1274 |  |  |  | System Generation | F102 |  | 0 | 0 | 0 | 0 | 0 | 0 | 0 | 0 | 0 | 0 | 0 | 0 | 0 | 0 | 1820
1275 |  |  |  | Energy | F30 |  | 86134723.9515 | 25035439.7324 | 23960826.3095 | 7517083.3212 | 303984.0526 | 17666921.9512 | 94837.548 | 868015.4186 | 29018.1167 | 64167.586 | 5273930.1962 | 2267513.0733 | 3052986.6457 | 0 | 1821
1276 |  |  |  | System Generation | F102 |  | 0 | 0 | 0 | 0 | 0 | 0 | 0 | 0 | 0 | 0 | 0 | 0 | 0 | 0 | 1822
1277 |  |  |  | System Overheads | F102 |  | 233825038.774 | 101167810.6707 | 62324454.2898 | 16570707.2774 | 1368655.613 | 25840840.6662 | 166865.9118 | 2409141.2446 | 88042.8117 | 83018.626 | 17573684.8796 | 3248763.3847 | 2983053.3984 | 0 | 1823
1278 |  |  |  | Total Misc Regulatory Assets |  |  | 330892323.5321 | 129908892.5269 | 89364747.9795 | 24972135.8223 | 1691477.3978 | 45443000.598 | 271125.5798 | 3377083.2979 | 120130.1817 | 151523.8979 | 23571702.3608 | 5760279.684 | 6260224.2055 | 0
1279
1280 |  | 186 | Misc Deferred Debits |  | F102 |  | 0 | 0 | 0 | 0 | 0 | 0 | 0 | 0 | 0 | 0 | 0 | 0 | 0 | 0 | 1827
1281 |  |  |  | System Generation | F102 |  | 0 | 0 | 0 | 0 | 0 | 0 | 0 | 0 | 0 | 0 | 0 | 0 | 0 | 0 | 1828
1282 |  |  |  | System Generation | F102 |  | 0 | 0 | 0 | 0 | 0 | 0 | 0 | 0 | 0 | 0 | 0 | 0 | 0 | 0 | 1829
1283 |  |  |  | System Generation | F102 |  | 25371167.3551 | 8650221.0974 | 7133024.1948 | 2045037.527 | 46153.6681 | 4463916.7583 | 21763.8269 | 232448.6717 | 7175.5164 | 10035.285 | 1684664.5189 | 561410.2117 | 515316.0789 | 0 | 1830
1284 |  |  |  | System Overheads | F102 |  | 118767.7175 | 51116.1002 | 31700.1601 | 8445.673 | 683.275 | 13317.795 | 85.1837 | 1220.3249 | 44.4435 | 42.288 | 8900.488 | 1674.4616 | 1537.5245 | 0 | 1831
1285 |  |  |  | System Energy | F30 |  | 919301.4723 | 267199.0522 | 255729.8833 | 80228.5704 | 3244.3708 | 188556.097 | 1012.1853 | 9264.1831 | 309.7055 | 684.8499 | 56287.7731 | 24200.787 | 32584.0148 | 0 | 1832
1286 |  |  |  | System Net Steam Plant | F102 |  | 0 | 0 | 0 | 0 | 0 | 0 | 0 | 0 | 0 | 0 | 0 | 0 | 0 | 0 | 1833
1287 |  |  |  | Excise Tax | F102 |  | 0 | 0 | 0 | 0 | 0 | 0 | 0 | 0 | 0 | 0 | 0 | 0 | 0 | 0 | 1834
1288 |  |  |  | Total Misc Deferred Debits |  |  | 26409236.5448 | 8968536.2499 | 7420454.2381 | 2133711.7704 | 50081.3139 | 4665790.6502 | 22861.1958 | 242933.1797 | 7529.6654 | 10762.4229 | 1749852.7799 | 587285.4604 | 549437.6182
1289
1290 |  | CWC | Cash Working Capital |  |  |  | 14892537.7861 | 5388323.5289 | 4122782.8557 | 1172589.1697 | 67934.459 | 2318901.5075 | 13167.7966 | 139692.4555 | 6174.1572 | 8844.9919 | 1031913.756 | 287952.6496 | 334260.4586 | 0
1291
1292 |  | OWC | Other Working Capital |  | F137 |  | 6986948.8944 | 3022632.3338 | 1864787.7205 | 499388.7303 | 84843.2798 | 721160.4607 | 3974.3999 | 71216.9991 | 2962.656 | 2395.359 | 532488.2801 | 90716.1617 | 90382.5137 | 0 | 1854
1293 |  |  |  | Total Other Working Capital |  |  | 6986948.8944 | 3022632.3338 | 1864787.7205 | 499388.7303 | 84843.2798 | 721160.4607 | 3974.3999 | 71216.9991 | 2962.656 | 2395.359 | 532488.2801 | 90716.1617 | 90382.5137 | 0
1294
1295 |  | 18222 | Nuclear Plant |  | F10 |  | 0 | 0 | 0 | 0 | 0 | 0 | 0 | 0 | 0 | 0 | 0 | 0 | 0 | 0 | 1868
1296
1297 |  | 1869 | Misc Deferred Debits-Trojan |  | F10 |  | 0 | 0 | 0 | 0 | 0 | 0 | 0 | 0 | 0 | 0 | 0 | 0 | 0 | 0 | 1873
1298
1299 |  | 141 | Impact Housing - Notes Receivable |  | F30 |  | 0 | 0 | 0 | 0 | 0 | 0 | 0 | 0 | 0 | 0 | 0 | 0 | 0 | 0 | 1876
1300 |  | TOTAL RATE BASE ADDITIONS |  |  |  |  | 613365460.0153 | 227647885.1195 | 168046485.0197 | 47810335.7506 | 2644391.1391 | 92903443.4381 | 523071.7937 | 6145868.5643 | 211768.8912 | 293625.6841 | 42492833.6563 | 11779509.3388 | 12866241.62 | 0
1301
1302 |  | Distribution - METER - Unbundled
1303
1304 |  | A |  | B | C |  | D | E | F | G | H | I | J | K | L | M | N | O | P
1305 |  | FERC ACCT |  | DESCRIPTION | COS Factor |  | Utah Jurisdiction Normalized | Residential Sch 1 | General Large Dist. Sch 6 | General +1 MW Sch 8 | Street & Area Lighting Sch. 7,11,12 | General Trans Sch 9 | General Secondary Sch 22 | Irrigation Sch 10 | Traffic Signals Sch 15 | Outdoor Lighting Sch 15 | General Small Dist. Sch 23 | Industrial Cust 1 | Industrial Cust 2
1306
1307 |  | 235 | Customer Service Deposits |  | F51 |  | -15561423.4162 | -3049292.5414 | -389855.5348 | -833631.3449 | -8239.2261 | -5737575.2274 | 0 | -89731.0728 | 0 | -1651.6054 | -5451446.8633 | 0 | 0 | 0 | 1886
1308
1309 |  | 2281 | Accum Prov for Property Insurance |  | F102 |  | -3203870.0638 | -1298446.1307 | -867536.552 | -236226.6308 | -14909.3613 | -417336.929 | -2422.6624 | -31912.1486 | -1116.7793 | -1175.604 | -232375.3136 | -52369.5868 | -48042.3653 | 0 | 1891
1310
1311 |  | 2282 | Accum Prov for Injuries & Damages |  | F102 |  | 1838728.0824 | 745189.1982 | 497886.5525 | 135572.4581 | 8556.6084 | 239513.1874 | 1390.3864 | 18314.6515 | 640.9291 | 674.689 | 133362.1546 | 30055.3481 | 27571.9191 | 0 | 1895
1312
1313 |  | 2283 | Accum Prov for Pension & Benefits |  | F102 |  | -106985075.3654 | -43358299.3003 | -28969172.14 | -7888186.2867 | -497860.123 | -13935903.1136 | -80898.638 | -1065624.8713 | -37291.9992 | -39256.2986 | -7759581.3651 | -1748748.8812 | -1604252.3484 | 0 | 1900
1314
1315 |  | 25335 | Accum Prov for Pension & Benefits |  | F30 |  | -49041616.0248 | -14254163.3158 | -13642322.0462 | -4279922.1609 | -173076.1823 | -10058828.3438 | -53996.6509 | -494212.7508 | -16521.738 | -36534.4192 | -3002761.8103 | -1291029.9165 | -1738246.69 | 0 | 1905
1316
1317 |  | 22844 | Accum Hydro Relicensing Obligation |  | F10 |  | -355994.353 | -121475.4755 | -100169.4056 | -28718.5614 | -648.1382 | -62402.7123 | -305.6305 | -3264.288 | -100.7661 | -140.926 | -23657.8258 | -7874.0148 | -7236.6088 | 0 | 1909
1318
1319 |  | 254 | Reg Liabilities - Insurance Provision |  | F30 |  | -344423.8564 | -100108.3222 | -95811.3037 | -30058.2937 | -1215.5302 | -70644.0923 | -379.2235 | -3470.9024 | -116.0337 | -256.5846 | -21088.6771 | -9067.0239 | -12207.8691 | 0 | 1912
1320 |  | 254 |  | Situs | F102 |  | -3091683.5446 | -1054971.0284 | -869935.437 | -249410.4276 | -5628.8483 | -541945.2222 | -2654.2913 | -28349.173 | -875.1177 | -1223.8918 | -205459.7495 | -68383.0007 | -62847.357 | 0 | 1913
1321
1322 |  | 22842 | Accum Misc Oper Prov - Trojan |  | F10 |  | -2357531.3109 | -804457.2465 | -663360.2701 | -190185.342 | -4292.2201 | -413254.7241 | -2024.0024 | -21617.3687 | -667.312 | -933.2661 | -156671.207 | -52144.7499 | -47923.6021 | 0 | 1918
1323
1324 |  | 252 | Customer Advances for Const |  | F50 |  | -19682679.2956 | -9750579.2738 | -409269.3032 | -1412572.8942 | -195514.0062 | -3589823.535 | 0 | -259325.6384 | -95564.489 | -142840.2513 | -3827189.9046 | 0 | 0 | 0 | 1926
1325
1326 |  | 25398 | SO2 Emissions |  | F30 |  | -855.6023 | -248.6846 | -238.0101 | -74.6695 | -3.0196 | -175.4909 | -0.94205 | -8.6223 | -0.28825 | -0.6374 | -52.3875 | -22.5239 | -30.3262 | 0 | 1929
1327
1328 |  | 25399 | Other Deferred Credits |  | F10 |  | -21688120.2432 | -7400608.1755 | -6102585.8852 | -1749610.9372 | -39486.2986 | -3801738.7532 | -18619.8195 | -198869.0834 | -6138.9397 | -8585.5854 | -1441297.4964 | -479705.869 | -440873.4 | 0 | 1937
1329
1330 |  | 190 | Accum Deferred Income Taxes |  | F104 |  | 1486367.1315 | 505815.3591 | 418145.7268 | 120086.838 | 2752.617 | 261358.2884 | 1282.6818 | 13653.9311 | 422.1887 | 597.8981 | 98635.2737 | 32990.4508 | 30625.8779 | 0 | 1940
1331 |  |  |  | Customer System | F42 |  | 0 | 0 | 0 | 0 | 0 | 0 | 0 | 0 | 0 | 0 | 0 | 0 | 0 | 0 | 1941
1332 |  |  |  | Labor | F138 |  | 71774430.0018 | 34584317.1179 | 17113203.6497 | 4563991.0592 | 744240.2657 | 6855803.4838 | 36971.9862 | 646380.693 | 46911.6748 | 24998.5422 | 5520595.7084 | 851337.9809 | 785677.84 | 0 | 1942
1333 |  |  |  | System Generation | F104 |  | 0 | 0 | 0 | 0 | 0 | 0 | 0 | 0 | 0 | 0 | 0 | 0 | 0 | 0 | 1943
1334 |  |  |  | IBT | F141 |  | 0 | 0 | 0 | 0 | 0 | 0 | 0 | 0 | 0 | 0 | 0 | 0 | 0 | 0 | 1944
1335 |  |  |  | Bad Debt Expense | F104 |  | 1244466.478 | 1084216.5419 | 23498.8293 | 364.4859 | 10952.0707 | 807.5515 | 1.4837 | 4329.4733 | 3307.3208 | 738.7015 | 116240.3626 | 4.8284 | 4.8284 | 0 | 1947
1336 |  |  |  | TROJP | F104 |  | 894706.503 | 304471.4065 | 251699.3904 | 72285.2871 | 1656.9152 | 157322.478 | 772.0998 | 8218.8719 | 254.133 | 359.8999 | 59372.694 | 19858.3312 | 18434.996 | 0 | 1948
1337 |  |  |  | System Generation | F104 |  | 3527598.0799 | 1200452.6014 | 992386.0879 | 285002.3323 | 6532.7913 | 620282.1476 | 3044.1914 | 32404.902 | 1001.9813 | 1418.9927 | 234091.292 | 78296.3027 | 72684.4572 | 0 | 1949
1338 |  |  |  | Energy | F104 |  | 8895078.2488 | 3027022.8018 | 2502368.9506 | 718652.7461 | 16472.8772 | 1564083.5816 | 7676.1354 | 81711.1623 | 2526.5639 | 3578.0866 | 590277.0986 | 197429.4472 | 183278.7976 | 0 | 1950
1339 |  |  |  | System Net Plant | F104 |  | 0 | 0 | 0 | 0 | 0 | 0 | 0 | 0 | 0 | 0 | 0 | 0 | 0 | 0 | 1951
1340 |  |  |  | Division Net Plant Distribution | F104 |  | 1026024.3389 | 601872.1611 | 251632.1767 | 56562.7617 | 9118.1411 | 703.3822 | 529.1417 | 12802.2692 | 530.869 | 305.0493 | 91836.2545 | 66.0662 | 66.0662 | 0 | 1952
1341 |  |  |  | Simple Cycle Combustion Turbine | F10 |  | 0 | 0 | 0 | 0 | 0 | 0 | 0 | 0 | 0 | 0 | 0 | 0 | 0 | 0 | 1953
1342 |  |  |  | Total Accum Deferred Income Taxes |  |  | 88848670.782 | 41308167.9896 | 21552934.8115 | 5816945.5103 | 791725.6783 | 9460360.9131 | 50277.7199 | 799501.3027 | 54954.7316 | 31997.1702 | 6711048.6838 | 1179983.4075 | 1090772.8634 | 0
1343
1344 |  | 281 | Accum Deferred Income Taxes |  | F104 |  | 0 | 0 | 0 | 0 | 0 | 0 | 0 | 0 | 0 | 0 | 0 | 0 | 0 | 0 | 1960
1345
1346 |  | 282 | Accum Deferred Income Taxes |  | F104 |  | -1990028352.3615 | -814216580.1236 | -537006946.4124 | -145968293.5385 | -7485561.6807 | -256030392.5974 | -1518756.1661 | -19933472.1094 | -716892.5664 | -743240.9311 | -144596284.8077 | -32135616.1864 | -29676315.2419 | 0 | 1963
1347 |  |  |  | DITBAL | F104 |  | -0.15628 | -0.062599 | -0.042518 | -0.011623 | -0.00055621 | -0.020898 | -0.00012124 | -0.0015579 | -5.3491e-05 | -5.8584e-05 | -0.011248 | -0.0026232 | -0.0024224 | 0 | 1964
1348 |  |  |  | System Net Plant | F104 |  | -3190465.8917 | -1085317.6264 | -896458.5674 | -257307.3054 | -5867.7932 | -563648.0504 | -2745.0396 | -29252.9118 | -904.0204 | -1274.9744 | -211549.8589 | -70778.6853 | -65361.0583 | 0 | 1965
1349 |  |  |  | Labor | F138 |  | -904573.1689 | -435866.1619 | -215677.7122 | -57519.9811 | -9379.6604 | -86403.6939 | -465.958 | -8146.3361 | -591.2279 | -315.0566 | -69576.0698 | -10729.4129 | -9901.8981 | 0 | 1966
1350 |  |  |  | GPS | F104 |  | 0 | 0 | 0 | 0 | 0 | 0 | 0 | 0 | 0 | 0 | 0 | 0 | 0 | 0 | 1967
1351 |  |  |  | CIAC | F104 |  | 38060.7576 | 22326.6735 | 9334.39 | 2098.2169 | 338.2409 | 26.0922 | 19.6287 | 474.905 | 19.6928 | 11.3159 | 3406.7003 | 2.4508 | 2.4508 | 0 | 1968
1352 |  |  |  | SNPD | F104 |  | -381734.9038 | -129905.5754 | -107389.9008 | -30841.1943 | -706.9384 | -67123.1077 | -329.4236 | -3506.6586 | -108.4282 | -153.5546 | -25331.9156 | -8472.7429 | -7865.4636 | 0 | 1969
1353 |  |  |  | SCHMDEXP | F104 |  | 0 | 0 | 0 | 0 | 0 | 0 | 0 | 0 | 0 | 0 | 0 | 0 | 0 | 0 | 1970
1354 |  |  |  | TAXDEPR | F104 |  | 0 | 0 | 0 | 0 | 0 | 0 | 0 | 0 | 0 | 0 | 0 | 0 | 0 | 0 | 1971
1355 |  |  |  | DGP | F104 |  | 0 | 0 | 0 | 0 | 0 | 0 | 0 | 0 | 0 | 0 | 0 | 0 | 0 | 0 | 1972
1356 |  |  |  | IBT | F104 |  | 0 | 0 | 0 | 0 | 0 | 0 | 0 | 0 | 0 | 0 | 0 | 0 | 0 | 0 | 1973
1357 |  |  |  | SSGCT | F104 |  | 0 | 0 | 0 | 0 | 0 | 0 | 0 | 0 | 0 | 0 | 0 | 0 | 0 | 0 | 1974
1358 |  |  |  | SSGCH | F104 |  | 0 | 0 | 0 | 0 | 0 | 0 | 0 | 0 | 0 | 0 | 0 | 0 | 0 | 0 | 1975
1359 |  |  |  | SE | F104 |  | 109060.2751 | 37113.5509 | 30680.9045 | 8811.2172 | 201.9697 | 19176.828 | 94.1151 | 1001.8396 | 30.9776 | 43.87 | 7237.2362 | 2420.6319 | 2247.1344 | 0 | 1976
1360 |  |  |  | SG | F104 |  | -42132.1628 | -14337.7061 | -11852.6463 | -3403.9492 | -78.0249 | -7408.3917 | -36.3586 | -387.0307 | -11.9672 | -16.9479 | -2795.8889 | -935.1384 | -868.1129 | 0 | 1977
1361 |  |  |  | Total Accum Deferred Income Taxes |  |  | -1994400137.6122 | -815822567.0316 | -538198309.9871 | -146306456.5461 | -7501053.8875 | -256735772.9418 | -1522219.2021 | -19973288.3036 | -718457.5399 | -744946.2788 | -144894894.6157 | -32224109.0859 | -29758062.1921 | 0
1362
1363
1364 |  | 283 | Accum Deferred Income Taxes |  | F104 |  | -6941471.01 | -2840090.5847 | -1873148.2626 | -509155.9006 | -26110.5875 | -893066.4459 | -5297.6139 | -69530.4761 | -2500.6121 | -2592.5185 | -504370.1603 | -112093.1005 | -103514.7473 | 0 | 1981
1365 |  |  |  | System Generation | F104 |  | -1263289.3764 | -429901.305 | -355389.3538 | -102063.9003 | -2339.4972 | -222132.9725 | -1090.1737 | -11604.7145 | -358.8255 | -508.164 | -83831.8413 | -28039.1601 | -26029.4684 | 0 | 1982
1366 |  |  |  | Energy | F104 |  | -32170032.884 | -10947562.2754 | -9050093.6785 | -2599087.0262 | -59575.9797 | -5656681.0146 | -27761.5913 | -295517.4427 | -9137.5974 | -12940.5453 | -2134802.319 | -714025.4006 | -662848.0133 | 0 | 1983
1367 |  |  |  | Labor | F138 |  | -95724135.1154 | -46124418.4674 | -22823540.6172 | -6086904.4422 | -992578.4956 | -9143449.2616 | -49308.8054 | -862065.1225 | -62565.1712 | -33340.0604 | -7362709.1082 | -1135412.5962 | -1047842.9674 | 0 | 1984
1368 |  |  |  | General Plant | F104 |  | -3519625.7128 | -1440048.6344 | -949767.0997 | -258164.04 | -13239.196 | -452823.2736 | -2686.1191 | -35254.9555 | -1267.9184 | -1314.5189 | -255737.4629 | -56836.045 | -52486.4493 | 0 | 1985
1369 |  |  |  | System Net Plant | F104 |  | -921565.2708 | -373095.4754 | -250299.9962 | -68150.7082 | -3399.4673 | -120246.8816 | -709.5426 | -9249.9374 | -317.7342 | -343.5318 | -66717.2769 | -15094.4524 | -13940.2668 | 0 | 1986
1370 |  |  |  | TROJP | F104 |  | 0 | 0 | 0 | 0 | 0 | 0 | 0 | 0 | 0 | 0 | 0 | 0 | 0 | 0 | 1987
1371 |  |  |  | System Generation | F104 |  | 0 | 0 | 0 | 0 | 0 | 0 | 0 | 0 | 0 | 0 | 0 | 0 | 0 | 0 | 1988
1372 |  |  |  | Simple Cycle Combustion Turbine | F104 |  | -33272.8081 | -11322.8401 | -9360.3271 | -2688.1826 | -61.6182 | -5850.5897 | -28.7132 | -305.6477 | -9.4508 | -13.3841 | -2207.9824 | -738.5019 | -685.5702 | 0 | 1989
1373 |  |  |  | System Generation | F104 |  | 0 | 0 | 0 | 0 | 0 | 0 | 0 | 0 | 0 | 0 | 0 | 0 | 0 | 0 | 1990
1374 |  |  |  | Total Accum Deferred Income Taxes |  |  | -140573392.1775 | -62166439.5824 | -35311599.3351 | -9626214.2002 | -1097304.8415 | -16494250.4395 | -86882.5593 | -1283528.2963 | -76157.3096 | -51052.723 | -10410376.1511 | -2062239.2568 | -1907347.4826 | 0
1375
1376 |  | 255 | Accum Investment Tax Credit |  | F104 |  | -151350.6503 | -61274.2739 | -41107.3077 | -11192.5377 | -558.3018 | -19748.4045 | -116.5297 | -1519.1372 | -52.1822 | -56.419 | -10957.1222 | -2478.9945 | -2289.4401 | 0 | 2004
1377 |  | TOTAL MISC RATE BASE DEDUCTIONS |  |  |  |  | -2217709138.627 | -902935409.879 | -589968129.1076 | -162610020.7037 | -8566431.5158 | -292120697.4852 | -1664855.3944 | -22142692.9515 | -880943.0959 | -959448.2122 | -167590637.8405 | -35497104.2319 | -32772768.2093 | 0
1378
1379 | [6 empty] | D: ACCUMULATED DEPRECIATION
1380 | [6 empty] | D: PRODUCTION PLANT
1381
1382 |  | 108SP | Steam Prod Accumulated Depr |  | F10 |  | -1272924534.1433 | -434358331.1321 | -358174484.8255 | -102688599.2079 | -2317539.6348 | -223132594.1162 | -1092839.0652 | -11672073.5798 | -360308.1696 | -503907.308 | -84592990.2479 | -28155015.8802 | -25875850.976 | 0 | 2016
1383
1384 |  | 108NP | Nuclear Prod Accumulated Depr |  | F10 |  | 0 | 0 | 0 | 0 | 0 | 0 | 0 | 0 | 0 | 0 | 0 | 0 | 0 | 0 | 2022
1385
1386 |  | 108HP | Hydraulic Prod Accum Depr |  | F10 |  | -160161095.3465 | -54651555.7058 | -45066000.5963 | -12920419.151 | -291595.9874 | -28074846.3264 | -137502.4968 | -1468596.1653 | -45334.4637 | -63402.3025 | -10643605.0318 | -3542502.373 | -3255734.7464 | 0 | 2030
1387
1388 |  | 108OP | Other Production - Accum Depr |  | F10 |  | 0 | 0 | 0 | 0 | 0 | 0 | 0 | 0 | 0 | 0 | 0 | 0 | 0 | 0 | 2033
1389 |  |  |  | Simple Cycle Combustion Turbine | F10 |  | 0 | 0 | 0 | 0 | 0 | 0 | 0 | 0 | 0 | 0 | 0 | 0 | 0 | 0 | 2034
1390 |  |  |  | Wind Generation | F10 |  | -270148310.4569 | -92182345.5679 | -76014114.9997 | -21793241.3392 | -491843.3104 | -47354648.0498 | -231929.4028 | -2477123.2485 | -76466.9394 | -106942.4811 | -17952873.7007 | -5975240.2966 | -5491541.1207 | 0 | 2035
1391 |  |  |  | System Generation | F10 |  | -141413364.9408 | -48254292.8099 | -39790779.2461 | -11408013.5668 | -257463.0855 | -24788532.325 | -121407.0791 | -1296688.9682 | -40027.8173 | -55980.717 | -9397712.9677 | -3127833.1345 | -2874633.2238 | 0 | 2036
1392 |  |  |  | System Generation | F10 |  | -14708463.6856 | -5018949.3317 | -4138655.719 | -1186552.2989 | -26778.844 | -2578265.6941 | -12627.6015 | -134869.1661 | -4163.3101 | -5822.578 | -977460.0864 | -325327.2425 | -298991.8131 | 0 | 2037
1393 |  |  |  | Total Other Production - Accum Depr |  |  | -426270139.0832 | -145455587.7095 | -119943549.9649 | -34387807.205 | -776085.2399 | -74721446.069 | -365964.0834 | -3908681.3828 | -120658.0669 | -168745.776 | -28328046.7547 | -9428400.6736 | -8665166.1576 | 0
1394
1395 |  | 108EP | Experimental Plant - Accum Depr |  | F10 |  | 0 | 0 | 0 | 0 | 0 | 0 | 0 | 0 | 0 | 0 | 0 | 0 | 0 | 0 | 2043
1396
1397
1398
1399 |  | TOTAL PRODUCTION PLANT DEPRECIATION |  |  |  |  | -1859355768.573 | -634465474.5474 | -523184035.3867 | -149996825.5639 | -3385220.8621 | -325928886.5116 | -1596305.6454 | -17049351.1279 | -526300.7002 | -736055.3866 | -123564642.0345 | -41125918.9268 | -37796751.8799 | 0
1400
1401
1402 | [6 empty] | D: TRANSMISSION PLANT
1403
1404 |  | 108TP | Transmission Plant Accum Depr |  | F106 |  | -713545717.8726 | -242547805.1346 | -200006374.7441 | -57341813.3487 | -1294125.4063 | -127244672.1963 | -610246.6504 | -6517742.6683 | -201197.8347 | -281384.2922 | -47237137.2754 | -15814017.2581 | -14449201.0637 | 0 | 2051
1405
1406
1407 | [6 empty] | D: DISTRIBUTION PLANT
1408
1409 |  | 108360 | Land and Land Rights |  | F118 |  | -2999520.6238 | -1435718.344 | -1013401.028 | -242085.2833 | -1694.9704 | 0 | -531.9021 | -46795.0794 | -725.8119 | -435.8282 | -258132.3765 | 0 | 0 | 0 | 2055
1410
1411 |  | 108361 | Structures and Improvements |  | F119 |  | -11228994.2662 | -5374749.8597 | -3793764.3244 | -906269.5673 | -6345.2848 | 0 | -1991.2268 | -175181.8855 | -2717.1468 | -1631.5649 | -966343.406 | 0 | 0 | 0 | 2059
1412
1413 |  | 108362 | Station Equipment |  | F120 |  | -111255796.96 | -53252505.5164 | -37588252.6417 | -8979231.8515 | -62868.4729 | 0 | -19728.8835 | -1735685.3005 | -26921.2293 | -16165.388 | -9574437.6761 | 0 | 0 | 0 | 2063
1414
1415 |  | Distribution - METER - Unbundled
1416
1417 |  | A |  | B | C |  | D | E | F | G | H | I | J | K | L | M | N | O | P
1418 |  | FERC ACCT |  | DESCRIPTION | COS Factor |  | Utah Jurisdiction Normalized | Residential Sch 1 | General Large Dist. Sch 6 | General +1 MW Sch 8 | Street & Area Lighting Sch. 7,11,12 | General Trans Sch 9 | General Secondary Sch 22 | Irrigation Sch 10 | Traffic Signals Sch 15 | Outdoor Lighting Sch 15 | General Small Dist. Sch 23 | Industrial Cust 1 | Industrial Cust 2
1419
1420 |  | 108364 | Poles, Towers & Fixtures |  | F121 |  | -149536937.6031 | -70918818.1753 | -49887823.8608 | -11917402.5269 | -1688851.0046 | 0 | -26184.5389 | -2303633.6213 | -35730.3533 | -21455.0018 | -12737038.5202 | 0 | 0 | 0 | 2067
1421
1422 |  | 108365 | Overhead Conductors |  | F122 |  | -83013450.7423 | -51722599.9325 | -17765174.8118 | -4243815.8815 | -639296.6719 | 0 | -9324.3777 | -820329.5076 | -12723.6653 | -7640.1781 | -7792545.716 | 0 | 0 | 0 | 2071
1423
1424 |  | 108366 | Underground Conduit |  | F123 |  | -78605654.0946 | -50111601.5129 | -16304526.8662 | -3894890.469 | -37615.8283 | 0 | -8557.7298 | -752882.2338 | -11677.5289 | -7012.0047 | -7476889.921 | 0 | 0 | 0 | 2075
1425
1426 |  | 108367 | Underground Conductors |  | F124 |  | -218957644.1769 | -131302544.9043 | -51848993.3877 | -12385894.5329 | -614589.5653 | 0 | -27213.8947 | -2394193.1147 | -37134.9702 | -22298.432 | -20324781.375 | 0 | 0 | 0 | 2079
1427
1428 |  | 108368 | Line Transformers |  | F125 |  | -125748139.2015 | -76160122.8362 | -31079045.95 | -6104342.8179 | -420510.2417 | 0 | -255109.7388 | -2255542.2333 | -17225.0646 | -84913.0354 | -9371327.2837 | 0 | 0 | 0 | 2083
1429
1430 |  | 108369 | Services |  | F126 |  | -100272998.5362 | -80914966.8814 | -6872178.757 | -549536.6908 | 0 | 0 | -3560.9324 | 0 | -294313.6666 | -65735.971 | -11572705.637 | 0 | 0 | 0 | 2087
1431
1432 |  | 108370 | Meters |  | F127 |  | -40608838.4054 | -28805098.4622 | -4270578.5071 | -686707.7852 | 0 | -1178543.125 | -578.711 | -446526.8363 | -94684.3916 | -21148.0849 | -4883579.7738 | -110696.3641 | -110696.3641 | 0 | 2091
1433
1434 |  | 108371 | Install on Customers' Premises |  | F128 |  | -3415626.2192 | 0 | 0 | 0 | -3415626.2192 | 0 | 0 | 0 | 0 | 0 | 0 | 0 | 0 | 0 | 2095
1435
1436 |  | 108372 | Leased Property |  | F129 |  | 0 | 0 | 0 | 0 | 0 | 0 | 0 | 0 | 0 | 0 | 0 | 0 | 0 | 0 | 2099
1437
1438 |  | 108373 | Street Lights |  | F130 |  | -12541520.5477 | 0 | 0 | 0 | -12541520.5477 | 0 | 0 | 0 | 0 | 0 | 0 | 0 | 0 | 0 | 2103
1439
1440 |  | 108D00 | Unclassified Dist Plant - Acct 300 |  | F121 |  | 0 | 0 | 0 | 0 | 0 | 0 | 0 | 0 | 0 | 0 | 0 | 0 | 0 | 0 | 2107
1441
1442 |  | 108DS | Unclassified Dist Sub - Acct 300 |  | F120 |  | 0 | 0 | 0 | 0 | 0 | 0 | 0 | 0 | 0 | 0 | 0 | 0 | 0 | 0 | 2111
1443
1444 |  | 108D | Unclassified Dist Sub - Acct 300 |  | F102 |  | 2355282.3023 | 1381348.3005 | 569966.7456 | 128406.6479 | 29727.1437 | 2039.2272 | 1110.7302 | 28773.1529 | 1257.0424 | 676.0669 | 211594.1702 | 191.5374 | 191.5374 | 0 | 2115
1445
1446
1447 |  | TOTAL DISTRIBUTION PLANT DEPR |  |  |  |  | -935829839.0746 | -548617378.1243 | -219853773.3891 | -49781770.7586 | -19399191.6631 | -1176503.8978 | -351671.2055 | -10901996.6595 | -532596.7859 | -247759.4222 | -84746187.5151 | -110504.8268 | -110504.8268 | 0
1448
1449 | [6 empty] | D: GENERAL PLANT
1450 |  | 108GP | General Plant Accumulated Depr
1451 |  |  |  | Situs | F107 |  | -80124706.28 | -40900769.5773 | -20336092.1456 | -5006742.472 | -744284.6645 | -4453563.0611 | -47263.9412 | -902694.108 | -36544.2022 | -25650.1626 | -6614287.6958 | -552034.0753 | -504780.1744 | 0 | 2121
1452 |  |  |  | System Generation | F105 |  | -412754.2328 | -140663.4919 | -115991.959 | -33254.8864 | -750.5168 | -72769.7073 | -353.9072 | -3779.9082 | -116.6829 | -163.1864 | -27394.7673 | -9135.5308 | -8379.6886 | 0 | 2122
1453 |  |  |  | System Generation | F105 |  | -1305481.0933 | -444897.9916 | -366865.552 | -105180.3276 | -2373.7745 | -230159.9098 | -1119.3567 | -11955.2953 | -369.051 | -516.1346 | -86645.6305 | -28894.344 | -26503.7259 | 0 | 2123
1454 |  |  |  | System Generation | F105 |  | -42659334.0636 | -14524254.3553 | -11976787.2476 | -3433744.0481 | -77494.8533 | -7552767.5215 | -36542.8067 | -390295.6462 | -12048.1343 | -16849.8619 | -2828655.5569 | -944646.5752 | -865247.4565 | 0 | 2124
1455 |  |  |  | Customer - System | F42 |  | -3658571.0166 | -3187456.8628 | -69083.5288 | -1071.5415 | -32197.6761 | -2374.0974 | -4.3618 | -12728.0934 | -9723.0969 | -2171.6872 | -341731.681 | -14.1949 | -14.1949 | 0 | 2125
1456 |  |  |  | System Overheads | F102 |  | -46185745.6164 | -18717894.7625 | -12506069.7542 | -3405351.2975 | -214927.558 | -6016166.9648 | -34924.1602 | -460033.1313 | -16099.0566 | -16947.05 | -3349832.206 | -754939.6091 | -692560.0661 | 0 | 2126
1457 |  |  |  | Energy | F30 |  | -688168.2926 | -200019.1679 | -191433.6074 | -60057.2935 | -2428.6626 | -141148.8301 | -757.699 | -6934.9579 | -231.8385 | -512.6631 | -42135.754 | -18116.1619 | -24391.6566 | 0 | 2127
1458 |  |  |  | Simple Cycle Combustion Turbine | F10 |  | -40833.7346 | -13933.6405 | -11489.7635 | -3294.1144 | -74.3436 | -7157.7983 | -35.0568 | -374.4247 | -11.5582 | -16.1647 | -2713.6312 | -903.1757 | -830.0631 | 0 | 2128
1459 |  |  |  | Cholla | F10 |  | -1074252.8104 | -366565.8454 | -302272.3945 | -86661.4739 | -1955.8296 | -188307.1697 | -922.2742 | -9850.3544 | -304.0731 | -425.26 | -71390.1375 | -23760.7212 | -21837.277 | 0 | 2129
1460 |  |  | Total General Plant Accumulated Depr |  |  |  | -176149847.1403 | -78496455.695 | -45876085.9526 | -12135357.4548 | -1076487.8789 | -18664415.0601 | -121923.5639 | -1798645.9195 | -75447.6938 | -63252.1705 | -13364787.0601 | -2332444.388 | -2144544.303 | 0
1461
1462 |  | 108MP | Mining Plant Accumulated Depr. |  | F30 |  | 0 | 0 | 0 | 0 | 0 | 0 | 0 | 0 | 0 | 0 | 0 | 0 | 0 | 0 | 2137
1463
1464 |  | 1081390 | Accum Depr - Capital Lease |  | F30 |  | 0 | 0 | 0 | 0 | 0 | 0 | 0 | 0 | 0 | 0 | 0 | 0 | 0 | 0 | 2144
1465 |  |  | Remove Capital Lease |  | F30 |  | 0 | 0 | 0 | 0 | 0 | 0 | 0 | 0 | 0 | 0 | 0 | 0 | 0 | 0 | 2147
1466
1467 |  | 1081399L | Accum Depr - Capital Lease |  | F30 |  | 0 | 0 | 0 | 0 | 0 | 0 | 0 | 0 | 0 | 0 | 0 | 0 | 0 | 0 | 2151
1468 |  |  |  | Energy | F30 |  | 0 | 0 | 0 | 0 | 0 | 0 | 0 | 0 | 0 | 0 | 0 | 0 | 0 | 0 | 2152
1469 |  |  | Remove Capital Lease |  | F30 |  | 0 | 0 | 0 | 0 | 0 | 0 | 0 | 0 | 0 | 0 | 0 | 0 | 0 | 0 | 2155
1470
1471 |  | TOTAL GENERAL PLANT ACCUM DEPR |  |  |  |  | -176149847.1403 | -78496455.695 | -45876085.9526 | -12135357.4548 | -1076487.8789 | -18664415.0601 | -121923.5639 | -1798645.9195 | -75447.6938 | -63252.1705 | -13364787.0601 | -2332444.388 | -2144544.303 | 0
1472
1473
1474 |  | TOTAL ACCUM DEPR - PLANT IN SERVICE |  |  |  |  | -3684881172.6605 | -1504127113.5013 | -988920269.4725 | -269255767.1259 | -25155025.8104 | -473014477.6658 | -2680147.0652 | -36267736.3751 | -1335543.0146 | -1328451.2714 | -268912753.8851 | -59382885.3996 | -54501002.0734 | 0
1475
1476
1477 | [6 empty] | D: ACCUMULATED AMORTIZATION
1478
1479 |  | 111CLS | Accum Prov for Amort-Steam |  | F10 |  | 0 | 0 | 0 | 0 | 0 | 0 | 0 | 0 | 0 | 0 | 0 | 0 | 0 | 0 | 2168
1480
1481 |  | 111CLG | Accum Prov for Amort-General
1482 |  |  | Situs |  | F108 |  | -16487.7815 | -8416.464 | -4184.7284 | -1030.281 | -153.1565 | -916.3301 | -9.7259 | -185.7545 | -7.52 | -5.2783 | -1361.0741 | -113.5941 | -103.8747 | 0 | 2172
1483 |  |  | Customer - System |  | F40 |  | 0 | 0 | 0 | 0 | 0 | 0 | 0 | 0 | 0 | 0 | 0 | 0 | 0 | 0 | 2173
1484 |  |  | System Generation |  | F108 |  | 0 | 0 | 0 | 0 | 0 | 0 | 0 | 0 | 0 | 0 | 0 | 0 | 0 | 0 | 2174
1485 |  |  | System Overheads |  | F108 |  | -1616325.7296 | -639761.7984 | -436699.8543 | -121171.4711 | -8038.4436 | -219553.1363 | -1295.5742 | -16374.1288 | -579.6928 | -698.6789 | -115651.1875 | -27692.3268 | -28809.437 | 0 | 2175
1486 |  |  | Energy |  | F108 |  | 0 | 0 | 0 | 0 | 0 | 0 | 0 | 0 | 0 | 0 | 0 | 0 | 0 | 0 | 2176
1487 |  |  | Total Accum Prov for Amort-General |  |  |  | -1632813.5111 | -648178.2623 | -440884.5827 | -122201.7521 | -8191.6002 | -220469.4664 | -1305.3001 | -16559.8833 | -587.2128 | -703.9572 | -117012.2615 | -27805.9208 | -28913.3117 | 0 | 2177
1488
1489 |  | 111CLH | Accum Prov for Amort-Hydro |  | F10 |  | -825743.5239 | -281767.3549 | -232347.0507 | -66613.8828 | -1503.3832 | -144745.6543 | -708.9225 | -7571.6501 | -233.7312 | -326.8836 | -54875.2986 | -18264.1008 | -16785.6112 | 0 | 2185
1490
1491 |  | 111IP | Accum Prov for Amort-Intangible
1492 |  |  |  | Situs | F107 |  | -22245.8608 | -4591.0421 | -6756.5219 | -2119.8096 | 92.2077 | -6008.0531 | -23.8949 | -166.939 | -3.2279 | -10.1623 | -1193.9032 | -762.4558 | -702.0586 | 0 | 2189
1493 |  |  |  | System Generation | F105 |  | 0 | 0 | 0 | 0 | 0 | 0 | 0 | 0 | 0 | 0 | 0 | 0 | 0 | 0 | 2190
1494 |  |  |  | System Generation | F105 |  | -198751.7571 | -67819.7954 | -55924.61 | -16033.5817 | -361.8558 | -34839.4535 | -170.6336 | -1822.453 | -56.2578 | -78.679 | -13208.1714 | -4396.0649 | -4040.2009 | 0 | 2191
1495 |  |  |  | Energy | F30 |  | -5306.5691 | -1542.3779 | -1476.1733 | -463.1108 | -18.7278 | -1088.4198 | -5.8427 | -53.4765 | -1.7877 | -3.9532 | -324.9151 | -139.6964 | -188.0877 | 0 | 2192
1496 |  |  |  | System Generation | F105 |  | -29748054.1198 | -10144427.9654 | -8365156.1394 | -2398289.6675 | -54126.0802 | -5229552.6999 | -25523.229 | -272600.9867 | -8414.9883 | -11768.7426 | -1975667.1726 | -658196.5955 | -604329.8527 | 0 | 2193
1497 |  |  |  | System Generation | F105 |  | -13100105.533 | -4467286.3773 | -3683751.1383 | -1056131.1881 | -23835.42 | -2302930.2012 | -11239.6257 | -120044.8836 | -3705.6956 | -5182.5833 | -870021.5602 | -289849.0378 | -266127.8218 | 0 | 2194
1498 |  |  |  | System Generation | F105 |  | -2335378.9819 | -796391.0432 | -656708.8304 | -188278.3748 | -4249.1825 | -410547.4399 | -2003.708 | -21400.6137 | -660.6209 | -923.9083 | -155100.2822 | -51671.9006 | -47443.0775 | 0 | 2195
1499 |  |  |  | Customer - System | F42 |  | -57260983.6604 | -49887487.3577 | -1081239.3141 | -16770.8972 | -503931.8888 | -37157.4455 | -68.2669 | -199209.7849 | -152178.0197 | -33989.4848 | -5348506.8664 | -222.1671 | -222.1671 | 0 | 2196
1500 |  |  |  | System Generation | F105 |  | 0 | 0 | 0 | 0 | 0 | 0 | 0 | 0 | 0 | 0 | 0 | 0 | 0 | 0 | 2197
1501 |  |  |  | Cholla | F10 |  | -265311.9063 | -90532.0259 | -74653.2515 | -21403.0819 | -483.038 | -46506.8685 | -227.7772 | -2432.7759 | -75.098 | -105.0279 | -17631.4675 | -5868.2669 | -5393.2273 | 0 | 2198
1502 |  |  |  | System Overheads | F102 |  | -117993130.899 | -47819581.0718 | -31949908.0472 | -8699828.4004 | -549086.6316 | -15369815.2257 | -89222.5719 | -1175270.6113 | -41129.0989 | -43295.5117 | -8557990.8843 | -1928683.5565 | -1769319.2877 | 0 | 2199
1503 |  |  | Total Accum Prov for Amort-Intangible |  |  |  | -220929269.2873 | -113279659.0567 | -45875574.0262 | -12399318.112 | -1136000.6168 | -23438445.8072 | -128485.5499 | -1793002.5246 | -206224.7949 | -95358.0532 | -16939645.223 | -2939789.7416 | -2697765.7813 | 0
1504
1505 |  | 111390 | Accum Prov for Amort-Capital Lease |  | F30 |  | 0 | 0 | 0 | 0 | 0 | 0 | 0 | 0 | 0 | 0 | 0 | 0 | 0 | 0 | 2210
1506
1507
1508 |  | TOTAL ACCUM PROV FOR AMORTIZATION |  |  |  |  | -223387826.3224 | -114209604.6739 | -46548805.6596 | -12588133.7469 | -1145695.6002 | -23803660.9279 | -130499.7725 | -1817134.0579 | -207045.7388 | -96388.894 | -17111532.7831 | -2985859.7632 | -2743464.7043 | 0

## Production
Production Total |  |  | - | Production - Total - Unbundled
Rocky Mountain Power
3 | Cost Of Service By Rate Schedule
4 | State of Utah
5 | 2017 Protocol (Non Wgt)
6 | 12 Months Ended Dec 2017
7
8
9 |  | A |  | B | C |  | D | E | F | G | H | I | J | K | L | M | N | O | P | Chk Total
12 |  |  |  | DESCRIPTION |  |  | Utah Jurisdiction Normalized | Residential Sch 1 | General Large Dist. Sch 6 | General +1 MW Sch 8 | Street & Area Lighting Sch. 7,11,12 | General Trans Sch 9 | General Secondary Sch 22 | Irrigation Sch 10 | Traffic Signals Sch 15 | Outdoor Lighting Sch 15 | General Small Dist. Sch 23 | Industrial Cust 1 | Industrial Cust 2 | 0
13
12 |  |  |  | Operating Revenues |  |  | 1436307301.4953 | 465304873.1646 | 414799625.4933 | 119823871.7308 | 3988188.2047 | 253068341.5089 | 1409601.4375 | 13313839.2827 | 473599.6061 | 930607.5263 | 96377214.0185 | 31079139.4593 | 35738400.0626 | 0
13
14 |  |  |  | Operating Expenses
15 |  |  |  | Operation & Maintenance Expenses |  |  | 932681063.307 | 296087820.3309 | 260972050.8717 | 78138454.7153 | 2465609.5882 | 176540042.6912 | 907821.9789 | 8957232.6242 | 288173.4465 | 523845.3901 | 59687831.5137 | 22472638.1382 | 25639542.018 | 0
16 |  |  |  | Depreciation Expense |  |  | 176724349.203 | 60301162.4097 | 49726413.2775 | 14256893.6076 | 321827.7572 | 30979567.2271 | 151733.2743 | 1620513.2142 | 50025.1776 | 69974.661 | 11744093.7969 | 3909041.7242 | 3593103.0757 | 0
17 |  |  |  | Amortization Expense |  |  | 23266371.8064 | 8133863.6392 | 6490782.5582 | 1850966.0423 | 61973.4098 | 3957659.4122 | 19748.0269 | 214532.956 | 6857.1411 | 9165.3208 | 1563033.3503 | 499120.0322 | 458669.9175 | 0
18 |  |  |  | Taxes Other Than Income |  |  | 34033500.8325 | 11509985.093 | 9570367.0952 | 2759034.8488 | 65475.9027 | 6025994.2377 | 29716.398 | 313909.0546 | 9745.2156 | 14194.4004 | 2251216.0604 | 761220.1327 | 722642.3935 | 0
19 |  |  |  | Income Taxes - Federal |  |  | 30811277.0449 | 9516486.1928 | 12731831.5511 | 2854250.1743 | 253700.5487 | 1546594.7941 | 49971.5513 | 195737.3675 | 23008.7388 | 81868.3245 | 3111937.0504 | -155048.2029 | 600938.9543 | 0
20 |  |  |  | Income Taxes - State |  |  | 7465107.6611 | 2411749.5569 | 2652505.1673 | 652322.8768 | 40444.3004 | 784858.4928 | 9605.1342 | 56659.4194 | 4054.5241 | 12422.7226 | 640720.7204 | 51448.2783 | 148316.4678 | 0
21 |  |  |  | Income Taxes Deferred |  |  | 14548831.6155 | 4920352.9146 | 4091194.1458 | 1179447.6752 | 27990.0057 | 2576025.7786 | 12703.3323 | 134191.6014 | 4165.9394 | 6067.9018 | 962362.4544 | 325410.6472 | 308919.2191 | 0
22 |  |  |  | Investment Tax Credit Adj |  |  | -1520017.731 | -514063.5256 | -427435.5362 | -123225.1102 | -2924.3108 | -269135.3479 | -1327.2056 | -14019.9309 | -435.2447 | -633.9559 | -100544.7058 | -33997.9159 | -32274.9416 | 0
23 |  |  |  | Misc Revenues & Expense |  |  | -48180.0986 | -16367.9963 | -13552.2933 | -3896.2083 | -90.1657 | -8488.2565 | -41.7112 | -443.0875 | -13.7147 | -19.5728 | -3194.3524 | -1071.6904 | -1001.0493 | 0
24
25 |  |  |  | Total Operating Expenses |  |  | 1217962303.6408 | 392350988.6152 | 345794156.8372 | 101564248.6218 | 3234007.0363 | 222133119.0293 | 1179930.779 | 11478313.2191 | 385581.2236 | 716885.1924 | 79857455.8883 | 27828761.1437 | 31438856.0549 | 0
26
27 |  |  |  | Operating Revenue For Return |  |  | 218344997.8545 | 72953884.5494 | 69005468.6561 | 18259623.109 | 754181.1685 | 30935222.4796 | 229670.6584 | 1835526.0637 | 88018.3826 | 213722.334 | 16519758.1302 | 3250378.3156 | 4299544.0076 | 0
28
29
30 |  |  |  | Rate Base :
31 |  |  |  | Electric Plant In Service |  |  | 5698172552.1353 | 1940906762.3872 | 1603127425.3957 | 460132755.8515 | 10491658.5827 | 1000887625.9148 | 4908684.069 | 52311706.1554 | 1616595.5995 | 2279685.1097 | 378316664.1173 | 126323178.2587 | 116869810.6938 | 0
32 |  |  |  | Plant Held For Future Use |  |  | 0 | 0 | 0 | 0 | 0 | 0 | 0 | 0 | 0 | 0 | 0 | 0 | 0 | 0
33 |  |  |  | Electric Plant Acquisition Adj |  |  | 22318809.5357 | 7615817.4368 | 6280048.7326 | 1800489.5229 | 40634.5579 | 3912293.0981 | 19161.2828 | 204652.1849 | 6317.4597 | 8835.2537 | 1483210.345 | 493655.6882 | 453693.9732 | 0
34 |  |  |  | Pensions |  |  | 0 | 0 | 0 | 0 | 0 | 0 | 0 | 0 | 0 | 0 | 0 | 0 | 0 | 0
35 |  |  |  | Prepayments |  |  | 6619120.349 | 2259250.2863 | 1862521.8081 | 533893.1971 | 12030.2126 | 1159910.5979 | 5679.7309 | 60682.9111 | 1872.9213 | 2616.0263 | 439941.4905 | 146352.853 | 134368.3138 | 0
36 |  |  |  | Fuel Stock |  |  | 87842266.2008 | 25531744.4643 | 24435827.8115 | 7666102.6339 | 310010.2589 | 18017152.5465 | 96717.6158 | 885223.0317 | 29593.3744 | 65439.6498 | 5378481.0465 | 2312464.4494 | 3113509.3181 | 0
37 |  |  |  | Materials & Supplies |  |  | 87106754.0301 | 29723320.8223 | 24510028.6095 | 7027023.4511 | 158590.1988 | 15269055.997 | 74783.4307 | 798724.838 | 24656.0375 | 34482.5862 | 5788733.4218 | 1926659.4187 | 1770695.2186 | 0
38 |  |  |  | Misc Deferred Debits |  |  | 219656076.0698 | 70550258.6383 | 61528014.8873 | 18294504.4334 | 548649.2617 | 41099463.6515 | 209692.0682 | 2093173.2784 | 66861.5494 | 117345.0547 | 14142369.5747 | 5224655.0847 | 5781088.5876 | 0
39 |  |  |  | Cash Working Capital |  |  | 12380192.4901 | 3934416.9455 | 3516635.7586 | 1039658.1707 | 34646.0362 | 2284633.4774 | 12266.6311 | 117489.2489 | 3987.6678 | 7718.054 | 807502.7722 | 286303.6021 | 334934.1256 | 0
40 |  |  |  | Weatherization Loans |  |  | 0 | 0 | 0 | 0 | 0 | 0 | 0 | 0 | 0 | 0 | 0 | 0 | 0 | 0
41 |  |  |  | Miscellaneous Rate Base |  |  | 0 | 0 | 0 | 0 | 0 | 0 | 0 | 0 | 0 | 0 | 0 | 0 | 0 | 0
42
43 |  |  |  | Total Rate Base Additions |  |  | 6134095770.811 | 2080521570.9806 | 1725260503.0035 | 496494427.2606 | 11596219.1087 | 1082630135.2832 | 5326984.8285 | 56471651.6484 | 1749884.6095 | 2516121.7344 | 406356902.7679 | 136713269.3548 | 128458100.2308 | 0
44
45 |  |  |  | Rate Base Deductions :
46 |  |  |  | Accum Provision For Depreciation |  |  | -1902344876.3406 | -649099786.5448 | -535278073.4281 | -153469358.6981 | -3464664.384 | -333485021.9378 | -1633379.8093 | -17444164.2866 | -538506.0483 | -753313.5456 | -126417912.985 | -42079662.9211 | -38681031.7519 | 0
47 |  |  |  | Accum Provision For Amortization |  |  | -97859885.5479 | -33377031.9855 | -27534751.0325 | -7896524.846 | -178693.6418 | -17163163.2184 | -84089.9147 | -897605.0461 | -27716.3392 | -38846.8282 | -6501730.7843 | -2165795.9149 | -1993935.9963 | 0
48 |  |  |  | Accum Deferred Income Taxes |  |  | -996054105.4664 | -338964661.9149 | -280210836.4097 | -80472812.8896 | -1844454.7703 | -175140567.8193 | -859538.3132 | -9149783.91 | -282915.2339 | -400637.3609 | -66098567.1874 | -22107415.6591 | -20521913.998 | 0
49 |  |  |  | Unamortized ITC |  |  | -74439.4325 | -25331.9705 | -20941.3475 | -6014.1239 | -137.8551 | -13089.204 | -64.2386 | -683.8088 | -21.1438 | -29.9436 | -4939.7983 | -1652.2099 | -1533.7886 | 0
50 |  |  |  | Customer Advance For Construction |  |  | 0 | 0 | 0 | 0 | 0 | 0 | 0 | 0 | 0 | 0 | 0 | 0 | 0 | 0
51 |  |  |  | Customer Service Deposits |  |  | 0 | 0 | 0 | 0 | 0 | 0 | 0 | 0 | 0 | 0 | 0 | 0 | 0 | 0
52 |  |  |  | Misc Rate Base Deductions |  |  | -120578183.2788 | -38655879.6757 | -33770679.0453 | -10052000.5634 | -303609.5335 | -22603642.5334 | -115453.957 | -1150321.4365 | -36779.716 | -64912.7371 | -7755878.9187 | -2874018.415 | -3195006.7471 | 0
53 | [19 empty] | 0
54 |  |  |  | Total Rate Base Deductions |  |  | -3116911490.0662 | -1060122692.0914 | -876815281.2631 | -251896711.121 | -5791560.1846 | -548405484.713 | -2692526.2328 | -28642558.488 | -885938.4812 | -1257740.4153 | -206779029.6738 | -69228545.1199 | -64393422.282 | 0
55 | [19 empty] | 0
56 |  |  |  | Total Rate Base |  |  | 3017184280.7448 | 1020398878.8891 | 848445221.7403 | 244597716.1396 | 5804658.9241 | 534224650.5702 | 2634458.5957 | 27829093.1605 | 863946.1283 | 1258381.3191 | 199577873.0941 | 67484724.2349 | 64064677.9488 | 0
57
58
59 |  |  |  | Return On Rate Base |  |  | 7.237% | 7.15% | 8.133% | 7.465% | 12.99% | 5.791% | 8.718% | 6.596% | 10.19% | 16.98% | 8.277% | 4.816% | 6.711%
60
61 |  |  |  | Return On Equity |  |  | 9.097% | 8.928% | 10.84% | 9.541% | 20.28% | 6.289% | 11.97% | 7.852% | 14.83% | 28.03% | 11.12% | 4.397% | 8.077%
Rocky Mountain Power
Cost Of Service By Rate Schedule
State of Utah
2017 Protocol (Non Wgt)
12 Months Ended Dec 2017
|  | A |  | B | C |  | D | E | F | G | H | I | J | K | L | M | N | O | P
|  |  |  | DESCRIPTION | COS Factor |  | Utah Jurisdiction Normalized | Residential Sch 1 | General Large Dist. Sch 6 | General +1 MW Sch 8 | Street & Area Lighting Sch. 7,11,12 | General Trans Sch 9 | General Secondary Sch 22 | Irrigation Sch 10 | Traffic Signals Sch 15 | Outdoor Lighting Sch 15 | General Small Dist. Sch 23 | Industrial Cust 1 | Industrial Cust 2
79 |  |  |  | Total Rate Base |  |  | 3017184280.7448 | 1020398878.8891 | 848445221.7403 | 244597716.1396 | 5804658.9241 | 534224650.5702 | 2634458.5957 | 27829093.1605 | 863946.1283 | 1258381.3191 | 199577873.0941 | 67484724.2349 | 64064677.9488 | 0
80
81
82 |  |  |  | Return On Ratebase ($$) | 7.319% |  | 220817828.0459 | 74679649.372 | 62094924.8199 | 17901305.1233 | 424823.9607 | 39098151.1406 | 192807.3896 | 2036720.1127 | 63229.3854 | 92096.8041 | 14606450.3729 | 4938985.7712 | 4688683.7935 | 0
83 |  |  |  | Operating & Maintenance Expense |  |  | 932681063.307 | 296087820.3309 | 260972050.8717 | 78138454.7153 | 2465609.5882 | 176540042.6912 | 907821.9789 | 8957232.6242 | 288173.4465 | 523845.3901 | 59687831.5137 | 22472638.1382 | 25639542.018 | 0
84 |  |  |  | Bad Debt to Produce ROR | F80 |  | 0 | 0 | 0 | 0 | 0 | 0 | 0 | 0 | 0 | 0 | 0 | 0 | 0 | 0
85 |  |  |  | Depreciation Expense |  |  | 176724349.203 | 60301162.4097 | 49726413.2775 | 14256893.6076 | 321827.7572 | 30979567.2271 | 151733.2743 | 1620513.2142 | 50025.1776 | 69974.661 | 11744093.7969 | 3909041.7242 | 3593103.0757 | 0
86 |  |  |  | Amortization Expense |  |  | 23266371.8064 | 8133863.6392 | 6490782.5582 | 1850966.0423 | 61973.4098 | 3957659.4122 | 19748.0269 | 214532.956 | 6857.1411 | 9165.3208 | 1563033.3503 | 499120.0322 | 458669.9175 | 0
87 |  |  |  | Taxes Other Than Income |  |  | 34033500.8325 | 11509985.093 | 9570367.0952 | 2759034.8488 | 65475.9027 | 6025994.2377 | 29716.398 | 313909.0546 | 9745.2156 | 14194.4004 | 2251216.0604 | 761220.1327 | 722642.3935 | 0
88 |  |  |  | Federal Income Taxes |  |  | 30811277.0449 | 9516486.1928 | 12731831.5511 | 2854250.1743 | 253700.5487 | 1546594.7941 | 49971.5513 | 195737.3675 | 23008.7388 | 81868.3245 | 3111937.0504 | -155048.2029 | 600938.9543 | 0
89 |  |  |  | FIT Adj to Produce Target ROR | F101 |  | 0 | 0 | 0 | 0 | 0 | 0 | 0 | 0 | 0 | 0 | 0 | 0 | 0 | 0
90 |  |  |  | State Income Taxes |  |  | 7465107.6611 | 2411749.5569 | 2652505.1673 | 652322.8768 | 40444.3004 | 784858.4928 | 9605.1342 | 56659.4194 | 4054.5241 | 12422.7226 | 640720.7204 | 51448.2783 | 148316.4678 | 0
91 |  |  |  | SIT Adj to Produce Target ROR | F101 |  | 0 | 0 | 0 | 0 | 0 | 0 | 0 | 0 | 0 | 0 | 0 | 0 | 0 | 0
92 |  |  |  | Deferred Income Taxes |  |  | 14548831.6155 | 4920352.9146 | 4091194.1458 | 1179447.6752 | 27990.0057 | 2576025.7786 | 12703.3323 | 134191.6014 | 4165.9394 | 6067.9018 | 962362.4544 | 325410.6472 | 308919.2191 | 0
93 |  |  |  | Investment Tax Credit |  |  | -1520017.731 | -514063.5256 | -427435.5362 | -123225.1102 | -2924.3108 | -269135.3479 | -1327.2056 | -14019.9309 | -435.2447 | -633.9559 | -100544.7058 | -33997.9159 | -32274.9416 | 0
94 |  |  |  | Misc Revenue & Expenses |  |  | -48180.0986 | -16367.9963 | -13552.2933 | -3896.2083 | -90.1657 | -8488.2565 | -41.7112 | -443.0875 | -13.7147 | -19.5728 | -3194.3524 | -1071.6904 | -1001.0493 | 0
|  |  |  | Total Operating Expenses |  |  | 1217962303.6408 | 392350988.6152 | 345794156.8372 | 101564248.6218 | 3234007.0363 | 222133119.0293 | 1179930.779 | 11478313.2191 | 385581.2236 | 716885.1924 | 79857455.8883 | 27828761.1437 | 31438856.0549
|  |  |  | Total Op. exp. Adjusted for Taxes |  |  | 222351714.1 | 75750133.9541 | 57808343.8596 | 17679042.0003 | 220525.085 | 44161581.0829 | 169941.2606 | 2161519.9258 | 47852.8758 | 16653.0051 | 13419633.7058 | 5986421.7966 | 4930065.5482
97 |  |  |  | Revenue Credits |  |  | -143030102.7089 | -48252182.3067 | -40316215.1047 | -11617079.962 | -284466.3603 | -25280870.0401 | -125978.307 | -1318971.1533 | -41447.4413 | -62163.1052 | -9478506.5693 | -3185452.116 | -3066770.2429 | 0
98
99 |  |  |  | Total Revenue Requirements |  |  | 1297283915.0318 | 419848940.2626 | 363286285.5921 | 107626210.6601 | 3170065.7609 | 241013830.0721 | 1223893.7326 | 12320861.9916 | 391986.6581 | 671375.0922 | 83798583.0249 | 30629730.8243 | 33302151.3602 | 0
100 |  |  |  | Operating Revenues |  |  | 1293277198.7864 | 417052690.8578 | 374483410.3885 | 108206791.7687 | 3703721.8444 | 227787471.4688 | 1283623.1306 | 11994868.1294 | 432152.1649 | 868444.4211 | 86898707.4492 | 27893687.3433 | 32671629.8197 | 0
101
102 |  |  |  | Increase / (Decrease) Required to
103 |  |  |  | Earn Equal Rates of Return |  |  | 4006716.2455 | 2796249.4047 | -11197124.7964 | -580581.1086 | -533656.0835 | 13226358.6034 | -59729.3979 | 325993.8622 | -40165.5068 | -197069.3289 | -3100124.4243 | 2736043.4811 | 630521.5405 | 0
104
105 |  |  |  | Existing Revenues |  |  | 1293277198.7864 | 417052690.8578 | 374483410.3886 | 108206791.7688 | 3703721.8444 | 227787471.4688 | 1283623.1304 | 11994868.1294 | 432152.1649 | 868444.4211 | 86898707.4492 | 27893687.3433 | 32671629.8197 | 0
106 |  |  |  | check |  |  | 0 | -2.563e-06 | -2.861e-06 | -0.00012785 | -1.7695e-08 | -2.5034e-06 | 0.00014679 | -8.1956e-08 | -3.085e-09 | -7.4506e-09 | -6.1095e-07 | -3.1665e-07 | -3.7253e-07 | 0
107 |  |  |  | Percent Increase / (Decrease)
108 |  |  |  | Over Existing Rates To
109 |  |  |  | Equal Authorized RoE & RoR |  |  | 0.3098% | 0.6705% | -2.99% | -0.5365% | -14.41% | 5.806% | -4.653% | 2.718% | -9.294% | -22.69% | -3.568% | 9.809% | 1.93%
[5 empty] | 2017 Protocol |  | E: ELECTRIC REVENUES
|  | Production - Total - Unbundled |  |  | (Non-Wgt)
|  | A |  | B | C |  | D | E | F | G | H | I | J | K | L | M | N | O | P
|  | FERC ACCT |  | DESCRIPTION | COS Factor |  | Utah Jurisdiction Normalized | Residential Sch 1 | General Large Dist. Sch 6 | General +1 MW Sch 8 | Street & Area Lighting Sch. 7,11,12 | General Trans Sch 9 | General Secondary Sch 22 | Irrigation Sch 10 | Traffic Signals Sch 15 | Outdoor Lighting Sch 15 | General Small Dist. Sch 23 | Industrial Cust 1 | Industrial Cust 2 |  | Func Study Row
122 |  | 440 | Residential Sales |  | A |  | 417052690.8578 | 417052690.8578 | 0 | 0 | 0 | 0 | 0 | 0 | 0 | 0 | 0 | 0 | 0 | 0
123
124 |  | 442 | Commercial & Industrial Sales |  | A |  | 867939666.2944 | 0 | 374483410.3886 | 108206791.7688 | 0 | 224506948.265 | 1283623.1304 | 11994868.1294 | 0 | 0 | 86898707.4492 | 27893687.3433 | 32671629.8197 | 0
125 |  |  |  | Interruptible Demand | F10 |  | 0 | 0 | 0 | 0 | 0 | 0 | 0 | 0 | 0 | 0 | 0 | 0 | 0 | 0 | 100
126 |  |  |  | Interruptible Energy | F30 |  | 0 | 0 | 0 | 0 | 0 | 0 | 0 | 0 | 0 | 0 | 0 | 0 | 0 | 0 | 101
127 | [6 empty] | 867939666.2944 | 0 | 374483410.3886 | 108206791.7688 | 0 | 224506948.265 | 1283623.1304 | 11994868.1294 | 0 | 0 | 86898707.4492 | 27893687.3433 | 32671629.8197 | 0
128
129 |  | 444 | Public Street & Highway Lighting |  | A |  | 5004318.4304 | 0 | 0 | 0 | 3703721.8444 | 0 | 0 | 0 | 432152.1649 | 868444.4211 | 0 | 0 | 0 | 0
130
131 |  | 445 | Other Sales to Public Authority |  | A |  | 3280523.2038 | 0 | 0 | 0 | 0 | 3280523.2038 | 0 | 0 | 0 | 0 | 0 | 0 | 0 | 0
132
133 |  | 448 | Interdepartmental |  | A | 0 | 0 | 0 | 0 | 0 | 0 | 0 | 0 | 0 | 0 | 0 | 0 | 0 | 0 | 0 | 114
134 |  |  |  | Demand | F10 |  | 0 | 0 | 0 | 0 | 0 | 0 | 0 | 0 | 0 | 0 | 0 | 0 | 0 | 0 | 115
135 | [6 empty] | 0 | 0 | 0 | 0 | 0 | 0 | 0 | 0 | 0 | 0 | 0 | 0 | 0 | 0
136
137 |  | Total Sales to Ultimate Customers |  |  |  |  | 1293277198.7864 | 417052690.8578 | 374483410.3886 | 108206791.7688 | 3703721.8444 | 227787471.4688 | 1283623.1304 | 11994868.1294 | 432152.1649 | 868444.4211 | 86898707.4492 | 27893687.3433 | 32671629.8197 | 0
138
139
140
141 |  | 447 | Sales for Resale |  | F10 |  | 8003536.09 | 2731035.8831 | 2252028.568 | 645656.4295 | 14571.5725 | 1402950.2315 | 6871.2454 | 73388.3743 | 2265.4441 | 3168.3263 | 531879.9601 | 177025.1729 | 162694.8822 | 0 | 123
142
143
144 |  | 447 | Sales for Resale |  | F11 |  | 0 | 0 | 0 | 0 | 0 | 0 | 0 | 0 | 0 | 0 | 0 | 0 | 0 | 0 | 127
145 |  |  |  | Demand | F10 |  | 0 | 0 | 0 | 0 | 0 | 0 | 0 | 0 | 0 | 0 | 0 | 0 | 0 | 0 | 128
146 |  |  |  | Demand | F10 |  | 91088102.0917 | 31081870.8802 | 25630297.1349 | 7348204.3573 | 165838.8076 | 15966951.6673 | 78201.5223 | 835231.7842 | 25782.9796 | 36058.6658 | 6053316.3791 | 2014720.3484 | 1851627.5649 | 0 | 129
147 |  |  |  | Energy | F30 |  | 0 | 0 | 0 | 0 | 0 | 0 | 0 | 0 | 0 | 0 | 0 | 0 | 0 | 0 | 130
148 | [6 empty] | 91088102.0917 | 31081870.8802 | 25630297.1349 | 7348204.3573 | 165838.8076 | 15966951.6673 | 78201.5223 | 835231.7842 | 25782.9796 | 36058.6658 | 6053316.3791 | 2014720.3484 | 1851627.5649 | 0
149
150 |  | 449 | Provision for Rate Refund |  | F11 |  | 0 | 0 | 0 | 0 | 0 | 0 | 0 | 0 | 0 | 0 | 0 | 0 | 0 | 0 | 134
151 |  |  |  |  | F10 |  | 0 | 0 | 0 | 0 | 0 | 0 | 0 | 0 | 0 | 0 | 0 | 0 | 0 |  | 135
152
153 |  | State Specific Revenue Credit |  |  | F140P |  | 33306843.0952 | 10811461.6247 | 9442372.2873 | 2765551.4322 | 84699.6058 | 6047337.4183 | 31778.0137 | 312864.4083 | 10389.6796 | 18727.4176 | 2186779.2269 | 758552.4578 | 836329.5229 | 0 | 137
154
155 |  | AGA Revenue |  |  | A | 0 | 0 | 0 | 0 | 0 | 0 | 0 | 0 | 0 | 0 | 0 | 0 | 0 | 0 | 0 | 139
156
157 |  | Total Sales from Electricity |  |  |  |  | 1425675680.0632 | 461677059.2458 | 411808108.3788 | 118966203.9879 | 3968831.8302 | 251204710.786 | 1400473.9119 | 13216352.6963 | 470590.2682 | 926398.8309 | 95670683.0153 | 30843985.3223 | 35522281.7897 | 0
158
159 |  | Other Electric Operating Revenues
160 |  | 450 | Forfeited Discounts & Interest |  | A | 0 | 0 | 0 | 0 | 0 | 0 | 0 | 0 | 0 | 0 | 0 | 0 | 0 | 0 | 0 | 145
161 |  |  |  | Customers | F40 |  | 0 | 0 | 0 | 0 | 0 | 0 | 0 | 0 | 0 | 0 | 0 | 0 | 0 | 0 | 146
162 | [6 empty] | 0 | 0 | 0 | 0 | 0 | 0 | 0 | 0 | 0 | 0 | 0 | 0 | 0 | 0
163
164 |  | 451 | Misc Electric Revenue |  | A | 0 | 0 | 0 | 0 | 0 | 0 | 0 | 0 | 0 | 0 | 0 | 0 | 0 | 0 | 0 | 150
165 |  |  |  | Demand | F10 |  | 0 | 0 | 0 | 0 | 0 | 0 | 0 | 0 | 0 | 0 | 0 | 0 | 0 | 0 | 151
166 |  |  |  | Customer | F40 |  | 0 | 0 | 0 | 0 | 0 | 0 | 0 | 0 | 0 | 0 | 0 | 0 | 0 | 0 | 152
167 | [6 empty] | 0 | 0 | 0 | 0 | 0 | 0 | 0 | 0 | 0 | 0 | 0 | 0 | 0 | 0
168
169 |  | 453 | Water Sales |  | F10 |  | 23578.8154 | 8045.7675 | 6634.5882 | 1902.136 | 42.9286 | 4133.1612 | 20.243 | 216.2058 | 6.6741 | 9.334 | 1566.9448 | 521.525 | 479.3072 | 0 | 156
170
171 |  | 454 | Rent of Electric Property |  | A | 0 | 0 | 0 | 0 | 0 | 0 | 0 | 0 | 0 | 0 | 0 | 0 | 0 | 0 | 0 | 160
172 |  |  |  | Demand | F10 |  | 0 | 0 | 0 | 0 | 0 | 0 | 0 | 0 | 0 | 0 | 0 | 0 | 0 | 0 | 161
173 |  |  |  | Demand | F10 |  | 0 | 0 | 0 | 0 | 0 | 0 | 0 | 0 | 0 | 0 | 0 | 0 | 0 | 0 | 162
174 |  |  |  | System Overhead | F102P |  | 449786.8026 | 153480.1472 | 126560.6499 | 36284.9293 | 818.9007 | 78843.7125 | 386.1538 | 4124.3173 | 127.3146 | 178.0552 | 29890.8612 | 9948.5509 | 9143.21 | 0 | 163
175 | [6 empty] | 449786.8026 | 153480.1472 | 126560.6499 | 36284.9293 | 818.9007 | 78843.7125 | 386.1538 | 4124.3173 | 127.3146 | 178.0552 | 29890.8612 | 9948.5509 | 9143.21 | 0
176
177 |  | 456 | Other Electric Revenue |  | A | 0 | 0 | 0 | 0 | 0 | 0 | 0 | 0 | 0 | 0 | 0 | 0 | 0 | 0 | 0 | 167
178 |  |  |  | Customer | F40 |  | 0 | 0 | 0 | 0 | 0 | 0 | 0 | 0 | 0 | 0 | 0 | 0 | 0 | 0 | 168
179 |  |  |  | Energy | F30 |  | 0 | 0 | 0 | 0 | 0 | 0 | 0 | 0 | 0 | 0 | 0 | 0 | 0 | 0 | 169
180 |  |  |  | Demand | F10 |  | 0 | 0 | 0 | 0 | 0 | 0 | 0 | 0 | 0 | 0 | 0 | 0 | 0 | 0 | 170
181 |  |  |  | Demand | F10 |  | 10158255.8141 | 3466288.004 | 2858321.8764 | 819480.6777 | 18494.5453 | 1780653.8492 | 8721.1288 | 93146.0634 | 2875.3492 | 4021.3062 | 675073.1972 | 224684.0611 | 206495.7557 | 0 | 171
182 | [6 empty] | 10158255.8141 | 3466288.004 | 2858321.8764 | 819480.6777 | 18494.5453 | 1780653.8492 | 8721.1288 | 93146.0634 | 2875.3492 | 4021.3062 | 675073.1972 | 224684.0611 | 206495.7557 | 0
183 | [19 empty] | 0
184 |  | Total Other Electric Operating Revenues |  |  |  |  | 10631621.4321 | 3627813.9187 | 2991517.1145 | 857667.743 | 19356.3745 | 1863630.7229 | 9127.5256 | 97486.5864 | 3009.3379 | 4208.6955 | 706531.0032 | 235154.137 | 216118.2729 | 0
185 | [19 empty] | 0
186 |  | Total Electric Operating Revenues |  |  |  |  | 1436307301.4953 | 465304873.1646 | 414799625.4933 | 119823871.7308 | 3988188.2047 | 253068341.5089 | 1409601.4374 | 13313839.2827 | 473599.6061 | 930607.5263 | 96377214.0185 | 31079139.4593 | 35738400.0626 | 0
187
188 |  | Miscellaneous Revenues
189 |  | 41160 | Gain on Sale of Utility Plant - CR |  | F10 |  | 0 | 0 | 0 | 0 | 0 | 0 | 0 | 0 | 0 | 0 | 0 | 0 | 0 | 0 | 185
190 |  | 41170 | Loss on Sale of Utility Plant |  | F10 |  | 0 | 0 | 0 | 0 | 0 | 0 | 0 | 0 | 0 | 0 | 0 | 0 | 0 | 0 | 190
191 |  | 4118 | Gain from Emission Allowances |  | F30 |  | -1432.2334 | -416.285 | -398.4165 | -124.9928 | -5.0546 | -293.7626 | -1.5769 | -14.4332 | -0.48251 | -1.067 | -87.694 | -37.7038 | -50.7645 | 0 | 193
192 |  | 41181 | Gain from Disposition of NOX Credits |  | F10 |  | 0 | 0 | 0 | 0 | 0 | 0 | 0 | 0 | 0 | 0 | 0 | 0 | 0 | 0 | 196
193 |  | 4194 | Impact Housing Interest Income |  | F10 |  | 0 | 0 | 0 | 0 | 0 | 0 | 0 | 0 | 0 | 0 | 0 | 0 | 0 | 0 | 200
194 |  | 421 | (Gain)/Loss on Sale of Utility Plant |  | F10 |  | -46747.8651 | -15951.7113 | -13153.8768 | -3771.2155 | -85.1111 | -8194.494 | -40.1343 | -428.6543 | -13.2322 | -18.5059 | -3106.6584 | -1033.9866 | -950.2848 | 0 | 210
195
196 |  | Total Miscellaneous Revenues |  |  |  |  | -48180.0986 | -16367.9963 | -13552.2933 | -3896.2083 | -90.1657 | -8488.2565 | -41.7112 | -443.0875 | -13.7147 | -19.5728 | -3194.3524 | -1071.6904 | -1001.0493 | 0
197
198 |  | Miscellaneous Expenses
199 |  | 4311 | Interest on Customer Deposits |  | F80 |  | 0 | 0 | 0 | 0 | 0 | 0 | 0 | 0 | 0 | 0 | 0 | 0 | 0 | 0 | 216
200
201 |  | DFA | Divergence Fairness Adjustment
202 |  |  |  | Production | F105 |  | 0 | 0 | 0 | 0 | 0 | 0 | 0 | 0 | 0 | 0 | 0 | 0 | 0 | 0 | 220
203 |  |  |  | Transmission | F105 |  | 0 | 0 | 0 | 0 | 0 | 0 | 0 | 0 | 0 | 0 | 0 | 0 | 0 | 0 | 221
204 |  |  |  | Distribution | F105 |  | 0 | 0 | 0 | 0 | 0 | 0 | 0 | 0 | 0 | 0 | 0 | 0 | 0 | 0 | 222
205 | [6 empty] | 0 | 0 | 0 | 0 | 0 | 0 | 0 | 0 | 0 | 0 | 0 | 0 | 0 | 0
206
207 |  | Net Miscellaneous Revenues And Expense |  |  |  |  | -48180.0986 | -16367.9963 | -13552.2933 | -3896.2083 | -90.1657 | -8488.2565 | -41.7112 | -443.0875 | -13.7147 | -19.5728 | -3194.3524 | -1071.6904 | -1001.0493 | 0
208
209 |  | Distribution - METER - Unbundled
210 | [6 empty] | E: STEAM POWER GENERATION
211
212 |  | A |  | B | C |  | D | E | F | G | H | I | J | K | L | M | N | O | P
213 |  | FERC ACCT |  | DESCRIPTION | COS Factor |  | Utah Jurisdiction Normalized | Residential Sch 1 | General Large Dist. Sch 6 | General +1 MW Sch 8 | Street & Area Lighting Sch. 7,11,12 | General Trans Sch 9 | General Secondary Sch 22 | Irrigation Sch 10 | Traffic Signals Sch 15 | Outdoor Lighting Sch 15 | General Small Dist. Sch 23 | Industrial Cust 1 | Industrial Cust 2
214 |  | 500 | Operation Suprvn & Engineering |  | F10 |  | 6775816.4638 | 2312102.762 | 1906573.8039 | 546614.5734 | 12336.3348 | 1187741.6644 | 5817.216 | 62130.8068 | 1917.9315 | 2682.3141 | 450291.0901 | 149870.0159 | 137737.951 | 0 | 231
215 |  |  |  | Cholla | F10 |  | 1300351.8411 | 443717.3143 | 365891.9585 | 104901.1983 | 2367.4749 | 227940.3624 | 1116.3861 | 11923.5681 | 368.0716 | 514.7648 | 86415.689 | 28761.6632 | 26433.3898 | 0 | 232
216 |  |  |  | Total 500 |  |  | 8076168.3048 | 2755820.0763 | 2272465.7624 | 651515.7717 | 14703.8097 | 1415682.0267 | 6933.6021 | 74054.3749 | 2286.0031 | 3197.0789 | 536706.779 | 178631.6791 | 164171.3408 | 0
217
218 |  | 501 | Fuel Related |  | F30 |  | 304937893.6419 | 88631551.9245 | 84827158.7758 | 26612305.1091 | 1076177.5559 | 62545204.9973 | 335748.0098 | 3072985.914 | 102731.1981 | 227168.877 | 18670996.9157 | 8027548.3413 | 10808316.0234 | 0 | 243
219 |  |  |  | System Energy - Non NPC | F30 |  | 20851404.8739 | 6060553.353 | 5800412.0472 | 1819727.7545 | 73588.145 | 4276790.1908 | 22958.1755 | 210128.2746 | 7024.6757 | 15533.6228 | 1276707.5664 | 548917.2192 | 739063.8491 | 0 | 236
220 |  |  |  | System Energy - Non NPC | F30 |  | 1328006.3122 | 385990.9276 | 369422.7731 | 115896.7446 | 4686.7596 | 272384.734 | 1462.1845 | 13382.8716 | 447.395 | 989.3218 | 81312.3009 | 34960.02 | 47070.2796 | 0 | 239
221 |  |  |  | Cholla - Non NPC | F30 |  | 0 | 0 | 0 | 0 | 0 | 0 | 0 | 0 | 0 | 0 | 0 | 0 | 0 | 0 | 240
222 |  |  |  | Cholla | F30 |  | 22175703.5437 | 6445466.6379 | 6168803.434 | 1935300.9285 | 78261.8197 | 4548414.4576 | 24416.2778 | 223473.7828 | 7470.8216 | 16520.1826 | 1357792.8526 | 583779.6348 | 786002.7138 | 0 | 246
223 |  |  |  | Total 501 |  |  | 349293008.3718 | 101523562.843 | 97165797.0303 | 30483230.5368 | 1232714.2801 | 71642794.3796 | 384584.6477 | 3519970.8431 | 117674.0903 | 260212.0042 | 21386809.6356 | 9195205.2154 | 12380452.8658 | 0
224
225 |  | 502 | Steam Expenses |  | F10 |  | 30048664.5788 | 10253465.5033 | 8455069.1471 | 2424067.7204 | 54707.8552 | 5267269.4236 | 25797.5659 | 275531.0425 | 8505.4369 | 11895.2391 | 1996902.6612 | 664627.4824 | 610825.5013 | 0 | 250
226 |  |  |  | Cholla | F10 |  | 2831343.6452 | 966135.5938 | 796681.2048 | 228408.4445 | 5154.8626 | 496309.9033 | 2430.7827 | 25961.9879 | 801.4271 | 1120.8322 | 188158.6999 | 62624.7065 | 57555.2001 | 0 | 251
227 |  |  |  | Total 502 |  |  | 32880008.224 | 11219601.0971 | 9251750.3519 | 2652476.1648 | 59862.7179 | 5763579.3268 | 28228.3486 | 301493.0304 | 9306.864 | 13016.0713 | 2185061.361 | 727252.1888 | 668380.7013 | 0
228
229 |  | 503 | Steam From Other Sources |  | F30 |  | 1992478.2919 | 579122.657 | 554264.5763 | 173886.0317 | 7031.7939 | 408673.2604 | 2193.793 | 20079.032 | 671.2504 | 1484.3319 | 121997.1569 | 52452.3719 | 70622.0365 | 0 | 258
230 |  |  |  | System Energy - Non NPC | F30 |  | 0 | 0 | 0 | 0 | 0 | 0 | 0 | 0 | 0 | 0 | 0 | 0 | 0 | 0 | 255
231 |  |  |  | Total 503 |  |  | 1992478.2919 | 579122.657 | 554264.5763 | 173886.0317 | 7031.7939 | 408673.2604 | 2193.793 | 20079.032 | 671.2504 | 1484.3319 | 121997.1569 | 52452.3719 | 70622.0365 | 0
232
233 |  | 505 | Electric Expenses |  | F10 |  | 443803.944 | 151438.6244 | 124877.1979 | 35802.2837 | 808.008 | 77794.9695 | 381.0173 | 4069.4575 | 125.6211 | 175.6868 | 29493.2666 | 9816.2199 | 9021.5912 | 0 | 262
234 |  |  |  | Cholla | F10 |  | 84811.3907 | 28940.0771 | 23864.1611 | 6841.8533 | 154.4112 | 14866.6988 | 72.8128 | 777.6775 | 24.0063 | 33.5739 | 5636.1936 | 1875.8897 | 1724.0354 | 0 | 263
235 |  |  |  | Total 505 |  |  | 528615.3346 | 180378.7015 | 148741.359 | 42644.137 | 962.4192 | 92661.6683 | 453.8301 | 4847.135 | 149.6274 | 209.2607 | 35129.4603 | 11692.1096 | 10745.6265 | 0
236
237 |  | 506 | Misc. Steam Expense |  | F10 |  | 3187020.7259 | 1087502.8069 | 896761.3366 | 257101.4111 | 5802.4232 | 558657.0005 | 2736.1408 | 29223.3667 | 902.1034 | 1261.6326 | 211795.4411 | 70491.7037 | 64785.3593 | 0 | 267
238 |  |  |  | System Energy | F30 |  | 0 | 0 | 0 | 0 | 0 | 0 | 0 | 0 | 0 | 0 | 0 | 0 | 0 | 0 | 268
239 |  |  |  | Cholla | F10 |  | 1314109.0964 | 448411.684 | 369762.9639 | 106011.0153 | 2392.522 | 230351.8895 | 1128.1971 | 12049.7152 | 371.9657 | 520.2109 | 87329.9359 | 29065.9513 | 26713.0456 | 0 | 269
240 |  |  |  | Total 506 |  |  | 4501129.8223 | 1535914.4909 | 1266524.3005 | 363112.4265 | 8194.9452 | 789008.89 | 3864.3379 | 41273.0818 | 1274.0691 | 1781.8434 | 299125.377 | 99557.655 | 91498.405 | 0
241
242 |  | 507 | Rents |  | F10 |  | 238974.6989 | 81545.0159 | 67242.5092 | 19278.4226 | 435.0873 | 41890.1852 | 205.166 | 2191.277 | 67.6431 | 94.6019 | 15881.212 | 5285.7308 | 4857.8478 | 0 | 273
243 |  |  |  | Cholla | F10 |  | 0 | 0 | 0 | 0 | 0 | 0 | 0 | 0 | 0 | 0 | 0 | 0 | 0 | 0 | 274
244 |  |  |  | Total 507 |  |  | 238974.6989 | 81545.0159 | 67242.5092 | 19278.4226 | 435.0873 | 41890.1852 | 205.166 | 2191.277 | 67.6431 | 94.6019 | 15881.212 | 5285.7308 | 4857.8478 | 0
245
246 |  | 510 | Maint Supervision & Engineering |  | F10 |  | 5745465.6771 | 1960517.5453 | 1616654.5257 | 463494.737 | 10460.4351 | 1007130.1374 | 4932.6328 | 52683.0117 | 1626.2851 | 2274.4335 | 381818.4888 | 127080.3359 | 116793.1088 | 0 | 278
247 |  |  |  | Cholla | F10 |  | 1110791.4468 | 379033.8753 | 312553.6067 | 89609.0967 | 2022.3534 | 194712.0748 | 953.6436 | 10185.3952 | 314.4155 | 439.7244 | 73818.3353 | 24568.8963 | 22580.0298 | 0 | 279
248 |  |  |  | Total 510 |  |  | 6856257.1239 | 2339551.4206 | 1929208.1324 | 553103.8337 | 12482.7884 | 1201842.2121 | 5886.2764 | 62868.407 | 1940.7006 | 2714.1578 | 455636.8241 | 151649.2322 | 139373.1387 | 0
249
250 |  | 511 | Maintenance of Structures |  | F10 |  | 11809746.0497 | 4029823.8015 | 3323016.8748 | 952708.7006 | 21501.3175 | 2070145.7166 | 10138.9764 | 108289.3928 | 3342.8125 | 4675.0747 | 784824.0062 | 261212.3332 | 240067.043 | 0 | 283
251 |  |  |  | Cholla | F10 |  | 1582767.8105 | 540085.7367 | 445357.9375 | 127684.0889 | 2881.6533 | 277445.4243 | 1358.8476 | 14513.1796 | 448.011 | 626.5637 | 105183.8176 | 35008.2441 | 32174.3064 | 0 | 284
252 |  |  |  | Total 511 |  |  | 13392513.8602 | 4569909.5382 | 3768374.8123 | 1080392.7894 | 24382.9707 | 2347591.1409 | 11497.8241 | 122802.5723 | 3790.8234 | 5301.6384 | 890007.8237 | 296220.5773 | 272241.3494 | 0
253
254 |  | 512 | Maintenance of Boiler Plant |  | F10 |  | 35710781.6471 | 12185542.1147 | 10048271.1081 | 2880838.6087 | 65016.5423 | 6259789.2751 | 30658.6417 | 327449.7897 | 10108.1298 | 14136.6777 | 2373182.1664 | 789864.2829 | 725924.31 | 0 | 288
255 |  |  |  | Cholla | F10 |  | 2549942.8627 | 870113.5823 | 717500.8783 | 205707.4505 | 4642.5326 | 446982.7948 | 2189.1928 | 23381.6852 | 721.7751 | 1009.4352 | 169458.0361 | 56400.5798 | 51834.9201 | 0 | 289
256 |  |  |  | Total 512 |  |  | 38260724.5098 | 13055655.697 | 10765771.9863 | 3086546.0593 | 69659.0749 | 6706772.0699 | 32847.8345 | 350831.4749 | 10829.9049 | 15146.1129 | 2542640.2026 | 846264.8627 | 777759.2301 | 0
257
258 |  | 513 | Maintenance of Electric Plant |  | F10 |  | 12748227.124 | 4350060.4395 | 3587085.927 | 1028417.279 | 23209.9554 | 2234653.2825 | 10944.687 | 116894.7891 | 3608.4546 | 5046.5873 | 847191.3486 | 281970.0049 | 259144.3691 | 0 | 293
259 |  |  |  | Cholla | F10 |  | 321196.1347 | 109601.3261 | 90377.9108 | 25911.3406 | 584.7831 | 56302.8874 | 275.7553 | 2945.206 | 90.9163 | 127.1506 | 21345.2886 | 7104.335 | 6529.2349 | 0 | 294
260 |  |  |  | Total 513 |  |  | 13069423.2586 | 4459661.7657 | 3677463.8379 | 1054328.6196 | 23794.7385 | 2290956.1699 | 11220.4423 | 119839.9951 | 3699.3709 | 5173.7379 | 868536.6372 | 289074.3399 | 265673.604 | 0
261
262 |  | 514 | Maint of Misc. Steam Plant |  | F10 |  | 4456245.4958 | 1520598.6724 | 1253894.7847 | 359491.5452 | 8113.2269 | 781141.0581 | 3825.8035 | 40861.5153 | 1261.3644 | 1764.0753 | 296142.5612 | 98564.8869 | 90586.002 | 0 | 298
263 |  |  |  | Cholla | F10 |  | 994661.3112 | 339406.9449 | 279877.0023 | 80240.7166 | 1810.922 | 174355.4725 | 853.9428 | 9120.5407 | 281.5443 | 393.7524 | 66100.835 | 22000.2869 | 20219.3509 | 0 | 299
264 |  |  |  | Total 514 |  |  | 5450906.8071 | 1860005.6173 | 1533771.787 | 439732.2617 | 9924.1489 | 955496.5306 | 4679.7463 | 49982.056 | 1542.9086 | 2157.8277 | 362243.3962 | 120565.1738 | 110805.3529 | 0
265
266 |  | Total Steam Power Generation |  |  |  |  | 474540208.608 | 144160728.9204 | 132401376.4454 | 40600247.0547 | 1464148.7748 | 93656947.8605 | 492595.849 | 4670233.2796 | 153233.2559 | 310488.6671 | 29699775.8654 | 11973851.1365 | 14956581.4988 | 0
267
268
269 | [6 empty] | D: NUCLEAR POWER GENERATION
270
271
272 |  | 517 | Operation Super & Engineering |  | F10 |  | 0 | 0 | 0 | 0 | 0 | 0 | 0 | 0 | 0 | 0 | 0 | 0 | 0 | 0 | 305
273
274 |  | 518 | Nuclear Fuel Expense |  | F30 |  | 0 | 0 | 0 | 0 | 0 | 0 | 0 | 0 | 0 | 0 | 0 | 0 | 0 | 0 | 309
275
276 |  | 519 | Coolants and Water |  | F10 |  | 0 | 0 | 0 | 0 | 0 | 0 | 0 | 0 | 0 | 0 | 0 | 0 | 0 | 0 | 314
277
278 |  | 520 | Steam Expenses |  | F10 |  | 0 | 0 | 0 | 0 | 0 | 0 | 0 | 0 | 0 | 0 | 0 | 0 | 0 | 0 | 318
279
280 |  | 523 | Electric Expenses |  | F10 |  | 0 | 0 | 0 | 0 | 0 | 0 | 0 | 0 | 0 | 0 | 0 | 0 | 0 | 0 | 322
281
282 |  | 524 | Misc. Nuclear Expenses |  | F10 |  | 0 | 0 | 0 | 0 | 0 | 0 | 0 | 0 | 0 | 0 | 0 | 0 | 0 | 0 | 326
283
284 |  | 528 | Maint Supervision & Eng |  | F10 |  | 0 | 0 | 0 | 0 | 0 | 0 | 0 | 0 | 0 | 0 | 0 | 0 | 0 | 0 | 330
285
286 |  | 529 | Maintenance of Structures |  | F10 |  | 0 | 0 | 0 | 0 | 0 | 0 | 0 | 0 | 0 | 0 | 0 | 0 | 0 | 0 | 334
287
288 |  | 530 | Maintenance of Reactor Plant |  | F10 |  | 0 | 0 | 0 | 0 | 0 | 0 | 0 | 0 | 0 | 0 | 0 | 0 | 0 | 0 | 338
289
290 |  | 531 | Maintenance of Electric Plant |  | F10 |  | 0 | 0 | 0 | 0 | 0 | 0 | 0 | 0 | 0 | 0 | 0 | 0 | 0 | 0 | 342
291
292 |  | 532 | Maintenance of Misc Nuclear |  | F10 |  | 0 | 0 | 0 | 0 | 0 | 0 | 0 | 0 | 0 | 0 | 0 | 0 | 0 | 0 | 346
293
294 |  | Total Nuclear Power Generation |  |  |  |  | 0 | 0 | 0 | 0 | 0 | 0 | 0 | 0 | 0 | 0 | 0 | 0 | 0 | 0
295
296
297
298 |  | Distribution - METER - Unbundled |  |  |  |  | D: HYDRAULIC POWER GENERATION
299
300 |  | A |  | B | C |  | D | E | F | G | H | I | J | K | L | M | N | O | P
301 |  | FERC ACCT |  | DESCRIPTION | COS Factor |  | Utah Jurisdiction Normalized | Residential Sch 1 | General Large Dist. Sch 6 | General +1 MW Sch 8 | Street & Area Lighting Sch. 7,11,12 | General Trans Sch 9 | General Secondary Sch 22 | Irrigation Sch 10 | Traffic Signals Sch 15 | Outdoor Lighting Sch 15 | General Small Dist. Sch 23 | Industrial Cust 1 | Industrial Cust 2
302 |  | 535 | Operation Super & Engineering |  | F10 |  | 3766857.6574 | 1285359.7851 | 1059915.3875 | 303877.6659 | 6858.0986 | 660297.3689 | 3233.946 | 34540.1778 | 1066.2294 | 1491.1702 | 250328.8644 | 83316.7516 | 76572.2121 | 0 | 355
303
304 |  | 536 | Water For Power |  | F10 |  | 52479.6426 | 17907.5581 | 14766.6798 | 4233.606 | 95.5466 | 9199.2247 | 45.0551 | 481.2118 | 14.8546 | 20.7749 | 3487.5672 | 1160.7642 | 1066.7996 | 0 | 360
305
306 |  | 537 | Hydraulic Expenses |  | F10 |  | 1713585.1072 | 584724.3473 | 482167.2036 | 138237.3028 | 3119.8247 | 300376.558 | 1471.1577 | 15712.708 | 485.0395 | 678.3498 | 113877.3622 | 37901.7095 | 34833.5441 | 0 | 365
307
308 |  | 538 | Electric Expenses |  | F10 |  | 0 | 0 | 0 | 0 | 0 | 0 | 0 | 0 | 0 | 0 | 0 | 0 | 0 | 0 | 369
309
310 |  | 539 | Misc. Hydro Expenses |  | F10 |  | 8518992.2262 | 2906924.289 | 2397067.2024 | 687238.9956 | 15510.0335 | 1493305.2068 | 7313.778 | 78114.8461 | 2411.3468 | 3372.3778 | 566134.9177 | 188426.2224 | 173173.0102 | 0 | 374
311
312 |  | 540 | Rents (Hydro Generation) |  | F10 |  | 826035.0623 | 281866.8362 | 232429.0836 | 66637.4016 | 1503.914 | 144796.7584 | 709.1727 | 7574.3234 | 233.8137 | 326.999 | 54894.6729 | 18270.5492 | 16791.5376 | 0 | 379
313
314 |  | 541 | Maint Supervision & Engineering |  | F10 |  | 169.0137 | 57.6723 | 47.5569 | 13.6346 | 0.30771 | 29.6266 | 0.1451 | 1.5498 | 0.04784 | 0.066907 | 11.2319 | 3.7383 | 3.4357 | 0 | 383
315
316 |  | 542 | Maintenance of Structures |  | F10 |  | 318792.9474 | 108781.2898 | 89701.704 | 25717.4721 | 580.4078 | 55881.6296 | 273.6921 | 2923.1699 | 90.2361 | 126.1992 | 21185.5833 | 7051.1804 | 6480.3832 | 0 | 388
317
318 |  | 543 | Maint of Dams & Waterways |  | F10 |  | 888666.7009 | 303238.5462 | 250052.3238 | 71689.9834 | 1617.9438 | 155775.5397 | 762.9436 | 8148.6238 | 251.5419 | 351.7928 | 59056.8974 | 19655.8589 | 18064.7057 | 0 | 393
319
320 |  | 544 | Maintenance of Electric Plant |  | F10 |  | 1095663.2754 | 373871.7096 | 308296.854 | 88388.686 | 1994.8104 | 192060.2379 | 940.6556 | 10046.6776 | 310.1334 | 433.7356 | 72812.9832 | 24234.2858 | 22272.5062 | 0 | 398
321
322 |  | 545 | Maint of Misc. Hydro Plant |  | F10 |  | 1413385.0591 | 482287.4876 | 397697.1547 | 114019.7458 | 2573.2679 | 247754.1019 | 1213.4281 | 12960.0255 | 400.0663 | 559.5108 | 93927.3816 | 31261.7737 | 28731.115 | 0 | 403
323
324 |  | Total Hydraulic Power Generation |  |  |  |  | 18594626.6923 | 6345019.5211 | 5232141.1501 | 1500054.4939 | 33854.1549 | 3259476.2527 | 15963.9742 | 170503.3135 | 5263.3096 | 7360.977 | 1235717.4618 | 411282.834 | 377989.2494 | 0
325
326
327 | [6 empty] | D: OTHER POWER GENERATION
328
329
330 |  | 546 | Operation Super & Engineering |  | F10 |  | 149376.9414 | 50971.6933 | 42031.564 | 12050.4464 | 271.9619 | 26184.478 | 128.244 | 1369.7109 | 42.282 | 59.1332 | 9926.9374 | 3303.9745 | 3036.5158 | 0 | 409
331
332 |  | 547 | Fuel |  | F30 |  | 89290069.756 | 25952554.9921 | 24838575.5992 | 7792454.2312 | 315119.8032 | 18314108.6548 | 98311.7016 | 899813.15 | 30081.1281 | 66518.2167 | 5467128.3949 | 2350578.1548 | 3164825.7294 | 0 | 413
333 |  |  |  | Simple Cycle Combustion Turbine | F30 |  | 1898587.7711 | 551832.9605 | 528146.2543 | 165692.0904 | 6700.4383 | 389415.5624 | 2090.416 | 19132.8582 | 639.6194 | 1414.3865 | 116248.3481 | 49980.686 | 67294.1509 | 0 | 414
334 |  |  |  | Total 547 |  |  | 91188657.5271 | 26504387.9526 | 25366721.8535 | 7958146.3216 | 321820.2415 | 18703524.2172 | 100402.1177 | 918946.0081 | 30720.7475 | 67932.6032 | 5583376.7431 | 2400558.8408 | 3232119.8803 | 0
335
336 |  | 548 | Generation Expense |  | F10 |  | 6599542.8622 | 2251953.1574 | 1856974.0792 | 532394.3358 | 12015.4037 | 1156842.4359 | 5665.8805 | 60514.4671 | 1868.0363 | 2612.5334 | 438576.7184 | 145971.1311 | 134154.6832 | 0 | 418
337 |  |  |  | Simple Cycle Combustion Turbine | F10 |  | 445673.3482 | 152076.5187 | 125403.2094 | 35953.0912 | 811.4115 | 78122.6598 | 382.6222 | 4086.599 | 126.1503 | 176.4268 | 29617.4991 | 9857.568 | 9059.5922 | 0 | 419
338 |  |  |  | Total 548 |  |  | 7045216.2104 | 2404029.6762 | 1982377.2886 | 568347.427 | 12826.8152 | 1234965.0957 | 6048.5027 | 64601.0661 | 1994.1865 | 2788.9603 | 468194.2175 | 155828.6992 | 143214.2754 | 0
339
340 |  | 549 | Miscellaneous Other |  | F10 |  | 1696915.3006 | 579036.1316 | 477476.6667 | 136892.5262 | 3089.475 | 297454.486 | 1456.8462 | 15559.8543 | 480.321 | 671.7508 | 112769.5599 | 37533.0005 | 34494.6823 | 0 | 423
341 |  |  |  | Wind Generation | F10 |  | 625545.8923 | 213454.1857 | 176015.6016 | 50463.6604 | 1138.895 | 109652.7516 | 537.0475 | 5735.9392 | 177.0641 | 247.6322 | 41571.0407 | 13836.0555 | 12716.0188 | 0 | 424
342
343 |  | 550 | Maint Supervision & Engineering
344 |  |  |  | System Generation | F10 |  | 17534.417 | 5983.2456 | 4933.8202 | 1414.5259 | 31.9239 | 3073.6307 | 15.0538 | 160.7817 | 4.9632 | 6.9413 | 1165.2606 | 387.8327 | 356.4374 | 0 | 429
345 |  |  |  | Wind Generation | F10 |  | 1504269.935 | 513300.0119 | 423270.2682 | 121351.5557 | 2738.7367 | 263685.4298 | 1291.4552 | 13793.3938 | 425.7917 | 595.489 | 99967.1925 | 33271.9991 | 30578.6114 | 0 | 430
346 |  |  |  | Total 550 |  |  | 1521804.352 | 519283.2575 | 428204.0884 | 122766.0816 | 2770.6606 | 266759.0605 | 1306.5089 | 13954.1755 | 430.7549 | 602.4303 | 101132.4531 | 33659.8318 | 30935.0488 | 0
347
348 |  | 551 | Maint Supervision & Engineering |  | F10 |  | 0 | 0 | 0 | 0 | 0 | 0 | 0 | 0 | 0 | 0 | 0 | 0 | 0 | 0 | 434
349
350 |  | 552 | Maintenance of Structures |  | F10 |  | 1182297.8732 | 403433.9172 | 332674.0276 | 95377.62 | 2152.5409 | 207246.5291 | 1015.0337 | 10841.073 | 334.6558 | 468.0313 | 78570.3392 | 26150.5019 | 24033.6035 | 0 | 440
351
352 |  | 553 | Maint of Generation & Elect Plant |  | F10 |  | 3855865.6338 | 1315731.8575 | 1084960.3805 | 311058.0636 | 7020.1502 | 675899.6927 | 3310.3617 | 35356.3359 | 1091.4236 | 1526.4054 | 256243.9447 | 85285.4629 | 78381.5551 | 0 | 444
353 |  |  |  | Simple Cycle Combustion Turbine | F10 |  | 4911453.6247 | 1675928.7315 | 1381980.8831 | 396213.8204 | 8941.9978 | 860935.082 | 4216.6116 | 45035.5434 | 1390.2135 | 1944.2766 | 326393.7 | 108633.3487 | 99839.416 | 0 | 445
354 |  |  |  | Wind Generation | F10 |  | 197218.5925 | 67296.6357 | 55493.2094 | 15909.8992 | 359.0644 | 34570.7031 | 169.3173 | 1808.3947 | 55.8238 | 78.0721 | 13106.284 | 4362.1538 | 4009.0349 | 0 | 446
355 |  |  |  | Total 553 |  |  | 8964537.851 | 3058957.2248 | 2522434.473 | 723181.7832 | 16321.2125 | 1571405.4778 | 7696.2906 | 82200.2739 | 2537.4609 | 3548.7541 | 595743.9288 | 198280.9654 | 182230.006 | 0
356
357 |  | 554 | Maintenance of Misc. Other |  | F10 |  | 666833.1936 | 227542.5961 | 187632.9894 | 53794.3646 | 1214.0644 | 116890.0562 | 572.4938 | 6114.5228 | 188.7507 | 263.9765 | 44314.8139 | 14749.2633 | 13555.3019 | 0 | 450
358 |  |  |  | Simple Cycle Combustion Turbine | F10 |  | 587774.1405 | 200565.3815 | 165387.4164 | 47416.5605 | 1070.1262 | 103031.6921 | 504.6195 | 5389.5913 | 166.3726 | 232.6797 | 39060.8954 | 13000.6059 | 11948.1993 | 0 | 451
359 |  |  |  | Wind Generation | F10 |  | 75269.2882 | 25684.0382 | 21179.212 | 6072.0786 | 137.0384 | 13194.0512 | 64.6207 | 690.1813 | 21.3054 | 29.7965 | 5002.0673 | 1664.834 | 1530.0647 | 0 | 452
360 |  |  |  | Total 554 |  |  | 1329876.6224 | 453792.0158 | 374199.6177 | 107283.0037 | 2421.229 | 233115.7996 | 1141.7339 | 12194.2954 | 376.4288 | 526.4527 | 88377.7766 | 29414.7032 | 27033.5659 | 0
361
362 |  | Total Other Power Generation |  |  |  |  | 113704228.5703 | 34187346.0546 | 31702135.1813 | 9774508.87 | 362813.0317 | 22650307.8953 | 119732.3254 | 1125402.3965 | 37093.9016 | 76845.7481 | 7079662.9962 | 2898566.5728 | 3689813.5969 | 0
363
364
365 | [6 empty] | D: OTHER POWER SUPPLY
366
367
368 |  | 555 | Purchased Power |  | F10 |  | 0 | 0 | 0 | 0 | 0 | 0 | 0 | 0 | 0 | 0 | 0 | 0 | 0 | 0 | 458
369 |  |  |  | Demand | F10 |  | 279497484.1049 | 95372551.5497 | 78644777.9849 | 22547452.2291 | 508864.8069 | 48993476.8358 | 239955.9134 | 2562850.438 | 79113.2736 | 110643.4993 | 18574178.8402 | 6182028.7789 | 5681589.9552 | 0 | 459
370 |  |  |  | Energy | F30 |  | 268778.5433 | 78121.6763 | 74768.4058 | 23456.6341 | 948.5651 | 55128.6326 | 295.9352 | 2708.5931 | 90.5494 | 200.2313 | 16457.0014 | 7075.6465 | 9526.6725 | 0 | 460
371 |  |  |  | Seasonal Contracts | F10 |  | 0 | 0 | 0 | 0 | 0 | 0 | 0 | 0 | 0 | 0 | 0 | 0 | 0 | 0 | 461
372 |  |  |  | Demand | F10 |  | 0 | 0 | 0 | 0 | 0 | 0 | 0 | 0 | 0 | 0 | 0 | 0 | 0 | 0 | 462
373 |  |  |  | Total 555 |  |  | 279766262.6482 | 95450673.226 | 78719546.3907 | 22570908.8632 | 509813.372 | 49048605.4684 | 240251.8486 | 2565559.0311 | 79203.823 | 110843.7306 | 18590635.8416 | 6189104.4254 | 5691116.6276 | 0
374
375
376 |  | 556 | System Control & Load Dispatch |  | F10 |  | 570128.5399 | 194544.1968 | 160422.3115 | 45993.0652 | 1037.9999 | 99938.5719 | 489.4703 | 5227.7901 | 161.378 | 225.6944 | 37888.2461 | 12610.314 | 11589.5018 | 0 | 466
377
378 |  | 557 | Other Expenses |  | F10 |  | 50937.55 | 17381.3519 | 14332.767 | 4109.2033 | 92.739 | 8928.9093 | 43.7312 | 467.0715 | 14.4181 | 20.1644 | 3385.0865 | 1126.6556 | 1035.4522 | 0 | 470
379 |  |  |  | Demand | F10 |  | 16777392.1535 | 5724927.0173 | 4720809.1526 | 1353455.6467 | 30545.6217 | 2940930.8512 | 14403.8308 | 153840.1928 | 4748.9315 | 6641.596 | 1114952.0123 | 371088.568 | 341048.7327 | 0 | 471
380 |  |  |  | Demand | F10 |  | 284938.6738 | 97229.2414 | 80175.8156 | 22986.4006 | 518.7713 | 49947.27 | 244.6273 | 2612.7434 | 80.6534 | 112.7975 | 18935.7765 | 6302.379 | 5792.1978 | 0 | 472
381 |  |  |  | Energy | F30 |  | 3847.5732 | 1118.3142 | 1070.3121 | 335.7824 | 13.5787 | 789.1681 | 4.2363 | 38.7736 | 1.2962 | 2.8663 | 235.5825 | 101.2881 | 136.3746 | 0 | 473
382 |  |  |  | Demand | F10 |  | 0 | 0 | 0 | 0 | 0 | 0 | 0 | 0 | 0 | 0 | 0 | 0 | 0 | 0 | 474
383 |  |  |  | Demand | F10 |  | 0 | 0 | 0 | 0 | 0 | 0 | 0 | 0 | 0 | 0 | 0 | 0 | 0 | 0 | 475
384 | [6 empty] | 17117115.9506 | 5840655.9248 | 4816388.0472 | 1380887.0331 | 31170.7107 | 3000596.1986 | 14696.4256 | 156958.7813 | 4845.2993 | 6777.4242 | 1137508.4578 | 378618.8907 | 348012.7572 | 0
385
386 |  | 2017 Protocol Adjustment |  | Embedded Cost Differentials
387 |  |  |  | Company Owned Hydro | F10 |  | 0 | 0 | 0 | 0 | 0 | 0 | 0 | 0 | 0 | 0 | 0 | 0 | 0 | 0 | 479
388 |  |  |  | Company Owned Hydro | F10 |  | 0 | 0 | 0 | 0 | 0 | 0 | 0 | 0 | 0 | 0 | 0 | 0 | 0 | 0 | 480
389 |  |  |  | Mid-C Contract | F10 |  | 0 | 0 | 0 | 0 | 0 | 0 | 0 | 0 | 0 | 0 | 0 | 0 | 0 | 0 | 481
390 |  |  |  | Baseline ECD | F10 |  | 0 | 0 | 0 | 0 | 0 | 0 | 0 | 0 | 0 | 0 | 0 | 0 | 0 | 0 | 491
391 |  |  |  | Equalization Adj. | F10 |  | 4400000 | 1501406.0973 | 1238068.4722 | 354954.1425 | 8010.824 | 771281.7121 | 3777.5153 | 40345.7726 | 1245.4438 | 1741.8096 | 292404.7319 | 97320.8282 | 89442.6506 | 0 | 492
392 | [6 empty] | 4400000 | 1501406.0973 | 1238068.4722 | 354954.1425 | 8010.824 | 771281.7121 | 3777.5153 | 40345.7726 | 1245.4438 | 1741.8096 | 292404.7319 | 97320.8282 | 89442.6506 | 0
393
394 |  | Total Other Power Supply |  |  |  |  | 415557735.7091 | 137174625.4996 | 116636560.4029 | 34127251.9741 | 912845.9382 | 75570729.8463 | 378947.5851 | 3893493.7715 | 122549.8457 | 196434.4069 | 27138100.2735 | 9576221.0311 | 9829975.134 | 0
395
396 |  | TOTAL PRODUCTION EXPENSE |  |  |  |  | 908692571.0094 | 287680373.9411 | 254270077.9984 | 76227553.5227 | 2410848.8679 | 172487153.9595 | 887507.4083 | 8734230.3646 | 281046.4112 | 514284.0511 | 58073593.6008 | 21961355.0016 | 25164545.8822 | 0
397
398 |  | Distribution - METER - Unbundled |  |  |  |  | D: TRANSMISSION EXPENSE
399
400
401 |  | A |  | B | C |  | D | E | F | G | H | I | J | K | L | M | N | O | P
402 |  | FERC ACCT |  | DESCRIPTION | COS Factor |  | Utah Jurisdiction Normalized | Residential Sch 1 | General Large Dist. Sch 6 | General +1 MW Sch 8 | Street & Area Lighting Sch. 7,11,12 | General Trans Sch 9 | General Secondary Sch 22 | Irrigation Sch 10 | Traffic Signals Sch 15 | Outdoor Lighting Sch 15 | General Small Dist. Sch 23 | Industrial Cust 1 | Industrial Cust 2
403 |  | 560 | Operation Supervision & Eng |  | F106 |  | 0 | 0 | 0 | 0 | 0 | 0 | 0 | 0 | 0 | 0 | 0 | 0 | 0 | 0 | 500
404
405 |  | 561 | Load Dispatching |  | F106 |  | 0 | 0 | 0 | 0 | 0 | 0 | 0 | 0 | 0 | 0 | 0 | 0 | 0 | 0 | 504
406
407 |  | 562 | Station Expense |  | F106 |  | 0 | 0 | 0 | 0 | 0 | 0 | 0 | 0 | 0 | 0 | 0 | 0 | 0 | 0 | 508
408
409 |  | 563 | Overhead Line Expense |  | F106 |  | 0 | 0 | 0 | 0 | 0 | 0 | 0 | 0 | 0 | 0 | 0 | 0 | 0 | 0 | 512
410
411 |  | 564 | Underground Line Expense |  | F106 |  | 0 | 0 | 0 | 0 | 0 | 0 | 0 | 0 | 0 | 0 | 0 | 0 | 0 | 0 | 516
412
413 |  | 565 | Transm of Electricity by Others |  | F10 |  | 0 | 0 | 0 | 0 | 0 | 0 | 0 | 0 | 0 | 0 | 0 | 0 | 0 | 0 | 520
414 |  |  | Energy |  | F30 |  | 0 | 0 | 0 | 0 | 0 | 0 | 0 | 0 | 0 | 0 | 0 | 0 | 0 | 0 | 521
415 | [6 empty] | 0 | 0 | 0 | 0 | 0 | 0 | 0 | 0 | 0 | 0 | 0 | 0 | 0 | 0
416
417 |  | 566 | Misc. Transmission Expense |  | F106 |  | 0 | 0 | 0 | 0 | 0 | 0 | 0 | 0 | 0 | 0 | 0 | 0 | 0 | 0 | 525
418
419 |  | 567 | Rents - Transmission |  | F106 |  | 0 | 0 | 0 | 0 | 0 | 0 | 0 | 0 | 0 | 0 | 0 | 0 | 0 | 0 | 529
420
421 |  | 568 | Maint Supervision & Engineering |  | F106 |  | 0 | 0 | 0 | 0 | 0 | 0 | 0 | 0 | 0 | 0 | 0 | 0 | 0 | 0 | 533
422
423 |  | 569 | Maintenance of Structures |  | F106 |  | 0 | 0 | 0 | 0 | 0 | 0 | 0 | 0 | 0 | 0 | 0 | 0 | 0 | 0 | 537
424
425 |  | 570 | Maint of Station Equipment |  | F106 |  | 0 | 0 | 0 | 0 | 0 | 0 | 0 | 0 | 0 | 0 | 0 | 0 | 0 | 0 | 541
426
427 |  | 571 | Maintenance of Overhead Lines |  | F106 |  | 0 | 0 | 0 | 0 | 0 | 0 | 0 | 0 | 0 | 0 | 0 | 0 | 0 | 0 | 545
428
429 |  | 572 | Maint of Underground Lines |  | F106 |  | 0 | 0 | 0 | 0 | 0 | 0 | 0 | 0 | 0 | 0 | 0 | 0 | 0 | 0 | 549
430
431 |  | 573 | Maint of Misc Transmission Plant |  | F106 |  | 0 | 0 | 0 | 0 | 0 | 0 | 0 | 0 | 0 | 0 | 0 | 0 | 0 | 0 | 553
432
433
434 |  | TOTAL TRANSMISSION EXPENSE |  |  |  |  | 0 | 0 | 0 | 0 | 0 | 0 | 0 | 0 | 0 | 0 | 0 | 0 | 0 | 0
435
436
437
438
439
440
441
442
443
444
445
446 |  | Distribution - METER - Unbundled |  |  |  |  | D: DISTRIBUTION EXPENSE
447
448
449 |  | A |  | B | C |  | D | E | F | G | H | I | J | K | L | M | N | O | P
450 |  | FERC ACCT |  | DESCRIPTION | COS Factor |  | Utah Jurisdiction Normalized | Residential Sch 1 | General Large Dist. Sch 6 | General +1 MW Sch 8 | Street & Area Lighting Sch. 7,11,12 | General Trans Sch 9 | General Secondary Sch 22 | Irrigation Sch 10 | Traffic Signals Sch 15 | Outdoor Lighting Sch 15 | General Small Dist. Sch 23 | Industrial Cust 1 | Industrial Cust 2
451 |  | 580 | Operation Supervision & Eng |  | F131 |  | 0 | 0 | 0 | 0 | 0 | 0 | 0 | 0 | 0 | 0 | 0 | 0 | 0 | 0 | 561
452
453 |  | 581 | Load Dispatching |  | F20 |  | 0 | 0 | 0 | 0 | 0 | 0 | 0 | 0 | 0 | 0 | 0 | 0 | 0 | 0 | 566
454
455 |  | 582 | Station Expense |  | F120 |  | 0 | 0 | 0 | 0 | 0 | 0 | 0 | 0 | 0 | 0 | 0 | 0 | 0 | 0 | 571
456
457 |  | 583 | Overhead Line Expenses |  | F132 |  | 0 | 0 | 0 | 0 | 0 | 0 | 0 | 0 | 0 | 0 | 0 | 0 | 0 | 0 | 576
458
459 |  | 584 | Underground Line Expense |  | F133 |  | 0 | 0 | 0 | 0 | 0 | 0 | 0 | 0 | 0 | 0 | 0 | 0 | 0 | 0 | 581
460
461 |  | 585 | Street Lighting & Signal Systems |  | F130 |  | 0 | 0 | 0 | 0 | 0 | 0 | 0 | 0 | 0 | 0 | 0 | 0 | 0 | 0 | 586
462
463 |  | 586 | Meter Expenses |  | F127 |  | 0 | 0 | 0 | 0 | 0 | 0 | 0 | 0 | 0 | 0 | 0 | 0 | 0 | 0 | 591
464
465 |  | 587 | Customer Installation Expenses |  | F20 |  | 0 | 0 | 0 | 0 | 0 | 0 | 0 | 0 | 0 | 0 | 0 | 0 | 0 | 0 | 596
466
467 |  | 588 | Misc. Distribution Expenses |  | F131 |  | 0 | 0 | 0 | 0 | 0 | 0 | 0 | 0 | 0 | 0 | 0 | 0 | 0 | 0 | 601
468
469 |  | 589 | Rents |  | F131 |  | 0 | 0 | 0 | 0 | 0 | 0 | 0 | 0 | 0 | 0 | 0 | 0 | 0 | 0 | 606
470
471 |  | 590 | Maint Supervision & Engineering |  | F131 |  | 0 | 0 | 0 | 0 | 0 | 0 | 0 | 0 | 0 | 0 | 0 | 0 | 0 | 0 | 611
472
473 |  | 591 | Maintenance of Structures |  | F119 |  | 0 | 0 | 0 | 0 | 0 | 0 | 0 | 0 | 0 | 0 | 0 | 0 | 0 | 0 | 616
474
475 |  | 592 | Maint of Station Equipment |  | F120 |  | 0 | 0 | 0 | 0 | 0 | 0 | 0 | 0 | 0 | 0 | 0 | 0 | 0 | 0 | 621
476
477 |  | 593 | Maintenance of Overhead Lines |  | F134 |  | 0 | 0 | 0 | 0 | 0 | 0 | 0 | 0 | 0 | 0 | 0 | 0 | 0 | 0 | 626
478
479 |  | 594 | Maint of Underground Lines |  | F135 |  | 0 | 0 | 0 | 0 | 0 | 0 | 0 | 0 | 0 | 0 | 0 | 0 | 0 | 0 | 631
480
481 |  | 595 | Maint of Line Transformers |  | F125 |  | 0 | 0 | 0 | 0 | 0 | 0 | 0 | 0 | 0 | 0 | 0 | 0 | 0 | 0 | 636
482
483 |  | 596 | Maint of Street Lighting & Signals |  | F130 |  | 0 | 0 | 0 | 0 | 0 | 0 | 0 | 0 | 0 | 0 | 0 | 0 | 0 | 0 | 641
484
485 |  | 597 | Maintenance of Meters |  | F127 |  | 0 | 0 | 0 | 0 | 0 | 0 | 0 | 0 | 0 | 0 | 0 | 0 | 0 | 0 | 646
486
487 |  | 598 | Maint of Misc. Distribution Plant |  | F131 |  | 0 | 0 | 0 | 0 | 0 | 0 | 0 | 0 | 0 | 0 | 0 | 0 | 0 | 0 | 651
488
489 |  | TOTAL DISTRIBUTION EXPENSE |  |  |  |  | 0 | 0 | 0 | 0 | 0 | 0 | 0 | 0 | 0 | 0 | 0 | 0 | 0 | 0
490
491
492 | [6 empty] | D: CUSTOMER ACCOUNTS EXPENSE
493
494
495 |  | 901 | Supervision |  | F136 |  | 0 | 0 | 0 | 0 | 0 | 0 | 0 | 0 | 0 | 0 | 0 | 0 | 0 | 0 | 658
496
497 |  | 902 | Meter Reading Expense |  | F47 |  | 0 | 0 | 0 | 0 | 0 | 0 | 0 | 0 | 0 | 0 | 0 | 0 | 0 | 0 | 663
498
499 |  | 903 | Customer Receipts & Collections |  | F48 |  | 0 | 0 | 0 | 0 | 0 | 0 | 0 | 0 | 0 | 0 | 0 | 0 | 0 | 0 | 668
500
501 |  | 904 | Uncollectible Accounts |  | F80 |  | 0 | 0 | 0 | 0 | 0 | 0 | 0 | 0 | 0 | 0 | 0 | 0 | 0 | 0 | 674
502
503 |  | 905 | Misc. Customer Accounts Exp |  | F136 |  | 0 | 0 | 0 | 0 | 0 | 0 | 0 | 0 | 0 | 0 | 0 | 0 | 0 | 0 | 679
504
505 |  | TOTAL CUSTOMER ACCOUNTS EXPENSE |  |  |  |  | 0 | 0 | 0 | 0 | 0 | 0 | 0 | 0 | 0 | 0 | 0 | 0 | 0 | 0
506
507 |  | Distribution - METER - Unbundled |  |  |  |  | D: CUSTOMER SERVICE EXPENSE
508
509 |  | A |  | B | C |  | D | E | F | G | H | I | J | K | L | M | N | O | P
510 |  | FERC ACCT |  | DESCRIPTION | COS Factor |  | Utah Jurisdiction Normalized | Residential Sch 1 | General Large Dist. Sch 6 | General +1 MW Sch 8 | Street & Area Lighting Sch. 7,11,12 | General Trans Sch 9 | General Secondary Sch 22 | Irrigation Sch 10 | Traffic Signals Sch 15 | Outdoor Lighting Sch 15 | General Small Dist. Sch 23 | Industrial Cust 1 | Industrial Cust 2
511 |  | 907 | Supervision |  | F40 |  | 0 | 0 | 0 | 0 | 0 | 0 | 0 | 0 | 0 | 0 | 0 | 0 | 0 | 0 | 686
512
513 |  | 908 | Customer Assistance |  | F40 |  | 0 | 0 | 0 | 0 | 0 | 0 | 0 | 0 | 0 | 0 | 0 | 0 | 0 | 0 | 691
514
515 |  | 909 | Informational & Instructional Adv |  | F40 |  | 0 | 0 | 0 | 0 | 0 | 0 | 0 | 0 | 0 | 0 | 0 | 0 | 0 | 0 | 696
516
517 |  | 910 | Misc. Customer Service |  | F40 |  | 0 | 0 | 0 | 0 | 0 | 0 | 0 | 0 | 0 | 0 | 0 | 0 | 0 | 0 | 701
518
519 |  | TOTAL CUSTOMER SERVICE EXPENSE |  |  |  |  | 0 | 0 | 0 | 0 | 0 | 0 | 0 | 0 | 0 | 0 | 0 | 0 | 0 | 0
520
521
522 | [6 empty] | D: SALES EXPENSE
523
524
525 |  | 911 | Supervision |  | F40 |  | 0 | 0 | 0 | 0 | 0 | 0 | 0 | 0 | 0 | 0 | 0 | 0 | 0 | 0 | 708
526
527 |  | 912 | Demonstration & Selling Expense |  | F40 |  | 0 | 0 | 0 | 0 | 0 | 0 | 0 | 0 | 0 | 0 | 0 | 0 | 0 | 0 | 713
528
529 |  | 913 | Advertising Expense |  | F40 |  | 0 | 0 | 0 | 0 | 0 | 0 | 0 | 0 | 0 | 0 | 0 | 0 | 0 | 0 | 718
530
531 |  | 916 | Misc. Sales Expense |  | F40 |  | 0 | 0 | 0 | 0 | 0 | 0 | 0 | 0 | 0 | 0 | 0 | 0 | 0 | 0 | 723
532
533 |  | TOTAL SALES EXPENSE |  |  |  |  | 0 | 0 | 0 | 0 | 0 | 0 | 0 | 0 | 0 | 0 | 0 | 0 | 0 | 0
534
535
536 | [6 empty] | D: ADMINISTRATION & GENERAL EXPENSE
537
538
539 |  | 920 | Administrative & General Salaries |  | F102P |  | -0.0049183 | -0.0016783 | -0.0013839 | -0.00039677 | -8.9545e-06 | -0.00086214 | -4.2225e-06 | -4.5099e-05 | -1.3922e-06 | -1.947e-06 | -0.00032685 | -0.00010879 | -9.9979e-05 | 0 | 729
540 |  |  |  | Customer - System | F42 |  | 0 | 0 | 0 | 0 | 0 | 0 | 0 | 0 | 0 | 0 | 0 | 0 | 0 | 0 | 730
541 |  |  |  | System Overheads | F102P |  | 15053749.8635 | 5136770.871 | 4235812.067 | 1214407.017 | 27407.4865 | 2638791.3565 | 12924.0387 | 138035.2655 | 4261.0453 | 5959.265 | 1000406.2937 | 332964.41 | 306010.7474 | 0 | 731
542 |  |  |  | Administrative & General Salaries |  |  | 15053749.8586 | 5136770.8694 | 4235812.0656 | 1214407.0166 | 27407.4865 | 2638791.3557 | 12924.0387 | 138035.2655 | 4261.0453 | 5959.265 | 1000406.2934 | 332964.4099 | 306010.7473 | 0
543
544 |  | 921 | Office Supplies & expenses |  | F102P |  | 65684.3844 | 22413.3944 | 18482.2194 | 5298.851 | 119.5877 | 11513.901 | 56.3918 | 602.2926 | 18.5923 | 26.0022 | 4365.0965 | 1452.8315 | 1335.224 | 0 | 735
545 |  |  |  | Customer - System | F42 |  | 0 | 0 | 0 | 0 | 0 | 0 | 0 | 0 | 0 | 0 | 0 | 0 | 0 | 0 | 736
546 |  |  |  | System Overheads | F102P |  | 1887037.178 | 643911.1647 | 530973.0082 | 152229.9235 | 3435.6188 | 330781.1967 | 1620.0709 | 17303.1756 | 534.1361 | 747.0135 | 125404.2273 | 41738.1866 | 38359.4561 | 0 | 737
547 |  |  |  | Office Supplies & expenses |  |  | 1952721.5624 | 666324.5591 | 549455.2276 | 157528.7745 | 3555.2065 | 342295.0977 | 1676.4626 | 17905.4682 | 552.7284 | 773.0157 | 129769.3238 | 43191.0181 | 39694.6801 | 0
548
549 |  | 922 | A&G Expenses Transferred |  | F102P |  | -6603313.9969 | -2253239.9767 | -1858035.1981 | -532698.5585 | -12022.2696 | -1157503.483 | -5669.1181 | -60549.0465 | -1869.1037 | -2614.0263 | -438827.3315 | -146054.5425 | -134231.3424 | 0 | 741
550
551 |  | 923 | Outside Services |  | F102P |  | 1300138.3633 | 443644.4696 | 365831.8903 | 104883.9768 | 2367.0863 | 227902.9416 | 1116.2029 | 11921.6106 | 368.0112 | 514.6803 | 86401.5022 | 28756.9414 | 26429.0503 | 0 | 744
552 |  |  |  | Customer - System | F42 |  | 0 | 0 | 0 | 0 | 0 | 0 | 0 | 0 | 0 | 0 | 0 | 0 | 0 | 0 | 745
553 |  |  |  | System Overheads | F102P |  | 4392382.1415 | 1498806.6657 | 1235924.9653 | 354339.5992 | 7996.9546 | 769946.3678 | 3770.9752 | 40275.9207 | 1243.2875 | 1738.7939 | 291898.4823 | 97152.3336 | 89287.7957 | 0 | 746
554 |  |  |  | Outside Services |  |  | 5692520.5048 | 1942451.1352 | 1601756.8556 | 459223.576 | 10364.0409 | 997849.3094 | 4887.178 | 52197.5313 | 1611.2987 | 2253.4743 | 378299.9845 | 125909.275 | 115716.846 | 0
555
556 |  | 924 | Property Insurance |  | F102P |  | 1402246.0656 | 478486.5438 | 394562.8737 | 113121.1477 | 2552.9878 | 245801.5332 | 1203.865 | 12857.8866 | 396.9133 | 555.1013 | 93187.1329 | 31015.3974 | 28504.6829 | 0 | 750
557 |  |  |  | System Generation | F10 |  | 0 | 0 | 0 | 0 | 0 | 0 | 0 | 0 | 0 | 0 | 0 | 0 | 0 | 0 | 751
558 |  |  |  | System Overheads | F102P |  | 1183148.4374 | 403724.1541 | 332913.3587 | 95446.2362 | 2154.0895 | 207395.6256 | 1015.7639 | 10848.8722 | 334.8966 | 468.368 | 78626.864 | 26169.315 | 24050.8937 |  | 752
559
560 |  | 925 | Injuries & Damages |  | F102P |  | 2068815.9387 | 705939.2874 | 582121.7701 | 166894.2699 | 3766.5728 | 362645.4317 | 1776.1327 | 18969.9949 | 585.5895 | 818.9735 | 137484.4477 | 45758.8365 | 42054.6321 | 0 | 756
561
562 |  | 926 | Employee Pensions & Benefits |  | F138P |  | 19323483.718 | 6583370.7211 | 5436570.9678 | 1560203.8063 | 35530.9849 | 3393343.8923 | 16639.3743 | 177372.4719 | 5480.6403 | 7720.9896 | 1283083.8615 | 428265.3627 | 395900.6453 | 0 | 763
563
564 |  | 927 | Franchise Requirements |  | F102 |  | 0 | 0 | 0 | 0 | 0 | 0 | 0 | 0 | 0 | 0 | 0 | 0 | 0 | 0 | 768
565
566 |  | 928 | Regulatory Commission Expense |  | F102 |  | 1001098.1951 | 405719.3494 | 271075.062 | 73812.6232 | 4658.6579 | 130403.3054 | 756.9979 | 9971.4388 | 348.9548 | 367.3354 | 72609.2202 | 16363.6782 | 15011.5717 | 0 | 775
567 |  |  |  | Regulatory Expense | F103 |  | 0 | 0 | 0 | 0 | 0 | 0 | 0 | 0 | 0 | 0 | 0 | 0 | 0 | 0 | 777
568
569 |  | 929 | Duplicate Charges |  | F102P |  | -20040826.8255 | -6838504.4525 | -5639071.784 | -1616721.4776 | -36487.1673 | -3512982.5515 | -17205.5749 | -183764.2366 | -5672.6644 | -7933.4782 | -1331825.5896 | -443270.4236 | -407387.4251 | 0 | 782
570
571 |  | 930 | Misc General Expenses
572 |  |  |  | Situs | F102P |  | 3071.5048 | 1048.0855 | 864.2576 | 247.7826 | 5.5921 | 538.4081 | 2.637 | 28.1641 | 0.86941 | 1.2159 | 204.1188 | 67.9367 | 62.4372 | 0 | 785
573 |  |  |  | Customer | F42 |  | 0 | 0 | 0 | 0 | 0 | 0 | 0 | 0 | 0 | 0 | 0 | 0 | 0 | 0 | 786
574 |  |  |  | Labor | F138P |  | 429633.0317 | 146372.8571 | 120875.2263 | 34689.1431 | 789.9862 | 75446.6765 | 369.9553 | 3943.6508 | 121.8551 | 171.6664 | 28527.7343 | 9521.9345 | 8802.3463 | 0 | 787
575
576 |  | 931 | Rents |  | F102P |  | 541934.6373 | 184923.6293 | 152489.1337 | 43718.6237 | 986.6689 | 94996.4261 | 465.2651 | 4969.2663 | 153.3975 | 214.5334 | 36014.6028 | 11986.7108 | 11016.3796 | 0 | 793
577
578 |  | 935 | Maintenance of General Plant |  | F108 |  | 1980209.6655 | 844059.6275 | 520583.0568 | 141028.2289 | 11497.8832 | 233867.7046 | 1471.5932 | 20215.5323 | 820.6146 | 804.9051 | 146677.2501 | 29394.2281 | 29789.0412 | 0 | 799
579
580 |  | TOTAL ADMINISTRATIVE & GEN EXPENSE |  |  |  |  | 23988492.2976 | 8407446.3898 | 6701972.8733 | 1910901.1926 | 54760.7203 | 4052888.7317 | 20314.5706 | 223002.2597 | 7127.0353 | 9561.339 | 1614237.9129 | 511283.1366 | 474996.1358 | 0
581
582
583 |  | TOTAL O & M EXPENSE |  |  |  |  | 932681063.307 | 296087820.3309 | 260972050.8717 | 78138454.7153 | 2465609.5882 | 176540042.6912 | 907821.9789 | 8957232.6242 | 288173.4465 | 523845.3901 | 59687831.5137 | 22472638.1382 | 25639542.018 | 0
584
585 |  | Distribution - METER - Unbundled |  |  |  |  | D: DEPRECIATION EXPENSE
586
587 |  | A |  | B | C |  | D | E | F | G | H | I | J | K | L | M | N | O | P
588 |  | FERC ACCT |  | DESCRIPTION | COS Factor |  | Utah Jurisdiction Normalized | Residential Sch 1 | General Large Dist. Sch 6 | General +1 MW Sch 8 | Street & Area Lighting Sch. 7,11,12 | General Trans Sch 9 | General Secondary Sch 22 | Irrigation Sch 10 | Traffic Signals Sch 15 | Outdoor Lighting Sch 15 | General Small Dist. Sch 23 | Industrial Cust 1 | Industrial Cust 2
589 |  | 403SP | Steam Depreciation |  | F10 |  | 101762662.559 | 34724336.8284 | 28633896.4007 | 8209336.0522 | 185273.3587 | 17838109.2295 | 87365.9122 | 933112.0999 | 28804.4717 | 40284.3593 | 6762700.9226 | 2250824.2268 | 2068618.6971 | 0 | 811
590
591 |  | 403NP | Nuclear Depreciation |  | F10 |  | 0 | 0 | 0 | 0 | 0 | 0 | 0 | 0 | 0 | 0 | 0 | 0 | 0 | 0 | 815
592
593 |  | 403HP | Hydro Depreciation |  | F10 |  | 14987152.7687 | 5114046.0337 | 4217073.0298 | 1209034.5363 | 27286.237 | 2627117.4653 | 12866.8633 | 137424.6039 | 4242.1946 | 5932.9014 | 995980.5424 | 331491.3908 | 304656.97 | 0 | 822
594
595 |  | 403OP | Other Production Depreciation |  | F10 |  | 0 | 0 | 0 | 0 | 0 | 0 | 0 | 0 | 0 | 0 | 0 | 0 | 0 | 0 | 825
596 |  |  |  | Simple Cycle Combustion Turbine | F10 |  | 24717665.9608 | 8434375.9966 | 6955037.0302 | 1994008.6196 | 45002.0162 | 4332791.755 | 21220.7639 | 226648.4839 | 6996.469 | 9784.879 | 1642627.8381 | 546714.4823 | 502457.6271 | 0 | 826
597 |  |  |  | System Generation | F10 |  | 1369850.6809 | 467432.3102 | 385447.4863 | 110507.7668 | 2494.0074 | 240122.9042 | 1176.0527 | 12560.8373 | 387.7436 | 542.2771 | 91034.2775 | 30298.8643 | 27846.1536 | 0 | 827
598 |  |  |  | Wind Generation | F10 |  | 29263222.3173 | 9985450.0941 | 8234062.0333 | 2360704.9966 | 53277.8462 | 5129588.2299 | 25123.2431 | 268328.9346 | 8283.1132 | 11584.3093 | 1944705.608 | 647254.7798 | 594859.1291 | 0 | 828
599 |  |  |  | Total 403OP |  |  | 55350738.959 | 18887258.4009 | 15574546.5498 | 4465221.383 | 100773.8699 | 9702502.8891 | 47520.0597 | 507538.2558 | 15667.3258 | 21911.4654 | 3678367.7236 | 1224268.1263 | 1125162.9097 | 0
600
601 |  | 403TP | Transmission Depreciation |  | F106 |  | 0 | 0 | 0 | 0 | 0 | 0 | 0 | 0 | 0 | 0 | 0 | 0 | 0 | 0 | 835
602
603 |  | 403 | Distribution Depreciation
604 |  |  |  | Land Rights | F118 |  | 0 | 0 | 0 | 0 | 0 | 0 | 0 | 0 | 0 | 0 | 0 | 0 | 0 | 0 | 838
605 |  |  |  | Structures | F119 |  | 0 | 0 | 0 | 0 | 0 | 0 | 0 | 0 | 0 | 0 | 0 | 0 | 0 | 0 | 839
606 |  |  |  | Station Equip | F120 |  | 0 | 0 | 0 | 0 | 0 | 0 | 0 | 0 | 0 | 0 | 0 | 0 | 0 | 0 | 840
607 |  |  |  | Poles & Towers | F121 |  | 0 | 0 | 0 | 0 | 0 | 0 | 0 | 0 | 0 | 0 | 0 | 0 | 0 | 0 | 842
608 |  |  |  | OH Conductors | F122 |  | 0 | 0 | 0 | 0 | 0 | 0 | 0 | 0 | 0 | 0 | 0 | 0 | 0 | 0 | 843
609 |  |  |  | UG Conduit | F123 |  | 0 | 0 | 0 | 0 | 0 | 0 | 0 | 0 | 0 | 0 | 0 | 0 | 0 | 0 | 844
610 |  |  |  | UG Conductor | F124 |  | 0 | 0 | 0 | 0 | 0 | 0 | 0 | 0 | 0 | 0 | 0 | 0 | 0 | 0 | 845
611 |  |  |  | Line Transformer | F125 |  | 0 | 0 | 0 | 0 | 0 | 0 | 0 | 0 | 0 | 0 | 0 | 0 | 0 | 0 | 846
612 |  |  |  | Services | F126 |  | 0 | 0 | 0 | 0 | 0 | 0 | 0 | 0 | 0 | 0 | 0 | 0 | 0 | 0 | 847
613 |  |  |  | Meters | F127 |  | 0 | 0 | 0 | 0 | 0 | 0 | 0 | 0 | 0 | 0 | 0 | 0 | 0 | 0 | 848
614 |  |  |  | Inst Cust Premises | F128 |  | 0 | 0 | 0 | 0 | 0 | 0 | 0 | 0 | 0 | 0 | 0 | 0 | 0 | 0 | 849
615 |  |  |  | Leased Property | F129 |  | 0 | 0 | 0 | 0 | 0 | 0 | 0 | 0 | 0 | 0 | 0 | 0 | 0 | 0 | 850
616 |  |  |  | Street Lighting | F130 |  | 0 | 0 | 0 | 0 | 0 | 0 | 0 | 0 | 0 | 0 | 0 | 0 | 0 | 0 | 851
617 |  |  | Total Distribution Expense |  |  |  | 0 | 0 | 0 | 0 | 0 | 0 | 0 | 0 | 0 | 0 | 0 | 0 | 0 | 0
618
619 |  | 403GP | General Depreciation
620 |  |  |  | Situs | F107P |  | 0 | 0 | 0 | 0 | 0 | 0 | 0 | 0 | 0 | 0 | 0 | 0 | 0 | 0 | 855
621 |  |  |  | System Generation | F105P |  | 6893.9727 | 2352.4211 | 1939.8205 | 556.1464 | 12.5515 | 1208.4534 | 5.9187 | 63.2142 | 1.9514 | 2.7291 | 458.1432 | 152.4834 | 140.1398 | 0 | 856
622 |  |  |  | System Generation | F105P |  | 21200.6152 | 7234.2575 | 5965.4121 | 1710.2832 | 38.5987 | 3716.2834 | 18.2013 | 194.3989 | 6.0009 | 8.3926 | 1408.9 | 468.9231 | 430.9635 | 0 | 857
623 |  |  |  | Energy | F30 |  | 44492.8175 | 12932.0348 | 12376.9442 | 3882.9429 | 157.0227 | 9125.8333 | 48.9883 | 448.3726 | 14.9893 | 33.1457 | 2724.2441 | 1171.2819 | 1577.0176 | 0 | 858
624 |  |  |  | Customer - System | F42 |  | 0 | 0 | 0 | 0 | 0 | 0 | 0 | 0 | 0 | 0 | 0 | 0 | 0 | 0 | 859
625 |  |  |  | System Generation | F105P |  | 1689072.8732 | 576360.0706 | 475269.9708 | 136259.8667 | 3075.1967 | 296079.7767 | 1450.1133 | 15487.9432 | 478.1012 | 668.6462 | 112248.3865 | 37359.5388 | 34335.2624 | 0 | 860
626 |  |  |  | System Overheads | F102P |  | 2834018.0477 | 967048.1765 | 797433.726 | 228624.1923 | 5159.7318 | 496778.7027 | 2433.0787 | 25986.5108 | 802.1841 | 1121.8909 | 188336.4289 | 62683.8599 | 57609.565 | 0 | 861
627 |  |  |  | Simple Cycle Combustion Turbine | F10 |  | 1420.1307 | 484.5893 | 399.5952 | 114.5639 | 2.5855 | 248.9366 | 1.2192 | 13.0219 | 0.40198 | 0.56218 | 94.3757 | 31.411 | 28.8682 | 0 | 862
628 |  |  |  | Cholla | F10 |  | 26696.4594 | 9109.597 | 7511.8283 | 2153.6406 | 48.6047 | 4679.657 | 22.9196 | 244.793 | 7.5566 | 10.5682 | 1774.1298 | 590.4822 | 542.6823 | 0 | 863
629 |  |  | Total General Expense |  |  |  | 4623794.9162 | 1575521.1468 | 1300897.2972 | 373301.6361 | 8494.2916 | 811837.6431 | 3980.4391 | 42438.2547 | 1311.1855 | 1845.9349 | 307044.6083 | 102457.9803 | 94664.4989 | 0
630
631 |  | 403GV0 | General Vehicles |  | F105P |  | 0 | 0 | 0 | 0 | 0 | 0 | 0 | 0 | 0 | 0 | 0 | 0 | 0 | 0 | 868
632
633 |  | 403MP | Mining Depreciation |  | F30 |  | 0 | 0 | 0 | 0 | 0 | 0 | 0 | 0 | 0 | 0 | 0 | 0 | 0 | 0 | 872
634
635 |  | 403EP | Experimental Plant Depreciation |  | F10 |  | 0 | 0 | 0 | 0 | 0 | 0 | 0 | 0 | 0 | 0 | 0 | 0 | 0 | 0 | 877
636
637
638 |  | TOTAL DEPRECIATION EXPENSE |  |  |  |  | 176724349.203 | 60301162.4097 | 49726413.2775 | 14256893.6076 | 321827.7572 | 30979567.2271 | 151733.2743 | 1620513.2142 | 50025.1776 | 69974.661 | 11744093.7969 | 3909041.7242 | 3593103.0757 | 0
639
640 | [6 empty] | D: AMORTIZATION EXPENSE
641
642
643 |  | 404CLG | Amort of LT Plant - Cap. Lease Gen
644 |  |  | Situs |  | F10 |  | 1517.5634 | 517.8361 | 427.0108 | 122.424 | 2.7629 | 266.0157 | 1.3029 | 13.9153 | 0.42955 | 0.60075 | 100.8506 | 33.566 | 30.8488 | 0 | 882
645 |  |  | System Generation |  | F10 |  | 0 | 0 | 0 | 0 | 0 | 0 | 0 | 0 | 0 | 0 | 0 | 0 | 0 | 0 | 883
646 |  |  | System Overheads |  | F102P |  | 97845.7201 | 33387.7638 | 27531.7503 | 7893.3508 | 178.142 | 17151.5033 | 84.0031 | 897.1957 | 27.6958 | 38.7338 | 6502.3981 | 2164.1878 | 1988.9956 | 0 | 884
647 |  |  | System Generation |  | F10 |  | 0 | 0 | 0 | 0 | 0 | 0 | 0 | 0 | 0 | 0 | 0 | 0 | 0 | 0 | 885
648 |  |  | Customer - System |  | F42 |  | 0 | 0 | 0 | 0 | 0 | 0 | 0 | 0 | 0 | 0 | 0 | 0 | 0 | 0 | 886
649 |  |  | System Generation |  | F10 |  | 0 | 0 | 0 | 0 | 0 | 0 | 0 | 0 | 0 | 0 | 0 | 0 | 0 | 0 | 887
650 |  |  | Total Amort. Cap. Lease General |  |  |  | 99363.2835 | 33905.5999 | 27958.761 | 8015.7748 | 180.9049 | 17417.519 | 85.306 | 911.111 | 28.1253 | 39.3345 | 6603.2487 | 2197.7539 | 2019.8444 | 0
651
652 |  | 404CLS | Amort of LT Plant - Cap Lease Steam |  | F10 |  | 0 | 0 | 0 | 0 | 0 | 0 | 0 | 0 | 0 | 0 | 0 | 0 | 0 | 0 | 892
653
654 |  | 404IP | Amort of LT Plant - Intangible Plant
655 |  |  |  | Situs | F107P |  | 9355666.7986 | 3192421.6309 | 2632490.0227 | 754734.7014 | 17033.3182 | 1639966.9788 | 8032.0851 | 85786.7284 | 2648.1721 | 3703.5887 | 621736.6458 | 206932.1002 | 190180.8264 | 0 | 895
656 |  |  |  | Energy | F30 |  | 1340.5736 | 389.6437 | 372.9187 | 116.9935 | 4.7311 | 274.9624 | 1.476 | 13.5095 | 0.45163 | 0.99868 | 82.0818 | 35.2909 | 47.5157 | 0 | 896
657 |  |  |  | System Generation | F105P |  | 4131135.2333 | 1409661.7337 | 1162415.5197 | 333264.4465 | 7521.3176 | 724152.0581 | 3546.6878 | 37880.4188 | 1169.3402 | 1635.3752 | 274537.1569 | 91373.9778 | 83977.2012 | 0 | 897
658 |  |  |  | System Overheads | F102P |  | 2444072.3862 | 833987.5416 | 687711.1284 | 197166.7314 | 4449.7804 | 428424.6215 | 2098.3002 | 22410.9065 | 691.8079 | 967.5247 | 162422.3479 | 54058.8974 | 49682.7983 | 0 | 898
659 |  |  |  | Customer - System | F42 |  | 0 | 0 | 0 | 0 | 0 | 0 | 0 | 0 | 0 | 0 | 0 | 0 | 0 | 0 | 899
660 |  |  |  | System Generation | F105P |  | 940959.242 | 321082.2598 | 264766.3571 | 75908.4957 | 1713.1497 | 164941.9671 | 807.8382 | 8628.1199 | 266.3436 | 372.4936 | 62532.0306 | 20812.4847 | 19127.702 | 0 | 900
661 |  |  |  | System Generation | F105P |  | 111471.8421 | 38037.3872 | 31365.8576 | 8992.5891 | 202.9503 | 19540.0439 | 95.7015 | 1022.1404 | 31.5527 | 44.1279 | 7407.9305 | 2465.5755 | 2265.9857 | 0 | 901
662 |  |  |  | System Generation | F105P |  | 34214.2252 | 11674.8742 | 9627.1713 | 2760.1093 | 62.2918 | 5997.456 | 29.3738 | 313.7271 | 9.6845 | 13.5442 | 2273.7276 | 756.7629 | 695.5025 | 0 | 902
663 |  |  |  | System Generation | F105P |  | 0 | 0 | 0 | 0 | 0 | 0 | 0 | 0 | 0 | 0 | 0 | 0 | 0 | 0 | 903
664 |  |  |  | System Generation | F105P |  | 53370.1855 | 18211.4368 | 15017.26 | 4305.4474 | 97.168 | 9355.3291 | 45.8197 | 489.3776 | 15.1067 | 21.1274 | 3546.7488 | 1180.4615 | 1084.9025 | 0 | 904
665 |  |  |  | System Generation | F10 |  | 7171.6564 | 2447.1747 | 2017.9549 | 578.5475 | 13.057 | 1257.129 | 6.1571 | 65.7605 | 2.03 | 2.839 | 476.5969 | 158.6254 | 145.7845 | 0 | 905
666 |  |  | Total Amort. Intangible Plant |  |  |  | 17079402.143 | 5827913.6824 | 4805784.1905 | 1377828.0618 | 31097.7641 | 2993910.5458 | 14663.4394 | 156610.6886 | 4834.4893 | 6761.6194 | 1135015.2668 | 377774.1762 | 347208.2187 | 0
667
668 |  | Distribution - METER - Unbundled |  |  |  |  | D: AMORTIZATION EXPENSE (continued)
669
670
671 |  | A |  | B | C |  | D | E | F | G | H | I | J | K | L | M | N | O | P
672 |  | FERC ACCT |  | DESCRIPTION | COS Factor |  | Utah Jurisdiction Normalized | Residential Sch 1 | General Large Dist. Sch 6 | General +1 MW Sch 8 | Street & Area Lighting Sch. 7,11,12 | General Trans Sch 9 | General Secondary Sch 22 | Irrigation Sch 10 | Traffic Signals Sch 15 | Outdoor Lighting Sch 15 | General Small Dist. Sch 23 | Industrial Cust 1 | Industrial Cust 2
673 |  | 404O | Amort of LT Plant - Other Plant |  | F10 |  | 0 | 0 | 0 | 0 | 0 | 0 | 0 | 0 | 0 | 0 | 0 | 0 | 0 | 0 | 910
674
675 |  | 404HP | Amort of Other Electric Plant |  | F10 |  | 133109.3525 | 45420.7258 | 37454.2029 | 10738.1173 | 242.3445 | 23332.9112 | 114.2779 | 1220.5454 | 37.6773 | 52.6934 | 8845.8647 | 2944.1619 | 2705.8303 | 0 | 915
676
677 |  | 405 | Amort of Other Electric Plant |  | F10 |  | 0 | 0 | 0 | 0 | 0 | 0 | 0 | 0 | 0 | 0 | 0 | 0 | 0 | 0 | 923
678
679 |  | 406 | Amort of Plant Acquisition Adj |  | F10 |  | 2381812.7474 | 812742.7685 | 670192.5612 | 192144.1594 | 4336.4279 | 417511.0486 | 2044.8487 | 21840.0171 | 674.185 | 942.8782 | 158284.8449 | 52681.8157 | 48417.1921 | 0 | 931
680
681 |  | 407 | Amort of Prop Losses, Unrec Plant, |  | F151 |  | 3572684.28 | 1413880.8625 | 949392.8426 | 262239.929 | 26115.9684 | 505487.3876 | 2840.155 | 33950.5938 | 1282.6643 | 1368.7952 | 254284.1252 | 63522.1245 | 58318.832 | 0 | 940
682
683
684 |  | TOTAL AMORTIZATION EXPENSE |  |  |  |  | 23266371.8064 | 8133863.6392 | 6490782.5582 | 1850966.0423 | 61973.4098 | 3957659.4122 | 19748.0269 | 214532.956 | 6857.1411 | 9165.3208 | 1563033.3503 | 499120.0322 | 458669.9175 | 0
685
686
687 | [6 empty] | D: TAX OTHER THAN INCOME
688
689
690 |  | 408 | Total Taxes Other Than Income |  | F101P |  | 34033500.8325 | 11509985.093 | 9570367.0952 | 2759034.8488 | 65475.9027 | 6025994.2377 | 29716.398 | 313909.0546 | 9745.2156 | 14194.4004 | 2251216.0604 | 761220.1327 | 722642.3935 | 0 | 953
691
692
693 | [6 empty] | D: DEFERRED ITC
694
695
696 |  | 41140 | Deferred I T C - Federal |  | F101P |  | -1520017.731 | -514063.5256 | -427435.5362 | -123225.1102 | -2924.3108 | -269135.3479 | -1327.2056 | -14019.9309 | -435.2447 | -633.9559 | -100544.7058 | -33997.9159 | -32274.9416 | 0 | 958
697
698 |  | 41141 | Deferred I T C - Idaho |  | F101P |  | 0 | 0 | 0 | 0 | 0 | 0 | 0 | 0 | 0 | 0 | 0 | 0 | 0 | 0 | 961
699
700 |  | TOTAL DEFERRED ITC |  |  |  |  | -1520017.731 | -514063.5256 | -427435.5362 | -123225.1102 | -2924.3108 | -269135.3479 | -1327.2056 | -14019.9309 | -435.2447 | -633.9559 | -100544.7058 | -33997.9159 | -32274.9416 | 0
701
702 |  | 427 | Interest on Long-Term Debt |  |  |  | 76971727.0198 | 26031510.3915 | 21644781.3333 | 6239959.8051 | 148083.3057 | 13628665.0548 | 67207.9691 | 709951.1209 | 22040.2267 | 32102.7071 | 5091453.5334 | 1721610.3786 | 1634361.1937 | 0
703
704 |  | 428-432 |  | Electric Interest Deductions for Tax | F104P |  | 1633032.3312 | 555725.9829 | 459405.6721 | 131936.2389 | 3024.2276 | 287147.4523 | 1409.2487 | 15001.2137 | 463.8476 | 656.8948 | 108367.9715 | 36245.7374 | 33647.8436 | 0 | 990
705
706 | [6 empty] | D: DEFERRED INCOME TAXES
707
708
709 |  | 41010 | Deferred Income Tax - Federal-DR |  | F101P |  | 85055538.1963 | 28765420.9167 | 23917983.8718 | 6895299.873 | 163635.477 | 15059990.0251 | 74266.3599 | 784512.405 | 24354.9601 | 35474.2337 | 5626173.8855 | 1902419.2776 | 1806006.9108 | 0 | 1016
710
711 |  | 41020 | Deferred Income Tax - State-DR |  | F101P |  | 0 | 0 | 0 | 0 | 0 | 0 | 0 | 0 | 0 | 0 | 0 | 0 | 0 | 0 | 1031
712
713 |  | 41120 | Deferred Income Tax - Federal-CR |  | F101P |  | -70506706.5808 | -23845068.0021 | -19826789.7261 | -5715852.1978 | -135645.4712 | -12483964.2465 | -61563.0276 | -650320.8035 | -20189.0208 | -29406.3319 | -4663811.4311 | -1577008.6304 | -1497087.6917 | 0 | 1050
714
715 |  | 41111 | Deferred Income Tax - State-CR |  | F101P |  | 0 | 0 | 0 | 0 | 0 | 0 | 0 | 0 | 0 | 0 | 0 | 0 | 0 | 0 | 1065
716
717 |  | TOTAL DEFERRED INCOME TAXES |  |  |  |  | 14548831.6155 | 4920352.9146 | 4091194.1458 | 1179447.6752 | 27990.0057 | 2576025.7786 | 12703.3323 | 134191.6014 | 4165.9394 | 6067.9018 | 962362.4544 | 325410.6472 | 308919.2191 | 0
718
719 |  | SCHMAF | Additions - Flow Through
720 |  |  |  | S | F101P |  | 0 | 0 | 0 | 0 | 0 | 0 | 0 | 0 | 0 | 0 | 0 | 0 | 0 | 0 | 1070
721 |  |  |  | SNP | F104P |  | 0 | 0 | 0 | 0 | 0 | 0 | 0 | 0 | 0 | 0 | 0 | 0 | 0 | 0 | 1071
722 |  |  |  | SO | F102P |  | 0 | 0 | 0 | 0 | 0 | 0 | 0 | 0 | 0 | 0 | 0 | 0 | 0 | 0 | 1072
723 |  |  |  | SE | F30 |  | 0 | 0 | 0 | 0 | 0 | 0 | 0 | 0 | 0 | 0 | 0 | 0 | 0 | 0 | 1073
724 |  |  |  | TROJP | F10 |  | 0 | 0 | 0 | 0 | 0 | 0 | 0 | 0 | 0 | 0 | 0 | 0 | 0 | 0 | 1074
725 |  |  |  | SG | F10 |  | 0 | 0 | 0 | 0 | 0 | 0 | 0 | 0 | 0 | 0 | 0 | 0 | 0 | 0 | 1075
726
727
728 |  | SCHMAP | Additions - Permanent
729 |  |  |  | S | F101P |  | 0 | 0 | 0 | 0 | 0 | 0 | 0 | 0 | 0 | 0 | 0 | 0 | 0 | 0 | 1079
730 |  |  |  | SE | F30 |  | 17834.3839 | 5183.6428 | 4961.1418 | 1556.4286 | 62.9406 | 3657.975 | 19.6363 | 179.7245 | 6.0083 | 13.286 | 1091.9788 | 469.4936 | 632.1276 | 0 | 1080
731 |  |  |  | SNP | F104P |  | 0 | 0 | 0 | 0 | 0 | 0 | 0 | 0 | 0 | 0 | 0 | 0 | 0 | 0 | 1081
732 |  |  |  | SO | F102P |  | 387269.4789 | 132147.4447 | 108969.5755 | 31241.5695 | 705.079 | 67884.9697 | 332.481 | 3551.0651 | 109.6187 | 153.3067 | 25736.2337 | 8565.7696 | 7872.3656 | 0 | 1082
733 |  |  |  | SG | F10 |  | 0 | 0 | 0 | 0 | 0 | 0 | 0 | 0 | 0 | 0 | 0 | 0 | 0 | 0 | 1083
734 |  |  |  | BADDEBT | F80 |  | 18008.0032 | 13983.7308 | 1970.0312 | 540.6978 | 0 | 984.0357 | 6.1836 | 20.303 | 0 | 0 | 503.0211 | 0 | 0 | 0 | 1084
735
736
737 |  | SCHMAT | Additions - Temporary
738 |  |  |  | S | F101P |  | -9675574.9601 | -3272238.2603 | -2720813.3739 | -784381.5019 | -18614.5118 | -1713163.7219 | -8448.2416 | -89242.9669 | -2770.522 | -4035.4057 | -640010.8485 | -216411.5438 | -205444.0618 | 0 | 1088
739 |  |  |  | SGCT | F10 |  | 284938.6738 | 97229.2414 | 80175.8156 | 22986.4006 | 518.7713 | 49947.27 | 244.6273 | 2612.7434 | 80.6534 | 112.7975 | 18935.7765 | 6302.379 | 5792.1978 | 0 | 1089
740 |  |  |  | CIAC | F104P |  | 0 | 0 | 0 | 0 | 0 | 0 | 0 | 0 | 0 | 0 | 0 | 0 | 0 | 0 | 1090
741 |  |  |  | SNP | F104P |  | 3493608.1942 | 1188885.7375 | 982824.0322 | 282256.2154 | 6469.8451 | 614305.4692 | 3014.8593 | 32092.6672 | 992.3268 | 1405.3201 | 231835.7243 | 77541.885 | 71984.112 | 0 | 1091
742 |  |  |  | TROJD | F10 |  | -12896.0537 | -4400.5031 | -3628.6813 | -1040.3427 | -23.4791 | -2260.566 | -11.0716 | -118.2503 | -3.6503 | -5.1051 | -857.0153 | -285.2397 | -262.1494 | 0 | 1092
743 |  |  |  | SG | F10 |  | 0 | 0 | 0 | 0 | 0 | 0 | 0 | 0 | 0 | 0 | 0 | 0 | 0 | 0 | 1093
744 |  |  |  | SE | F30 |  | 20775888.2459 | 6038604.11 | 5779404.9467 | 1813137.3255 | 73321.634 | 4261301.1254 | 22875.0289 | 209367.2622 | 6999.2347 | 15477.3654 | 1272083.77 | 546929.2295 | 736387.2136 | 0 | 1094
745 |  |  |  | SG | F10 |  | -4286958.7447 | -1462833.1814 | -1206261.0144 | -345834.9466 | -7805.0164 | -751466.5637 | -3680.4664 | -39309.2415 | -1213.4468 | -1697.0604 | -284892.5051 | -94820.5399 | -87144.762 | 0 | 1095
746 |  |  |  | GPS | F102P |  | -56723.3356 | -19355.6277 | -15960.7667 | -4575.9507 | -103.2729 | -9943.1071 | -48.6985 | -520.1243 | -16.0558 | -22.4548 | -3769.5845 | -1254.6277 | -1153.0649 | 0 | 1096
747 |  |  |  | SO | F102P |  | 11980669.3701 | 4088147.7369 | 3371111.1416 | 966497.3234 | 21812.5076 | 2100107.0873 | 10285.7186 | 109856.6731 | 3391.1932 | 4742.7374 | 796182.8215 | 264992.8785 | 243541.5509 | 0 | 1097
748 |  |  |  | SNPD | F104P |  | 417003.7143 | 141907.6613 | 117311.7445 | 33690.6384 | 772.253 | 73324.6684 | 359.8593 | 3830.6418 | 118.446 | 167.7417 | 27672.3527 | 9255.5468 | 8592.1604 | 0 | 1098
749 |  |  |  | BADDEBT | F80 |  | 0 | 0 | 0 | 0 | 0 | 0 | 0 | 0 | 0 | 0 | 0 | 0 | 0 | 0 | 1099
750 |  |  |  | TAXDEPR | F151P |  | 0 | 0 | 0 | 0 | 0 | 0 | 0 | 0 | 0 | 0 | 0 | 0 | 0 | 0 | 1100
751 |  |  |  | SCHMDEXP | F151P |  | 196645901.2912 | 67098713.2472 | 55331907.5782 | 15864026.1273 | 358106.3371 | 34471791.5016 | 168837.665 | 1803188.3156 | 55664.3506 | 77862.6734 | 13067966.6948 | 4349695.0845 | 3998141.7158 | 0 | 1101
752
753
754 |  | TOTAL SCHEDULE - M ADDITIONS |  |  |  |  | 219988968.2614 | 74045974.9801 | 61831972.171 | 17880099.9846 | 435223.0876 | 39166470.1436 | 193787.5814 | 2035508.8129 | 63358.1567 | 94175.2022 | 14512478.4201 | 4950980.3155 | 4778939.4057 | 0
755
756 |  | SCHMDF | Deductions - Flow Through
757 |  |  |  | S | F101P |  | 0 | 0 | 0 | 0 | 0 | 0 | 0 | 0 | 0 | 0 | 0 | 0 | 0 | 0 | 1107
758 |  |  |  | DGP | F10 |  | 0 | 0 | 0 | 0 | 0 | 0 | 0 | 0 | 0 | 0 | 0 | 0 | 0 | 0 | 1108
759 |  |  |  | DGU | F10 |  | 0 | 0 | 0 | 0 | 0 | 0 | 0 | 0 | 0 | 0 | 0 | 0 | 0 | 0 | 1109
760
761 |  | SCHMDP | Deductions - Permanent
762 |  |  |  | S | F101P |  | 0 | 0 | 0 | 0 | 0 | 0 | 0 | 0 | 0 | 0 | 0 | 0 | 0 | 0 | 1112
763 |  |  |  | SE | F30 |  | 690467.2216 | 200687.3618 | 192073.12 | 60257.9238 | 2436.776 | 141620.3588 | 760.2302 | 6958.1252 | 232.613 | 514.3758 | 42276.5148 | 18176.6816 | 24473.1406 | 0 | 1113
764 |  |  |  | SNP | F104P |  | 14166.8635 | 4821.0277 | 3985.4308 | 1144.5718 | 26.2357 | 2491.0583 | 12.2255 | 130.1384 | 4.024 | 5.6987 | 940.1126 | 314.4386 | 291.9014 | 0 | 1114
765 |  |  |  | IBT | F150P |  | -2440.0764 | -788.3146 | -867.009 | -213.221 | -13.2198 | -256.5421 | -3.1396 | -18.5199 | -1.3253 | -4.0605 | -209.4287 | -16.8166 | -48.4793 | 0 | 1115
766 |  |  |  | SG | F10 |  | 14886730.5407 | 5079779.0916 | 4188816.3038 | 1200933.335 | 27103.4041 | 2609514.3226 | 12780.6482 | 136503.7829 | 4213.7695 | 5893.1477 | 989306.9209 | 329270.2148 | 302615.5995 | 0 | 1116
767 |  |  |  | SO | F102P |  | 0 | 0 | 0 | 0 | 0 | 0 | 0 | 0 | 0 | 0 | 0 | 0 | 0 | 0 | 1117
768
769
770 |  | SCHMDT | Deductions - Temporary
771 |  |  |  | S | F101P |  | 737796.45 | 249519.6184 | 207471.5411 | 59811.8344 | 1419.4217 | 130634.7289 | 644.208 | 6805.0885 | 211.262 | 307.7138 | 48803.0669 | 16502.1375 | 15665.8287 | 0 | 1121
772 |  |  |  | BADDEBT | F80 |  | 0 | 0 | 0 | 0 | 0 | 0 | 0 | 0 | 0 | 0 | 0 | 0 | 0 | 0 | 1122
773 |  |  |  | SNP | F104P |  | 6753712.0657 | 2298309.2276 | 1899958.4829 | 545647.108 | 12507.2615 | 1187552.2465 | 5828.2127 | 62040.3382 | 1918.3288 | 2716.7121 | 448176.1095 | 149901.0579 | 139156.9801 | 0 | 1123
774 |  |  |  | CN | F40 |  | 0 | 0 | 0 | 0 | 0 | 0 | 0 | 0 | 0 | 0 | 0 | 0 | 0 | 0 | 1124
775 |  |  |  | TROJD | F10 |  | 47810.5014 | 16314.3133 | 13452.8806 | 3856.9399 | 87.0458 | 8380.7649 | 41.0466 | 438.3981 | 13.533 | 18.9265 | 3177.2766 | 1057.4904 | 971.8859 | 0 | 1125
776 |  |  |  | DGP | F10 |  | 0 | 0 | 0 | 0 | 0 | 0 | 0 | 0 | 0 | 0 | 0 | 0 | 0 | 0 | 1126
777 |  |  |  | SE | F30 |  | 9575614.6656 | 2783194.8936 | 2663729.9022 | 835675.6717 | 33793.9685 | 1964035.283 | 10543.1094 | 96497.4495 | 3225.9499 | 7133.5235 | 586303.8855 | 252079.8865 | 339401.1423 | 0 | 1127
778 |  |  |  | SG | F10 |  | 54996351.4682 | 18766331.2328 | 15474829.2817 | 4436632.4494 | 100128.6572 | 9640381.8458 | 47215.8087 | 504288.7019 | 15567.0145 | 21771.1755 | 3654816.6829 | 1216429.6527 | 1117958.9651 | 0 | 1128
779 |  |  |  | GPS | F102P |  | 10976754.4899 | 3745583.2091 | 3088630.3776 | 885510.1086 | 19984.7382 | 1924129.5447 | 9423.8313 | 100651.2819 | 3107.0297 | 4345.3219 | 729467.0349 | 242787.9177 | 223134.0946 | 0 | 1129
780 |  |  |  | SO | F102P |  | 16901629.6666 | 5767320.4173 | 4755767.0044 | 1363478.0604 | 30771.8137 | 2962708.6062 | 14510.4919 | 154979.3879 | 4784.0976 | 6690.7774 | 1123208.2934 | 373836.4993 | 343574.2173 | 0 | 1130
781 |  |  |  | TAXDEPR | F151P |  | 137202570.3841 | 46815702.0641 | 38605838.6884 | 11068550.8674 | 249855.7539 | 24051446.6292 | 117800.3786 | 1258109.4758 | 38837.7888 | 54325.8662 | 9117701.4545 | 3034842.5371 | 2789558.88 | 0 | 1131
782 |  |  |  | SNPD | F104P |  | 0 | 0 | 0 | 0 | 0 | 0 | 0 | 0 | 0 | 0 | 0 | 0 | 0 | 0 | 1132
783
784
785 |  | TOTAL SCHEDULE - M DEDUCTIONS |  |  |  |  | 252781164.2408 | 85726774.1426 | 71093686.0046 | 20461285.6493 | 478101.8566 | 44622638.8468 | 219557.0515 | 2327383.6482 | 72114.0857 | 103719.1786 | 16743967.9236 | 5635181.6974 | 5296754.156 | 0
786
787 |  | TOTAL SCHEDULE - M ADJUSTMENTS |  |  |  |  | -32792195.9794 | -11680799.1625 | -9261713.8336 | -2581185.6647 | -42878.769 | -5456168.7032 | -25769.4702 | -291874.8353 | -8755.9289 | -9543.9763 | -2231489.5035 | -684201.3819 | -517814.7503 | 0
788
789
790
791 | [6 empty] | D: INCOME TAXES
792
793 |  |  | State Income Taxes Before Credits |  | F150P |  | 7465107.6611 | 2411749.5569 | 2652505.1673 | 652322.8768 | 40444.3004 | 784858.4928 | 9605.1342 | 56659.4194 | 4054.5241 | 12422.7226 | 640720.7204 | 51448.2783 | 148316.4678 | 0 | 1140
794 |  |  | Renewable Energy Credits |  | F10 |  | 0 | 0 | 0 | 0 | 0 | 0 | 0 | 0 | 0 | 0 | 0 | 0 | 0 | 0 | 1142
795 |  | 40911 | State Income Taxes |  |  |  | 7465107.6611 | 2411749.5569 | 2652505.1673 | 652322.8768 | 40444.3004 | 784858.4928 | 9605.1342 | 56659.4194 | 4054.5241 | 12422.7226 | 640720.7204 | 51448.2783 | 148316.4678 | 0
796
797 |  | Calculation of Taxable Income
798
799 |  |  | Operating Revenues |  |  |  | 1436307301.4953 | 465304873.1646 | 414799625.4933 | 119823871.7308 | 3988188.2047 | 253068341.5089 | 1409601.4375 | 13313839.2827 | 473599.6061 | 930607.5263 | 96377214.0185 | 31079139.4593 | 35738400.0626 | 0
800 |  |  | Operating Deductions
801 |  |  | O & M Expenses |  |  |  | 932681063.307 | 296087820.3309 | 260972050.8717 | 78138454.7153 | 2465609.5882 | 176540042.6912 | 907821.9789 | 8957232.6242 | 288173.4465 | 523845.3901 | 59687831.5137 | 22472638.1382 | 25639542.018 | 0
802 |  |  | Depreciation Expense |  |  |  | 176724349.203 | 60301162.4097 | 49726413.2775 | 14256893.6076 | 321827.7572 | 30979567.2271 | 151733.2743 | 1620513.2142 | 50025.1776 | 69974.661 | 11744093.7969 | 3909041.7242 | 3593103.0757 | 0
803 |  |  | Amortization Expense |  |  |  | 23266371.8064 | 8133863.6392 | 6490782.5582 | 1850966.0423 | 61973.4098 | 3957659.4122 | 19748.0269 | 214532.956 | 6857.1411 | 9165.3208 | 1563033.3503 | 499120.0322 | 458669.9175 | 0
804 |  |  | Taxes Other Than Income |  |  |  | 34033500.8325 | 11509985.093 | 9570367.0952 | 2759034.8488 | 65475.9027 | 6025994.2377 | 29716.398 | 313909.0546 | 9745.2156 | 14194.4004 | 2251216.0604 | 761220.1327 | 722642.3935 | 0
805 |  |  | Interest & Dividends (AFUDC-Equity) |  | F104P |  | -6176443.0507 | -2101862.7858 | -1737560.8042 | -499008.287 | -11438.2117 | -1086047.0137 | -5330.0501 | -56737.4818 | -1754.361 | -2484.5029 | -409868.5567 | -137088.3654 | -127262.6304 | 0 | 1153
806 |  |  | Misc Revenue & Expense |  |  |  | -48180.0986 | -16367.9963 | -13552.2933 | -3896.2083 | -90.1657 | -8488.2565 | -41.7112 | -443.0875 | -13.7147 | -19.5728 | -3194.3524 | -1071.6904 | -1001.0493 | 0
807 |  |  | Total Operating Deductions |  |  |  | 1160480661.9995 | 373914600.6906 | 325008500.705 | 96502444.7187 | 2903358.2804 | 216408728.298 | 1103647.9167 | 11049007.2798 | 353032.9051 | 614675.6965 | 74833111.8122 | 27503859.9715 | 30285693.7249 | 0
808 |  |  | Other Deductions
809 |  |  | Interest Deductions |  | F101P |  | 78604759.351 | 26587236.3743 | 22104187.0054 | 6371896.044 | 151107.5333 | 13915812.5072 | 68617.2178 | 724952.3346 | 22504.0743 | 32759.602 | 5199821.5049 | 1757856.116 | 1668009.0373 | 0
810 |  |  | Interest on PCRBS |  |  |  | 0 | 0 | 0 | 0 | 0 | 0 | 0 | 0 | 0 | 0 | 0 | 0 | 0 | 0
811 |  |  | Schedule M Adjustments |  |  |  | -32792195.9794 | -11680799.1625 | -9261713.8336 | -2581185.6647 | -42878.769 | -5456168.7032 | -25769.4702 | -291874.8353 | -8755.9289 | -9543.9763 | -2231489.5035 | -684201.3819 | -517814.7503 | 0
812
813 |  |  | Income Before State Taxes |  |  |  | 164429684.1654 | 53122236.9371 | 58425223.9493 | 14368345.3034 | 890843.622 | 17287632.0005 | 211566.8328 | 1248004.833 | 89306.6978 | 273628.2515 | 14112791.198 | 1133221.9898 | 3266882.55 | 0
814
815 |  |  | State Income Taxes |  |  |  | 7465107.6611 | 2411749.5569 | 2652505.1673 | 652322.8768 | 40444.3004 | 784858.4928 | 9605.1342 | 56659.4194 | 4054.5241 | 12422.7226 | 640720.7204 | 51448.2783 | 148316.4678 | 0
816
817 |  |  | Adjustments to Calculated Tax:
818 |  |  |  | PMI | F30 |  | -8087.7551 | -2350.7419 | -2249.8394 | -705.8283 | -28.5431 | -1658.8634 | -8.9049 | -81.5037 | -2.7247 | -6.0251 | -495.204 | -212.9117 | -286.665 | 0 | 1172
819 |  |  |  | Renewable Energy Credits | F10 |  | -24117275.9662 | -8229505.7241 | -6786099.7749 | -1945574.3206 | -43908.9211 | -4227548.6135 | -20705.3133 | -221143.2116 | -6826.5253 | -9547.2051 | -1602728.5482 | -533434.8342 | -490252.9742 | 0 | 1173
820 |  |  |  | System Overheads | F102P |  | -961.0103 | -327.9243 | -270.4083 | -77.526 | -1.7497 | -168.4567 | -0.82505 | -8.812 | -0.27202 | -0.38043 | -63.8645 | -21.256 | -19.5353 | 0 | 1174
821 |  |  |  | Situs | F107P |  | 0 | 0 | 0 | 0 | 0 | 0 | 0 | 0 | 0 | 0 | 0 | 0 | 0 | 0 | 1175
822 |  |  |  | Total Adjustments |  |  | -24126324.7316 | -8232184.3903 | -6788620.0226 | -1946357.675 | -43939.2138 | -4229375.9336 | -20715.0433 | -221233.5273 | -6829.522 | -9553.6107 | -1603287.6167 | -533669.0019 | -490559.1745 | 0
823
824 |  |  | 35%
825
826 |  | 40910 | Federal Income Tax |  |  |  | 30811277.0449 | 9516486.1928 | 12731831.5511 | 2854250.1744 | 253700.5487 | 1546594.7941 | 49971.5512 | 195737.3675 | 23008.7388 | 81868.3245 | 3111937.0504 | -155048.2029 | 600938.9543 | 0
827
828
829 |  | TOTAL OPERATING EXPENSES |  |  |  |  | 1217962303.6408 | 392350988.6152 | 345794156.8372 | 101564248.6218 | 3234007.0363 | 222133119.0293 | 1179930.779 | 11478313.2191 | 385581.2236 | 716885.1924 | 79857455.8883 | 27828761.1437 | 31438856.0549 | 0
830
831
832 |  | Distribution - METER - Unbundled |  |  |  |  | D: STEAM PRODUCTION PLANT
833
834 |  | A |  | B | C |  | D | E | F | G | H | I | J | K | L | M | N | O | P
835 |  | FERC ACCT |  | DESCRIPTION | COS Factor |  | Utah Jurisdiction Normalized | Residential Sch 1 | General Large Dist. Sch 6 | General +1 MW Sch 8 | Street & Area Lighting Sch. 7,11,12 | General Trans Sch 9 | General Secondary Sch 22 | Irrigation Sch 10 | Traffic Signals Sch 15 | Outdoor Lighting Sch 15 | General Small Dist. Sch 23 | Industrial Cust 1 | Industrial Cust 2
836 |  | 310 | Land and Land Rights |  | F10 |  | 40344705.1174 | 13766769.604 | 11352160.7788 | 3254663.6842 | 73453.2572 | 7072075.736 | 34636.9864 | 369940.522 | 11419.7868 | 15971.0896 | 2681132.4277 | 892359.117 | 820122.1277 | 0 | 1192
837 |  |  |  | Total 310 |  |  | 40344705.1174 | 13766769.604 | 11352160.7788 | 3254663.6842 | 73453.2572 | 7072075.736 | 34636.9864 | 369940.522 | 11419.7868 | 15971.0896 | 2681132.4277 | 892359.117 | 820122.1277 | 0
838
839 |  | 311 | Structures and Improvements |  | F10 |  | 441886271.3617 | 150784259.5775 | 124337604.7449 | 35647582.3964 | 804516.6233 | 77458818.1692 | 379370.9421 | 4051873.4103 | 125078.2975 | 174927.6689 | 29365826.521 | 9773804.0659 | 8982608.9445 | 0 | 1199
840 |  |  |  | Total 311 |  |  | 441886271.3617 | 150784259.5775 | 124337604.7449 | 35647582.3964 | 804516.6233 | 77458818.1692 | 379370.9421 | 4051873.4103 | 125078.2975 | 174927.6689 | 29365826.521 | 9773804.0659 | 8982608.9445 | 0
841
842 |  | 312 | Boiler Plant Equipment |  | F10 |  | 1981419704.3175 | 676117187.5903 | 557530287.7594 | 159843893.6651 | 3607455.5677 | 347325632.2731 | 1701100.7325 | 18168615.6257 | 560851.557 | 784376.3259 | 131676476.6713 | 43825774.2263 | 40278052.3232 | 0 | 1206
843 |  |  |  | Total 312 |  |  | 1981419704.3175 | 676117187.5903 | 557530287.7594 | 159843893.6651 | 3607455.5677 | 347325632.2731 | 1701100.7325 | 18168615.6257 | 560851.557 | 784376.3259 | 131676476.6713 | 43825774.2263 | 40278052.3232 | 0
844
845 |  | 314 | Turbogenerator Units |  | F10 |  | 426164897.395 | 145419676.2294 | 119913937.1431 | 34379317.2111 | 775893.6325 | 74702998.1169 | 365873.7306 | 3907716.3698 | 120628.2777 | 168704.1144 | 28321052.853 | 9426072.899 | 8663026.8177 | 0 | 1213
846 |  |  |  | Total 314 |  |  | 426164897.395 | 145419676.2294 | 119913937.1431 | 34379317.2111 | 775893.6325 | 74702998.1169 | 365873.7306 | 3907716.3698 | 120628.2777 | 168704.1144 | 28321052.853 | 9426072.899 | 8663026.8177 | 0
847
848 |  | 315 | Accessory Electric Equipment |  | F10 |  | 212262901.5901 | 72430185.1547 | 59726365.0636 | 17123544.5963 | 386454.7145 | 37207839.582 | 182233.2626 | 1946343.3528 | 60082.1616 | 84027.6265 | 14106062.9146 | 4694909.4033 | 4314853.7576 | 0 | 1220
849 |  |  |  | Total 316 |  |  | 212262901.5901 | 72430185.1547 | 59726365.0636 | 17123544.5963 | 386454.7145 | 37207839.582 | 182233.2626 | 1946343.3528 | 60082.1616 | 84027.6265 | 14106062.9146 | 4694909.4033 | 4314853.7576 | 0
850
851 |  | 316 | Misc Power Plant Equipment |  | F10 |  | 13700657.3269 | 4675056.92 | 3855079.9739 | 1105251.1531 | 24943.9896 | 2401606.0092 | 11762.3733 | 125628.0919 | 3878.0451 | 5423.6219 | 910485.6891 | 303036.2086 | 278505.2513 | 0 | 1227
852 |  |  |  | Total 316 |  |  | 13700657.3269 | 4675056.92 | 3855079.9739 | 1105251.1531 | 24943.9896 | 2401606.0092 | 11762.3733 | 125628.0919 | 3878.0451 | 5423.6219 | 910485.6891 | 303036.2086 | 278505.2513 | 0
853
854 |  | S00 | Unclassified Steam Plant - Acct 300 |  | F10 |  | 14159118.9221 | 4831497.1551 | 3984081.53 | 1142235.89 | 25778.684 | 2481970.3374 | 12155.9746 | 129831.9527 | 4007.8151 | 5605.1112 | 940953.0391 | 313176.6318 | 287824.8014 | 0 | 1232
855
856
857
858 |  | Total Steam Production Plant |  |  |  |  | 3129938256.0308 | 1068024632.2309 | 880699516.9936 | 252496488.5961 | 5698496.4688 | 548650940.2238 | 2687134.0022 | 28699949.3252 | 885945.9409 | 1239035.5584 | 208001990.1158 | 69229132.5518 | 63624994.0233 | 0
859
860
861 | [6 empty] | D: NUCLEAR PRODUCTION
862
863
864 |  | 320 | Land and Land Rights |  | F10 |  | 0 | 0 | 0 | 0 | 0 | 0 | 0 | 0 | 0 | 0 | 0 | 0 | 0 | 0 | 1238
865
866 |  | 321 | Structures and Improvements |  | F10 |  | 0 | 0 | 0 | 0 | 0 | 0 | 0 | 0 | 0 | 0 | 0 | 0 | 0 | 0 | 1242
867
868 |  | 322 | Reactor Plant Equipment |  | F10 |  | 0 | 0 | 0 | 0 | 0 | 0 | 0 | 0 | 0 | 0 | 0 | 0 | 0 | 0 | 1246
869
870 |  | 323 | Turbogenerator Units |  | F10 |  | 0 | 0 | 0 | 0 | 0 | 0 | 0 | 0 | 0 | 0 | 0 | 0 | 0 | 0 | 1250
871
872 |  | 324 | Land and Land Rights |  | F10 |  | 0 | 0 | 0 | 0 | 0 | 0 | 0 | 0 | 0 | 0 | 0 | 0 | 0 | 0 | 1254
873
874 |  | 325 | Misc. Power Plant Equipment |  | F10 |  | 0 | 0 | 0 | 0 | 0 | 0 | 0 | 0 | 0 | 0 | 0 | 0 | 0 | 0 | 1258
875
876 |  | N00 | Unclassified Nuclear Plt - Acct 300 |  | F10 |  | 0 | 0 | 0 | 0 | 0 | 0 | 0 | 0 | 0 | 0 | 0 | 0 | 0 | 0 | 1264
877
878 |  | Total Nuclear Production Plant |  |  |  |  | 0 | 0 | 0 | 0 | 0 | 0 | 0 | 0 | 0 | 0 | 0 | 0 | 0 | 0
879
880
881 | [6 empty] | D: HYDRAULIC PRODUCTION PLANT
882
883
884 |  | 330 | Land and Land Rights |  | F10 |  | 14996967.3002 | 5117395.0331 | 4219834.6348 | 1209826.2883 | 27304.1058 | 2628837.8673 | 12875.2894 | 137514.5982 | 4244.9727 | 5936.7867 | 996632.7732 | 331708.4722 | 304856.4786 | 0 | 1274
885
886 |  | 331 | Structures and Improvements |  | F10 |  | 116373272.7401 | 39709895.74 | 32745018.1791 | 9387994.3723 | 211874.0466 | 20399222.0558 | 99909.5038 | 1067083.9989 | 32940.0839 | 46068.2004 | 7733658.0936 | 2573987.1093 | 2365621.3564 | 0 | 1281
887
888 |  | 332 | Reservoirs, Dams & Waterways |  | F10 |  | 216550811.6235 | 73893342.9431 | 60932893.7508 | 17469456.2847 | 394261.4628 | 37959472.8984 | 185914.5458 | 1985661.3171 | 61295.8777 | 85725.0635 | 14391018.6382 | 4789750.9841 | 4402017.8573 | 0 | 1288
889
890 |  | 333 | Water Wheel, Turbines, & Generators |  | F10 |  | 57342362.8726 | 19566857.5571 | 16134948.0897 | 4625888.4645 | 104399.9036 | 10051617.2305 | 49229.921 | 525800.4389 | 16231.0658 | 22699.8812 | 3810722.3273 | 1268319.601 | 1165648.392 | 0 | 1295
891
892 |  | 334 | Accessory Electric Equipment |  | F10 |  | 35151239.632 | 11994610.3435 | 9890827.6245 | 2835699.5732 | 63997.8167 | 6161706.4289 | 30178.2602 | 322319.0727 | 9949.7484 | 13915.1741 | 2335997.4544 | 777488.1256 | 714550.0098 | 0 | 1302
893
894 |  | 335 | Misc. Power Plant Equipment |  | F10 |  | 1028369.1979 | 350909.0418 | 289361.7004 | 82959.9788 | 1872.292 | 180264.1717 | 882.8819 | 9429.6249 | 291.0855 | 407.0962 | 68340.9135 | 22745.8505 | 20904.5606 | 0 | 1309
895
896 |  | 336 | Roads, Railroads & Bridges |  | F10 |  | 10055500.6397 | 3431224.9936 | 2829408.7078 | 811191.2744 | 18307.4649 | 1762641.7613 | 8632.9108 | 92203.8504 | 2846.2638 | 3980.629 | 668244.5383 | 222411.2841 | 204406.9613 | 0 | 1316
897
898 |  | H00 | Unclassified Hydro Plant - Acct 300 |  | F10 |  | 0 | 0 | 0 | 0 | 0 | 0 | 0 | 0 | 0 | 0 | 0 | 0 | 0 | 0 | 1322
899
900 |  | Total Hydraulic Plant |  |  |  |  | 451498524.006 | 154064235.6523 | 127042292.6872 | 36423016.2362 | 822017.0924 | 79143762.4139 | 387623.3128 | 4140012.901 | 127799.0976 | 178732.8311 | 30004614.7385 | 9986411.4268 | 9178005.6159 | 0
901
902 |  | Distribution - METER - Unbundled
903 |  | A |  | B | C |  | D | E | F | G | H | I | J | K | L | M | N | O | P
904 |  | FERC ACCT |  | DESCRIPTION | COS Factor |  | Utah Jurisdiction Normalized | Residential Sch 1 | General Large Dist. Sch 6 | General +1 MW Sch 8 | Street & Area Lighting Sch. 7,11,12 | General Trans Sch 9 | General Secondary Sch 22 | Irrigation Sch 10 | Traffic Signals Sch 15 | Outdoor Lighting Sch 15 | General Small Dist. Sch 23 | Industrial Cust 1 | Industrial Cust 2
905 |  | 340 | Land and Land Rights |  | F10 |  | 16996127.0118 | 5799565.6196 | 4782356.5916 | 1371101.2931 | 30943.8595 | 2979273.1685 | 14591.6204 | 155845.8807 | 4810.8456 | 6728.1857 | 1129488.1731 | 375926.6265 | 345495.1475 | 0 | 1328
906 |  |  |  | Wind Generation | F10 |  | 2653870.9907 | 905576.8379 | 746744.0916 | 214091.4777 | 4831.7485 | 465200.4912 | 2278.4178 | 24334.6535 | 751.1925 | 1050.5768 | 176364.6444 | 58699.3006 | 53947.5581 | 0 | 1329
907 |  |  |  | Simple Cycle Combustion Turbine | F10 |  | 102291.0881 | 34904.6508 | 28782.5844 | 8251.9649 | 186.2354 | 17930.7376 | 87.8196 | 937.9575 | 28.954 | 40.4935 | 6797.8178 | 2262.5121 | 2079.3605 | 0 | 1330
908 |  |  |  | Total 340 |  |  | 19752289.0906 | 6740047.1083 | 5557883.2675 | 1593444.7357 | 35961.8435 | 3462404.3973 | 16957.8577 | 181118.4917 | 5590.9922 | 7819.256 | 1312650.6353 | 436888.4393 | 401522.0661 | 0
909
910 |  | 341 | Structures and Improvements |  | F10 |  | 73893247.8257 | 25214493.8263 | 20792022.8279 | 5961071.4592 | 134533.1369 | 12952843.3405 | 63439.2894 | 677563.6753 | 20915.8832 | 29251.8108 | 4910621.663 | 1634398.1989 | 1502092.7145 | 0 | 1334
911 |  |  |  | Wind Generation | F10 |  | 23201794.6188 | 7917117.2521 | 6528502.3674 | 1871721.1623 | 42242.1575 | 4067072.6996 | 19919.3486 | 212748.7111 | 6567.3934 | 9184.7973 | 1541889.6669 | 513185.879 | 471643.1837 | 0 | 1336
912 |  |  |  | Simple Cycle Combustion Turbine | F10 |  | 1858932.7933 | 634321.1433 | 523065.019 | 149962.7036 | 3384.4508 | 325854.7426 | 1595.9425 | 17045.4727 | 526.181 | 735.8879 | 123536.533 | 41116.5634 | 37788.1537 | 0 | 1337
913 |  |  |  | Total 341 |  |  | 98953975.2379 | 33765932.2217 | 27843590.2142 | 7982755.325 | 180159.7451 | 17345770.7827 | 84954.5805 | 907357.859 | 28009.4575 | 39172.496 | 6576047.8628 | 2188700.6413 | 2011524.0519 | 0
914
915 |  | 342 | Fuel Holders, Producers & Access |  | F10 |  | 5842136.7827 | 1993504.497 | 1643855.7639 | 471293.33 | 10636.4385 | 1024075.741 | 5015.6275 | 53569.4368 | 1653.6484 | 2312.7022 | 388242.8272 | 129218.5432 | 118758.227 | 0 | 1341
916 |  |  |  | Simple Cycle Combustion Turbine | F10 |  | 1199475.3004 | 409295.3476 | 337507.3983 | 96763.347 | 2183.8149 | 210257.5826 | 1029.781 | 10998.5813 | 339.518 | 474.8313 | 79711.8758 | 26530.4385 | 24382.7841 | 0 | 1343
917 |  |  |  | Total 342 |  |  | 7041612.0831 | 2402799.8447 | 1981363.1622 | 568056.677 | 12820.2534 | 1234333.3236 | 6045.4085 | 64568.0181 | 1993.1664 | 2787.5335 | 467954.703 | 155748.9817 | 143141.0111 | 0
918
919 |  | 343 | Prime Movers |  | F10 |  | 779708634.332 | 266058931.2984 | 219393790.3819 | 62900184.0268 | 1419570.1436 | 136676138.7393 | 669400.2922 | 7149533.4614 | 220700.7433 | 308659.9939 | 51816021.3988 | 17245884.0982 | 15849819.754 | 0 | 1348
920 |  |  |  | Wind Generation | F10 |  | 465309810.6366 | 158777042.4611 | 130928501.4458 | 37537192.0097 | 847162.4984 | 81564760.7774 | 399480.6643 | 4266655.4077 | 131708.4569 | 184200.2474 | 30922452.3667 | 10291894.5753 | 9458759.7259 | 0 | 1349
921 |  |  |  | Simple Cycle Combustion Turbine | F10 |  | 24016234.8557 | 8195027.6016 | 6757668.9082 | 1937423.1932 | 43724.9614 | 4209836.986 | 20618.5669 | 220216.7158 | 6797.9251 | 9507.2064 | 1596013.7985 | 531199.9695 | 488199.0232 | 0 | 1350
922 |  |  |  | Total 343 |  |  | 1269034679.8243 | 433031001.3611 | 357079960.7359 | 102374799.2296 | 2310457.6034 | 222450736.5028 | 1089499.5234 | 11636405.5849 | 359207.1253 | 502367.4477 | 84334487.564 | 28068978.643 | 25796778.5031 | 0
923
924 |  | 344 | Generators |  | F10 |  | 24674021.4469 | 8419483.2376 | 6942756.3718 | 1990487.7557 | 44922.5552 | 4325141.2515 | 21183.2939 | 226248.2858 | 6984.1151 | 9767.6016 | 1639727.4148 | 545749.1368 | 501570.4268 | 0 | 1355
925 |  |  |  | Wind Generation | F10 |  | 173956460.1356 | 59358929.526 | 48947729.28 | 14033310.4873 | 316712.4054 | 30493053.7296 | 149346.179 | 1595092.6767 | 49239.3163 | 68863.4159 | 11560384.5641 | 3847633.3563 | 3536165.1991 | 0 | 1356
926 |  |  |  | Simple Cycle Combustion Turbine | F10 |  | 7651609.766 | 2610948.5357 | 2153003.8211 | 617266.0417 | 13930.8407 | 1341260.6093 | 6569.1075 | 70161.388 | 2165.8295 | 3029.0107 | 508492.4777 | 169241.1362 | 155540.9678 | 0 | 1357
927 |  |  |  | Total 344 |  |  | 206282091.3485 | 70389361.2993 | 58043489.473 | 16641064.2847 | 375565.8013 | 36159455.5904 | 177098.5803 | 1891502.3506 | 58389.2609 | 81660.0282 | 13708604.4567 | 4562623.6292 | 4193276.5938 | 0
928
929 |  | 345 | Accessory Electric Plant |  | F10 |  | 92142036.3621 | 31441503.4575 | 25926852.3149 | 7433226.7062 | 167757.6444 | 16151697.1738 | 79106.3525 | 844895.828 | 26081.3014 | 36475.8823 | 6123356.2354 | 2038031.6566 | 1873051.8091 | 0 | 1361
930 |  |  |  | Wind Generation | F10 |  | 48850560.3997 | 16669211.1912 | 13745531.5184 | 3940842.9042 | 88939.373 | 8563078.1509 | 41939.4861 | 447934.909 | 13827.4152 | 19338.2669 | 3246394.3216 | 1080494.7716 | 993028.0917 | 0 | 1362
931 |  |  |  | Simple Cycle Combustion Turbine | F10 |  | 1262270.0351 | 430722.7107 | 355176.5304 | 101829.0859 | 2298.1416 | 221264.9531 | 1083.6919 | 11574.3772 | 357.2924 | 499.6896 | 83884.9389 | 27919.3557 | 25659.2676 | 0 | 1364
932 |  |  |  | Total 345 |  |  | 142254866.7969 | 48541437.3594 | 40027560.3637 | 11475898.6963 | 258995.1589 | 24936040.2778 | 122129.5304 | 1304405.1142 | 40266.0089 | 56313.8388 | 9453635.496 | 3146445.7839 | 2891739.1684 | 0
933
934 |  | 346 | Misc. Power Plant Equipment |  | F10 |  | 5459523.5954 | 1862945.9124 | 1536196.372 | 440427.3901 | 9939.837 | 957006.9787 | 4687.1441 | 50061.0676 | 1545.3477 | 2161.2388 | 362816.0302 | 120755.7631 | 110980.5139 | 0 | 1368
935 |  |  |  | Wind Generation | F10 |  | 1443650.6299 | 492614.9677 | 406213.2568 | 116461.3117 | 2628.3707 | 253059.3931 | 1239.4119 | 13237.5455 | 408.6331 | 571.4919 | 95938.6989 | 31931.1988 | 29346.3497 | 0 | 1369
936
937 |  | O00 | Unclassified Other Prod - Acct 300 |  | F10 |  | -253096.9923 | -86363.9471 | -71216.2288 | -20417.6877 | -460.799 | -44365.7004 | -217.2904 | -2320.7713 | -71.6405 | -100.1924 | -16819.7178 | -5598.0929 | -5144.9241 | 0 | 1376
938
939 |  | Total Other Production Plant |  |  |  |  | 1749969591.6142 | 597139776.1274 | 492405040.6165 | 141172489.9624 | 3186067.8143 | 306754441.546 | 1502394.7464 | 16046335.2602 | 495338.3516 | 692753.1385 | 116295315.7292 | 38706474.9875 | 35573163.3341 | 0
940
941 |  | Experimental Plant
942 |  | 103 | Experimental Plant |  | F10 |  | 0 | 0 | 0 | 0 | 0 | 0 | 0 | 0 | 0 | 0 | 0 | 0 | 0 | 0 | 1382
943
944 |  | TOTAL PRODUCTION PLANT |  |  |  |  | 5331406371.6511 | 1819228644.0107 | 1500146850.2973 | 430091994.7948 | 9706581.3755 | 934549144.1838 | 4577152.0614 | 48886297.4864 | 1509083.3901 | 2110521.528 | 354301920.5835 | 117922018.9662 | 108376162.9734 | 0
945
946 | [6 empty] | D: TRANSMISSION PLANT
947 |  | 350 | Land and Land Rights
948 |  |  |  | Demand | F10 |  | 0 | 0 | 0 | 0 | 0 | 0 | 0 | 0 | 0 | 0 | 0 | 0 | 0 | 0 | 1391
949 |  |  |  | Direct Assigned | A | 0 | 0 | 0 | 0 | 0 | 0 | 0 | 0 | 0 | 0 | 0 | 0 | 0 | 0 | 0
950 | [6 empty] | 0 | 0 | 0 | 0 | 0 | 0 | 0 | 0 | 0 | 0 | 0 | 0 | 0 | 0
951 |  | 352 | Structures and Improvements
952 |  |  |  | Demand | F10 |  | 0 | 0 | 0 | 0 | 0 | 0 | 0 | 0 | 0 | 0 | 0 | 0 | 0 | 0 | 1398
953 |  |  |  | Direct Assigned | A | 0 | 0 | 0 | 0 | 0 | 0 | 0 | 0 | 0 | 0 | 0 | 0 | 0 | 0 | 0
954 | [6 empty] | 0 | 0 | 0 | 0 | 0 | 0 | 0 | 0 | 0 | 0 | 0 | 0 | 0 | 0
955 |  | 353 | Station Equipment
956 |  |  |  | Demand | F10 |  | 0 | 0 | 0 | 0 | 0 | 0 | 0 | 0 | 0 | 0 | 0 | 0 | 0 | 0 | 1404
957 |  |  |  | Direct Assigned | A | 0 | 0 | 0 | 0 | 0 | 0 | 0 | 0 | 0 | 0 | 0 | 0 | 0 | 0 | 0
958 | [6 empty] | 0 | 0 | 0 | 0 | 0 | 0 | 0 | 0 | 0 | 0 | 0 | 0 | 0 | 0
959 |  | 354 | Towers and Fixtures
960 |  |  |  | Demand | F10 |  | 0 | 0 | 0 | 0 | 0 | 0 | 0 | 0 | 0 | 0 | 0 | 0 | 0 | 0 | 1410
961 |  |  |  | Direct Assigned | A | 0 | 0 | 0 | 0 | 0 | 0 | 0 | 0 | 0 | 0 | 0 | 0 | 0 | 0 | 0
962 | [6 empty] | 0 | 0 | 0 | 0 | 0 | 0 | 0 | 0 | 0 | 0 | 0 | 0 | 0 | 0
963 |  | 355 | Poles and Fixtures
964 |  |  |  | Demand | F10 |  | 0 | 0 | 0 | 0 | 0 | 0 | 0 | 0 | 0 | 0 | 0 | 0 | 0 | 0 | 1416
965 |  |  |  | Direct Assigned | A | 0 | 0 | 0 | 0 | 0 | 0 | 0 | 0 | 0 | 0 | 0 | 0 | 0 | 0 | 0
966 | [6 empty] | 0 | 0 | 0 | 0 | 0 | 0 | 0 | 0 | 0 | 0 | 0 | 0 | 0 | 0
967 |  | 356 | Overhead Conductors
968 |  |  |  | Demand | F10 |  | 0 | 0 | 0 | 0 | 0 | 0 | 0 | 0 | 0 | 0 | 0 | 0 | 0 | 0 | 1422
969 |  |  |  | Direct Assigned | A | 0 | 0 | 0 | 0 | 0 | 0 | 0 | 0 | 0 | 0 | 0 | 0 | 0 | 0 | 0
970 | [6 empty] | 0 | 0 | 0 | 0 | 0 | 0 | 0 | 0 | 0 | 0 | 0 | 0 | 0 | 0
971 |  | 357 | Underground Conduit
972 |  |  |  | Demand | F10 |  | 0 | 0 | 0 | 0 | 0 | 0 | 0 | 0 | 0 | 0 | 0 | 0 | 0 | 0 | 1428
973 |  |  |  | Direct Assigned | A | 0 | 0 | 0 | 0 | 0 | 0 | 0 | 0 | 0 | 0 | 0 | 0 | 0 | 0 | 0
974 | [6 empty] | 0 | 0 | 0 | 0 | 0 | 0 | 0 | 0 | 0 | 0 | 0 | 0 | 0 | 0
975 |  | 358 | Underground Conductors
976 |  |  |  | Demand | F10 |  | 0 | 0 | 0 | 0 | 0 | 0 | 0 | 0 | 0 | 0 | 0 | 0 | 0 | 0 | 1434
977 |  |  |  | Direct Assigned | A | 0 | 0 | 0 | 0 | 0 | 0 | 0 | 0 | 0 | 0 | 0 | 0 | 0 | 0 | 0
978 | [6 empty] | 0 | 0 | 0 | 0 | 0 | 0 | 0 | 0 | 0 | 0 | 0 | 0 | 0 | 0
979 |  | 359 | Roads and Trails
980 |  |  |  | Demand | F10 |  | 0 | 0 | 0 | 0 | 0 | 0 | 0 | 0 | 0 | 0 | 0 | 0 | 0 | 0 | 1440
981 |  |  |  | Direct Assigned | A | 0 | 0 | 0 | 0 | 0 | 0 | 0 | 0 | 0 | 0 | 0 | 0 | 0 | 0 | 0
982 | [6 empty] | 0 | 0 | 0 | 0 | 0 | 0 | 0 | 0 | 0 | 0 | 0 | 0 | 0 | 0
983
984 |  | T00 | Unclassified Trans Plant - Acct 300 |  | F10 |  | 0 | 0 | 0 | 0 | 0 | 0 | 0 | 0 | 0 | 0 | 0 | 0 | 0 | 0 | 1444
985 |  | TS0 | Unclassified Trans Sub - Acct 300 |  | F10 |  | 0 | 0 | 0 | 0 | 0 | 0 | 0 | 0 | 0 | 0 | 0 | 0 | 0 | 0 | 1448
986
987 |  | TOTAL TRANSMISSION PLANT |  |  |  |  | 0 | 0 | 0 | 0 | 0 | 0 | 0 | 0 | 0 | 0 | 0 | 0 | 0 | 0
988 |  | Distribution - METER - Unbundled |  |  |  |  | D: DISTRIBUTION PLANT
989 |  | A |  | B | C |  | D | E | F | G | H | I | J | K | L | M | N | O | P
990 |  | FERC ACCT |  | DESCRIPTION | COS Factor |  | Utah Jurisdiction Normalized | Residential Sch 1 | General Large Dist. Sch 6 | General +1 MW Sch 8 | Street & Area Lighting Sch. 7,11,12 | General Trans Sch 9 | General Secondary Sch 22 | Irrigation Sch 10 | Traffic Signals Sch 15 | Outdoor Lighting Sch 15 | General Small Dist. Sch 23 | Industrial Cust 1 | Industrial Cust 2
991
992 |  | 360 | Land and Land Rights
993 |  |  |  | Demand Primary | F20 |  | 0 | 0 | 0 | 0 | 0 | 0 | 0 | 0 | 0 | 0 | 0 | 0 | 0 | 0 | 1453
994 |  |  |  | Assigned | A | 0 | 0 | 0 | 0 | 0 | 0 | 0 | 0 | 0 | 0 | 0 | 0 | 0 | 0 | 0
995 | [6 empty] | 0 | 0 | 0 | 0 | 0 | 0 | 0 | 0 | 0 | 0 | 0 | 0 | 0 | 0
996 |  | 361 | Structures and Improvements
997 |  |  |  | Demand Primary | F20 |  | 0 | 0 | 0 | 0 | 0 | 0 | 0 | 0 | 0 | 0 | 0 | 0 | 0 | 0 | 1457
998 |  |  |  | Assigned | A | 0 | 0 | 0 | 0 | 0 | 0 | 0 | 0 | 0 | 0 | 0 | 0 | 0 | 0 | 0
999 | [6 empty] | 0 | 0 | 0 | 0 | 0 | 0 | 0 | 0 | 0 | 0 | 0 | 0 | 0 | 0
1000 |  | 362 | Station Equipment
1001 |  |  |  | Demand Primary | F20 |  | 0 | 0 | 0 | 0 | 0 | 0 | 0 | 0 | 0 | 0 | 0 | 0 | 0 | 0 | 1461
1002 |  |  |  | Assigned | A | 0 | 0 | 0 | 0 | 0 | 0 | 0 | 0 | 0 | 0 | 0 | 0 | 0 | 0 | 0
1003 | [6 empty] | 0 | 0 | 0 | 0 | 0 | 0 | 0 | 0 | 0 | 0 | 0 | 0 | 0 | 0
1004 |  | 364 | Poles, Towers & Fixtures
1005 |  |  |  | Demand Primary | F20 | 0 | 0 | 0 | 0 | 0 | 0 | 0 | 0 | 0 | 0 | 0 | 0 | 0 | 0 | 0 | 1465
1006 |  |  |  | Demand Secondary | F22 | 0 | 0 | 0 | 0 | 0 | 0 | 0 | 0 | 0 | 0 | 0 | 0 | 0 | 0 | 0
1007 |  |  |  | Assigned | A | 0 | 0 | 0 | 0 | 0 | 0 | 0 | 0 | 0 | 0 | 0 | 0 | 0 | 0 | 0
1008 | [6 empty] | 0 | 0 | 0 | 0 | 0 | 0 | 0 | 0 | 0 | 0 | 0 | 0 | 0 | 0
1009 |  | 365 | Overhead Conductors
1010 |  |  |  | Demand Primary | F20 | 0 | 0 | 0 | 0 | 0 | 0 | 0 | 0 | 0 | 0 | 0 | 0 | 0 | 0 | 0 | 1469
1011 |  |  |  | Demand Secondary | F22 | 0 | 0 | 0 | 0 | 0 | 0 | 0 | 0 | 0 | 0 | 0 | 0 | 0 | 0 | 0
1012 |  |  |  | Assigned | A | 0 | 0 | 0 | 0 | 0 | 0 | 0 | 0 | 0 | 0 | 0 | 0 | 0 | 0 | 0
1013 | [6 empty] | 0 | 0 | 0 | 0 | 0 | 0 | 0 | 0 | 0 | 0 | 0 | 0 | 0 | 0
1014 |  | 366 | Underground Conduit
1015 |  |  |  | Demand Primary | F20 | 0 | 0 | 0 | 0 | 0 | 0 | 0 | 0 | 0 | 0 | 0 | 0 | 0 | 0 | 0 | 1473
1016 |  |  |  | Demand Secondary | F22 | 0 | 0 | 0 | 0 | 0 | 0 | 0 | 0 | 0 | 0 | 0 | 0 | 0 | 0 | 0
1017 |  |  |  | Assigned | A | 0 | 0 | 0 | 0 | 0 | 0 | 0 | 0 | 0 | 0 | 0 | 0 | 0 | 0 | 0
1018 | [6 empty] | 0 | 0 | 0 | 0 | 0 | 0 | 0 | 0 | 0 | 0 | 0 | 0 | 0 | 0
1019 |  | 367 | Underground Conductors
1020 |  |  |  | Demand Primary | F20 | 0 | 0 | 0 | 0 | 0 | 0 | 0 | 0 | 0 | 0 | 0 | 0 | 0 | 0 | 0 | 1477
1021 |  |  |  | Demand Secondary | F22 | 0 | 0 | 0 | 0 | 0 | 0 | 0 | 0 | 0 | 0 | 0 | 0 | 0 | 0 | 0
1022 |  |  |  | Assigned | A | 0 | 0 | 0 | 0 | 0 | 0 | 0 | 0 | 0 | 0 | 0 | 0 | 0 | 0 | 0
1023 | [6 empty] | 0 | 0 | 0 | 0 | 0 | 0 | 0 | 0 | 0 | 0 | 0 | 0 | 0 | 0
1024 |  | 368 | Line Transformers
1025 |  |  |  | Demand Secondary | F21 |  | 0 | 0 | 0 | 0 | 0 | 0 | 0 | 0 | 0 | 0 | 0 | 0 | 0 | 0 | 1481
1026 |  |  |  | Assigned | A | 0 | 0 | 0 | 0 | 0 | 0 | 0 | 0 | 0 | 0 | 0 | 0 | 0 | 0 | 0
1027 | [6 empty] | 0 | 0 | 0 | 0 | 0 | 0 | 0 | 0 | 0 | 0 | 0 | 0 | 0 | 0
1028 |  | 369 | Services
1029 |  |  |  | Customer | F70 |  | 0 | 0 | 0 | 0 | 0 | 0 | 0 | 0 | 0 | 0 | 0 | 0 | 0 | 0 | 1485
1030 |  |  |  | Assigned | A | 0 | 0 | 0 | 0 | 0 | 0 | 0 | 0 | 0 | 0 | 0 | 0 | 0 | 0 | 0
1031 | [6 empty] | 0 | 0 | 0 | 0 | 0 | 0 | 0 | 0 | 0 | 0 | 0 | 0 | 0 | 0
1032 |  | 370 | Meters
1033 |  |  |  | Customer | F60 |  | 0 | 0 | 0 | 0 | 0 | 0 | 0 | 0 | 0 | 0 | 0 | 0 | 0 | 0 | 1489
1034 |  |  |  | Assigned | A | 0 | 0 | 0 | 0 | 0 | 0 | 0 | 0 | 0 | 0 | 0 | 0 | 0 | 0 | 0
1035 | [6 empty] | 0 | 0 | 0 | 0 | 0 | 0 | 0 | 0 | 0 | 0 | 0 | 0 | 0 | 0
1036 |  | 371 | Install on Customers' Premises
1037 |  |  |  | Demand Primary | F20 | 0 | 0 | 0 | 0 | 0 | 0 | 0 | 0 | 0 | 0 | 0 | 0 | 0 | 0 | 0 | 1493
1038 |  |  |  | Demand Secondary | F22 | 0 | 0 | 0 | 0 | 0 | 0 | 0 | 0 | 0 | 0 | 0 | 0 | 0 | 0 | 0
1039 |  |  |  | Assigned | A | 0 | 0 | 0 | 0 | 0 | 0 | 0 | 0 | 0 | 0 | 0 | 0 | 0 | 0 | 0
1040 | [6 empty] | 0 | 0 | 0 | 0 | 0 | 0 | 0 | 0 | 0 | 0 | 0 | 0 | 0 | 0
1041 |  | 372 | Leased Property
1042 |  |  |  | Demand Primary | F20 | 0 | 0 | 0 | 0 | 0 | 0 | 0 | 0 | 0 | 0 | 0 | 0 | 0 | 0 | 0 | 1497
1043 |  |  |  | Demand Secondary | F22 | 1 | 0 | 0 | 0 | 0 | 0 | 0 | 0 | 0 | 0 | 0 | 0 | 0 | 0 | 0
1044 |  |  |  | Assigned | A | 0 | 0 | 0 | 0 | 0 | 0 | 0 | 0 | 0 | 0 | 0 | 0 | 0 | 0 | 0
1045 | [6 empty] | 0 | 0 | 0 | 0 | 0 | 0 | 0 | 0 | 0 | 0 | 0 | 0 | 0 | 0
1046
1047 |  | 373 | Street Lights |  | A | 0 | 0 | 0 | 0 | 0 | 0 | 0 | 0 | 0 | 0 | 0 | 0 | 0 | 0 | 0 | 1502
1048
1049
1050 |  | D00 | Unclassified Dist Plant - Acct 300 |  | F22 |  | 0 | 0 | 0 | 0 | 0 | 0 | 0 | 0 | 0 | 0 | 0 | 0 | 0 | 0 | 1505
1051 |  | DS0 | Unclassified Dist Sub - Acct 300 |  | F20 |  | 0 | 0 | 0 | 0 | 0 | 0 | 0 | 0 | 0 | 0 | 0 | 0 | 0 | 0 | 1509
1052 |  | TOTAL DISTRIBUTION PLANT |  |  |  |  | 0 | 0 | 0 | 0 | 0 | 0 | 0 | 0 | 0 | 0 | 0 | 0 | 0 | 0
1053
1054 |  | Distribution - METER - Unbundled |  |  |  |  | DISTRIBUTION PLANT D: GENERAL PLANT
1055
1056 |  | A |  | B | C |  | D | E | F | G | H | I | J | K | L | M | N | O | P
1057 |  | FERC ACCT |  | DESCRIPTION | COS Factor |  | Utah Jurisdiction Normalized | Residential Sch 1 | General Large Dist. Sch 6 | General +1 MW Sch 8 | Street & Area Lighting Sch. 7,11,12 | General Trans Sch 9 | General Secondary Sch 22 | Irrigation Sch 10 | Traffic Signals Sch 15 | Outdoor Lighting Sch 15 | General Small Dist. Sch 23 | Industrial Cust 1 | Industrial Cust 2
1058 |  | 389 | Land and Land Rights
1059 |  |  |  | Situs | F107P |  | 0 | 0 | 0 | 0 | 0 | 0 | 0 | 0 | 0 | 0 | 0 | 0 | 0 | 0 | 1516
1060 |  |  |  | Customer - System | F42 |  | 0 | 0 | 0 | 0 | 0 | 0 | 0 | 0 | 0 | 0 | 0 | 0 | 0 | 0 | 1517
1061 |  |  |  | System Generation | F105P |  | 96.4076 | 32.8971 | 27.1271 | 7.7773 | 0.17552 | 16.8994 | 0.082768 | 0.88401 | 0.027289 | 0.038164 | 6.4068 | 2.1324 | 1.9598 | 0 | 1518
1062 |  |  |  | System Generation | F105P |  | 224.9555 | 76.7613 | 63.2978 | 18.1475 | 0.40956 | 39.4327 | 0.19313 | 2.0627 | 0.063675 | 0.089052 | 14.9496 | 4.9756 | 4.5729 | 0 | 1519
1063 |  |  |  | System Overheads | F102P |  | 1593826.2109 | 543859.1798 | 448469.5413 | 128576.1855 | 2901.7866 | 279383.8656 | 1368.3416 | 14614.5795 | 451.1411 | 630.9413 | 105918.7104 | 35252.8379 | 32399.1002 | 0 | 1520
1064 |  |  | Total Land & Land Rights |  |  |  | 1594147.5741 | 543968.8381 | 448559.9662 | 128602.1103 | 2902.3717 | 279440.1978 | 1368.6175 | 14617.5262 | 451.2321 | 631.0685 | 105940.0668 | 35259.9459 | 32405.6328 | 0
1065
1066 |  | 390 | Structures and Improvements
1067 |  |  |  | Situs | F107P |  | 0 | 0 | 0 | 0 | 0 | 0 | 0 | 0 | 0 | 0 | 0 | 0 | 0 | 0 | 1524
1068 |  |  |  | System Generation | F105P |  | 97254.4125 | 33185.9927 | 27365.3686 | 7845.6492 | 177.0655 | 17047.8522 | 83.4955 | 891.7737 | 27.5284 | 38.4997 | 6463.1024 | 2151.1091 | 1976.9756 | 0 | 1525
1069 |  |  |  | System Generation | F105P |  | 431909.1368 | 147379.7753 | 121530.2466 | 34842.713 | 786.3518 | 75709.9133 | 370.8053 | 3960.3881 | 122.2542 | 170.9781 | 28702.7898 | 9553.1261 | 8779.795 | 0 | 1526
1070 |  |  |  | System Generation | F105P |  | 431086.8115 | 147099.1744 | 121298.8614 | 34776.3749 | 784.8547 | 75565.7668 | 370.0993 | 3952.8478 | 122.0215 | 170.6525 | 28648.1417 | 9534.9376 | 8763.0789 | 0 | 1527
1071 |  |  |  | Customer - System | F42 |  | 0 | 0 | 0 | 0 | 0 | 0 | 0 | 0 | 0 | 0 | 0 | 0 | 0 | 0 | 1528
1072 |  |  |  | System Generation | F102P |  | 1062900.4836 | 362692.1061 | 299078.0859 | 85745.6658 | 1935.1611 | 186317.2056 | 912.5279 | 9746.2594 | 300.8597 | 420.766 | 70635.7116 | 23509.6262 | 21606.5083 | 0 | 1529
1073 |  |  |  | System Overheads | F102P |  | 20395018.6601 | 6959364.8571 | 5738733.9985 | 1645294.6273 | 37132.0238 | 3575069.298 | 17509.6579 | 187011.9965 | 5772.9203 | 8073.6907 | 1355363.6279 | 451104.5697 | 414587.3925 | 0 | 1530
1074
1075 |  |  | Total Structures and Improvements |  |  |  | 22418169.5046 | 7649721.9056 | 6308006.561 | 1808505.0303 | 40815.4568 | 3929710.036 | 19246.5859 | 205563.2655 | 6345.5841 | 8874.5869 | 1489813.3734 | 495853.3687 | 455713.7503 | 0
1076
1077 |  | 391 | Office Furniture & Equipment
1078 |  |  |  | Situs | F107P |  | 0 | 0 | 0 | 0 | 0 | 0 | 0 | 0 | 0 | 0 | 0 | 0 | 0 | 0 | 1534
1079 |  |  |  | System Generation | F105P |  | 0 | 0 | 0 | 0 | 0 | 0 | 0 | 0 | 0 | 0 | 0 | 0 | 0 | 0 | 1535
1080 |  |  |  | System Generation | F105P |  | 0 | 0 | 0 | 0 | 0 | 0 | 0 | 0 | 0 | 0 | 0 | 0 | 0 | 0 | 1536
1081 |  |  |  | Customer - System | F42 |  | 0 | 0 | 0 | 0 | 0 | 0 | 0 | 0 | 0 | 0 | 0 | 0 | 0 | 0 | 1537
1082 |  |  |  | System Generation | F105P |  | 588056.6526 | 200661.7827 | 165466.9094 | 47439.3511 | 1070.6405 | 103081.2141 | 504.862 | 5392.1818 | 166.4526 | 232.7915 | 39079.67 | 13006.8546 | 11953.9422 | 0 | 1538
1083 |  |  |  | Energy | F30 |  | 38533.9104 | 11200.052 | 10719.3045 | 3362.9018 | 135.9927 | 7903.6137 | 42.4273 | 388.3222 | 12.9818 | 28.7065 | 2359.3871 | 1014.4126 | 1365.8082 | 0 | 1539
1084 |  |  |  | System Overheads | F102P |  | 11630958.55 | 3968816.3829 | 3272709.7915 | 938285.6634 | 21175.8095 | 2038805.8237 | 9985.4827 | 106650.0019 | 3292.2057 | 4604.2989 | 772942.5719 | 257257.8451 | 236432.673 | 0 | 1540
1085 |  |  |  | Cholla | F10 |  | 1048.0988 | 357.6414 | 294.9132 | 84.5516 | 1.9082 | 183.7226 | 0.89982 | 9.6105 | 0.29667 | 0.41491 | 69.6521 | 23.1822 | 21.3056 | 0 | 1541
1086 |  |  |  | Simple Cycle Combustion Turbine | F10 |  | 810.9262 | 276.7113 | 228.1778 | 65.4186 | 1.4764 | 142.1483 | 0.6962 | 7.4358 | 0.22954 | 0.32102 | 53.8906 | 17.9364 | 16.4844 | 0 | 1542
1087 |  |  | Total Office Furniture & Equipment |  |  |  | 12259408.1381 | 4181312.5702 | 3449419.0964 | 989237.8864 | 22385.8273 | 2150116.5224 | 10534.368 | 112447.5523 | 3472.1663 | 4866.5329 | 814505.1715 | 271320.2309 | 249790.2135 | 0
1088
1089 |  | 392 | Transportation Equipment
1090 |  |  |  | Situs | F107P |  | 0 | 0 | 0 | 0 | 0 | 0 | 0 | 0 | 0 | 0 | 0 | 0 | 0 | 0 | 1546
1091 |  |  |  | System Overheads | F102P |  | 1795002.5694 | 612506.3187 | 505076.3838 | 144805.3631 | 3268.0567 | 314648.3307 | 1541.0567 | 16459.2649 | 508.0852 | 710.5802 | 119288.0102 | 39702.5311 | 36488.5881 | 0 | 1547
1092 |  |  |  | System Generation | F105P |  | 3725910.6582 | 1271387.4955 | 1048393.7537 | 300574.4143 | 6783.5487 | 653119.7163 | 3198.7919 | 34164.7146 | 1054.6392 | 1474.9607 | 247607.7061 | 82411.0707 | 75739.8466 | 0 | 1548
1093 |  |  |  | Customer - System | F42 |  | 0 | 0 | 0 | 0 | 0 | 0 | 0 | 0 | 0 | 0 | 0 | 0 | 0 | 0 | 1549
1094 |  |  |  | System Generation | F105P |  | 170838.4862 | 58294.9875 | 48070.3963 | 13781.7792 | 311.0357 | 29946.5 | 146.6693 | 1566.5024 | 48.3568 | 67.6291 | 11353.1777 | 3778.6689 | 3472.7834 | 0 | 1550
1095 |  |  |  | Energy | F30 |  | 230635.3288 | 67035.1817 | 64157.7845 | 20127.8289 | 813.9512 | 47305.1537 | 253.9381 | 2324.2081 | 77.6992 | 171.8159 | 14121.5362 | 6071.5191 | 8174.7122 | 0 | 1551
1096 |  |  |  | System Generation | F105P |  | 20626.588 | 7038.3829 | 5803.8928 | 1663.9756 | 37.5536 | 3615.6614 | 17.7085 | 189.1354 | 5.8385 | 8.1654 | 1370.7527 | 456.2265 | 419.2947 | 0 | 1552
1097 |  |  |  | Cholla | F10 |  | 58880.9753 | 20091.8762 | 16567.8816 | 4750.0105 | 107.2012 | 10321.3226 | 50.5509 | 539.9087 | 16.6666 | 23.309 | 3912.9718 | 1302.3512 | 1196.9251 | 0 | 1553
1098 |  |  |  | Simple Cycle Combustion Turbine | F10 |  | 12954.6844 | 4420.5096 | 3645.1787 | 1045.0725 | 23.5858 | 2270.8434 | 11.1219 | 118.7879 | 3.6669 | 5.1283 | 860.9116 | 286.5365 | 263.3412 | 0 | 1554
1099 |  |  | Total Transportation Equipment |  |  |  | 6014849.2903 | 2040774.7522 | 1691715.2714 | 486748.4441 | 11344.933 | 1061227.5281 | 5219.8374 | 55362.5219 | 1714.9523 | 2461.5884 | 398515.0663 | 134008.9039 | 125755.4913 | 0
1100
1101 |  | 393 | Stores Equipment
1102 |  |  |  | Situs | F107P |  | 0 | 0 | 0 | 0 | 0 | 0 | 0 | 0 | 0 | 0 | 0 | 0 | 0 | 0 | 1558
1103 |  |  |  | System Generation | F105P |  | 0 | 0 | 0 | 0 | 0 | 0 | 0 | 0 | 0 | 0 | 0 | 0 | 0 | 0 | 1559
1104 |  |  |  | System Generation | F105P |  | 0 | 0 | 0 | 0 | 0 | 0 | 0 | 0 | 0 | 0 | 0 | 0 | 0 | 0 | 1560
1105 |  |  |  | System Overheads | F102P |  | 42447.7937 | 14484.4037 | 11943.9262 | 3424.3228 | 77.2822 | 7440.7289 | 36.4425 | 389.2248 | 12.0151 | 16.8036 | 2820.8945 | 938.876 | 862.8734 | 0 | 1561
1106 |  |  |  | System Generation | F105P |  | 1087674.9144 | 371145.8519 | 306049.0954 | 87744.2538 | 1980.2664 | 190659.9478 | 933.7974 | 9973.4283 | 307.8723 | 430.5733 | 72282.1118 | 24057.5962 | 22110.1198 | 0 | 1562
1107 |  |  |  | Simple Cycle Combustion Turbine | F10 |  | 15657.2109 | 5342.6891 | 4405.6134 | 1263.0891 | 28.5062 | 2744.5728 | 13.4421 | 143.5687 | 4.4319 | 6.1982 | 1040.5097 | 346.312 | 318.2778 | 0 | 1563
1108 |  |  | Total Stores Equipment |  |  |  | 1145779.919 | 390972.9447 | 322398.635 | 92431.6656 | 2086.0548 | 200845.2495 | 983.6821 | 10506.2218 | 324.3192 | 453.5751 | 76143.5159 | 25342.7842 | 23291.2711 | 0 | 1564
1109
1110 |  | 394 | Tools, Shop & Garage Equipment
1111 |  |  |  | Situs | F107P |  | 0 | 0 | 0 | 0 | 0 | 0 | 0 | 0 | 0 | 0 | 0 | 0 | 0 | 0 | 1567
1112 |  |  |  | System Generation | F105P |  | 31960.4399 | 10905.818 | 8993.003 | 2578.2933 | 58.1885 | 5602.387 | 27.4389 | 293.0611 | 9.0466 | 12.652 | 2123.9509 | 706.9128 | 649.6878 | 0 | 1568
1113 |  |  |  | System Generation | F105P |  | 4065754.4794 | 1387351.9467 | 1144018.7356 | 327990.0898 | 7402.2826 | 712691.3809 | 3490.5567 | 37280.9104 | 1150.8338 | 1609.4932 | 270192.2383 | 89927.8621 | 82648.1494 | 0 | 1569
1114 |  |  |  | System Overheads | F102P |  | 792941.8563 | 270574.4859 | 223117.3438 | 63967.7265 | 1443.6631 | 138995.8074 | 680.7614 | 7270.8754 | 224.4465 | 313.8986 | 52695.4434 | 17538.5814 | 16118.823 | 0 | 1570
1115 |  |  |  | Energy | F30 |  | 58739.2045 | 17072.8104 | 16339.9824 | 5126.2426 | 207.3006 | 12047.8814 | 64.6741 | 591.9394 | 19.7888 | 43.7588 | 3596.534 | 1546.3208 | 2081.9711 | 0 | 1571
1116 |  |  |  | System Generation | F105P |  | 0 | 0 | 0 | 0 | 0 | 0 | 0 | 0 | 0 | 0 | 0 | 0 | 0 | 0 | 1572
1117 |  |  |  | Cholla | F10 |  | 305080.8083 | 104102.315 | 85843.3932 | 24611.2947 | 555.4429 | 53478.0109 | 261.9199 | 2797.4366 | 86.3548 | 120.7711 | 20274.3345 | 6747.8902 | 6201.6446 | 0 | 1573
1118 |  |  |  | Simple Cycle Combustion Turbine | F10 |  | 16477.1371 | 5622.4714 | 4636.3236 | 1329.2336 | 29.999 | 2888.2987 | 14.1461 | 151.087 | 4.6639 | 6.5227 | 1094.9984 | 364.4474 | 334.9452 | 0 | 1574
1119 |  |  | Total Tools, Shop & Garage Equipment |  |  |  | 5270953.9254 | 1795629.8474 | 1482948.7816 | 425602.8806 | 9696.8767 | 925703.7664 | 4539.497 | 48385.3098 | 1495.1343 | 2107.0964 | 349977.4994 | 116832.0147 | 108035.2211 | 0
1120
1121 |  | 395 | Laboratory Equipment
1122 |  |  |  | Situs | F107P |  | 0 | 0 | 0 | 0 | 0 | 0 | 0 | 0 | 0 | 0 | 0 | 0 | 0 | 0 | 1578
1123 |  |  |  | System Generation | F105P |  | 33.8682 | 11.5568 | 9.5298 | 2.7322 | 0.061662 | 5.9368 | 0.029077 | 0.31055 | 0.0095866 | 0.013407 | 2.2507 | 0.74911 | 0.68847 | 0 | 1579
1124 |  |  |  | System Generation | F105P |  | 0 | 0 | 0 | 0 | 0 | 0 | 0 | 0 | 0 | 0 | 0 | 0 | 0 | 0 | 1580
1125 |  |  |  | System Overheads | F102P |  | 1039569.537 | 354730.9185 | 292513.2428 | 83863.5258 | 1892.6838 | 182227.4937 | 892.4977 | 9532.3264 | 294.2558 | 411.53 | 69085.239 | 22993.5837 | 21132.2397 | 0 | 1581
1126 |  |  |  | Energy | F30 |  | 462319.2544 | 134375.1428 | 128607.266 | 40347.1701 | 1631.6031 | 94825.383 | 509.0308 | 4658.9833 | 155.7518 | 344.4129 | 28307.2768 | 12170.6427 | 16386.5912 | 0 | 1582
1127 |  |  |  | System Generation | F105P |  | 1104044.0763 | 376731.479 | 310655.037 | 89064.7769 | 2010.0688 | 193529.3194 | 947.8508 | 10123.5253 | 312.5056 | 437.0533 | 73369.9346 | 24419.6554 | 22442.8701 | 0 | 1583
1128 |  |  |  | Cholla | F10 |  | 40973.6029 | 13981.3675 | 11529.1195 | 3305.3977 | 74.5983 | 7182.316 | 35.1769 | 375.7072 | 11.5978 | 16.22 | 2722.9262 | 906.2693 | 832.9063 | 0 | 1584
1129 |  |  |  | Simple Cycle Combustion Turbine | F10 |  | 2569.5213 | 876.7943 | 723.0098 | 207.2869 | 4.6782 | 450.4147 | 2.206 | 23.5612 | 0.72732 | 1.0172 | 170.7591 | 56.8336 | 52.2329 | 0 | 1585
1130 |  |  | Total Laboratory Equipment |  |  |  | 2649509.86 | 880707.259 | 744037.205 | 216790.8896 | 5613.6938 | 478220.8636 | 2386.7912 | 24714.4139 | 774.8479 | 1210.2469 | 173658.3865 | 60547.7339 | 60847.5287 | 0
1131
1132 |  | 396 | Power Operated Equipment
1133 |  |  |  | Situs | F107P |  | 0 | 0 | 0 | 0 | 0 | 0 | 0 | 0 | 0 | 0 | 0 | 0 | 0 | 0 | 1589
1134 |  |  |  | System Generation | F105P |  | 136549.159 | 46594.4864 | 38422.0929 | 11015.6113 | 248.6071 | 23935.8794 | 117.231 | 1252.0867 | 38.651 | 54.0551 | 9074.4591 | 3020.2448 | 2775.7543 | 0 | 1590
1135 |  |  |  | System Generation | F105P |  | 7397148.4344 | 2524119.0368 | 2081403.6957 | 596738.2908 | 13467.5578 | 1296655.7521 | 6350.6457 | 67828.1065 | 2093.8028 | 2928.2782 | 491582.0919 | 163612.8663 | 150368.3097 | 0 | 1591
1136 |  |  |  | System Overheads | F102P |  | 918912.2841 | 313559.206 | 258562.8017 | 74129.9368 | 1673.0101 | 161077.3272 | 788.9103 | 8425.9605 | 260.1031 | 363.766 | 61066.8864 | 20324.8419 | 18679.5342 | 0 | 1592
1137 |  |  |  | System Generation | F105P |  | 314477.9421 | 107308.8863 | 88487.5512 | 25369.3746 | 572.5517 | 55125.2467 | 269.9876 | 2883.6035 | 89.0147 | 124.4911 | 20898.8269 | 6955.7395 | 6392.6683 | 0 | 1593
1138 |  |  |  | Energy | F30 |  | 172054.3986 | 50008.3744 | 47861.8305 | 15015.399 | 607.2092 | 35289.7356 | 189.4383 | 1733.8637 | 57.9638 | 128.175 | 10534.6932 | 4529.3649 | 6098.351 | 0 | 1594
1139 |  |  |  | Cholla | F10 |  | 0 | 0 | 0 | 0 | 0 | 0 | 0 | 0 | 0 | 0 | 0 | 0 | 0 | 0 | 1595
1140 |  |  |  | Simple Cycle Combustion Turbine | F10 |  | 176729.8827 | 60305.3008 | 49728.1127 | 14257.0464 | 321.7618 | 30979.2106 | 151.7272 | 1620.5236 | 50.0243 | 69.9613 | 11744.6941 | 3908.9769 | 3592.543 | 0 | 1596
1141 |  |  | Total Power Operated Equipment |  |  |  | 9115872.1009 | 3101895.2907 | 2564466.0847 | 736525.6589 | 16890.6977 | 1603063.1516 | 7867.9402 | 83744.1444 | 2589.5597 | 3668.7267 | 604901.6516 | 202352.0344 | 187907.1604 | 0
1142
1143 |  | 397 | Communication Equipment
1144 |  |  |  | Situs | F107P |  | 0 | 0 | 0 | 0 | 0 | 0 | 0 | 0 | 0 | 0 | 0 | 0 | 0 | 0 | 1600
1145 |  |  |  | System Generation | F105P |  | 119681.1844 | 40838.65 | 33675.7957 | 9654.8482 | 217.8966 | 20979.0702 | 102.7494 | 1097.4159 | 33.8764 | 47.3777 | 7953.4874 | 2647.1527 | 2432.8642 | 0 | 1601
1146 |  |  |  | System Generation | F105P |  | 329777.4355 | 112529.5119 | 92792.5104 | 26603.6061 | 600.4066 | 57807.1148 | 283.1226 | 3023.8921 | 93.3453 | 130.5476 | 21915.5642 | 7294.1394 | 6703.6745 | 0 | 1602
1147 |  |  |  | System Overheads | F102P |  | 18492761.2749 | 6310260.1214 | 5203478.3406 | 1491836.8685 | 33668.6945 | 3241620.1314 | 15876.5201 | 169569.2592 | 5234.476 | 7320.652 | 1228947.9323 | 409029.737 | 375918.5419 | 0 | 1603
1148 |  |  |  | Customer - System | F42 |  | 0 | 0 | 0 | 0 | 0 | 0 | 0 | 0 | 0 | 0 | 0 | 0 | 0 | 0 | 1604
1149 |  |  |  | System Generation | F105P |  | 30009793.592 | 10240201.6087 | 8444131.66 | 2420931.9436 | 54637.0851 | 5260455.6778 | 25764.1941 | 275174.6152 | 8494.4343 | 11879.8514 | 1994319.4656 | 663767.7195 | 610035.3367 | 0 | 1605
1150 |  |  |  | Energy | F30 |  | 146115.313 | 42469.0641 | 40646.1352 | 12751.6631 | 515.6657 | 29969.4213 | 160.8784 | 1472.4647 | 49.2251 | 108.8512 | 8946.4728 | 3846.5135 | 5178.9578 | 0 | 1606
1151 |  |  |  | Cholla | F10 |  | 237697.5502 | 81109.2162 | 66883.1461 | 19175.3932 | 432.7621 | 41666.3122 | 204.0696 | 2179.5662 | 67.2816 | 94.0963 | 15796.3383 | 5257.4824 | 4831.8861 | 0 | 1607
1152 |  |  |  | Simple Cycle Combustion Turbine | F10 |  | 3048.0678 | 1040.0881 | 857.6629 | 245.8919 | 5.5494 | 534.2998 | 2.6168 | 27.9492 | 0.86277 | 1.2066 | 202.5612 | 67.4183 | 61.9607 | 0 | 1608
1153 |  |  | Total Communication Equipment |  |  |  | 49338874.4179 | 16828448.2604 | 13882465.2509 | 3981200.2146 | 90078.06 | 8653032.0274 | 42394.151 | 452545.1627 | 13973.5015 | 19582.5829 | 3278081.8218 | 1091910.1628 | 1005163.222 | 0
1154
1155 |  | Distribution - METER - Unbundled |  |  |  |  | D: GENERAL PLANT
1156
1157 |  | A |  | B | C |  | D | E | F | G | H | I | J | K | L | M | N | O | P
1158 |  | FERC ACCT |  | DESCRIPTION | COS Factor |  | Utah Jurisdiction Normalized | Residential Sch 1 | General Large Dist. Sch 6 | General +1 MW Sch 8 | Street & Area Lighting Sch. 7,11,12 | General Trans Sch 9 | General Secondary Sch 22 | Irrigation Sch 10 | Traffic Signals Sch 15 | Outdoor Lighting Sch 15 | General Small Dist. Sch 23 | Industrial Cust 1 | Industrial Cust 2
1159 |  | 398 | Misc. Equipment
1160 |  |  |  | Situs | F107P |  | 0 | 0 | 0 | 0 | 0 | 0 | 0 | 0 | 0 | 0 | 0 | 0 | 0 | 0 | 1612
1161 |  |  |  | System Generation | F105P |  | 0 | 0 | 0 | 0 | 0 | 0 | 0 | 0 | 0 | 0 | 0 | 0 | 0 | 0 | 1613
1162 |  |  |  | System Generation | F105P |  | 0 | 0 | 0 | 0 | 0 | 0 | 0 | 0 | 0 | 0 | 0 | 0 | 0 | 0 | 1614
1163 |  |  |  | Customer - System | F42 |  | 0 | 0 | 0 | 0 | 0 | 0 | 0 | 0 | 0 | 0 | 0 | 0 | 0 | 0 | 1615
1164 |  |  |  | System Overheads | F102P |  | 556540.004 | 189907.399 | 156598.7801 | 44896.8591 | 1013.26 | 97556.6198 | 477.8042 | 5103.1901 | 157.5317 | 220.3152 | 36985.2115 | 12309.7578 | 11313.2757 | 0 | 1616
1165 |  |  |  | System Energy | F30 |  | 1928.6218 | 560.5625 | 536.5011 | 168.3132 | 6.8064 | 395.5758 | 2.1235 | 19.4355 | 0.64974 | 1.4368 | 118.0873 | 50.7713 | 68.3587 | 0 | 1617
1166 |  |  |  | Simple Cycle Combustion Turbine | F105P |  | 465808.9231 | 158947.3539 | 131068.9413 | 37577.4561 | 848.0712 | 81652.2509 | 399.9092 | 4271.232 | 131.8497 | 184.3978 | 30955.6212 | 10302.9341 | 9468.9056 | 0 | 1618
1167 |  |  | Total Misc. Equipment |  |  |  | 1024277.5489 | 349415.3154 | 288204.2225 | 82642.6284 | 1868.1376 | 179604.4464 | 879.8368 | 9393.8576 | 290.0311 | 406.1498 | 68058.92 | 22663.4632 | 20850.54 | 0
1168
1169 |  | 399 | Coal Mine |  | F30 |  | 67554195.1063 | 19634926.574 | 18792123.097 | 5895537.7113 | 238410.2143 | 13855906.627 | 74379.6918 | 680771.7057 | 22758.4815 | 50325.6924 | 4136265.7602 | 1778377.0997 | 2394412.4513 | 0 | 1626
1170 |  | 399L | WIDCO Capital Lease |  | F30 |  | 0 | 0 | 0 | 0 | 0 | 0 | 0 | 0 | 0 | 0 | 0 | 0 | 0 | 0 | 1629
1171 |  |  | Remove Capital Lease |  | F30 |  | 0 | 0 | 0 | 0 | 0 | 0 | 0 | 0 | 0 | 0 | 0 | 0 | 0 | 0 | 1632
1172
1173 |  | 390L | General Capital Lease
1174 |  |  |  | Situs | F107P |  | 0 | 0 | 0 | 0 | 0 | 0 | 0 | 0 | 0 | 0 | 0 | 0 | 0 | 0 | 1637
1175 |  |  |  | System Generation | F105P |  | 5191289.3102 | 1771416.6871 | 1460720.8239 | 418788.5558 | 9451.4784 | 909987.8426 | 4456.8579 | 47601.495 | 1469.4225 | 2055.054 | 344990.3543 | 114822.858 | 105527.8808 | 0 | 1638
1176 |  |  |  | System Overheads | F102P |  | -1082491.1303 | -369376.9962 | -304590.4863 | -87326.0707 | -1970.8286 | -189751.2755 | -929.347 | -9925.8957 | -306.405 | -428.5212 | -71937.6202 | -23942.9394 | -22004.7445 | 0 | 1639
1177
1178 |  |  | Remove Capital Lease |  |  |  | -4108798.18 | -1402039.6909 | -1156130.3376 | -331462.4852 | -7480.6498 | -720236.5671 | -3527.5109 | -37675.5993 | -1163.0175 | -1626.5327 | -273052.7341 | -90879.9186 | -83523.1363
1179
1180 |  | 392L | General Vehicles Capital Lease |  | F30 |  | 0 | 0 | 0 | 0 | 0 | 0 | 0 | 0 | 0 | 0 | 0 | 0 | 0 | 0 | 1646
1181 |  |  | Remove Capital Lease |  | F30 |  | 0 | 0 | 0 | 0 | 0 | 0 | 0 | 0 | 0 | 0 | 0 | 0 | 0 | 0 | 1649
1182
1183 |  | G00 | Unclassified Gen Plant - Acct 300 |  | F102P |  | 2081895.8331 | 710402.5222 | 585802.1803 | 167949.4432 | 3790.3866 | 364938.2233 | 1787.3621 | 19089.9309 | 589.2919 | 824.1514 | 138353.6802 | 46048.1424 | 42320.5185 | 0 | 1659
1184 |  | GV0 | Unclassified Gen Veh - Acct 300 |  | F102P |  | 0 | 0 | 0 | 0 | 0 | 0 | 0 | 0 | 0 | 0 | 0 | 0 | 0 | 0 | 1667
1185
1186 |  | TOTAL GENERAL PLANT |  |  |  |  | 180467933.2186 | 58108176.0798 | 50560146.352 | 15011774.5633 | 445882.7104 | 33681808.6397 | 171588.361 | 1717141.6127 | 54779.1017 | 95411.9983 | 11634214.9138 | 4280515.8849 | 4706493.0011 | 0
1187
1188
1189
1190 | [6 empty] | D: INTANGIBLE PLANT
1191
1192 |  | 301 | Organization
1193 |  |  |  | Situs | F107P |  | 0 | 0 | 0 | 0 | 0 | 0 | 0 | 0 | 0 | 0 | 0 | 0 | 0 | 0 | 1672
1194 |  |  |  | System Overheads | F102P |  | 0 | 0 | 0 | 0 | 0 | 0 | 0 | 0 | 0 | 0 | 0 | 0 | 0 | 0 | 1673
1195 |  |  |  | System Generation | F105P |  | 0 | 0 | 0 | 0 | 0 | 0 | 0 | 0 | 0 | 0 | 0 | 0 | 0 | 0 | 1674
1196 |  |  | Total Organization |  |  |  | 0 | 0 | 0 | 0 | 0 | 0 | 0 | 0 | 0 | 0 | 0 | 0 | 0 | 0
1197
1198 |  | 302 | Franchise & Consent
1199 |  |  |  | Situs | F107P |  | 0 | 0 | 0 | 0 | 0 | 0 | 0 | 0 | 0 | 0 | 0 | 0 | 0 | 0 | 1677
1200 |  |  |  | System Generation | F105P |  | 3810558.8278 | 1300271.8769 | 1072211.9878 | 307403.1003 | 6937.6627 | 667957.8038 | 3271.4646 | 34940.8954 | 1078.5993 | 1508.47 | 253233.0528 | 84283.3502 | 77460.564 | 0 | 1678
1201 |  |  |  | System Generation | F105P |  | 36047559.7079 | 12300460.4406 | 10143033.4488 | 2908006.965 | 65629.6946 | 6318823.5386 | 30947.7745 | 330537.874 | 10203.4566 | 14269.9966 | 2395562.9615 | 797313.2647 | 732770.2924 | 0 | 1679
1202 |  |  |  | System Generation | F105P |  | 3334773.0735 | 1137920.1422 | 938335.7737 | 269020.7993 | 6071.4273 | 584556.7013 | 2862.9901 | 30578.1809 | 943.9255 | 1320.1227 | 221614.4151 | 73759.7448 | 67788.8506 | 0 | 1680
1203 |  |  |  | System Generation | F105P |  | 0 | 0 | 0 | 0 | 0 | 0 | 0 | 0 | 0 | 0 | 0 | 0 | 0 | 0 | 1681
1204 |  |  |  | System Generation | F105P |  | 261456.9789 | 89216.6142 | 73568.5551 | 21092.0995 | 476.0195 | 45831.1333 | 224.4677 | 2397.4281 | 74.0068 | 103.5019 | 17375.2859 | 5783.0022 | 5314.8648 | 0 | 1682
1205 |  |  | Total Franchise & Consent |  |  |  | 43454348.5882 | 14827869.0739 | 12227149.7654 | 3505522.9641 | 79114.8041 | 7617169.177 | 37306.6968 | 398454.3785 | 12299.9882 | 17202.0911 | 2887785.7153 | 961139.362 | 883334.5718 | 0
1206
1207 |  | 303 | Miscellaneous Intangible Plant
1208 |  |  |  | Situs | F107P |  | 8564502.096 | 2922453.5608 | 2409872.733 | 690910.3404 | 15592.8906 | 1501282.691 | 7352.8495 | 78532.1486 | 2424.2286 | 3390.3936 | 569159.3043 | 189432.8266 | 174098.1291 | 0 | 1686
1209 |  |  |  | System Generation | F105P |  | 55777200.9757 | 19032779.4627 | 15694544.0901 | 4499624.6693 | 101550.3044 | 9777257.9697 | 47886.1885 | 511448.6966 | 15788.0382 | 22080.2871 | 3706708.5217 | 1233700.771 | 1133831.9764 | 0 | 1687
1210 |  |  |  | System Overheads | F102P |  | 78495103.1585 | 26784778.748 | 22086889.1918 | 6332309.5532 | 142911.4671 | 13759508.536 | 67390.1028 | 719760.359 | 22218.4632 | 31073.528 | 5216440.8163 | 1736183.7381 | 1595638.6551 | 0 | 1688
1211 |  |  |  | Energy | F30 |  | 7092.4472 | 2061.4513 | 1972.9662 | 618.9666 | 25.0304 | 1454.7177 | 7.809 | 71.4735 | 2.3894 | 5.2836 | 434.2624 | 186.71 | 251.387 | 0 | 1689
1212 |  |  |  | Customer - System | F42 |  | 0 | 0 | 0 | 0 | 0 | 0 | 0 | 0 | 0 | 0 | 0 | 0 | 0 | 0 | 1690
1213 |  |  |  | Simple Cycle Combustion Turbine | F10 |  | 0 | 0 | 0 | 0 | 0 | 0 | 0 | 0 | 0 | 0 | 0 | 0 | 0 | 0 | 1691
1214 |  |  |  | System Generation | F105P |  | 0 | 0 | 0 | 0 | 0 | 0 | 0 | 0 | 0 | 0 | 0 | 0 | 0 | 0 | 1692
1215 |  |  | Total Miscellaneous Intangible Plant |  |  |  | 142843898.6775 | 48742073.2228 | 40193278.9811 | 11523463.5294 | 260079.6927 | 25039503.9143 | 122636.9498 | 1309812.6778 | 40433.1194 | 56549.4923 | 9492742.9047 | 3159504.0457 | 2903820.1475 | 0
1216
1217 |  | I00 | Unclass Intangible Plant - Acct 300 |  | F102P |  | 0 | 0 | 0 | 0 | 0 | 0 | 0 | 0 | 0 | 0 | 0 | 0 | 0 | 0 | 1703
1218
1219 |  | TOTAL INTANGIBLE PLANT |  |  |  |  | 186298247.2657 | 63569942.2967 | 52420428.7465 | 15028986.4935 | 339194.4968 | 32656673.0913 | 159943.6466 | 1708267.0562 | 52733.1077 | 73751.5835 | 12380528.62 | 4120643.4076 | 3787154.7193 | 0
1220
1221
1222 |  | TOTAL ELECTRIC PLANT IN SERVICE |  |  |  |  | 5698172552.1353 | 1940906762.3872 | 1603127425.3957 | 460132755.8515 | 10491658.5827 | 1000887625.9148 | 4908684.069 | 52311706.1554 | 1616595.5995 | 2279685.1097 | 378316664.1173 | 126323178.2587 | 116869810.6938 | 0
1223
1224
1225 |  | Distribution - METER - Unbundled |  |  |  |  | D: MISC RATE BASE
1226
1227 |  | A |  | B | C |  | D | E | F | G | H | I | J | K | L | M | N | O | P
1228 |  | FERC ACCT |  | DESCRIPTION | COS Factor |  | Utah Jurisdiction Normalized | Residential Sch 1 | General Large Dist. Sch 6 | General +1 MW Sch 8 | Street & Area Lighting Sch. 7,11,12 | General Trans Sch 9 | General Secondary Sch 22 | Irrigation Sch 10 | Traffic Signals Sch 15 | Outdoor Lighting Sch 15 | General Small Dist. Sch 23 | Industrial Cust 1 | Industrial Cust 2
1229 |  | 105 | Plant Held For Future Use
1230 |  |  |  | Situs | F20 |  | 0 | 0 | 0 | 0 | 0 | 0 | 0 | 0 | 0 | 0 | 0 | 0 | 0 | 0 | 1711
1231 |  |  |  | System Generation | F10 |  | 0 | 0 | 0 | 0 | 0 | 0 | 0 | 0 | 0 | 0 | 0 | 0 | 0 | 0 | 1712
1232 |  |  |  | System Generation | F10 |  | 0 | 0 | 0 | 0 | 0 | 0 | 0 | 0 | 0 | 0 | 0 | 0 | 0 | 0 | 1713
1233 |  |  |  | System Generation | F10 |  | 0 | 0 | 0 | 0 | 0 | 0 | 0 | 0 | 0 | 0 | 0 | 0 | 0 | 0 | 1714
1234 |  |  |  | Energy | F30 |  | 0 | 0 | 0 | 0 | 0 | 0 | 0 | 0 | 0 | 0 | 0 | 0 | 0 | 0 | 1715
1235 |  |  |  | General | F102 |  | 0 | 0 | 0 | 0 | 0 | 0 | 0 | 0 | 0 | 0 | 0 | 0 | 0 | 0 | 1716
1236 |  |  | Total Plant Held For Future Use |  |  |  | 0 | 0 | 0 | 0 | 0 | 0 | 0 | 0 | 0 | 0 | 0 | 0 | 0 | 0
1237
1238 |  | 114 | Electric Plant Acquisition Adjust |  | F10 |  | 74716347.6885 | 25495359.0883 | 21023626.0073 | 6027472.0742 | 136031.7069 | 13097125.584 | 64145.9422 | 685111.0843 | 21148.8661 | 29577.6479 | 4965321.2754 | 1652603.8263 | 1518824.5857 | 0 | 1723
1239
1240 |  | 115 | Accum Prov for Asset Acquisition Adj |  | F10 |  | -52397538.1527 | -17879541.6515 | -14743577.2747 | -4226982.5512 | -95397.149 | -9184832.4859 | -44984.6594 | -480458.8994 | -14831.4064 | -20742.3941 | -3482110.9304 | -1158948.1381 | -1065130.6125 | 0 | 1729
1241
1242 |  | 128 | Pensions |  | F102P |  | 0 | 0 | 0 | 0 | 0 | 0 | 0 | 0 | 0 | 0 | 0 | 0 | 0 | 0 | 1732
1243
1244 |  | 124 | Weatherization |  | F11 |  | 0 | 0 | 0 | 0 | 0 | 0 | 0 | 0 | 0 | 0 | 0 | 0 | 0 | 0 | 1754
1245
1246 |  | 151 | Fuel Stock |  | F30 |  | 83463945.3191 | 24259166.0716 | 23217873.1777 | 7284001.1844 | 294558.4217 | 17119123.8567 | 91896.921 | 841100.8721 | 28118.3522 | 62177.9422 | 5110401.4887 | 2197204.3153 | 2958322.7155 | 0 | 1757
1247 |  |  |  | Cholla | F30 |  | 6680849.5516 | 1941818.5679 | 1858468.5521 | 583045.9591 | 23577.8514 | 1370295.7667 | 7355.8649 | 67325.6981 | 2250.7261 | 4977.017 | 409060.7431 | 175874.6415 | 236798.1637 | 0 | 1759
1248 |  |  |  | Total Fuel Stock |  |  | 90144794.8707 | 26200984.6395 | 25076341.7298 | 7867047.1434 | 318136.2731 | 18489419.6234 | 99252.7859 | 908426.5702 | 30369.0783 | 67154.9592 | 5519462.2318 | 2373078.9568 | 3195120.8792 | 0
1249
1250 |  | 152 | Fuel Stock - Undistributed |  | F30 |  | 0 | 0 | 0 | 0 | 0 | 0 | 0 | 0 | 0 | 0 | 0 | 0 | 0 | 0 | 1763
1251
1252 |  | 25316 | DG&T Working Capital Deposit |  | F30 |  | -1196327.7674 | -347717.9742 | -332792.6361 | -104404.996 | -4222.0436 | -245376.4095 | -1317.2016 | -12055.8922 | -403.0335 | -891.2255 | -73249.7749 | -31493.5572 | -42403.0232 | 0 | 1768
1253
1254 |  | 25317 | DG&T Working Capital Deposit |  | F30 |  | -1106200.9025 | -321522.201 | -307721.2821 | -96539.5136 | -3903.9706 | -226890.6674 | -1217.9685 | -11147.6463 | -372.6705 | -824.0839 | -67731.4105 | -29120.9502 | -39208.5378 | 0 | 1772
1255
1256 |  | 25319 | Provo Working Capital Deposit |  | F30 |  | 0 | 0 | 0 | 0 | 0 | 0 | 0 | 0 | 0 | 0 | 0 | 0 | 0 | 0 | 1776
1257
1258 |  | 154 | Materials and Supplies |  | F102P |  | 87209834.7932 | 29758494.9328 | 24539033.392 | 7035339.1202 | 158777.8719 | 15287125.1578 | 74871.9282 | 799670.0364 | 24685.2151 | 34523.3923 | 5795583.7179 | 1928939.3972 | 1772790.6315 | 0 | 1794
1259
1260 |  | 163 | Stores Expense Undistributed |  | F102P |  | 0 | 0 | 0 | 0 | 0 | 0 | 0 | 0 | 0 | 0 | 0 | 0 | 0 | 0 | 1797
1261
1262 |  | 25318 | Provo Working Capital Deposit |  | F102P |  | -103080.7631 | -35174.1105 | -29004.7825 | -8315.6691 | -187.6731 | -18069.1608 | -88.4975 | -945.1984 | -29.1776 | -40.8062 | -6850.2961 | -2279.9785 | -2095.4129 | 0 | 1802
1263
1264 |  | 165 | Prepayments |  | F102P |  | 0 | 0 | 0 | 0 | 0 | 0 | 0 | 0 | 0 | 0 | 0 | 0 | 0 | 0 | 1809
1265 |  |  |  | General Plant | F102P |  | 1135284.4668 | 387391.5956 | 319445.433 | 91584.9828 | 2066.9464 | 199005.488 | 974.6715 | 10409.9838 | 321.3484 | 449.4203 | 75446.0341 | 25110.6419 | 23077.9209 | 0 | 1810
1266 |  |  |  | System Generation | F102P |  | 965367.4554 | 329411.0417 | 271634.3206 | 77877.5403 | 1757.5884 | 169220.5145 | 828.7933 | 8851.9309 | 273.2525 | 382.156 | 64154.0936 | 21352.3546 | 19623.8691 | 0 | 1811
1267 |  |  |  | System Energy | F30 |  | -12194.5385 | -3544.3967 | -3392.2582 | -1064.2324 | -43.0366 | -2501.1976 | -13.4266 | -122.8894 | -4.1082 | -9.0845 | -746.6576 | -321.0236 | -432.2271 | 0 | 1812
1268 |  |  |  | System Overheads | F102P |  | 4530662.9654 | 1545992.0457 | 1274834.3127 | 365494.9064 | 8248.7144 | 794185.793 | 3889.6929 | 41543.8858 | 1282.4286 | 1793.5346 | 301088.0204 | 100210.88 | 92098.751 | 0 | 1813
1269 |  |  |  | Total Prepayments |  |  | 6619120.349 | 2259250.2863 | 1862521.8081 | 533893.1971 | 12030.2126 | 1159910.5979 | 5679.7309 | 60682.9111 | 1872.9213 | 2616.0263 | 439941.4905 | 146352.853 | 134368.3138 | 0
1270
1271 |  | 182 | Misc Regulatory Assets |  | F102P |  | 8485764.9052 | 2895586.1748 | 2387717.7254 | 684558.5013 | 15449.5384 | 1487480.7465 | 7285.2515 | 77810.1684 | 2401.9416 | 3359.2242 | 563926.7754 | 187691.2883 | 172497.5693 | 0 | 1817
1272 |  |  |  | System Generation | F102P |  | 1180743.0628 | 402903.3713 | 332236.5363 | 95252.1912 | 2149.7102 | 206973.9843 | 1013.6989 | 10826.8162 | 334.2157 | 467.4158 | 78467.0133 | 26116.112 | 24001.9975 | 0 | 1818
1273 |  |  |  | Simple Cycle Combustion Turbine | F102P |  | 87673.4381 | 29916.6897 | 24669.4817 | 7072.7386 | 159.6219 | 15368.3908 | 75.2699 | 803.921 | 24.8164 | 34.7069 | 5826.3928 | 1939.1935 | 1782.2147 | 0 | 1819
1274 |  |  |  | System Generation | F102P |  | 0 | 0 | 0 | 0 | 0 | 0 | 0 | 0 | 0 | 0 | 0 | 0 | 0 | 0 | 1820
1275 |  |  |  | Energy | F30 |  | 86134723.9515 | 25035439.7324 | 23960826.3095 | 7517083.3212 | 303984.0526 | 17666921.9512 | 94837.548 | 868015.4186 | 29018.1167 | 64167.586 | 5273930.1962 | 2267513.0733 | 3052986.6457 | 0 | 1821
1276 |  |  |  | System Generation | F102P |  | 0 | 0 | 0 | 0 | 0 | 0 | 0 | 0 | 0 | 0 | 0 | 0 | 0 | 0 | 1822
1277 |  |  |  | System Overheads | F102P |  | 102881823.858 | 35106226.7371 | 28948805.1097 | 8299620.3566 | 187310.9506 | 18034288.4665 | 88326.7415 | 943374.2425 | 29121.2563 | 40727.397 | 6837075.4816 | 2275578.2506 | 2091368.8682 | 0 | 1823
1278 |  |  |  | Total Misc Regulatory Assets |  |  | 198770729.2155 | 63470072.7052 | 55654255.1626 | 16603587.1089 | 509053.8737 | 37411033.5394 | 191538.5098 | 1900830.5667 | 60900.3468 | 108756.33 | 12759225.8593 | 4758837.9177 | 5342637.2955 | 0
1279
1280 |  | 186 | Misc Deferred Debits |  | F102P |  | 0 | 0 | 0 | 0 | 0 | 0 | 0 | 0 | 0 | 0 | 0 | 0 | 0 | 0 | 1827
1281 |  |  |  | System Generation | F102P |  | 0 | 0 | 0 | 0 | 0 | 0 | 0 | 0 | 0 | 0 | 0 | 0 | 0 | 0 | 1828
1282 |  |  |  | System Generation | F102P |  | 0 | 0 | 0 | 0 | 0 | 0 | 0 | 0 | 0 | 0 | 0 | 0 | 0 | 0 | 1829
1283 |  |  |  | System Generation | F102P |  | 19912684.0405 | 6794778.4619 | 5603015.0699 | 1606384.0202 | 36253.8652 | 3490520.2363 | 17095.561 | 182589.2322 | 5636.3928 | 7882.7509 | 1323309.7813 | 440436.1141 | 404782.5546 | 0 | 1830
1284 |  |  |  | System Overheads | F102P |  | 53361.3415 | 18208.419 | 15014.7715 | 4304.7339 | 97.1519 | 9353.7788 | 45.8121 | 489.2965 | 15.1042 | 21.1239 | 3546.1611 | 1180.2659 | 1084.7227 | 0 | 1831
1285 |  |  |  | System Energy | F30 |  | 919301.4723 | 267199.0522 | 255729.8833 | 80228.5704 | 3244.3708 | 188556.097 | 1012.1853 | 9264.1831 | 309.7055 | 684.8499 | 56287.7731 | 24200.787 | 32584.0148 | 0 | 1832
1286 |  |  |  | System Net Steam Plant | F102P |  | 0 | 0 | 0 | 0 | 0 | 0 | 0 | 0 | 0 | 0 | 0 | 0 | 0 | 0 | 1833
1287 |  |  |  | Excise Tax | F102P |  | 0 | 0 | 0 | 0 | 0 | 0 | 0 | 0 | 0 | 0 | 0 | 0 | 0 | 0 | 1834
1288 |  |  |  | Total Misc Deferred Debits |  |  | 20885346.8542 | 7080185.9331 | 5873759.7247 | 1690917.3245 | 39595.388 | 3688430.1121 | 18153.5584 | 192342.7117 | 5961.2026 | 8588.7247 | 1383143.7154 | 465817.167 | 438451.2921 | 0
1289
1290 |  | CWC | Cash Working Capital |  |  |  | 11152837.6386 | 3544782.3351 | 3173211.4892 | 936832.4404 | 31401.4352 | 2052316.8942 | 11071.9894 | 105702.0439 | 3608.448 | 7028.7034 | 728957.0051 | 256730.8977 | 301193.957 | 0
1291
1292 |  | OWC | Other Working Capital |  | F137P |  | 1227354.8515 | 389634.6104 | 343424.2694 | 102825.7303 | 3244.601 | 232316.5832 | 1194.6417 | 11787.205 | 379.2197 | 689.3505 | 78545.7671 | 29572.7045 | 33740.1686 | 0 | 1854
1293 |  |  |  | Total Other Working Capital |  |  | 1227354.8515 | 389634.6104 | 343424.2694 | 102825.7303 | 3244.601 | 232316.5832 | 1194.6417 | 11787.205 | 379.2197 | 689.3505 | 78545.7671 | 29572.7045 | 33740.1686 | 0
1294
1295 |  | 18222 | Nuclear Plant |  | F10 |  | 0 | 0 | 0 | 0 | 0 | 0 | 0 | 0 | 0 | 0 | 0 | 0 | 0 | 0 | 1868
1296
1297 |  | 1869 | Misc Deferred Debits-Trojan |  | F10 |  | 0 | 0 | 0 | 0 | 0 | 0 | 0 | 0 | 0 | 0 | 0 | 0 | 0 | 0 | 1873
1298
1299 |  | 141 | Impact Housing - Notes Receivable |  | F30 |  | 0 | 0 | 0 | 0 | 0 | 0 | 0 | 0 | 0 | 0 | 0 | 0 | 0 | 0 | 1876
1300 |  | TOTAL RATE BASE ADDITIONS |  |  |  |  | 435923218.6756 | 139614808.5934 | 122133077.6077 | 36361671.4091 | 1104560.526 | 81742509.3684 | 418300.7595 | 4159945.493 | 133289.01 | 236436.6247 | 28040238.6506 | 10390091.0961 | 11588289.537 | 0
1301
1302 |  | Distribution - METER - Unbundled
1303
1304 |  | A |  | B | C |  | D | E | F | G | H | I | J | K | L | M | N | O | P
1305 |  | FERC ACCT |  | DESCRIPTION | COS Factor |  | Utah Jurisdiction Normalized | Residential Sch 1 | General Large Dist. Sch 6 | General +1 MW Sch 8 | Street & Area Lighting Sch. 7,11,12 | General Trans Sch 9 | General Secondary Sch 22 | Irrigation Sch 10 | Traffic Signals Sch 15 | Outdoor Lighting Sch 15 | General Small Dist. Sch 23 | Industrial Cust 1 | Industrial Cust 2
1306
1307 |  | 235 | Customer Service Deposits |  | F51 |  | 0 | 0 | 0 | 0 | 0 | 0 | 0 | 0 | 0 | 0 | 0 | 0 | 0 | 0 | 1886
1308
1309 |  | 2281 | Accum Prov for Property Insurance |  | F102P |  | -1575773.0067 | -537698.9091 | -443389.7452 | -127119.8083 | -2868.9182 | -276219.296 | -1352.8424 | -14449.0408 | -446.0311 | -623.7947 | -104718.9735 | -34853.5305 | -32032.1169 | 0 | 1891
1310
1311 |  | 2282 | Accum Prov for Injuries & Damages |  | F102P |  | 904349.434 | 308589.9442 | 254465.1187 | 72955.1313 | 1646.4964 | 158524.5863 | 776.4077 | 8292.4265 | 255.981 | 358.001 | 60099.1031 | 20002.7354 | 18383.5024 | 0 | 1895
1312
1313 |  | 2283 | Accum Prov for Pension & Benefits |  | F102P |  | -52618923.5271 | -17955084.6858 | -14805870.5138 | -4244842.0184 | -95800.2125 | -9223639.4156 | -45174.7245 | -482488.8912 | -14894.0707 | -20830.033 | -3496823.2329 | -1163844.8217 | -1069630.9068 | 0 | 1900
1314
1315 |  | 25335 | Accum Prov for Pension & Benefits |  | F30 |  | -49041616.0248 | -14254163.3158 | -13642322.0462 | -4279922.1609 | -173076.1823 | -10058828.3438 | -53996.6509 | -494212.7508 | -16521.738 | -36534.4192 | -3002761.8103 | -1291029.9165 | -1738246.69 | 0 | 1905
1316
1317 |  | 22844 | Accum Hydro Relicensing Obligation |  | F10 |  | -355994.353 | -121475.4755 | -100169.4056 | -28718.5614 | -648.1382 | -62402.7123 | -305.6305 | -3264.288 | -100.7661 | -140.926 | -23657.8258 | -7874.0148 | -7236.6088 | 0 | 1909
1318
1319 |  | 254 | Reg Liabilities - Insurance Provision |  | F30 |  | -169399.4466 | -49236.7008 | -47123.28 | -14783.6981 | -597.8394 | -34745.1836 | -186.5151 | -1707.1086 | -57.0694 | -126.1971 | -10372.1335 | -4459.4728 | -6004.248 | 0 | 1912
1320 |  | 254 |  | Situs | F102P |  | -3091683.5446 | -1054971.0284 | -869935.437 | -249410.4276 | -5628.8483 | -541945.2222 | -2654.2913 | -28349.173 | -875.1177 | -1223.8918 | -205459.7495 | -68383.0007 | -62847.357 | 0 | 1913
1321
1322 |  | 22842 | Accum Misc Oper Prov - Trojan |  | F10 |  | -2357531.3109 | -804457.2465 | -663360.2701 | -190185.342 | -4292.2201 | -413254.7241 | -2024.0024 | -21617.3687 | -667.312 | -933.2661 | -156671.207 | -52144.7499 | -47923.6021 | 0 | 1918
1323
1324 |  | 252 | Customer Advances for Const |  | F50 |  | 0 | 0 | 0 | 0 | 0 | 0 | 0 | 0 | 0 | 0 | 0 | 0 | 0 | 0 | 1926
1325
1326 |  | 25398 | SO2 Emissions |  | F30 |  | -855.6023 | -248.6846 | -238.0101 | -74.6695 | -3.0196 | -175.4909 | -0.94205 | -8.6223 | -0.28825 | -0.6374 | -52.3875 | -22.5239 | -30.3262 | 0 | 1929
1327
1328 |  | 25399 | Other Deferred Credits |  | F10 |  | -12270755.8969 | -4187133.5732 | -3452735.456 | -989899.0085 | -22340.6513 | -2150956.7312 | -10534.7655 | -112516.6197 | -3473.3038 | -4857.5728 | -815460.7018 | -271409.1196 | -249438.3936 | 0 | 1937
1329
1330 |  | 190 | Accum Deferred Income Taxes |  | F104P |  | 1486367.1315 | 505815.3591 | 418145.7268 | 120086.838 | 2752.617 | 261358.2884 | 1282.6818 | 13653.9311 | 422.1887 | 597.8981 | 98635.2737 | 32990.4508 | 30625.8779 | 0 | 1940
1331 |  |  |  | Customer System | F42 |  | 0 | 0 | 0 | 0 | 0 | 0 | 0 | 0 | 0 | 0 | 0 | 0 | 0 | 0 | 1941
1332 |  |  |  | Labor | F138P |  | 32247650.7046 | 10986540.6555 | 9072724.3679 | 2603718.2585 | 59295.2497 | 5662921.353 | 27768.3226 | 296004.882 | 9146.2686 | 12885.0356 | 2141251.5876 | 714703.0021 | 660691.7214 | 0 | 1942
1333 |  |  |  | System Generation | F104P |  | 0 | 0 | 0 | 0 | 0 | 0 | 0 | 0 | 0 | 0 | 0 | 0 | 0 | 0 | 1943
1334 |  |  |  | IBT | F141 |  | 0 | 0 | 0 | 0 | 0 | 0 | 0 | 0 | 0 | 0 | 0 | 0 | 0 | 0 | 1944
1335 |  |  |  | Bad Debt Expense | F104P |  | 0 | 0 | 0 | 0 | 0 | 0 | 0 | 0 | 0 | 0 | 0 | 0 | 0 | 0 | 1947
1336 |  |  |  | TROJP | F104P |  | 894706.503 | 304471.4065 | 251699.3904 | 72285.2871 | 1656.9152 | 157322.478 | 772.0998 | 8218.8719 | 254.133 | 359.8999 | 59372.694 | 19858.3312 | 18434.996 | 0 | 1948
1337 |  |  |  | System Generation | F104P |  | 3527598.0799 | 1200452.6014 | 992386.0879 | 285002.3323 | 6532.7913 | 620282.1476 | 3044.1914 | 32404.902 | 1001.9813 | 1418.9927 | 234091.292 | 78296.3027 | 72684.4572 | 0 | 1949
1338 |  |  |  | Energy | F104P |  | 8895078.2488 | 3027022.8018 | 2502368.9506 | 718652.7461 | 16472.8772 | 1564083.5816 | 7676.1354 | 81711.1623 | 2526.5639 | 3578.0866 | 590277.0986 | 197429.4472 | 183278.7976 | 0 | 1950
1339 |  |  |  | System Net Plant | F104P |  | 0 | 0 | 0 | 0 | 0 | 0 | 0 | 0 | 0 | 0 | 0 | 0 | 0 | 0 | 1951
1340 |  |  |  | Division Net Plant Distribution | F104P |  | 0 | 0 | 0 | 0 | 0 | 0 | 0 | 0 | 0 | 0 | 0 | 0 | 0 | 0 | 1952
1341 |  |  |  | Simple Cycle Combustion Turbine | F10 |  | 0 | 0 | 0 | 0 | 0 | 0 | 0 | 0 | 0 | 0 | 0 | 0 | 0 | 0 | 1953
1342 |  |  |  | Total Accum Deferred Income Taxes |  |  | 47051400.6678 | 16024302.8243 | 13237324.5236 | 3799745.4621 | 86710.4504 | 8265967.8486 | 40543.431 | 431993.7492 | 13351.1355 | 18839.9129 | 3123627.9459 | 1043277.534 | 965715.8502 | 0
1343
1344 |  | 281 | Accum Deferred Income Taxes |  | F104P |  | 0 | 0 | 0 | 0 | 0 | 0 | 0 | 0 | 0 | 0 | 0 | 0 | 0 | 0 | 1960
1345
1346 |  | 282 | Accum Deferred Income Taxes |  | F104P |  | -958291328.894 | -326109520.5857 | -269587113.2321 | -77422443.713 | -1774668.5243 | -168503040.8938 | -826971.2472 | -8802969.0216 | -272193.7016 | -385477.1423 | -63592180.9152 | -21269619.2286 | -19745130.6887 | 0 | 1963
1347 |  |  |  | DITBAL | F104P |  | -0.078219 | -0.026618 | -0.022005 | -0.0063195 | -0.00014485 | -0.013754 | -6.75e-05 | -0.00071853 | -2.2217e-05 | -3.1464e-05 | -0.0051906 | -0.0017361 | -0.0016117 | 0 | 1964
1348 |  |  |  | System Net Plant | F104P |  | -2127542.7649 | -724009.422 | -598521.6551 | -171888.814 | -3940.016 | -374100.6672 | -1835.9935 | -19543.8407 | -604.3087 | -855.814 | -141183.6676 | -47221.5736 | -43836.9926 | 0 | 1965
1349 |  |  |  | Labor | F138P |  | -406417.1542 | -138463.3761 | -114343.5487 | -32814.6622 | -747.2981 | -71369.8 | -349.9642 | -3730.5496 | -115.2704 | -162.3901 | -26986.1946 | -9007.4022 | -8326.698 | 0 | 1966
1350 |  |  |  | GPS | F104P |  | 0 | 0 | 0 | 0 | 0 | 0 | 0 | 0 | 0 | 0 | 0 | 0 | 0 | 0 | 1967
1351 |  |  |  | CIAC | F104P |  | 0 | 0 | 0 | 0 | 0 | 0 | 0 | 0 | 0 | 0 | 0 | 0 | 0 | 0 | 1968
1352 |  |  |  | SNPD | F104P |  | -381734.9038 | -129905.5754 | -107389.9008 | -30841.1943 | -706.9384 | -67123.1077 | -329.4236 | -3506.6586 | -108.4282 | -153.5546 | -25331.9156 | -8472.7429 | -7865.4636 | 0 | 1969
1353 |  |  |  | SCHMDEXP | F104P |  | 0 | 0 | 0 | 0 | 0 | 0 | 0 | 0 | 0 | 0 | 0 | 0 | 0 | 0 | 1970
1354 |  |  |  | TAXDEPR | F104P |  | 0 | 0 | 0 | 0 | 0 | 0 | 0 | 0 | 0 | 0 | 0 | 0 | 0 | 0 | 1971
1355 |  |  |  | DGP | F104P |  | 0 | 0 | 0 | 0 | 0 | 0 | 0 | 0 | 0 | 0 | 0 | 0 | 0 | 0 | 1972
1356 |  |  |  | IBT | F104P |  | 0 | 0 | 0 | 0 | 0 | 0 | 0 | 0 | 0 | 0 | 0 | 0 | 0 | 0 | 1973
1357 |  |  |  | SSGCT | F104P |  | 0 | 0 | 0 | 0 | 0 | 0 | 0 | 0 | 0 | 0 | 0 | 0 | 0 | 0 | 1974
1358 |  |  |  | SSGCH | F104P |  | 0 | 0 | 0 | 0 | 0 | 0 | 0 | 0 | 0 | 0 | 0 | 0 | 0 | 0 | 1975
1359 |  |  |  | SE | F104P |  | 109060.2751 | 37113.5509 | 30680.9045 | 8811.2172 | 201.9697 | 19176.828 | 94.1151 | 1001.8396 | 30.9776 | 43.87 | 7237.2362 | 2420.6319 | 2247.1344 | 0 | 1976
1360 |  |  |  | SG | F104P |  | -42132.1628 | -14337.7061 | -11852.6463 | -3403.9492 | -78.0249 | -7408.3917 | -36.3586 | -387.0307 | -11.9672 | -16.9479 | -2795.8889 | -935.1384 | -868.1129 | 0 | 1977
1361 |  |  |  | Total Accum Deferred Income Taxes |  |  | -961140095.6828 | -327079123.1409 | -270388540.1005 | -77652581.1219 | -1779938.8321 | -169003866.0462 | -829428.872 | -8829135.2622 | -273002.6986 | -386621.9789 | -63781241.3508 | -21332835.4556 | -19803780.8231 | 0
1362
1363
1364 |  | 283 | Accum Deferred Income Taxes |  | F104P |  | -3342641.5612 | -1137511.3227 | -940354.005 | -270059.2923 | -6190.2686 | -587759.9543 | -2884.5805 | -30705.8712 | -949.4461 | -1344.5931 | -221817.5835 | -74191.1265 | -68873.5174 | 0 | 1981
1365 |  |  |  | System Generation | F104P |  | -1263289.3764 | -429901.305 | -355389.3538 | -102063.9003 | -2339.4972 | -222132.9725 | -1090.1737 | -11604.7145 | -358.8255 | -508.164 | -83831.8413 | -28039.1601 | -26029.4684 | 0 | 1982
1366 |  |  |  | Energy | F104P |  | -32170032.884 | -10947562.2754 | -9050093.6785 | -2599087.0262 | -59575.9797 | -5656681.0146 | -27761.5913 | -295517.4427 | -9137.5974 | -12940.5453 | -2134802.319 | -714025.4006 | -662848.0133 | 0 | 1983
1367 |  |  |  | Labor | F138P |  | -43008052.772 | -14652531.5789 | -12100112.7175 | -3472527.4499 | -79080.8996 | -7552526.0003 | -37034.0616 | -394775.8459 | -12198.1972 | -17184.5167 | -2855744.8145 | -953185.2324 | -881151.4576 | 0 | 1984
1368 |  |  |  | General Plant | F104P |  | -1694863.6925 | -576767.3875 | -476800.1091 | -136931.7293 | -3138.7337 | -298019.6914 | -1462.6069 | -15569.2034 | -481.4102 | -681.7668 | -112471.0986 | -37618.1066 | -34921.849 | 0 | 1985
1369 |  |  |  | System Net Plant | F104P |  | -453257.3571 | -154244.8888 | -127510.6419 | -36619.6491 | -839.3915 | -79699.399 | -391.1449 | -4163.6717 | -128.7435 | -182.3249 | -30078.1432 | -10060.2094 | -9339.1493 | 0 | 1986
1370 |  |  |  | TROJP | F104P |  | 0 | 0 | 0 | 0 | 0 | 0 | 0 | 0 | 0 | 0 | 0 | 0 | 0 | 0 | 1987
1371 |  |  |  | System Generation | F104P |  | 0 | 0 | 0 | 0 | 0 | 0 | 0 | 0 | 0 | 0 | 0 | 0 | 0 | 0 | 1988
1372 |  |  |  | Simple Cycle Combustion Turbine | F104P |  | -33272.8081 | -11322.8401 | -9360.3271 | -2688.1826 | -61.6182 | -5850.5897 | -28.7132 | -305.6477 | -9.4508 | -13.3841 | -2207.9824 | -738.5019 | -685.5702 | 0 | 1989
1373 |  |  |  | System Generation | F104P |  | 0 | 0 | 0 | 0 | 0 | 0 | 0 | 0 | 0 | 0 | 0 | 0 | 0 | 0 | 1990
1374 |  |  |  | Total Accum Deferred Income Taxes |  |  | -81965410.4514 | -27909841.5984 | -23059620.8329 | -6619977.2297 | -151226.3885 | -14402669.6218 | -70652.8722 | -752642.397 | -23263.6708 | -32855.2949 | -5440953.7826 | -1817857.7375 | -1683849.0251 | 0
1375
1376 |  | 255 | Accum Investment Tax Credit |  | F104P |  | -74439.4325 | -25331.9705 | -20941.3475 | -6014.1239 | -137.8551 | -13089.204 | -64.2386 | -683.8088 | -21.1438 | -29.9436 | -4939.7983 | -1652.2099 | -1533.7886 | 0 | 2004
1377 |  | TOTAL MISC RATE BASE DEDUCTIONS |  |  |  |  | -1067665112.1529 | -363391710.2453 | -300360134.7564 | -86250905.416 | -1975125.9765 | -187698471.2129 | -921059.8579 | -9806576.4045 | -303194.3557 | -429045.6224 | -70856624.0942 | -23692056.3674 | -21980207.8437 | 0
1378
1379 | [6 empty] | D: ACCUMULATED DEPRECIATION
1380 | [6 empty] | D: PRODUCTION PLANT
1381
1382 |  | 108SP | Steam Prod Accumulated Depr |  | F10 |  | -1272924534.1433 | -434358331.1321 | -358174484.8255 | -102688599.2079 | -2317539.6348 | -223132594.1162 | -1092839.0652 | -11672073.5798 | -360308.1696 | -503907.308 | -84592990.2479 | -28155015.8802 | -25875850.976 | 0 | 2016
1383
1384 |  | 108NP | Nuclear Prod Accumulated Depr |  | F10 |  | 0 | 0 | 0 | 0 | 0 | 0 | 0 | 0 | 0 | 0 | 0 | 0 | 0 | 0 | 2022
1385
1386 |  | 108HP | Hydraulic Prod Accum Depr |  | F10 |  | -160161095.3465 | -54651555.7058 | -45066000.5963 | -12920419.151 | -291595.9874 | -28074846.3264 | -137502.4968 | -1468596.1653 | -45334.4637 | -63402.3025 | -10643605.0318 | -3542502.373 | -3255734.7464 | 0 | 2030
1387
1388 |  | 108OP | Other Production - Accum Depr |  | F10 |  | 0 | 0 | 0 | 0 | 0 | 0 | 0 | 0 | 0 | 0 | 0 | 0 | 0 | 0 | 2033
1389 |  |  |  | Simple Cycle Combustion Turbine | F10 |  | 0 | 0 | 0 | 0 | 0 | 0 | 0 | 0 | 0 | 0 | 0 | 0 | 0 | 0 | 2034
1390 |  |  |  | Wind Generation | F10 |  | -270148310.4569 | -92182345.5679 | -76014114.9997 | -21793241.3392 | -491843.3104 | -47354648.0498 | -231929.4028 | -2477123.2485 | -76466.9394 | -106942.4811 | -17952873.7007 | -5975240.2966 | -5491541.1207 | 0 | 2035
1391 |  |  |  | System Generation | F10 |  | -141413364.9408 | -48254292.8099 | -39790779.2461 | -11408013.5668 | -257463.0855 | -24788532.325 | -121407.0791 | -1296688.9682 | -40027.8173 | -55980.717 | -9397712.9677 | -3127833.1345 | -2874633.2238 | 0 | 2036
1392 |  |  |  | System Generation | F10 |  | -14708463.6856 | -5018949.3317 | -4138655.719 | -1186552.2989 | -26778.844 | -2578265.6941 | -12627.6015 | -134869.1661 | -4163.3101 | -5822.578 | -977460.0864 | -325327.2425 | -298991.8131 | 0 | 2037
1393 |  |  |  | Total Other Production - Accum Depr |  |  | -426270139.0832 | -145455587.7095 | -119943549.9649 | -34387807.205 | -776085.2399 | -74721446.069 | -365964.0834 | -3908681.3828 | -120658.0669 | -168745.776 | -28328046.7547 | -9428400.6736 | -8665166.1576 | 0
1394
1395 |  | 108EP | Experimental Plant - Accum Depr |  | F10 |  | 0 | 0 | 0 | 0 | 0 | 0 | 0 | 0 | 0 | 0 | 0 | 0 | 0 | 0 | 2043
1396
1397
1398
1399 |  | TOTAL PRODUCTION PLANT DEPRECIATION |  |  |  |  | -1859355768.573 | -634465474.5474 | -523184035.3867 | -149996825.5639 | -3385220.8621 | -325928886.5116 | -1596305.6454 | -17049351.1279 | -526300.7002 | -736055.3866 | -123564642.0345 | -41125918.9268 | -37796751.8799 | 0
1400
1401
1402 | [6 empty] | D: TRANSMISSION PLANT
1403
1404 |  | 108TP | Transmission Plant Accum Depr |  | F106 |  | 0 | 0 | 0 | 0 | 0 | 0 | 0 | 0 | 0 | 0 | 0 | 0 | 0 | 0 | 2051
1405
1406
1407 | [6 empty] | D: DISTRIBUTION PLANT
1408
1409 |  | 108360 | Land and Land Rights |  | F118 |  | 0 | 0 | 0 | 0 | 0 | 0 | 0 | 0 | 0 | 0 | 0 | 0 | 0 | 0 | 2055
1410
1411 |  | 108361 | Structures and Improvements |  | F119 |  | 0 | 0 | 0 | 0 | 0 | 0 | 0 | 0 | 0 | 0 | 0 | 0 | 0 | 0 | 2059
1412
1413 |  | 108362 | Station Equipment |  | F120 |  | 0 | 0 | 0 | 0 | 0 | 0 | 0 | 0 | 0 | 0 | 0 | 0 | 0 | 0 | 2063
1414
1415 |  | Distribution - METER - Unbundled
1416
1417 |  | A |  | B | C |  | D | E | F | G | H | I | J | K | L | M | N | O | P
1418 |  | FERC ACCT |  | DESCRIPTION | COS Factor |  | Utah Jurisdiction Normalized | Residential Sch 1 | General Large Dist. Sch 6 | General +1 MW Sch 8 | Street & Area Lighting Sch. 7,11,12 | General Trans Sch 9 | General Secondary Sch 22 | Irrigation Sch 10 | Traffic Signals Sch 15 | Outdoor Lighting Sch 15 | General Small Dist. Sch 23 | Industrial Cust 1 | Industrial Cust 2
1419
1420 |  | 108364 | Poles, Towers & Fixtures |  | F121 |  | 0 | 0 | 0 | 0 | 0 | 0 | 0 | 0 | 0 | 0 | 0 | 0 | 0 | 0 | 2067
1421
1422 |  | 108365 | Overhead Conductors |  | F122 |  | 0 | 0 | 0 | 0 | 0 | 0 | 0 | 0 | 0 | 0 | 0 | 0 | 0 | 0 | 2071
1423
1424 |  | 108366 | Underground Conduit |  | F123 |  | 0 | 0 | 0 | 0 | 0 | 0 | 0 | 0 | 0 | 0 | 0 | 0 | 0 | 0 | 2075
1425
1426 |  | 108367 | Underground Conductors |  | F124 |  | 0 | 0 | 0 | 0 | 0 | 0 | 0 | 0 | 0 | 0 | 0 | 0 | 0 | 0 | 2079
1427
1428 |  | 108368 | Line Transformers |  | F125 |  | 0 | 0 | 0 | 0 | 0 | 0 | 0 | 0 | 0 | 0 | 0 | 0 | 0 | 0 | 2083
1429
1430 |  | 108369 | Services |  | F126 |  | 0 | 0 | 0 | 0 | 0 | 0 | 0 | 0 | 0 | 0 | 0 | 0 | 0 | 0 | 2087
1431
1432 |  | 108370 | Meters |  | F127 |  | 0 | 0 | 0 | 0 | 0 | 0 | 0 | 0 | 0 | 0 | 0 | 0 | 0 | 0 | 2091
1433
1434 |  | 108371 | Install on Customers' Premises |  | F128 |  | 0 | 0 | 0 | 0 | 0 | 0 | 0 | 0 | 0 | 0 | 0 | 0 | 0 | 0 | 2095
1435
1436 |  | 108372 | Leased Property |  | F129 |  | 0 | 0 | 0 | 0 | 0 | 0 | 0 | 0 | 0 | 0 | 0 | 0 | 0 | 0 | 2099
1437
1438 |  | 108373 | Street Lights |  | F130 |  | 0 | 0 | 0 | 0 | 0 | 0 | 0 | 0 | 0 | 0 | 0 | 0 | 0 | 0 | 2103
1439
1440 |  | 108D00 | Unclassified Dist Plant - Acct 300 |  | F121 |  | 0 | 0 | 0 | 0 | 0 | 0 | 0 | 0 | 0 | 0 | 0 | 0 | 0 | 0 | 2107
1441
1442 |  | 108DS | Unclassified Dist Sub - Acct 300 |  | F120 |  | 0 | 0 | 0 | 0 | 0 | 0 | 0 | 0 | 0 | 0 | 0 | 0 | 0 | 0 | 2111
1443
1444 |  | 108D | Unclassified Dist Sub - Acct 300 |  | F102P |  | 0 | 0 | 0 | 0 | 0 | 0 | 0 | 0 | 0 | 0 | 0 | 0 | 0 | 0 | 2115
1445
1446
1447 |  | TOTAL DISTRIBUTION PLANT DEPR |  |  |  |  | 0 | 0 | 0 | 0 | 0 | 0 | 0 | 0 | 0 | 0 | 0 | 0 | 0 | 0
1448
1449 | [6 empty] | D: GENERAL PLANT
1450 |  | 108GP | General Plant Accumulated Depr
1451 |  |  |  | Situs | F107P |  | 0 | 0 | 0 | 0 | 0 | 0 | 0 | 0 | 0 | 0 | 0 | 0 | 0 | 0 | 2121
1452 |  |  |  | System Generation | F105P |  | -275243.2095 | -93920.8711 | -77447.7136 | -22204.254 | -501.1193 | -48247.7395 | -236.3035 | -2523.8409 | -77.9091 | -108.9594 | -18291.4584 | -6087.9312 | -5595.1096 | 0 | 2122
1453 |  |  |  | System Generation | F105P |  | -870553.8974 | -297057.9386 | -244955.7577 | -70228.7982 | -1584.9668 | -152600.5228 | -747.3933 | -7982.5385 | -246.415 | -344.6225 | -57853.1998 | -19255.2332 | -17696.5109 | 0 | 2123
1454 |  |  |  | System Generation | F105P |  | -17969695.2955 | -6131775.019 | -5056298.4547 | -1449640.4057 | -32716.3787 | -3149931.2168 | -15427.4542 | -164773.009 | -5086.4194 | -7113.5881 | -1194187.2579 | -397460.3701 | -365285.722 | 0 | 2124
1455 |  |  |  | Customer - System | F42 |  | 0 | 0 | 0 | 0 | 0 | 0 | 0 | 0 | 0 | 0 | 0 | 0 | 0 | 0 | 2125
1456 |  |  |  | System Overheads | F102P |  | -22715731.2207 | -7751258.4908 | -6391734.2381 | -1832509.7494 | -41357.2101 | -3981870.0155 | -19502.0504 | -208291.7558 | -6429.8105 | -8992.3815 | -1509588.022 | -502434.9489 | -461762.5477 | 0 | 2126
1457 |  |  |  | Energy | F30 |  | -688168.2926 | -200019.1679 | -191433.6074 | -60057.2935 | -2428.6626 | -141148.8301 | -757.699 | -6934.9579 | -231.8385 | -512.6631 | -42135.754 | -18116.1619 | -24391.6566 | 0 | 2127
1458 |  |  |  | Simple Cycle Combustion Turbine | F10 |  | -17200.685 | -5869.3667 | -4839.915 | -1387.6033 | -31.3163 | -3015.1304 | -14.7672 | -157.7216 | -4.8687 | -6.8092 | -1143.0822 | -380.4511 | -349.6534 | 0 | 2128
1459 |  |  |  | Cholla | F10 |  | -452515.1669 | -154411.1433 | -127328.3548 | -36505.0302 | -823.868 | -79321.9711 | -388.4961 | -4149.335 | -128.0869 | -179.1353 | -30072.1764 | -10008.8979 | -9198.6718 | 0 | 2129
1460 |  |  | Total General Plant Accumulated Depr |  |  |  | -42989107.7676 | -14634311.9975 | -12094038.0413 | -3472533.1342 | -79443.5219 | -7556135.4263 | -37074.1639 | -394813.1587 | -12205.3481 | -17258.159 | -2853270.9505 | -953743.9942 | -884279.872 | 0
1461
1462 |  | 108MP | Mining Plant Accumulated Depr. |  | F30 |  | 0 | 0 | 0 | 0 | 0 | 0 | 0 | 0 | 0 | 0 | 0 | 0 | 0 | 0 | 2137
1463
1464 |  | 1081390 | Accum Depr - Capital Lease |  | F30 |  | 0 | 0 | 0 | 0 | 0 | 0 | 0 | 0 | 0 | 0 | 0 | 0 | 0 | 0 | 2144
1465 |  |  | Remove Capital Lease |  | F30 |  | 0 | 0 | 0 | 0 | 0 | 0 | 0 | 0 | 0 | 0 | 0 | 0 | 0 | 0 | 2147
1466
1467 |  | 1081399L | Accum Depr - Capital Lease |  | F30 |  | 0 | 0 | 0 | 0 | 0 | 0 | 0 | 0 | 0 | 0 | 0 | 0 | 0 | 0 | 2151
1468 |  |  |  | Energy | F30 |  | 0 | 0 | 0 | 0 | 0 | 0 | 0 | 0 | 0 | 0 | 0 | 0 | 0 | 0 | 2152
1469 |  |  | Remove Capital Lease |  | F30 |  | 0 | 0 | 0 | 0 | 0 | 0 | 0 | 0 | 0 | 0 | 0 | 0 | 0 | 0 | 2155
1470
1471 |  | TOTAL GENERAL PLANT ACCUM DEPR |  |  |  |  | -42989107.7676 | -14634311.9975 | -12094038.0413 | -3472533.1342 | -79443.5219 | -7556135.4263 | -37074.1639 | -394813.1587 | -12205.3481 | -17258.159 | -2853270.9505 | -953743.9942 | -884279.872 | 0
1472
1473
1474 |  | TOTAL ACCUM DEPR - PLANT IN SERVICE |  |  |  |  | -1902344876.3406 | -649099786.5448 | -535278073.4281 | -153469358.6981 | -3464664.384 | -333485021.9378 | -1633379.8093 | -17444164.2866 | -538506.0483 | -753313.5456 | -126417912.985 | -42079662.9211 | -38681031.7519 | 0
1475
1476
1477 | [6 empty] | D: ACCUMULATED AMORTIZATION
1478
1479 |  | 111CLS | Accum Prov for Amort-Steam |  | F10 |  | 0 | 0 | 0 | 0 | 0 | 0 | 0 | 0 | 0 | 0 | 0 | 0 | 0 | 0 | 2168
1480
1481 |  | 111CLG | Accum Prov for Amort-General
1482 |  |  | Situs |  | F108P |  | 0 | 0 | 0 | 0 | 0 | 0 | 0 | 0 | 0 | 0 | 0 | 0 | 0 | 0 | 2172
1483 |  |  | Customer - System |  | F40 |  | 0 | 0 | 0 | 0 | 0 | 0 | 0 | 0 | 0 | 0 | 0 | 0 | 0 | 0 | 2173
1484 |  |  | System Generation |  | F108P |  | 0 | 0 | 0 | 0 | 0 | 0 | 0 | 0 | 0 | 0 | 0 | 0 | 0 | 0 | 2174
1485 |  |  | System Overheads |  | F108P |  | -794964.3412 | -255967.5123 | -222718.3119 | -66127.1244 | -1964.121 | -148368.9448 | -755.8497 | -7564.0383 | -241.3029 | -420.2915 | -51248.9162 | -18855.7459 | -20732.1824 | 0 | 2175
1486 |  |  | Energy |  | F108P |  | 0 | 0 | 0 | 0 | 0 | 0 | 0 | 0 | 0 | 0 | 0 | 0 | 0 | 0 | 2176
1487 |  |  | Total Accum Prov for Amort-General |  |  |  | -794964.3412 | -255967.5123 | -222718.3119 | -66127.1244 | -1964.121 | -148368.9448 | -755.8497 | -7564.0383 | -241.3029 | -420.2915 | -51248.9162 | -18855.7459 | -20732.1824 | 0 | 2177
1488
1489 |  | 111CLH | Accum Prov for Amort-Hydro |  | F10 |  | -825743.5239 | -281767.3549 | -232347.0507 | -66613.8828 | -1503.3832 | -144745.6543 | -708.9225 | -7571.6501 | -233.7312 | -326.8836 | -54875.2986 | -18264.1008 | -16785.6112 | 0 | 2185
1490
1491 |  | 111IP | Accum Prov for Amort-Intangible
1492 |  |  |  | Situs | F107P |  | -46381.2263 | -15826.6036 | -13050.7123 | -3741.6383 | -84.4436 | -8130.2254 | -39.8195 | -425.2924 | -13.1285 | -18.3607 | -3082.2932 | -1025.8771 | -942.8318 | 0 | 2189
1493 |  |  |  | System Generation | F105P |  | 0 | 0 | 0 | 0 | 0 | 0 | 0 | 0 | 0 | 0 | 0 | 0 | 0 | 0 | 2190
1494 |  |  |  | System Generation | F105P |  | -198751.7571 | -67819.7954 | -55924.61 | -16033.5817 | -361.8558 | -34839.4535 | -170.6336 | -1822.453 | -56.2578 | -78.679 | -13208.1714 | -4396.0649 | -4040.2009 | 0 | 2191
1495 |  |  |  | Energy | F30 |  | -5306.5691 | -1542.3779 | -1476.1733 | -463.1108 | -18.7278 | -1088.4198 | -5.8427 | -53.4765 | -1.7877 | -3.9532 | -324.9151 | -139.6964 | -188.0877 | 0 | 2192
1496 |  |  |  | System Generation | F105P |  | -24814678.6002 | -8467479.4893 | -6982334.3689 | -2001834.7647 | -45178.6415 | -4349797.2265 | -21304.0518 | -227538.0407 | -7023.9289 | -9823.283 | -1649074.8733 | -548860.2437 | -504429.6879 | 0 | 2193
1497 |  |  |  | System Generation | F105P |  | -10927602.4281 | -3728811.1169 | -3074800.0098 | -881544.9431 | -19895.2499 | -1915513.616 | -9381.633 | -100200.5823 | -3093.1169 | -4325.8642 | -726200.6041 | -241700.7542 | -222134.9376 | 0 | 2194
1498 |  |  |  | System Generation | F105P |  | -1948083.0111 | -664741.7525 | -548150.0358 | -157154.5761 | -3546.7614 | -341482 | -1672.4803 | -17862.935 | -551.4154 | -771.1795 | -129461.066 | -43088.4209 | -39600.3882 | 0 | 2195
1499 |  |  |  | Customer - System | F42 |  | 0 | 0 | 0 | 0 | 0 | 0 | 0 | 0 | 0 | 0 | 0 | 0 | 0 | 0 | 2196
1500 |  |  |  | System Generation | F105P |  | 0 | 0 | 0 | 0 | 0 | 0 | 0 | 0 | 0 | 0 | 0 | 0 | 0 | 0 | 2197
1501 |  |  |  | Cholla | F10 |  | -265311.9063 | -90532.0259 | -74653.2515 | -21403.0819 | -483.038 | -46506.8685 | -227.7772 | -2432.7759 | -75.098 | -105.0279 | -17631.4675 | -5868.2669 | -5393.2273 | 0 | 2198
1502 |  |  |  | System Overheads | F102P |  | -58033062.1845 | -19802543.9567 | -16329296.5084 | -4681608.1422 | -105657.4197 | -10172690.8096 | -49822.9044 | -532133.8019 | -16426.5719 | -22973.3055 | -3856623.179 | -1283596.744 | -1179688.8413 | 0 | 2199
1503 |  |  | Total Accum Prov for Amort-Intangible |  |  |  | -96239177.6827 | -32839297.1183 | -27079685.6699 | -7763783.8387 | -175226.1376 | -16870048.6193 | -82625.1426 | -882469.3577 | -27241.3051 | -38099.653 | -6395606.5695 | -2128676.0682 | -1956418.2027 | 0
1504
1505 |  | 111390 | Accum Prov for Amort-Capital Lease |  | F30 |  | 0 | 0 | 0 | 0 | 0 | 0 | 0 | 0 | 0 | 0 | 0 | 0 | 0 | 0 | 2210
1506
1507
1508 |  | TOTAL ACCUM PROV FOR AMORTIZATION |  |  |  |  | -97859885.5479 | -33377031.9855 | -27534751.0325 | -7896524.846 | -178693.6418 | -17163163.2184 | -84089.9147 | -897605.0461 | -27716.3392 | -38846.8282 | -6501730.7843 | -2165795.9149 | -1993935.9963 | 0

## Transmission
Transmission Total |  |  | - | Transmission - Total - Unbundled
Rocky Mountain Power
3 | Cost Of Service By Rate Schedule
4 | State of Utah
5 | 2017 Protocol (Non Wgt)
6 | 12 Months Ended Dec 2017
7
8
9 |  | A |  | B | C |  | D | E | F | G | H | I | J | K | L | M | N | O | P | Chk Total
12 |  |  |  | DESCRIPTION |  |  | Utah Jurisdiction Normalized | Residential Sch 1 | General Large Dist. Sch 6 | General +1 MW Sch 8 | Street & Area Lighting Sch. 7,11,12 | General Trans Sch 9 | General Secondary Sch 22 | Irrigation Sch 10 | Traffic Signals Sch 15 | Outdoor Lighting Sch 15 | General Small Dist. Sch 23 | Industrial Cust 1 | Industrial Cust 2 | 0
13
12 |  |  |  | Operating Revenues |  |  | 334955102.1887 | 113274437.2666 | 100730364.0979 | 27391630.5239 | 870204.6755 | 52791639.4362 | 320220.8839 | 2913020.9661 | 106778.1034 | 207781.6408 | 23750878.7833 | 6058492.0919 | 6539653.7192 | 0
13
14 |  |  |  | Operating Expenses
15 |  |  |  | Operation & Maintenance Expenses |  |  | 103951604.9503 | 35711483.8441 | 29131453.7357 | 8341587.9015 | 206454.0033 | 18142906.1565 | 88858.9524 | 956788.1028 | 29923.4254 | 41423.1404 | 6923712.9489 | 2275466.1692 | 2101546.5702 | 0
16 |  |  |  | Depreciation Expense |  |  | 51774573.4189 | 17599216.0397 | 14512419.094 | 4160709.5173 | 93901.4583 | 9232701.9428 | 44279.3644 | 472925.9918 | 14598.8712 | 20417.1831 | 3427516.417 | 1147456.6497 | 1048430.8897 | 0
17 |  |  |  | Amortization Expense |  |  | -77717.0935 | -26418.0304 | -21784.4663 | -6245.6049 | -140.9547 | -13857.9022 | -66.4674 | -709.9051 | -21.9142 | -30.6481 | -5145.0151 | -1722.3945 | -1573.7905 | 0
18 |  |  |  | Taxes Other Than Income |  |  | 16769014.6255 | 5682008.5904 | 4731128.9624 | 1348609.6092 | 29476.3545 | 2989406.7216 | 14443.1116 | 152694.0084 | 4192.046 | 5810.18 | 1095150.6684 | 374171.7864 | 341922.5867 | 0
19 |  |  |  | Income Taxes - Federal |  |  | 21154546.7439 | 6888700.3012 | 8187234.3532 | 1861357.5079 | 121074.7078 | 1586389.4362 | 29284.0963 | 142294.9732 | 10408.1544 | 34278.6805 | 1927846.9106 | 19735.7505 | 345941.8721 | 0
20 |  |  |  | Income Taxes - State |  |  | 2874551.5614 | 936059.9613 | 1112509.1725 | 252927.5713 | 16452.0419 | 215563.9771 | 3979.2223 | 19335.5236 | 1414.2953 | 4657.9034 | 261962.3769 | 2681.7607 | 47007.7549 | 0
21 |  |  |  | Income Taxes Deferred |  |  | 25283477.7743 | 8567047.0875 | 7133358.5568 | 2033365.8143 | 44442.9665 | 4507277.2665 | 21776.598 | 230224.3545 | 6320.5564 | 8760.2975 | 1651213.1573 | 564157.421 | 515533.698 | 0
22 |  |  |  | Investment Tax Credit Adj |  |  | -759402.8313 | -257315.8595 | -214254.2546 | -61073.2341 | -1334.8684 | -135378.493 | -654.0718 | -6914.9121 | -189.8413 | -263.1202 | -49595.0738 | -16944.7711 | -15484.3314 | 0
23 |  |  |  | Misc Revenues & Expense |  |  | -178.9196 | -61.0525 | -50.3442 | -14.4337 | -0.32575 | -31.363 | -0.15361 | -1.6406 | -0.050644 | -0.070828 | -11.8902 | -3.9574 | -3.6371 | 0
24
25 |  |  |  | Total Operating Expenses |  |  | 220970470.2299 | 75100720.8819 | 64572014.8094 | 17931224.6489 | 510325.3835 | 36524977.7424 | 201900.6522 | 1966636.4964 | 66645.5425 | 115053.5457 | 15232650.4999 | 4364998.4145 | 4383321.6126 | 0
26
27 |  |  |  | Operating Revenue For Return |  |  | 113984631.9588 | 38173716.3847 | 36158349.2885 | 9460405.8751 | 359879.292 | 16266661.6938 | 118320.2317 | 946384.4697 | 40132.5608 | 92728.0951 | 8518228.2835 | 1693493.6774 | 2156332.1066 | 0
28
29
30 |  |  |  | Rate Base :
31 |  |  |  | Electric Plant In Service |  |  | 2886962193.6866 | 981335072.2814 | 809214785.9567 | 232001821.3154 | 5235960.1786 | 514820578.626 | 2469024.3658 | 26370428.1677 | 814035.3675 | 1138465.3617 | 191118857.9786 | 63982491.7166 | 58460672.3708 | 0
32 |  |  |  | Plant Held For Future Use |  |  | 1499559.3032 | 511692.6093 | 421944.7944 | 120971.5424 | 2730.1604 | 262859.697 | 1287.411 | 13750.1997 | 424.4584 | 593.6243 | 99654.1445 | 33167.8076 | 30482.8543 | 0
33 |  |  |  | Electric Plant Acquisition Adj |  |  | 0 | 0 | 0 | 0 | 0 | 0 | 0 | 0 | 0 | 0 | 0 | 0 | 0 | 0
34 |  |  |  | Pensions |  |  | 0 | 0 | 0 | 0 | 0 | 0 | 0 | 0 | 0 | 0 | 0 | 0 | 0 | 0
35 |  |  |  | Prepayments |  |  | 3324834.1747 | 1130174.5793 | 931948.7361 | 267189.636 | 6030.1005 | 592908.6589 | 2843.5023 | 30370.0422 | 937.5005 | 1311.1369 | 220105.9363 | 73686.9183 | 67327.4274 | 0
36 |  |  |  | Fuel Stock |  |  | 0 | 0 | 0 | 0 | 0 | 0 | 0 | 0 | 0 | 0 | 0 | 0 | 0 | 0
37 |  |  |  | Materials & Supplies |  |  | 449083.6171 | 152652.0907 | 125877.8295 | 36089.1647 | 814.4825 | 80083.8632 | 384.0704 | 4102.0658 | 126.6277 | 177.0946 | 29729.594 | 9952.8536 | 9093.8805 | 0
38 |  |  |  | Misc Deferred Debits |  |  | 25525632.7193 | 8676649.6325 | 7154817.3233 | 2051285.6154 | 46294.6788 | 4551916.8381 | 21830.3207 | 233158.8591 | 7197.4394 | 10065.9452 | 1689811.5798 | 565713.9917 | 516890.4952 | 0
39 |  |  |  | Cash Working Capital |  |  | 4328593.1161 | 1481369.3891 | 1242000.6253 | 349454.8327 | 9555.1468 | 729516.9051 | 3843.1541 | 39159.0819 | 1293.6241 | 2042.4281 | 294633.1822 | 89217.7129 | 86507.0337 | 0
40 |  |  |  | Weatherization Loans |  |  | 0 | 0 | 0 | 0 | 0 | 0 | 0 | 0 | 0 | 0 | 0 | 0 | 0 | 0
41 |  |  |  | Miscellaneous Rate Base |  |  | 0 | 0 | 0 | 0 | 0 | 0 | 0 | 0 | 0 | 0 | 0 | 0 | 0 | 0
42
43 |  |  |  | Total Rate Base Additions |  |  | 2922089896.617 | 993287610.5824 | 819091375.2653 | 234826812.1067 | 5301384.7475 | 521037864.5884 | 2499212.8243 | 26690968.4164 | 824015.0174 | 1152655.5907 | 193452792.4155 | 64754231.0007 | 59170974.0618 | 0
44
45 |  |  |  | Rate Base Deductions :
46 |  |  |  | Accum Provision For Depreciation |  |  | -775506999.6488 | -263610472.2963 | -217374776.4046 | -62321332.8638 | -1406506.2735 | -138292100.1515 | -663240.006 | -7083738.4908 | -218669.7019 | -305819.4904 | -51339174.3957 | -17187210.8657 | -15703958.7086 | 0
47 |  |  |  | Accum Provision For Amortization |  |  | -36876975.9752 | -12535191.5111 | -10336594.0973 | -2963500.7891 | -66882.1134 | -6576162.5016 | -31538.3544 | -336845.5654 | -10398.1703 | -14542.3126 | -2441277.7591 | -817288.9707 | -746753.8303 | 0
48 |  |  |  | Accum Deferred Income Taxes |  |  | -494708875.934 | -168161149.627 | -138666692.494 | -39755730.8303 | -897231.8507 | -88219714.3224 | -423090.9376 | -4518825.0599 | -139492.7452 | -195086.9274 | -32750044.0786 | -10964021.7619 | -10017795.299 | 0
49 |  |  |  | Unamortized ITC |  |  | -37190.0371 | -12641.6155 | -10424.352 | -2988.661 | -67.4499 | -6631.9699 | -31.8061 | -339.7054 | -10.4865 | -14.6658 | -2462.0043 | -824.2269 | -753.0938 | 0
50 |  |  |  | Customer Advance For Construction |  |  | -11034560.3648 | -5466397.8401 | -229445.7357 | -791920.685 | -109609.6253 | -2012537.2111 | 0 | -145383.8864 | -53575.6391 | -80079.5132 | -2145610.229 | 0 | 0 | 0
51 |  |  |  | Customer Service Deposits |  |  | 0 | 0 | 0 | 0 | 0 | 0 | 0 | 0 | 0 | 0 | 0 | 0 | 0 | 0
52 |  |  |  | Misc Rate Base Deductions |  |  | -28159564.1213 | -9569704.0044 | -7894493.9144 | -2263987.062 | -51227.0468 | -5019479.9547 | -24108.5253 | -257348.8661 | -7946.3511 | -11136.5053 | -1864128.659 | -624376.8541 | -571626.3782 | 0
53 | [19 empty] | 0
54 |  |  |  | Total Rate Base Deductions |  |  | -1346324166.0812 | -459355556.8944 | -374512426.998 | -108099460.8912 | -2531524.3596 | -240126626.1112 | -1142009.6294 | -12342481.5742 | -430093.0941 | -606679.4145 | -90542697.1255 | -29593722.6792 | -27040887.3099 | 0
55 | [19 empty] | 0
56 |  |  |  | Total Rate Base |  |  | 1575765730.5358 | 533932053.688 | 444578948.2673 | 126727351.2155 | 2769860.3879 | 280911238.4772 | 1357203.1949 | 14348486.8422 | 393921.9234 | 545976.1762 | 102910095.29 | 35160508.3215 | 32130086.7519 | 0
57
58
59 |  |  |  | Return On Rate Base |  |  | 7.234% | 7.15% | 8.133% | 7.465% | 12.99% | 5.791% | 8.718% | 6.596% | 10.19% | 16.98% | 8.277% | 4.816% | 6.711%
60
61 |  |  |  | Return On Equity |  |  | 9.091% | 8.928% | 10.84% | 9.541% | 20.28% | 6.289% | 11.97% | 7.852% | 14.83% | 28.03% | 11.12% | 4.397% | 8.077%
Rocky Mountain Power
Cost Of Service By Rate Schedule
State of Utah
2017 Protocol (Non Wgt)
12 Months Ended Dec 2017
|  | A |  | B | C |  | D | E | F | G | H | I | J | K | L | M | N | O | P
|  |  |  | DESCRIPTION | COS Factor |  | Utah Jurisdiction Normalized | Residential Sch 1 | General Large Dist. Sch 6 | General +1 MW Sch 8 | Street & Area Lighting Sch. 7,11,12 | General Trans Sch 9 | General Secondary Sch 22 | Irrigation Sch 10 | Traffic Signals Sch 15 | Outdoor Lighting Sch 15 | General Small Dist. Sch 23 | Industrial Cust 1 | Industrial Cust 2
79 |  |  |  | Total Rate Base |  |  | 1575765730.5358 | 533932053.688 | 444578948.2673 | 126727351.2155 | 2769860.3879 | 280911238.4772 | 1357203.1949 | 14348486.8422 | 393921.9234 | 545976.1762 | 102910095.29 | 35160508.3215 | 32130086.7519 | 0
80
81
82 |  |  |  | Return On Ratebase ($$) | 7.319% |  | 115325128.9113 | 39076736.9338 | 32537276.0218 | 9274759.4597 | 202717.003 | 20558972.7979 | 99329.2533 | 1050118.7218 | 28829.8544 | 39958.2068 | 7531652.5646 | 2573282.358 | 2351495.7362 | 0
83 |  |  |  | Operating & Maintenance Expense |  |  | 103951604.9503 | 35711483.8441 | 29131453.7357 | 8341587.9015 | 206454.0033 | 18142906.1565 | 88858.9524 | 956788.1028 | 29923.4254 | 41423.1404 | 6923712.9489 | 2275466.1692 | 2101546.5702 | 0
84 |  |  |  | Bad Debt to Produce ROR | F80 |  | 0 | 0 | 0 | 0 | 0 | 0 | 0 | 0 | 0 | 0 | 0 | 0 | 0 | 0
85 |  |  |  | Depreciation Expense |  |  | 51774573.4189 | 17599216.0397 | 14512419.094 | 4160709.5173 | 93901.4583 | 9232701.9428 | 44279.3644 | 472925.9918 | 14598.8712 | 20417.1831 | 3427516.417 | 1147456.6497 | 1048430.8897 | 0
86 |  |  |  | Amortization Expense |  |  | -77717.0935 | -26418.0304 | -21784.4663 | -6245.6049 | -140.9547 | -13857.9022 | -66.4674 | -709.9051 | -21.9142 | -30.6481 | -5145.0151 | -1722.3945 | -1573.7905 | 0
87 |  |  |  | Taxes Other Than Income |  |  | 16769014.6255 | 5682008.5904 | 4731128.9624 | 1348609.6092 | 29476.3545 | 2989406.7216 | 14443.1116 | 152694.0084 | 4192.046 | 5810.18 | 1095150.6684 | 374171.7864 | 341922.5867 | 0
88 |  |  |  | Federal Income Taxes |  |  | 21154546.7439 | 6888700.3012 | 8187234.3532 | 1861357.5079 | 121074.7078 | 1586389.4362 | 29284.0963 | 142294.9732 | 10408.1544 | 34278.6805 | 1927846.9106 | 19735.7505 | 345941.8721 | 0
89 |  |  |  | FIT Adj to Produce Target ROR | F101 |  | 0 | 0 | 0 | 0 | 0 | 0 | 0 | 0 | 0 | 0 | 0 | 0 | 0 | 0
90 |  |  |  | State Income Taxes |  |  | 2874551.5614 | 936059.9613 | 1112509.1725 | 252927.5713 | 16452.0419 | 215563.9771 | 3979.2223 | 19335.5236 | 1414.2953 | 4657.9034 | 261962.3769 | 2681.7607 | 47007.7549 | 0
91 |  |  |  | SIT Adj to Produce Target ROR | F101 |  | 0 | 0 | 0 | 0 | 0 | 0 | 0 | 0 | 0 | 0 | 0 | 0 | 0 | 0
92 |  |  |  | Deferred Income Taxes |  |  | 25283477.7743 | 8567047.0875 | 7133358.5568 | 2033365.8143 | 44442.9665 | 4507277.2665 | 21776.598 | 230224.3545 | 6320.5564 | 8760.2975 | 1651213.1573 | 564157.421 | 515533.698 | 0
93 |  |  |  | Investment Tax Credit |  |  | -759402.8313 | -257315.8595 | -214254.2546 | -61073.2341 | -1334.8684 | -135378.493 | -654.0718 | -6914.9121 | -189.8413 | -263.1202 | -49595.0738 | -16944.7711 | -15484.3314 | 0
94 |  |  |  | Misc Revenue & Expenses |  |  | -178.9196 | -61.0525 | -50.3442 | -14.4337 | -0.32575 | -31.363 | -0.15361 | -1.6406 | -0.050644 | -0.070828 | -11.8902 | -3.9574 | -3.6371 | 0
|  |  |  | Total Operating Expenses |  |  | 220970470.2299 | 75100720.8819 | 64572014.8094 | 17931224.6489 | 510325.3835 | 36524977.7424 | 201900.6522 | 1966636.4964 | 66645.5425 | 115053.5457 | 15232650.4999 | 4364998.4145 | 4383321.6126
|  |  |  | Total Op. exp. Adjusted for Taxes |  |  | 116156633.4716 | 39636876.7411 | 30291139.6701 | 9159603.7775 | 105229.9033 | 23221475.1264 | 87549.2301 | 1114464.6373 | 21818.8337 | 7225.2694 | 6919683.8408 | 3119011.5361 | 2472554.9059
97 |  |  |  | Revenue Credits |  |  | -60654879.3217 | -20371847.054 | -17104601.0047 | -4935490.5767 | -123294.4437 | -10773472.0732 | -53857.62 | -560210.8239 | -17506.8356 | -26669.5804 | -4008221.2768 | -1355931.4798 | -1323776.5529 | 0
98
99 |  |  |  | Total Revenue Requirements |  |  | 276472224.3799 | 94365750.5689 | 77758553.4748 | 22155337.8497 | 492260.8431 | 48972980.7956 | 235592.2624 | 2520890.3098 | 70957.5406 | 95609.2347 | 18144113.0639 | 6128078.4708 | 5532099.9656 | 0
100 |  |  |  | Operating Revenues |  |  | 274300222.867 | 92902590.2125 | 83625763.0932 | 22456139.9472 | 746910.2318 | 42018167.363 | 266363.264 | 2352810.1422 | 89271.2678 | 181112.0604 | 19742657.5066 | 4702560.6121 | 5215877.1663 | 0
101
102 |  |  |  | Increase / (Decrease) Required to
103 |  |  |  | Earn Equal Rates of Return |  |  | 2172001.5129 | 1463160.3564 | -5867209.6183 | -300802.0975 | -254649.3887 | 6954813.4326 | -30771.0016 | 168080.1676 | -18313.7272 | -85502.8257 | -1598544.4427 | 1425517.8587 | 316222.7993 | 0
104
105 |  |  |  | Existing Revenues |  |  | 274300222.867 | 92902590.2125 | 83625763.0932 | 22456139.9472 | 746910.2318 | 42018167.363 | 266363.2639 | 2352810.1422 | 89271.2678 | 181112.0604 | 19742657.5066 | 4702560.6121 | 5215877.1663 | 0
106 |  |  |  | check |  |  | 0 | -1.3709e-06 | -1.5199e-06 | -6.6239e-05 | -8.2655e-09 | -1.3262e-06 | 7.5605e-05 | -4.2841e-08 | -1.4261e-09 | -3.3178e-09 | -3.092e-07 | -1.6578e-07 | -1.8999e-07 | 0
107 |  |  |  | Percent Increase / (Decrease)
108 |  |  |  | Over Existing Rates To
109 |  |  |  | Equal Authorized RoE & RoR |  |  | 0.7918% | 1.575% | -7.016% | -1.34% | -34.09% | 16.55% | -11.55% | 7.144% | -20.51% | -47.21% | -8.097% | 30.31% | 6.063%
[5 empty] | 2017 Protocol |  | E: ELECTRIC REVENUES
|  | Transmission - Total - Unbundled |  |  | (Non-Wgt)
|  | A |  | B | C |  | D | E | F | G | H | I | J | K | L | M | N | O | P
|  | FERC ACCT |  | DESCRIPTION | COS Factor |  | Utah Jurisdiction Normalized | Residential Sch 1 | General Large Dist. Sch 6 | General +1 MW Sch 8 | Street & Area Lighting Sch. 7,11,12 | General Trans Sch 9 | General Secondary Sch 22 | Irrigation Sch 10 | Traffic Signals Sch 15 | Outdoor Lighting Sch 15 | General Small Dist. Sch 23 | Industrial Cust 1 | Industrial Cust 2 |  | Func Study Row
122 |  | 440 | Residential Sales |  | A |  | 92902590.2125 | 92902590.2125 | 0 | 0 | 0 | 0 | 0 | 0 | 0 | 0 | 0 | 0 | 0 | 0
123
124 |  | 442 | Commercial & Industrial Sales |  | A |  | 180380339.0945 | 0 | 83625763.0932 | 22456139.9472 | 0 | 42018167.363 | 266363.2639 | 2352810.1422 | 0 | 0 | 19742657.5066 | 4702560.6121 | 5215877.1663 | 0
125 |  |  |  | Interruptible Demand | F10 |  | 0 | 0 | 0 | 0 | 0 | 0 | 0 | 0 | 0 | 0 | 0 | 0 | 0 | 0 | 100
126 |  |  |  | Interruptible Energy | F30 |  | 0 | 0 | 0 | 0 | 0 | 0 | 0 | 0 | 0 | 0 | 0 | 0 | 0 | 0 | 101
127 | [6 empty] | 180380339.0945 | 0 | 83625763.0932 | 22456139.9472 | 0 | 42018167.363 | 266363.2639 | 2352810.1422 | 0 | 0 | 19742657.5066 | 4702560.6121 | 5215877.1663 | 0
128
129 |  | 444 | Public Street & Highway Lighting |  | A |  | 1017293.56 | 0 | 0 | 0 | 746910.2318 | 0 | 0 | 0 | 89271.2678 | 181112.0604 | 0 | 0 | 0 | 0
130
131 |  | 445 | Other Sales to Public Authority |  | A |  | 0 | 0 | 0 | 0 | 0 | 0 | 0 | 0 | 0 | 0 | 0 | 0 | 0 | 0
132
133 |  | 448 | Interdepartmental |  | A | 0 | 0 | 0 | 0 | 0 | 0 | 0 | 0 | 0 | 0 | 0 | 0 | 0 | 0 | 0 | 114
134 |  |  |  | Demand | F10 |  | 0 | 0 | 0 | 0 | 0 | 0 | 0 | 0 | 0 | 0 | 0 | 0 | 0 | 0 | 115
135 | [6 empty] | 0 | 0 | 0 | 0 | 0 | 0 | 0 | 0 | 0 | 0 | 0 | 0 | 0 | 0
136
137 |  | Total Sales to Ultimate Customers |  |  |  |  | 274300222.867 | 92902590.2125 | 83625763.0932 | 22456139.9472 | 746910.2318 | 42018167.363 | 266363.2639 | 2352810.1422 | 89271.2678 | 181112.0604 | 19742657.5066 | 4702560.6121 | 5215877.1663 | 0
138
139
140
141 |  | 447 | Sales for Resale |  | F10 |  | 0 | 0 | 0 | 0 | 0 | 0 | 0 | 0 | 0 | 0 | 0 | 0 | 0 | 0 | 123
142
143
144 |  | 447 | Sales for Resale |  | F11 |  | 0 | 0 | 0 | 0 | 0 | 0 | 0 | 0 | 0 | 0 | 0 | 0 | 0 | 0 | 127
145 |  |  |  | Demand | F10 |  | 0 | 0 | 0 | 0 | 0 | 0 | 0 | 0 | 0 | 0 | 0 | 0 | 0 | 0 | 128
146 |  |  |  | Demand | F10 |  | 0 | 0 | 0 | 0 | 0 | 0 | 0 | 0 | 0 | 0 | 0 | 0 | 0 |  | 129
147 |  |  |  | Energy | F30 |  | 0 | 0 | 0 | 0 | 0 | 0 | 0 | 0 | 0 | 0 | 0 | 0 | 0 | 0 | 130
148 | [6 empty] | 0 | 0 | 0 | 0 | 0 | 0 | 0 | 0 | 0 | 0 | 0 | 0 | 0 | 0
149
150 |  | 449 | Provision for Rate Refund |  | F11 |  | 0 | 0 | 0 | 0 | 0 | 0 | 0 | 0 | 0 | 0 | 0 | 0 | 0 | 0 | 134
151 |  |  |  |  | F10 |  | 0 | 0 | 0 | 0 | 0 | 0 | 0 | 0 | 0 | 0 | 0 | 0 | 0 |  | 135
152
153 |  | State Specific Revenue Credit |  |  | F140T |  | 7795825.9462 | 2646801.1784 | 2251135.9976 | 630674.6724 | 16529.3699 | 1323289.8196 | 6982.9517 | 69932.817 | 2213.2599 | 3593.4001 | 527709.9817 | 160839.5394 | 156122.9584 | 0 | 137
154
155 |  | AGA Revenue |  |  | A | 0 | 0 | 0 | 0 | 0 | 0 | 0 | 0 | 0 | 0 | 0 | 0 | 0 | 0 | 0 | 139
156
157 |  | Total Sales from Electricity |  |  |  |  | 282096048.8132 | 95549391.391 | 85876899.0908 | 23086814.6196 | 763439.6017 | 43341457.1826 | 273346.2156 | 2422742.9593 | 91484.5277 | 184705.4605 | 20270367.4883 | 4863400.1515 | 5372000.1247 | 0
158
159 |  | Other Electric Operating Revenues
160 |  | 450 | Forfeited Discounts & Interest |  | A | 0 | 0 | 0 | 0 | 0 | 0 | 0 | 0 | 0 | 0 | 0 | 0 | 0 | 0 | 0 | 145
161 |  |  |  | Customers | F40 |  | 0 | 0 | 0 | 0 | 0 | 0 | 0 | 0 | 0 | 0 | 0 | 0 | 0 | 0 | 146
162 | [6 empty] | 0 | 0 | 0 | 0 | 0 | 0 | 0 | 0 | 0 | 0 | 0 | 0 | 0 | 0
163
164 |  | 451 | Misc Electric Revenue |  | A | 0 | 0 | 0 | 0 | 0 | 0 | 0 | 0 | 0 | 0 | 0 | 0 | 0 | 0 | 0 | 150
165 |  |  |  | Demand | F10 |  | 0 | 0 | 0 | 0 | 0 | 0 | 0 | 0 | 0 | 0 | 0 | 0 | 0 | 0 | 151
166 |  |  |  | Customer | F40 |  | 0 | 0 | 0 | 0 | 0 | 0 | 0 | 0 | 0 | 0 | 0 | 0 | 0 | 0 | 152
167 | [6 empty] | 0 | 0 | 0 | 0 | 0 | 0 | 0 | 0 | 0 | 0 | 0 | 0 | 0 | 0
168
169 |  | 453 | Water Sales |  | F10 |  | 0 | 0 | 0 | 0 | 0 | 0 | 0 | 0 | 0 | 0 | 0 | 0 | 0 | 0 | 156
170
171 |  | 454 | Rent of Electric Property |  | A | 0 | 0 | 0 | 0 | 0 | 0 | 0 | 0 | 0 | 0 | 0 | 0 | 0 | 0 | 0 | 160
172 |  |  |  | Demand | F10 |  | 2532905.8897 | 864300.0788 | 712707.0284 | 204333.0541 | 4611.5144 | 443996.3617 | 2174.5661 | 23225.4648 | 716.9527 | 1002.6909 | 168325.8335 | 56023.7497 | 51488.5946 | 0 | 161
173 |  |  |  | Demand | F10 |  | 0 | 0 | 0 | 0 | 0 | 0 | 0 | 0 | 0 | 0 | 0 | 0 | 0 | 0 | 162
174 |  |  |  | System Overhead | F102T |  | 229397.2774 | 77976.5119 | 64299.8993 | 18434.7765 | 416.0474 | 40907.7942 | 196.1877 | 2095.3842 | 64.6829 | 90.462 | 15186.2318 | 5084.0365 | 4645.2628 | 0 | 163
175 | [6 empty] | 2762303.1671 | 942276.5907 | 777006.9278 | 222767.8307 | 5027.5618 | 484904.1558 | 2370.7538 | 25320.849 | 781.6356 | 1093.1529 | 183512.0653 | 61107.7863 | 56133.8574 | 0
176
177 |  | 456 | Other Electric Revenue |  | A | 0 | 0 | 0 | 0 | 0 | 0 | 0 | 0 | 0 | 0 | 0 | 0 | 0 | 0 | 0 | 167
178 |  |  |  | Customer | F40 |  | 0 | 0 | 0 | 0 | 0 | 0 | 0 | 0 | 0 | 0 | 0 | 0 | 0 | 0 | 168
179 |  |  |  | Energy | F30 |  | 6162775.7455 | 1791238.1173 | 1714351.5698 | 537833.0207 | 21749.4811 | 1264034.6785 | 6785.4463 | 62104.853 | 2076.1911 | 4591.0688 | 377339.6791 | 162236.2496 | 218435.3904 | 0 | 169
180 |  |  |  | Demand | F10 |  | 0 | 0 | 0 | 0 | 0 | 0 | 0 | 0 | 0 | 0 | 0 | 0 | 0 | 0 | 170
181 |  |  |  | Demand | F10 |  | 43933974.4628 | 14991531.1676 | 12362106.5094 | 3544215.053 | 79988.031 | 7701243.4192 | 37718.4682 | 402852.3049 | 12435.7489 | 17391.9586 | 2919659.5506 | 971747.9045 | 893084.3467 | 0 | 171
182 | [6 empty] | 50096750.2084 | 16782769.2849 | 14076458.0793 | 4082048.0737 | 101737.5121 | 8965278.0977 | 44503.9145 | 464957.1579 | 14511.94 | 21983.0274 | 3296999.2297 | 1133984.1541 | 1111519.7371 | 0
183 | [19 empty] | 0
184 |  | Total Other Electric Operating Revenues |  |  |  |  | 52859053.3755 | 17725045.8756 | 14853465.0071 | 4304815.9043 | 106765.0739 | 9450182.2536 | 46874.6683 | 490278.0069 | 15293.5757 | 23076.1803 | 3480511.295 | 1195091.9404 | 1167653.5945 | 0
185 | [19 empty] | 0
186 |  | Total Electric Operating Revenues |  |  |  |  | 334955102.1887 | 113274437.2666 | 100730364.0979 | 27391630.5239 | 870204.6755 | 52791639.4362 | 320220.8839 | 2913020.9661 | 106778.1034 | 207781.6408 | 23750878.7833 | 6058492.0919 | 6539653.7192 | 0
187
188 |  | Miscellaneous Revenues
189 |  | 41160 | Gain on Sale of Utility Plant - CR |  | F10 |  | 0 | 0 | 0 | 0 | 0 | 0 | 0 | 0 | 0 | 0 | 0 | 0 | 0 | 0 | 185
190 |  | 41170 | Loss on Sale of Utility Plant |  | F10 |  | 0 | 0 | 0 | 0 | 0 | 0 | 0 | 0 | 0 | 0 | 0 | 0 | 0 | 0 | 190
191 |  | 4118 | Gain from Emission Allowances |  | F30 |  | 0 | 0 | 0 | 0 | 0 | 0 | 0 | 0 | 0 | 0 | 0 | 0 | 0 | 0 | 193
192 |  | 41181 | Gain from Disposition of NOX Credits |  | F10 |  | 0 | 0 | 0 | 0 | 0 | 0 | 0 | 0 | 0 | 0 | 0 | 0 | 0 | 0 | 196
193 |  | 4194 | Impact Housing Interest Income |  | F10 |  | 0 | 0 | 0 | 0 | 0 | 0 | 0 | 0 | 0 | 0 | 0 | 0 | 0 | 0 | 200
194 |  | 421 | (Gain)/Loss on Sale of Utility Plant |  | F10 |  | -178.9196 | -61.0525 | -50.3442 | -14.4337 | -0.32575 | -31.363 | -0.15361 | -1.6406 | -0.050644 | -0.070828 | -11.8902 | -3.9574 | -3.6371 | 0 | 210
195
196 |  | Total Miscellaneous Revenues |  |  |  |  | -178.9196 | -61.0525 | -50.3442 | -14.4337 | -0.32575 | -31.363 | -0.15361 | -1.6406 | -0.050644 | -0.070828 | -11.8902 | -3.9574 | -3.6371 | 0
197
198 |  | Miscellaneous Expenses
199 |  | 4311 | Interest on Customer Deposits |  | F80 |  | 0 | 0 | 0 | 0 | 0 | 0 | 0 | 0 | 0 | 0 | 0 | 0 | 0 | 0 | 216
200
201 |  | DFA | Divergence Fairness Adjustment
202 |  |  |  | Production | F105 |  | 0 | 0 | 0 | 0 | 0 | 0 | 0 | 0 | 0 | 0 | 0 | 0 | 0 | 0 | 220
203 |  |  |  | Transmission | F105 |  | 0 | 0 | 0 | 0 | 0 | 0 | 0 | 0 | 0 | 0 | 0 | 0 | 0 | 0 | 221
204 |  |  |  | Distribution | F105 |  | 0 | 0 | 0 | 0 | 0 | 0 | 0 | 0 | 0 | 0 | 0 | 0 | 0 | 0 | 222
205 | [6 empty] | 0 | 0 | 0 | 0 | 0 | 0 | 0 | 0 | 0 | 0 | 0 | 0 | 0 | 0
206
207 |  | Net Miscellaneous Revenues And Expense |  |  |  |  | -178.9196 | -61.0525 | -50.3442 | -14.4337 | -0.32575 | -31.363 | -0.15361 | -1.6406 | -0.050644 | -0.070828 | -11.8902 | -3.9574 | -3.6371 | 0
208
209 |  | Distribution - METER - Unbundled
210 | [6 empty] | E: STEAM POWER GENERATION
211
212 |  | A |  | B | C |  | D | E | F | G | H | I | J | K | L | M | N | O | P
213 |  | FERC ACCT |  | DESCRIPTION | COS Factor |  | Utah Jurisdiction Normalized | Residential Sch 1 | General Large Dist. Sch 6 | General +1 MW Sch 8 | Street & Area Lighting Sch. 7,11,12 | General Trans Sch 9 | General Secondary Sch 22 | Irrigation Sch 10 | Traffic Signals Sch 15 | Outdoor Lighting Sch 15 | General Small Dist. Sch 23 | Industrial Cust 1 | Industrial Cust 2
214 |  | 500 | Operation Suprvn & Engineering |  | F10 |  | 0 | 0 | 0 | 0 | 0 | 0 | 0 | 0 | 0 | 0 | 0 | 0 | 0 | 0 | 231
215 |  |  |  | Cholla | F10 |  | 0 | 0 | 0 | 0 | 0 | 0 | 0 | 0 | 0 | 0 | 0 | 0 | 0 | 0 | 232
216 |  |  |  | Total 500 |  |  | 0 | 0 | 0 | 0 | 0 | 0 | 0 | 0 | 0 | 0 | 0 | 0 | 0 | 0
217
218 |  | 501 | Fuel Related |  | F30 |  | 0 | 0 | 0 | 0 | 0 | 0 | 0 | 0 | 0 | 0 | 0 | 0 | 0 | 0 | 243
219 |  |  |  | System Energy - Non NPC | F30 |  | 0 | 0 | 0 | 0 | 0 | 0 | 0 | 0 | 0 | 0 | 0 | 0 | 0 | 0 | 236
220 |  |  |  | System Energy - Non NPC | F30 |  | 0 | 0 | 0 | 0 | 0 | 0 | 0 | 0 | 0 | 0 | 0 | 0 | 0 | 0 | 239
221 |  |  |  | Cholla - Non NPC | F30 |  | 0 | 0 | 0 | 0 | 0 | 0 | 0 | 0 | 0 | 0 | 0 | 0 | 0 | 0 | 240
222 |  |  |  | Cholla | F30 |  | 0 | 0 | 0 | 0 | 0 | 0 | 0 | 0 | 0 | 0 | 0 | 0 | 0 | 0 | 246
223 |  |  |  | Total 501 |  |  | 0 | 0 | 0 | 0 | 0 | 0 | 0 | 0 | 0 | 0 | 0 | 0 | 0 | 0
224
225 |  | 502 | Steam Expenses |  | F10 |  | 0 | 0 | 0 | 0 | 0 | 0 | 0 | 0 | 0 | 0 | 0 | 0 | 0 | 0 | 250
226 |  |  |  | Cholla | F10 |  | 0 | 0 | 0 | 0 | 0 | 0 | 0 | 0 | 0 | 0 | 0 | 0 | 0 | 0 | 251
227 |  |  |  | Total 502 |  |  | 0 | 0 | 0 | 0 | 0 | 0 | 0 | 0 | 0 | 0 | 0 | 0 | 0 | 0
228
229 |  | 503 | Steam From Other Sources |  | F30 |  | 0 | 0 | 0 | 0 | 0 | 0 | 0 | 0 | 0 | 0 | 0 | 0 | 0 | 0 | 258
230 |  |  |  | System Energy - Non NPC | F30 |  | 0 | 0 | 0 | 0 | 0 | 0 | 0 | 0 | 0 | 0 | 0 | 0 | 0 | 0 | 255
231 |  |  |  | Total 503 |  |  | 0 | 0 | 0 | 0 | 0 | 0 | 0 | 0 | 0 | 0 | 0 | 0 | 0 | 0
232
233 |  | 505 | Electric Expenses |  | F10 |  | 0 | 0 | 0 | 0 | 0 | 0 | 0 | 0 | 0 | 0 | 0 | 0 | 0 | 0 | 262
234 |  |  |  | Cholla | F10 |  | 0 | 0 | 0 | 0 | 0 | 0 | 0 | 0 | 0 | 0 | 0 | 0 | 0 | 0 | 263
235 |  |  |  | Total 505 |  |  | 0 | 0 | 0 | 0 | 0 | 0 | 0 | 0 | 0 | 0 | 0 | 0 | 0 | 0
236
237 |  | 506 | Misc. Steam Expense |  | F10 |  | 0 | 0 | 0 | 0 | 0 | 0 | 0 | 0 | 0 | 0 | 0 | 0 | 0 | 0 | 267
238 |  |  |  | System Energy | F30 |  | 0 | 0 | 0 | 0 | 0 | 0 | 0 | 0 | 0 | 0 | 0 | 0 | 0 | 0 | 268
239 |  |  |  | Cholla | F10 |  | 0 | 0 | 0 | 0 | 0 | 0 | 0 | 0 | 0 | 0 | 0 | 0 | 0 | 0 | 269
240 |  |  |  | Total 506 |  |  | 0 | 0 | 0 | 0 | 0 | 0 | 0 | 0 | 0 | 0 | 0 | 0 | 0 | 0
241
242 |  | 507 | Rents |  | F10 |  | 0 | 0 | 0 | 0 | 0 | 0 | 0 | 0 | 0 | 0 | 0 | 0 | 0 | 0 | 273
243 |  |  |  | Cholla | F10 |  | 0 | 0 | 0 | 0 | 0 | 0 | 0 | 0 | 0 | 0 | 0 | 0 | 0 | 0 | 274
244 |  |  |  | Total 507 |  |  | 0 | 0 | 0 | 0 | 0 | 0 | 0 | 0 | 0 | 0 | 0 | 0 | 0 | 0
245
246 |  | 510 | Maint Supervision & Engineering |  | F10 |  | 0 | 0 | 0 | 0 | 0 | 0 | 0 | 0 | 0 | 0 | 0 | 0 | 0 | 0 | 278
247 |  |  |  | Cholla | F10 |  | 0 | 0 | 0 | 0 | 0 | 0 | 0 | 0 | 0 | 0 | 0 | 0 | 0 | 0 | 279
248 |  |  |  | Total 510 |  |  | 0 | 0 | 0 | 0 | 0 | 0 | 0 | 0 | 0 | 0 | 0 | 0 | 0 | 0
249
250 |  | 511 | Maintenance of Structures |  | F10 |  | 0 | 0 | 0 | 0 | 0 | 0 | 0 | 0 | 0 | 0 | 0 | 0 | 0 | 0 | 283
251 |  |  |  | Cholla | F10 |  | 0 | 0 | 0 | 0 | 0 | 0 | 0 | 0 | 0 | 0 | 0 | 0 | 0 | 0 | 284
252 |  |  |  | Total 511 |  |  | 0 | 0 | 0 | 0 | 0 | 0 | 0 | 0 | 0 | 0 | 0 | 0 | 0 | 0
253
254 |  | 512 | Maintenance of Boiler Plant |  | F10 |  | 0 | 0 | 0 | 0 | 0 | 0 | 0 | 0 | 0 | 0 | 0 | 0 | 0 | 0 | 288
255 |  |  |  | Cholla | F10 |  | 0 | 0 | 0 | 0 | 0 | 0 | 0 | 0 | 0 | 0 | 0 | 0 | 0 | 0 | 289
256 |  |  |  | Total 512 |  |  | 0 | 0 | 0 | 0 | 0 | 0 | 0 | 0 | 0 | 0 | 0 | 0 | 0 | 0
257
258 |  | 513 | Maintenance of Electric Plant |  | F10 |  | 0 | 0 | 0 | 0 | 0 | 0 | 0 | 0 | 0 | 0 | 0 | 0 | 0 | 0 | 293
259 |  |  |  | Cholla | F10 |  | 0 | 0 | 0 | 0 | 0 | 0 | 0 | 0 | 0 | 0 | 0 | 0 | 0 | 0 | 294
260 |  |  |  | Total 513 |  |  | 0 | 0 | 0 | 0 | 0 | 0 | 0 | 0 | 0 | 0 | 0 | 0 | 0 | 0
261
262 |  | 514 | Maint of Misc. Steam Plant |  | F10 |  | 0 | 0 | 0 | 0 | 0 | 0 | 0 | 0 | 0 | 0 | 0 | 0 | 0 | 0 | 298
263 |  |  |  | Cholla | F10 |  | 0 | 0 | 0 | 0 | 0 | 0 | 0 | 0 | 0 | 0 | 0 | 0 | 0 | 0 | 299
264 |  |  |  | Total 514 |  |  | 0 | 0 | 0 | 0 | 0 | 0 | 0 | 0 | 0 | 0 | 0 | 0 | 0 | 0
265
266 |  | Total Steam Power Generation |  |  |  |  | 0 | 0 | 0 | 0 | 0 | 0 | 0 | 0 | 0 | 0 | 0 | 0 | 0 | 0
267
268
269 | [6 empty] | D: NUCLEAR POWER GENERATION
270
271
272 |  | 517 | Operation Super & Engineering |  | F10 |  | 0 | 0 | 0 | 0 | 0 | 0 | 0 | 0 | 0 | 0 | 0 | 0 | 0 | 0 | 305
273
274 |  | 518 | Nuclear Fuel Expense |  | F30 |  | 0 | 0 | 0 | 0 | 0 | 0 | 0 | 0 | 0 | 0 | 0 | 0 | 0 | 0 | 309
275
276 |  | 519 | Coolants and Water |  | F10 |  | 0 | 0 | 0 | 0 | 0 | 0 | 0 | 0 | 0 | 0 | 0 | 0 | 0 | 0 | 314
277
278 |  | 520 | Steam Expenses |  | F10 |  | 0 | 0 | 0 | 0 | 0 | 0 | 0 | 0 | 0 | 0 | 0 | 0 | 0 | 0 | 318
279
280 |  | 523 | Electric Expenses |  | F10 |  | 0 | 0 | 0 | 0 | 0 | 0 | 0 | 0 | 0 | 0 | 0 | 0 | 0 | 0 | 322
281
282 |  | 524 | Misc. Nuclear Expenses |  | F10 |  | 0 | 0 | 0 | 0 | 0 | 0 | 0 | 0 | 0 | 0 | 0 | 0 | 0 | 0 | 326
283
284 |  | 528 | Maint Supervision & Eng |  | F10 |  | 0 | 0 | 0 | 0 | 0 | 0 | 0 | 0 | 0 | 0 | 0 | 0 | 0 | 0 | 330
285
286 |  | 529 | Maintenance of Structures |  | F10 |  | 0 | 0 | 0 | 0 | 0 | 0 | 0 | 0 | 0 | 0 | 0 | 0 | 0 | 0 | 334
287
288 |  | 530 | Maintenance of Reactor Plant |  | F10 |  | 0 | 0 | 0 | 0 | 0 | 0 | 0 | 0 | 0 | 0 | 0 | 0 | 0 | 0 | 338
289
290 |  | 531 | Maintenance of Electric Plant |  | F10 |  | 0 | 0 | 0 | 0 | 0 | 0 | 0 | 0 | 0 | 0 | 0 | 0 | 0 | 0 | 342
291
292 |  | 532 | Maintenance of Misc Nuclear |  | F10 |  | 0 | 0 | 0 | 0 | 0 | 0 | 0 | 0 | 0 | 0 | 0 | 0 | 0 | 0 | 346
293
294 |  | Total Nuclear Power Generation |  |  |  |  | 0 | 0 | 0 | 0 | 0 | 0 | 0 | 0 | 0 | 0 | 0 | 0 | 0 | 0
295
296
297
298 |  | Distribution - METER - Unbundled |  |  |  |  | D: HYDRAULIC POWER GENERATION
299
300 |  | A |  | B | C |  | D | E | F | G | H | I | J | K | L | M | N | O | P
301 |  | FERC ACCT |  | DESCRIPTION | COS Factor |  | Utah Jurisdiction Normalized | Residential Sch 1 | General Large Dist. Sch 6 | General +1 MW Sch 8 | Street & Area Lighting Sch. 7,11,12 | General Trans Sch 9 | General Secondary Sch 22 | Irrigation Sch 10 | Traffic Signals Sch 15 | Outdoor Lighting Sch 15 | General Small Dist. Sch 23 | Industrial Cust 1 | Industrial Cust 2
302 |  | 535 | Operation Super & Engineering |  | F10 |  | 0 | 0 | 0 | 0 | 0 | 0 | 0 | 0 | 0 | 0 | 0 | 0 | 0 | 0 | 355
303
304 |  | 536 | Water For Power |  | F10 |  | 0 | 0 | 0 | 0 | 0 | 0 | 0 | 0 | 0 | 0 | 0 | 0 | 0 | 0 | 360
305
306 |  | 537 | Hydraulic Expenses |  | F10 |  | 0 | 0 | 0 | 0 | 0 | 0 | 0 | 0 | 0 | 0 | 0 | 0 | 0 | 0 | 365
307
308 |  | 538 | Electric Expenses |  | F10 |  | 0 | 0 | 0 | 0 | 0 | 0 | 0 | 0 | 0 | 0 | 0 | 0 | 0 | 0 | 369
309
310 |  | 539 | Misc. Hydro Expenses |  | F10 |  | 0 | 0 | 0 | 0 | 0 | 0 | 0 | 0 | 0 | 0 | 0 | 0 | 0 | 0 | 374
311
312 |  | 540 | Rents (Hydro Generation) |  | F10 |  | 0 | 0 | 0 | 0 | 0 | 0 | 0 | 0 | 0 | 0 | 0 | 0 | 0 | 0 | 379
313
314 |  | 541 | Maint Supervision & Engineering |  | F10 |  | 0 | 0 | 0 | 0 | 0 | 0 | 0 | 0 | 0 | 0 | 0 | 0 | 0 | 0 | 383
315
316 |  | 542 | Maintenance of Structures |  | F10 |  | 0 | 0 | 0 | 0 | 0 | 0 | 0 | 0 | 0 | 0 | 0 | 0 | 0 | 0 | 388
317
318 |  | 543 | Maint of Dams & Waterways |  | F10 |  | 0 | 0 | 0 | 0 | 0 | 0 | 0 | 0 | 0 | 0 | 0 | 0 | 0 | 0 | 393
319
320 |  | 544 | Maintenance of Electric Plant |  | F10 |  | 0 | 0 | 0 | 0 | 0 | 0 | 0 | 0 | 0 | 0 | 0 | 0 | 0 | 0 | 398
321
322 |  | 545 | Maint of Misc. Hydro Plant |  | F10 |  | 0 | 0 | 0 | 0 | 0 | 0 | 0 | 0 | 0 | 0 | 0 | 0 | 0 | 0 | 403
323
324 |  | Total Hydraulic Power Generation |  |  |  |  | 0 | 0 | 0 | 0 | 0 | 0 | 0 | 0 | 0 | 0 | 0 | 0 | 0 | 0
325
326
327 | [6 empty] | D: OTHER POWER GENERATION
328
329
330 |  | 546 | Operation Super & Engineering |  | F10 |  | 0 | 0 | 0 | 0 | 0 | 0 | 0 | 0 | 0 | 0 | 0 | 0 | 0 | 0 | 409
331
332 |  | 547 | Fuel |  | F30 |  | 0 | 0 | 0 | 0 | 0 | 0 | 0 | 0 | 0 | 0 | 0 | 0 | 0 | 0 | 413
333 |  |  |  | Simple Cycle Combustion Turbine | F30 |  | 0 | 0 | 0 | 0 | 0 | 0 | 0 | 0 | 0 | 0 | 0 | 0 | 0 | 0 | 414
334 |  |  |  | Total 547 |  |  | 0 | 0 | 0 | 0 | 0 | 0 | 0 | 0 | 0 | 0 | 0 | 0 | 0 | 0
335
336 |  | 548 | Generation Expense |  | F10 |  | 0 | 0 | 0 | 0 | 0 | 0 | 0 | 0 | 0 | 0 | 0 | 0 | 0 | 0 | 418
337 |  |  |  | Simple Cycle Combustion Turbine | F10 |  | 0 | 0 | 0 | 0 | 0 | 0 | 0 | 0 | 0 | 0 | 0 | 0 | 0 | 0 | 419
338 |  |  |  | Total 548 |  |  | 0 | 0 | 0 | 0 | 0 | 0 | 0 | 0 | 0 | 0 | 0 | 0 | 0 | 0
339
340 |  | 549 | Miscellaneous Other |  | F10 |  | 0 | 0 | 0 | 0 | 0 | 0 | 0 | 0 | 0 | 0 | 0 | 0 | 0 | 0 | 423
341 |  |  |  | Wind Generation | F10 |  | 0 | 0 | 0 | 0 | 0 | 0 | 0 | 0 | 0 | 0 | 0 | 0 | 0 | 0 | 424
342
343 |  | 550 | Maint Supervision & Engineering
344 |  |  |  | System Generation | F10 |  | 0 | 0 | 0 | 0 | 0 | 0 | 0 | 0 | 0 | 0 | 0 | 0 | 0 | 0 | 429
345 |  |  |  | Wind Generation | F10 |  | 0 | 0 | 0 | 0 | 0 | 0 | 0 | 0 | 0 | 0 | 0 | 0 | 0 | 0 | 430
346 |  |  |  | Total 550 |  |  | 0 | 0 | 0 | 0 | 0 | 0 | 0 | 0 | 0 | 0 | 0 | 0 | 0 | 0
347
348 |  | 551 | Maint Supervision & Engineering |  | F10 |  | 0 | 0 | 0 | 0 | 0 | 0 | 0 | 0 | 0 | 0 | 0 | 0 | 0 | 0 | 434
349
350 |  | 552 | Maintenance of Structures |  | F10 |  | 0 | 0 | 0 | 0 | 0 | 0 | 0 | 0 | 0 | 0 | 0 | 0 | 0 | 0 | 440
351
352 |  | 553 | Maint of Generation & Elect Plant |  | F10 |  | 0 | 0 | 0 | 0 | 0 | 0 | 0 | 0 | 0 | 0 | 0 | 0 | 0 | 0 | 444
353 |  |  |  | Simple Cycle Combustion Turbine | F10 |  | 0 | 0 | 0 | 0 | 0 | 0 | 0 | 0 | 0 | 0 | 0 | 0 | 0 | 0 | 445
354 |  |  |  | Wind Generation | F10 |  | 0 | 0 | 0 | 0 | 0 | 0 | 0 | 0 | 0 | 0 | 0 | 0 | 0 | 0 | 446
355 |  |  |  | Total 553 |  |  | 0 | 0 | 0 | 0 | 0 | 0 | 0 | 0 | 0 | 0 | 0 | 0 | 0 | 0
356
357 |  | 554 | Maintenance of Misc. Other |  | F10 |  | 0 | 0 | 0 | 0 | 0 | 0 | 0 | 0 | 0 | 0 | 0 | 0 | 0 | 0 | 450
358 |  |  |  | Simple Cycle Combustion Turbine | F10 |  | 0 | 0 | 0 | 0 | 0 | 0 | 0 | 0 | 0 | 0 | 0 | 0 | 0 | 0 | 451
359 |  |  |  | Wind Generation | F10 |  | 0 | 0 | 0 | 0 | 0 | 0 | 0 | 0 | 0 | 0 | 0 | 0 | 0 | 0 | 452
360 |  |  |  | Total 554 |  |  | 0 | 0 | 0 | 0 | 0 | 0 | 0 | 0 | 0 | 0 | 0 | 0 | 0 | 0
361
362 |  | Total Other Power Generation |  |  |  |  | 0 | 0 | 0 | 0 | 0 | 0 | 0 | 0 | 0 | 0 | 0 | 0 | 0 | 0
363
364
365 | [6 empty] | D: OTHER POWER SUPPLY
366
367
368 |  | 555 | Purchased Power |  | F10 |  | 0 | 0 | 0 | 0 | 0 | 0 | 0 | 0 | 0 | 0 | 0 | 0 | 0 | 0 | 458
369 |  |  |  | Demand | F10 |  | 0 | 0 | 0 | 0 | 0 | 0 | 0 | 0 | 0 | 0 | 0 | 0 | 0 | 0 | 459
370 |  |  |  | Energy | F30 |  | 0 | 0 | 0 | 0 | 0 | 0 | 0 | 0 | 0 | 0 | 0 | 0 | 0 | 0 | 460
371 |  |  |  | Seasonal Contracts | F10 |  | 0 | 0 | 0 | 0 | 0 | 0 | 0 | 0 | 0 | 0 | 0 | 0 | 0 | 0 | 461
372 |  |  |  | Demand | F10 |  | 0 | 0 | 0 | 0 | 0 | 0 | 0 | 0 | 0 | 0 | 0 | 0 | 0 | 0 | 462
373 |  |  |  | Total 555 |  |  | 0 | 0 | 0 | 0 | 0 | 0 | 0 | 0 | 0 | 0 | 0 | 0 | 0 | 0
374
375
376 |  | 556 | System Control & Load Dispatch |  | F10 |  | 0 | 0 | 0 | 0 | 0 | 0 | 0 | 0 | 0 | 0 | 0 | 0 | 0 | 0 | 466
377
378 |  | 557 | Other Expenses |  | F10 |  | 0 | 0 | 0 | 0 | 0 | 0 | 0 | 0 | 0 | 0 | 0 | 0 | 0 | 0 | 470
379 |  |  |  | Demand | F10 |  | 0 | 0 | 0 | 0 | 0 | 0 | 0 | 0 | 0 | 0 | 0 | 0 | 0 | 0 | 471
380 |  |  |  | Demand | F10 |  | 0 | 0 | 0 | 0 | 0 | 0 | 0 | 0 | 0 | 0 | 0 | 0 | 0 | 0 | 472
381 |  |  |  | Energy | F30 |  | 0 | 0 | 0 | 0 | 0 | 0 | 0 | 0 | 0 | 0 | 0 | 0 | 0 | 0 | 473
382 |  |  |  | Demand | F10 |  | 0 | 0 | 0 | 0 | 0 | 0 | 0 | 0 | 0 | 0 | 0 | 0 | 0 | 0 | 474
383 |  |  |  | Demand | F10 |  | 0 | 0 | 0 | 0 | 0 | 0 | 0 | 0 | 0 | 0 | 0 | 0 | 0 | 0 | 475
384 | [6 empty] | 0 | 0 | 0 | 0 | 0 | 0 | 0 | 0 | 0 | 0 | 0 | 0 | 0 | 0
385
386 |  | 2017 Protocol Adjustment |  | Embedded Cost Differentials
387 |  |  |  | Company Owned Hydro | F10 |  | 0 | 0 | 0 | 0 | 0 | 0 | 0 | 0 | 0 | 0 | 0 | 0 | 0 | 0 | 479
388 |  |  |  | Company Owned Hydro | F10 |  | 0 | 0 | 0 | 0 | 0 | 0 | 0 | 0 | 0 | 0 | 0 | 0 | 0 | 0 | 480
389 |  |  |  | Mid-C Contract | F10 |  | 0 | 0 | 0 | 0 | 0 | 0 | 0 | 0 | 0 | 0 | 0 | 0 | 0 | 0 | 481
390 |  |  |  | Baseline ECD | F10 |  | 0 | 0 | 0 | 0 | 0 | 0 | 0 | 0 | 0 | 0 | 0 | 0 | 0 | 0 | 491
391 |  |  |  | Equalization Adj. | F10 |  | 0 | 0 | 0 | 0 | 0 | 0 | 0 | 0 | 0 | 0 | 0 | 0 | 0 | 0 | 492
392 | [6 empty] | 0 | 0 | 0 | 0 | 0 | 0 | 0 | 0 | 0 | 0 | 0 | 0 | 0 | 0
393
394 |  | Total Other Power Supply |  |  |  |  | 0 | 0 | 0 | 0 | 0 | 0 | 0 | 0 | 0 | 0 | 0 | 0 | 0 | 0
395
396 |  | TOTAL PRODUCTION EXPENSE |  |  |  |  | 0 | 0 | 0 | 0 | 0 | 0 | 0 | 0 | 0 | 0 | 0 | 0 | 0 | 0
397
398 |  | Distribution - METER - Unbundled |  |  |  |  | D: TRANSMISSION EXPENSE
399
400
401 |  | A |  | B | C |  | D | E | F | G | H | I | J | K | L | M | N | O | P
402 |  | FERC ACCT |  | DESCRIPTION | COS Factor |  | Utah Jurisdiction Normalized | Residential Sch 1 | General Large Dist. Sch 6 | General +1 MW Sch 8 | Street & Area Lighting Sch. 7,11,12 | General Trans Sch 9 | General Secondary Sch 22 | Irrigation Sch 10 | Traffic Signals Sch 15 | Outdoor Lighting Sch 15 | General Small Dist. Sch 23 | Industrial Cust 1 | Industrial Cust 2
403 |  | 560 | Operation Supervision & Eng |  | F106 |  | 2761580.4262 | 938713.8824 | 774069.0972 | 221925.5548 | 5008.5528 | 492465.1459 | 2361.7901 | 25225.1119 | 778.6803 | 1089.0197 | 182818.2139 | 61203.7595 | 55921.6177 | 0 | 500
404
405 |  | 561 | Load Dispatching |  | F106 |  | 8653318.5685 | 2941428.101 | 2425519.2527 | 695396.1964 | 15694.1302 | 1543122.826 | 7400.5891 | 79042.0323 | 2439.9683 | 3412.4063 | 572854.6705 | 191779.9039 | 175228.4916 | 0 | 504
406
407 |  | 562 | Station Expense |  | F106 |  | 1484936.9211 | 504758.3945 | 416226.7993 | 119332.1936 | 2693.1625 | 264804.7729 | 1269.9646 | 13563.8635 | 418.7063 | 585.5798 | 98303.679 | 32910.04 | 30069.7651 | 0 | 508
408
409 |  | 563 | Overhead Line Expense |  | F106 |  | 219759.9685 | 74700.6067 | 61598.5683 | 17660.3051 | 398.5687 | 39189.199 | 187.9456 | 2007.3541 | 61.9655 | 86.6616 | 14548.2364 | 4870.4489 | 4450.1086 | 0 | 512
410
411 |  | 564 | Underground Line Expense |  | F106 |  | 0 | 0 | 0 | 0 | 0 | 0 | 0 | 0 | 0 | 0 | 0 | 0 | 0 | 0 | 516
412
413 |  | 565 | Transm of Electricity by Others |  | F10 |  | 57531571.3754 | 19631420.9207 | 16188187.4266 | 4641152.1785 | 104744.3846 | 10084783.8346 | 49392.3614 | 527535.385 | 16284.6222 | 22774.7824 | 3823296.2959 | 1272504.5847 | 1169494.5988 | 0 | 520
414 |  |  | Energy |  | F30 |  | 949690.4348 | 276031.739 | 264183.4386 | 82880.6525 | 3351.6186 | 194789.1166 | 1045.6446 | 9570.4253 | 319.9433 | 707.4887 | 58148.4543 | 25000.7822 | 33661.1309 | 0 | 521
415 | [6 empty] | 58481261.8101 | 19907452.6597 | 16452370.8651 | 4724032.8311 | 108096.0032 | 10279572.9512 | 50438.0061 | 537105.8103 | 16604.5655 | 23482.2711 | 3881444.7502 | 1297505.3669 | 1203155.7296 | 0
416
417 |  | 566 | Misc. Transmission Expense |  | F106 |  | 1021960.1021 | 347383.7394 | 286454.7149 | 82126.5463 | 1853.4825 | 182243.3727 | 874.0123 | 9334.8931 | 288.1612 | 403.0064 | 67654.3471 | 22649.2771 | 20694.5492 | 0 | 525
418
419 |  | 567 | Rents - Transmission |  | F106 |  | 940346.3717 | 319641.6751 | 263578.4423 | 75567.9206 | 1705.4634 | 167689.4175 | 804.2137 | 8589.4085 | 265.1486 | 370.8223 | 62251.4711 | 20840.5059 | 19041.8826 | 0 | 529
420
421 |  | 568 | Maint Supervision & Engineering |  | F106 |  | 462287.1432 | 157140.2212 | 129578.7688 | 37150.2238 | 838.4292 | 82438.4122 | 395.3624 | 4222.6708 | 130.3507 | 182.3013 | 30603.675 | 10245.4779 | 9361.25 | 0 | 533
422
423 |  | 569 | Maintenance of Structures |  | F106 |  | 2531912.1851 | 860645.2648 | 709693.2469 | 203469.0032 | 4592.0139 | 451509.0315 | 2165.3706 | 23127.2526 | 713.921 | 998.4508 | 167614.0441 | 56113.7177 | 51270.8679 | 0 | 537
424
425 |  | 570 | Maint of Station Equipment |  | F106 |  | 5144848.1494 | 1748832.0582 | 1442097.4034 | 413449.2225 | 9330.977 | 917466.8138 | 4400.0353 | 46994.601 | 1450.6881 | 2028.8531 | 340591.9091 | 114023.1318 | 104182.456 | 0 | 541
426
427 |  | 571 | Maintenance of Overhead Lines |  | F106 |  | 7331224.5228 | 2492023.1072 | 2054937.1996 | 589150.3483 | 13296.3084 | 1307357.3814 | 6269.8929 | 66965.6249 | 2067.1787 | 2891.0431 | 485331.2836 | 162478.8829 | 148456.272 | 0 | 545
428
429 |  | 572 | Maint of Underground Lines |  | F106 |  | 8607.5896 | 2925.8839 | 2412.7014 | 691.7213 | 15.6112 | 1534.9681 | 7.3615 | 78.6243 | 2.4271 | 3.3944 | 569.8274 | 190.7664 | 174.3025 | 0 | 549
430
431 |  | 573 | Maint of Misc Transmission Plant |  | F106 |  | 36877.9197 | 12535.5086 | 10336.8556 | 2963.5758 | 66.8838 | 6576.3394 | 31.5392 | 336.8541 | 10.3984 | 14.5427 | 2441.3395 | 817.31 | 746.7727 | 0 | 553
432
433
434 |  | TOTAL TRANSMISSION EXPENSE |  |  |  |  | 89078921.678 | 30308181.1026 | 25028873.9154 | 7182915.6428 | 163589.5869 | 15735970.6316 | 76606.0833 | 816594.1014 | 25232.1598 | 35548.3527 | 5907027.447 | 1975628.5889 | 1822754.0657 | 0
435
436
437
438
439
440
441
442
443
444
445
446 |  | Distribution - METER - Unbundled |  |  |  |  | D: DISTRIBUTION EXPENSE
447
448
449 |  | A |  | B | C |  | D | E | F | G | H | I | J | K | L | M | N | O | P
450 |  | FERC ACCT |  | DESCRIPTION | COS Factor |  | Utah Jurisdiction Normalized | Residential Sch 1 | General Large Dist. Sch 6 | General +1 MW Sch 8 | Street & Area Lighting Sch. 7,11,12 | General Trans Sch 9 | General Secondary Sch 22 | Irrigation Sch 10 | Traffic Signals Sch 15 | Outdoor Lighting Sch 15 | General Small Dist. Sch 23 | Industrial Cust 1 | Industrial Cust 2
451 |  | 580 | Operation Supervision & Eng |  | F131 |  | 0 | 0 | 0 | 0 | 0 | 0 | 0 | 0 | 0 | 0 | 0 | 0 | 0 | 0 | 561
452
453 |  | 581 | Load Dispatching |  | F20 |  | 0 | 0 | 0 | 0 | 0 | 0 | 0 | 0 | 0 | 0 | 0 | 0 | 0 | 0 | 566
454
455 |  | 582 | Station Expense |  | F120 |  | 0 | 0 | 0 | 0 | 0 | 0 | 0 | 0 | 0 | 0 | 0 | 0 | 0 | 0 | 571
456
457 |  | 583 | Overhead Line Expenses |  | F132 |  | 0 | 0 | 0 | 0 | 0 | 0 | 0 | 0 | 0 | 0 | 0 | 0 | 0 | 0 | 576
458
459 |  | 584 | Underground Line Expense |  | F133 |  | 0 | 0 | 0 | 0 | 0 | 0 | 0 | 0 | 0 | 0 | 0 | 0 | 0 | 0 | 581
460
461 |  | 585 | Street Lighting & Signal Systems |  | F130 |  | 0 | 0 | 0 | 0 | 0 | 0 | 0 | 0 | 0 | 0 | 0 | 0 | 0 | 0 | 586
462
463 |  | 586 | Meter Expenses |  | F127 |  | 0 | 0 | 0 | 0 | 0 | 0 | 0 | 0 | 0 | 0 | 0 | 0 | 0 | 0 | 591
464
465 |  | 587 | Customer Installation Expenses |  | F20 |  | 0 | 0 | 0 | 0 | 0 | 0 | 0 | 0 | 0 | 0 | 0 | 0 | 0 | 0 | 596
466
467 |  | 588 | Misc. Distribution Expenses |  | F131 |  | 0 | 0 | 0 | 0 | 0 | 0 | 0 | 0 | 0 | 0 | 0 | 0 | 0 | 0 | 601
468
469 |  | 589 | Rents |  | F131 |  | 0 | 0 | 0 | 0 | 0 | 0 | 0 | 0 | 0 | 0 | 0 | 0 | 0 | 0 | 606
470
471 |  | 590 | Maint Supervision & Engineering |  | F131 |  | 0 | 0 | 0 | 0 | 0 | 0 | 0 | 0 | 0 | 0 | 0 | 0 | 0 | 0 | 611
472
473 |  | 591 | Maintenance of Structures |  | F119 |  | 0 | 0 | 0 | 0 | 0 | 0 | 0 | 0 | 0 | 0 | 0 | 0 | 0 | 0 | 616
474
475 |  | 592 | Maint of Station Equipment |  | F120 |  | 0 | 0 | 0 | 0 | 0 | 0 | 0 | 0 | 0 | 0 | 0 | 0 | 0 | 0 | 621
476
477 |  | 593 | Maintenance of Overhead Lines |  | F134 |  | 0 | 0 | 0 | 0 | 0 | 0 | 0 | 0 | 0 | 0 | 0 | 0 | 0 | 0 | 626
478
479 |  | 594 | Maint of Underground Lines |  | F135 |  | 0 | 0 | 0 | 0 | 0 | 0 | 0 | 0 | 0 | 0 | 0 | 0 | 0 | 0 | 631
480
481 |  | 595 | Maint of Line Transformers |  | F125 |  | 0 | 0 | 0 | 0 | 0 | 0 | 0 | 0 | 0 | 0 | 0 | 0 | 0 | 0 | 636
482
483 |  | 596 | Maint of Street Lighting & Signals |  | F130 |  | 0 | 0 | 0 | 0 | 0 | 0 | 0 | 0 | 0 | 0 | 0 | 0 | 0 | 0 | 641
484
485 |  | 597 | Maintenance of Meters |  | F127 |  | 0 | 0 | 0 | 0 | 0 | 0 | 0 | 0 | 0 | 0 | 0 | 0 | 0 | 0 | 646
486
487 |  | 598 | Maint of Misc. Distribution Plant |  | F131 |  | 0 | 0 | 0 | 0 | 0 | 0 | 0 | 0 | 0 | 0 | 0 | 0 | 0 | 0 | 651
488
489 |  | TOTAL DISTRIBUTION EXPENSE |  |  |  |  | 0 | 0 | 0 | 0 | 0 | 0 | 0 | 0 | 0 | 0 | 0 | 0 | 0 | 0
490
491
492 | [6 empty] | D: CUSTOMER ACCOUNTS EXPENSE
493
494
495 |  | 901 | Supervision |  | F136 |  | 0 | 0 | 0 | 0 | 0 | 0 | 0 | 0 | 0 | 0 | 0 | 0 | 0 | 0 | 658
496
497 |  | 902 | Meter Reading Expense |  | F47 |  | 0 | 0 | 0 | 0 | 0 | 0 | 0 | 0 | 0 | 0 | 0 | 0 | 0 | 0 | 663
498
499 |  | 903 | Customer Receipts & Collections |  | F48 |  | 0 | 0 | 0 | 0 | 0 | 0 | 0 | 0 | 0 | 0 | 0 | 0 | 0 | 0 | 668
500
501 |  | 904 | Uncollectible Accounts |  | F80 |  | 0 | 0 | 0 | 0 | 0 | 0 | 0 | 0 | 0 | 0 | 0 | 0 | 0 | 0 | 674
502
503 |  | 905 | Misc. Customer Accounts Exp |  | F136 |  | 0 | 0 | 0 | 0 | 0 | 0 | 0 | 0 | 0 | 0 | 0 | 0 | 0 | 0 | 679
504
505 |  | TOTAL CUSTOMER ACCOUNTS EXPENSE |  |  |  |  | 0 | 0 | 0 | 0 | 0 | 0 | 0 | 0 | 0 | 0 | 0 | 0 | 0 | 0
506
507 |  | Distribution - METER - Unbundled |  |  |  |  | D: CUSTOMER SERVICE EXPENSE
508
509 |  | A |  | B | C |  | D | E | F | G | H | I | J | K | L | M | N | O | P
510 |  | FERC ACCT |  | DESCRIPTION | COS Factor |  | Utah Jurisdiction Normalized | Residential Sch 1 | General Large Dist. Sch 6 | General +1 MW Sch 8 | Street & Area Lighting Sch. 7,11,12 | General Trans Sch 9 | General Secondary Sch 22 | Irrigation Sch 10 | Traffic Signals Sch 15 | Outdoor Lighting Sch 15 | General Small Dist. Sch 23 | Industrial Cust 1 | Industrial Cust 2
511 |  | 907 | Supervision |  | F40 |  | 0 | 0 | 0 | 0 | 0 | 0 | 0 | 0 | 0 | 0 | 0 | 0 | 0 | 0 | 686
512
513 |  | 908 | Customer Assistance |  | F40 |  | 0 | 0 | 0 | 0 | 0 | 0 | 0 | 0 | 0 | 0 | 0 | 0 | 0 | 0 | 691
514
515 |  | 909 | Informational & Instructional Adv |  | F40 |  | 0 | 0 | 0 | 0 | 0 | 0 | 0 | 0 | 0 | 0 | 0 | 0 | 0 | 0 | 696
516
517 |  | 910 | Misc. Customer Service |  | F40 |  | 0 | 0 | 0 | 0 | 0 | 0 | 0 | 0 | 0 | 0 | 0 | 0 | 0 | 0 | 701
518
519 |  | TOTAL CUSTOMER SERVICE EXPENSE |  |  |  |  | 0 | 0 | 0 | 0 | 0 | 0 | 0 | 0 | 0 | 0 | 0 | 0 | 0 | 0
520
521
522 | [6 empty] | D: SALES EXPENSE
523
524
525 |  | 911 | Supervision |  | F40 |  | 0 | 0 | 0 | 0 | 0 | 0 | 0 | 0 | 0 | 0 | 0 | 0 | 0 | 0 | 708
526
527 |  | 912 | Demonstration & Selling Expense |  | F40 |  | 0 | 0 | 0 | 0 | 0 | 0 | 0 | 0 | 0 | 0 | 0 | 0 | 0 | 0 | 713
528
529 |  | 913 | Advertising Expense |  | F40 |  | 0 | 0 | 0 | 0 | 0 | 0 | 0 | 0 | 0 | 0 | 0 | 0 | 0 | 0 | 718
530
531 |  | 916 | Misc. Sales Expense |  | F40 |  | 0 | 0 | 0 | 0 | 0 | 0 | 0 | 0 | 0 | 0 | 0 | 0 | 0 | 0 | 723
532
533 |  | TOTAL SALES EXPENSE |  |  |  |  | 0 | 0 | 0 | 0 | 0 | 0 | 0 | 0 | 0 | 0 | 0 | 0 | 0 | 0
534
535
536 | [6 empty] | D: ADMINISTRATION & GENERAL EXPENSE
537
538
539 |  | 920 | Administrative & General Salaries |  | F102T |  | -0.0024572 | -0.00083525 | -0.00068875 | -0.00019747 | -4.4565e-06 | -0.00043819 | -2.1015e-06 | -2.2445e-05 | -6.9286e-07 | -9.6899e-07 | -0.00016267 | -5.4458e-05 | -4.9758e-05 | 0 | 729
540 |  |  |  | Customer - System | F42 |  | 0 | 0 | 0 | 0 | 0 | 0 | 0 | 0 | 0 | 0 | 0 | 0 | 0 | 0 | 730
541 |  |  |  | System Overheads | F102T |  | 7520872.971 | 2556488.2335 | 2108095.5293 | 604390.8376 | 13640.2652 | 1341176.8747 | 6432.0862 | 68697.9312 | 2120.6537 | 2965.8303 | 497886.1201 | 166681.9826 | 152296.6266 | 0 | 731
542 |  |  |  | Administrative & General Salaries |  |  | 7520872.9685 | 2556488.2327 | 2108095.5287 | 604390.8374 | 13640.2651 | 1341176.8742 | 6432.0862 | 68697.9312 | 2120.6537 | 2965.8303 | 497886.1199 | 166681.9826 | 152296.6265 | 0
543
544 |  | 921 | Office Supplies & expenses |  | F102T |  | 32816.0037 | 11154.7858 | 9198.3033 | 2637.1529 | 59.5169 | 5851.9889 | 28.0653 | 299.7513 | 9.2531 | 12.9409 | 2172.4383 | 727.2875 | 664.5195 | 0 | 735
545 |  |  |  | Customer - System | F42 |  | 0 | 0 | 0 | 0 | 0 | 0 | 0 | 0 | 0 | 0 | 0 | 0 | 0 | 0 | 736
546 |  |  |  | System Overheads | F102T |  | 942766.2234 | 320464.2289 | 264256.725 | 75762.3842 | 1709.8522 | 168120.9431 | 806.2832 | 8611.5122 | 265.8309 | 371.7766 | 62411.6667 | 20894.1361 | 19090.8843 | 0 | 737
547 |  |  |  | Office Supplies & expenses |  |  | 975582.2271 | 331619.0147 | 273455.0284 | 78399.5371 | 1769.3691 | 173972.9321 | 834.3485 | 8911.2635 | 275.084 | 384.7175 | 64584.105 | 21621.4235 | 19755.4038 | 0
548
549 |  | 922 | A&G Expenses Transferred |  | F102T |  | -3299024.2437 | -1121401.2912 | -924714.2301 | -265115.5037 | -5983.2902 | -588306.0439 | -2821.4289 | -30134.2865 | -930.2229 | -1300.9588 | -218397.304 | -73114.9035 | -66804.7799 | 0 | 741
550
551 |  | 923 | Outside Services |  | F102T |  | 649550.8139 | 220794.7161 | 182068.6471 | 52199.0681 | 1178.0608 | 115832.6346 | 555.5162 | 5933.1938 | 183.1533 | 256.1481 | 43000.6378 | 14395.7248 | 13153.3132 | 0 | 744
552 |  |  |  | Customer - System | F42 |  | 0 | 0 | 0 | 0 | 0 | 0 | 0 | 0 | 0 | 0 | 0 | 0 | 0 | 0 | 745
553 |  |  |  | System Overheads | F102T |  | 2194439.819 | 745931.968 | 615099.9744 | 176349.1187 | 3979.9557 | 391328.5 | 1876.7537 | 20044.6778 | 618.7642 | 865.3698 | 145273.1792 | 48634.4579 | 44437.0996 | 0 | 746
554 |  |  |  | Outside Services |  |  | 2843990.6329 | 966726.6841 | 797168.6215 | 228548.1868 | 5158.0164 | 507161.1345 | 2432.2699 | 25977.8717 | 801.9174 | 1121.5179 | 188273.817 | 63030.1827 | 57590.4128 | 0
555
556 |  | 924 | Property Insurance |  | F102T |  | 700563.9544 | 238135.056 | 196367.5954 | 56298.5756 | 1270.581 | 124929.6695 | 599.1442 | 6399.1633 | 197.5374 | 276.265 | 46377.7371 | 15526.3078 | 14186.3222 | 0 | 750
557 |  |  |  | System Generation | F10 |  | 0 | 0 | 0 | 0 | 0 | 0 | 0 | 0 | 0 | 0 | 0 | 0 | 0 | 0 | 751
558 |  |  |  | System Overheads | F102T |  | 591102.495 | 200927.0173 | 165685.6235 | 47502.0564 | 1072.0557 | 105409.7044 | 505.5294 | 5399.3092 | 166.6726 | 233.0992 | 39131.3254 | 13100.359 | 11969.7429 |  | 752
559
560 |  | 925 | Injuries & Damages |  | F102T |  | 1033583.1282 | 351334.6277 | 289712.6411 | 83060.5935 | 1874.5627 | 184316.0754 | 883.9527 | 9441.0613 | 291.4385 | 407.5899 | 68423.7981 | 22906.8734 | 20929.9139 | 0 | 756
561
562 |  | 926 | Employee Pensions & Benefits |  | F138T |  | 3649374.3602 | 1240491.9811 | 1022917.1272 | 293270.2673 | 6618.7043 | 650783.0298 | 3121.0593 | 33334.4905 | 1029.0108 | 1439.1182 | 241590.6834 | 80879.5676 | 73899.3208 | 0 | 763
563
564 |  | 927 | Franchise Requirements |  | F102 |  | 0 | 0 | 0 | 0 | 0 | 0 | 0 | 0 | 0 | 0 | 0 | 0 | 0 | 0 | 768
565
566 |  | 928 | Regulatory Commission Expense |  | F102 |  | 1067460.2735 | 432614.1929 | 289044.4327 | 78705.6088 | 4967.477 | 139047.6466 | 807.1788 | 10632.4383 | 372.0867 | 391.6858 | 77422.4332 | 17448.4147 | 16006.678 | 0 | 775
567 |  |  |  | Regulatory Expense | F103 |  | 0 | 0 | 0 | 0 | 0 | 0 | 0 | 0 | 0 | 0 | 0 | 0 | 0 | 0 | 777
568
569 |  | 929 | Duplicate Charges |  | F102T |  | -3784849.5976 | -1286542.5994 | -1060890.7432 | -304157.3003 | -6864.4095 | -674941.9614 | -3236.9219 | -34571.9624 | -1067.2106 | -1492.5424 | -250559.2221 | -83882.049 | -76642.6754 | 0 | 782
570
571 |  | 930 | Misc General Expenses
572 |  |  |  | Situs | F102T |  | 1534.5278 | 521.6153 | 430.1271 | 123.3174 | 2.7831 | 273.6482 | 1.3124 | 14.0168 | 0.43269 | 0.60514 | 101.5866 | 34.0091 | 31.074 | 0 | 785
573 |  |  |  | Customer | F42 |  | 0 | 0 | 0 | 0 | 0 | 0 | 0 | 0 | 0 | 0 | 0 | 0 | 0 | 0 | 786
574 |  |  |  | Labor | F138T |  | 81139.1876 | 27580.7581 | 22743.2586 | 6520.4906 | 147.1585 | 14469.3312 | 69.3928 | 741.1499 | 22.8787 | 31.997 | 5371.4609 | 1798.2541 | 1643.0572 | 0 | 787
575
576 |  | 931 | Rents |  | F102T |  | 270751.2482 | 92033.5156 | 75891.3889 | 21758.0558 | 491.0492 | 48282.3356 | 231.5549 | 2473.1239 | 76.3435 | 106.7698 | 17923.8885 | 6000.5474 | 5482.6749 | 0 | 793
577
578 |  | 935 | Maintenance of General Plant |  | F108 |  | 3220602.1101 | 1372773.9364 | 846673.4207 | 229367.536 | 18700.094 | 380361.1486 | 2393.391 | 32878.4305 | 1334.643 | 1309.0932 | 238555.073 | 47806.6109 | 48448.7328 | 0 | 799
579
580 |  | TOTAL ADMINISTRATIVE & GEN EXPENSE |  |  |  |  | 14872683.2723 | 5403302.7414 | 4102579.8203 | 1158672.2587 | 42864.4164 | 2406935.5249 | 12252.8691 | 140194.0014 | 4691.2656 | 5874.7877 | 1016685.502 | 299837.5803 | 278792.5045 | 0
581
582
583 |  | TOTAL O & M EXPENSE |  |  |  |  | 103951604.9503 | 35711483.8441 | 29131453.7357 | 8341587.9015 | 206454.0033 | 18142906.1565 | 88858.9524 | 956788.1028 | 29923.4254 | 41423.1404 | 6923712.9489 | 2275466.1692 | 2101546.5702 | 0
584
585 |  | Distribution - METER - Unbundled |  |  |  |  | D: DEPRECIATION EXPENSE
586
587 |  | A |  | B | C |  | D | E | F | G | H | I | J | K | L | M | N | O | P
588 |  | FERC ACCT |  | DESCRIPTION | COS Factor |  | Utah Jurisdiction Normalized | Residential Sch 1 | General Large Dist. Sch 6 | General +1 MW Sch 8 | Street & Area Lighting Sch. 7,11,12 | General Trans Sch 9 | General Secondary Sch 22 | Irrigation Sch 10 | Traffic Signals Sch 15 | Outdoor Lighting Sch 15 | General Small Dist. Sch 23 | Industrial Cust 1 | Industrial Cust 2
589 |  | 403SP | Steam Depreciation |  | F10 |  | 0 | 0 | 0 | 0 | 0 | 0 | 0 | 0 | 0 | 0 | 0 | 0 | 0 | 0 | 811
590
591 |  | 403NP | Nuclear Depreciation |  | F10 |  | 0 | 0 | 0 | 0 | 0 | 0 | 0 | 0 | 0 | 0 | 0 | 0 | 0 | 0 | 815
592
593 |  | 403HP | Hydro Depreciation |  | F10 |  | 0 | 0 | 0 | 0 | 0 | 0 | 0 | 0 | 0 | 0 | 0 | 0 | 0 | 0 | 822
594
595 |  | 403OP | Other Production Depreciation |  | F10 |  | 0 | 0 | 0 | 0 | 0 | 0 | 0 | 0 | 0 | 0 | 0 | 0 | 0 | 0 | 825
596 |  |  |  | Simple Cycle Combustion Turbine | F10 |  | 0 | 0 | 0 | 0 | 0 | 0 | 0 | 0 | 0 | 0 | 0 | 0 | 0 | 0 | 826
597 |  |  |  | System Generation | F10 |  | 0 | 0 | 0 | 0 | 0 | 0 | 0 | 0 | 0 | 0 | 0 | 0 | 0 | 0 | 827
598 |  |  |  | Wind Generation | F10 |  | 0 | 0 | 0 | 0 | 0 | 0 | 0 | 0 | 0 | 0 | 0 | 0 | 0 | 0 | 828
599 |  |  |  | Total 403OP |  |  | 0 | 0 | 0 | 0 | 0 | 0 | 0 | 0 | 0 | 0 | 0 | 0 | 0 | 0
600
601 |  | 403TP | Transmission Depreciation |  | F106 |  | 46499108.8865 | 15805934.3903 | 13033668.291 | 3736751.7678 | 84333.3183 | 8292059.9472 | 39767.4945 | 424736.9418 | 13111.3113 | 18336.7632 | 3078267.7755 | 1030540.4293 | 941600.4564 | 0 | 835
602
603 |  | 403 | Distribution Depreciation
604 |  |  |  | Land Rights | F118 |  | 0 | 0 | 0 | 0 | 0 | 0 | 0 | 0 | 0 | 0 | 0 | 0 | 0 | 0 | 838
605 |  |  |  | Structures | F119 |  | 0 | 0 | 0 | 0 | 0 | 0 | 0 | 0 | 0 | 0 | 0 | 0 | 0 | 0 | 839
606 |  |  |  | Station Equip | F120 |  | 0 | 0 | 0 | 0 | 0 | 0 | 0 | 0 | 0 | 0 | 0 | 0 | 0 | 0 | 840
607 |  |  |  | Poles & Towers | F121 |  | 0 | 0 | 0 | 0 | 0 | 0 | 0 | 0 | 0 | 0 | 0 | 0 | 0 | 0 | 842
608 |  |  |  | OH Conductors | F122 |  | 0 | 0 | 0 | 0 | 0 | 0 | 0 | 0 | 0 | 0 | 0 | 0 | 0 | 0 | 843
609 |  |  |  | UG Conduit | F123 |  | 0 | 0 | 0 | 0 | 0 | 0 | 0 | 0 | 0 | 0 | 0 | 0 | 0 | 0 | 844
610 |  |  |  | UG Conductor | F124 |  | 0 | 0 | 0 | 0 | 0 | 0 | 0 | 0 | 0 | 0 | 0 | 0 | 0 | 0 | 845
611 |  |  |  | Line Transformer | F125 |  | 0 | 0 | 0 | 0 | 0 | 0 | 0 | 0 | 0 | 0 | 0 | 0 | 0 | 0 | 846
612 |  |  |  | Services | F126 |  | 0 | 0 | 0 | 0 | 0 | 0 | 0 | 0 | 0 | 0 | 0 | 0 | 0 | 0 | 847
613 |  |  |  | Meters | F127 |  | 0 | 0 | 0 | 0 | 0 | 0 | 0 | 0 | 0 | 0 | 0 | 0 | 0 | 0 | 848
614 |  |  |  | Inst Cust Premises | F128 |  | 0 | 0 | 0 | 0 | 0 | 0 | 0 | 0 | 0 | 0 | 0 | 0 | 0 | 0 | 849
615 |  |  |  | Leased Property | F129 |  | 0 | 0 | 0 | 0 | 0 | 0 | 0 | 0 | 0 | 0 | 0 | 0 | 0 | 0 | 850
616 |  |  |  | Street Lighting | F130 |  | 0 | 0 | 0 | 0 | 0 | 0 | 0 | 0 | 0 | 0 | 0 | 0 | 0 | 0 | 851
617 |  |  | Total Distribution Expense |  |  |  | 0 | 0 | 0 | 0 | 0 | 0 | 0 | 0 | 0 | 0 | 0 | 0 | 0 | 0
618
619 |  | 403GP | General Depreciation
620 |  |  |  | Situs | F107T |  | 1486200.157 | 505187.7925 | 416580.8835 | 119433.7095 | 2695.4536 | 265030.0423 | 1271.0449 | 13575.4023 | 419.0625 | 586.0779 | 98387.3059 | 32938.0365 | 30095.3455 | 0 | 855
621 |  |  |  | System Generation | F105T |  | 3444.2167 | 1170.755 | 965.4116 | 276.7834 | 6.2466 | 614.1978 | 2.9456 | 31.4605 | 0.97116 | 1.3582 | 228.0091 | 76.3327 | 69.7449 | 0 | 856
622 |  |  |  | System Generation | F105T |  | 10591.79 | 3600.3515 | 2968.8715 | 851.1752 | 19.2098 | 1888.8052 | 9.0584 | 96.7486 | 2.9866 | 4.1768 | 701.1826 | 234.7414 | 214.4823 | 0 | 857
623 |  |  |  | Energy | F30 |  | 0 | 0 | 0 | 0 | 0 | 0 | 0 | 0 | 0 | 0 | 0 | 0 | 0 | 0 | 858
624 |  |  |  | Customer - System | F42 |  | 0 | 0 | 0 | 0 | 0 | 0 | 0 | 0 | 0 | 0 | 0 | 0 | 0 | 0 | 859
625 |  |  |  | System Generation | F105T |  | 2320718.2095 | 788856.4025 | 650495.7205 | 186497.0766 | 4208.981 | 413847.3828 | 1984.7509 | 21198.1429 | 654.3708 | 915.1672 | 153632.8814 | 51433.1134 | 46994.2194 | 0 | 860
626 |  |  |  | System Overheads | F102T |  | 1415879.0951 | 481284.3217 | 396869.9381 | 113782.5829 | 2567.9155 | 252489.8781 | 1210.9042 | 12933.0684 | 399.2341 | 558.347 | 93732.0111 | 31379.5401 | 28671.3538 | 0 | 861
627 |  |  |  | Simple Cycle Combustion Turbine | F10 |  | 1951.2025 | 665.8062 | 549.0278 | 157.4062 | 3.5524 | 342.0288 | 1.6752 | 17.8915 | 0.5523 | 0.77241 | 129.6684 | 43.1574 | 39.6638 | 0 | 862
628 |  |  |  | Cholla | F10 |  | 36679.8617 | 12516.22 | 10320.9501 | 2959.0156 | 66.7809 | 6429.6606 | 31.4906 | 336.3358 | 10.3824 | 14.5203 | 2437.583 | 811.2988 | 745.6236 | 0 | 863
629 |  |  | Total General Expense |  |  |  | 5275464.5324 | 1793281.6495 | 1478750.803 | 423957.7496 | 9568.1399 | 940641.9956 | 4511.8698 | 48189.0501 | 1487.5599 | 2080.4199 | 349248.6415 | 116916.2204 | 106830.4333 | 0
630
631 |  | 403GV0 | General Vehicles |  | F105T |  | 0 | 0 | 0 | 0 | 0 | 0 | 0 | 0 | 0 | 0 | 0 | 0 | 0 | 0 | 868
632
633 |  | 403MP | Mining Depreciation |  | F30 |  | 0 | 0 | 0 | 0 | 0 | 0 | 0 | 0 | 0 | 0 | 0 | 0 | 0 | 0 | 872
634
635 |  | 403EP | Experimental Plant Depreciation |  | F10 |  | 0 | 0 | 0 | 0 | 0 | 0 | 0 | 0 | 0 | 0 | 0 | 0 | 0 | 0 | 877
636
637
638 |  | TOTAL DEPRECIATION EXPENSE |  |  |  |  | 51774573.4189 | 17599216.0397 | 14512419.094 | 4160709.5173 | 93901.4583 | 9232701.9428 | 44279.3644 | 472925.9918 | 14598.8712 | 20417.1831 | 3427516.417 | 1147456.6497 | 1048430.8897 | 0
639
640 | [6 empty] | D: AMORTIZATION EXPENSE
641
642
643 |  | 404CLG | Amort of LT Plant - Cap. Lease Gen
644 |  |  | Situs |  | F10 |  | -387.4213 | -132.1993 | -109.0123 | -31.2538 | -0.70536 | -67.9116 | -0.33261 | -3.5525 | -0.10966 | -0.15337 | -25.7463 | -8.5691 | -7.8755 | 0 | 882
645 |  |  | System Generation |  | F10 |  | 0 | 0 | 0 | 0 | 0 | 0 | 0 | 0 | 0 | 0 | 0 | 0 | 0 | 0 | 883
646 |  |  | System Overheads |  | F102T |  | 48883.8488 | 16616.553 | 13702.1092 | 3928.3937 | 88.6584 | 8717.3241 | 41.807 | 446.5199 | 13.7837 | 19.2772 | 3236.1389 | 1083.3924 | 989.8911 | 0 | 884
647 |  |  | System Generation |  | F10 |  | 0 | 0 | 0 | 0 | 0 | 0 | 0 | 0 | 0 | 0 | 0 | 0 | 0 | 0 | 885
648 |  |  | Customer - System |  | F42 |  | 0 | 0 | 0 | 0 | 0 | 0 | 0 | 0 | 0 | 0 | 0 | 0 | 0 | 0 | 886
649 |  |  | System Generation |  | F10 |  | 0 | 0 | 0 | 0 | 0 | 0 | 0 | 0 | 0 | 0 | 0 | 0 | 0 | 0 | 887
650 |  |  | Total Amort. Cap. Lease General |  |  |  | 48496.4274 | 16484.3537 | 13593.0969 | 3897.1399 | 87.9531 | 8649.4126 | 41.4744 | 442.9674 | 13.6741 | 19.1238 | 3210.3926 | 1074.8233 | 982.0157 | 0
651
652 |  | 404CLS | Amort of LT Plant - Cap Lease Steam |  | F10 |  | 0 | 0 | 0 | 0 | 0 | 0 | 0 | 0 | 0 | 0 | 0 | 0 | 0 | 0 | 892
653
654 |  | 404IP | Amort of LT Plant - Intangible Plant
655 |  |  |  | Situs | F107T |  | -2388424.1176 | -811870.9326 | -669473.6401 | -191938.0448 | -4331.7762 | -425921.1937 | -2042.6551 | -21816.5892 | -673.4618 | -941.8668 | -158115.0515 | -52933.6513 | -48365.2546 | 0 | 895
656 |  |  |  | Energy | F30 |  | 0 | 0 | 0 | 0 | 0 | 0 | 0 | 0 | 0 | 0 | 0 | 0 | 0 | 0 | 896
657 |  |  |  | System Generation | F105T |  | 821305.8793 | 279177.5403 | 230211.474 | 66001.6131 | 1489.5651 | 146461.2495 | 702.4065 | 7502.0566 | 231.5829 | 323.8791 | 54370.922 | 18202.2609 | 16631.3293 | 0 | 897
658 |  |  |  | System Overheads | F102T |  | 1221061.7364 | 415062.1841 | 342262.7662 | 98126.7106 | 2214.5841 | 217748.627 | 1044.2902 | 11153.5477 | 344.3017 | 481.5215 | 80834.9899 | 27061.8839 | 24726.3295 | 0 | 898
659 |  |  |  | Customer - System | F42 |  | 0 | 0 | 0 | 0 | 0 | 0 | 0 | 0 | 0 | 0 | 0 | 0 | 0 | 0 | 899
660 |  |  |  | System Generation | F105T |  | 187070.9415 | 63588.9826 | 52435.8564 | 15033.3563 | 339.2821 | 33359.8535 | 159.9889 | 1708.7626 | 52.7482 | 73.7708 | 12384.204 | 4145.9755 | 3788.1604 | 0 | 900
661 |  |  |  | System Generation | F105T |  | 22161.5789 | 7533.1435 | 6211.8753 | 1780.9442 | 40.1934 | 3952.0142 | 18.9533 | 202.4306 | 6.2489 | 8.7393 | 1467.1093 | 491.1579 | 448.7689 | 0 | 901
662 |  |  |  | System Generation | F105T |  | 0 | 0 | 0 | 0 | 0 | 0 | 0 | 0 | 0 | 0 | 0 | 0 | 0 | 0 | 902
663 |  |  |  | System Generation | F105T |  | 0 | 0 | 0 | 0 | 0 | 0 | 0 | 0 | 0 | 0 | 0 | 0 | 0 | 0 | 903
664 |  |  |  | System Generation | F105T |  | 10610.4605 | 3606.698 | 2974.1048 | 852.6756 | 19.2437 | 1892.1346 | 9.0744 | 96.9192 | 2.9918 | 4.1842 | 702.4186 | 235.1552 | 214.8603 | 0 | 904
665 |  |  |  | System Generation | F10 |  | 0 | 0 | 0 | 0 | 0 | 0 | 0 | 0 | 0 | 0 | 0 | 0 | 0 | 0 | 905
666 |  |  | Total Amort. Intangible Plant |  |  |  | -126213.5209 | -42902.3841 | -35377.5632 | -10142.7449 | -228.9077 | -22507.3148 | -107.9418 | -1152.8725 | -35.5883 | -49.7719 | -8355.4077 | -2797.2178 | -2555.8062 | 0
667
668 |  | Distribution - METER - Unbundled |  |  |  |  | D: AMORTIZATION EXPENSE (continued)
669
670
671 |  | A |  | B | C |  | D | E | F | G | H | I | J | K | L | M | N | O | P
672 |  | FERC ACCT |  | DESCRIPTION | COS Factor |  | Utah Jurisdiction Normalized | Residential Sch 1 | General Large Dist. Sch 6 | General +1 MW Sch 8 | Street & Area Lighting Sch. 7,11,12 | General Trans Sch 9 | General Secondary Sch 22 | Irrigation Sch 10 | Traffic Signals Sch 15 | Outdoor Lighting Sch 15 | General Small Dist. Sch 23 | Industrial Cust 1 | Industrial Cust 2
673 |  | 404O | Amort of LT Plant - Other Plant |  | F10 |  | 0 | 0 | 0 | 0 | 0 | 0 | 0 | 0 | 0 | 0 | 0 | 0 | 0 | 0 | 910
674
675 |  | 404HP | Amort of Other Electric Plant |  | F10 |  | 0 | 0 | 0 | 0 | 0 | 0 | 0 | 0 | 0 | 0 | 0 | 0 | 0 | 0 | 915
676
677 |  | 405 | Amort of Other Electric Plant |  | F10 |  | 0 | 0 | 0 | 0 | 0 | 0 | 0 | 0 | 0 | 0 | 0 | 0 | 0 | 0 | 923
678
679 |  | 406 | Amort of Plant Acquisition Adj |  | F10 |  | 0 | 0 | 0 | 0 | 0 | 0 | 0 | 0 | 0 | 0 | 0 | 0 | 0 | 0 | 931
680
681 |  | 407 | Amort of Prop Losses, Unrec Plant, |  | F151 |  | 0 | 0 | 0 | 0 | 0 | 0 | 0 | 0 | 0 | 0 | 0 | 0 | 0 | 0 | 940
682
683
684 |  | TOTAL AMORTIZATION EXPENSE |  |  |  |  | -77717.0935 | -26418.0304 | -21784.4663 | -6245.6049 | -140.9547 | -13857.9022 | -66.4674 | -709.9051 | -21.9142 | -30.6481 | -5145.0151 | -1722.3945 | -1573.7905 | 0
685
686
687 | [6 empty] | D: TAX OTHER THAN INCOME
688
689
690 |  | 408 | Total Taxes Other Than Income |  | F101T |  | 16769014.6255 | 5682008.5904 | 4731128.9624 | 1348609.6092 | 29476.3545 | 2989406.7216 | 14443.1116 | 152694.0084 | 4192.046 | 5810.18 | 1095150.6684 | 374171.7864 | 341922.5867 | 0 | 953
691
692
693 | [6 empty] | D: DEFERRED ITC
694
695
696 |  | 41140 | Deferred I T C - Federal |  | F101T |  | -759402.8313 | -257315.8595 | -214254.2546 | -61073.2341 | -1334.8684 | -135378.493 | -654.0718 | -6914.9121 | -189.8413 | -263.1202 | -49595.0738 | -16944.7711 | -15484.3314 | 0 | 958
697
698 |  | 41141 | Deferred I T C - Idaho |  | F101T |  | 0 | 0 | 0 | 0 | 0 | 0 | 0 | 0 | 0 | 0 | 0 | 0 | 0 | 0 | 961
699
700 |  | TOTAL DEFERRED ITC |  |  |  |  | -759402.8313 | -257315.8595 | -214254.2546 | -61073.2341 | -1334.8684 | -135378.493 | -654.0718 | -6914.9121 | -189.8413 | -263.1202 | -49595.0738 | -16944.7711 | -15484.3314 | 0
701
702 |  | 427 | Interest on Long-Term Debt |  |  |  | 40199536.5122 | 13621200.5829 | 11341703.476 | 3232955.6885 | 70662.2194 | 7166358.1515 | 34623.7631 | 366045.8592 | 10049.3864 | 13928.4595 | 2625350.9979 | 896983.6764 | 819674.2514 | 0
703
704 |  | 428-432 |  | Electric Interest Deductions for Tax | F104T |  | 832868.3025 | 283108.1038 | 233452.6403 | 66930.8553 | 1510.5368 | 148522.5068 | 712.2958 | 7607.6787 | 234.8433 | 328.4391 | 55136.4147 | 18458.5048 | 16865.4831 | 0 | 990
705
706 | [6 empty] | D: DEFERRED INCOME TAXES
707
708
709 |  | 41010 | Deferred Income Tax - Federal-DR |  | F101T |  | 55796077.5751 | 18905928.5337 | 15742036.3986 | 4487271.7957 | 98077.6153 | 9946748.3967 | 48057.026 | 508063.6477 | 13948.3286 | 19332.3973 | 3643929.7725 | 1244993.7271 | 1137689.9359 | 0 | 1016
710
711 |  | 41020 | Deferred Income Tax - State-DR |  | F101T |  | 0 | 0 | 0 | 0 | 0 | 0 | 0 | 0 | 0 | 0 | 0 | 0 | 0 | 0 | 1031
712
713 |  | 41120 | Deferred Income Tax - Federal-CR |  | F101T |  | -30512599.8008 | -10338881.4462 | -8608677.8418 | -2453905.9814 | -53634.6488 | -5439471.1302 | -26280.4281 | -277839.2932 | -7627.7722 | -10572.0998 | -1992716.6153 | -680836.3061 | -622156.2378 | 0 | 1050
714
715 |  | 41111 | Deferred Income Tax - State-CR |  | F101T |  | 0 | 0 | 0 | 0 | 0 | 0 | 0 | 0 | 0 | 0 | 0 | 0 | 0 | 0 | 1065
716
717 |  | TOTAL DEFERRED INCOME TAXES |  |  |  |  | 25283477.7743 | 8567047.0875 | 7133358.5568 | 2033365.8143 | 44442.9665 | 4507277.2665 | 21776.598 | 230224.3545 | 6320.5564 | 8760.2975 | 1651213.1573 | 564157.421 | 515533.698 | 0
718
719 |  | SCHMAF | Additions - Flow Through
720 |  |  |  | S | F101T |  | 0 | 0 | 0 | 0 | 0 | 0 | 0 | 0 | 0 | 0 | 0 | 0 | 0 | 0 | 1070
721 |  |  |  | SNP | F104T |  | 0 | 0 | 0 | 0 | 0 | 0 | 0 | 0 | 0 | 0 | 0 | 0 | 0 | 0 | 1071
722 |  |  |  | SO | F102T |  | 0 | 0 | 0 | 0 | 0 | 0 | 0 | 0 | 0 | 0 | 0 | 0 | 0 | 0 | 1072
723 |  |  |  | SE | F30 |  | 0 | 0 | 0 | 0 | 0 | 0 | 0 | 0 | 0 | 0 | 0 | 0 | 0 | 0 | 1073
724 |  |  |  | TROJP | F10 |  | 0 | 0 | 0 | 0 | 0 | 0 | 0 | 0 | 0 | 0 | 0 | 0 | 0 | 0 | 1074
725 |  |  |  | SG | F10 |  | 0 | 0 | 0 | 0 | 0 | 0 | 0 | 0 | 0 | 0 | 0 | 0 | 0 | 0 | 1075
726
727
728 |  | SCHMAP | Additions - Permanent
729 |  |  |  | S | F101T |  | 0 | 0 | 0 | 0 | 0 | 0 | 0 | 0 | 0 | 0 | 0 | 0 | 0 | 0 | 1079
730 |  |  |  | SE | F30 |  | 0 | 0 | 0 | 0 | 0 | 0 | 0 | 0 | 0 | 0 | 0 | 0 | 0 | 0 | 1080
731 |  |  |  | SNP | F104T |  | 0 | 0 | 0 | 0 | 0 | 0 | 0 | 0 | 0 | 0 | 0 | 0 | 0 | 0 | 1081
732 |  |  |  | SO | F102T |  | 0 | 0 | 0 | 0 | 0 | 0 | 0 | 0 | 0 | 0 | 0 | 0 | 0 | 0 | 1082
733 |  |  |  | SG | F10 |  | 0 | 0 | 0 | 0 | 0 | 0 | 0 | 0 | 0 | 0 | 0 | 0 | 0 | 0 | 1083
734 |  |  |  | BADDEBT | F80 |  | 4795.8698 | 3724.1304 | 524.6564 | 143.998 | 0 | 262.0672 | 1.6468 | 5.4071 | 0 | 0 | 133.964 | 0 | 0 | 0 | 1084
735
736
737 |  | SCHMAT | Additions - Temporary
738 |  |  |  | S | F101T |  | 7904514.3497 | 2678363.6034 | 2230141.5801 | 635702.4695 | 13894.4519 | 1409135.1731 | 6808.139 | 71976.3211 | 1976.0307 | 2738.7805 | 516227.9577 | 176375.6739 | 161174.1688 | 0 | 1088
739 |  |  |  | SGCT | F10 |  | 0 | 0 | 0 | 0 | 0 | 0 | 0 | 0 | 0 | 0 | 0 | 0 | 0 | 0 | 1089
740 |  |  |  | CIAC | F104T |  | 0 | 0 | 0 | 0 | 0 | 0 | 0 | 0 | 0 | 0 | 0 | 0 | 0 | 0 | 1090
741 |  |  |  | SNP | F104T |  | 1746483.8697 | 593663.7704 | 489538.7055 | 140350.7119 | 3167.5214 | 311444.3923 | 1493.6492 | 15952.9281 | 492.4549 | 688.7206 | 115618.35 | 38706.5768 | 35366.0887 | 0 | 1091
742 |  |  |  | TROJD | F10 |  | 0 | 0 | 0 | 0 | 0 | 0 | 0 | 0 | 0 | 0 | 0 | 0 | 0 | 0 | 1092
743 |  |  |  | SG | F10 |  | 0 | 0 | 0 | 0 | 0 | 0 | 0 | 0 | 0 | 0 | 0 | 0 | 0 | 0 | 1093
744 |  |  |  | SE | F30 |  | 0 | 0 | 0 | 0 | 0 | 0 | 0 | 0 | 0 | 0 | 0 | 0 | 0 | 0 | 1094
745 |  |  |  | SG | F10 |  | 0 | 0 | 0 | 0 | 0 | 0 | 0 | 0 | 0 | 0 | 0 | 0 | 0 | 0 | 1095
746 |  |  |  | GPS | F102T |  | -24644.4989 | -8377.1354 | -6907.8361 | -1980.4761 | -44.6966 | -4394.7866 | -21.0767 | -225.1103 | -6.949 | -9.7185 | -1631.48 | -546.1858 | -499.0477 | 0 | 1096
747 |  |  |  | SO | F102T |  | 4760218.2442 | 1618089.014 | 1334285.9051 | 382539.6737 | 8633.3913 | 848876.8062 | 4071.0878 | 43481.275 | 1342.2344 | 1877.1756 | 315129.188 | 105498.739 | 96393.7542 | 0 | 1097
748 |  |  |  | SNPD | F104T |  | 208463.6342 | 70860.836 | 58432.2703 | 16752.5277 | 378.0814 | 37174.5946 | 178.2848 | 1904.1718 | 58.7804 | 82.207 | 13800.426 | 4620.0906 | 4221.3636 | 0 | 1098
749 |  |  |  | BADDEBT | F80 |  | 0 | 0 | 0 | 0 | 0 | 0 | 0 | 0 | 0 | 0 | 0 | 0 | 0 | 0 | 1099
750 |  |  |  | TAXDEPR | F151T |  | 0 | 0 | 0 | 0 | 0 | 0 | 0 | 0 | 0 | 0 | 0 | 0 | 0 | 0 | 1100
751 |  |  |  | SCHMDEXP | F151T |  | 52370500.2868 | 17801783.5357 | 14679457.466 | 4208599.4067 | 94982.2668 | 9338970.6146 | 44789.0211 | 478369.384 | 14766.9046 | 20652.1855 | 3466967.2321 | 1160663.9096 | 1060498.3601 | 0 | 1101
752
753
754 |  | TOTAL SCHEDULE - M ADDITIONS |  |  |  |  | 66970331.7555 | 22758107.7545 | 18785472.7473 | 5382108.3113 | 121011.0162 | 11941468.8614 | 57320.752 | 611464.3766 | 18629.456 | 26029.3507 | 4426245.6378 | 1485318.804 | 1357154.6876 | 0
755
756 |  | SCHMDF | Deductions - Flow Through
757 |  |  |  | S | F101T |  | 0 | 0 | 0 | 0 | 0 | 0 | 0 | 0 | 0 | 0 | 0 | 0 | 0 | 0 | 1107
758 |  |  |  | DGP | F10 |  | 0 | 0 | 0 | 0 | 0 | 0 | 0 | 0 | 0 | 0 | 0 | 0 | 0 | 0 | 1108
759 |  |  |  | DGU | F10 |  | 0 | 0 | 0 | 0 | 0 | 0 | 0 | 0 | 0 | 0 | 0 | 0 | 0 | 0 | 1109
760
761 |  | SCHMDP | Deductions - Permanent
762 |  |  |  | S | F101T |  | 0 | 0 | 0 | 0 | 0 | 0 | 0 | 0 | 0 | 0 | 0 | 0 | 0 | 0 | 1112
763 |  |  |  | SE | F30 |  | 0 | 0 | 0 | 0 | 0 | 0 | 0 | 0 | 0 | 0 | 0 | 0 | 0 | 0 | 1113
764 |  |  |  | SNP | F104T |  | 7077.7834 | 2405.876 | 1983.8997 | 568.7839 | 12.8367 | 1262.1565 | 6.0531 | 64.6507 | 1.9957 | 2.7911 | 468.5538 | 156.8619 | 143.3243 | 0 | 1114
765 |  |  |  | IBT | F150T |  | -948.6576 | -308.9179 | -367.1495 | -83.471 | -5.4295 | -71.1403 | -1.3132 | -6.3811 | -0.46674 | -1.5372 | -86.4527 | -0.88503 | -15.5135 | 0 | 1115
766 |  |  |  | SG | F10 |  | 0 | 0 | 0 | 0 | 0 | 0 | 0 | 0 | 0 | 0 | 0 | 0 | 0 | 0 | 1116
767 |  |  |  | SO | F102T |  | 0 | 0 | 0 | 0 | 0 | 0 | 0 | 0 | 0 | 0 | 0 | 0 | 0 | 0 | 1117
768
769
770 |  | SCHMDT | Deductions - Temporary
771 |  |  |  | S | F101T |  | 376286.0448 | 127500.6664 | 106163.531 | 30261.9437 | 661.4307 | 67080.3894 | 324.0943 | 3426.3566 | 94.0669 | 130.3768 | 24574.4859 | 8396.1774 | 7672.5258 | 0 | 1121
772 |  |  |  | BADDEBT | F80 |  | 0 | 0 | 0 | 0 | 0 | 0 | 0 | 0 | 0 | 0 | 0 | 0 | 0 | 0 | 1122
773 |  |  |  | SNP | F104T |  | 3374142.6683 | 1146936.5925 | 945770.7927 | 271152.4187 | 6119.535 | 601699.1231 | 2885.6753 | 30820.4709 | 951.4049 | 1330.5828 | 223370.4042 | 74779.6843 | 68325.9839 | 0 | 1123
774 |  |  |  | CN | F40 |  | 0 | 0 | 0 | 0 | 0 | 0 | 0 | 0 | 0 | 0 | 0 | 0 | 0 | 0 | 1124
775 |  |  |  | TROJD | F10 |  | 30121.9456 | 10278.4711 | 8475.6889 | 2429.9794 | 54.8413 | 5280.1149 | 25.8605 | 276.203 | 8.5262 | 11.9242 | 2001.7726 | 666.2483 | 612.3151 | 0 | 1125
776 |  |  |  | DGP | F10 |  | 0 | 0 | 0 | 0 | 0 | 0 | 0 | 0 | 0 | 0 | 0 | 0 | 0 | 0 | 1126
777 |  |  |  | SE | F30 |  | 0 | 0 | 0 | 0 | 0 | 0 | 0 | 0 | 0 | 0 | 0 | 0 | 0 | 0 | 1127
778 |  |  |  | SG | F10 |  | 33682.7661 | 11493.5251 | 9477.6297 | 2717.2358 | 61.3243 | 5904.2958 | 28.9175 | 308.8539 | 9.5341 | 13.3339 | 2238.4091 | 745.0079 | 684.6991 | 0 | 1128
779 |  |  |  | GPS | F102T |  | 5483967.2351 | 1864105.1063 | 1537152.2503 | 440701.4403 | 9946.0219 | 977941.0004 | 4690.0606 | 50092.2174 | 1546.3092 | 2162.5836 | 363041.7878 | 121538.8872 | 111049.5701 | 0 | 1129
780 |  |  |  | SO | F102T |  | 3859649.6699 | 1311968.5713 | 1081857.1521 | 310168.3682 | 7000.071 | 688280.8554 | 3300.8933 | 35255.2089 | 1088.3019 | 1522.0395 | 255511.03 | 85539.8119 | 78157.3664 | 0 | 1130
781 |  |  |  | TAXDEPR | F151T |  | 115145707.4647 | 39140335.6493 | 32275355.5125 | 9253342.1194 | 208835.1315 | 20533360.8142 | 98476.4991 | 1051778.7847 | 32467.6234 | 45407.443 | 7622734.0299 | 2551922.6714 | 2331691.1863 | 0 | 1131
782 |  |  |  | SNPD | F104T |  | 0 | 0 | 0 | 0 | 0 | 0 | 0 | 0 | 0 | 0 | 0 | 0 | 0 | 0 | 1132
783
784
785 |  | TOTAL SCHEDULE - M DEDUCTIONS |  |  |  |  | 128309686.9201 | 43614715.5401 | 35965869.3074 | 10311258.8183 | 232685.7628 | 22880737.6094 | 109736.7405 | 1172016.365 | 36167.2954 | 50579.5377 | 8493854.0206 | 2843744.4652 | 2598321.4576 | 0
786
787 |  | TOTAL SCHEDULE - M ADJUSTMENTS |  |  |  |  | -61339355.1646 | -20856607.7856 | -17180396.5602 | -4929150.5071 | -111674.7465 | -10939268.748 | -52415.9886 | -560551.9884 | -17537.8394 | -24550.1869 | -4067608.3828 | -1358425.6612 | -1241166.7699 | 0
788
789
790
791 | [6 empty] | D: INCOME TAXES
792
793 |  |  | State Income Taxes Before Credits |  | F150T |  | 2874551.5614 | 936059.9613 | 1112509.1725 | 252927.5713 | 16452.0419 | 215563.9771 | 3979.2223 | 19335.5236 | 1414.2953 | 4657.9034 | 261962.3769 | 2681.7607 | 47007.7549 | 0 | 1140
794 |  |  | Renewable Energy Credits |  | F10 |  | 0 | 0 | 0 | 0 | 0 | 0 | 0 | 0 | 0 | 0 | 0 | 0 | 0 | 0 | 1142
795 |  | 40911 | State Income Taxes |  |  |  | 2874551.5614 | 936059.9613 | 1112509.1725 | 252927.5713 | 16452.0419 | 215563.9771 | 3979.2223 | 19335.5236 | 1414.2953 | 4657.9034 | 261962.3769 | 2681.7607 | 47007.7549 | 0
796
797 |  | Calculation of Taxable Income
798
799 |  |  | Operating Revenues |  |  |  | 334955102.1887 | 113274437.2666 | 100730364.0979 | 27391630.5239 | 870204.6755 | 52791639.4362 | 320220.8839 | 2913020.9661 | 106778.1034 | 207781.6408 | 23750878.7833 | 6058492.0919 | 6539653.7192 | 0
800 |  |  | Operating Deductions
801 |  |  | O & M Expenses |  |  |  | 103951604.9503 | 35711483.8441 | 29131453.7357 | 8341587.9015 | 206454.0033 | 18142906.1565 | 88858.9524 | 956788.1028 | 29923.4254 | 41423.1404 | 6923712.9489 | 2275466.1692 | 2101546.5702 | 0
802 |  |  | Depreciation Expense |  |  |  | 51774573.4189 | 17599216.0397 | 14512419.094 | 4160709.5173 | 93901.4583 | 9232701.9428 | 44279.3644 | 472925.9918 | 14598.8712 | 20417.1831 | 3427516.417 | 1147456.6497 | 1048430.8897 | 0
803 |  |  | Amortization Expense |  |  |  | -77717.0935 | -26418.0304 | -21784.4663 | -6245.6049 | -140.9547 | -13857.9022 | -66.4674 | -709.9051 | -21.9142 | -30.6481 | -5145.0151 | -1722.3945 | -1573.7905 | 0
804 |  |  | Taxes Other Than Income |  |  |  | 16769014.6255 | 5682008.5904 | 4731128.9624 | 1348609.6092 | 29476.3545 | 2989406.7216 | 14443.1116 | 152694.0084 | 4192.046 | 5810.18 | 1095150.6684 | 374171.7864 | 341922.5867 | 0
805 |  |  | Interest & Dividends (AFUDC-Equity) |  | F104T |  | -3150068.4591 | -1070769.419 | -882962.8847 | -253145.3959 | -5713.1414 | -561740.7489 | -2694.0398 | -28773.7072 | -888.2228 | -1242.2198 | -208536.5481 | -69813.6232 | -63788.5081 | 0 | 1153
806 |  |  | Misc Revenue & Expense |  |  |  | -178.9196 | -61.0525 | -50.3442 | -14.4337 | -0.32575 | -31.363 | -0.15361 | -1.6406 | -0.050644 | -0.070828 | -11.8902 | -3.9574 | -3.6371 | 0
807 |  |  | Total Operating Deductions |  |  |  | 169267228.5227 | 57895459.9723 | 47470204.0969 | 13591501.5935 | 323977.3943 | 29789384.8066 | 144820.7675 | 1552922.8501 | 47804.1549 | 66377.5648 | 11232686.5809 | 3725554.6301 | 3426534.1109 | 0
808 |  |  | Other Deductions
809 |  |  | Interest Deductions |  | F101T |  | 41032404.8147 | 13904308.6867 | 11575156.1163 | 3299886.5438 | 72172.7562 | 7314880.6582 | 35336.0589 | 373653.5379 | 10284.2298 | 14256.8986 | 2680487.4126 | 915442.1812 | 836539.7345 | 0
810 |  |  | Interest on PCRBS |  |  |  | 0 | 0 | 0 | 0 | 0 | 0 | 0 | 0 | 0 | 0 | 0 | 0 | 0 | 0
811 |  |  | Schedule M Adjustments |  |  |  | -61339355.1646 | -20856607.7856 | -17180396.5602 | -4929150.5071 | -111674.7465 | -10939268.748 | -52415.9886 | -560551.9884 | -17537.8394 | -24550.1869 | -4067608.3828 | -1358425.6612 | -1241166.7699 | 0
812
813 |  |  | Income Before State Taxes |  |  |  | 63316113.6867 | 20618060.822 | 24504607.3245 | 5571091.8796 | 362379.7785 | 4748105.2234 | 87648.0689 | 425892.5898 | 31151.8793 | 102596.9905 | 5770096.4071 | 59069.6194 | 1035413.1039 | 0
814
815 |  |  | State Income Taxes |  |  |  | 2874551.5614 | 936059.9613 | 1112509.1725 | 252927.5713 | 16452.0419 | 215563.9771 | 3979.2223 | 19335.5236 | 1414.2953 | 4657.9034 | 261962.3769 | 2681.7607 | 47007.7549 | 0
816
817 |  |  | Adjustments to Calculated Tax:
818 |  |  |  | PMI | F30 |  | 0 | 0 | 0 | 0 | 0 | 0 | 0 | 0 | 0 | 0 | 0 | 0 | 0 | 0 | 1172
819 |  |  |  | Renewable Energy Credits | F10 |  | 0 | 0 | 0 | 0 | 0 | 0 | 0 | 0 | 0 | 0 | 0 | 0 | 0 | 0 | 1173
820 |  |  |  | System Overheads | F102T |  | 0 | 0 | 0 | 0 | 0 | 0 | 0 | 0 | 0 | 0 | 0 | 0 | 0 | 0 | 1174
821 |  |  |  | Situs | F107T |  | 0 | 0 | 0 | 0 | 0 | 0 | 0 | 0 | 0 | 0 | 0 | 0 | 0 | 0 | 1175
822 |  |  |  | Total Adjustments |  |  | 0 | 0 | 0 | 0 | 0 | 0 | 0 | 0 | 0 | 0 | 0 | 0 | 0 | 0
823
824 |  |  | 35%
825
826 |  | 40910 | Federal Income Tax |  |  |  | 21154546.7439 | 6888700.3012 | 8187234.3532 | 1861357.5079 | 121074.7078 | 1586389.4362 | 29284.0963 | 142294.9732 | 10408.1544 | 34278.6805 | 1927846.9106 | 19735.7505 | 345941.8721 | 0
827
828
829 |  | TOTAL OPERATING EXPENSES |  |  |  |  | 220970470.2299 | 75100720.8819 | 64572014.8094 | 17931224.6489 | 510325.3835 | 36524977.7424 | 201900.6522 | 1966636.4964 | 66645.5425 | 115053.5457 | 15232650.4999 | 4364998.4145 | 4383321.6126 | 0
830
831
832 |  | Distribution - METER - Unbundled |  |  |  |  | D: STEAM PRODUCTION PLANT
833
834 |  | A |  | B | C |  | D | E | F | G | H | I | J | K | L | M | N | O | P
835 |  | FERC ACCT |  | DESCRIPTION | COS Factor |  | Utah Jurisdiction Normalized | Residential Sch 1 | General Large Dist. Sch 6 | General +1 MW Sch 8 | Street & Area Lighting Sch. 7,11,12 | General Trans Sch 9 | General Secondary Sch 22 | Irrigation Sch 10 | Traffic Signals Sch 15 | Outdoor Lighting Sch 15 | General Small Dist. Sch 23 | Industrial Cust 1 | Industrial Cust 2
836 |  | 310 | Land and Land Rights |  | F10 |  | 0 | 0 | 0 | 0 | 0 | 0 | 0 | 0 | 0 | 0 | 0 | 0 | 0 | 0 | 1192
837 |  |  |  | Total 310 |  |  | 0 | 0 | 0 | 0 | 0 | 0 | 0 | 0 | 0 | 0 | 0 | 0 | 0 | 0
838
839 |  | 311 | Structures and Improvements |  | F10 |  | 0 | 0 | 0 | 0 | 0 | 0 | 0 | 0 | 0 | 0 | 0 | 0 | 0 | 0 | 1199
840 |  |  |  | Total 311 |  |  | 0 | 0 | 0 | 0 | 0 | 0 | 0 | 0 | 0 | 0 | 0 | 0 | 0 | 0
841
842 |  | 312 | Boiler Plant Equipment |  | F10 |  | 0 | 0 | 0 | 0 | 0 | 0 | 0 | 0 | 0 | 0 | 0 | 0 | 0 | 0 | 1206
843 |  |  |  | Total 312 |  |  | 0 | 0 | 0 | 0 | 0 | 0 | 0 | 0 | 0 | 0 | 0 | 0 | 0 | 0
844
845 |  | 314 | Turbogenerator Units |  | F10 |  | 0 | 0 | 0 | 0 | 0 | 0 | 0 | 0 | 0 | 0 | 0 | 0 | 0 | 0 | 1213
846 |  |  |  | Total 314 |  |  | 0 | 0 | 0 | 0 | 0 | 0 | 0 | 0 | 0 | 0 | 0 | 0 | 0 | 0
847
848 |  | 315 | Accessory Electric Equipment |  | F10 |  | 0 | 0 | 0 | 0 | 0 | 0 | 0 | 0 | 0 | 0 | 0 | 0 | 0 | 0 | 1220
849 |  |  |  | Total 316 |  |  | 0 | 0 | 0 | 0 | 0 | 0 | 0 | 0 | 0 | 0 | 0 | 0 | 0 | 0
850
851 |  | 316 | Misc Power Plant Equipment |  | F10 |  | 0 | 0 | 0 | 0 | 0 | 0 | 0 | 0 | 0 | 0 | 0 | 0 | 0 | 0 | 1227
852 |  |  |  | Total 316 |  |  | 0 | 0 | 0 | 0 | 0 | 0 | 0 | 0 | 0 | 0 | 0 | 0 | 0 | 0
853
854 |  | S00 | Unclassified Steam Plant - Acct 300 |  | F10 |  | 0 | 0 | 0 | 0 | 0 | 0 | 0 | 0 | 0 | 0 | 0 | 0 | 0 | 0 | 1232
855
856
857
858 |  | Total Steam Production Plant |  |  |  |  | 0 | 0 | 0 | 0 | 0 | 0 | 0 | 0 | 0 | 0 | 0 | 0 | 0 | 0
859
860
861 | [6 empty] | D: NUCLEAR PRODUCTION
862
863
864 |  | 320 | Land and Land Rights |  | F10 |  | 0 | 0 | 0 | 0 | 0 | 0 | 0 | 0 | 0 | 0 | 0 | 0 | 0 | 0 | 1238
865
866 |  | 321 | Structures and Improvements |  | F10 |  | 0 | 0 | 0 | 0 | 0 | 0 | 0 | 0 | 0 | 0 | 0 | 0 | 0 | 0 | 1242
867
868 |  | 322 | Reactor Plant Equipment |  | F10 |  | 0 | 0 | 0 | 0 | 0 | 0 | 0 | 0 | 0 | 0 | 0 | 0 | 0 | 0 | 1246
869
870 |  | 323 | Turbogenerator Units |  | F10 |  | 0 | 0 | 0 | 0 | 0 | 0 | 0 | 0 | 0 | 0 | 0 | 0 | 0 | 0 | 1250
871
872 |  | 324 | Land and Land Rights |  | F10 |  | 0 | 0 | 0 | 0 | 0 | 0 | 0 | 0 | 0 | 0 | 0 | 0 | 0 | 0 | 1254
873
874 |  | 325 | Misc. Power Plant Equipment |  | F10 |  | 0 | 0 | 0 | 0 | 0 | 0 | 0 | 0 | 0 | 0 | 0 | 0 | 0 | 0 | 1258
875
876 |  | N00 | Unclassified Nuclear Plt - Acct 300 |  | F10 |  | 0 | 0 | 0 | 0 | 0 | 0 | 0 | 0 | 0 | 0 | 0 | 0 | 0 | 0 | 1264
877
878 |  | Total Nuclear Production Plant |  |  |  |  | 0 | 0 | 0 | 0 | 0 | 0 | 0 | 0 | 0 | 0 | 0 | 0 | 0 | 0
879
880
881 | [6 empty] | D: HYDRAULIC PRODUCTION PLANT
882
883
884 |  | 330 | Land and Land Rights |  | F10 |  | 0 | 0 | 0 | 0 | 0 | 0 | 0 | 0 | 0 | 0 | 0 | 0 | 0 | 0 | 1274
885
886 |  | 331 | Structures and Improvements |  | F10 |  | 0 | 0 | 0 | 0 | 0 | 0 | 0 | 0 | 0 | 0 | 0 | 0 | 0 | 0 | 1281
887
888 |  | 332 | Reservoirs, Dams & Waterways |  | F10 |  | 0 | 0 | 0 | 0 | 0 | 0 | 0 | 0 | 0 | 0 | 0 | 0 | 0 | 0 | 1288
889
890 |  | 333 | Water Wheel, Turbines, & Generators |  | F10 |  | 0 | 0 | 0 | 0 | 0 | 0 | 0 | 0 | 0 | 0 | 0 | 0 | 0 | 0 | 1295
891
892 |  | 334 | Accessory Electric Equipment |  | F10 |  | 0 | 0 | 0 | 0 | 0 | 0 | 0 | 0 | 0 | 0 | 0 | 0 | 0 | 0 | 1302
893
894 |  | 335 | Misc. Power Plant Equipment |  | F10 |  | 0 | 0 | 0 | 0 | 0 | 0 | 0 | 0 | 0 | 0 | 0 | 0 | 0 | 0 | 1309
895
896 |  | 336 | Roads, Railroads & Bridges |  | F10 |  | 0 | 0 | 0 | 0 | 0 | 0 | 0 | 0 | 0 | 0 | 0 | 0 | 0 | 0 | 1316
897
898 |  | H00 | Unclassified Hydro Plant - Acct 300 |  | F10 |  | 0 | 0 | 0 | 0 | 0 | 0 | 0 | 0 | 0 | 0 | 0 | 0 | 0 | 0 | 1322
899
900 |  | Total Hydraulic Plant |  |  |  |  | 0 | 0 | 0 | 0 | 0 | 0 | 0 | 0 | 0 | 0 | 0 | 0 | 0 | 0
901
902 |  | Distribution - METER - Unbundled
903 |  | A |  | B | C |  | D | E | F | G | H | I | J | K | L | M | N | O | P
904 |  | FERC ACCT |  | DESCRIPTION | COS Factor |  | Utah Jurisdiction Normalized | Residential Sch 1 | General Large Dist. Sch 6 | General +1 MW Sch 8 | Street & Area Lighting Sch. 7,11,12 | General Trans Sch 9 | General Secondary Sch 22 | Irrigation Sch 10 | Traffic Signals Sch 15 | Outdoor Lighting Sch 15 | General Small Dist. Sch 23 | Industrial Cust 1 | Industrial Cust 2
905 |  | 340 | Land and Land Rights |  | F10 |  | 0 | 0 | 0 | 0 | 0 | 0 | 0 | 0 | 0 | 0 | 0 | 0 | 0 | 0 | 1328
906 |  |  |  | Wind Generation | F10 |  | 0 | 0 | 0 | 0 | 0 | 0 | 0 | 0 | 0 | 0 | 0 | 0 | 0 | 0 | 1329
907 |  |  |  | Simple Cycle Combustion Turbine | F10 |  | 0 | 0 | 0 | 0 | 0 | 0 | 0 | 0 | 0 | 0 | 0 | 0 | 0 | 0 | 1330
908 |  |  |  | Total 340 |  |  | 0 | 0 | 0 | 0 | 0 | 0 | 0 | 0 | 0 | 0 | 0 | 0 | 0 | 0
909
910 |  | 341 | Structures and Improvements |  | F10 |  | 0 | 0 | 0 | 0 | 0 | 0 | 0 | 0 | 0 | 0 | 0 | 0 | 0 | 0 | 1334
911 |  |  |  | Wind Generation | F10 |  | 0 | 0 | 0 | 0 | 0 | 0 | 0 | 0 | 0 | 0 | 0 | 0 | 0 | 0 | 1336
912 |  |  |  | Simple Cycle Combustion Turbine | F10 |  | 0 | 0 | 0 | 0 | 0 | 0 | 0 | 0 | 0 | 0 | 0 | 0 | 0 | 0 | 1337
913 |  |  |  | Total 341 |  |  | 0 | 0 | 0 | 0 | 0 | 0 | 0 | 0 | 0 | 0 | 0 | 0 | 0 | 0
914
915 |  | 342 | Fuel Holders, Producers & Access |  | F10 |  | 0 | 0 | 0 | 0 | 0 | 0 | 0 | 0 | 0 | 0 | 0 | 0 | 0 | 0 | 1341
916 |  |  |  | Simple Cycle Combustion Turbine | F10 |  | 0 | 0 | 0 | 0 | 0 | 0 | 0 | 0 | 0 | 0 | 0 | 0 | 0 | 0 | 1343
917 |  |  |  | Total 342 |  |  | 0 | 0 | 0 | 0 | 0 | 0 | 0 | 0 | 0 | 0 | 0 | 0 | 0 | 0
918
919 |  | 343 | Prime Movers |  | F10 |  | 0 | 0 | 0 | 0 | 0 | 0 | 0 | 0 | 0 | 0 | 0 | 0 | 0 | 0 | 1348
920 |  |  |  | Wind Generation | F10 |  | 0 | 0 | 0 | 0 | 0 | 0 | 0 | 0 | 0 | 0 | 0 | 0 | 0 | 0 | 1349
921 |  |  |  | Simple Cycle Combustion Turbine | F10 |  | 0 | 0 | 0 | 0 | 0 | 0 | 0 | 0 | 0 | 0 | 0 | 0 | 0 | 0 | 1350
922 |  |  |  | Total 343 |  |  | 0 | 0 | 0 | 0 | 0 | 0 | 0 | 0 | 0 | 0 | 0 | 0 | 0 | 0
923
924 |  | 344 | Generators |  | F10 |  | 0 | 0 | 0 | 0 | 0 | 0 | 0 | 0 | 0 | 0 | 0 | 0 | 0 | 0 | 1355
925 |  |  |  | Wind Generation | F10 |  | 0 | 0 | 0 | 0 | 0 | 0 | 0 | 0 | 0 | 0 | 0 | 0 | 0 | 0 | 1356
926 |  |  |  | Simple Cycle Combustion Turbine | F10 |  | 0 | 0 | 0 | 0 | 0 | 0 | 0 | 0 | 0 | 0 | 0 | 0 | 0 | 0 | 1357
927 |  |  |  | Total 344 |  |  | 0 | 0 | 0 | 0 | 0 | 0 | 0 | 0 | 0 | 0 | 0 | 0 | 0 | 0
928
929 |  | 345 | Accessory Electric Plant |  | F10 |  | 0 | 0 | 0 | 0 | 0 | 0 | 0 | 0 | 0 | 0 | 0 | 0 | 0 | 0 | 1361
930 |  |  |  | Wind Generation | F10 |  | 0 | 0 | 0 | 0 | 0 | 0 | 0 | 0 | 0 | 0 | 0 | 0 | 0 | 0 | 1362
931 |  |  |  | Simple Cycle Combustion Turbine | F10 |  | 0 | 0 | 0 | 0 | 0 | 0 | 0 | 0 | 0 | 0 | 0 | 0 | 0 | 0 | 1364
932 |  |  |  | Total 345 |  |  | 0 | 0 | 0 | 0 | 0 | 0 | 0 | 0 | 0 | 0 | 0 | 0 | 0 | 0
933
934 |  | 346 | Misc. Power Plant Equipment |  | F10 |  | 0 | 0 | 0 | 0 | 0 | 0 | 0 | 0 | 0 | 0 | 0 | 0 | 0 | 0 | 1368
935 |  |  |  | Wind Generation | F10 |  | 0 | 0 | 0 | 0 | 0 | 0 | 0 | 0 | 0 | 0 | 0 | 0 | 0 | 0 | 1369
936
937 |  | O00 | Unclassified Other Prod - Acct 300 |  | F10 |  | 0 | 0 | 0 | 0 | 0 | 0 | 0 | 0 | 0 | 0 | 0 | 0 | 0 | 0 | 1376
938
939 |  | Total Other Production Plant |  |  |  |  | 0 | 0 | 0 | 0 | 0 | 0 | 0 | 0 | 0 | 0 | 0 | 0 | 0 | 0
940
941 |  | Experimental Plant
942 |  | 103 | Experimental Plant |  | F10 |  | 0 | 0 | 0 | 0 | 0 | 0 | 0 | 0 | 0 | 0 | 0 | 0 | 0 | 0 | 1382
943
944 |  | TOTAL PRODUCTION PLANT |  |  |  |  | 0 | 0 | 0 | 0 | 0 | 0 | 0 | 0 | 0 | 0 | 0 | 0 | 0 | 0
945
946 | [6 empty] | D: TRANSMISSION PLANT
947 |  | 350 | Land and Land Rights
948 |  |  |  | Demand | F10 |  | 111855494.5596 | 38168300.3522 | 31473809.3769 | 9023538.8995 | 203648.7907 | 19607294.8535 | 96030.8729 | 1025658.26 | 31661.3023 | 44279.7665 | 7433426.3396 | 2474061.2198 | 2273784.5257 | 0 | 1391
949 |  |  |  | Direct Assigned | A | 1 | 712808.72 | 0 | 0 | 0 | 0 | 687900.67 | 0 | 0 | 0 | 0 | 0 | 24908.05 | 0 | 0
950 | [6 empty] | 112568303.2796 | 38168300.3522 | 31473809.3769 | 9023538.8995 | 203648.7907 | 20295195.5235 | 96030.8729 | 1025658.26 | 31661.3023 | 44279.7665 | 7433426.3396 | 2498969.2698 | 2273784.5257 | 0
951 |  | 352 | Structures and Improvements
952 |  |  |  | Demand | F10 |  | 106704692.8671 | 36410699.2006 | 30024480.9264 | 8608016.5364 | 194271.0257 | 18704404.138 | 91608.7747 | 978428.016 | 30203.3401 | 42240.7402 | 7091126.6151 | 2360133.8819 | 2169079.6721 | 0 | 1398
953 |  |  |  | Direct Assigned | A | 1 | 480.63 | 0 | 0 | 0 | 0 | 480.63 | 0 | 0 | 0 | 0 | 0 | 0 | 0 | 0
954 | [6 empty] | 106705173.4971 | 36410699.2006 | 30024480.9264 | 8608016.5364 | 194271.0257 | 18704884.768 | 91608.7747 | 978428.016 | 30203.3401 | 42240.7402 | 7091126.6151 | 2360133.8819 | 2169079.6721 | 0
955 |  | 353 | Station Equipment
956 |  |  |  | Demand | F10 |  | 890398379.7744 | 303829444.6433 | 250539582.2069 | 71829680.3177 | 1621096.5227 | 156079087.9167 | 764430.3389 | 8164502.3922 | 252032.0741 | 352478.2802 | 59171977.1571 | 19694160.8476 | 18099907.0772 | 0 | 1404
957 |  |  |  | Direct Assigned | A | 1 | 287956.02 | 0 | 0 | 0 | 0 | 287956.02 | 0 | 0 | 0 | 0 | 0 | 0 | 0 | 0
958 | [6 empty] | 890686335.7944 | 303829444.6433 | 250539582.2069 | 71829680.3177 | 1621096.5227 | 156367043.9367 | 764430.3389 | 8164502.3922 | 252032.0741 | 352478.2802 | 59171977.1571 | 19694160.8476 | 18099907.0772 | 0
959 |  | 354 | Towers and Fixtures
960 |  |  |  | Demand | F10 |  | 560073338.1259 | 191113073.8192 | 157592986.8323 | 45181898.0648 | 1019692.9391 | 98175982.5342 | 480837.6356 | 5135588.9822 | 158531.7856 | 221713.8884 | 37220021.4226 | 12387909.3427 | 11385100.8793 | 0 | 1410
961 |  |  |  | Direct Assigned | A | 1 | 1829854.15 | 0 | 0 | 0 | 0 | 1829854.15 | 0 | 0 | 0 | 0 | 0 | 0 | 0 | 0
962 | [6 empty] | 561903192.2759 | 191113073.8192 | 157592986.8323 | 45181898.0648 | 1019692.9391 | 100005836.6842 | 480837.6356 | 5135588.9822 | 158531.7856 | 221713.8884 | 37220021.4226 | 12387909.3427 | 11385100.8793 | 0
963 |  | 355 | Poles and Fixtures
964 |  |  |  | Demand | F10 |  | 397597207.3273 | 135671561.6717 | 111875583.4165 | 32074721.772 | 723882.1014 | 69695330.638 | 341347.6202 | 3645765.1138 | 112542.0386 | 157395.1425 | 26422569.2725 | 8794202.1589 | 8082306.3813 | 0 | 1416
965 |  |  |  | Direct Assigned | A | 1 | 4143223.3 | 0 | 0 | 0 | 0 | 3928670.84 | 0 | 0 | 0 | 0 | 0 | 214552.46 | 0 | 0
966 | [6 empty] | 401740430.6273 | 135671561.6717 | 111875583.4165 | 32074721.772 | 723882.1014 | 73624001.478 | 341347.6202 | 3645765.1138 | 112542.0386 | 157395.1425 | 26422569.2725 | 9008754.6189 | 8082306.3813 | 0
967 |  | 356 | Overhead Conductors
968 |  |  |  | Demand | F10 |  | 525764198.8792 | 179405812.2604 | 147939108.739 | 42414131.9052 | 957228.2856 | 92161888.9751 | 451382.3406 | 4820991.5438 | 148820.3983 | 208132.073 | 34939986.2722 | 11629047.105 | 10687668.981 | 0 | 1422
969 |  |  |  | Direct Assigned | A | 1 | 3235222.73 | 0 | 0 | 0 | 0 | 3130812.87 | 0 | 0 | 0 | 0 | 0 | 104409.86 | 0 | 0
970 | [6 empty] | 528999421.6092 | 179405812.2604 | 147939108.739 | 42414131.9052 | 957228.2856 | 95292701.8451 | 451382.3406 | 4820991.5438 | 148820.3983 | 208132.073 | 34939986.2722 | 11733456.965 | 10687668.981 | 0
971 |  | 357 | Underground Conduit
972 |  |  |  | Demand | F10 |  | 1531082.519 | 522449.234 | 430814.7716 | 123514.5642 | 2787.5529 | 268385.4424 | 1314.4745 | 14039.2516 | 433.3812 | 606.1032 | 101749.0394 | 33865.0497 | 31123.6543 | 0 | 1428
973 |  |  |  | Direct Assigned | A | 1 | 0 | 0 | 0 | 0 | 0 | 0 | 0 | 0 | 0 | 0 | 0 | 0 | 0 | 0
974 | [6 empty] | 1531082.519 | 522449.234 | 430814.7716 | 123514.5642 | 2787.5529 | 268385.4424 | 1314.4745 | 14039.2516 | 433.3812 | 606.1032 | 101749.0394 | 33865.0497 | 31123.6543 | 0
975 |  | 358 | Underground Conductors
976 |  |  |  | Demand | F10 |  | 3495713.2548 | 1192837.5444 | 983620.9929 | 282004.0684 | 6364.4417 | 612768.1146 | 3001.1614 | 32053.9209 | 989.4805 | 1383.8334 | 232309.7948 | 77319.4793 | 71060.4225 | 0 | 1434
977 |  |  |  | Direct Assigned | A | 1 | 0 | 0 | 0 | 0 | 0 | 0 | 0 | 0 | 0 | 0 | 0 | 0 | 0 | 0
978 | [6 empty] | 3495713.2548 | 1192837.5444 | 983620.9929 | 282004.0684 | 6364.4417 | 612768.1146 | 3001.1614 | 32053.9209 | 989.4805 | 1383.8334 | 232309.7948 | 77319.4793 | 71060.4225 | 0
979 |  | 359 | Roads and Trails
980 |  |  |  | Demand | F10 |  | 5180372.3811 | 1767691.518 | 1457649.0271 | 417907.8719 | 9431.6026 | 908074.1999 | 4447.4854 | 47501.3923 | 1466.3324 | 2050.7323 | 344264.863 | 114581.3933 | 105305.9629 | 0 | 1440
981 |  |  |  | Direct Assigned | A | 1 | 12806.38 | 0 | 0 | 0 | 0 | 12806.38 | 0 | 0 | 0 | 0 | 0 | 0 | 0 | 0
982 | [6 empty] | 5193178.7611 | 1767691.518 | 1457649.0271 | 417907.8719 | 9431.6026 | 920880.5799 | 4447.4854 | 47501.3923 | 1466.3324 | 2050.7323 | 344264.863 | 114581.3933 | 105305.9629 | 0
983
984 |  | T00 | Unclassified Trans Plant - Acct 300 |  | F10 |  | 50754711.6005 | 17318962.151 | 14281320.0566 | 4094453.4398 | 92406.1503 | 8896859.2868 | 43574.2498 | 465395.0116 | 14366.3955 | 20092.0553 | 3372935.8719 | 1122611.4925 | 1031735.4395 | 0 | 1444
985 |  | TS0 | Unclassified Trans Sub - Acct 300 |  | F10 |  | 0 | 0 | 0 | 0 | 0 | 0 | 0 | 0 | 0 | 0 | 0 | 0 | 0 | 0 | 1448
986
987 |  | TOTAL TRANSMISSION PLANT |  |  |  |  | 2663577543.2189 | 905400832.3947 | 746598956.3462 | 214049867.44 | 4830809.4126 | 474988557.6592 | 2277974.9539 | 24329923.8843 | 751046.5285 | 1050372.6151 | 176330366.6482 | 59031762.3407 | 53937072.9957 | 0
988 |  | Distribution - METER - Unbundled |  |  |  |  | D: DISTRIBUTION PLANT
989 |  | A |  | B | C |  | D | E | F | G | H | I | J | K | L | M | N | O | P
990 |  | FERC ACCT |  | DESCRIPTION | COS Factor |  | Utah Jurisdiction Normalized | Residential Sch 1 | General Large Dist. Sch 6 | General +1 MW Sch 8 | Street & Area Lighting Sch. 7,11,12 | General Trans Sch 9 | General Secondary Sch 22 | Irrigation Sch 10 | Traffic Signals Sch 15 | Outdoor Lighting Sch 15 | General Small Dist. Sch 23 | Industrial Cust 1 | Industrial Cust 2
991
992 |  | 360 | Land and Land Rights
993 |  |  |  | Demand Primary | F20 |  | 0 | 0 | 0 | 0 | 0 | 0 | 0 | 0 | 0 | 0 | 0 | 0 | 0 | 0 | 1453
994 |  |  |  | Assigned | A | 0 | 0 | 0 | 0 | 0 | 0 | 0 | 0 | 0 | 0 | 0 | 0 | 0 | 0 | 0
995 | [6 empty] | 0 | 0 | 0 | 0 | 0 | 0 | 0 | 0 | 0 | 0 | 0 | 0 | 0 | 0
996 |  | 361 | Structures and Improvements
997 |  |  |  | Demand Primary | F20 |  | 0 | 0 | 0 | 0 | 0 | 0 | 0 | 0 | 0 | 0 | 0 | 0 | 0 | 0 | 1457
998 |  |  |  | Assigned | A | 0 | 0 | 0 | 0 | 0 | 0 | 0 | 0 | 0 | 0 | 0 | 0 | 0 | 0 | 0
999 | [6 empty] | 0 | 0 | 0 | 0 | 0 | 0 | 0 | 0 | 0 | 0 | 0 | 0 | 0 | 0
1000 |  | 362 | Station Equipment
1001 |  |  |  | Demand Primary | F20 |  | 0 | 0 | 0 | 0 | 0 | 0 | 0 | 0 | 0 | 0 | 0 | 0 | 0 | 0 | 1461
1002 |  |  |  | Assigned | A | 0 | 0 | 0 | 0 | 0 | 0 | 0 | 0 | 0 | 0 | 0 | 0 | 0 | 0 | 0
1003 | [6 empty] | 0 | 0 | 0 | 0 | 0 | 0 | 0 | 0 | 0 | 0 | 0 | 0 | 0 | 0
1004 |  | 364 | Poles, Towers & Fixtures
1005 |  |  |  | Demand Primary | F20 | 0 | 0 | 0 | 0 | 0 | 0 | 0 | 0 | 0 | 0 | 0 | 0 | 0 | 0 | 0 | 1465
1006 |  |  |  | Demand Secondary | F22 | 0 | 0 | 0 | 0 | 0 | 0 | 0 | 0 | 0 | 0 | 0 | 0 | 0 | 0 | 0
1007 |  |  |  | Assigned | A | 0 | 0 | 0 | 0 | 0 | 0 | 0 | 0 | 0 | 0 | 0 | 0 | 0 | 0 | 0
1008 | [6 empty] | 0 | 0 | 0 | 0 | 0 | 0 | 0 | 0 | 0 | 0 | 0 | 0 | 0 | 0
1009 |  | 365 | Overhead Conductors
1010 |  |  |  | Demand Primary | F20 | 0 | 0 | 0 | 0 | 0 | 0 | 0 | 0 | 0 | 0 | 0 | 0 | 0 | 0 | 0 | 1469
1011 |  |  |  | Demand Secondary | F22 | 0 | 0 | 0 | 0 | 0 | 0 | 0 | 0 | 0 | 0 | 0 | 0 | 0 | 0 | 0
1012 |  |  |  | Assigned | A | 0 | 0 | 0 | 0 | 0 | 0 | 0 | 0 | 0 | 0 | 0 | 0 | 0 | 0 | 0
1013 | [6 empty] | 0 | 0 | 0 | 0 | 0 | 0 | 0 | 0 | 0 | 0 | 0 | 0 | 0 | 0
1014 |  | 366 | Underground Conduit
1015 |  |  |  | Demand Primary | F20 | 0 | 0 | 0 | 0 | 0 | 0 | 0 | 0 | 0 | 0 | 0 | 0 | 0 | 0 | 0 | 1473
1016 |  |  |  | Demand Secondary | F22 | 0 | 0 | 0 | 0 | 0 | 0 | 0 | 0 | 0 | 0 | 0 | 0 | 0 | 0 | 0
1017 |  |  |  | Assigned | A | 0 | 0 | 0 | 0 | 0 | 0 | 0 | 0 | 0 | 0 | 0 | 0 | 0 | 0 | 0
1018 | [6 empty] | 0 | 0 | 0 | 0 | 0 | 0 | 0 | 0 | 0 | 0 | 0 | 0 | 0 | 0
1019 |  | 367 | Underground Conductors
1020 |  |  |  | Demand Primary | F20 | 0 | 0 | 0 | 0 | 0 | 0 | 0 | 0 | 0 | 0 | 0 | 0 | 0 | 0 | 0 | 1477
1021 |  |  |  | Demand Secondary | F22 | 0 | 0 | 0 | 0 | 0 | 0 | 0 | 0 | 0 | 0 | 0 | 0 | 0 | 0 | 0
1022 |  |  |  | Assigned | A | 0 | 0 | 0 | 0 | 0 | 0 | 0 | 0 | 0 | 0 | 0 | 0 | 0 | 0 | 0
1023 | [6 empty] | 0 | 0 | 0 | 0 | 0 | 0 | 0 | 0 | 0 | 0 | 0 | 0 | 0 | 0
1024 |  | 368 | Line Transformers
1025 |  |  |  | Demand Secondary | F21 |  | 0 | 0 | 0 | 0 | 0 | 0 | 0 | 0 | 0 | 0 | 0 | 0 | 0 | 0 | 1481
1026 |  |  |  | Assigned | A | 0 | 0 | 0 | 0 | 0 | 0 | 0 | 0 | 0 | 0 | 0 | 0 | 0 | 0 | 0
1027 | [6 empty] | 0 | 0 | 0 | 0 | 0 | 0 | 0 | 0 | 0 | 0 | 0 | 0 | 0 | 0
1028 |  | 369 | Services
1029 |  |  |  | Customer | F70 |  | 0 | 0 | 0 | 0 | 0 | 0 | 0 | 0 | 0 | 0 | 0 | 0 | 0 | 0 | 1485
1030 |  |  |  | Assigned | A | 0 | 0 | 0 | 0 | 0 | 0 | 0 | 0 | 0 | 0 | 0 | 0 | 0 | 0 | 0
1031 | [6 empty] | 0 | 0 | 0 | 0 | 0 | 0 | 0 | 0 | 0 | 0 | 0 | 0 | 0 | 0
1032 |  | 370 | Meters
1033 |  |  |  | Customer | F60 |  | 0 | 0 | 0 | 0 | 0 | 0 | 0 | 0 | 0 | 0 | 0 | 0 | 0 | 0 | 1489
1034 |  |  |  | Assigned | A | 0 | 0 | 0 | 0 | 0 | 0 | 0 | 0 | 0 | 0 | 0 | 0 | 0 | 0 | 0
1035 | [6 empty] | 0 | 0 | 0 | 0 | 0 | 0 | 0 | 0 | 0 | 0 | 0 | 0 | 0 | 0
1036 |  | 371 | Install on Customers' Premises
1037 |  |  |  | Demand Primary | F20 | 0 | 0 | 0 | 0 | 0 | 0 | 0 | 0 | 0 | 0 | 0 | 0 | 0 | 0 | 0 | 1493
1038 |  |  |  | Demand Secondary | F22 | 0 | 0 | 0 | 0 | 0 | 0 | 0 | 0 | 0 | 0 | 0 | 0 | 0 | 0 | 0
1039 |  |  |  | Assigned | A | 0 | 0 | 0 | 0 | 0 | 0 | 0 | 0 | 0 | 0 | 0 | 0 | 0 | 0 | 0
1040 | [6 empty] | 0 | 0 | 0 | 0 | 0 | 0 | 0 | 0 | 0 | 0 | 0 | 0 | 0 | 0
1041 |  | 372 | Leased Property
1042 |  |  |  | Demand Primary | F20 | 0 | 0 | 0 | 0 | 0 | 0 | 0 | 0 | 0 | 0 | 0 | 0 | 0 | 0 | 0 | 1497
1043 |  |  |  | Demand Secondary | F22 | 0 | 0 | 0 | 0 | 0 | 0 | 0 | 0 | 0 | 0 | 0 | 0 | 0 | 0 | 0
1044 |  |  |  | Assigned | A | 0 | 0 | 0 | 0 | 0 | 0 | 0 | 0 | 0 | 0 | 0 | 0 | 0 | 0 | 0
1045 | [6 empty] | 0 | 0 | 0 | 0 | 0 | 0 | 0 | 0 | 0 | 0 | 0 | 0 | 0 | 0
1046
1047 |  | 373 | Street Lights |  | A | 0 | 0 | 0 | 0 | 0 | 0 | 0 | 0 | 0 | 0 | 0 | 0 | 0 | 0 | 0 | 1502
1048
1049
1050 |  | D00 | Unclassified Dist Plant - Acct 300 |  | F22 |  | 0 | 0 | 0 | 0 | 0 | 0 | 0 | 0 | 0 | 0 | 0 | 0 | 0 | 0 | 1505
1051 |  | DS0 | Unclassified Dist Sub - Acct 300 |  | F20 |  | 0 | 0 | 0 | 0 | 0 | 0 | 0 | 0 | 0 | 0 | 0 | 0 | 0 | 0 | 1509
1052 |  | TOTAL DISTRIBUTION PLANT |  |  |  |  | 0 | 0 | 0 | 0 | 0 | 0 | 0 | 0 | 0 | 0 | 0 | 0 | 0 | 0
1053
1054 |  | Distribution - METER - Unbundled |  |  |  |  | DISTRIBUTION PLANT D: GENERAL PLANT
1055
1056 |  | A |  | B | C |  | D | E | F | G | H | I | J | K | L | M | N | O | P
1057 |  | FERC ACCT |  | DESCRIPTION | COS Factor |  | Utah Jurisdiction Normalized | Residential Sch 1 | General Large Dist. Sch 6 | General +1 MW Sch 8 | Street & Area Lighting Sch. 7,11,12 | General Trans Sch 9 | General Secondary Sch 22 | Irrigation Sch 10 | Traffic Signals Sch 15 | Outdoor Lighting Sch 15 | General Small Dist. Sch 23 | Industrial Cust 1 | Industrial Cust 2
1058 |  | 389 | Land and Land Rights
1059 |  |  |  | Situs | F107T |  | 1305413.3532 | 443734.9082 | 365906.4665 | 104905.3578 | 2367.5688 | 232790.822 | 1116.4304 | 11924.0409 | 368.0862 | 514.7853 | 86419.1154 | 28931.3337 | 26434.438 | 0 | 1516
1060 |  |  |  | Customer - System | F42 |  | 0 | 0 | 0 | 0 | 0 | 0 | 0 | 0 | 0 | 0 | 0 | 0 | 0 | 0 | 1517
1061 |  |  |  | System Generation | F105T |  | 48.1654 | 16.3723 | 13.5007 | 3.8707 | 0.087355 | 8.5892 | 0.041193 | 0.43996 | 0.013581 | 0.018994 | 3.1886 | 1.0675 | 0.97534 | 0 | 1518
1062 |  |  |  | System Generation | F105T |  | 309.0798 | 105.0621 | 86.6349 | 24.8382 | 0.56056 | 55.1174 | 0.26433 | 2.8232 | 0.087151 | 0.12188 | 20.4613 | 6.85 | 6.2588 | 0 | 1519
1063 |  |  |  | System Overheads | F102T |  | 796277.6437 | 270669.9654 | 223196.0767 | 63990.2993 | 1444.1725 | 141998.0321 | 681.0016 | 7273.4411 | 224.5257 | 314.0093 | 52714.0384 | 17647.5706 | 16124.511 | 0 | 1520
1064 |  |  | Total Land & Land Rights |  |  |  | 2102048.2421 | 714526.308 | 589202.6788 | 168924.3659 | 3812.3893 | 374852.5607 | 1797.7375 | 19200.7452 | 592.7126 | 828.9355 | 139156.8037 | 46586.8218 | 42566.1831 | 0
1065
1066 |  | 390 | Structures and Improvements
1067 |  |  |  | Situs | F107T |  | 13391589.424 | 4552056.7788 | 3753653.3198 | 1076172.1386 | 24287.7165 | 2388085.8139 | 11452.9068 | 122322.8331 | 3776.0142 | 5280.9271 | 886530.9287 | 296792.232 | 271177.8143 | 0 | 1524
1068 |  |  |  | System Generation | F105T |  | 48588.1334 | 16516.0337 | 13619.2204 | 3904.6295 | 88.1221 | 8664.59 | 41.5541 | 443.8187 | 13.7004 | 19.1606 | 3216.5624 | 1076.8386 | 983.9029 | 0 | 1525
1069 |  |  |  | System Generation | F105T |  | 215781.045 | 73348.0947 | 60483.2787 | 17340.5517 | 391.3523 | 38479.6484 | 184.5427 | 1971.0094 | 60.8436 | 85.0925 | 14284.8294 | 4782.2656 | 4369.536 | 0 | 1526
1070 |  |  |  | System Generation | F105T |  | 0 | 0 | 0 | 0 | 0 | 0 | 0 | 0 | 0 | 0 | 0 | 0 | 0 | 0 | 1527
1071 |  |  |  | Customer - System | F42 |  | 0 | 0 | 0 | 0 | 0 | 0 | 0 | 0 | 0 | 0 | 0 | 0 | 0 | 0 | 1528
1072 |  |  |  | System Generation | F102T |  | 1460382.5248 | 496411.8867 | 409344.2189 | 117358.9583 | 2648.6293 | 260426.054 | 1248.9649 | 13339.5762 | 411.7827 | 575.8968 | 96678.1638 | 32365.8511 | 29572.542 | 0 | 1529
1073 |  |  |  | System Overheads | F102T |  | 10189377.7945 | 3463563.9425 | 2856075.599 | 818836.6702 | 18480.0109 | 1817044.1008 | 8714.2751 | 93072.8624 | 2873.0896 | 4018.146 | 674542.6755 | 225822.9462 | 206333.4763 | 0 | 1530
1074
1075 |  |  | Total Structures and Improvements |  |  |  | 25305718.9217 | 8601896.7364 | 7093175.6369 | 2033612.9483 | 45895.8311 | 4512700.2072 | 21642.2435 | 231150.0999 | 7135.4305 | 9979.223 | 1675253.1598 | 560840.1336 | 512437.2715 | 0
1076
1077 |  | 391 | Office Furniture & Equipment
1078 |  |  |  | Situs | F107T |  | 612294.8121 | 208130.6902 | 171625.8154 | 49205.109 | 1110.4912 | 109188.8728 | 523.6537 | 5592.8862 | 172.6482 | 241.4563 | 40534.269 | 13570.0355 | 12398.8844 | 0 | 1534
1079 |  |  |  | System Generation | F105T |  | 0 | 0 | 0 | 0 | 0 | 0 | 0 | 0 | 0 | 0 | 0 | 0 | 0 | 0 | 1535
1080 |  |  |  | System Generation | F105T |  | 0 | 0 | 0 | 0 | 0 | 0 | 0 | 0 | 0 | 0 | 0 | 0 | 0 | 0 | 1536
1081 |  |  |  | Customer - System | F42 |  | 0 | 0 | 0 | 0 | 0 | 0 | 0 | 0 | 0 | 0 | 0 | 0 | 0 | 0 | 1537
1082 |  |  |  | System Generation | F105T |  | 807966.1947 | 274643.1269 | 226472.3696 | 64929.6122 | 1465.3715 | 144082.4197 | 690.998 | 7380.2079 | 227.8215 | 318.6187 | 53487.8272 | 17906.6191 | 16361.2025 | 0 | 1538
1083 |  |  |  | Energy | F30 |  | 0 | 0 | 0 | 0 | 0 | 0 | 0 | 0 | 0 | 0 | 0 | 0 | 0 | 0 | 1539
1084 |  |  |  | System Overheads | F102T |  | 5810841.9881 | 1975216.0722 | 1628775.0191 | 466969.6816 | 10538.8598 | 1036231.6884 | 4969.6141 | 53077.9904 | 1638.4778 | 2291.4855 | 384681.0846 | 128783.2765 | 117668.7382 | 0 | 1540
1085 |  |  |  | Cholla | F10 |  | 1440.0456 | 491.3848 | 405.1989 | 116.1705 | 2.6218 | 252.4275 | 1.2363 | 13.2045 | 0.40761 | 0.57006 | 95.6991 | 31.8515 | 29.2731 | 0 | 1541
1086 |  |  |  | Simple Cycle Combustion Turbine | F10 |  | 0 | 0 | 0 | 0 | 0 | 0 | 0 | 0 | 0 | 0 | 0 | 0 | 0 | 0 | 1542
1087 |  |  | Total Office Furniture & Equipment |  |  |  | 7232543.0405 | 2458481.2742 | 2027278.4029 | 581220.5733 | 13117.3443 | 1289755.4084 | 6185.5021 | 66064.289 | 2039.3551 | 2852.1306 | 478798.88 | 160291.7825 | 146458.0981 | 0
1088
1089 |  | 392 | Transportation Equipment
1090 |  |  |  | Situs | F107T |  | 10437325.0427 | 3547845.9434 | 2925575.0424 | 838762.1556 | 18929.7016 | 1861259.861 | 8926.3273 | 95337.6876 | 2943.003 | 4115.9231 | 690956.9261 | 231318.0981 | 211354.3734 | 0 | 1546
1091 |  |  |  | System Overheads | F102T |  | 896785.6135 | 304834.5422 | 251368.3917 | 72067.2999 | 1626.4593 | 159921.3457 | 766.9591 | 8191.5114 | 252.8658 | 353.6443 | 59367.7238 | 19875.0869 | 18159.7833 | 0 | 1547
1092 |  |  |  | System Generation | F105T |  | 5119251.4242 | 1740131.2428 | 1434922.6589 | 411392.2238 | 9284.5534 | 912902.2192 | 4378.1442 | 46760.7928 | 1443.4707 | 2018.7591 | 338897.3912 | 113455.8422 | 103664.1259 | 0 | 1548
1093 |  |  |  | Customer - System | F42 |  | 0 | 0 | 0 | 0 | 0 | 0 | 0 | 0 | 0 | 0 | 0 | 0 | 0 | 0 | 1549
1094 |  |  |  | System Generation | F105T |  | 85351.1295 | 29012.4775 | 23923.863 | 6858.9698 | 154.7975 | 15220.4354 | 72.995 | 779.6231 | 24.0664 | 33.6579 | 5650.2939 | 1891.6016 | 1728.3484 | 0 | 1550
1095 |  |  |  | Energy | F30 |  | 0 | 0 | 0 | 0 | 0 | 0 | 0 | 0 | 0 | 0 | 0 | 0 | 0 | 0 | 1551
1096 |  |  |  | System Generation | F105T |  | 10305.0071 | 3502.8685 | 2888.4864 | 828.1288 | 18.6897 | 1837.664 | 8.8132 | 94.1291 | 2.9057 | 4.0637 | 682.1974 | 228.3856 | 208.675 | 0 | 1552
1097 |  |  |  | Cholla | F10 |  | 80900.0925 | 27605.43 | 22763.6032 | 6526.3234 | 147.2901 | 14181.0822 | 69.4548 | 741.8129 | 22.8992 | 32.0256 | 5376.2659 | 1789.3782 | 1644.527 | 0 | 1553
1098 |  |  |  | Simple Cycle Combustion Turbine | F10 |  | 6472.1375 | 2208.4788 | 1821.1249 | 522.1164 | 11.7834 | 1134.5094 | 5.5565 | 59.3462 | 1.832 | 2.5621 | 430.1099 | 143.1531 | 131.5648 | 0 | 1554
1099 |  |  | Total Transportation Equipment |  |  |  | 16636390.4469 | 5655140.9833 | 4663263.1704 | 1336957.2178 | 30173.275 | 2966457.1169 | 14228.2501 | 151964.903 | 4691.0427 | 6560.6359 | 1101360.9082 | 368701.5457 | 336891.3978 | 0
1100
1101 |  | 393 | Stores Equipment
1102 |  |  |  | Situs | F107T |  | 1142295.4209 | 388288.0104 | 320184.6221 | 91796.9083 | 2071.7292 | 203702.4436 | 976.9268 | 10434.0723 | 322.092 | 450.4603 | 75620.6144 | 25316.2188 | 23131.3226 | 0 | 1558
1103 |  |  |  | System Generation | F105T |  | 0 | 0 | 0 | 0 | 0 | 0 | 0 | 0 | 0 | 0 | 0 | 0 | 0 | 0 | 1559
1104 |  |  |  | System Generation | F105T |  | 0 | 0 | 0 | 0 | 0 | 0 | 0 | 0 | 0 | 0 | 0 | 0 | 0 | 0 | 1560
1105 |  |  |  | System Overheads | F102T |  | 21206.9728 | 7208.6547 | 5944.2999 | 1704.2304 | 38.4621 | 3781.7819 | 18.1369 | 193.7109 | 5.9797 | 8.3629 | 1403.9138 | 470.0013 | 429.4382 | 0 | 1561
1106 |  |  |  | System Generation | F105T |  | 1494421.5966 | 507982.4167 | 418885.3474 | 120094.3992 | 2710.3645 | 266496.1493 | 1278.0762 | 13650.4994 | 421.3807 | 589.32 | 98931.57 | 33120.2449 | 30261.8285 | 0 | 1562
1107 |  |  |  | Simple Cycle Combustion Turbine | F10 |  | 7822.315 | 2669.1981 | 2201.0367 | 631.0371 | 14.2416 | 1371.1838 | 6.7157 | 71.7267 | 2.2141 | 3.0966 | 519.8368 | 173.0169 | 159.011 | 0 | 1563
1108 |  |  | Total Stores Equipment |  |  |  | 2665746.3053 | 906148.2799 | 747215.3061 | 214226.5749 | 4834.7975 | 475351.5587 | 2279.8555 | 24350.0093 | 751.6665 | 1051.2397 | 176475.935 | 59079.4819 | 53981.6004 | 0 | 1564
1109
1110 |  | 394 | Tools, Shop & Garage Equipment
1111 |  |  |  | Situs | F107T |  | 4247643.3069 | 1443855.012 | 1190611.5022 | 341348.2326 | 7703.7574 | 757470.7081 | 3632.7176 | 38799.2603 | 1197.7041 | 1675.0435 | 281196.4321 | 94138.7537 | 86014.1833 | 0 | 1567
1112 |  |  |  | System Generation | F105T |  | 15967.4773 | 5427.6502 | 4475.6729 | 1283.1751 | 28.9595 | 2847.4369 | 13.6559 | 145.8518 | 4.5023 | 6.2967 | 1057.0562 | 353.8806 | 323.3392 | 0 | 1568
1113 |  |  |  | System Generation | F105T |  | 5586183.1692 | 1898850.2528 | 1565803.3064 | 448915.6961 | 10131.4063 | 996168.8906 | 4777.4788 | 51025.8887 | 1575.131 | 2202.8921 | 369808.5415 | 123804.2565 | 113119.4285 | 0 | 1569
1114 |  |  |  | System Overheads | F102T |  | 396154.7806 | 134660.5692 | 111041.913 | 31835.7085 | 718.4879 | 70645.2074 | 338.804 | 3618.5977 | 111.7034 | 156.2223 | 26225.6745 | 8779.8138 | 8022.0789 | 0 | 1570
1115 |  |  |  | Energy | F30 |  | 0 | 0 | 0 | 0 | 0 | 0 | 0 | 0 | 0 | 0 | 0 | 0 | 0 | 0 | 1571
1116 |  |  |  | System Generation | F105T |  | 0 | 0 | 0 | 0 | 0 | 0 | 0 | 0 | 0 | 0 | 0 | 0 | 0 | 0 | 1572
1117 |  |  |  | Cholla | F10 |  | 419168.7632 | 143032.3948 | 117945.3705 | 33814.9293 | 763.1562 | 73476.6367 | 359.8674 | 3843.5654 | 118.648 | 165.9346 | 27856.1204 | 9271.3298 | 8520.8103 | 0 | 1573
1118 |  |  |  | Simple Cycle Combustion Turbine | F10 |  | 22638.9238 | 7725.0496 | 6370.1222 | 1826.3136 | 41.2174 | 3968.4063 | 19.4361 | 207.5875 | 6.4081 | 8.962 | 1504.4837 | 500.7361 | 460.2012 | 0 | 1574
1119 |  |  | Total Tools, Shop & Garage Equipment |  |  |  | 10687756.421 | 3633550.9286 | 2996247.8872 | 859024.0552 | 19386.9846 | 1904577.286 | 9141.9598 | 97640.7513 | 3014.0969 | 4215.3511 | 707648.3084 | 236848.7704 | 216460.0414 | 0
1120
1121 |  | 395 | Laboratory Equipment
1122 |  |  |  | Situs | F107T |  | 2195271.1541 | 746214.5547 | 615332.9971 | 176415.9263 | 3981.4634 | 391476.7497 | 1877.4647 | 20052.2715 | 618.9986 | 865.6976 | 145328.2141 | 48652.8824 | 44453.9341 | 0 | 1578
1123 |  |  |  | System Generation | F105T |  | 16.9206 | 5.7516 | 4.7428 | 1.3598 | 0.030688 | 3.0174 | 0.014471 | 0.15456 | 0.0047711 | 0.0066726 | 1.1202 | 0.375 | 0.34264 | 0 | 1579
1124 |  |  |  | System Generation | F105T |  | 0 | 0 | 0 | 0 | 0 | 0 | 0 | 0 | 0 | 0 | 0 | 0 | 0 | 0 | 1580
1125 |  |  |  | System Overheads | F102T |  | 519370.29 | 176543.872 | 145579.1356 | 41737.5278 | 941.9583 | 92617.8949 | 444.1817 | 4744.0855 | 146.4464 | 204.8119 | 34382.6122 | 11510.5879 | 10517.1758 | 0 | 1581
1126 |  |  |  | Energy | F30 |  | 0 | 0 | 0 | 0 | 0 | 0 | 0 | 0 | 0 | 0 | 0 | 0 | 0 | 0 | 1582
1127 |  |  |  | System Generation | F105T |  | 1516912.1668 | 515627.3907 | 425189.4387 | 121901.7817 | 2751.1546 | 270506.8317 | 1297.3108 | 13855.9351 | 427.7223 | 598.1891 | 100420.4587 | 33618.6941 | 30717.2594 | 0 | 1583
1128 |  |  |  | Cholla | F10 |  | 56296.0828 | 19209.8368 | 15840.5466 | 4541.4836 | 102.495 | 9868.2134 | 48.3317 | 516.2066 | 15.9349 | 22.2857 | 3741.1911 | 1245.1776 | 1144.3797 | 0 | 1584
1129 |  |  |  | Simple Cycle Combustion Turbine | F10 |  | 3530.4189 | 1204.6801 | 993.3864 | 284.8038 | 6.4276 | 618.8517 | 3.031 | 32.3722 | 0.9993 | 1.3976 | 234.6162 | 78.0871 | 71.7659 | 0 | 1585
1130 |  |  | Total Laboratory Equipment |  |  |  | 4291397.0332 | 1458806.0859 | 1202940.2473 | 344882.883 | 7783.5296 | 765091.5588 | 3670.3343 | 39201.0254 | 1210.1063 | 1692.3885 | 284108.2124 | 95105.8041 | 86904.8575 | 0
1131
1132 |  | 396 | Power Operated Equipment
1133 |  |  |  | Situs | F107T |  | 14734989.5972 | 5008704.132 | 4130207.4659 | 1184130.1854 | 26724.1803 | 2627650.7225 | 12601.8247 | 134593.8571 | 4154.8116 | 5810.6923 | 975464.7935 | 326565.4519 | 298381.48 | 0 | 1589
1134 |  |  |  | System Generation | F105T |  | 68219.7197 | 23189.1845 | 19121.9406 | 5482.259 | 123.727 | 12165.4375 | 58.3436 | 623.1396 | 19.2359 | 26.9022 | 4516.1847 | 1511.9253 | 1381.4398 | 0 | 1590
1135 |  |  |  | System Generation | F105T |  | 10163384.5068 | 3454728.328 | 2848789.6983 | 816747.803 | 18432.8681 | 1812408.7884 | 8692.0448 | 92835.4318 | 2865.7603 | 4007.8956 | 672821.9049 | 225246.8678 | 205807.1159 | 0 | 1591
1136 |  |  |  | System Overheads | F102T |  | 459089.7698 | 156053.373 | 128682.5472 | 36893.2771 | 832.6302 | 81868.2333 | 392.628 | 4193.465 | 129.4491 | 181.0405 | 30392.007 | 10174.6158 | 9296.5037 | 0 | 1592
1137 |  |  |  | System Generation | F105T |  | 157112.6267 | 53405.5798 | 44038.5614 | 12625.8524 | 284.948 | 28017.4685 | 134.3676 | 1435.1143 | 44.3009 | 61.9568 | 10400.9463 | 3482.0219 | 3181.5087 | 0 | 1593
1138 |  |  |  | Energy | F30 |  | 0 | 0 | 0 | 0 | 0 | 0 | 0 | 0 | 0 | 0 | 0 | 0 | 0 | 0 | 1594
1139 |  |  |  | Cholla | F10 |  | 0 | 0 | 0 | 0 | 0 | 0 | 0 | 0 | 0 | 0 | 0 | 0 | 0 | 0 | 1595
1140 |  |  |  | Simple Cycle Combustion Turbine | F10 |  | 242819.7524 | 82857.0584 | 68324.4273 | 19588.6084 | 442.0878 | 42564.1896 | 208.4671 | 2226.5342 | 68.7314 | 96.124 | 16136.7374 | 5370.7771 | 4936.0096 | 0 | 1596
1141 |  |  | Total Power Operated Equipment |  |  |  | 25825615.9727 | 8778937.6556 | 7239164.6407 | 2075467.9852 | 46840.4414 | 4604674.8398 | 22087.6759 | 235907.5421 | 7282.2891 | 10184.6115 | 1709732.5739 | 572351.6598 | 522984.0577 | 0
1142
1143 |  | 397 | Communication Equipment
1144 |  |  |  | Situs | F107T |  | 18619509.6289 | 6329126.6138 | 5219035.7634 | 1496297.1805 | 33769.3575 | 3320366.642 | 15923.9879 | 170076.2395 | 5250.1261 | 7342.5394 | 1232622.2557 | 412656.4553 | 377042.4678 | 0 | 1600
1145 |  |  |  | System Generation | F105T |  | 59792.5092 | 20324.6148 | 16759.7993 | 4805.0333 | 108.443 | 10662.636 | 51.1364 | 546.1629 | 16.8596 | 23.579 | 3958.2985 | 1325.1565 | 1210.79 | 0 | 1601
1146 |  |  |  | System Generation | F105T |  | 164756.2267 | 56003.7853 | 46181.0572 | 13240.1058 | 298.8109 | 29380.531 | 140.9047 | 1504.9333 | 46.4562 | 64.971 | 10906.957 | 3651.4238 | 3336.2906 | 0 | 1602
1147 |  |  |  | System Overheads | F102T |  | 9239007.5357 | 3140514.9569 | 2589687.4681 | 742463.2121 | 16756.3676 | 1647567.1507 | 7901.4887 | 84391.8927 | 2605.1145 | 3643.3707 | 611627.6173 | 204760.2851 | 187088.6114 | 0 | 1603
1148 |  |  |  | Customer - System | F42 |  | 0 | 0 | 0 | 0 | 0 | 0 | 0 | 0 | 0 | 0 | 0 | 0 | 0 | 0 | 1604
1149 |  |  |  | System Generation | F105T |  | 41232249.691 | 14015628.4493 | 11557371.2751 | 3313497.5188 | 74781.0554 | 7352835.2346 | 35263.1116 | 376627.8549 | 11626.2198 | 16259.7954 | 2729598.6649 | 913813.2174 | 834947.2937 | 0 | 1605
1150 |  |  |  | Energy | F30 |  | 0 | 0 | 0 | 0 | 0 | 0 | 0 | 0 | 0 | 0 | 0 | 0 | 0 | 0 | 1606
1151 |  |  |  | Cholla | F10 |  | 326586.8761 | 111440.8016 | 91894.7534 | 26346.2192 | 594.5977 | 57247.8375 | 280.3834 | 2994.6363 | 92.4422 | 129.2846 | 21703.5336 | 7223.5694 | 6638.8172 | 0 | 1607
1152 |  |  |  | Simple Cycle Combustion Turbine | F10 |  | 4187.9226 | 1429.0392 | 1178.3943 | 337.8456 | 7.6247 | 734.1064 | 3.5954 | 38.4011 | 1.1854 | 1.6579 | 278.311 | 92.63 | 85.1316 | 0 | 1608
1153 |  |  | Total Communication Equipment |  |  |  | 69646090.3903 | 23674468.261 | 19522108.5107 | 5596987.1152 | 126316.2569 | 12418794.1381 | 59564.6081 | 636180.1207 | 19638.4039 | 27465.198 | 4610695.6381 | 1543522.7375 | 1410349.4022 | 0
1154
1155 |  | Distribution - METER - Unbundled |  |  |  |  | D: GENERAL PLANT
1156
1157 |  | A |  | B | C |  | D | E | F | G | H | I | J | K | L | M | N | O | P
1158 |  | FERC ACCT |  | DESCRIPTION | COS Factor |  | Utah Jurisdiction Normalized | Residential Sch 1 | General Large Dist. Sch 6 | General +1 MW Sch 8 | Street & Area Lighting Sch. 7,11,12 | General Trans Sch 9 | General Secondary Sch 22 | Irrigation Sch 10 | Traffic Signals Sch 15 | Outdoor Lighting Sch 15 | General Small Dist. Sch 23 | Industrial Cust 1 | Industrial Cust 2
1159 |  | 398 | Misc. Equipment
1160 |  |  |  | Situs | F107T |  | 327244.3738 | 111236.607 | 91726.3733 | 26297.9447 | 593.5082 | 58356.6014 | 279.8696 | 2989.1492 | 92.2728 | 129.0477 | 21663.7659 | 7252.5811 | 6626.6528 | 0 | 1612
1161 |  |  |  | System Generation | F105T |  | 0 | 0 | 0 | 0 | 0 | 0 | 0 | 0 | 0 | 0 | 0 | 0 | 0 | 0 | 1613
1162 |  |  |  | System Generation | F105T |  | 0 | 0 | 0 | 0 | 0 | 0 | 0 | 0 | 0 | 0 | 0 | 0 | 0 | 0 | 1614
1163 |  |  |  | Customer - System | F42 |  | 0 | 0 | 0 | 0 | 0 | 0 | 0 | 0 | 0 | 0 | 0 | 0 | 0 | 0 | 1615
1164 |  |  |  | System Overheads | F102T |  | 278048.1084 | 94513.8577 | 77936.6939 | 22344.4446 | 504.2832 | 49583.5649 | 237.7955 | 2539.7756 | 78.401 | 109.6473 | 18406.9448 | 6162.2647 | 5630.4353 | 0 | 1616
1165 |  |  |  | System Energy | F30 |  | 0 | 0 | 0 | 0 | 0 | 0 | 0 | 0 | 0 | 0 | 0 | 0 | 0 | 0 | 1617
1166 |  |  |  | Simple Cycle Combustion Turbine | F105T |  | 640002.73 | 217549.1402 | 179392.3257 | 51431.767 | 1160.7438 | 114129.9507 | 547.3504 | 5845.9787 | 180.461 | 252.3829 | 42368.5491 | 14184.1146 | 12959.9658 | 0 | 1618
1167 |  |  | Total Misc. Equipment |  |  |  | 1245295.2122 | 423299.6049 | 349055.3929 | 100074.1562 | 2258.5353 | 222070.117 | 1065.0155 | 11374.9036 | 351.1348 | 491.0779 | 82439.2599 | 27598.9604 | 25217.054 | 0
1168
1169 |  | 399 | Coal Mine |  | F30 |  | 0 | 0 | 0 | 0 | 0 | 0 | 0 | 0 | 0 | 0 | 0 | 0 | 0 | 0 | 1626
1170 |  | 399L | WIDCO Capital Lease |  | F30 |  | 0 | 0 | 0 | 0 | 0 | 0 | 0 | 0 | 0 | 0 | 0 | 0 | 0 | 0 | 1629
1171 |  |  | Remove Capital Lease |  | F30 |  | 0 | 0 | 0 | 0 | 0 | 0 | 0 | 0 | 0 | 0 | 0 | 0 | 0 | 0 | 1632
1172
1173 |  | 390L | General Capital Lease
1174 |  |  |  | Situs | F107T |  | 1805244.4424 | 613637.033 | 506008.7776 | 145072.6804 | 3274.0897 | 321924.3442 | 1543.9016 | 16489.6494 | 509.0231 | 711.8919 | 119508.2213 | 40008.8825 | 36555.9477 | 0 | 1637
1175 |  |  |  | System Generation | F105T |  | 0 | 0 | 0 | 0 | 0 | 0 | 0 | 0 | 0 | 0 | 0 | 0 | 0 | 0 | 1638
1176 |  |  |  | System Overheads | F102T |  | -540813.9737 | -183832.9893 | -151589.7855 | -43460.7807 | -980.8497 | -96441.8888 | -462.5211 | -4939.9586 | -152.4928 | -213.2681 | -35802.1964 | -11985.8354 | -10951.4074 | 0 | 1639
1177
1178 |  |  | Remove Capital Lease |  |  |  | -1264430.4687 | -429804.0437 | -354418.9921 | -101611.8997 | -2293.24 | -225482.4554 | -1081.3805 | -11549.6908 | -356.5303 | -498.6238 | -83706.0249 | -28023.0471 | -25604.5403
1179
1180 |  | 392L | General Vehicles Capital Lease |  | F30 |  | 0 | 0 | 0 | 0 | 0 | 0 | 0 | 0 | 0 | 0 | 0 | 0 | 0 | 0 | 1646
1181 |  |  | Remove Capital Lease |  | F30 |  | 0 | 0 | 0 | 0 | 0 | 0 | 0 | 0 | 0 | 0 | 0 | 0 | 0 | 0 | 1649
1182
1183 |  | G00 | Unclassified Gen Plant - Acct 300 |  | F102T |  | 1040117.8604 | 353555.9079 | 291544.3221 | 83585.7363 | 1886.4144 | 185481.3965 | 889.5414 | 9500.7515 | 293.2811 | 410.1669 | 68856.4011 | 23051.7 | 21062.2413 | 0 | 1659
1184 |  | GV0 | Unclassified Gen Veh - Acct 300 |  | F102T |  | 0 | 0 | 0 | 0 | 0 | 0 | 0 | 0 | 0 | 0 | 0 | 0 | 0 | 0 | 1667
1185
1186 |  | TOTAL GENERAL PLANT |  |  |  |  | 166678719.8463 | 56658812.0258 | 46721196.196 | 13394963.6112 | 302305.7994 | 29719806.1881 | 142552.7237 | 1522535.1409 | 46999.5195 | 65730.9585 | 11034526.0805 | 3693979.3976 | 3375312.2051 | 0
1187
1188
1189
1190 | [6 empty] | D: INTANGIBLE PLANT
1191
1192 |  | 301 | Organization
1193 |  |  |  | Situs | F107T |  | 0 | 0 | 0 | 0 | 0 | 0 | 0 | 0 | 0 | 0 | 0 | 0 | 0 | 0 | 1672
1194 |  |  |  | System Overheads | F102T |  | 0 | 0 | 0 | 0 | 0 | 0 | 0 | 0 | 0 | 0 | 0 | 0 | 0 | 0 | 1673
1195 |  |  |  | System Generation | F105T |  | 0 | 0 | 0 | 0 | 0 | 0 | 0 | 0 | 0 | 0 | 0 | 0 | 0 | 0 | 1674
1196 |  |  | Total Organization |  |  |  | 0 | 0 | 0 | 0 | 0 | 0 | 0 | 0 | 0 | 0 | 0 | 0 | 0 | 0
1197
1198 |  | 302 | Franchise & Consent
1199 |  |  |  | Situs | F107T |  | 0 | 0 | 0 | 0 | 0 | 0 | 0 | 0 | 0 | 0 | 0 | 0 | 0 | 0 | 1677
1200 |  |  |  | System Generation | F105T |  | 757572.4812 | 257513.3421 | 212347.0463 | 60879.883 | 1373.9747 | 135095.8455 | 647.8997 | 6919.8965 | 213.612 | 298.7461 | 50151.7344 | 16789.7641 | 15340.7369 | 0 | 1678
1201 |  |  |  | System Generation | F105T |  | 7166570.7007 | 2436054.1312 | 2008784.8463 | 575918.4719 | 12997.6832 | 1277995.1119 | 6129.0758 | 65461.627 | 2020.7514 | 2826.1124 | 474431.1058 | 158829.7286 | 145122.0551 | 0 | 1679
1202 |  |  |  | System Generation | F105T |  | 662982.1046 | 225360.2682 | 185833.4287 | 53278.4307 | 1202.4205 | 118227.8002 | 567.0031 | 6055.8793 | 186.9405 | 261.4447 | 43889.797 | 14693.3969 | 13425.295 | 0 | 1680
1203 |  |  |  | System Generation | F105T |  | 0 | 0 | 0 | 0 | 0 | 0 | 0 | 0 | 0 | 0 | 0 | 0 | 0 | 0 | 1681
1204 |  |  |  | System Generation | F105T |  | 0 | 0 | 0 | 0 | 0 | 0 | 0 | 0 | 0 | 0 | 0 | 0 | 0 | 0 | 1682
1205 |  |  | Total Franchise & Consent |  |  |  | 8587125.2866 | 2918927.7414 | 2406965.3212 | 690076.7856 | 15574.0785 | 1531318.7576 | 7343.9785 | 78437.4028 | 2421.3039 | 3386.3032 | 568472.6371 | 190312.8897 | 173888.0869 | 0
1206
1207 |  | 303 | Miscellaneous Intangible Plant
1208 |  |  |  | Situs | F107T |  | -2186446.3326 | -743214.8295 | -612859.4057 | -175706.7478 | -3965.4582 | -389903.0432 | -1869.9174 | -19971.6629 | -616.5103 | -862.2176 | -144744.0058 | -48457.3016 | -44275.2327 | 0 | 1686
1209 |  |  |  | System Generation | F105T |  | 11088996.2461 | 3769361.4204 | 3108238.0332 | 891131.622 | 20111.608 | 1977470.6189 | 9483.657 | 101290.2498 | 3126.7541 | 4372.9074 | 734097.9349 | 245760.8162 | 224550.6242 | 0 | 1687
1210 |  |  |  | System Overheads | F102T |  | 39216255.4214 | 13330353.5286 | 10992289.4657 | 3151488.6044 | 71124.7383 | 6993328.4453 | 33538.9701 | 358213.1528 | 11057.7717 | 15464.795 | 2596138.6837 | 869133.5741 | 794123.6915 | 0 | 1688
1211 |  |  |  | Energy | F30 |  | 0 | 0 | 0 | 0 | 0 | 0 | 0 | 0 | 0 | 0 | 0 | 0 | 0 | 0 | 1689
1212 |  |  |  | Customer - System | F42 |  | 0 | 0 | 0 | 0 | 0 | 0 | 0 | 0 | 0 | 0 | 0 | 0 | 0 | 0 | 1690
1213 |  |  |  | Simple Cycle Combustion Turbine | F10 |  | 0 | 0 | 0 | 0 | 0 | 0 | 0 | 0 | 0 | 0 | 0 | 0 | 0 | 0 | 1691
1214 |  |  |  | System Generation | F105T |  | 0 | 0 | 0 | 0 | 0 | 0 | 0 | 0 | 0 | 0 | 0 | 0 | 0 | 0 | 1692
1215 |  |  | Total Miscellaneous Intangible Plant |  |  |  | 48118805.3348 | 16356500.1195 | 13487668.0933 | 3866913.4786 | 87270.8881 | 8580896.021 | 41152.7097 | 439531.7396 | 13568.0156 | 18975.4849 | 3185492.6127 | 1066437.0887 | 974399.0831 | 0
1216
1217 |  | I00 | Unclass Intangible Plant - Acct 300 |  | F102T |  | 0 | 0 | 0 | 0 | 0 | 0 | 0 | 0 | 0 | 0 | 0 | 0 | 0 | 0 | 1703
1218
1219 |  | TOTAL INTANGIBLE PLANT |  |  |  |  | 56705930.6214 | 19275427.8609 | 15894633.4145 | 4556990.2643 | 102844.9666 | 10112214.7786 | 48496.6882 | 517969.1424 | 15989.3195 | 22361.7881 | 3753965.2499 | 1256749.9783 | 1148287.17 | 0
1220
1221
1222 |  | TOTAL ELECTRIC PLANT IN SERVICE |  |  |  |  | 2886962193.6866 | 981335072.2814 | 809214785.9567 | 232001821.3154 | 5235960.1786 | 514820578.626 | 2469024.3658 | 26370428.1677 | 814035.3675 | 1138465.3617 | 191118857.9786 | 63982491.7166 | 58460672.3708 | 0
1223
1224
1225 |  | Distribution - METER - Unbundled |  |  |  |  | D: MISC RATE BASE
1226
1227 |  | A |  | B | C |  | D | E | F | G | H | I | J | K | L | M | N | O | P
1228 |  | FERC ACCT |  | DESCRIPTION | COS Factor |  | Utah Jurisdiction Normalized | Residential Sch 1 | General Large Dist. Sch 6 | General +1 MW Sch 8 | Street & Area Lighting Sch. 7,11,12 | General Trans Sch 9 | General Secondary Sch 22 | Irrigation Sch 10 | Traffic Signals Sch 15 | Outdoor Lighting Sch 15 | General Small Dist. Sch 23 | Industrial Cust 1 | Industrial Cust 2
1229 |  | 105 | Plant Held For Future Use
1230 |  |  |  | Situs | F20 |  | 0 | 0 | 0 | 0 | 0 | 0 | 0 | 0 | 0 | 0 | 0 | 0 | 0 | 0 | 1711
1231 |  |  |  | System Generation | F10 |  | 0 | 0 | 0 | 0 | 0 | 0 | 0 | 0 | 0 | 0 | 0 | 0 | 0 | 0 | 1712
1232 |  |  |  | System Generation | F10 |  | 1499559.3032 | 511692.6093 | 421944.7944 | 120971.5424 | 2730.1604 | 262859.697 | 1287.411 | 13750.1997 | 424.4584 | 593.6243 | 99654.1445 | 33167.8076 | 30482.8543 | 0 | 1713
1233 |  |  |  | System Generation | F10 |  | 0 | 0 | 0 | 0 | 0 | 0 | 0 | 0 | 0 | 0 | 0 | 0 | 0 | 0 | 1714
1234 |  |  |  | Energy | F30 |  | 0 | 0 | 0 | 0 | 0 | 0 | 0 | 0 | 0 | 0 | 0 | 0 | 0 | 0 | 1715
1235 |  |  |  | General | F102 |  | 0 | 0 | 0 | 0 | 0 | 0 | 0 | 0 | 0 | 0 | 0 | 0 | 0 | 0 | 1716
1236 |  |  | Total Plant Held For Future Use |  |  |  | 1499559.3032 | 511692.6093 | 421944.7944 | 120971.5424 | 2730.1604 | 262859.697 | 1287.411 | 13750.1997 | 424.4584 | 593.6243 | 99654.1445 | 33167.8076 | 30482.8543 | 0
1237
1238 |  | 114 | Electric Plant Acquisition Adjust |  | F10 |  | 0 | 0 | 0 | 0 | 0 | 0 | 0 | 0 | 0 | 0 | 0 | 0 | 0 | 0 | 1723
1239
1240 |  | 115 | Accum Prov for Asset Acquisition Adj |  | F10 |  | 0 | 0 | 0 | 0 | 0 | 0 | 0 | 0 | 0 | 0 | 0 | 0 | 0 | 0 | 1729
1241
1242 |  | 128 | Pensions |  | F102T |  | 0 | 0 | 0 | 0 | 0 | 0 | 0 | 0 | 0 | 0 | 0 | 0 | 0 | 0 | 1732
1243
1244 |  | 124 | Weatherization |  | F11 |  | 0 | 0 | 0 | 0 | 0 | 0 | 0 | 0 | 0 | 0 | 0 | 0 | 0 | 0 | 1754
1245
1246 |  | 151 | Fuel Stock |  | F30 |  | 0 | 0 | 0 | 0 | 0 | 0 | 0 | 0 | 0 | 0 | 0 | 0 | 0 | 0 | 1757
1247 |  |  |  | Cholla | F30 |  | 0 | 0 | 0 | 0 | 0 | 0 | 0 | 0 | 0 | 0 | 0 | 0 | 0 | 0 | 1759
1248 |  |  |  | Total Fuel Stock |  |  | 0 | 0 | 0 | 0 | 0 | 0 | 0 | 0 | 0 | 0 | 0 | 0 | 0 | 0
1249
1250 |  | 152 | Fuel Stock - Undistributed |  | F30 |  | 0 | 0 | 0 | 0 | 0 | 0 | 0 | 0 | 0 | 0 | 0 | 0 | 0 | 0 | 1763
1251
1252 |  | 25316 | DG&T Working Capital Deposit |  | F30 |  | 0 | 0 | 0 | 0 | 0 | 0 | 0 | 0 | 0 | 0 | 0 | 0 | 0 | 0 | 1768
1253
1254 |  | 25317 | DG&T Working Capital Deposit |  | F30 |  | 0 | 0 | 0 | 0 | 0 | 0 | 0 | 0 | 0 | 0 | 0 | 0 | 0 | 0 | 1772
1255
1256 |  | 25319 | Provo Working Capital Deposit |  | F30 |  | 0 | 0 | 0 | 0 | 0 | 0 | 0 | 0 | 0 | 0 | 0 | 0 | 0 | 0 | 1776
1257
1258 |  | 154 | Materials and Supplies |  | F102T |  | 449615.0556 | 152832.7368 | 126026.7914 | 36131.8721 | 815.4464 | 80178.6332 | 384.5249 | 4106.9201 | 126.7775 | 177.3041 | 29764.7755 | 9964.6317 | 9104.642 | 0 | 1794
1259
1260 |  | 163 | Stores Expense Undistributed |  | F102T |  | 0 | 0 | 0 | 0 | 0 | 0 | 0 | 0 | 0 | 0 | 0 | 0 | 0 | 0 | 1797
1261
1262 |  | 25318 | Provo Working Capital Deposit |  | F102T |  | -531.4385 | -180.6461 | -148.9618 | -42.7074 | -0.96385 | -94.77 | -0.4545 | -4.8543 | -0.14985 | -0.20957 | -35.1815 | -11.7781 | -10.7616 | 0 | 1802
1263
1264 |  | 165 | Prepayments |  | F102T |  | 0 | 0 | 0 | 0 | 0 | 0 | 0 | 0 | 0 | 0 | 0 | 0 | 0 | 0 | 1809
1265 |  |  |  | General Plant | F102T |  | 579010.2429 | 196816.63 | 162296.1735 | 46530.3013 | 1050.1245 | 103253.3259 | 495.1877 | 5288.8549 | 163.263 | 228.3307 | 38330.8114 | 12832.3634 | 11724.8765 | 0 | 1810
1266 |  |  |  | System Generation | F102T |  | 482298.8337 | 163942.5766 | 135188.0319 | 38758.3991 | 874.7235 | 86007.0427 | 412.4771 | 4405.4636 | 135.9934 | 190.1929 | 31928.4604 | 10688.9887 | 9766.484 | 0 | 1811
1267 |  |  |  | System Energy | F30 |  | 0 | 0 | 0 | 0 | 0 | 0 | 0 | 0 | 0 | 0 | 0 | 0 | 0 | 0 | 1812
1268 |  |  |  | System Overheads | F102T |  | 2263525.0981 | 769415.3726 | 634464.5307 | 181900.9356 | 4105.2525 | 403648.2904 | 1935.8376 | 20675.7237 | 638.2441 | 892.6133 | 149846.6645 | 50165.5662 | 45836.0669 | 0 | 1813
1269 |  |  |  | Total Prepayments |  |  | 3324834.1747 | 1130174.5793 | 931948.7361 | 267189.636 | 6030.1005 | 592908.6589 | 2843.5023 | 30370.0422 | 937.5005 | 1311.1369 | 220105.9363 | 73686.9183 | 67327.4274 | 0
1270
1271 |  | 182 | Misc Regulatory Assets |  | F102T |  | -124672.8218 | -42378.6711 | -34945.7063 | -10018.9315 | -226.1134 | -22232.5661 | -106.6241 | -1138.7993 | -35.1539 | -49.1643 | -8253.4126 | -2763.0719 | -2524.6072 | 0 | 1817
1272 |  |  |  | System Generation | F102T |  | 323666.3774 | 110020.3778 | 90723.4633 | 26010.4105 | 587.019 | 57718.547 | 276.8096 | 2956.4667 | 91.2639 | 127.6367 | 21426.9005 | 7173.2834 | 6554.1989 | 0 | 1818
1273 |  |  |  | Simple Cycle Combustion Turbine | F102T |  | 0 | 0 | 0 | 0 | 0 | 0 | 0 | 0 | 0 | 0 | 0 | 0 | 0 | 0 | 1819
1274 |  |  |  | System Generation | F102T |  | 0 | 0 | 0 | 0 | 0 | 0 | 0 | 0 | 0 | 0 | 0 | 0 | 0 | 0 | 1820
1275 |  |  |  | Energy | F30 |  | 0 | 0 | 0 | 0 | 0 | 0 | 0 | 0 | 0 | 0 | 0 | 0 | 0 | 0 | 1821
1276 |  |  |  | System Generation | F102T |  | 0 | 0 | 0 | 0 | 0 | 0 | 0 | 0 | 0 | 0 | 0 | 0 | 0 | 0 | 1822
1277 |  |  |  | System Overheads | F102T |  | 19858078.1885 | 6750139.7012 | 5566205.6801 | 1595830.7708 | 36015.693 | 3541237.2133 | 16983.2505 | 181389.6997 | 5599.3642 | 7830.9646 | 1314616.2074 | 440106.3356 | 402123.308 | 0 | 1823
1278 |  |  |  | Total Misc Regulatory Assets |  |  | 20057071.744 | 6817781.4078 | 5621983.4371 | 1611822.2497 | 36376.5985 | 3576723.1943 | 17153.4361 | 183207.3671 | 5655.4742 | 7909.437 | 1327789.6953 | 444516.5471 | 406152.8997 | 0
1279
1280 |  | 186 | Misc Deferred Debits |  | F102T |  | 0 | 0 | 0 | 0 | 0 | 0 | 0 | 0 | 0 | 0 | 0 | 0 | 0 | 0 | 1827
1281 |  |  |  | System Generation | F102T |  | 0 | 0 | 0 | 0 | 0 | 0 | 0 | 0 | 0 | 0 | 0 | 0 | 0 | 0 | 1828
1282 |  |  |  | System Generation | F102T |  | 0 | 0 | 0 | 0 | 0 | 0 | 0 | 0 | 0 | 0 | 0 | 0 | 0 | 0 | 1829
1283 |  |  |  | System Generation | F102T |  | 5458483.3146 | 1855442.6355 | 1530009.1249 | 438653.5068 | 9899.8029 | 973396.522 | 4668.2659 | 49859.4396 | 1539.1236 | 2152.5341 | 361354.7376 | 120974.0976 | 110533.5243 | 0 | 1830
1284 |  |  |  | System Overheads | F102T |  | 10077.6606 | 3425.5892 | 2824.7614 | 809.8589 | 18.2774 | 1797.1219 | 8.6187 | 92.0524 | 2.8416 | 3.9741 | 667.1469 | 223.347 | 204.0712 | 0 | 1831
1285 |  |  |  | System Energy | F30 |  | 0 | 0 | 0 | 0 | 0 | 0 | 0 | 0 | 0 | 0 | 0 | 0 | 0 | 0 | 1832
1286 |  |  |  | System Net Steam Plant | F102T |  | 0 | 0 | 0 | 0 | 0 | 0 | 0 | 0 | 0 | 0 | 0 | 0 | 0 | 0 | 1833
1287 |  |  |  | Excise Tax | F102T |  | 0 | 0 | 0 | 0 | 0 | 0 | 0 | 0 | 0 | 0 | 0 | 0 | 0 | 0 | 1834
1288 |  |  |  | Total Misc Deferred Debits |  |  | 5468560.9752 | 1858868.2246 | 1532833.8862 | 439463.3657 | 9918.0803 | 975193.6439 | 4676.8847 | 49951.492 | 1541.9651 | 2156.5082 | 362021.8845 | 121197.4446 | 110737.5955 | 0
1289
1290 |  | CWC | Cash Working Capital |  |  |  | 1613416.6551 | 548598.9872 | 481098.1121 | 131575.7232 | 4162.6466 | 255631.0834 | 1522.192 | 14168.1399 | 512.0356 | 960.4714 | 113788.4283 | 29783.4003 | 31615.4351 | 0
1291
1292 |  | OWC | Other Working Capital |  | F137T |  | 2715176.461 | 932770.4018 | 760902.5132 | 217879.1095 | 5392.5002 | 473885.8217 | 2320.9621 | 24990.942 | 781.5885 | 1081.9567 | 180844.754 | 59434.3126 | 54891.5987 | 0 | 1854
1293 |  |  |  | Total Other Working Capital |  |  | 2715176.461 | 932770.4018 | 760902.5132 | 217879.1095 | 5392.5002 | 473885.8217 | 2320.9621 | 24990.942 | 781.5885 | 1081.9567 | 180844.754 | 59434.3126 | 54891.5987 | 0
1294
1295 |  | 18222 | Nuclear Plant |  | F10 |  | 0 | 0 | 0 | 0 | 0 | 0 | 0 | 0 | 0 | 0 | 0 | 0 | 0 | 0 | 1868
1296
1297 |  | 1869 | Misc Deferred Debits-Trojan |  | F10 |  | 0 | 0 | 0 | 0 | 0 | 0 | 0 | 0 | 0 | 0 | 0 | 0 | 0 | 0 | 1873
1298
1299 |  | 141 | Impact Housing - Notes Receivable |  | F30 |  | 0 | 0 | 0 | 0 | 0 | 0 | 0 | 0 | 0 | 0 | 0 | 0 | 0 | 0 | 1876
1300 |  | TOTAL RATE BASE ADDITIONS |  |  |  |  | 35127702.9304 | 11952538.3009 | 9876589.3087 | 2824990.7913 | 65424.5689 | 6217285.9624 | 30188.4585 | 320540.2487 | 9979.65 | 14190.229 | 2333934.4369 | 771739.2841 | 710301.691 | 0
1301
1302 |  | Distribution - METER - Unbundled
1303
1304 |  | A |  | B | C |  | D | E | F | G | H | I | J | K | L | M | N | O | P
1305 |  | FERC ACCT |  | DESCRIPTION | COS Factor |  | Utah Jurisdiction Normalized | Residential Sch 1 | General Large Dist. Sch 6 | General +1 MW Sch 8 | Street & Area Lighting Sch. 7,11,12 | General Trans Sch 9 | General Secondary Sch 22 | Irrigation Sch 10 | Traffic Signals Sch 15 | Outdoor Lighting Sch 15 | General Small Dist. Sch 23 | Industrial Cust 1 | Industrial Cust 2
1306
1307 |  | 235 | Customer Service Deposits |  | F51 |  | 0 | 0 | 0 | 0 | 0 | 0 | 0 | 0 | 0 | 0 | 0 | 0 | 0 | 0 | 1886
1308
1309 |  | 2281 | Accum Prov for Property Insurance |  | F102T |  | -787258.2394 | -267604.0978 | -220667.9439 | -63265.4838 | -1427.8145 | -140389.6262 | -673.2879 | -7191.0552 | -221.9825 | -310.4526 | -52116.9486 | -17447.6772 | -15941.8693 | 0 | 1891
1310
1311 |  | 2282 | Accum Prov for Injuries & Damages |  | F102T |  | 451814.151 | 153580.2513 | 126643.1963 | 36308.5953 | 819.4348 | 80570.7919 | 386.4056 | 4127.0073 | 127.3976 | 178.1714 | 29910.3569 | 10013.3693 | 9149.1734 | 0 | 1895
1312
1313 |  | 2283 | Accum Prov for Pension & Benefits |  | F102T |  | -26288482.4913 | -8935956.8264 | -7368643.5906 | -2112589.5909 | -47678.2247 | -4687953.7686 | -22482.7337 | -240126.96 | -7412.5394 | -10366.7724 | -1740312.6739 | -582620.7143 | -532338.0964 | 0 | 1900
1314
1315 |  | 25335 | Accum Prov for Pension & Benefits |  | F30 |  | 0 | 0 | 0 | 0 | 0 | 0 | 0 | 0 | 0 | 0 | 0 | 0 | 0 | 0 | 1905
1316
1317 |  | 22844 | Accum Hydro Relicensing Obligation |  | F10 |  | 0 | 0 | 0 | 0 | 0 | 0 | 0 | 0 | 0 | 0 | 0 | 0 | 0 | 0 | 1909
1318
1319 |  | 254 | Reg Liabilities - Insurance Provision |  | F30 |  | -84632.1834 | -24598.7196 | -23542.8519 | -7385.9548 | -298.6813 | -17358.7388 | -93.1832 | -852.8737 | -28.5119 | -63.0482 | -5181.9314 | -2227.9584 | -2999.7301 | 0 | 1912
1320 |  | 254 |  | Situs | F102T |  | 0 | 0 | 0 | 0 | 0 | 0 | 0 | 0 | 0 | 0 | 0 | 0 | 0 | 0 | 1913
1321
1322 |  | 22842 | Accum Misc Oper Prov - Trojan |  | F10 |  | 0 | 0 | 0 | 0 | 0 | 0 | 0 | 0 | 0 | 0 | 0 | 0 | 0 | 0 | 1918
1323
1324 |  | 252 | Customer Advances for Const |  | F50 |  | -11034560.3648 | -5466397.8401 | -229445.7357 | -791920.685 | -109609.6253 | -2012537.2111 | 0 | -145383.8864 | -53575.6391 | -80079.5132 | -2145610.229 | 0 | 0 | 0 | 1926
1325
1326 |  | 25398 | SO2 Emissions |  | F30 |  | 0 | 0 | 0 | 0 | 0 | 0 | 0 | 0 | 0 | 0 | 0 | 0 | 0 | 0 | 1929
1327
1328 |  | 25399 | Other Deferred Credits |  | F10 |  | -1451005.3583 | -495124.6119 | -408282.7243 | -117054.6279 | -2641.761 | -254348.613 | -1245.7261 | -13304.9846 | -410.7149 | -574.4034 | -96427.462 | -32093.8734 | -29495.8557 | 0 | 1937
1329
1330 |  | 190 | Accum Deferred Income Taxes |  | F104T |  | 0 | 0 | 0 | 0 | 0 | 0 | 0 | 0 | 0 | 0 | 0 | 0 | 0 | 0 | 1940
1331 |  |  |  | Customer System | F42 |  | 0 | 0 | 0 | 0 | 0 | 0 | 0 | 0 | 0 | 0 | 0 | 0 | 0 | 0 | 1941
1332 |  |  |  | Labor | F138T |  | 6090193.2268 | 2070172.8887 | 1707076.9795 | 489418.848 | 11045.5064 | 1086047.637 | 5208.524 | 55629.6692 | 1717.2462 | 2401.6467 | 403174.2974 | 134974.4219 | 123325.5617 | 0 | 1942
1333 |  |  |  | System Generation | F104T |  | 0 | 0 | 0 | 0 | 0 | 0 | 0 | 0 | 0 | 0 | 0 | 0 | 0 | 0 | 1943
1334 |  |  |  | IBT | F141 |  | 0 | 0 | 0 | 0 | 0 | 0 | 0 | 0 | 0 | 0 | 0 | 0 | 0 | 0 | 1944
1335 |  |  |  | Bad Debt Expense | F104T |  | 0 | 0 | 0 | 0 | 0 | 0 | 0 | 0 | 0 | 0 | 0 | 0 | 0 | 0 | 1947
1336 |  |  |  | TROJP | F104T |  | 0 | 0 | 0 | 0 | 0 | 0 | 0 | 0 | 0 | 0 | 0 | 0 | 0 | 0 | 1948
1337 |  |  |  | System Generation | F104T |  | 0 | 0 | 0 | 0 | 0 | 0 | 0 | 0 | 0 | 0 | 0 | 0 | 0 | 0 | 1949
1338 |  |  |  | Energy | F104T |  | 0 | 0 | 0 | 0 | 0 | 0 | 0 | 0 | 0 | 0 | 0 | 0 | 0 | 0 | 1950
1339 |  |  |  | System Net Plant | F104T |  | 0 | 0 | 0 | 0 | 0 | 0 | 0 | 0 | 0 | 0 | 0 | 0 | 0 | 0 | 1951
1340 |  |  |  | Division Net Plant Distribution | F104T |  | 0 | 0 | 0 | 0 | 0 | 0 | 0 | 0 | 0 | 0 | 0 | 0 | 0 | 0 | 1952
1341 |  |  |  | Simple Cycle Combustion Turbine | F10 |  | 0 | 0 | 0 | 0 | 0 | 0 | 0 | 0 | 0 | 0 | 0 | 0 | 0 | 0 | 1953
1342 |  |  |  | Total Accum Deferred Income Taxes |  |  | 6090193.2268 | 2070172.8887 | 1707076.9795 | 489418.848 | 11045.5064 | 1086047.637 | 5208.524 | 55629.6692 | 1717.2462 | 2401.6467 | 403174.2974 | 134974.4219 | 123325.5617 | 0
1343
1344 |  | 281 | Accum Deferred Income Taxes |  | F104T |  | 0 | 0 | 0 | 0 | 0 | 0 | 0 | 0 | 0 | 0 | 0 | 0 | 0 | 0 | 1960
1345
1346 |  | 282 | Accum Deferred Income Taxes |  | F104T |  | -488741378.3214 | -166132682.0432 | -136994005.9591 | -39276171.7203 | -886408.8649 | -87155549.6185 | -417987.3435 | -4464316.0954 | -137810.0943 | -192733.6639 | -32354992.053 | -10831766.6349 | -9896954.2304 | 0 | 1963
1347 |  |  |  | DITBAL | F104T |  | -0.039916 | -0.013568 | -0.011188 | -0.0032077 | -7.2393e-05 | -0.007118 | -3.4137e-05 | -0.0003646 | -1.1255e-05 | -1.5741e-05 | -0.0026424 | -0.00088463 | -0.00080829 | 0 | 1964
1348 |  |  |  | System Net Plant | F104T |  | -1062923.1268 | -361308.2045 | -297936.9123 | -85418.4915 | -1927.7772 | -189547.3832 | -909.046 | -9709.0712 | -299.7118 | -419.1605 | -70366.1913 | -23557.1117 | -21524.0657 | 0 | 1965
1349 |  |  |  | Labor | F138T |  | -76754.7076 | -26090.3897 | -21514.2918 | -6168.1459 | -139.2065 | -13687.4588 | -65.643 | -701.1007 | -21.6425 | -30.268 | -5081.2058 | -1701.0827 | -1554.2721 | 0 | 1966
1350 |  |  |  | GPS | F104T |  | 0 | 0 | 0 | 0 | 0 | 0 | 0 | 0 | 0 | 0 | 0 | 0 | 0 | 0 | 1967
1351 |  |  |  | CIAC | F104T |  | 0 | 0 | 0 | 0 | 0 | 0 | 0 | 0 | 0 | 0 | 0 | 0 | 0 | 0 | 1968
1352 |  |  |  | SNPD | F104T |  | 0 | 0 | 0 | 0 | 0 | 0 | 0 | 0 | 0 | 0 | 0 | 0 | 0 | 0 | 1969
1353 |  |  |  | SCHMDEXP | F104T |  | 0 | 0 | 0 | 0 | 0 | 0 | 0 | 0 | 0 | 0 | 0 | 0 | 0 | 0 | 1970
1354 |  |  |  | TAXDEPR | F104T |  | 0 | 0 | 0 | 0 | 0 | 0 | 0 | 0 | 0 | 0 | 0 | 0 | 0 | 0 | 1971
1355 |  |  |  | DGP | F104T |  | 0 | 0 | 0 | 0 | 0 | 0 | 0 | 0 | 0 | 0 | 0 | 0 | 0 | 0 | 1972
1356 |  |  |  | IBT | F104T |  | 0 | 0 | 0 | 0 | 0 | 0 | 0 | 0 | 0 | 0 | 0 | 0 | 0 | 0 | 1973
1357 |  |  |  | SSGCT | F104T |  | 0 | 0 | 0 | 0 | 0 | 0 | 0 | 0 | 0 | 0 | 0 | 0 | 0 | 0 | 1974
1358 |  |  |  | SSGCH | F104T |  | 0 | 0 | 0 | 0 | 0 | 0 | 0 | 0 | 0 | 0 | 0 | 0 | 0 | 0 | 1975
1359 |  |  |  | SE | F104T |  | 0 | 0 | 0 | 0 | 0 | 0 | 0 | 0 | 0 | 0 | 0 | 0 | 0 | 0 | 1976
1360 |  |  |  | SG | F104T |  | 0 | 0 | 0 | 0 | 0 | 0 | 0 | 0 | 0 | 0 | 0 | 0 | 0 | 0 | 1977
1361 |  |  |  | Total Accum Deferred Income Taxes |  |  | -489881056.1957 | -166520080.651 | -137313457.1744 | -39367758.3609 | -888475.8487 | -87358784.4676 | -418962.0326 | -4474726.2676 | -138131.4485 | -193183.0923 | -32430439.4528 | -10857024.8303 | -9920032.569 | 0
1362
1363
1364 |  | 283 | Accum Deferred Income Taxes |  | F104T |  | -1704791.8463 | -579491.8423 | -477852.4486 | -137000.2629 | -3091.9064 | -304009.5988 | -1457.9928 | -15572.1001 | -480.6991 | -672.2794 | -112858.3113 | -37782.5743 | -34521.8302 | 0 | 1981
1365 |  |  |  | System Generation | F104T |  | 0 | 0 | 0 | 0 | 0 | 0 | 0 | 0 | 0 | 0 | 0 | 0 | 0 | 0 | 1982
1366 |  |  |  | Energy | F104T |  | 0 | 0 | 0 | 0 | 0 | 0 | 0 | 0 | 0 | 0 | 0 | 0 | 0 | 0 | 1983
1367 |  |  |  | Labor | F138T |  | -8122370.0322 | -2760948.5622 | -2276694.7426 | -652728.22 | -14731.173 | -1448440.2139 | -6946.5053 | -74192.1876 | -2290.2573 | -3203.0286 | -537705.5718 | -180012.7121 | -164476.858 | 0 | 1984
1368 |  |  |  | General Plant | F104T |  | -864403.1227 | -293827.4014 | -242291.8374 | -69465.0525 | -1567.7301 | -154146.0015 | -739.2653 | -7895.7276 | -243.7352 | -340.8747 | -57224.04 | -19157.3976 | -17504.0595 | 0 | 1985
1369 |  |  |  | System Net Plant | F104T |  | -226447.9639 | -76974.0588 | -63473.2705 | -18197.7821 | -410.6988 | -40381.6776 | -193.6656 | -2068.4463 | -63.8514 | -89.2991 | -14991.0001 | -5018.6696 | -4585.5441 | 0 | 1986
1370 |  |  |  | TROJP | F104T |  | 0 | 0 | 0 | 0 | 0 | 0 | 0 | 0 | 0 | 0 | 0 | 0 | 0 | 0 | 1987
1371 |  |  |  | System Generation | F104T |  | 0 | 0 | 0 | 0 | 0 | 0 | 0 | 0 | 0 | 0 | 0 | 0 | 0 | 0 | 1988
1372 |  |  |  | Simple Cycle Combustion Turbine | F104T |  | 0 | 0 | 0 | 0 | 0 | 0 | 0 | 0 | 0 | 0 | 0 | 0 | 0 | 0 | 1989
1373 |  |  |  | System Generation | F104T |  | 0 | 0 | 0 | 0 | 0 | 0 | 0 | 0 | 0 | 0 | 0 | 0 | 0 | 0 | 1990
1374 |  |  |  | Total Accum Deferred Income Taxes |  |  | -10918012.9651 | -3711241.8647 | -3060312.299 | -877391.3175 | -19801.5083 | -1946977.4918 | -9337.429 | -99728.4615 | -3078.5429 | -4305.4818 | -722778.9232 | -241971.3536 | -221088.2917 | 0
1375
1376 |  | 255 | Accum Investment Tax Credit |  | F104T |  | -37190.0371 | -12641.6155 | -10424.352 | -2988.661 | -67.4499 | -6631.9699 | -31.8061 | -339.7054 | -10.4865 | -14.6658 | -2462.0043 | -824.2269 | -753.0938 | 0 | 2004
1377 |  | TOTAL MISC RATE BASE DEDUCTIONS |  |  |  |  | -533940190.4572 | -183209893.087 | -146801056.4961 | -42814627.2383 | -1058135.9727 | -95258363.4581 | -447231.269 | -4921897.5179 | -201025.2219 | -286317.6116 | -36762244.9708 | -11589222.8429 | -10590174.771 | 0
1378
1379 | [6 empty] | D: ACCUMULATED DEPRECIATION
1380 | [6 empty] | D: PRODUCTION PLANT
1381
1382 |  | 108SP | Steam Prod Accumulated Depr |  | F10 |  | 0 | 0 | 0 | 0 | 0 | 0 | 0 | 0 | 0 | 0 | 0 | 0 | 0 | 0 | 2016
1383
1384 |  | 108NP | Nuclear Prod Accumulated Depr |  | F10 |  | 0 | 0 | 0 | 0 | 0 | 0 | 0 | 0 | 0 | 0 | 0 | 0 | 0 | 0 | 2022
1385
1386 |  | 108HP | Hydraulic Prod Accum Depr |  | F10 |  | 0 | 0 | 0 | 0 | 0 | 0 | 0 | 0 | 0 | 0 | 0 | 0 | 0 | 0 | 2030
1387
1388 |  | 108OP | Other Production - Accum Depr |  | F10 |  | 0 | 0 | 0 | 0 | 0 | 0 | 0 | 0 | 0 | 0 | 0 | 0 | 0 | 0 | 2033
1389 |  |  |  | Simple Cycle Combustion Turbine | F10 |  | 0 | 0 | 0 | 0 | 0 | 0 | 0 | 0 | 0 | 0 | 0 | 0 | 0 | 0 | 2034
1390 |  |  |  | Wind Generation | F10 |  | 0 | 0 | 0 | 0 | 0 | 0 | 0 | 0 | 0 | 0 | 0 | 0 | 0 | 0 | 2035
1391 |  |  |  | System Generation | F10 |  | 0 | 0 | 0 | 0 | 0 | 0 | 0 | 0 | 0 | 0 | 0 | 0 | 0 | 0 | 2036
1392 |  |  |  | System Generation | F10 |  | 0 | 0 | 0 | 0 | 0 | 0 | 0 | 0 | 0 | 0 | 0 | 0 | 0 | 0 | 2037
1393 |  |  |  | Total Other Production - Accum Depr |  |  | 0 | 0 | 0 | 0 | 0 | 0 | 0 | 0 | 0 | 0 | 0 | 0 | 0 | 0
1394
1395 |  | 108EP | Experimental Plant - Accum Depr |  | F10 |  | 0 | 0 | 0 | 0 | 0 | 0 | 0 | 0 | 0 | 0 | 0 | 0 | 0 | 0 | 2043
1396
1397
1398
1399 |  | TOTAL PRODUCTION PLANT DEPRECIATION |  |  |  |  | 0 | 0 | 0 | 0 | 0 | 0 | 0 | 0 | 0 | 0 | 0 | 0 | 0 | 0
1400
1401
1402 | [6 empty] | D: TRANSMISSION PLANT
1403
1404 |  | 108TP | Transmission Plant Accum Depr |  | F106 |  | -713545717.8726 | -242547805.1346 | -200006374.7441 | -57341813.3487 | -1294125.4063 | -127244672.1963 | -610246.6504 | -6517742.6683 | -201197.8347 | -281384.2922 | -47237137.2754 | -15814017.2581 | -14449201.0637 | 0 | 2051
1405
1406
1407 | [6 empty] | D: DISTRIBUTION PLANT
1408
1409 |  | 108360 | Land and Land Rights |  | F118 |  | 0 | 0 | 0 | 0 | 0 | 0 | 0 | 0 | 0 | 0 | 0 | 0 | 0 | 0 | 2055
1410
1411 |  | 108361 | Structures and Improvements |  | F119 |  | 0 | 0 | 0 | 0 | 0 | 0 | 0 | 0 | 0 | 0 | 0 | 0 | 0 | 0 | 2059
1412
1413 |  | 108362 | Station Equipment |  | F120 |  | 0 | 0 | 0 | 0 | 0 | 0 | 0 | 0 | 0 | 0 | 0 | 0 | 0 | 0 | 2063
1414
1415 |  | Distribution - METER - Unbundled
1416
1417 |  | A |  | B | C |  | D | E | F | G | H | I | J | K | L | M | N | O | P
1418 |  | FERC ACCT |  | DESCRIPTION | COS Factor |  | Utah Jurisdiction Normalized | Residential Sch 1 | General Large Dist. Sch 6 | General +1 MW Sch 8 | Street & Area Lighting Sch. 7,11,12 | General Trans Sch 9 | General Secondary Sch 22 | Irrigation Sch 10 | Traffic Signals Sch 15 | Outdoor Lighting Sch 15 | General Small Dist. Sch 23 | Industrial Cust 1 | Industrial Cust 2
1419
1420 |  | 108364 | Poles, Towers & Fixtures |  | F121 |  | 0 | 0 | 0 | 0 | 0 | 0 | 0 | 0 | 0 | 0 | 0 | 0 | 0 | 0 | 2067
1421
1422 |  | 108365 | Overhead Conductors |  | F122 |  | 0 | 0 | 0 | 0 | 0 | 0 | 0 | 0 | 0 | 0 | 0 | 0 | 0 | 0 | 2071
1423
1424 |  | 108366 | Underground Conduit |  | F123 |  | 0 | 0 | 0 | 0 | 0 | 0 | 0 | 0 | 0 | 0 | 0 | 0 | 0 | 0 | 2075
1425
1426 |  | 108367 | Underground Conductors |  | F124 |  | 0 | 0 | 0 | 0 | 0 | 0 | 0 | 0 | 0 | 0 | 0 | 0 | 0 | 0 | 2079
1427
1428 |  | 108368 | Line Transformers |  | F125 |  | 0 | 0 | 0 | 0 | 0 | 0 | 0 | 0 | 0 | 0 | 0 | 0 | 0 | 0 | 2083
1429
1430 |  | 108369 | Services |  | F126 |  | 0 | 0 | 0 | 0 | 0 | 0 | 0 | 0 | 0 | 0 | 0 | 0 | 0 | 0 | 2087
1431
1432 |  | 108370 | Meters |  | F127 |  | 0 | 0 | 0 | 0 | 0 | 0 | 0 | 0 | 0 | 0 | 0 | 0 | 0 | 0 | 2091
1433
1434 |  | 108371 | Install on Customers' Premises |  | F128 |  | 0 | 0 | 0 | 0 | 0 | 0 | 0 | 0 | 0 | 0 | 0 | 0 | 0 | 0 | 2095
1435
1436 |  | 108372 | Leased Property |  | F129 |  | 0 | 0 | 0 | 0 | 0 | 0 | 0 | 0 | 0 | 0 | 0 | 0 | 0 | 0 | 2099
1437
1438 |  | 108373 | Street Lights |  | F130 |  | 0 | 0 | 0 | 0 | 0 | 0 | 0 | 0 | 0 | 0 | 0 | 0 | 0 | 0 | 2103
1439
1440 |  | 108D00 | Unclassified Dist Plant - Acct 300 |  | F121 |  | 0 | 0 | 0 | 0 | 0 | 0 | 0 | 0 | 0 | 0 | 0 | 0 | 0 | 0 | 2107
1441
1442 |  | 108DS | Unclassified Dist Sub - Acct 300 |  | F120 |  | 0 | 0 | 0 | 0 | 0 | 0 | 0 | 0 | 0 | 0 | 0 | 0 | 0 | 0 | 2111
1443
1444 |  | 108D | Unclassified Dist Sub - Acct 300 |  | F102T |  | 0 | 0 | 0 | 0 | 0 | 0 | 0 | 0 | 0 | 0 | 0 | 0 | 0 | 0 | 2115
1445
1446
1447 |  | TOTAL DISTRIBUTION PLANT DEPR |  |  |  |  | 0 | 0 | 0 | 0 | 0 | 0 | 0 | 0 | 0 | 0 | 0 | 0 | 0 | 0
1448
1449 | [6 empty] | D: GENERAL PLANT
1450 |  | 108GP | General Plant Accumulated Depr
1451 |  |  |  | Situs | F107T |  | -24705025.2939 | -8397709.51 | -6924801.6255 | -1985340.1313 | -44806.3804 | -4405580.1421 | -21128.5115 | -225663.1824 | -6966.0534 | -9742.3415 | -1635486.8959 | -547527.2103 | -500273.3095 | 0 | 2121
1452 |  |  |  | System Generation | F105T |  | -137511.0233 | -46742.6208 | -38544.2454 | -11050.6324 | -249.3975 | -24521.9678 | -117.6037 | -1256.0673 | -38.7739 | -54.227 | -9103.3089 | -3047.5997 | -2784.579 | 0 | 2122
1453 |  |  |  | System Generation | F105T |  | -434927.1959 | -147840.053 | -121909.7943 | -34951.5293 | -788.8077 | -77559.387 | -371.9634 | -3972.7567 | -122.636 | -171.512 | -28792.4307 | -9639.1107 | -8807.2149 | 0 | 2123
1454 |  |  |  | System Generation | F105T |  | -24689638.7681 | -8392479.3363 | -6920488.7929 | -1984103.6425 | -44778.4746 | -4402836.3047 | -21115.3525 | -225522.6372 | -6961.7149 | -9736.2739 | -1634468.299 | -547186.2052 | -499961.7345 | 0 | 2124
1455 |  |  |  | Customer - System | F42 |  | 0 | 0 | 0 | 0 | 0 | 0 | 0 | 0 | 0 | 0 | 0 | 0 | 0 | 0 | 2125
1456 |  |  |  | System Overheads | F102T |  | -11348808.8019 | -3857676.6658 | -3181063.3142 | -912010.6249 | -20582.8182 | -2023802.2872 | -9705.8568 | -103663.4563 | -3200.0133 | -4475.3636 | -751297.6756 | -251518.9339 | -229811.7922 | 0 | 2126
1457 |  |  |  | Energy | F30 |  | 0 | 0 | 0 | 0 | 0 | 0 | 0 | 0 | 0 | 0 | 0 | 0 | 0 | 0 | 2127
1458 |  |  |  | Simple Cycle Combustion Turbine | F10 |  | -23633.0496 | -8064.2738 | -6649.8485 | -1906.5111 | -43.0273 | -4142.6679 | -20.2896 | -216.7031 | -6.6895 | -9.3555 | -1570.549 | -522.7245 | -480.4097 | 0 | 2128
1459 |  |  |  | Cholla | F10 |  | -621737.6435 | -212154.702 | -174944.0396 | -50156.4437 | -1131.9616 | -108985.1987 | -533.7781 | -5701.0194 | -175.9862 | -246.1247 | -41317.9611 | -13751.8233 | -12638.6052 | 0 | 2129
1460 |  |  | Total General Plant Accumulated Depr |  |  |  | -61961281.7762 | -21062667.1617 | -17368401.6605 | -4979519.5151 | -112380.8673 | -11047427.9553 | -52993.3556 | -565995.8225 | -17471.8671 | -24435.1982 | -4102037.1203 | -1373193.6076 | -1254757.6449 | 0
1461
1462 |  | 108MP | Mining Plant Accumulated Depr. |  | F30 |  | 0 | 0 | 0 | 0 | 0 | 0 | 0 | 0 | 0 | 0 | 0 | 0 | 0 | 0 | 2137
1463
1464 |  | 1081390 | Accum Depr - Capital Lease |  | F30 |  | 0 | 0 | 0 | 0 | 0 | 0 | 0 | 0 | 0 | 0 | 0 | 0 | 0 | 0 | 2144
1465 |  |  | Remove Capital Lease |  | F30 |  | 0 | 0 | 0 | 0 | 0 | 0 | 0 | 0 | 0 | 0 | 0 | 0 | 0 | 0 | 2147
1466
1467 |  | 1081399L | Accum Depr - Capital Lease |  | F30 |  | 0 | 0 | 0 | 0 | 0 | 0 | 0 | 0 | 0 | 0 | 0 | 0 | 0 | 0 | 2151
1468 |  |  |  | Energy | F30 |  | 0 | 0 | 0 | 0 | 0 | 0 | 0 | 0 | 0 | 0 | 0 | 0 | 0 | 0 | 2152
1469 |  |  | Remove Capital Lease |  | F30 |  | 0 | 0 | 0 | 0 | 0 | 0 | 0 | 0 | 0 | 0 | 0 | 0 | 0 | 0 | 2155
1470
1471 |  | TOTAL GENERAL PLANT ACCUM DEPR |  |  |  |  | -61961281.7762 | -21062667.1617 | -17368401.6605 | -4979519.5151 | -112380.8673 | -11047427.9553 | -52993.3556 | -565995.8225 | -17471.8671 | -24435.1982 | -4102037.1203 | -1373193.6076 | -1254757.6449 | 0
1472
1473
1474 |  | TOTAL ACCUM DEPR - PLANT IN SERVICE |  |  |  |  | -775506999.6488 | -263610472.2963 | -217374776.4046 | -62321332.8638 | -1406506.2735 | -138292100.1515 | -663240.006 | -7083738.4908 | -218669.7019 | -305819.4904 | -51339174.3957 | -17187210.8657 | -15703958.7086 | 0
1475
1476
1477 | [6 empty] | D: ACCUMULATED AMORTIZATION
1478
1479 |  | 111CLS | Accum Prov for Amort-Steam |  | F10 |  | 0 | 0 | 0 | 0 | 0 | 0 | 0 | 0 | 0 | 0 | 0 | 0 | 0 | 0 | 2168
1480
1481 |  | 111CLG | Accum Prov for Amort-General
1482 |  |  | Situs |  | F108T |  | -5083.7136 | -1728.0981 | -1425 | -408.5474 | -9.2203 | -906.4563 | -4.3479 | -46.4374 | -1.4335 | -2.0048 | -336.5539 | -112.6667 | -102.9473 | 0 | 2172
1483 |  |  | Customer - System |  | F40 |  | 0 | 0 | 0 | 0 | 0 | 0 | 0 | 0 | 0 | 0 | 0 | 0 | 0 | 0 | 2173
1484 |  |  | System Generation |  | F108T |  | 0 | 0 | 0 | 0 | 0 | 0 | 0 | 0 | 0 | 0 | 0 | 0 | 0 | 0 | 2174
1485 |  |  | System Overheads |  | F108T |  | -397165.2167 | -135007.6925 | -111328.1529 | -31917.7735 | -720.34 | -70816.9182 | -339.6773 | -3627.9256 | -111.9913 | -156.625 | -26293.2781 | -8802.0842 | -8042.758 | 0 | 2175
1486 |  |  | Energy |  | F108T |  | 0 | 0 | 0 | 0 | 0 | 0 | 0 | 0 | 0 | 0 | 0 | 0 | 0 | 0 | 2176
1487 |  |  | Total Accum Prov for Amort-General |  |  |  | -402248.9303 | -136735.7906 | -112753.153 | -32326.3209 | -729.5603 | -71723.3745 | -344.0252 | -3674.3631 | -113.4248 | -158.6298 | -26629.832 | -8914.7509 | -8145.7053 | 0 | 2177
1488
1489 |  | 111CLH | Accum Prov for Amort-Hydro |  | F10 |  | 0 | 0 | 0 | 0 | 0 | 0 | 0 | 0 | 0 | 0 | 0 | 0 | 0 | 0 | 2185
1490
1491 |  | 111IP | Accum Prov for Amort-Intangible
1492 |  |  |  | Situs | F107T |  | 11840.7423 | 4024.8942 | 3318.9519 | 951.5433 | 21.475 | 2111.5275 | 10.1266 | 108.1569 | 3.3387 | 4.6694 | 783.864 | 262.4215 | 239.7734 | 0 | 2189
1493 |  |  |  | System Generation | F105T |  | 0 | 0 | 0 | 0 | 0 | 0 | 0 | 0 | 0 | 0 | 0 | 0 | 0 | 0 | 2190
1494 |  |  |  | System Generation | F105T |  | 0 | 0 | 0 | 0 | 0 | 0 | 0 | 0 | 0 | 0 | 0 | 0 | 0 | 0 | 2191
1495 |  |  |  | Energy | F30 |  | 0 | 0 | 0 | 0 | 0 | 0 | 0 | 0 | 0 | 0 | 0 | 0 | 0 | 0 | 2192
1496 |  |  |  | System Generation | F105T |  | -4933375.5196 | -1676948.4761 | -1382821.7705 | -396454.9028 | -8947.4387 | -879755.4734 | -4219.1773 | -45062.946 | -1391.0594 | -1945.4596 | -326592.2993 | -109336.3518 | -99900.1648 | 0 | 2193
1497 |  |  |  | System Generation | F105T |  | -2172503.1049 | -738475.2603 | -608951.1285 | -174586.245 | -3940.17 | -387416.5852 | -1857.9927 | -19844.3013 | -612.5787 | -856.7191 | -143820.9561 | -48148.2836 | -43992.8843 | 0 | 2194
1498 |  |  |  | System Generation | F105T |  | -387295.9708 | -131649.2907 | -108558.7947 | -31123.7987 | -702.4211 | -69065.4398 | -331.2276 | -3537.6787 | -109.2055 | -152.7288 | -25639.2162 | -8583.4797 | -7842.6893 | 0 | 2195
1499 |  |  |  | Customer - System | F42 |  | 0 | 0 | 0 | 0 | 0 | 0 | 0 | 0 | 0 | 0 | 0 | 0 | 0 | 0 | 2196
1500 |  |  |  | System Generation | F105T |  | 0 | 0 | 0 | 0 | 0 | 0 | 0 | 0 | 0 | 0 | 0 | 0 | 0 | 0 | 2197
1501 |  |  |  | Cholla | F10 |  | 0 | 0 | 0 | 0 | 0 | 0 | 0 | 0 | 0 | 0 | 0 | 0 | 0 | 0 | 2198
1502 |  |  |  | System Overheads | F102T |  | -28993393.1919 | -9855407.5877 | -8126828.2026 | -2329961.065 | -52583.9982 | -5170313.156 | -24796.0581 | -264834.4334 | -8175.2406 | -11433.4446 | -1919379.3193 | -642568.5262 | -587112.1601 | 0 | 2199
1503 |  |  | Total Accum Prov for Amort-Intangible |  |  |  | -36474727.0448 | -12398455.7205 | -10223840.9443 | -2931174.4682 | -66152.553 | -6504439.127 | -31194.3292 | -333171.2024 | -10284.7455 | -14383.6828 | -2414647.927 | -808374.2198 | -738608.125 | 0
1504
1505 |  | 111390 | Accum Prov for Amort-Capital Lease |  | F30 |  | 0 | 0 | 0 | 0 | 0 | 0 | 0 | 0 | 0 | 0 | 0 | 0 | 0 | 0 | 2210
1506
1507
1508 |  | TOTAL ACCUM PROV FOR AMORTIZATION |  |  |  |  | -36876975.9752 | -12535191.5111 | -10336594.0973 | -2963500.7891 | -66882.1134 | -6576162.5016 | -31538.3544 | -336845.5654 | -10398.1703 | -14542.3126 | -2441277.7591 | -817288.9707 | -746753.8303 | 0

## Distribution
Distribution Total |  |  | - | Distribution - Total - Unbundled
Rocky Mountain Power
3 | Cost Of Service By Rate Schedule
4 | State of Utah
5 | 2017 Protocol (Non Wgt)
6 | 12 Months Ended Dec 2017
7
8
9 |  | A |  | B | C |  | D | E | F | G | H | I | J | K | L | M | N | O | P | Chk Total
12 |  |  |  | DESCRIPTION |  |  | Utah Jurisdiction Normalized | Residential Sch 1 | General Large Dist. Sch 6 | General +1 MW Sch 8 | Street & Area Lighting Sch. 7,11,12 | General Trans Sch 9 | General Secondary Sch 22 | Irrigation Sch 10 | Traffic Signals Sch 15 | Outdoor Lighting Sch 15 | General Small Dist. Sch 23 | Industrial Cust 1 | Industrial Cust 2 | 0
13
12 |  |  |  | Operating Revenues |  |  | 327643500.1059 | 183289544.9175 | 84461959.3116 | 18197251.9394 | 6154168.8285 | 386858.9617 | 150481.0358 | 3675896.7827 | 201195.3168 | 140922.7654 | 30858073.1868 | 62935.3465 | 64211.7133 | 0
13
14 |  |  |  | Operating Expenses
15 |  |  |  | Operation & Maintenance Expenses |  |  | 96453470.319 | 52865275.2508 | 24790713.4088 | 5831871.2012 | 2463021.4051 | 514146.9647 | 15093.1159 | 1119835.2519 | 51412.2147 | 18824.249 | 8657312.1972 | 62602.2146 | 63362.8451 | 0
16 |  |  |  | Depreciation Expense |  |  | 55918910.3481 | 34417150.7944 | 11466045.1423 | 2495975.5559 | 1662584.1799 | 100200.1072 | 30490.1222 | 612375.7271 | 36326.7906 | 18470.2916 | 5060468.7574 | 9411.4397 | 9411.4397 | 0
17 |  |  |  | Amortization Expense |  |  | -1124002.0621 | -659116.7271 | -272018.8199 | -61289.5175 | -14182.2224 | -1043.3388 | -530.225 | -13730.0723 | -599.7926 | -322.6805 | -100968.8432 | -100.2715 | -99.5512 | 0
18 |  |  |  | Taxes Other Than Income |  |  | 18214647.1163 | 10703995.7638 | 4491119.8898 | 1001836.9822 | 163693.2821 | -17363.8744 | 9384.8978 | 227459.2242 | 8993.3584 | 4691.946 | 1621256.3919 | -264.6462 | -156.0993 | 0
19 |  |  |  | Income Taxes - Federal |  |  | 26006927.1406 | 12429177.0595 | 8874982.319 | 1704868.7198 | -30790.2393 | -94698.2176 | 18068.0349 | 273532.1087 | 18848.7132 | 25042.9985 | 2799828.2227 | -6007.6777 | -5924.901 | 0
20 |  |  |  | Income Taxes - State |  |  | 3533909.4675 | 1688918.7348 | 1205962.6988 | 231663.344 | -4183.8821 | -12867.915 | 2455.1459 | 37168.4707 | 2561.2271 | 3402.9276 | 380450.1551 | -816.3436 | -805.0956 | 0
21 |  |  |  | Income Taxes Deferred |  |  | 12087361.4082 | 7103243.0375 | 2980337.1369 | 664825.7086 | 108627.9547 | -11522.783 | 6227.8808 | 150943.4594 | 5968.0527 | 3113.6067 | 1075876.5635 | -175.621 | -103.5885 | 0
22 |  |  |  | Investment Tax Credit Adj |  |  | -811087.5782 | -476642.6682 | -199986.9408 | -44611.2146 | -7289.1661 | 773.2032 | -417.904 | -10128.6262 | -400.469 | -208.9296 | -72193.5985 | 11.7845 | 6.951 | 0
23 |  |  |  | Misc Revenues & Expense |  |  | -28894.86 | -9859.7543 | -8130.4125 | -2330.9887 | -52.6072 | -5065.0175 | -24.807 | -264.9512 | -8.1788 | -11.4385 | -1920.2259 | -639.1072 | -587.3711 | 0
24
25 |  |  |  | Total Operating Expenses |  |  | 210251241.2993 | 118062141.4913 | 53329024.4222 | 11822809.7909 | 4341428.7046 | 472559.1288 | 80746.2615 | 2397190.5922 | 123101.9163 | 73002.9707 | 19420109.6203 | 64021.7716 | 65104.6289 | 0
26
27 |  |  |  | Operating Revenue For Return |  |  | 117392258.8066 | 65227403.4263 | 31132934.8894 | 6374442.1485 | 1812740.1238 | -85700.1671 | 69734.7743 | 1278706.1905 | 78093.4005 | 67919.7946 | 11437963.5665 | -1086.4251 | -892.9156 | 0
28
29
30 |  |  |  | Rate Base :
31 |  |  |  | Electric Plant In Service |  |  | 3066467501.6405 | 1798450940.6498 | 742070069.7512 | 167179455.4274 | 38703352.0936 | 2654978.5054 | 1446118.858 | 37461300.6451 | 1636610.5053 | 880207.4582 | 275485722.3699 | 249372.6883 | 249372.6883 | 0
32 |  |  |  | Plant Held For Future Use |  |  | 5750021.0062 | 2752243.3322 | 1942669.4894 | 464072.6432 | 3249.2243 | 0 | 1019.6457 | 89705.2307 | 1391.3669 | 835.474 | 494834.5998 | 0 | 0 | 0
33 |  |  |  | Electric Plant Acquisition Adj |  |  | 0 | 0 | 0 | 0 | 0 | 0 | 0 | 0 | 0 | 0 | 0 | 0 | 0 | 0
34 |  |  |  | Pensions |  |  | 0 | 0 | 0 | 0 | 0 | 0 | 0 | 0 | 0 | 0 | 0 | 0 | 0 | 0
35 |  |  |  | Prepayments |  |  | 3046505.8692 | 1786743.6532 | 737239.4528 | 166091.1756 | 38451.4068 | 2637.6955 | 1436.7051 | 37217.4407 | 1625.9567 | 874.4776 | 273692.4065 | 247.7494 | 247.7494 | 0
36 |  |  |  | Fuel Stock |  |  | 0 | 0 | 0 | 0 | 0 | 0 | 0 | 0 | 0 | 0 | 0 | 0 | 0 | 0
37 |  |  |  | Materials & Supplies |  |  | 12805777.3756 | 7510453.7565 | 3098935.2097 | 698152.8051 | 161627.8374 | 11087.3713 | 6039.091 | 156440.9458 | 6834.5971 | 3675.8064 | 1150447.1608 | 1041.3974 | 1041.3974 | 0
38 |  |  |  | Misc Deferred Debits |  |  | 78421833.6509 | 45993580.6988 | 18977698.4547 | 4275447.0531 | 989799.4477 | 67898.4149 | 36983.0407 | 958035.2265 | 41854.6737 | 22510.4237 | 7045271.3036 | 6377.4566 | 6377.4566 | 0
39 |  |  |  | Cash Working Capital |  |  | 4568399.1465 | 2488825.6787 | 1199793.627 | 276786.9979 | 104500.0987 | 20122.027 | 964.9358 | 52858.0757 | 2490.2318 | 1157.0655 | 415785.1548 | 2540.5835 | 2574.6701 | 0
40 |  |  |  | Weatherization Loans |  |  | 0 | 0 | 0 | 0 | 0 | 0 | 0 | 0 | 0 | 0 | 0 | 0 | 0 | 0
41 |  |  |  | Miscellaneous Rate Base |  |  | 0 | 0 | 0 | 0 | 0 | 0 | 0 | 0 | 0 | 0 | 0 | 0 | 0 | 0
42
43 |  |  |  | Total Rate Base Additions |  |  | 3171060038.6888 | 1858982787.7691 | 768026405.9848 | 173060006.1022 | 40000980.1084 | 2756724.0141 | 1492562.2763 | 38755557.5646 | 1690807.3315 | 909260.7054 | 284865752.9955 | 259579.8752 | 259613.9617 | 0
44
45 |  |  |  | Rate Base Deductions :
46 |  |  |  | Accum Provision For Depreciation |  |  | -1003370725.6545 | -588229397.7974 | -236198336.111 | -53464004.0226 | -20251657.4768 | -1234981.479 | -383522.8882 | -11727105.5043 | -568644.1676 | -267146.5483 | -90813934.8234 | -115997.418 | -115997.418 | 0
47 |  |  |  | Accum Provision For Amortization |  |  | -31389981.139 | -18409893.8196 | -7596221.2157 | -1711337.2145 | -396187.9562 | -27177.7624 | -14803.2365 | -383473.6615 | -16753.2096 | -9010.2685 | -2820017.3733 | -2552.7106 | -2552.7106 | 0
48 |  |  |  | Accum Deferred Income Taxes |  |  | -540995034.1528 | -317089247.2694 | -132767867.3361 | -29862037.4024 | -4945440.3476 | -370942.2828 | -275991.7829 | -6743877.3602 | -280078.7109 | -159974.7301 | -48429894.3517 | -34841.2893 | -34841.2893 | 0
49 |  |  |  | Unamortized ITC |  |  | -39721.1807 | -23300.6879 | -9741.6083 | -2189.7528 | -352.9968 | -27.2305 | -20.485 | -495.623 | -20.5519 | -11.8096 | -3555.3196 | -2.5577 | -2.5577 | 0
50 |  |  |  | Customer Advance For Construction |  |  | -8648118.9308 | -4284181.4337 | -179823.5675 | -620652.2092 | -85904.3808 | -1577286.3239 | 0 | -113941.752 | -41988.8499 | -62760.7381 | -1681579.6756 | 0 | 0 | 0
51 |  |  |  | Customer Service Deposits |  |  | 0 | 0 | 0 | 0 | 0 | 0 | 0 | 0 | 0 | 0 | 0 | 0 | 0 | 0
52 |  |  |  | Misc Rate Base Deductions |  |  | -34134810.0714 | -18617426.9306 | -8484611.8001 | -2010619.367 | -369433.6694 | -1026277.0164 | -18324.6859 | -399723.644 | -16794.5658 | -10449.8758 | -2932881.401 | -128742.3808 | -119524.7346 | 0
53 | [19 empty] | 0
54 |  |  |  | Total Rate Base Deductions |  |  | -1618578391.1291 | -946653447.9386 | -385236601.6387 | -87670839.9685 | -26048976.8277 | -4236692.095 | -692663.0785 | -19368617.5451 | -924280.0556 | -509353.9704 | -146681862.9446 | -282136.3564 | -272918.7102 | 0
55 | [19 empty] | 0
56 |  |  |  | Total Rate Base |  |  | 1552481647.5597 | 912329339.8306 | 382789804.3461 | 85389166.1337 | 13952003.2808 | -1479968.081 | 799899.1978 | 19386940.0195 | 766527.2759 | 399906.735 | 138183890.0509 | -22556.4812 | -13304.7484 | 0
57
58
59 |  |  |  | Return On Rate Base |  |  | 7.562% | 7.15% | 8.133% | 7.465% | 12.99% | 5.791% | 8.718% | 6.596% | 10.19% | 16.98% | 8.277% | 4.816% | 6.711%
60
61 |  |  |  | Return On Equity |  |  | 9.728% | 8.928% | 10.84% | 9.541% | 20.28% | 6.289% | 11.97% | 7.852% | 14.83% | 28.03% | 11.12% | 4.397% | 8.077%
Rocky Mountain Power
Cost Of Service By Rate Schedule
State of Utah
2017 Protocol (Non Wgt)
12 Months Ended Dec 2017
|  | A |  | B | C |  | D | E | F | G | H | I | J | K | L | M | N | O | P
|  |  |  | DESCRIPTION | COS Factor |  | Utah Jurisdiction Normalized | Residential Sch 1 | General Large Dist. Sch 6 | General +1 MW Sch 8 | Street & Area Lighting Sch. 7,11,12 | General Trans Sch 9 | General Secondary Sch 22 | Irrigation Sch 10 | Traffic Signals Sch 15 | Outdoor Lighting Sch 15 | General Small Dist. Sch 23 | Industrial Cust 1 | Industrial Cust 2
79 |  |  |  | Total Rate Base |  |  | 1552481647.5597 | 912329339.8306 | 382789804.3461 | 85389166.1337 | 13952003.2808 | -1479968.081 | 799899.1978 | 19386940.0195 | 766527.2759 | 399906.735 | 138183890.0509 | -22556.4812 | -13304.7484 | 0
80
81
82 |  |  |  | Return On Ratebase ($$) | 7.319% |  | 113621043.1968 | 66770394.0292 | 28015131.1053 | 6249353.1882 | 1021101.3895 | -108314.0129 | 58542.0004 | 1418866.5952 | 56099.6189 | 29267.8632 | 10113225.9858 | -1650.8349 | -973.7309 | 0
83 |  |  |  | Operating & Maintenance Expense |  |  | 96453470.319 | 52865275.2508 | 24790713.4088 | 5831871.2012 | 2463021.4051 | 514146.9647 | 15093.1159 | 1119835.2519 | 51412.2147 | 18824.249 | 8657312.1972 | 62602.2146 | 63362.8451 | 0
84 |  |  |  | Bad Debt to Produce ROR | F80 |  | 0 | 0 | 0 | 0 | 0 | 0 | 0 | 0 | 0 | 0 | 0 | 0 | 0 | 0
85 |  |  |  | Depreciation Expense |  |  | 55918910.3481 | 34417150.7944 | 11466045.1423 | 2495975.5559 | 1662584.1799 | 100200.1072 | 30490.1222 | 612375.7271 | 36326.7906 | 18470.2916 | 5060468.7574 | 9411.4397 | 9411.4397 | 0
86 |  |  |  | Amortization Expense |  |  | -1124002.0621 | -659116.7271 | -272018.8199 | -61289.5175 | -14182.2224 | -1043.3388 | -530.225 | -13730.0723 | -599.7926 | -322.6805 | -100968.8432 | -100.2715 | -99.5512 | 0
87 |  |  |  | Taxes Other Than Income |  |  | 18214647.1163 | 10703995.7638 | 4491119.8898 | 1001836.9822 | 163693.2821 | -17363.8744 | 9384.8978 | 227459.2242 | 8993.3584 | 4691.946 | 1621256.3919 | -264.6462 | -156.0993 | 0
88 |  |  |  | Federal Income Taxes |  |  | 26006927.1406 | 12429177.0595 | 8874982.319 | 1704868.7198 | -30790.2393 | -94698.2176 | 18068.0349 | 273532.1087 | 18848.7132 | 25042.9985 | 2799828.2227 | -6007.6777 | -5924.901 | 0
89 |  |  |  | FIT Adj to Produce Target ROR | F101 |  | 0 | 0 | 0 | 0 | 0 | 0 | 0 | 0 | 0 | 0 | 0 | 0 | 0 | 0
90 |  |  |  | State Income Taxes |  |  | 3533909.4675 | 1688918.7348 | 1205962.6988 | 231663.344 | -4183.8821 | -12867.915 | 2455.1459 | 37168.4707 | 2561.2271 | 3402.9276 | 380450.1551 | -816.3436 | -805.0956 | 0
91 |  |  |  | SIT Adj to Produce Target ROR | F101 |  | 0 | 0 | 0 | 0 | 0 | 0 | 0 | 0 | 0 | 0 | 0 | 0 | 0 | 0
92 |  |  |  | Deferred Income Taxes |  |  | 12087361.4082 | 7103243.0375 | 2980337.1369 | 664825.7086 | 108627.9547 | -11522.783 | 6227.8808 | 150943.4594 | 5968.0527 | 3113.6067 | 1075876.5635 | -175.621 | -103.5885 | 0
93 |  |  |  | Investment Tax Credit |  |  | -811087.5782 | -476642.6682 | -199986.9408 | -44611.2146 | -7289.1661 | 773.2032 | -417.904 | -10128.6262 | -400.469 | -208.9296 | -72193.5985 | 11.7845 | 6.951 | 0
94 |  |  |  | Misc Revenue & Expenses |  |  | -28894.86 | -9859.7543 | -8130.4125 | -2330.9887 | -52.6072 | -5065.0175 | -24.807 | -264.9512 | -8.1788 | -11.4385 | -1920.2259 | -639.1072 | -587.3711 | 0
|  |  |  | Total Operating Expenses |  |  | 210251241.2993 | 118062141.4913 | 53329024.4222 | 11822809.7909 | 4341428.7046 | 472559.1288 | 80746.2615 | 2397190.5922 | 123101.9163 | 73002.9707 | 19420109.6203 | 64021.7716 | 65104.6289
|  |  |  | Total Op. exp. Adjusted for Taxes |  |  | 111281774.188 | 67727504.5399 | 26081170.6738 | 6171761.038 | 530051.2483 | -122341.2853 | 51599.1704 | 1505807.4983 | 42456.9696 | 5292.2344 | 9291496.8968 | -2000.936 | -1023.8603
97 |  |  |  | Revenue Credits |  |  | -16510290.3163 | -6764737.7409 | -5578885.3416 | -1263097.227 | -129037.2968 | -655165.5369 | -10845.7469 | -438978.5254 | -10094.3765 | -3131.3874 | -1653372.1099 | -1452.309 | -1492.718 | 0
98
99 |  |  |  | Total Revenue Requirements |  |  | 305022725.171 | 179024908.2903 | 73831309.7544 | 16731473.6019 | 4742442.6562 | -304947.6935 | 121499.685 | 3464019.5651 | 155464.5094 | 75163.8177 | 27058234.4072 | 60568.5266 | 62588.0506 | 0
100 |  |  |  | Operating Revenues |  |  | 311133209.7896 | 176524807.1767 | 78883073.97 | 16934154.7125 | 6025131.5317 | -268306.5753 | 139635.2888 | 3236918.2573 | 191100.9403 | 137791.3779 | 29204701.0769 | 61483.0374 | 62718.9953 | 0
101
102 |  |  |  | Increase / (Decrease) Required to
103 |  |  |  | Earn Equal Rates of Return |  |  | -6110484.6186 | 2500101.1136 | -5051764.2156 | -202681.1106 | -1282688.8755 | -36641.1182 | -18135.6038 | 227101.3079 | -35636.4309 | -62627.5603 | -2146466.6697 | -914.5109 | -130.9447 | 0
104
105 |  |  |  | Existing Revenues |  |  | 311133209.7896 | 176524807.1767 | 78883073.97 | 16934154.7124 | 6025131.5317 | -268306.5753 | 139635.2889 | 3236918.2573 | 191100.9403 | 137791.3779 | 29204701.0769 | 61483.0374 | 62718.9953 | 0
106 |  |  |  | check |  |  | 0 | 2.8908e-06 | 1.6093e-06 | 5.4087e-05 | 5.2154e-08 | -8.6147e-09 | -5.4001e-05 | 7.0315e-08 | 3.4634e-09 | 2.9686e-09 | 5.2899e-07 | -1.1642e-10 | -8.7311e-11 | 0
107 |  |  |  | Percent Increase / (Decrease)
108 |  |  |  | Over Existing Rates To
109 |  |  |  | Equal Authorized RoE & RoR |  |  | -1.964% | 1.416% | -6.404% | -1.197% | -21.29% | 13.66% | -12.99% | 7.016% | -18.65% | -45.45% | -7.35% | -1.487% | -0.2088%
[5 empty] | 2017 Protocol |  | E: ELECTRIC REVENUES
|  | Distribution - Total - Unbundled |  |  | (Non-Wgt)
|  | A |  | B | C |  | D | E | F | G | H | I | J | K | L | M | N | O | P
|  | FERC ACCT |  | DESCRIPTION | COS Factor |  | Utah Jurisdiction Normalized | Residential Sch 1 | General Large Dist. Sch 6 | General +1 MW Sch 8 | Street & Area Lighting Sch. 7,11,12 | General Trans Sch 9 | General Secondary Sch 22 | Irrigation Sch 10 | Traffic Signals Sch 15 | Outdoor Lighting Sch 15 | General Small Dist. Sch 23 | Industrial Cust 1 | Industrial Cust 2 |  | Func Study Row
122 |  | 440 | Residential Sales |  | A |  | 176524807.1767 | 176524807.1767 | 0 | 0 | 0 | 0 | 0 | 0 | 0 | 0 | 0 | 0 | 0 | 0
123
124 |  | 442 | Commercial & Industrial Sales |  | A |  | 128254378.763 | 0 | 78883073.97 | 16934154.7124 | 0 | -268306.5753 | 139635.2889 | 3236918.2573 | 0 | 0 | 29204701.0769 | 61483.0374 | 62718.9953 | 0
125 |  |  |  | Interruptible Demand | F10 |  | 0 | 0 | 0 | 0 | 0 | 0 | 0 | 0 | 0 | 0 | 0 | 0 | 0 | 0 | 100
126 |  |  |  | Interruptible Energy | F30 |  | 0 | 0 | 0 | 0 | 0 | 0 | 0 | 0 | 0 | 0 | 0 | 0 | 0 | 0 | 101
127 | [6 empty] | 128254378.763 | 0 | 78883073.97 | 16934154.7124 | 0 | -268306.5753 | 139635.2889 | 3236918.2573 | 0 | 0 | 29204701.0769 | 61483.0374 | 62718.9953 | 0
128
129 |  | 444 | Public Street & Highway Lighting |  | A |  | 6354023.8499 | 0 | 0 | 0 | 6025131.5317 | 0 | 0 | 0 | 191100.9403 | 137791.3779 | 0 | 0 | 0 | 0
130
131 |  | 445 | Other Sales to Public Authority |  | A |  | 0 | 0 | 0 | 0 | 0 | 0 | 0 | 0 | 0 | 0 | 0 | 0 | 0 | 0
132
133 |  | 448 | Interdepartmental |  | A | 0 | 0 | 0 | 0 | 0 | 0 | 0 | 0 | 0 | 0 | 0 | 0 | 0 | 0 | 0 | 114
134 |  |  |  | Demand | F10 |  | 0 | 0 | 0 | 0 | 0 | 0 | 0 | 0 | 0 | 0 | 0 | 0 | 0 | 0 | 115
135 | [6 empty] | 0 | 0 | 0 | 0 | 0 | 0 | 0 | 0 | 0 | 0 | 0 | 0 | 0 | 0
136
137 |  | Total Sales to Ultimate Customers |  |  |  |  | 311133209.7896 | 176524807.1767 | 78883073.97 | 16934154.7124 | 6025131.5317 | -268306.5753 | 139635.2889 | 3236918.2573 | 191100.9403 | 137791.3779 | 29204701.0769 | 61483.0374 | 62718.9953 | 0
138
139
140
141 |  | 447 | Sales for Resale |  | F10 |  | 0 | 0 | 0 | 0 | 0 | 0 | 0 | 0 | 0 | 0 | 0 | 0 | 0 | 0 | 123
142
143
144 |  | 447 | Sales for Resale |  | F11 |  | 0 | 0 | 0 | 0 | 0 | 0 | 0 | 0 | 0 | 0 | 0 | 0 | 0 | 0 | 127
145 |  |  |  | Demand | F10 |  | 0 | 0 | 0 | 0 | 0 | 0 | 0 | 0 | 0 | 0 | 0 | 0 | 0 | 0 | 128
146 |  |  |  | Demand | F10 |  | 0 | 0 | 0 | 0 | 0 | 0 | 0 | 0 | 0 | 0 | 0 | 0 | 0 |  | 129
147 |  |  |  | Energy | F30 |  | 0 | 0 | 0 | 0 | 0 | 0 | 0 | 0 | 0 | 0 | 0 | 0 | 0 | 0 | 130
148 | [6 empty] | 0 | 0 | 0 | 0 | 0 | 0 | 0 | 0 | 0 | 0 | 0 | 0 | 0 | 0
149
150 |  | 449 | Provision for Rate Refund |  | F11 |  | 0 | 0 | 0 | 0 | 0 | 0 | 0 | 0 | 0 | 0 | 0 | 0 | 0 | 0 | 134
151 |  |  |  |  | F10 |  | 0 | 0 | 0 | 0 | 0 | 0 | 0 | 0 | 0 | 0 | 0 | 0 | 0 |  | 135
152
153 |  | State Specific Revenue Credit |  |  | F140D |  | 7436154.1715 | 4243781.564 | 1867673.4948 | 414939.4578 | 123124.4612 | 8363.1202 | 3198.0785 | 87617.2211 | 4114.493 | 2348.153 | 678089.6275 | 1432.0457 | 1472.4546 | 0 | 137
154
155 |  | AGA Revenue |  |  | A | 1 | 3926721.3 | 30278.94 | 1996021.02 | 439245.96 | 0 | 646586.68 | 6661.56 | 271900.55 | 4661.64 | 0 | 531364.95 | 0 | 0 | 0 | 139
156
157 |  | Total Sales from Electricity |  |  |  |  | 322496085.2611 | 180798867.6807 | 82746768.4848 | 17788340.1302 | 6148255.9929 | 386643.2249 | 149494.9274 | 3596436.0284 | 199877.0733 | 140139.531 | 30414155.6544 | 62915.0831 | 64191.4499 | 0
158
159 |  | Other Electric Operating Revenues
160 |  | 450 | Forfeited Discounts & Interest |  | A | 0 | 0 | 0 | 0 | 0 | 0 | 0 | 0 | 0 | 0 | 0 | 0 | 0 | 0 | 0 | 145
161 |  |  |  | Customers | F40 |  | 0 | 0 | 0 | 0 | 0 | 0 | 0 | 0 | 0 | 0 | 0 | 0 | 0 | 0 | 146
162 | [6 empty] | 0 | 0 | 0 | 0 | 0 | 0 | 0 | 0 | 0 | 0 | 0 | 0 | 0 | 0
163
164 |  | 451 | Misc Electric Revenue |  | A | 0 | 0 | 0 | 0 | 0 | 0 | 0 | 0 | 0 | 0 | 0 | 0 | 0 | 0 | 0 | 150
165 |  |  |  | Demand | F10 |  | 0 | 0 | 0 | 0 | 0 | 0 | 0 | 0 | 0 | 0 | 0 | 0 | 0 | 0 | 151
166 |  |  |  | Customer | F40 |  | 0 | 0 | 0 | 0 | 0 | 0 | 0 | 0 | 0 | 0 | 0 | 0 | 0 | 0 | 152
167 | [6 empty] | 0 | 0 | 0 | 0 | 0 | 0 | 0 | 0 | 0 | 0 | 0 | 0 | 0 | 0
168
169 |  | 453 | Water Sales |  | F10 |  | 0 | 0 | 0 | 0 | 0 | 0 | 0 | 0 | 0 | 0 | 0 | 0 | 0 | 0 | 156
170
171 |  | 454 | Rent of Electric Property |  | A | 1 | 4898241.56 | 2344539.7258 | 1654892.1161 | 395327.2354 | 2767.9004 | 0 | 868.6005 | 76416.7451 | 1185.2567 | 711.711 | 421532.2691 | 0 | 0 | 0 | 160
172 |  |  |  | Demand | F10 |  | 0 | 0 | 0 | 0 | 0 | 0 | 0 | 0 | 0 | 0 | 0 | 0 | 0 | 0 | 161
173 |  |  |  | Demand | F10 |  | 0 | 0 | 0 | 0 | 0 | 0 | 0 | 0 | 0 | 0 | 0 | 0 | 0 | 0 | 162
174 |  |  |  | System Overhead | F102D |  | 249173.2848 | 146137.5111 | 60298.7107 | 13584.5738 | 3144.9351 | 215.7367 | 117.5079 | 3044.0092 | 132.9868 | 71.5234 | 22385.2633 | 20.2634 | 20.2634 | 0 | 163
175 | [6 empty] | 5147414.8448 | 2490677.2369 | 1715190.8268 | 408911.8092 | 5912.8355 | 215.7367 | 986.1084 | 79460.7543 | 1318.2435 | 783.2344 | 443917.5323 | 20.2634 | 20.2634 | 0
176
177 |  | 456 | Other Electric Revenue |  | A | 0 | 0 | 0 | 0 | 0 | 0 | 0 | 0 | 0 | 0 | 0 | 0 | 0 | 0 | 0 | 167
178 |  |  |  | Customer | F40 |  | 0 | 0 | 0 | 0 | 0 | 0 | 0 | 0 | 0 | 0 | 0 | 0 | 0 | 0 | 168
179 |  |  |  | Energy | F30 |  | 0 | 0 | 0 | 0 | 0 | 0 | 0 | 0 | 0 | 0 | 0 | 0 | 0 | 0 | 169
180 |  |  |  | Demand | F10 |  | 0 | 0 | 0 | 0 | 0 | 0 | 0 | 0 | 0 | 0 | 0 | 0 | 0 | 0 | 170
181 |  |  |  | Demand | F10 |  | 0 | 0 | 0 | 0 | 0 | 0 | 0 | 0 | 0 | 0 | 0 | 0 | 0 | 0 | 171
182 | [6 empty] | 0 | 0 | 0 | 0 | 0 | 0 | 0 | 0 | 0 | 0 | 0 | 0 | 0 | 0
183 | [19 empty] | 0
184 |  | Total Other Electric Operating Revenues |  |  |  |  | 5147414.8448 | 2490677.2369 | 1715190.8268 | 408911.8092 | 5912.8355 | 215.7367 | 986.1084 | 79460.7543 | 1318.2435 | 783.2344 | 443917.5323 | 20.2634 | 20.2634 | 0
185 | [19 empty] | 0
186 |  | Total Electric Operating Revenues |  |  |  |  | 327643500.1059 | 183289544.9175 | 84461959.3116 | 18197251.9394 | 6154168.8285 | 386858.9617 | 150481.0358 | 3675896.7827 | 201195.3168 | 140922.7654 | 30858073.1868 | 62935.3465 | 64211.7133 | 0
187
188 |  | Miscellaneous Revenues
189 |  | 41160 | Gain on Sale of Utility Plant - CR |  | F10 |  | 0 | 0 | 0 | 0 | 0 | 0 | 0 | 0 | 0 | 0 | 0 | 0 | 0 | 0 | 185
190 |  | 41170 | Loss on Sale of Utility Plant |  | F10 |  | 0 | 0 | 0 | 0 | 0 | 0 | 0 | 0 | 0 | 0 | 0 | 0 | 0 | 0 | 190
191 |  | 4118 | Gain from Emission Allowances |  | F30 |  | 0 | 0 | 0 | 0 | 0 | 0 | 0 | 0 | 0 | 0 | 0 | 0 | 0 | 0 | 193
192 |  | 41181 | Gain from Disposition of NOX Credits |  | F10 |  | 0 | 0 | 0 | 0 | 0 | 0 | 0 | 0 | 0 | 0 | 0 | 0 | 0 | 0 | 196
193 |  | 4194 | Impact Housing Interest Income |  | F10 |  | 0 | 0 | 0 | 0 | 0 | 0 | 0 | 0 | 0 | 0 | 0 | 0 | 0 | 0 | 200
194 |  | 421 | (Gain)/Loss on Sale of Utility Plant |  | F10 |  | -28894.86 | -9859.7543 | -8130.4125 | -2330.9887 | -52.6072 | -5065.0175 | -24.807 | -264.9512 | -8.1788 | -11.4385 | -1920.2259 | -639.1072 | -587.3711 | 0 | 210
195
196 |  | Total Miscellaneous Revenues |  |  |  |  | -28894.86 | -9859.7543 | -8130.4125 | -2330.9887 | -52.6072 | -5065.0175 | -24.807 | -264.9512 | -8.1788 | -11.4385 | -1920.2259 | -639.1072 | -587.3711 | 0
197
198 |  | Miscellaneous Expenses
199 |  | 4311 | Interest on Customer Deposits |  | F80 |  | 0 | 0 | 0 | 0 | 0 | 0 | 0 | 0 | 0 | 0 | 0 | 0 | 0 | 0 | 216
200
201 |  | DFA | Divergence Fairness Adjustment
202 |  |  |  | Production | F105 |  | 0 | 0 | 0 | 0 | 0 | 0 | 0 | 0 | 0 | 0 | 0 | 0 | 0 | 0 | 220
203 |  |  |  | Transmission | F105 |  | 0 | 0 | 0 | 0 | 0 | 0 | 0 | 0 | 0 | 0 | 0 | 0 | 0 | 0 | 221
204 |  |  |  | Distribution | F105 |  | 0 | 0 | 0 | 0 | 0 | 0 | 0 | 0 | 0 | 0 | 0 | 0 | 0 | 0 | 222
205 | [6 empty] | 0 | 0 | 0 | 0 | 0 | 0 | 0 | 0 | 0 | 0 | 0 | 0 | 0 | 0
206
207 |  | Net Miscellaneous Revenues And Expense |  |  |  |  | -28894.86 | -9859.7543 | -8130.4125 | -2330.9887 | -52.6072 | -5065.0175 | -24.807 | -264.9512 | -8.1788 | -11.4385 | -1920.2259 | -639.1072 | -587.3711 | 0
208
209 |  | Distribution - METER - Unbundled
210 | [6 empty] | E: STEAM POWER GENERATION
211
212 |  | A |  | B | C |  | D | E | F | G | H | I | J | K | L | M | N | O | P
213 |  | FERC ACCT |  | DESCRIPTION | COS Factor |  | Utah Jurisdiction Normalized | Residential Sch 1 | General Large Dist. Sch 6 | General +1 MW Sch 8 | Street & Area Lighting Sch. 7,11,12 | General Trans Sch 9 | General Secondary Sch 22 | Irrigation Sch 10 | Traffic Signals Sch 15 | Outdoor Lighting Sch 15 | General Small Dist. Sch 23 | Industrial Cust 1 | Industrial Cust 2
214 |  | 500 | Operation Suprvn & Engineering |  | F10 |  | 0 | 0 | 0 | 0 | 0 | 0 | 0 | 0 | 0 | 0 | 0 | 0 | 0 | 0 | 231
215 |  |  |  | Cholla | F10 |  | 0 | 0 | 0 | 0 | 0 | 0 | 0 | 0 | 0 | 0 | 0 | 0 | 0 | 0 | 232
216 |  |  |  | Total 500 |  |  | 0 | 0 | 0 | 0 | 0 | 0 | 0 | 0 | 0 | 0 | 0 | 0 | 0 | 0
217
218 |  | 501 | Fuel Related |  | F30 |  | 0 | 0 | 0 | 0 | 0 | 0 | 0 | 0 | 0 | 0 | 0 | 0 | 0 | 0 | 243
219 |  |  |  | System Energy - Non NPC | F30 |  | 0 | 0 | 0 | 0 | 0 | 0 | 0 | 0 | 0 | 0 | 0 | 0 | 0 | 0 | 236
220 |  |  |  | System Energy - Non NPC | F30 |  | 0 | 0 | 0 | 0 | 0 | 0 | 0 | 0 | 0 | 0 | 0 | 0 | 0 | 0 | 239
221 |  |  |  | Cholla - Non NPC | F30 |  | 0 | 0 | 0 | 0 | 0 | 0 | 0 | 0 | 0 | 0 | 0 | 0 | 0 | 0 | 240
222 |  |  |  | Cholla | F30 |  | 0 | 0 | 0 | 0 | 0 | 0 | 0 | 0 | 0 | 0 | 0 | 0 | 0 | 0 | 246
223 |  |  |  | Total 501 |  |  | 0 | 0 | 0 | 0 | 0 | 0 | 0 | 0 | 0 | 0 | 0 | 0 | 0 | 0
224
225 |  | 502 | Steam Expenses |  | F10 |  | 0 | 0 | 0 | 0 | 0 | 0 | 0 | 0 | 0 | 0 | 0 | 0 | 0 | 0 | 250
226 |  |  |  | Cholla | F10 |  | 0 | 0 | 0 | 0 | 0 | 0 | 0 | 0 | 0 | 0 | 0 | 0 | 0 | 0 | 251
227 |  |  |  | Total 502 |  |  | 0 | 0 | 0 | 0 | 0 | 0 | 0 | 0 | 0 | 0 | 0 | 0 | 0 | 0
228
229 |  | 503 | Steam From Other Sources |  | F30 |  | 0 | 0 | 0 | 0 | 0 | 0 | 0 | 0 | 0 | 0 | 0 | 0 | 0 | 0 | 258
230 |  |  |  | System Energy - Non NPC | F30 |  | 0 | 0 | 0 | 0 | 0 | 0 | 0 | 0 | 0 | 0 | 0 | 0 | 0 | 0 | 255
231 |  |  |  | Total 503 |  |  | 0 | 0 | 0 | 0 | 0 | 0 | 0 | 0 | 0 | 0 | 0 | 0 | 0 | 0
232
233 |  | 505 | Electric Expenses |  | F10 |  | 0 | 0 | 0 | 0 | 0 | 0 | 0 | 0 | 0 | 0 | 0 | 0 | 0 | 0 | 262
234 |  |  |  | Cholla | F10 |  | 0 | 0 | 0 | 0 | 0 | 0 | 0 | 0 | 0 | 0 | 0 | 0 | 0 | 0 | 263
235 |  |  |  | Total 505 |  |  | 0 | 0 | 0 | 0 | 0 | 0 | 0 | 0 | 0 | 0 | 0 | 0 | 0 | 0
236
237 |  | 506 | Misc. Steam Expense |  | F10 |  | 0 | 0 | 0 | 0 | 0 | 0 | 0 | 0 | 0 | 0 | 0 | 0 | 0 | 0 | 267
238 |  |  |  | System Energy | F30 |  | 0 | 0 | 0 | 0 | 0 | 0 | 0 | 0 | 0 | 0 | 0 | 0 | 0 | 0 | 268
239 |  |  |  | Cholla | F10 |  | 0 | 0 | 0 | 0 | 0 | 0 | 0 | 0 | 0 | 0 | 0 | 0 | 0 | 0 | 269
240 |  |  |  | Total 506 |  |  | 0 | 0 | 0 | 0 | 0 | 0 | 0 | 0 | 0 | 0 | 0 | 0 | 0 | 0
241
242 |  | 507 | Rents |  | F10 |  | 0 | 0 | 0 | 0 | 0 | 0 | 0 | 0 | 0 | 0 | 0 | 0 | 0 | 0 | 273
243 |  |  |  | Cholla | F10 |  | 0 | 0 | 0 | 0 | 0 | 0 | 0 | 0 | 0 | 0 | 0 | 0 | 0 | 0 | 274
244 |  |  |  | Total 507 |  |  | 0 | 0 | 0 | 0 | 0 | 0 | 0 | 0 | 0 | 0 | 0 | 0 | 0 | 0
245
246 |  | 510 | Maint Supervision & Engineering |  | F10 |  | 0 | 0 | 0 | 0 | 0 | 0 | 0 | 0 | 0 | 0 | 0 | 0 | 0 | 0 | 278
247 |  |  |  | Cholla | F10 |  | 0 | 0 | 0 | 0 | 0 | 0 | 0 | 0 | 0 | 0 | 0 | 0 | 0 | 0 | 279
248 |  |  |  | Total 510 |  |  | 0 | 0 | 0 | 0 | 0 | 0 | 0 | 0 | 0 | 0 | 0 | 0 | 0 | 0
249
250 |  | 511 | Maintenance of Structures |  | F10 |  | 0 | 0 | 0 | 0 | 0 | 0 | 0 | 0 | 0 | 0 | 0 | 0 | 0 | 0 | 283
251 |  |  |  | Cholla | F10 |  | 0 | 0 | 0 | 0 | 0 | 0 | 0 | 0 | 0 | 0 | 0 | 0 | 0 | 0 | 284
252 |  |  |  | Total 511 |  |  | 0 | 0 | 0 | 0 | 0 | 0 | 0 | 0 | 0 | 0 | 0 | 0 | 0 | 0
253
254 |  | 512 | Maintenance of Boiler Plant |  | F10 |  | 0 | 0 | 0 | 0 | 0 | 0 | 0 | 0 | 0 | 0 | 0 | 0 | 0 | 0 | 288
255 |  |  |  | Cholla | F10 |  | 0 | 0 | 0 | 0 | 0 | 0 | 0 | 0 | 0 | 0 | 0 | 0 | 0 | 0 | 289
256 |  |  |  | Total 512 |  |  | 0 | 0 | 0 | 0 | 0 | 0 | 0 | 0 | 0 | 0 | 0 | 0 | 0 | 0
257
258 |  | 513 | Maintenance of Electric Plant |  | F10 |  | 0 | 0 | 0 | 0 | 0 | 0 | 0 | 0 | 0 | 0 | 0 | 0 | 0 | 0 | 293
259 |  |  |  | Cholla | F10 |  | 0 | 0 | 0 | 0 | 0 | 0 | 0 | 0 | 0 | 0 | 0 | 0 | 0 | 0 | 294
260 |  |  |  | Total 513 |  |  | 0 | 0 | 0 | 0 | 0 | 0 | 0 | 0 | 0 | 0 | 0 | 0 | 0 | 0
261
262 |  | 514 | Maint of Misc. Steam Plant |  | F10 |  | 0 | 0 | 0 | 0 | 0 | 0 | 0 | 0 | 0 | 0 | 0 | 0 | 0 | 0 | 298
263 |  |  |  | Cholla | F10 |  | 0 | 0 | 0 | 0 | 0 | 0 | 0 | 0 | 0 | 0 | 0 | 0 | 0 | 0 | 299
264 |  |  |  | Total 514 |  |  | 0 | 0 | 0 | 0 | 0 | 0 | 0 | 0 | 0 | 0 | 0 | 0 | 0 | 0
265
266 |  | Total Steam Power Generation |  |  |  |  | 0 | 0 | 0 | 0 | 0 | 0 | 0 | 0 | 0 | 0 | 0 | 0 | 0 | 0
267
268
269 | [6 empty] | D: NUCLEAR POWER GENERATION
270
271
272 |  | 517 | Operation Super & Engineering |  | F10 |  | 0 | 0 | 0 | 0 | 0 | 0 | 0 | 0 | 0 | 0 | 0 | 0 | 0 | 0 | 305
273
274 |  | 518 | Nuclear Fuel Expense |  | F30 |  | 0 | 0 | 0 | 0 | 0 | 0 | 0 | 0 | 0 | 0 | 0 | 0 | 0 | 0 | 309
275
276 |  | 519 | Coolants and Water |  | F10 |  | 0 | 0 | 0 | 0 | 0 | 0 | 0 | 0 | 0 | 0 | 0 | 0 | 0 | 0 | 314
277
278 |  | 520 | Steam Expenses |  | F10 |  | 0 | 0 | 0 | 0 | 0 | 0 | 0 | 0 | 0 | 0 | 0 | 0 | 0 | 0 | 318
279
280 |  | 523 | Electric Expenses |  | F10 |  | 0 | 0 | 0 | 0 | 0 | 0 | 0 | 0 | 0 | 0 | 0 | 0 | 0 | 0 | 322
281
282 |  | 524 | Misc. Nuclear Expenses |  | F10 |  | 0 | 0 | 0 | 0 | 0 | 0 | 0 | 0 | 0 | 0 | 0 | 0 | 0 | 0 | 326
283
284 |  | 528 | Maint Supervision & Eng |  | F10 |  | 0 | 0 | 0 | 0 | 0 | 0 | 0 | 0 | 0 | 0 | 0 | 0 | 0 | 0 | 330
285
286 |  | 529 | Maintenance of Structures |  | F10 |  | 0 | 0 | 0 | 0 | 0 | 0 | 0 | 0 | 0 | 0 | 0 | 0 | 0 | 0 | 334
287
288 |  | 530 | Maintenance of Reactor Plant |  | F10 |  | 0 | 0 | 0 | 0 | 0 | 0 | 0 | 0 | 0 | 0 | 0 | 0 | 0 | 0 | 338
289
290 |  | 531 | Maintenance of Electric Plant |  | F10 |  | 0 | 0 | 0 | 0 | 0 | 0 | 0 | 0 | 0 | 0 | 0 | 0 | 0 | 0 | 342
291
292 |  | 532 | Maintenance of Misc Nuclear |  | F10 |  | 0 | 0 | 0 | 0 | 0 | 0 | 0 | 0 | 0 | 0 | 0 | 0 | 0 | 0 | 346
293
294 |  | Total Nuclear Power Generation |  |  |  |  | 0 | 0 | 0 | 0 | 0 | 0 | 0 | 0 | 0 | 0 | 0 | 0 | 0 | 0
295
296
297
298 |  | Distribution - METER - Unbundled |  |  |  |  | D: HYDRAULIC POWER GENERATION
299
300 |  | A |  | B | C |  | D | E | F | G | H | I | J | K | L | M | N | O | P
301 |  | FERC ACCT |  | DESCRIPTION | COS Factor |  | Utah Jurisdiction Normalized | Residential Sch 1 | General Large Dist. Sch 6 | General +1 MW Sch 8 | Street & Area Lighting Sch. 7,11,12 | General Trans Sch 9 | General Secondary Sch 22 | Irrigation Sch 10 | Traffic Signals Sch 15 | Outdoor Lighting Sch 15 | General Small Dist. Sch 23 | Industrial Cust 1 | Industrial Cust 2
302 |  | 535 | Operation Super & Engineering |  | F10 |  | 0 | 0 | 0 | 0 | 0 | 0 | 0 | 0 | 0 | 0 | 0 | 0 | 0 | 0 | 355
303
304 |  | 536 | Water For Power |  | F10 |  | 0 | 0 | 0 | 0 | 0 | 0 | 0 | 0 | 0 | 0 | 0 | 0 | 0 | 0 | 360
305
306 |  | 537 | Hydraulic Expenses |  | F10 |  | 0 | 0 | 0 | 0 | 0 | 0 | 0 | 0 | 0 | 0 | 0 | 0 | 0 | 0 | 365
307
308 |  | 538 | Electric Expenses |  | F10 |  | 0 | 0 | 0 | 0 | 0 | 0 | 0 | 0 | 0 | 0 | 0 | 0 | 0 | 0 | 369
309
310 |  | 539 | Misc. Hydro Expenses |  | F10 |  | 0 | 0 | 0 | 0 | 0 | 0 | 0 | 0 | 0 | 0 | 0 | 0 | 0 | 0 | 374
311
312 |  | 540 | Rents (Hydro Generation) |  | F10 |  | 0 | 0 | 0 | 0 | 0 | 0 | 0 | 0 | 0 | 0 | 0 | 0 | 0 | 0 | 379
313
314 |  | 541 | Maint Supervision & Engineering |  | F10 |  | 0 | 0 | 0 | 0 | 0 | 0 | 0 | 0 | 0 | 0 | 0 | 0 | 0 | 0 | 383
315
316 |  | 542 | Maintenance of Structures |  | F10 |  | 0 | 0 | 0 | 0 | 0 | 0 | 0 | 0 | 0 | 0 | 0 | 0 | 0 | 0 | 388
317
318 |  | 543 | Maint of Dams & Waterways |  | F10 |  | 0 | 0 | 0 | 0 | 0 | 0 | 0 | 0 | 0 | 0 | 0 | 0 | 0 | 0 | 393
319
320 |  | 544 | Maintenance of Electric Plant |  | F10 |  | 0 | 0 | 0 | 0 | 0 | 0 | 0 | 0 | 0 | 0 | 0 | 0 | 0 | 0 | 398
321
322 |  | 545 | Maint of Misc. Hydro Plant |  | F10 |  | 0 | 0 | 0 | 0 | 0 | 0 | 0 | 0 | 0 | 0 | 0 | 0 | 0 | 0 | 403
323
324 |  | Total Hydraulic Power Generation |  |  |  |  | 0 | 0 | 0 | 0 | 0 | 0 | 0 | 0 | 0 | 0 | 0 | 0 | 0 | 0
325
326
327 | [6 empty] | D: OTHER POWER GENERATION
328
329
330 |  | 546 | Operation Super & Engineering |  | F10 |  | 0 | 0 | 0 | 0 | 0 | 0 | 0 | 0 | 0 | 0 | 0 | 0 | 0 | 0 | 409
331
332 |  | 547 | Fuel |  | F30 |  | 0 | 0 | 0 | 0 | 0 | 0 | 0 | 0 | 0 | 0 | 0 | 0 | 0 | 0 | 413
333 |  |  |  | Simple Cycle Combustion Turbine | F30 |  | 0 | 0 | 0 | 0 | 0 | 0 | 0 | 0 | 0 | 0 | 0 | 0 | 0 | 0 | 414
334 |  |  |  | Total 547 |  |  | 0 | 0 | 0 | 0 | 0 | 0 | 0 | 0 | 0 | 0 | 0 | 0 | 0 | 0
335
336 |  | 548 | Generation Expense |  | F10 |  | 0 | 0 | 0 | 0 | 0 | 0 | 0 | 0 | 0 | 0 | 0 | 0 | 0 | 0 | 418
337 |  |  |  | Simple Cycle Combustion Turbine | F10 |  | 0 | 0 | 0 | 0 | 0 | 0 | 0 | 0 | 0 | 0 | 0 | 0 | 0 | 0 | 419
338 |  |  |  | Total 548 |  |  | 0 | 0 | 0 | 0 | 0 | 0 | 0 | 0 | 0 | 0 | 0 | 0 | 0 | 0
339
340 |  | 549 | Miscellaneous Other |  | F10 |  | 0 | 0 | 0 | 0 | 0 | 0 | 0 | 0 | 0 | 0 | 0 | 0 | 0 | 0 | 423
341 |  |  |  | Wind Generation | F10 |  | 0 | 0 | 0 | 0 | 0 | 0 | 0 | 0 | 0 | 0 | 0 | 0 | 0 | 0 | 424
342
343 |  | 550 | Maint Supervision & Engineering
344 |  |  |  | System Generation | F10 |  | 0 | 0 | 0 | 0 | 0 | 0 | 0 | 0 | 0 | 0 | 0 | 0 | 0 | 0 | 429
345 |  |  |  | Wind Generation | F10 |  | 0 | 0 | 0 | 0 | 0 | 0 | 0 | 0 | 0 | 0 | 0 | 0 | 0 | 0 | 430
346 |  |  |  | Total 550 |  |  | 0 | 0 | 0 | 0 | 0 | 0 | 0 | 0 | 0 | 0 | 0 | 0 | 0 | 0
347
348 |  | 551 | Maint Supervision & Engineering |  | F10 |  | 0 | 0 | 0 | 0 | 0 | 0 | 0 | 0 | 0 | 0 | 0 | 0 | 0 | 0 | 434
349
350 |  | 552 | Maintenance of Structures |  | F10 |  | 0 | 0 | 0 | 0 | 0 | 0 | 0 | 0 | 0 | 0 | 0 | 0 | 0 | 0 | 440
351
352 |  | 553 | Maint of Generation & Elect Plant |  | F10 |  | 0 | 0 | 0 | 0 | 0 | 0 | 0 | 0 | 0 | 0 | 0 | 0 | 0 | 0 | 444
353 |  |  |  | Simple Cycle Combustion Turbine | F10 |  | 0 | 0 | 0 | 0 | 0 | 0 | 0 | 0 | 0 | 0 | 0 | 0 | 0 | 0 | 445
354 |  |  |  | Wind Generation | F10 |  | 0 | 0 | 0 | 0 | 0 | 0 | 0 | 0 | 0 | 0 | 0 | 0 | 0 | 0 | 446
355 |  |  |  | Total 553 |  |  | 0 | 0 | 0 | 0 | 0 | 0 | 0 | 0 | 0 | 0 | 0 | 0 | 0 | 0
356
357 |  | 554 | Maintenance of Misc. Other |  | F10 |  | 0 | 0 | 0 | 0 | 0 | 0 | 0 | 0 | 0 | 0 | 0 | 0 | 0 | 0 | 450
358 |  |  |  | Simple Cycle Combustion Turbine | F10 |  | 0 | 0 | 0 | 0 | 0 | 0 | 0 | 0 | 0 | 0 | 0 | 0 | 0 | 0 | 451
359 |  |  |  | Wind Generation | F10 |  | 0 | 0 | 0 | 0 | 0 | 0 | 0 | 0 | 0 | 0 | 0 | 0 | 0 | 0 | 452
360 |  |  |  | Total 554 |  |  | 0 | 0 | 0 | 0 | 0 | 0 | 0 | 0 | 0 | 0 | 0 | 0 | 0 | 0
361
362 |  | Total Other Power Generation |  |  |  |  | 0 | 0 | 0 | 0 | 0 | 0 | 0 | 0 | 0 | 0 | 0 | 0 | 0 | 0
363
364
365 | [6 empty] | D: OTHER POWER SUPPLY
366
367
368 |  | 555 | Purchased Power |  | F10 |  | 0 | 0 | 0 | 0 | 0 | 0 | 0 | 0 | 0 | 0 | 0 | 0 | 0 | 0 | 458
369 |  |  |  | Demand | F10 |  | 0 | 0 | 0 | 0 | 0 | 0 | 0 | 0 | 0 | 0 | 0 | 0 | 0 | 0 | 459
370 |  |  |  | Energy | F30 |  | 0 | 0 | 0 | 0 | 0 | 0 | 0 | 0 | 0 | 0 | 0 | 0 | 0 | 0 | 460
371 |  |  |  | Seasonal Contracts | F10 |  | 0 | 0 | 0 | 0 | 0 | 0 | 0 | 0 | 0 | 0 | 0 | 0 | 0 | 0 | 461
372 |  |  |  | Demand | F10 |  | 0 | 0 | 0 | 0 | 0 | 0 | 0 | 0 | 0 | 0 | 0 | 0 | 0 | 0 | 462
373 |  |  |  | Total 555 |  |  | 0 | 0 | 0 | 0 | 0 | 0 | 0 | 0 | 0 | 0 | 0 | 0 | 0 | 0
374
375
376 |  | 556 | System Control & Load Dispatch |  | F10 |  | 0 | 0 | 0 | 0 | 0 | 0 | 0 | 0 | 0 | 0 | 0 | 0 | 0 | 0 | 466
377
378 |  | 557 | Other Expenses |  | F10 |  | 0 | 0 | 0 | 0 | 0 | 0 | 0 | 0 | 0 | 0 | 0 | 0 | 0 | 0 | 470
379 |  |  |  | Demand | F10 |  | 0 | 0 | 0 | 0 | 0 | 0 | 0 | 0 | 0 | 0 | 0 | 0 | 0 | 0 | 471
380 |  |  |  | Demand | F10 |  | 0 | 0 | 0 | 0 | 0 | 0 | 0 | 0 | 0 | 0 | 0 | 0 | 0 | 0 | 472
381 |  |  |  | Energy | F30 |  | 0 | 0 | 0 | 0 | 0 | 0 | 0 | 0 | 0 | 0 | 0 | 0 | 0 | 0 | 473
382 |  |  |  | Demand | F10 |  | 0 | 0 | 0 | 0 | 0 | 0 | 0 | 0 | 0 | 0 | 0 | 0 | 0 | 0 | 474
383 |  |  |  | Demand | F10 |  | 0 | 0 | 0 | 0 | 0 | 0 | 0 | 0 | 0 | 0 | 0 | 0 | 0 | 0 | 475
384 | [6 empty] | 0 | 0 | 0 | 0 | 0 | 0 | 0 | 0 | 0 | 0 | 0 | 0 | 0 | 0
385
386 |  | 2017 Protocol Adjustment |  | Embedded Cost Differentials
387 |  |  |  | Company Owned Hydro | F10 |  | 0 | 0 | 0 | 0 | 0 | 0 | 0 | 0 | 0 | 0 | 0 | 0 | 0 | 0 | 479
388 |  |  |  | Company Owned Hydro | F10 |  | 0 | 0 | 0 | 0 | 0 | 0 | 0 | 0 | 0 | 0 | 0 | 0 | 0 | 0 | 480
389 |  |  |  | Mid-C Contract | F10 |  | 0 | 0 | 0 | 0 | 0 | 0 | 0 | 0 | 0 | 0 | 0 | 0 | 0 | 0 | 481
390 |  |  |  | Baseline ECD | F10 |  | 0 | 0 | 0 | 0 | 0 | 0 | 0 | 0 | 0 | 0 | 0 | 0 | 0 | 0 | 491
391 |  |  |  | Equalization Adj. | F10 |  | 0 | 0 | 0 | 0 | 0 | 0 | 0 | 0 | 0 | 0 | 0 | 0 | 0 | 0 | 492
392 | [6 empty] | 0 | 0 | 0 | 0 | 0 | 0 | 0 | 0 | 0 | 0 | 0 | 0 | 0 | 0
393
394 |  | Total Other Power Supply |  |  |  |  | 0 | 0 | 0 | 0 | 0 | 0 | 0 | 0 | 0 | 0 | 0 | 0 | 0 | 0
395
396 |  | TOTAL PRODUCTION EXPENSE |  |  |  |  | 0 | 0 | 0 | 0 | 0 | 0 | 0 | 0 | 0 | 0 | 0 | 0 | 0 | 0
397
398 |  | Distribution - METER - Unbundled |  |  |  |  | D: TRANSMISSION EXPENSE
399
400
401 |  | A |  | B | C |  | D | E | F | G | H | I | J | K | L | M | N | O | P
402 |  | FERC ACCT |  | DESCRIPTION | COS Factor |  | Utah Jurisdiction Normalized | Residential Sch 1 | General Large Dist. Sch 6 | General +1 MW Sch 8 | Street & Area Lighting Sch. 7,11,12 | General Trans Sch 9 | General Secondary Sch 22 | Irrigation Sch 10 | Traffic Signals Sch 15 | Outdoor Lighting Sch 15 | General Small Dist. Sch 23 | Industrial Cust 1 | Industrial Cust 2
403 |  | 560 | Operation Supervision & Eng |  | F106 |  | 0 | 0 | 0 | 0 | 0 | 0 | 0 | 0 | 0 | 0 | 0 | 0 | 0 | 0 | 500
404
405 |  | 561 | Load Dispatching |  | F106 |  | 0 | 0 | 0 | 0 | 0 | 0 | 0 | 0 | 0 | 0 | 0 | 0 | 0 | 0 | 504
406
407 |  | 562 | Station Expense |  | F106 |  | 0 | 0 | 0 | 0 | 0 | 0 | 0 | 0 | 0 | 0 | 0 | 0 | 0 | 0 | 508
408
409 |  | 563 | Overhead Line Expense |  | F106 |  | 0 | 0 | 0 | 0 | 0 | 0 | 0 | 0 | 0 | 0 | 0 | 0 | 0 | 0 | 512
410
411 |  | 564 | Underground Line Expense |  | F106 |  | 0 | 0 | 0 | 0 | 0 | 0 | 0 | 0 | 0 | 0 | 0 | 0 | 0 | 0 | 516
412
413 |  | 565 | Transm of Electricity by Others |  | F10 |  | 0 | 0 | 0 | 0 | 0 | 0 | 0 | 0 | 0 | 0 | 0 | 0 | 0 | 0 | 520
414 |  |  | Energy |  | F30 |  | 0 | 0 | 0 | 0 | 0 | 0 | 0 | 0 | 0 | 0 | 0 | 0 | 0 | 0 | 521
415 | [6 empty] | 0 | 0 | 0 | 0 | 0 | 0 | 0 | 0 | 0 | 0 | 0 | 0 | 0 | 0
416
417 |  | 566 | Misc. Transmission Expense |  | F106 |  | 0 | 0 | 0 | 0 | 0 | 0 | 0 | 0 | 0 | 0 | 0 | 0 | 0 | 0 | 525
418
419 |  | 567 | Rents - Transmission |  | F106 |  | 0 | 0 | 0 | 0 | 0 | 0 | 0 | 0 | 0 | 0 | 0 | 0 | 0 | 0 | 529
420
421 |  | 568 | Maint Supervision & Engineering |  | F106 |  | 0 | 0 | 0 | 0 | 0 | 0 | 0 | 0 | 0 | 0 | 0 | 0 | 0 | 0 | 533
422
423 |  | 569 | Maintenance of Structures |  | F106 |  | 0 | 0 | 0 | 0 | 0 | 0 | 0 | 0 | 0 | 0 | 0 | 0 | 0 | 0 | 537
424
425 |  | 570 | Maint of Station Equipment |  | F106 |  | 0 | 0 | 0 | 0 | 0 | 0 | 0 | 0 | 0 | 0 | 0 | 0 | 0 | 0 | 541
426
427 |  | 571 | Maintenance of Overhead Lines |  | F106 |  | 0 | 0 | 0 | 0 | 0 | 0 | 0 | 0 | 0 | 0 | 0 | 0 | 0 | 0 | 545
428
429 |  | 572 | Maint of Underground Lines |  | F106 |  | 0 | 0 | 0 | 0 | 0 | 0 | 0 | 0 | 0 | 0 | 0 | 0 | 0 | 0 | 549
430
431 |  | 573 | Maint of Misc Transmission Plant |  | F106 |  | 0 | 0 | 0 | 0 | 0 | 0 | 0 | 0 | 0 | 0 | 0 | 0 | 0 | 0 | 553
432
433
434 |  | TOTAL TRANSMISSION EXPENSE |  |  |  |  | 0 | 0 | 0 | 0 | 0 | 0 | 0 | 0 | 0 | 0 | 0 | 0 | 0 | 0
435
436
437
438
439
440
441
442
443
444
445
446 |  | Distribution - METER - Unbundled |  |  |  |  | D: DISTRIBUTION EXPENSE
447
448
449 |  | A |  | B | C |  | D | E | F | G | H | I | J | K | L | M | N | O | P
450 |  | FERC ACCT |  | DESCRIPTION | COS Factor |  | Utah Jurisdiction Normalized | Residential Sch 1 | General Large Dist. Sch 6 | General +1 MW Sch 8 | Street & Area Lighting Sch. 7,11,12 | General Trans Sch 9 | General Secondary Sch 22 | Irrigation Sch 10 | Traffic Signals Sch 15 | Outdoor Lighting Sch 15 | General Small Dist. Sch 23 | Industrial Cust 1 | Industrial Cust 2
451 |  | 580 | Operation Supervision & Eng |  | F131 |  | 4094239.942 | 2270236.1487 | 1048807.6589 | 244801.174 | 105542.0824 | 2840.8007 | 599.4485 | 47864.1386 | 2201.6224 | 780.5244 | 370032.6908 | 266.8263 | 266.8263 | 0 | 561
452
453 |  | 581 | Load Dispatching |  | F20 |  | 5170817.2137 | 2475007.8623 | 1746982.9807 | 417326.2688 | 2921.9276 | 0 | 916.936 | 80669.1577 | 1251.2135 | 751.3161 | 444989.5511 | 0 | 0 | 0 | 566
454
455 |  | 582 | Station Expense |  | F120 |  | 1696933.7251 | 812236.0814 | 573316.4052 | 136956.1117 | 958.904 | 0 | 300.9156 | 26473.6131 | 410.6172 | 246.5633 | 146034.5136 | 0 | 0 | 0 | 571
456
457 |  | 583 | Overhead Line Expenses |  | F132 |  | 4857299.2025 | 2579995.0321 | 1398304.9699 | 334032.6736 | 48184.6061 | 0 | 733.926 | 64568.5077 | 1001.4855 | 601.3619 | 429876.6398 | 0 | 0 | 0 | 576
458
459 |  | 584 | Underground Line Expense |  | F133 |  | 459.79 | 280.4193 | 105.2312 | 25.138 | 1.0016 | 0 | 0.055233 | 4.8592 | 0.075368 | 0.045256 | 42.9648 | 0 | 0 | 0 | 581
460
461 |  | 585 | Street Lighting & Signal Systems |  | F130 |  | 73716.1405 | 0 | 0 | 0 | 73716.1405 | 0 | 0 | 0 | 0 | 0 | 0 | 0 | 0 | 0 | 586
462
463 |  | 586 | Meter Expenses |  | F127 |  | 1578144.1545 | 1119426.2024 | 165963.5875 | 26686.8967 | 0 | 45800.6438 | 22.4899 | 17352.9641 | 3679.6329 | 821.8587 | 189786.0952 | 4301.8916 | 4301.8916 | 0 | 591
464
465 |  | 587 | Customer Installation Expenses |  | F20 |  | 4716397.74 | 2257500.3149 | 1593455.3943 | 380650.986 | 2665.144 | 0 | 836.3543 | 73579.8264 | 1141.2549 | 685.2892 | 405883.176 | 0 | 0 | 0 | 596
466
467 |  | 588 | Misc. Distribution Expenses |  | F131 |  | 1438406.1891 | 797589.2408 | 368471.6697 | 86004.6135 | 37079.5036 | 998.0424 | 210.6008 | 16815.8374 | 773.4836 | 274.2172 | 130001.4948 | 93.7426 | 93.7426 | 0 | 601
468
469 |  | 589 | Rents |  | F131 |  | 725971.0856 | 402547.4385 | 185969.5683 | 43406.9758 | 18714.2183 | 503.7172 | 106.2913 | 8487.0406 | 390.3812 | 138.3989 | 65612.4306 | 47.3124 | 47.3124 | 0 | 606
470
471 |  | 590 | Maint Supervision & Engineering |  | F131 |  | 2366208.5313 | 1312051.1302 | 606143.6714 | 141479.4039 | 60996.5658 | 1641.8009 | 346.4428 | 27662.4074 | 1272.3968 | 451.0931 | 213855.202 | 154.2085 | 154.2085 | 0 | 611
472
473 |  | 591 | Maintenance of Structures |  | F119 |  | 781528.3785 | 374077.9845 | 264042.746 | 63075.5853 | 441.6264 | 0 | 138.5877 | 12192.5091 | 189.1111 | 113.5555 | 67256.673 | 0 | 0 | 0 | 616
474
475 |  | 592 | Maint of Station Equipment |  | F120 |  | 3303156.8212 | 1581053.5869 | 1115985.8318 | 266591.1508 | 1866.5493 | 0 | 585.7456 | 51532.063 | 799.2846 | 479.9463 | 284262.663 | 0 | 0 | 0 | 621
476
477 |  | 593 | Maintenance of Overhead Lines |  | F134 |  | 30334333.5585 | 17228505.0544 | 7844836.2334 | 1829925.9913 | 260769.4434 | 0 | 4115.6472 | 349437.1999 | 17298.9531 | 5907.7226 | 2793537.3133 | 0 | 0 | 0 | 626
478
479 |  | 594 | Maint of Underground Lines |  | F135 |  | 14328193.2617 | 9351701.2961 | 2780398.7002 | 630304.8112 | 24433.319 | 0 | 1457.9141 | 118541.7739 | 10971.0648 | 3143.8043 | 1407240.578 | 0 | 0 | 0 | 631
480
481 |  | 595 | Maint of Line Transformers |  | F125 |  | 469985.1336 | 284649.3454 | 116158.2959 | 22815.0523 | 1571.6619 | 0 | 953.4756 | 8430.1153 | 64.3789 | 317.3635 | 35025.4448 | 0 | 0 | 0 | 636
482
483 |  | 596 | Maint of Street Lighting & Signals |  | F130 |  | 1354210.42 | 0 | 0 | 0 | 1354210.42 | 0 | 0 | 0 | 0 | 0 | 0 | 0 | 0 | 0 | 641
484
485 |  | 597 | Maintenance of Meters |  | F127 |  | 65055.6053 | 46145.9423 | 6841.4927 | 1100.11 | 0 | 1888.0332 | 0.9271 | 715.3387 | 151.685 | 33.8794 | 7823.5244 | 177.3362 | 177.3362 | 0 | 646
486
487 |  | 598 | Maint of Misc. Distribution Plant |  | F131 |  | 4878647.993 | 2705186.6005 | 1249746.8279 | 291702.1897 | 125762.6998 | 3385.0645 | 714.2957 | 57034.3427 | 2623.4273 | 930.0637 | 440926.5871 | 317.9471 | 317.9471 | 0 | 651
488
489 |  | TOTAL DISTRIBUTION EXPENSE |  |  |  |  | 82233704.8862 | 45598189.6806 | 21065531.2652 | 4916885.1326 | 2119835.8136 | 57058.1028 | 12040.0536 | 961361.695 | 44220.068 | 15677.0032 | 7432187.5423 | 5359.2647 | 5359.2647 | 0
490
491
492 | [6 empty] | D: CUSTOMER ACCOUNTS EXPENSE
493
494
495 |  | 901 | Supervision |  | F136 |  | 0 | 0 | 0 | 0 | 0 | 0 | 0 | 0 | 0 | 0 | 0 | 0 | 0 | 0 | 658
496
497 |  | 902 | Meter Reading Expense |  | F47 |  | 0 | 0 | 0 | 0 | 0 | 0 | 0 | 0 | 0 | 0 | 0 | 0 | 0 | 0 | 663
498
499 |  | 903 | Customer Receipts & Collections |  | F48 |  | 0 | 0 | 0 | 0 | 0 | 0 | 0 | 0 | 0 | 0 | 0 | 0 | 0 | 0 | 668
500
501 |  | 904 | Uncollectible Accounts |  | F80 |  | 0 | 0 | 0 | 0 | 0 | 0 | 0 | 0 | 0 | 0 | 0 | 0 | 0 | 0 | 674
502
503 |  | 905 | Misc. Customer Accounts Exp |  | F136 |  | 0 | 0 | 0 | 0 | 0 | 0 | 0 | 0 | 0 | 0 | 0 | 0 | 0 | 0 | 679
504
505 |  | TOTAL CUSTOMER ACCOUNTS EXPENSE |  |  |  |  | 0 | 0 | 0 | 0 | 0 | 0 | 0 | 0 | 0 | 0 | 0 | 0 | 0 | 0
506
507 |  | Distribution - METER - Unbundled |  |  |  |  | D: CUSTOMER SERVICE EXPENSE
508
509 |  | A |  | B | C |  | D | E | F | G | H | I | J | K | L | M | N | O | P
510 |  | FERC ACCT |  | DESCRIPTION | COS Factor |  | Utah Jurisdiction Normalized | Residential Sch 1 | General Large Dist. Sch 6 | General +1 MW Sch 8 | Street & Area Lighting Sch. 7,11,12 | General Trans Sch 9 | General Secondary Sch 22 | Irrigation Sch 10 | Traffic Signals Sch 15 | Outdoor Lighting Sch 15 | General Small Dist. Sch 23 | Industrial Cust 1 | Industrial Cust 2
511 |  | 907 | Supervision |  | F40 |  | 0 | 0 | 0 | 0 | 0 | 0 | 0 | 0 | 0 | 0 | 0 | 0 | 0 | 0 | 686
512
513 |  | 908 | Customer Assistance |  | F40 |  | 0 | 0 | 0 | 0 | 0 | 0 | 0 | 0 | 0 | 0 | 0 | 0 | 0 | 0 | 691
514
515 |  | 909 | Informational & Instructional Adv |  | F40 |  | 0 | 0 | 0 | 0 | 0 | 0 | 0 | 0 | 0 | 0 | 0 | 0 | 0 | 0 | 696
516
517 |  | 910 | Misc. Customer Service |  | F40 |  | 0 | 0 | 0 | 0 | 0 | 0 | 0 | 0 | 0 | 0 | 0 | 0 | 0 | 0 | 701
518
519 |  | TOTAL CUSTOMER SERVICE EXPENSE |  |  |  |  | 0 | 0 | 0 | 0 | 0 | 0 | 0 | 0 | 0 | 0 | 0 | 0 | 0 | 0
520
521
522 | [6 empty] | D: SALES EXPENSE
523
524
525 |  | 911 | Supervision |  | F40 |  | 0 | 0 | 0 | 0 | 0 | 0 | 0 | 0 | 0 | 0 | 0 | 0 | 0 | 0 | 708
526
527 |  | 912 | Demonstration & Selling Expense |  | F40 |  | 0 | 0 | 0 | 0 | 0 | 0 | 0 | 0 | 0 | 0 | 0 | 0 | 0 | 0 | 713
528
529 |  | 913 | Advertising Expense |  | F40 |  | 0 | 0 | 0 | 0 | 0 | 0 | 0 | 0 | 0 | 0 | 0 | 0 | 0 | 0 | 718
530
531 |  | 916 | Misc. Sales Expense |  | F40 |  | 0 | 0 | 0 | 0 | 0 | 0 | 0 | 0 | 0 | 0 | 0 | 0 | 0 | 0 | 723
532
533 |  | TOTAL SALES EXPENSE |  |  |  |  | 0 | 0 | 0 | 0 | 0 | 0 | 0 | 0 | 0 | 0 | 0 | 0 | 0 | 0
534
535
536 | [6 empty] | D: ADMINISTRATION & GENERAL EXPENSE
537
538
539 |  | 920 | Administrative & General Salaries |  | F102D |  | -0.0026244 | -0.0015392 | -0.0006351 | -0.00014308 | -3.3124e-05 | -2.2723e-06 | -1.2377e-06 | -3.2061e-05 | -1.4007e-06 | -7.5333e-07 | -0.00023578 | -2.1343e-07 | -2.1343e-07 | 0 | 729
540 |  |  |  | Customer - System | F42 |  | 0 | 0 | 0 | 0 | 0 | 0 | 0 | 0 | 0 | 0 | 0 | 0 | 0 | 0 | 730
541 |  |  |  | System Overheads | F102D |  | 8032741.5076 | 4711118.4164 | 1943883.9797 | 437933.6648 | 101385.0702 | 6954.8287 | 3788.1696 | 98131.4638 | 4287.1705 | 2305.7407 | 721646.5186 | 653.2423 | 653.2423 | 0 | 731
542 |  |  |  | Administrative & General Salaries |  |  | 8032741.505 | 4711118.4149 | 1943883.9791 | 437933.6646 | 101385.0701 | 6954.8287 | 3788.1696 | 98131.4638 | 4287.1705 | 2305.7407 | 721646.5183 | 653.2423 | 653.2423 | 0
543
544 |  | 921 | Office Supplies & expenses |  | F102D |  | 35049.4519 | 20556.1349 | 8481.7952 | 1910.8464 | 442.3759 | 30.3462 | 16.529 | 428.1793 | 18.7063 | 10.0607 | 3148.7774 | 2.8503 | 2.8503 | 0 | 735
545 |  |  |  | Customer - System | F42 |  | 0 | 0 | 0 | 0 | 0 | 0 | 0 | 0 | 0 | 0 | 0 | 0 | 0 | 0 | 736
546 |  |  |  | System Overheads | F102D |  | 1006930.6321 | 590554.2262 | 243672.2659 | 54896.4288 | 12708.9528 | 871.8107 | 474.8595 | 12301.1025 | 537.411 | 289.0322 | 90460.7704 | 81.8861 | 81.8861 | 0 | 737
547 |  |  |  | Office Supplies & expenses |  |  | 1041980.084 | 611110.3611 | 252154.061 | 56807.2751 | 13151.3287 | 902.1569 | 491.3886 | 12729.2819 | 556.1173 | 299.0929 | 93609.5478 | 84.7364 | 84.7364 | 0
548
549 |  | 922 | A&G Expenses Transferred |  | F102D |  | -3523554.9223 | -2066527.9058 | -852682.9799 | -192099.2128 | -44472.4709 | -3050.7294 | -1661.6772 | -43045.2794 | -1880.5635 | -1011.4111 | -316549.6039 | -286.5442 | -286.5442 | 0 | 741
550
551 |  | 923 | Outside Services |  | F102D |  | 693759.0628 | 406882.3943 | 167886.2847 | 37822.7593 | 8756.2647 | 600.6636 | 327.1706 | 8475.2624 | 370.2675 | 199.1386 | 62326.0206 | 56.4182 | 56.4182 | 0 | 744
552 |  |  |  | Customer - System | F42 |  | 0 | 0 | 0 | 0 | 0 | 0 | 0 | 0 | 0 | 0 | 0 | 0 | 0 | 0 | 745
553 |  |  |  | System Overheads | F102D |  | 2343792.7869 | 1374609.8206 | 567186.3393 | 127780.2558 | 29582.1291 | 2029.2794 | 1105.3119 | 28632.792 | 1250.9103 | 672.7689 | 210561.9736 | 190.603 | 190.603 | 0 | 746
554 |  |  |  | Outside Services |  |  | 3037551.8497 | 1781492.2149 | 735072.624 | 165603.0151 | 38338.3938 | 2629.943 | 1432.4825 | 37108.0545 | 1621.1779 | 871.9074 | 272887.9941 | 247.0212 | 247.0212 | 0
555
556 |  | 924 | Property Insurance |  | F102D |  | 0 | 0 | 0 | 0 | 0 | 0 | 0 | 0 | 0 | 0 | 0 | 0 | 0 | 0 | 750
557 |  |  |  | System Generation | F10 |  | 0 | 0 | 0 | 0 | 0 | 0 | 0 | 0 | 0 | 0 | 0 | 0 | 0 | 0 | 751
558 |  |  |  | System Overheads | F102D |  | 631332.7675 | 370270.0286 | 152779.428 | 34419.3663 | 7968.3526 | 546.6143 | 297.7309 | 7712.6357 | 336.9499 | 181.2195 | 56717.7586 | 51.3415 | 51.3415 |  | 752
559
560 |  | 925 | Injuries & Damages |  | F102D |  | 1103928.5104 | 647442.4617 | 267145.2759 | 60184.6154 | 13933.2094 | 955.7924 | 520.6029 | 13486.0708 | 589.1799 | 316.8747 | 99174.8789 | 89.7742 | 89.7742 | 0 | 756
561
562 |  | 926 | Employee Pensions & Benefits |  | F138D |  | 14105683.171 | 7821532.7607 | 3613405.3581 | 843401.4248 | 363618.9371 | 9787.2706 | 2065.2503 | 164903.9588 | 7585.1413 | 2689.1022 | 1274855.4 | 919.2835 | 919.2835 | 0 | 763
563
564 |  | 927 | Franchise Requirements |  | F102 |  | 0 | 0 | 0 | 0 | 0 | 0 | 0 | 0 | 0 | 0 | 0 | 0 | 0 | 0 | 768
565
566 |  | 928 | Regulatory Commission Expense |  | F102 |  | 0 | 0 | 0 | 0 | 0 | 0 | 0 | 0 | 0 | 0 | 0 | 0 | 0 | 0 | 775
567 |  |  |  | Regulatory Expense | F103 |  | 0 | 0 | 0 | 0 | 0 | 0 | 0 | 0 | 0 | 0 | 0 | 0 | 0 | 0 | 777
568
569 |  | 929 | Duplicate Charges |  | F102D |  | -14629326.5651 | -8579946.1784 | -3540225.1544 | -797570.1184 | -184643.7233 | -12666.2186 | -6899.0606 | -178718.2158 | -7807.8471 | -4199.2431 | -1314271.4196 | -1189.6929 | -1189.6929 | 0 | 782
570
571 |  | 930 | Misc General Expenses
572 |  |  |  | Situs | F102D |  | 1638.9673 | 961.2371 | 396.622 | 89.3542 | 20.6862 | 1.419 | 0.77292 | 20.0223 | 0.87474 | 0.47045 | 147.2418 | 0.13328 | 0.13328 | 0 | 785
573 |  |  |  | Customer | F42 |  | 0 | 0 | 0 | 0 | 0 | 0 | 0 | 0 | 0 | 0 | 0 | 0 | 0 | 0 | 786
574 |  |  |  | Labor | F138D |  | 313621.8869 | 173901.812 | 80339.4627 | 18751.9557 | 8084.6036 | 217.6075 | 45.9182 | 3666.4293 | 168.6459 | 59.7888 | 28344.785 | 20.4391 | 20.4391 | 0 | 787
575
576 |  | 931 | Rents |  | F102D |  | 289178.5033 | 169600.151 | 69979.7771 | 15765.6015 | 3649.8601 | 250.3737 | 136.374 | 3532.7304 | 154.338 | 83.0066 | 25979.2575 | 23.5167 | 23.5167 | 0 | 793
577
578 |  | 935 | Maintenance of General Plant |  | F108 |  | 3814989.6751 | 1626130.2125 | 1002933.6899 | 271699.127 | 22151.3441 | 450559.8038 | 2835.1102 | 38946.4046 | 1580.9619 | 1550.6966 | 282582.2965 | 56629.6987 | 57390.3292 | 0 | 799
579
580 |  | TOTAL ADMINISTRATIVE & GEN EXPENSE |  |  |  |  | 14219765.4328 | 7267085.5702 | 3725182.1436 | 914986.0686 | 343185.5915 | 457088.8619 | 3053.0623 | 158473.5569 | 7192.1467 | 3147.2459 | 1225124.6549 | 57242.9499 | 58003.5804 | 0
581
582
583 |  | TOTAL O & M EXPENSE |  |  |  |  | 96453470.319 | 52865275.2508 | 24790713.4088 | 5831871.2012 | 2463021.4051 | 514146.9647 | 15093.1159 | 1119835.2519 | 51412.2147 | 18824.249 | 8657312.1972 | 62602.2146 | 63362.8451 | 0
584
585 |  | Distribution - METER - Unbundled |  |  |  |  | D: DEPRECIATION EXPENSE
586
587 |  | A |  | B | C |  | D | E | F | G | H | I | J | K | L | M | N | O | P
588 |  | FERC ACCT |  | DESCRIPTION | COS Factor |  | Utah Jurisdiction Normalized | Residential Sch 1 | General Large Dist. Sch 6 | General +1 MW Sch 8 | Street & Area Lighting Sch. 7,11,12 | General Trans Sch 9 | General Secondary Sch 22 | Irrigation Sch 10 | Traffic Signals Sch 15 | Outdoor Lighting Sch 15 | General Small Dist. Sch 23 | Industrial Cust 1 | Industrial Cust 2
589 |  | 403SP | Steam Depreciation |  | F10 |  | 0 | 0 | 0 | 0 | 0 | 0 | 0 | 0 | 0 | 0 | 0 | 0 | 0 | 0 | 811
590
591 |  | 403NP | Nuclear Depreciation |  | F10 |  | 0 | 0 | 0 | 0 | 0 | 0 | 0 | 0 | 0 | 0 | 0 | 0 | 0 | 0 | 815
592
593 |  | 403HP | Hydro Depreciation |  | F10 |  | 0 | 0 | 0 | 0 | 0 | 0 | 0 | 0 | 0 | 0 | 0 | 0 | 0 | 0 | 822
594
595 |  | 403OP | Other Production Depreciation |  | F10 |  | 0 | 0 | 0 | 0 | 0 | 0 | 0 | 0 | 0 | 0 | 0 | 0 | 0 | 0 | 825
596 |  |  |  | Simple Cycle Combustion Turbine | F10 |  | 0 | 0 | 0 | 0 | 0 | 0 | 0 | 0 | 0 | 0 | 0 | 0 | 0 | 0 | 826
597 |  |  |  | System Generation | F10 |  | 0 | 0 | 0 | 0 | 0 | 0 | 0 | 0 | 0 | 0 | 0 | 0 | 0 | 0 | 827
598 |  |  |  | Wind Generation | F10 |  | 0 | 0 | 0 | 0 | 0 | 0 | 0 | 0 | 0 | 0 | 0 | 0 | 0 | 0 | 828
599 |  |  |  | Total 403OP |  |  | 0 | 0 | 0 | 0 | 0 | 0 | 0 | 0 | 0 | 0 | 0 | 0 | 0 | 0
600
601 |  | 403TP | Transmission Depreciation |  | F106 |  | 0 | 0 | 0 | 0 | 0 | 0 | 0 | 0 | 0 | 0 | 0 | 0 | 0 | 0 | 835
602
603 |  | 403 | Distribution Depreciation
604 |  |  |  | Land Rights | F118 |  | 180196.55 | 86250.9463 | 60880.1845 | 14543.3015 | 101.8255 | 0 | 31.9541 | 2811.2198 | 43.6032 | 26.1824 | 15507.3325 | 0 | 0 | 0 | 838
605 |  |  |  | Structures | F119 |  | 903407.92 | 432415.5375 | 305220.2767 | 72912.2382 | 510.4981 | 0 | 160.2005 | 14093.9339 | 218.603 | 131.2645 | 77745.3675 | 0 | 0 | 0 | 839
606 |  |  |  | Station Equip | F120 |  | -11563951.69 | -5535076.9847 | -3906931.1401 | -933303.3081 | -6534.5627 | 0 | -2050.6244 | -180407.507 | -2798.1984 | -1680.2339 | -995169.1307 | 0 | 0 | 0 | 840
607 |  |  |  | Poles & Towers | F121 |  | 13472534.17 | 6389432.7146 | 4494644.7507 | 1073698.6816 | 152157.0739 | 0 | 2359.0967 | 207545.9293 | 3219.1271 | 1932.9889 | 1147543.8072 | 0 | 0 | 0 | 842
608 |  |  |  | OH Conductors | F122 |  | 6443685.12 | 4014821.0269 | 1378971.6192 | 329414.2456 | 49623.6021 | 0 | 723.7785 | 63675.7657 | 987.6387 | 593.0473 | 604874.396 | 0 | 0 | 0 | 843
609 |  |  |  | UG Conduit | F123 |  | 4916823.97 | 3134506.3702 | 1019856.5159 | 243627.396 | 2352.8893 | 0 | 535.2904 | 47093.1698 | 730.4354 | 438.6045 | 467683.2985 | 0 | 0 | 0 | 844
610 |  |  |  | UG Conductor | F124 |  | 13288417.97 | 7968678.6171 | 3146686.6482 | 751693.0688 | 37299.0998 | 0 | 1651.5962 | 145302.2521 | 2253.7007 | 1353.2795 | 1233499.7076 | 0 | 0 | 0 | 845
611 |  |  |  | Line Transformer | F125 |  | 12080288.08 | 7316499.7105 | 2985680.9867 | 586427.9205 | 40397.2965 | 0 | 24507.7117 | 216683.9217 | 1654.766 | 8157.3687 | 900278.3977 | 0 | 0 | 0 | 846
612 |  |  |  | Services | F126 |  | 6717827.53 | 5420928.8646 | 460404.2197 | 36816.4188 | 0 | 0 | 238.566 | 0 | 19717.6556 | 4404.0063 | 775317.799 | 0 | 0 | 0 | 847
613 |  |  |  | Meters | F127 |  | 3308000.16 | 2346466.2882 | 347881.7651 | 55939.2869 | 0 | 96004.2444 | 47.1419 | 36374.1221 | 7713.0003 | 1722.7252 | 397816.9115 | 9017.3372 | 9017.3372 | 0 | 848
614 |  |  |  | Inst Cust Premises | F128 |  | 273278.48 | 0 | 0 | 0 | 273278.48 | 0 | 0 | 0 | 0 | 0 | 0 | 0 | 0 | 0 | 849
615 |  |  |  | Leased Property | F129 |  | 0 | 0 | 0 | 0 | 0 | 0 | 0 | 0 | 0 | 0 | 0 | 0 | 0 | 0 | 850
616 |  |  |  | Street Lighting | F130 |  | 1052232.15 | 0 | 0 | 0 | 1052232.15 | 0 | 0 | 0 | 0 | 0 | 0 | 0 | 0 | 0 | 851
617 |  |  | Total Distribution Expense |  |  |  | 51072740.41 | 31574923.0914 | 10293295.8267 | 2231769.2499 | 1601418.3526 | 96004.2444 | 28204.7114 | 553172.8075 | 33740.3316 | 17079.2333 | 4625097.8868 | 9017.3372 | 9017.3372 | 0
618
619 |  | 403GP | General Depreciation
620 |  |  |  | Situs | F107D |  | 3333926.503 | 1955312.8322 | 806793.834 | 181760.9405 | 42079.08 | 2886.5472 | 1572.2501 | 40728.6961 | 1779.3566 | 956.9796 | 299513.7403 | 271.1231 | 271.1231 | 0 | 855
621 |  |  |  | System Generation | F105D |  | 0 | 0 | 0 | 0 | 0 | 0 | 0 | 0 | 0 | 0 | 0 | 0 | 0 | 0 | 856
622 |  |  |  | System Generation | F105D |  | 0 | 0 | 0 | 0 | 0 | 0 | 0 | 0 | 0 | 0 | 0 | 0 | 0 | 0 | 857
623 |  |  |  | Energy | F30 |  | 0 | 0 | 0 | 0 | 0 | 0 | 0 | 0 | 0 | 0 | 0 | 0 | 0 | 0 | 858
624 |  |  |  | Customer - System | F42 |  | 0 | 0 | 0 | 0 | 0 | 0 | 0 | 0 | 0 | 0 | 0 | 0 | 0 | 0 | 859
625 |  |  |  | System Generation | F105D |  | 0 | 0 | 0 | 0 | 0 | 0 | 0 | 0 | 0 | 0 | 0 | 0 | 0 | 0 | 860
626 |  |  |  | System Overheads | F102D |  | 1512243.4351 | 886914.8709 | 365955.4816 | 82445.3655 | 19086.7472 | 1309.3156 | 713.1606 | 18474.2235 | 807.1025 | 434.0786 | 135857.1304 | 122.9794 | 122.9794 | 0 | 861
627 |  |  |  | Simple Cycle Combustion Turbine | F10 |  | 0 | 0 | 0 | 0 | 0 | 0 | 0 | 0 | 0 | 0 | 0 | 0 | 0 | 0 | 862
628 |  |  |  | Cholla | F10 |  | 0 | 0 | 0 | 0 | 0 | 0 | 0 | 0 | 0 | 0 | 0 | 0 | 0 | 0 | 863
629 |  |  | Total General Expense |  |  |  | 4846169.9381 | 2842227.7031 | 1172749.3156 | 264206.306 | 61165.8272 | 4195.8628 | 2285.4107 | 59202.9196 | 2586.4591 | 1391.0583 | 435370.8707 | 394.1025 | 394.1025 | 0
630
631 |  | 403GV0 | General Vehicles |  | F105D |  | 0 | 0 | 0 | 0 | 0 | 0 | 0 | 0 | 0 | 0 | 0 | 0 | 0 | 0 | 868
632
633 |  | 403MP | Mining Depreciation |  | F30 |  | 0 | 0 | 0 | 0 | 0 | 0 | 0 | 0 | 0 | 0 | 0 | 0 | 0 | 0 | 872
634
635 |  | 403EP | Experimental Plant Depreciation |  | F10 |  | 0 | 0 | 0 | 0 | 0 | 0 | 0 | 0 | 0 | 0 | 0 | 0 | 0 | 0 | 877
636
637
638 |  | TOTAL DEPRECIATION EXPENSE |  |  |  |  | 55918910.3481 | 34417150.7944 | 11466045.1423 | 2495975.5559 | 1662584.1799 | 100200.1072 | 30490.1222 | 612375.7271 | 36326.7906 | 18470.2916 | 5060468.7574 | 9411.4397 | 9411.4397 | 0
639
640 | [6 empty] | D: AMORTIZATION EXPENSE
641
642
643 |  | 404CLG | Amort of LT Plant - Cap. Lease Gen
644 |  |  | Situs |  | F10 |  | -402.272 | -137.2667 | -113.191 | -32.4518 | -0.73239 | -70.5148 | -0.34536 | -3.6886 | -0.11387 | -0.15925 | -26.7332 | -8.8976 | -8.1773 | 0 | 882
645 |  |  | System Generation |  | F10 |  | 0 | 0 | 0 | 0 | 0 | 0 | 0 | 0 | 0 | 0 | 0 | 0 | 0 | 0 | 883
646 |  |  | System Overheads |  | F102D |  | 52210.87 | 30621.1262 | 12634.774 | 2846.4625 | 658.9783 | 45.2047 | 24.6222 | 637.8307 | 27.8656 | 14.9868 | 4690.5272 | 4.2459 | 4.2459 | 0 | 884
647 |  |  | System Generation |  | F10 |  | 0 | 0 | 0 | 0 | 0 | 0 | 0 | 0 | 0 | 0 | 0 | 0 | 0 | 0 | 885
648 |  |  | Customer - System |  | F42 |  | 0 | 0 | 0 | 0 | 0 | 0 | 0 | 0 | 0 | 0 | 0 | 0 | 0 | 0 | 886
649 |  |  | System Generation |  | F10 |  | 0 | 0 | 0 | 0 | 0 | 0 | 0 | 0 | 0 | 0 | 0 | 0 | 0 | 0 | 887
650 |  |  | Total Amort. Cap. Lease General |  |  |  | 51808.598 | 30483.8594 | 12521.583 | 2814.0107 | 658.246 | -25.3101 | 24.2768 | 634.1421 | 27.7517 | 14.8275 | 4663.794 | -4.6517 | -3.9314 | 0
651
652 |  | 404CLS | Amort of LT Plant - Cap Lease Steam |  | F10 |  | 0 | 0 | 0 | 0 | 0 | 0 | 0 | 0 | 0 | 0 | 0 | 0 | 0 | 0 | 892
653
654 |  | 404IP | Amort of LT Plant - Intangible Plant
655 |  |  |  | Situs | F107D |  | -2479977.521 | -1454480.7349 | -600142.3759 | -135204.8542 | -31300.9817 | -2147.1896 | -1169.5354 | -30296.484 | -1323.5938 | -711.8597 | -222796.5561 | -201.6779 | -201.6779 | 0 | 895
656 |  |  |  | Energy | F30 |  | 0 | 0 | 0 | 0 | 0 | 0 | 0 | 0 | 0 | 0 | 0 | 0 | 0 | 0 | 896
657 |  |  |  | System Generation | F105D |  | 0 | 0 | 0 | 0 | 0 | 0 | 0 | 0 | 0 | 0 | 0 | 0 | 0 | 0 | 897
658 |  |  |  | System Overheads | F102D |  | 1304166.8609 | 764880.1484 | 315601.9729 | 71101.326 | 16460.5133 | 1129.1608 | 615.0335 | 15932.2696 | 696.0495 | 374.3517 | 117163.9189 | 106.0581 | 106.0581 | 0 | 898
659 |  |  |  | Customer - System | F42 |  | 0 | 0 | 0 | 0 | 0 | 0 | 0 | 0 | 0 | 0 | 0 | 0 | 0 | 0 | 899
660 |  |  |  | System Generation | F105D |  | 0 | 0 | 0 | 0 | 0 | 0 | 0 | 0 | 0 | 0 | 0 | 0 | 0 | 0 | 900
661 |  |  |  | System Generation | F105D |  | 0 | 0 | 0 | 0 | 0 | 0 | 0 | 0 | 0 | 0 | 0 | 0 | 0 | 0 | 901
662 |  |  |  | System Generation | F105D |  | 0 | 0 | 0 | 0 | 0 | 0 | 0 | 0 | 0 | 0 | 0 | 0 | 0 | 0 | 902
663 |  |  |  | System Generation | F105D |  | 0 | 0 | 0 | 0 | 0 | 0 | 0 | 0 | 0 | 0 | 0 | 0 | 0 | 0 | 903
664 |  |  |  | System Generation | F105D |  | 0 | 0 | 0 | 0 | 0 | 0 | 0 | 0 | 0 | 0 | 0 | 0 | 0 | 0 | 904
665 |  |  |  | System Generation | F10 |  | 0 | 0 | 0 | 0 | 0 | 0 | 0 | 0 | 0 | 0 | 0 | 0 | 0 | 0 | 905
666 |  |  | Total Amort. Intangible Plant |  |  |  | -1175810.6601 | -689600.5865 | -284540.403 | -64103.5282 | -14840.4684 | -1018.0287 | -554.5019 | -14364.2144 | -627.5443 | -337.508 | -105632.6372 | -95.6198 | -95.6198 | 0
667
668 |  | Distribution - METER - Unbundled |  |  |  |  | D: AMORTIZATION EXPENSE (continued)
669
670
671 |  | A |  | B | C |  | D | E | F | G | H | I | J | K | L | M | N | O | P
672 |  | FERC ACCT |  | DESCRIPTION | COS Factor |  | Utah Jurisdiction Normalized | Residential Sch 1 | General Large Dist. Sch 6 | General +1 MW Sch 8 | Street & Area Lighting Sch. 7,11,12 | General Trans Sch 9 | General Secondary Sch 22 | Irrigation Sch 10 | Traffic Signals Sch 15 | Outdoor Lighting Sch 15 | General Small Dist. Sch 23 | Industrial Cust 1 | Industrial Cust 2
673 |  | 404O | Amort of LT Plant - Other Plant |  | F10 |  | 0 | 0 | 0 | 0 | 0 | 0 | 0 | 0 | 0 | 0 | 0 | 0 | 0 | 0 | 910
674
675 |  | 404HP | Amort of Other Electric Plant |  | F10 |  | 0 | 0 | 0 | 0 | 0 | 0 | 0 | 0 | 0 | 0 | 0 | 0 | 0 | 0 | 915
676
677 |  | 405 | Amort of Other Electric Plant |  | F10 |  | 0 | 0 | 0 | 0 | 0 | 0 | 0 | 0 | 0 | 0 | 0 | 0 | 0 | 0 | 923
678
679 |  | 406 | Amort of Plant Acquisition Adj |  | F10 |  | 0 | 0 | 0 | 0 | 0 | 0 | 0 | 0 | 0 | 0 | 0 | 0 | 0 | 0 | 931
680
681 |  | 407 | Amort of Prop Losses, Unrec Plant, |  | F151 |  | 0 | 0 | 0 | 0 | 0 | 0 | 0 | 0 | 0 | 0 | 0 | 0 | 0 | 0 | 940
682
683
684 |  | TOTAL AMORTIZATION EXPENSE |  |  |  |  | -1124002.0621 | -659116.7271 | -272018.8199 | -61289.5175 | -14182.2224 | -1043.3388 | -530.225 | -13730.0723 | -599.7926 | -322.6805 | -100968.8432 | -100.2715 | -99.5512 | 0
685
686
687 | [6 empty] | D: TAX OTHER THAN INCOME
688
689
690 |  | 408 | Total Taxes Other Than Income |  | F101D |  | 18214647.1163 | 10703995.7638 | 4491119.8898 | 1001836.9822 | 163693.2821 | -17363.8744 | 9384.8978 | 227459.2242 | 8993.3584 | 4691.946 | 1621256.3919 | -264.6462 | -156.0993 | 0 | 953
691
692
693 | [6 empty] | D: DEFERRED ITC
694
695
696 |  | 41140 | Deferred I T C - Federal |  | F101D |  | -811087.5782 | -476642.6682 | -199986.9408 | -44611.2146 | -7289.1661 | 773.2032 | -417.904 | -10128.6262 | -400.469 | -208.9296 | -72193.5985 | 11.7845 | 6.951 | 0 | 958
697
698 |  | 41141 | Deferred I T C - Idaho |  | F101D |  | 0 | 0 | 0 | 0 | 0 | 0 | 0 | 0 | 0 | 0 | 0 | 0 | 0 | 0 | 961
699
700 |  | TOTAL DEFERRED ITC |  |  |  |  | -811087.5782 | -476642.6682 | -199986.9408 | -44611.2146 | -7289.1661 | 773.2032 | -417.904 | -10128.6262 | -400.469 | -208.9296 | -72193.5985 | 11.7845 | 6.951 | 0
701
702 |  | 427 | Interest on Long-Term Debt |  |  |  | 39605533.6566 | 23274536.2442 | 9765393.6865 | 2178372.6066 | 355931.1225 | -37755.6319 | 20406.3183 | 494582.404 | 19554.9634 | 10202.0656 | 3525224.7373 | -575.4409 | -339.4189 | 0
703
704 |  | 428-432 |  | Electric Interest Deductions for Tax | F104D |  | 904668.6739 | 530684.1848 | 221869.7345 | 49872.6557 | 8039.6696 | 620.1879 | 466.5561 | 11288.0479 | 468.0791 | 268.9688 | 80974.0855 | 58.252 | 58.252 | 0 | 990
705
706 | [6 empty] | D: DEFERRED INCOME TAXES
707
708
709 |  | 41010 | Deferred Income Tax - Federal-DR |  | F101D |  | 58964726.7668 | 34651134.4137 | 14538720.1568 | 3243161.5909 | 529910.3294 | -56210.5927 | 30380.9309 | 736334.3862 | 29113.4336 | 15188.8374 | 5248355.324 | -856.7166 | -505.327 | 0 | 1016
710
711 |  | 41020 | Deferred Income Tax - State-DR |  | F101D |  | 0 | 0 | 0 | 0 | 0 | 0 | 0 | 0 | 0 | 0 | 0 | 0 | 0 | 0 | 1031
712
713 |  | 41120 | Deferred Income Tax - Federal-CR |  | F101D |  | -46877365.3586 | -27547891.3762 | -11558383.0199 | -2578335.8823 | -421282.3748 | 44687.8097 | -24153.0501 | -585390.9268 | -23145.381 | -12075.2307 | -4172478.7606 | 681.0956 | 401.7384 | 0 | 1050
714
715 |  | 41111 | Deferred Income Tax - State-CR |  | F101D |  | 0 | 0 | 0 | 0 | 0 | 0 | 0 | 0 | 0 | 0 | 0 | 0 | 0 | 0 | 1065
716
717 |  | TOTAL DEFERRED INCOME TAXES |  |  |  |  | 12087361.4082 | 7103243.0375 | 2980337.1369 | 664825.7086 | 108627.9547 | -11522.783 | 6227.8808 | 150943.4594 | 5968.0527 | 3113.6067 | 1075876.5635 | -175.621 | -103.5885 | 0
718
719 |  | SCHMAF | Additions - Flow Through
720 |  |  |  | S | F101D |  | 0 | 0 | 0 | 0 | 0 | 0 | 0 | 0 | 0 | 0 | 0 | 0 | 0 | 0 | 1070
721 |  |  |  | SNP | F104D |  | 0 | 0 | 0 | 0 | 0 | 0 | 0 | 0 | 0 | 0 | 0 | 0 | 0 | 0 | 1071
722 |  |  |  | SO | F102D |  | 0 | 0 | 0 | 0 | 0 | 0 | 0 | 0 | 0 | 0 | 0 | 0 | 0 | 0 | 1072
723 |  |  |  | SE | F30 |  | 0 | 0 | 0 | 0 | 0 | 0 | 0 | 0 | 0 | 0 | 0 | 0 | 0 | 0 | 1073
724 |  |  |  | TROJP | F10 |  | 0 | 0 | 0 | 0 | 0 | 0 | 0 | 0 | 0 | 0 | 0 | 0 | 0 | 0 | 1074
725 |  |  |  | SG | F10 |  | 0 | 0 | 0 | 0 | 0 | 0 | 0 | 0 | 0 | 0 | 0 | 0 | 0 | 0 | 1075
726
727
728 |  | SCHMAP | Additions - Permanent
729 |  |  |  | S | F101D |  | 0 | 0 | 0 | 0 | 0 | 0 | 0 | 0 | 0 | 0 | 0 | 0 | 0 | 0 | 1079
730 |  |  |  | SE | F30 |  | 0 | 0 | 0 | 0 | 0 | 0 | 0 | 0 | 0 | 0 | 0 | 0 | 0 | 0 | 1080
731 |  |  |  | SNP | F104D |  | 0 | 0 | 0 | 0 | 0 | 0 | 0 | 0 | 0 | 0 | 0 | 0 | 0 | 0 | 1081
732 |  |  |  | SO | F102D |  | 0 | 0 | 0 | 0 | 0 | 0 | 0 | 0 | 0 | 0 | 0 | 0 | 0 | 0 | 1082
733 |  |  |  | SG | F10 |  | 0 | 0 | 0 | 0 | 0 | 0 | 0 | 0 | 0 | 0 | 0 | 0 | 0 | 0 | 1083
734 |  |  |  | BADDEBT | F80 |  | 6662.4988 | 5173.6213 | 728.861 | 200.0443 | 0 | 364.0679 | 2.2878 | 7.5116 | 0 | 0 | 186.1049 | 0 | 0 | 0 | 1084
735
736
737 |  | SCHMAT | Additions - Temporary
738 |  |  |  | S | F101D |  | 10693408.0647 | 6284074.234 | 2636635.0851 | 588155.8724 | 96100.63 | -10193.9386 | 5509.6616 | 133536.1749 | 5279.7976 | 2754.5356 | 951803.0223 | -155.3678 | -91.6424 | 0 | 1088
739 |  |  |  | SGCT | F10 |  | 0 | 0 | 0 | 0 | 0 | 0 | 0 | 0 | 0 | 0 | 0 | 0 | 0 | 0 | 1089
740 |  |  |  | CIAC | F104D |  | 29225724.1382 | 17143988.7722 | 7167600.5159 | 1611158.3384 | 259725.1031 | 20035.4459 | 15072.3035 | 364665.4106 | 15121.5052 | 8689.1561 | 2615903.8709 | 1881.8582 | 1881.8582 | 0 | 1090
741 |  |  |  | SNP | F104D |  | 1903017.0349 | 1116321.4477 | 466714.3855 | 104909.6936 | 16911.858 | 1304.5971 | 981.4248 | 23744.9887 | 984.6285 | 565.7896 | 170333.1491 | 122.5362 | 122.5362 | 0 | 1091
742 |  |  |  | TROJD | F10 |  | 0 | 0 | 0 | 0 | 0 | 0 | 0 | 0 | 0 | 0 | 0 | 0 | 0 | 0 | 1092
743 |  |  |  | SG | F10 |  | 0 | 0 | 0 | 0 | 0 | 0 | 0 | 0 | 0 | 0 | 0 | 0 | 0 | 0 | 1093
744 |  |  |  | SE | F30 |  | 0 | 0 | 0 | 0 | 0 | 0 | 0 | 0 | 0 | 0 | 0 | 0 | 0 | 0 | 1094
745 |  |  |  | SG | F10 |  | 0 | 0 | 0 | 0 | 0 | 0 | 0 | 0 | 0 | 0 | 0 | 0 | 0 | 0 | 1095
746 |  |  |  | GPS | F102D |  | -31853.9757 | -18682.0217 | -7708.5056 | -1736.6335 | -402.0443 | -27.5795 | -15.0221 | -389.142 | -17.0008 | -9.1435 | -2861.7018 | -2.5904 | -2.5904 | 0 | 1096
747 |  |  |  | SO | F102D |  | 7254270.8214 | 4254553.5459 | 1755497.8983 | 395492.548 | 91559.6195 | 6280.8209 | 3421.0497 | 88621.3273 | 3871.6914 | 2082.2863 | 651710.1637 | 589.9352 | 589.9352 | 0 | 1097
748 |  |  |  | SNPD | F104D |  | 227147.7303 | 133246.2498 | 55707.9161 | 12522.2204 | 2018.6315 | 155.7192 | 117.1447 | 2834.247 | 117.5271 | 67.5337 | 20331.2884 | 14.6261 | 14.6261 | 0 | 1098
749 |  |  |  | BADDEBT | F80 |  | 0 | 0 | 0 | 0 | 0 | 0 | 0 | 0 | 0 | 0 | 0 | 0 | 0 | 0 | 1099
750 |  |  |  | TAXDEPR | F151D |  | 0 | 0 | 0 | 0 | 0 | 0 | 0 | 0 | 0 | 0 | 0 | 0 | 0 | 0 | 1100
751 |  |  |  | SCHMDEXP | F151D |  | 72753934.5213 | 44778825.6195 | 14918028.4865 | 3247417.3948 | 2163124.0631 | 130366.4895 | 39669.5203 | 796738.407 | 47263.3843 | 24030.983 | 6583980.4519 | 12244.8607 | 12244.8607 | 0 | 1101
752
753
754 |  | TOTAL SCHEDULE - M ADDITIONS |  |  |  |  | 122032310.834 | 73697501.4687 | 26993204.6427 | 5958119.4783 | 2629037.861 | 148285.6224 | 64758.3704 | 1409758.925 | 72621.5333 | 38181.1408 | 10991386.3495 | 14695.8581 | 14759.5835 | 0
755
756 |  | SCHMDF | Deductions - Flow Through
757 |  |  |  | S | F101D |  | 0 | 0 | 0 | 0 | 0 | 0 | 0 | 0 | 0 | 0 | 0 | 0 | 0 | 0 | 1107
758 |  |  |  | DGP | F10 |  | 0 | 0 | 0 | 0 | 0 | 0 | 0 | 0 | 0 | 0 | 0 | 0 | 0 | 0 | 1108
759 |  |  |  | DGU | F10 |  | 0 | 0 | 0 | 0 | 0 | 0 | 0 | 0 | 0 | 0 | 0 | 0 | 0 | 0 | 1109
760
761 |  | SCHMDP | Deductions - Permanent
762 |  |  |  | S | F101D |  | 0 | 0 | 0 | 0 | 0 | 0 | 0 | 0 | 0 | 0 | 0 | 0 | 0 | 0 | 1112
763 |  |  |  | SE | F30 |  | 0 | 0 | 0 | 0 | 0 | 0 | 0 | 0 | 0 | 0 | 0 | 0 | 0 | 0 | 1113
764 |  |  |  | SNP | F104D |  | 7559.4954 | 4434.4463 | 1853.9641 | 416.7405 | 67.1802 | 5.1823 | 3.8986 | 94.324 | 3.9113 | 2.2475 | 676.627 | 0.48676 | 0.48676 | 0 | 1114
765 |  |  |  | IBT | F150D |  | -1039.6799 | -496.8817 | -354.7955 | -68.1556 | 1.2309 | 3.7858 | -0.72231 | -10.935 | -0.75352 | -1.0011 | -111.9288 | 0.24017 | 0.23686 | 0 | 1115
766 |  |  |  | SG | F10 |  | 0 | 0 | 0 | 0 | 0 | 0 | 0 | 0 | 0 | 0 | 0 | 0 | 0 | 0 | 1116
767 |  |  |  | SO | F102D |  | 0 | 0 | 0 | 0 | 0 | 0 | 0 | 0 | 0 | 0 | 0 | 0 | 0 | 0 | 1117
768
769
770 |  | SCHMDT | Deductions - Temporary
771 |  |  |  | S | F101D |  | 408725.1203 | 240190.871 | 100777.8798 | 22480.586 | 3673.1734 | -389.6343 | 210.5912 | 5104.0406 | 201.8053 | 105.2843 | 36379.9644 | -5.9385 | -3.5028 | 0 | 1121
772 |  |  |  | BADDEBT | F80 |  | 0 | 0 | 0 | 0 | 0 | 0 | 0 | 0 | 0 | 0 | 0 | 0 | 0 | 0 | 1122
773 |  |  |  | SNP | F104D |  | 3676920.3937 | 2156904.0222 | 901763.6787 | 202701.5968 | 32676.3 | 2520.6814 | 1896.263 | 45878.9551 | 1902.4531 | 1093.1922 | 329109.7338 | 236.7586 | 236.7586 | 0 | 1123
774 |  |  |  | CN | F40 |  | 0 | 0 | 0 | 0 | 0 | 0 | 0 | 0 | 0 | 0 | 0 | 0 | 0 | 0 | 1124
775 |  |  |  | TROJD | F10 |  | 37838.0265 | 12911.419 | 10646.8336 | 3052.4464 | 68.8895 | 6632.6768 | 32.4849 | 346.9555 | 10.7103 | 14.9788 | 2514.5495 | 836.9155 | 769.1667 | 0 | 1125
776 |  |  |  | DGP | F10 |  | 0 | 0 | 0 | 0 | 0 | 0 | 0 | 0 | 0 | 0 | 0 | 0 | 0 | 0 | 1126
777 |  |  |  | SE | F30 |  | 0 | 0 | 0 | 0 | 0 | 0 | 0 | 0 | 0 | 0 | 0 | 0 | 0 | 0 | 1127
778 |  |  |  | SG | F10 |  | 0 | 0 | 0 | 0 | 0 | 0 | 0 | 0 | 0 | 0 | 0 | 0 | 0 | 0 | 1128
779 |  |  |  | GPS | F102D |  | 5976069.4634 | 3504901.8918 | 1446179.4495 | 325806.8243 | 75426.8292 | 5174.1412 | 2818.2613 | 73006.2636 | 3189.5 | 1715.3878 | 536878.9371 | 485.9887 | 485.9887 | 0 | 1129
780 |  |  |  | SO | F102D |  | 26248325.9712 | 15394367.1368 | 6351965.9262 | 1431021.4732 | 331292.6686 | 22726.0655 | 12378.4776 | 320660.9658 | 14009.0466 | 7534.3933 | 2358100.6606 | 2134.5785 | 2134.5785 | 0 | 1130
781 |  |  |  | TAXDEPR | F151D |  | 128446187.2216 | 79056472.4358 | 26337597.9946 | 5733275.9448 | 3818969.2451 | 230160.4529 | 70036.0561 | 1406631.9748 | 83442.9305 | 42426.4084 | 11623937.473 | 21618.1528 | 21618.1528 | 0 | 1131
782 |  |  |  | SNPD | F104D |  | 513107.4562 | 300991.9763 | 125839.4574 | 28286.6338 | 4559.9174 | 351.7564 | 264.62 | 6402.3235 | 265.4838 | 152.553 | 45926.6561 | 33.0392 | 33.0392 | 0 | 1132
783
784
785 |  | TOTAL SCHEDULE - M DEDUCTIONS |  |  |  |  | 165313693.4683 | 100670677.3176 | 35276270.3884 | 7746974.0903 | 4266735.4343 | 267185.108 | 87639.9303 | 1858114.868 | 103025.0874 | 53043.4442 | 14933412.6727 | 25340.2217 | 25274.9053 | 0
786
787 |  | TOTAL SCHEDULE - M ADJUSTMENTS |  |  |  |  | -43281382.6343 | -26973175.849 | -8283065.7456 | -1788854.612 | -1637697.5732 | -118899.4856 | -22881.5599 | -448355.943 | -30403.554 | -14862.3034 | -3942026.3231 | -10644.3636 | -10515.3218 | 0
788
789
790
791 | [6 empty] | D: INCOME TAXES
792
793 |  |  | State Income Taxes Before Credits |  | F150D |  | 3533909.4675 | 1688918.7348 | 1205962.6988 | 231663.344 | -4183.8821 | -12867.915 | 2455.1459 | 37168.4707 | 2561.2271 | 3402.9276 | 380450.1551 | -816.3436 | -805.0956 | 0 | 1140
794 |  |  | Renewable Energy Credits |  | F10 |  | 0 | 0 | 0 | 0 | 0 | 0 | 0 | 0 | 0 | 0 | 0 | 0 | 0 | 0 | 1142
795 |  | 40911 | State Income Taxes |  |  |  | 3533909.4675 | 1688918.7348 | 1205962.6988 | 231663.344 | -4183.8821 | -12867.915 | 2455.1459 | 37168.4707 | 2561.2271 | 3402.9276 | 380450.1551 | -816.3436 | -805.0956 | 0
796
797 |  | Calculation of Taxable Income
798
799 |  |  | Operating Revenues |  |  |  | 327643500.1059 | 183289544.9175 | 84461959.3116 | 18197251.9394 | 6154168.8285 | 386858.9617 | 150481.0358 | 3675896.7827 | 201195.3168 | 140922.7654 | 30858073.1868 | 62935.3465 | 64211.7133 | 0
800 |  |  | Operating Deductions
801 |  |  | O & M Expenses |  |  |  | 96453470.319 | 52865275.2508 | 24790713.4088 | 5831871.2012 | 2463021.4051 | 514146.9647 | 15093.1159 | 1119835.2519 | 51412.2147 | 18824.249 | 8657312.1972 | 62602.2146 | 63362.8451 | 0
802 |  |  | Depreciation Expense |  |  |  | 55918910.3481 | 34417150.7944 | 11466045.1423 | 2495975.5559 | 1662584.1799 | 100200.1072 | 30490.1222 | 612375.7271 | 36326.7906 | 18470.2916 | 5060468.7574 | 9411.4397 | 9411.4397 | 0
803 |  |  | Amortization Expense |  |  |  | -1124002.0621 | -659116.7271 | -272018.8199 | -61289.5175 | -14182.2224 | -1043.3388 | -530.225 | -13730.0723 | -599.7926 | -322.6805 | -100968.8432 | -100.2715 | -99.5512 | 0
804 |  |  | Taxes Other Than Income |  |  |  | 18214647.1163 | 10703995.7638 | 4491119.8898 | 1001836.9822 | 163693.2821 | -17363.8744 | 9384.8978 | 227459.2242 | 8993.3584 | 4691.946 | 1621256.3919 | -264.6462 | -156.0993 | 0
805 |  |  | Interest & Dividends (AFUDC-Equity) |  | F104D |  | -3421631.3037 | -2007149.8785 | -839154.1021 | -188627.997 | -30407.5799 | -2345.6702 | -1764.6052 | -42693.5729 | -1770.3656 | -1017.2918 | -306259.5996 | -220.3205 | -220.3205 | 0 | 1153
806 |  |  | Misc Revenue & Expense |  |  |  | -28894.86 | -9859.7543 | -8130.4125 | -2330.9887 | -52.6072 | -5065.0175 | -24.807 | -264.9512 | -8.1788 | -11.4385 | -1920.2259 | -639.1072 | -587.3711 | 0
807 |  |  | Total Operating Deductions |  |  |  | 166012499.5576 | 95310295.4492 | 39628575.1064 | 9077435.2361 | 4244656.4575 | 588529.171 | 52648.4986 | 1902981.6067 | 94354.0268 | 40635.0759 | 14929888.6779 | 70789.3089 | 71710.9427 | 0
808 |  |  | Other Deductions
809 |  |  | Interest Deductions |  | F101D |  | 40510202.3305 | 23805220.429 | 9987263.4209 | 2228245.2622 | 363970.7921 | -37135.444 | 20872.8744 | 505870.4519 | 20023.0426 | 10471.0344 | 3606198.8228 | -517.1889 | -281.1669 | 0
810 |  |  | Interest on PCRBS |  |  |  | 0 | 0 | 0 | 0 | 0 | 0 | 0 | 0 | 0 | 0 | 0 | 0 | 0 | 0
811 |  |  | Schedule M Adjustments |  |  |  | -43281382.6343 | -26973175.849 | -8283065.7456 | -1788854.612 | -1637697.5732 | -118899.4856 | -22881.5599 | -448355.943 | -30403.554 | -14862.3034 | -3942026.3231 | -10644.3636 | -10515.3218 | 0
812
813 |  |  | Income Before State Taxes |  |  |  | 77839415.5835 | 37200853.1904 | 26563055.0387 | 5102716.829 | -92155.9944 | -283434.251 | 54078.1028 | 818688.7812 | 56414.6935 | 74954.3517 | 8379959.3629 | -17981.1372 | -17733.3843 | 0
814
815 |  |  | State Income Taxes |  |  |  | 3533909.4675 | 1688918.7348 | 1205962.6988 | 231663.344 | -4183.8821 | -12867.915 | 2455.1459 | 37168.4707 | 2561.2271 | 3402.9276 | 380450.1551 | -816.3436 | -805.0956 | 0
816
817 |  |  | Adjustments to Calculated Tax:
818 |  |  |  | PMI | F30 |  | 0 | 0 | 0 | 0 | 0 | 0 | 0 | 0 | 0 | 0 | 0 | 0 | 0 | 0 | 1172
819 |  |  |  | Renewable Energy Credits | F10 |  | 0 | 0 | 0 | 0 | 0 | 0 | 0 | 0 | 0 | 0 | 0 | 0 | 0 | 0 | 1173
820 |  |  |  | System Overheads | F102D |  | 0 | 0 | 0 | 0 | 0 | 0 | 0 | 0 | 0 | 0 | 0 | 0 | 0 | 0 | 1174
821 |  |  |  | Situs | F107D |  | 0 | 0 | 0 | 0 | 0 | 0 | 0 | 0 | 0 | 0 | 0 | 0 | 0 | 0 | 1175
822 |  |  |  | Total Adjustments |  |  | 0 | 0 | 0 | 0 | 0 | 0 | 0 | 0 | 0 | 0 | 0 | 0 | 0 | 0
823
824 |  |  | 35%
825
826 |  | 40910 | Federal Income Tax |  |  |  | 26006927.1406 | 12429177.0595 | 8874982.319 | 1704868.7197 | -30790.2393 | -94698.2176 | 18068.0349 | 273532.1087 | 18848.7132 | 25042.9985 | 2799828.2227 | -6007.6777 | -5924.901 | 0
827
828
829 |  | TOTAL OPERATING EXPENSES |  |  |  |  | 210251241.2993 | 118062141.4913 | 53329024.4222 | 11822809.7909 | 4341428.7046 | 472559.1288 | 80746.2615 | 2397190.5922 | 123101.9163 | 73002.9707 | 19420109.6203 | 64021.7716 | 65104.6289 | 0
830
831
832 |  | Distribution - METER - Unbundled |  |  |  |  | D: STEAM PRODUCTION PLANT
833
834 |  | A |  | B | C |  | D | E | F | G | H | I | J | K | L | M | N | O | P
835 |  | FERC ACCT |  | DESCRIPTION | COS Factor |  | Utah Jurisdiction Normalized | Residential Sch 1 | General Large Dist. Sch 6 | General +1 MW Sch 8 | Street & Area Lighting Sch. 7,11,12 | General Trans Sch 9 | General Secondary Sch 22 | Irrigation Sch 10 | Traffic Signals Sch 15 | Outdoor Lighting Sch 15 | General Small Dist. Sch 23 | Industrial Cust 1 | Industrial Cust 2
836 |  | 310 | Land and Land Rights |  | F10 |  | 0 | 0 | 0 | 0 | 0 | 0 | 0 | 0 | 0 | 0 | 0 | 0 | 0 | 0 | 1192
837 |  |  |  | Total 310 |  |  | 0 | 0 | 0 | 0 | 0 | 0 | 0 | 0 | 0 | 0 | 0 | 0 | 0 | 0
838
839 |  | 311 | Structures and Improvements |  | F10 |  | 0 | 0 | 0 | 0 | 0 | 0 | 0 | 0 | 0 | 0 | 0 | 0 | 0 | 0 | 1199
840 |  |  |  | Total 311 |  |  | 0 | 0 | 0 | 0 | 0 | 0 | 0 | 0 | 0 | 0 | 0 | 0 | 0 | 0
841
842 |  | 312 | Boiler Plant Equipment |  | F10 |  | 0 | 0 | 0 | 0 | 0 | 0 | 0 | 0 | 0 | 0 | 0 | 0 | 0 | 0 | 1206
843 |  |  |  | Total 312 |  |  | 0 | 0 | 0 | 0 | 0 | 0 | 0 | 0 | 0 | 0 | 0 | 0 | 0 | 0
844
845 |  | 314 | Turbogenerator Units |  | F10 |  | 0 | 0 | 0 | 0 | 0 | 0 | 0 | 0 | 0 | 0 | 0 | 0 | 0 | 0 | 1213
846 |  |  |  | Total 314 |  |  | 0 | 0 | 0 | 0 | 0 | 0 | 0 | 0 | 0 | 0 | 0 | 0 | 0 | 0
847
848 |  | 315 | Accessory Electric Equipment |  | F10 |  | 0 | 0 | 0 | 0 | 0 | 0 | 0 | 0 | 0 | 0 | 0 | 0 | 0 | 0 | 1220
849 |  |  |  | Total 316 |  |  | 0 | 0 | 0 | 0 | 0 | 0 | 0 | 0 | 0 | 0 | 0 | 0 | 0 | 0
850
851 |  | 316 | Misc Power Plant Equipment |  | F10 |  | 0 | 0 | 0 | 0 | 0 | 0 | 0 | 0 | 0 | 0 | 0 | 0 | 0 | 0 | 1227
852 |  |  |  | Total 316 |  |  | 0 | 0 | 0 | 0 | 0 | 0 | 0 | 0 | 0 | 0 | 0 | 0 | 0 | 0
853
854 |  | S00 | Unclassified Steam Plant - Acct 300 |  | F10 |  | 0 | 0 | 0 | 0 | 0 | 0 | 0 | 0 | 0 | 0 | 0 | 0 | 0 | 0 | 1232
855
856
857
858 |  | Total Steam Production Plant |  |  |  |  | 0 | 0 | 0 | 0 | 0 | 0 | 0 | 0 | 0 | 0 | 0 | 0 | 0 | 0
859
860
861 | [6 empty] | D: NUCLEAR PRODUCTION
862
863
864 |  | 320 | Land and Land Rights |  | F10 |  | 0 | 0 | 0 | 0 | 0 | 0 | 0 | 0 | 0 | 0 | 0 | 0 | 0 | 0 | 1238
865
866 |  | 321 | Structures and Improvements |  | F10 |  | 0 | 0 | 0 | 0 | 0 | 0 | 0 | 0 | 0 | 0 | 0 | 0 | 0 | 0 | 1242
867
868 |  | 322 | Reactor Plant Equipment |  | F10 |  | 0 | 0 | 0 | 0 | 0 | 0 | 0 | 0 | 0 | 0 | 0 | 0 | 0 | 0 | 1246
869
870 |  | 323 | Turbogenerator Units |  | F10 |  | 0 | 0 | 0 | 0 | 0 | 0 | 0 | 0 | 0 | 0 | 0 | 0 | 0 | 0 | 1250
871
872 |  | 324 | Land and Land Rights |  | F10 |  | 0 | 0 | 0 | 0 | 0 | 0 | 0 | 0 | 0 | 0 | 0 | 0 | 0 | 0 | 1254
873
874 |  | 325 | Misc. Power Plant Equipment |  | F10 |  | 0 | 0 | 0 | 0 | 0 | 0 | 0 | 0 | 0 | 0 | 0 | 0 | 0 | 0 | 1258
875
876 |  | N00 | Unclassified Nuclear Plt - Acct 300 |  | F10 |  | 0 | 0 | 0 | 0 | 0 | 0 | 0 | 0 | 0 | 0 | 0 | 0 | 0 | 0 | 1264
877
878 |  | Total Nuclear Production Plant |  |  |  |  | 0 | 0 | 0 | 0 | 0 | 0 | 0 | 0 | 0 | 0 | 0 | 0 | 0 | 0
879
880
881 | [6 empty] | D: HYDRAULIC PRODUCTION PLANT
882
883
884 |  | 330 | Land and Land Rights |  | F10 |  | 0 | 0 | 0 | 0 | 0 | 0 | 0 | 0 | 0 | 0 | 0 | 0 | 0 | 0 | 1274
885
886 |  | 331 | Structures and Improvements |  | F10 |  | 0 | 0 | 0 | 0 | 0 | 0 | 0 | 0 | 0 | 0 | 0 | 0 | 0 | 0 | 1281
887
888 |  | 332 | Reservoirs, Dams & Waterways |  | F10 |  | 0 | 0 | 0 | 0 | 0 | 0 | 0 | 0 | 0 | 0 | 0 | 0 | 0 | 0 | 1288
889
890 |  | 333 | Water Wheel, Turbines, & Generators |  | F10 |  | 0 | 0 | 0 | 0 | 0 | 0 | 0 | 0 | 0 | 0 | 0 | 0 | 0 | 0 | 1295
891
892 |  | 334 | Accessory Electric Equipment |  | F10 |  | 0 | 0 | 0 | 0 | 0 | 0 | 0 | 0 | 0 | 0 | 0 | 0 | 0 | 0 | 1302
893
894 |  | 335 | Misc. Power Plant Equipment |  | F10 |  | 0 | 0 | 0 | 0 | 0 | 0 | 0 | 0 | 0 | 0 | 0 | 0 | 0 | 0 | 1309
895
896 |  | 336 | Roads, Railroads & Bridges |  | F10 |  | 0 | 0 | 0 | 0 | 0 | 0 | 0 | 0 | 0 | 0 | 0 | 0 | 0 | 0 | 1316
897
898 |  | H00 | Unclassified Hydro Plant - Acct 300 |  | F10 |  | 0 | 0 | 0 | 0 | 0 | 0 | 0 | 0 | 0 | 0 | 0 | 0 | 0 | 0 | 1322
899
900 |  | Total Hydraulic Plant |  |  |  |  | 0 | 0 | 0 | 0 | 0 | 0 | 0 | 0 | 0 | 0 | 0 | 0 | 0 | 0
901
902 |  | Distribution - METER - Unbundled
903 |  | A |  | B | C |  | D | E | F | G | H | I | J | K | L | M | N | O | P
904 |  | FERC ACCT |  | DESCRIPTION | COS Factor |  | Utah Jurisdiction Normalized | Residential Sch 1 | General Large Dist. Sch 6 | General +1 MW Sch 8 | Street & Area Lighting Sch. 7,11,12 | General Trans Sch 9 | General Secondary Sch 22 | Irrigation Sch 10 | Traffic Signals Sch 15 | Outdoor Lighting Sch 15 | General Small Dist. Sch 23 | Industrial Cust 1 | Industrial Cust 2
905 |  | 340 | Land and Land Rights |  | F10 |  | 0 | 0 | 0 | 0 | 0 | 0 | 0 | 0 | 0 | 0 | 0 | 0 | 0 | 0 | 1328
906 |  |  |  | Wind Generation | F10 |  | 0 | 0 | 0 | 0 | 0 | 0 | 0 | 0 | 0 | 0 | 0 | 0 | 0 | 0 | 1329
907 |  |  |  | Simple Cycle Combustion Turbine | F10 |  | 0 | 0 | 0 | 0 | 0 | 0 | 0 | 0 | 0 | 0 | 0 | 0 | 0 | 0 | 1330
908 |  |  |  | Total 340 |  |  | 0 | 0 | 0 | 0 | 0 | 0 | 0 | 0 | 0 | 0 | 0 | 0 | 0 | 0
909
910 |  | 341 | Structures and Improvements |  | F10 |  | 0 | 0 | 0 | 0 | 0 | 0 | 0 | 0 | 0 | 0 | 0 | 0 | 0 | 0 | 1334
911 |  |  |  | Wind Generation | F10 |  | 0 | 0 | 0 | 0 | 0 | 0 | 0 | 0 | 0 | 0 | 0 | 0 | 0 | 0 | 1336
912 |  |  |  | Simple Cycle Combustion Turbine | F10 |  | 0 | 0 | 0 | 0 | 0 | 0 | 0 | 0 | 0 | 0 | 0 | 0 | 0 | 0 | 1337
913 |  |  |  | Total 341 |  |  | 0 | 0 | 0 | 0 | 0 | 0 | 0 | 0 | 0 | 0 | 0 | 0 | 0 | 0
914
915 |  | 342 | Fuel Holders, Producers & Access |  | F10 |  | 0 | 0 | 0 | 0 | 0 | 0 | 0 | 0 | 0 | 0 | 0 | 0 | 0 | 0 | 1341
916 |  |  |  | Simple Cycle Combustion Turbine | F10 |  | 0 | 0 | 0 | 0 | 0 | 0 | 0 | 0 | 0 | 0 | 0 | 0 | 0 | 0 | 1343
917 |  |  |  | Total 342 |  |  | 0 | 0 | 0 | 0 | 0 | 0 | 0 | 0 | 0 | 0 | 0 | 0 | 0 | 0
918
919 |  | 343 | Prime Movers |  | F10 |  | 0 | 0 | 0 | 0 | 0 | 0 | 0 | 0 | 0 | 0 | 0 | 0 | 0 | 0 | 1348
920 |  |  |  | Wind Generation | F10 |  | 0 | 0 | 0 | 0 | 0 | 0 | 0 | 0 | 0 | 0 | 0 | 0 | 0 | 0 | 1349
921 |  |  |  | Simple Cycle Combustion Turbine | F10 |  | 0 | 0 | 0 | 0 | 0 | 0 | 0 | 0 | 0 | 0 | 0 | 0 | 0 | 0 | 1350
922 |  |  |  | Total 343 |  |  | 0 | 0 | 0 | 0 | 0 | 0 | 0 | 0 | 0 | 0 | 0 | 0 | 0 | 0
923
924 |  | 344 | Generators |  | F10 |  | 0 | 0 | 0 | 0 | 0 | 0 | 0 | 0 | 0 | 0 | 0 | 0 | 0 | 0 | 1355
925 |  |  |  | Wind Generation | F10 |  | 0 | 0 | 0 | 0 | 0 | 0 | 0 | 0 | 0 | 0 | 0 | 0 | 0 | 0 | 1356
926 |  |  |  | Simple Cycle Combustion Turbine | F10 |  | 0 | 0 | 0 | 0 | 0 | 0 | 0 | 0 | 0 | 0 | 0 | 0 | 0 | 0 | 1357
927 |  |  |  | Total 344 |  |  | 0 | 0 | 0 | 0 | 0 | 0 | 0 | 0 | 0 | 0 | 0 | 0 | 0 | 0
928
929 |  | 345 | Accessory Electric Plant |  | F10 |  | 0 | 0 | 0 | 0 | 0 | 0 | 0 | 0 | 0 | 0 | 0 | 0 | 0 | 0 | 1361
930 |  |  |  | Wind Generation | F10 |  | 0 | 0 | 0 | 0 | 0 | 0 | 0 | 0 | 0 | 0 | 0 | 0 | 0 | 0 | 1362
931 |  |  |  | Simple Cycle Combustion Turbine | F10 |  | 0 | 0 | 0 | 0 | 0 | 0 | 0 | 0 | 0 | 0 | 0 | 0 | 0 | 0 | 1364
932 |  |  |  | Total 345 |  |  | 0 | 0 | 0 | 0 | 0 | 0 | 0 | 0 | 0 | 0 | 0 | 0 | 0 | 0
933
934 |  | 346 | Misc. Power Plant Equipment |  | F10 |  | 0 | 0 | 0 | 0 | 0 | 0 | 0 | 0 | 0 | 0 | 0 | 0 | 0 | 0 | 1368
935 |  |  |  | Wind Generation | F10 |  | 0 | 0 | 0 | 0 | 0 | 0 | 0 | 0 | 0 | 0 | 0 | 0 | 0 | 0 | 1369
936
937 |  | O00 | Unclassified Other Prod - Acct 300 |  | F10 |  | 0 | 0 | 0 | 0 | 0 | 0 | 0 | 0 | 0 | 0 | 0 | 0 | 0 | 0 | 1376
938
939 |  | Total Other Production Plant |  |  |  |  | 0 | 0 | 0 | 0 | 0 | 0 | 0 | 0 | 0 | 0 | 0 | 0 | 0 | 0
940
941 |  | Experimental Plant
942 |  | 103 | Experimental Plant |  | F10 |  | 0 | 0 | 0 | 0 | 0 | 0 | 0 | 0 | 0 | 0 | 0 | 0 | 0 | 0 | 1382
943
944 |  | TOTAL PRODUCTION PLANT |  |  |  |  | 0 | 0 | 0 | 0 | 0 | 0 | 0 | 0 | 0 | 0 | 0 | 0 | 0 | 0
945
946 | [6 empty] | D: TRANSMISSION PLANT
947 |  | 350 | Land and Land Rights
948 |  |  |  | Demand | F10 |  | 0 | 0 | 0 | 0 | 0 | 0 | 0 | 0 | 0 | 0 | 0 | 0 | 0 | 0 | 1391
949 |  |  |  | Direct Assigned | A | 0 | 0 | 0 | 0 | 0 | 0 | 0 | 0 | 0 | 0 | 0 | 0 | 0 | 0 | 0
950 | [6 empty] | 0 | 0 | 0 | 0 | 0 | 0 | 0 | 0 | 0 | 0 | 0 | 0 | 0 | 0
951 |  | 352 | Structures and Improvements
952 |  |  |  | Demand | F10 |  | 0 | 0 | 0 | 0 | 0 | 0 | 0 | 0 | 0 | 0 | 0 | 0 | 0 | 0 | 1398
953 |  |  |  | Direct Assigned | A | 0 | 0 | 0 | 0 | 0 | 0 | 0 | 0 | 0 | 0 | 0 | 0 | 0 | 0 | 0
954 | [6 empty] | 0 | 0 | 0 | 0 | 0 | 0 | 0 | 0 | 0 | 0 | 0 | 0 | 0 | 0
955 |  | 353 | Station Equipment
956 |  |  |  | Demand | F10 |  | 0 | 0 | 0 | 0 | 0 | 0 | 0 | 0 | 0 | 0 | 0 | 0 | 0 | 0 | 1404
957 |  |  |  | Direct Assigned | A | 0 | 0 | 0 | 0 | 0 | 0 | 0 | 0 | 0 | 0 | 0 | 0 | 0 | 0 | 0
958 | [6 empty] | 0 | 0 | 0 | 0 | 0 | 0 | 0 | 0 | 0 | 0 | 0 | 0 | 0 | 0
959 |  | 354 | Towers and Fixtures
960 |  |  |  | Demand | F10 |  | 0 | 0 | 0 | 0 | 0 | 0 | 0 | 0 | 0 | 0 | 0 | 0 | 0 | 0 | 1410
961 |  |  |  | Direct Assigned | A | 0 | 0 | 0 | 0 | 0 | 0 | 0 | 0 | 0 | 0 | 0 | 0 | 0 | 0 | 0
962 | [6 empty] | 0 | 0 | 0 | 0 | 0 | 0 | 0 | 0 | 0 | 0 | 0 | 0 | 0 | 0
963 |  | 355 | Poles and Fixtures
964 |  |  |  | Demand | F10 |  | 0 | 0 | 0 | 0 | 0 | 0 | 0 | 0 | 0 | 0 | 0 | 0 | 0 | 0 | 1416
965 |  |  |  | Direct Assigned | A | 0 | 0 | 0 | 0 | 0 | 0 | 0 | 0 | 0 | 0 | 0 | 0 | 0 | 0 | 0
966 | [6 empty] | 0 | 0 | 0 | 0 | 0 | 0 | 0 | 0 | 0 | 0 | 0 | 0 | 0 | 0
967 |  | 356 | Overhead Conductors
968 |  |  |  | Demand | F10 |  | 0 | 0 | 0 | 0 | 0 | 0 | 0 | 0 | 0 | 0 | 0 | 0 | 0 | 0 | 1422
969 |  |  |  | Direct Assigned | A | 0 | 0 | 0 | 0 | 0 | 0 | 0 | 0 | 0 | 0 | 0 | 0 | 0 | 0 | 0
970 | [6 empty] | 0 | 0 | 0 | 0 | 0 | 0 | 0 | 0 | 0 | 0 | 0 | 0 | 0 | 0
971 |  | 357 | Underground Conduit
972 |  |  |  | Demand | F10 |  | 0 | 0 | 0 | 0 | 0 | 0 | 0 | 0 | 0 | 0 | 0 | 0 | 0 | 0 | 1428
973 |  |  |  | Direct Assigned | A | 0 | 0 | 0 | 0 | 0 | 0 | 0 | 0 | 0 | 0 | 0 | 0 | 0 | 0 | 0
974 | [6 empty] | 0 | 0 | 0 | 0 | 0 | 0 | 0 | 0 | 0 | 0 | 0 | 0 | 0 | 0
975 |  | 358 | Underground Conductors
976 |  |  |  | Demand | F10 |  | 0 | 0 | 0 | 0 | 0 | 0 | 0 | 0 | 0 | 0 | 0 | 0 | 0 | 0 | 1434
977 |  |  |  | Direct Assigned | A | 0 | 0 | 0 | 0 | 0 | 0 | 0 | 0 | 0 | 0 | 0 | 0 | 0 | 0 | 0
978 | [6 empty] | 0 | 0 | 0 | 0 | 0 | 0 | 0 | 0 | 0 | 0 | 0 | 0 | 0 | 0
979 |  | 359 | Roads and Trails
980 |  |  |  | Demand | F10 |  | 0 | 0 | 0 | 0 | 0 | 0 | 0 | 0 | 0 | 0 | 0 | 0 | 0 | 0 | 1440
981 |  |  |  | Direct Assigned | A | 0 | 0 | 0 | 0 | 0 | 0 | 0 | 0 | 0 | 0 | 0 | 0 | 0 | 0 | 0
982 | [6 empty] | 0 | 0 | 0 | 0 | 0 | 0 | 0 | 0 | 0 | 0 | 0 | 0 | 0 | 0
983
984 |  | T00 | Unclassified Trans Plant - Acct 300 |  | F10 |  | 0 | 0 | 0 | 0 | 0 | 0 | 0 | 0 | 0 | 0 | 0 | 0 | 0 | 0 | 1444
985 |  | TS0 | Unclassified Trans Sub - Acct 300 |  | F10 |  | 0 | 0 | 0 | 0 | 0 | 0 | 0 | 0 | 0 | 0 | 0 | 0 | 0 | 0 | 1448
986
987 |  | TOTAL TRANSMISSION PLANT |  |  |  |  | 0 | 0 | 0 | 0 | 0 | 0 | 0 | 0 | 0 | 0 | 0 | 0 | 0 | 0
988 |  | Distribution - METER - Unbundled |  |  |  |  | D: DISTRIBUTION PLANT
989 |  | A |  | B | C |  | D | E | F | G | H | I | J | K | L | M | N | O | P
990 |  | FERC ACCT |  | DESCRIPTION | COS Factor |  | Utah Jurisdiction Normalized | Residential Sch 1 | General Large Dist. Sch 6 | General +1 MW Sch 8 | Street & Area Lighting Sch. 7,11,12 | General Trans Sch 9 | General Secondary Sch 22 | Irrigation Sch 10 | Traffic Signals Sch 15 | Outdoor Lighting Sch 15 | General Small Dist. Sch 23 | Industrial Cust 1 | Industrial Cust 2
991
992 |  | 360 | Land and Land Rights
993 |  |  |  | Demand Primary | F20 |  | 37805958.7562 | 18095794.3966 | 12772906.832 | 3051242.9762 | 21363.4072 | 0 | 6704.0943 | 589805.1938 | 9148.1335 | 5493.1789 | 3253500.5437 | 0 | 0 | 0 | 1453
994 |  |  |  | Assigned | A | 1 | 0 | 0 | 0 | 0 | 0 | 0 | 0 | 0 | 0 | 0 | 0 | 0 | 0 | 0
995 | [6 empty] | 37805958.7562 | 18095794.3966 | 12772906.832 | 3051242.9762 | 21363.4072 | 0 | 6704.0943 | 589805.1938 | 9148.1335 | 5493.1789 | 3253500.5437 | 0 | 0 | 0
996 |  | 361 | Structures and Improvements
997 |  |  |  | Demand Primary | F20 |  | 54453644.1785 | 26064196.799 | 18397399.4216 | 4394844.2203 | 30770.6883 | 0 | 9656.2124 | 849523.2819 | 13176.4733 | 7912.0757 | 4686165.006 | 0 | 0 | 0 | 1457
998 |  |  |  | Assigned | A | 1 | 0 | 0 | 0 | 0 | 0 | 0 | 0 | 0 | 0 | 0 | 0 | 0 | 0 | 0
999 | [6 empty] | 54453644.1785 | 26064196.799 | 18397399.4216 | 4394844.2203 | 30770.6883 | 0 | 9656.2124 | 849523.2819 | 13176.4733 | 7912.0757 | 4686165.006 | 0 | 0 | 0
1000 |  | 362 | Station Equipment
1001 |  |  |  | Demand Primary | F20 |  | 468246219.3623 | 224125709.0503 | 158199012.3017 | 37791211.6235 | 264596.7722 | 0 | 83033.6519 | 7305040.2961 | 113304.3328 | 68035.842 | 40296275.4919 | 0 | 0 | 0 | 1461
1002 |  |  |  | Assigned | A | 1 | 0 | 0 | 0 | 0 | 0 | 0 | 0 | 0 | 0 | 0 | 0 | 0 | 0 | 0
1003 | [6 empty] | 468246219.3623 | 224125709.0503 | 158199012.3017 | 37791211.6235 | 264596.7722 | 0 | 83033.6519 | 7305040.2961 | 113304.3328 | 68035.842 | 40296275.4919 | 0 | 0 | 0
1004 |  | 364 | Poles, Towers & Fixtures
1005 |  |  |  | Demand Primary | F20 | 1 | 369727099.2722 | 176969604.5648 | 124913901.079 | 29839931.3733 | 208925.546 | 0 | 65563.351 | 5768058.0154 | 89465.0732 | 53721.084 | 31817929.1856 | 0 | 0 | 0 | 1465
1006 |  |  |  | Demand Secondary | F22 | 1 | 677995.0947 | 603709.976 | 0 | 0 | 0 | 0 | 0 | 0 | 0 | 0 | 74285.1188 | 0 | 0 | 0
1007 |  |  |  | Assigned | A | 1 | 4019781 | 0 | 0 | 0 | 4019781 | 0 | 0 | 0 | 0 | 0 | 0 | 0 | 0 | 0
1008 | [6 empty] | 374424875.3669 | 177573314.5407 | 124913901.079 | 29839931.3733 | 4228706.546 | 0 | 65563.351 | 5768058.0154 | 89465.0732 | 53721.084 | 31892214.3043 | 0 | 0 | 0
1009 |  | 365 | Overhead Conductors
1010 |  |  |  | Demand Primary | F20 | 1 | 146841244.3992 | 70285453.8017 | 49610950.1124 | 11851261.8206 | 82977.1126 | 0 | 26039.2167 | 2290848.6243 | 35532.0524 | 21335.9282 | 12636845.7303 | 0 | 0 | 0 | 1469
1011 |  |  |  | Demand Secondary | F22 | 1 | 83279438.0231 | 74154854.3919 | 0 | 0 | 0 | 0 | 0 | 0 | 0 | 0 | 9124583.6312 | 0 | 0 | 0
1012 |  |  |  | Assigned | A | 1 | 1702320 | 0 | 0 | 0 | 1702320 | 0 | 0 | 0 | 0 | 0 | 0 | 0 | 0 | 0
1013 | [6 empty] | 231823002.4223 | 144440308.1936 | 49610950.1124 | 11851261.8206 | 1785297.1126 | 0 | 26039.2167 | 2290848.6243 | 35532.0524 | 21335.9282 | 21761429.3615 | 0 | 0 | 0
1014 |  | 366 | Underground Conduit
1015 |  |  |  | Demand Primary | F20 | 1 | 121146879.7426 | 57986865.027 | 40929997.7794 | 9777521.271 | 68457.7302 | 0 | 21482.8597 | 1889994.6261 | 29314.6336 | 17602.5553 | 10425643.2604 | 0 | 0 | 0 | 1473
1016 |  |  |  | Demand Secondary | F22 | 1 | 76154509.5635 | 67810574.8793 | 0 | 0 | 0 | 0 | 0 | 0 | 0 | 0 | 8343934.6843 | 0 | 0 | 0
1017 |  |  |  | Assigned | A | 1 | 25971 | 0 | 0 | 0 | 25971 | 0 | 0 | 0 | 0 | 0 | 0 | 0 | 0 | 0
1018 | [6 empty] | 197327360.3062 | 125797439.9062 | 40929997.7794 | 9777521.271 | 94428.7302 | 0 | 21482.8597 | 1889994.6261 | 29314.6336 | 17602.5553 | 18769577.9446 | 0 | 0 | 0
1019 |  | 367 | Underground Conductors
1020 |  |  |  | Demand Primary | F20 | 1 | 373978563.1716 | 179004564.6382 | 126350276.5624 | 30183058.4831 | 211327.9651 | 0 | 66317.259 | 5834384.4774 | 90493.8253 | 54338.8187 | 32183801.1424 | 0 | 0 | 0 | 1477
1021 |  |  |  | Demand Secondary | F22 | 1 | 158310699.8338 | 140965251.1295 | 0 | 0 | 0 | 0 | 0 | 0 | 0 | 0 | 17345448.7043 | 0 | 0 | 0
1022 |  |  |  | Assigned | A | 1 | 1286359 | 0 | 0 | 0 | 1286359 | 0 | 0 | 0 | 0 | 0 | 0 | 0 | 0 | 0
1023 | [6 empty] | 533575622.0054 | 319969815.7677 | 126350276.5624 | 30183058.4831 | 1497686.9651 | 0 | 66317.259 | 5834384.4774 | 90493.8253 | 54338.8187 | 49529249.8467 | 0 | 0 | 0
1024 |  | 368 | Line Transformers
1025 |  |  |  | Demand Secondary | F21 |  | 518100945.4715 | 313790978.5322 | 128050269.3185 | 25150795.9123 | 1732564.4353 | 0 | 1051089.8828 | 9293167.8435 | 70969.8155 | 349854.2738 | 38611255.4575 | 0 | 0 | 0 | 1481
1026 |  |  |  | Assigned | A | 1 | 0 | 0 | 0 | 0 | 0 | 0 | 0 | 0 | 0 | 0 | 0 | 0 | 0 | 0
1027 | [6 empty] | 518100945.4715 | 313790978.5322 | 128050269.3185 | 25150795.9123 | 1732564.4353 | 0 | 1051089.8828 | 9293167.8435 | 70969.8155 | 349854.2738 | 38611255.4575 | 0 | 0 | 0
1028 |  | 369 | Services
1029 |  |  |  | Customer | F70 |  | 296084579.4985 | 238924479.1118 | 20292064.5358 | 1622663.5524 | 0 | 0 | 10514.6668 | 0 | 869044.9022 | 194104.1718 | 34171708.5577 | 0 | 0 | 0 | 1485
1030 |  |  |  | Assigned | A | 1 | 0 | 0 | 0 | 0 | 0 | 0 | 0 | 0 | 0 | 0 | 0 | 0 | 0 | 0
1031 | [6 empty] | 296084579.4985 | 238924479.1118 | 20292064.5358 | 1622663.5524 | 0 | 0 | 10514.6668 | 0 | 869044.9022 | 194104.1718 | 34171708.5577 | 0 | 0 | 0
1032 |  | 370 | Meters
1033 |  |  |  | Customer | F60 |  | 84870862.1723 | 60201513.6961 | 8925339.7561 | 1435192.044 | 0 | 2463108.4034 | 1209.483 | 933223.3836 | 197886.6242 | 44198.659 | 10206488.0988 | 231351.012 | 231351.012 | 0 | 1489
1034 |  |  |  | Assigned | A | 1 | 0 | 0 | 0 | 0 | 0 | 0 | 0 | 0 | 0 | 0 | 0 | 0 | 0 | 0
1035 | [6 empty] | 84870862.1723 | 60201513.6961 | 8925339.7561 | 1435192.044 | 0 | 2463108.4034 | 1209.483 | 933223.3836 | 197886.6242 | 44198.659 | 10206488.0988 | 231351.012 | 231351.012 | 0
1036 |  | 371 | Install on Customers' Premises
1037 |  |  |  | Demand Primary | F20 | 1 | 0 | 0 | 0 | 0 | 0 | 0 | 0 | 0 | 0 | 0 | 0 | 0 | 0 | 0 | 1493
1038 |  |  |  | Demand Secondary | F22 | 1 | 0 | 0 | 0 | 0 | 0 | 0 | 0 | 0 | 0 | 0 | 0 | 0 | 0 | 0
1039 |  |  |  | Assigned | A | 1 | 4280466.6154 | 0 | 0 | 0 | 4280466.6154 | 0 | 0 | 0 | 0 | 0 | 0 | 0 | 0 | 0
1040 | [6 empty] | 4280466.6154 | 0 | 0 | 0 | 4280466.6154 | 0 | 0 | 0 | 0 | 0 | 0 | 0 | 0 | 0
1041 |  | 372 | Leased Property
1042 |  |  |  | Demand Primary | F20 | 0 | 0 | 0 | 0 | 0 | 0 | 0 | 0 | 0 | 0 | 0 | 0 | 0 | 0 | 0 | 1497
1043 |  |  |  | Demand Secondary | F22 | 0 | 0 | 0 | 0 | 0 | 0 | 0 | 0 | 0 | 0 | 0 | 0 | 0 | 0 | 0
1044 |  |  |  | Assigned | A | 0 | 0 | 0 | 0 | 0 | 0 | 0 | 0 | 0 | 0 | 0 | 0 | 0 | 0 | 0
1045 | [6 empty] | 0 | 0 | 0 | 0 | 0 | 0 | 0 | 0 | 0 | 0 | 0 | 0 | 0 | 0
1046
1047 |  | 373 | Street Lights |  | A | 1 | 21970455.29 | 0 | 0 | 0 | 21970455.29 | 0 | 0 | 0 | 0 | 0 | 0 | 0 | 0 | 0 | 1502
1048
1049
1050 |  | D00 | Unclassified Dist Plant - Acct 300 |  | F22 |  | 21895903.5131 | 19496859.9133 | 0 | 0 | 0 | 0 | 0 | 0 | 0 | 0 | 2399043.5998 | 0 | 0 | 0 | 1505
1051 |  | DS0 | Unclassified Dist Sub - Acct 300 |  | F20 |  | 0 | 0 | 0 | 0 | 0 | 0 | 0 | 0 | 0 | 0 | 0 | 0 | 0 | 0 | 1509
1052 |  | TOTAL DISTRIBUTION PLANT |  |  |  |  | 2844859894.9585 | 1668480409.9074 | 688442117.6989 | 155097723.2767 | 35906336.5623 | 2463108.4034 | 1341610.6775 | 34754045.742 | 1518335.8662 | 816596.5874 | 255576908.2127 | 231351.012 | 231351.012 | 0
1053
1054 |  | Distribution - METER - Unbundled |  |  |  |  | DISTRIBUTION PLANT D: GENERAL PLANT
1055
1056 |  | A |  | B | C |  | D | E | F | G | H | I | J | K | L | M | N | O | P
1057 |  | FERC ACCT |  | DESCRIPTION | COS Factor |  | Utah Jurisdiction Normalized | Residential Sch 1 | General Large Dist. Sch 6 | General +1 MW Sch 8 | Street & Area Lighting Sch. 7,11,12 | General Trans Sch 9 | General Secondary Sch 22 | Irrigation Sch 10 | Traffic Signals Sch 15 | Outdoor Lighting Sch 15 | General Small Dist. Sch 23 | Industrial Cust 1 | Industrial Cust 2
1058 |  | 389 | Land and Land Rights
1059 |  |  |  | Situs | F107D |  | 2928375.5321 | 1717461.4528 | 708652.4916 | 159650.8773 | 36960.4273 | 2535.4171 | 1380.9959 | 35774.3091 | 1562.9092 | 840.5692 | 263079.7973 | 238.1427 | 238.1427 | 0 | 1516
1060 |  |  |  | Customer - System | F42 |  | 0 | 0 | 0 | 0 | 0 | 0 | 0 | 0 | 0 | 0 | 0 | 0 | 0 | 0 | 1517
1061 |  |  |  | System Generation | F105D |  | 0 | 0 | 0 | 0 | 0 | 0 | 0 | 0 | 0 | 0 | 0 | 0 | 0 | 0 | 1518
1062 |  |  |  | System Generation | F105D |  | 0 | 0 | 0 | 0 | 0 | 0 | 0 | 0 | 0 | 0 | 0 | 0 | 0 | 0 | 1519
1063 |  |  |  | System Overheads | F102D |  | 850472.0801 | 498792.9309 | 205810.065 | 46366.5306 | 10734.2146 | 736.3473 | 401.0751 | 10389.7368 | 453.9072 | 244.1219 | 76404.8258 | 69.1625 | 69.1625 | 0 | 1520
1064 |  |  | Total Land & Land Rights |  |  |  | 3778847.6123 | 2216254.3837 | 914462.5566 | 206017.4079 | 47694.642 | 3271.7644 | 1782.071 | 46164.0459 | 2016.8163 | 1084.691 | 339484.6231 | 307.3052 | 307.3052 | 0
1065
1066 |  | 390 | Structures and Improvements
1067 |  |  |  | Situs | F107D |  | 30040755.0668 | 17618586.9176 | 7269715.135 | 1637779.3243 | 379158.729 | 26009.5889 | 14166.9535 | 366990.929 | 16033.1115 | 8622.9828 | 2698805.4188 | 2442.9882 | 2442.9882 | 0 | 1524
1068 |  |  |  | System Generation | F105D |  | 0 | 0 | 0 | 0 | 0 | 0 | 0 | 0 | 0 | 0 | 0 | 0 | 0 | 0 | 1525
1069 |  |  |  | System Generation | F105D |  | 0 | 0 | 0 | 0 | 0 | 0 | 0 | 0 | 0 | 0 | 0 | 0 | 0 | 0 | 1526
1070 |  |  |  | System Generation | F105D |  | 0 | 0 | 0 | 0 | 0 | 0 | 0 | 0 | 0 | 0 | 0 | 0 | 0 | 0 | 1527
1071 |  |  |  | Customer - System | F42 |  | 0 | 0 | 0 | 0 | 0 | 0 | 0 | 0 | 0 | 0 | 0 | 0 | 0 | 0 | 1528
1072 |  |  |  | System Generation | F102D |  | 0 | 0 | 0 | 0 | 0 | 0 | 0 | 0 | 0 | 0 | 0 | 0 | 0 | 0 | 1529
1073 |  |  |  | System Overheads | F102D |  | 10882864.0322 | 6382685.3033 | 2633599.628 | 593318.2991 | 137357.8289 | 9422.4935 | 5132.2621 | 132949.8001 | 5808.3151 | 3123.8479 | 977696.2116 | 885.0213 | 885.0213 | 0 | 1530
1074
1075 |  |  | Total Structures and Improvements |  |  |  | 40923619.099 | 24001272.2209 | 9903314.763 | 2231097.6234 | 516516.5579 | 35432.0824 | 19299.2156 | 499940.7291 | 21841.4266 | 11746.8308 | 3676501.6304 | 3328.0095 | 3328.0095 | 0
1076
1077 |  | 391 | Office Furniture & Equipment
1078 |  |  |  | Situs | F107D |  | 1373533.6333 | 805563.0309 | 332388.3911 | 74883.104 | 17336.0245 | 1189.2193 | 647.7463 | 16779.6842 | 733.0714 | 394.263 | 123395.7004 | 111.6991 | 111.6991 | 0 | 1534
1079 |  |  |  | System Generation | F105D |  | 0 | 0 | 0 | 0 | 0 | 0 | 0 | 0 | 0 | 0 | 0 | 0 | 0 | 0 | 1535
1080 |  |  |  | System Generation | F105D |  | 0 | 0 | 0 | 0 | 0 | 0 | 0 | 0 | 0 | 0 | 0 | 0 | 0 | 0 | 1536
1081 |  |  |  | Customer - System | F42 |  | 0 | 0 | 0 | 0 | 0 | 0 | 0 | 0 | 0 | 0 | 0 | 0 | 0 | 0 | 1537
1082 |  |  |  | System Generation | F105D |  | 0 | 0 | 0 | 0 | 0 | 0 | 0 | 0 | 0 | 0 | 0 | 0 | 0 | 0 | 1538
1083 |  |  |  | Energy | F30 |  | 0 | 0 | 0 | 0 | 0 | 0 | 0 | 0 | 0 | 0 | 0 | 0 | 0 | 0 | 1539
1084 |  |  |  | System Overheads | F102D |  | 6206326.2885 | 3639945.0982 | 1501900.4699 | 338360.0995 | 78333.0107 | 5373.4999 | 2926.8484 | 75819.1811 | 3312.3908 | 1781.4814 | 557564.7809 | 504.7137 | 504.7137 | 0 | 1540
1085 |  |  |  | Cholla | F10 |  | 0 | 0 | 0 | 0 | 0 | 0 | 0 | 0 | 0 | 0 | 0 | 0 | 0 | 0 | 1541
1086 |  |  |  | Simple Cycle Combustion Turbine | F10 |  | 0 | 0 | 0 | 0 | 0 | 0 | 0 | 0 | 0 | 0 | 0 | 0 | 0 | 0 | 1542
1087 |  |  | Total Office Furniture & Equipment |  |  |  | 7579859.9218 | 4445508.1292 | 1834288.861 | 413243.2035 | 95669.0352 | 6562.7192 | 3574.5947 | 92598.8654 | 4045.4622 | 2175.7443 | 680960.4814 | 616.4129 | 616.4129 | 0
1088
1089 |  | 392 | Transportation Equipment
1090 |  |  |  | Situs | F107D |  | 23413585.5896 | 13731821.7151 | 5665972.6811 | 1276475.4514 | 295514.0553 | 20271.7187 | 11041.6392 | 286030.5444 | 12496.1116 | 6720.7015 | 2103432.8706 | 1904.0504 | 1904.0504 | 0 | 1546
1091 |  |  |  | System Overheads | F102D |  | 957820.5946 | 561751.7057 | 231787.8781 | 52219.0192 | 12089.1116 | 829.2907 | 451.6997 | 11701.153 | 511.2003 | 274.9355 | 86048.8162 | 77.8923 | 77.8923 | 0 | 1547
1092 |  |  |  | System Generation | F105D |  | 0 | 0 | 0 | 0 | 0 | 0 | 0 | 0 | 0 | 0 | 0 | 0 | 0 | 0 | 1548
1093 |  |  |  | Customer - System | F42 |  | 0 | 0 | 0 | 0 | 0 | 0 | 0 | 0 | 0 | 0 | 0 | 0 | 0 | 0 | 1549
1094 |  |  |  | System Generation | F105D |  | 0 | 0 | 0 | 0 | 0 | 0 | 0 | 0 | 0 | 0 | 0 | 0 | 0 | 0 | 1550
1095 |  |  |  | Energy | F30 |  | 0 | 0 | 0 | 0 | 0 | 0 | 0 | 0 | 0 | 0 | 0 | 0 | 0 | 0 | 1551
1096 |  |  |  | System Generation | F105D |  | 0 | 0 | 0 | 0 | 0 | 0 | 0 | 0 | 0 | 0 | 0 | 0 | 0 | 0 | 1552
1097 |  |  |  | Cholla | F10 |  | 0 | 0 | 0 | 0 | 0 | 0 | 0 | 0 | 0 | 0 | 0 | 0 | 0 | 0 | 1553
1098 |  |  |  | Simple Cycle Combustion Turbine | F10 |  | 0 | 0 | 0 | 0 | 0 | 0 | 0 | 0 | 0 | 0 | 0 | 0 | 0 | 0 | 1554
1099 |  |  | Total Transportation Equipment |  |  |  | 24371406.1843 | 14293573.4208 | 5897760.5592 | 1328694.4707 | 307603.1669 | 21101.0094 | 11493.3389 | 297731.6974 | 13007.312 | 6995.637 | 2189481.6867 | 1981.9428 | 1981.9428 | 0
1100
1101 |  | 393 | Stores Equipment
1102 |  |  |  | Situs | F107D |  | 2562460.3522 | 1502856.048 | 620102.8158 | 139701.7011 | 32342.0369 | 2218.604 | 1208.4336 | 31304.1301 | 1367.6158 | 735.5358 | 230206.6599 | 208.3856 | 208.3856 | 0 | 1558
1103 |  |  |  | System Generation | F105D |  | 0 | 0 | 0 | 0 | 0 | 0 | 0 | 0 | 0 | 0 | 0 | 0 | 0 | 0 | 1559
1104 |  |  |  | System Generation | F105D |  | 0 | 0 | 0 | 0 | 0 | 0 | 0 | 0 | 0 | 0 | 0 | 0 | 0 | 0 | 1560
1105 |  |  |  | System Overheads | F102D |  | 22650.3135 | 13284.1707 | 5481.2646 | 1234.8629 | 285.8804 | 19.6109 | 10.6817 | 276.7061 | 12.0887 | 6.5016 | 2034.8619 | 1.842 | 1.842 | 0 | 1561
1106 |  |  |  | System Generation | F105D |  | 0 | 0 | 0 | 0 | 0 | 0 | 0 | 0 | 0 | 0 | 0 | 0 | 0 | 0 | 1562
1107 |  |  |  | Simple Cycle Combustion Turbine | F10 |  | 0 | 0 | 0 | 0 | 0 | 0 | 0 | 0 | 0 | 0 | 0 | 0 | 0 | 0 | 1563
1108 |  |  | Total Stores Equipment |  |  |  | 2585110.6658 | 1516140.2187 | 625584.0804 | 140936.564 | 32627.9174 | 2238.2149 | 1219.1152 | 31580.8362 | 1379.7046 | 742.0374 | 232241.5218 | 210.2276 | 210.2276 | 0 | 1564
1109
1110 |  | 394 | Tools, Shop & Garage Equipment
1111 |  |  |  | Situs | F107D |  | 9528548.7147 | 5588393.6124 | 2305861.9749 | 519482.9504 | 120264.3679 | 8249.9136 | 4493.579 | 116404.8952 | 5085.5008 | 2735.1014 | 856027.0488 | 774.885 | 774.885 | 0 | 1567
1112 |  |  |  | System Generation | F105D |  | 0 | 0 | 0 | 0 | 0 | 0 | 0 | 0 | 0 | 0 | 0 | 0 | 0 | 0 | 1568
1113 |  |  |  | System Generation | F105D |  | 0 | 0 | 0 | 0 | 0 | 0 | 0 | 0 | 0 | 0 | 0 | 0 | 0 | 0 | 1569
1114 |  |  |  | System Overheads | F102D |  | 423116.9655 | 248153.6505 | 102392.2269 | 23067.7364 | 5340.3615 | 366.3389 | 199.5382 | 5168.9809 | 225.8226 | 121.4527 | 38012.0392 | 34.4089 | 34.4089 | 0 | 1570
1115 |  |  |  | Energy | F30 |  | 0 | 0 | 0 | 0 | 0 | 0 | 0 | 0 | 0 | 0 | 0 | 0 | 0 | 0 | 1571
1116 |  |  |  | System Generation | F105D |  | 0 | 0 | 0 | 0 | 0 | 0 | 0 | 0 | 0 | 0 | 0 | 0 | 0 | 0 | 1572
1117 |  |  |  | Cholla | F10 |  | 0 | 0 | 0 | 0 | 0 | 0 | 0 | 0 | 0 | 0 | 0 | 0 | 0 | 0 | 1573
1118 |  |  |  | Simple Cycle Combustion Turbine | F10 |  | 0 | 0 | 0 | 0 | 0 | 0 | 0 | 0 | 0 | 0 | 0 | 0 | 0 | 0 | 1574
1119 |  |  | Total Tools, Shop & Garage Equipment |  |  |  | 9951665.6802 | 5836547.2629 | 2408254.2018 | 542550.6868 | 125604.7294 | 8616.2526 | 4693.1172 | 121573.8761 | 5311.3234 | 2856.5541 | 894039.088 | 809.294 | 809.294 | 0
1120
1121 |  | 395 | Laboratory Equipment
1122 |  |  |  | Situs | F107D |  | 4924553.8344 | 2888199.0339 | 1191717.8334 | 268479.6848 | 62155.1479 | 4263.7284 | 2322.3759 | 60160.4914 | 2628.2935 | 1413.5578 | 442412.7338 | 400.4768 | 400.4768 | 0 | 1578
1123 |  |  |  | System Generation | F105D |  | 0 | 0 | 0 | 0 | 0 | 0 | 0 | 0 | 0 | 0 | 0 | 0 | 0 | 0 | 1579
1124 |  |  |  | System Generation | F105D |  | 0 | 0 | 0 | 0 | 0 | 0 | 0 | 0 | 0 | 0 | 0 | 0 | 0 | 0 | 1580
1125 |  |  |  | System Overheads | F102D |  | 554718.4885 | 325336.5597 | 134239.1489 | 30242.4646 | 7001.3672 | 480.2809 | 261.6003 | 6776.6823 | 296.0599 | 159.228 | 49834.8746 | 45.1111 | 45.1111 | 0 | 1581
1126 |  |  |  | Energy | F30 |  | 0 | 0 | 0 | 0 | 0 | 0 | 0 | 0 | 0 | 0 | 0 | 0 | 0 | 0 | 1582
1127 |  |  |  | System Generation | F105D |  | 0 | 0 | 0 | 0 | 0 | 0 | 0 | 0 | 0 | 0 | 0 | 0 | 0 | 0 | 1583
1128 |  |  |  | Cholla | F10 |  | 0 | 0 | 0 | 0 | 0 | 0 | 0 | 0 | 0 | 0 | 0 | 0 | 0 | 0 | 1584
1129 |  |  |  | Simple Cycle Combustion Turbine | F10 |  | 0 | 0 | 0 | 0 | 0 | 0 | 0 | 0 | 0 | 0 | 0 | 0 | 0 | 0 | 1585
1130 |  |  | Total Laboratory Equipment |  |  |  | 5479272.3228 | 3213535.5936 | 1325956.9823 | 298722.1494 | 69156.515 | 4744.0093 | 2583.9762 | 66937.1737 | 2924.3534 | 1572.7857 | 492247.6084 | 445.5879 | 445.5879 | 0
1131
1132 |  | 396 | Power Operated Equipment
1133 |  |  |  | Situs | F107D |  | 33054344.7374 | 19386025.5665 | 7998989.0295 | 1802075.9554 | 417194.6847 | 28618.7852 | 15588.1356 | 403806.2511 | 17641.5005 | 9488.0121 | 2969540.6955 | 2688.0607 | 2688.0607 | 0 | 1589
1134 |  |  |  | System Generation | F105D |  | 0 | 0 | 0 | 0 | 0 | 0 | 0 | 0 | 0 | 0 | 0 | 0 | 0 | 0 | 1590
1135 |  |  |  | System Generation | F105D |  | 0 | 0 | 0 | 0 | 0 | 0 | 0 | 0 | 0 | 0 | 0 | 0 | 0 | 0 | 1591
1136 |  |  |  | System Overheads | F102D |  | 490335.2928 | 287576.4925 | 118658.7318 | 26732.3841 | 6188.7561 | 424.5372 | 231.2378 | 5990.1492 | 261.6978 | 140.7472 | 44050.8084 | 39.8753 | 39.8753 | 0 | 1592
1137 |  |  |  | System Generation | F105D |  | 0 | 0 | 0 | 0 | 0 | 0 | 0 | 0 | 0 | 0 | 0 | 0 | 0 | 0 | 1593
1138 |  |  |  | Energy | F30 |  | 0 | 0 | 0 | 0 | 0 | 0 | 0 | 0 | 0 | 0 | 0 | 0 | 0 | 0 | 1594
1139 |  |  |  | Cholla | F10 |  | 0 | 0 | 0 | 0 | 0 | 0 | 0 | 0 | 0 | 0 | 0 | 0 | 0 | 0 | 1595
1140 |  |  |  | Simple Cycle Combustion Turbine | F10 |  | 0 | 0 | 0 | 0 | 0 | 0 | 0 | 0 | 0 | 0 | 0 | 0 | 0 | 0 | 1596
1141 |  |  | Total Power Operated Equipment |  |  |  | 33544680.0302 | 19673602.059 | 8117647.7613 | 1828808.3395 | 423383.4408 | 29043.3225 | 15819.3734 | 409796.4002 | 17903.1983 | 9628.7593 | 3013591.5039 | 2727.936 | 2727.936 | 0
1142
1143 |  | 397 | Communication Equipment
1144 |  |  |  | Situs | F107D |  | 41768315.2103 | 24496677.6068 | 10107727.0719 | 2277149.2563 | 527177.8713 | 36163.4288 | 19697.5667 | 510259.9042 | 22292.2511 | 11989.2947 | 3752387.554 | 3396.7022 | 3396.7022 | 0 | 1600
1145 |  |  |  | System Generation | F105D |  | 0 | 0 | 0 | 0 | 0 | 0 | 0 | 0 | 0 | 0 | 0 | 0 | 0 | 0 | 1601
1146 |  |  |  | System Generation | F105D |  | 0 | 0 | 0 | 0 | 0 | 0 | 0 | 0 | 0 | 0 | 0 | 0 | 0 | 0 | 1602
1147 |  |  |  | System Overheads | F102D |  | 9867811.8362 | 5787367.8653 | 2387961.9835 | 537979.0942 | 124546.3699 | 8543.6511 | 4653.5725 | 120549.481 | 5266.5696 | 2832.4845 | 886505.8151 | 802.4748 | 802.4748 | 0 | 1603
1148 |  |  |  | Customer - System | F42 |  | 0 | 0 | 0 | 0 | 0 | 0 | 0 | 0 | 0 | 0 | 0 | 0 | 0 | 0 | 1604
1149 |  |  |  | System Generation | F105D |  | 0 | 0 | 0 | 0 | 0 | 0 | 0 | 0 | 0 | 0 | 0 | 0 | 0 | 0 | 1605
1150 |  |  |  | Energy | F30 |  | 0 | 0 | 0 | 0 | 0 | 0 | 0 | 0 | 0 | 0 | 0 | 0 | 0 | 0 | 1606
1151 |  |  |  | Cholla | F10 |  | 0 | 0 | 0 | 0 | 0 | 0 | 0 | 0 | 0 | 0 | 0 | 0 | 0 | 0 | 1607
1152 |  |  |  | Simple Cycle Combustion Turbine | F10 |  | 0 | 0 | 0 | 0 | 0 | 0 | 0 | 0 | 0 | 0 | 0 | 0 | 0 | 0 | 1608
1153 |  |  | Total Communication Equipment |  |  |  | 51636127.0465 | 30284045.4721 | 12495689.0554 | 2815128.3506 | 651724.2413 | 44707.0798 | 24351.1392 | 630809.3852 | 27558.8207 | 14821.7792 | 4638893.3691 | 4199.177 | 4199.177 | 0
1154
1155 |  | Distribution - METER - Unbundled |  |  |  |  | D: GENERAL PLANT
1156
1157 |  | A |  | B | C |  | D | E | F | G | H | I | J | K | L | M | N | O | P
1158 |  | FERC ACCT |  | DESCRIPTION | COS Factor |  | Utah Jurisdiction Normalized | Residential Sch 1 | General Large Dist. Sch 6 | General +1 MW Sch 8 | Street & Area Lighting Sch. 7,11,12 | General Trans Sch 9 | General Secondary Sch 22 | Irrigation Sch 10 | Traffic Signals Sch 15 | Outdoor Lighting Sch 15 | General Small Dist. Sch 23 | Industrial Cust 1 | Industrial Cust 2
1159 |  | 398 | Misc. Equipment
1160 |  |  |  | Situs | F107D |  | 734092.7031 | 430537.6502 | 177646.8275 | 40021.6922 | 9265.3349 | 635.5849 | 346.1916 | 8967.9957 | 391.7941 | 210.716 | 65949.5196 | 59.6982 | 59.6982 | 0 | 1612
1161 |  |  |  | System Generation | F105D |  | 0 | 0 | 0 | 0 | 0 | 0 | 0 | 0 | 0 | 0 | 0 | 0 | 0 | 0 | 1613
1162 |  |  |  | System Generation | F105D |  | 0 | 0 | 0 | 0 | 0 | 0 | 0 | 0 | 0 | 0 | 0 | 0 | 0 | 0 | 1614
1163 |  |  |  | Customer - System | F42 |  | 0 | 0 | 0 | 0 | 0 | 0 | 0 | 0 | 0 | 0 | 0 | 0 | 0 | 0 | 1615
1164 |  |  |  | System Overheads | F102D |  | 296971.9858 | 174170.9465 | 71865.7615 | 16190.4911 | 3748.2254 | 257.1213 | 140.0494 | 3627.9389 | 158.4975 | 85.2437 | 26679.4094 | 24.1505 | 24.1505 | 0 | 1616
1165 |  |  |  | System Energy | F30 |  | 0 | 0 | 0 | 0 | 0 | 0 | 0 | 0 | 0 | 0 | 0 | 0 | 0 | 0 | 1617
1166 |  |  |  | Simple Cycle Combustion Turbine | F105D |  | 0 | 0 | 0 | 0 | 0 | 0 | 0 | 0 | 0 | 0 | 0 | 0 | 0 | 0 | 1618
1167 |  |  | Total Misc. Equipment |  |  |  | 1031064.689 | 604708.5967 | 249512.5891 | 56212.1833 | 13013.5603 | 892.7062 | 486.241 | 12595.9347 | 550.2916 | 295.9597 | 92628.9291 | 83.8487 | 83.8487 | 0
1168
1169 |  | 399 | Coal Mine |  | F30 |  | 0 | 0 | 0 | 0 | 0 | 0 | 0 | 0 | 0 | 0 | 0 | 0 | 0 | 0 | 1626
1170 |  | 399L | WIDCO Capital Lease |  | F30 |  | 0 | 0 | 0 | 0 | 0 | 0 | 0 | 0 | 0 | 0 | 0 | 0 | 0 | 0 | 1629
1171 |  |  | Remove Capital Lease |  | F30 |  | 0 | 0 | 0 | 0 | 0 | 0 | 0 | 0 | 0 | 0 | 0 | 0 | 0 | 0 | 1632
1172
1173 |  | 390L | General Capital Lease
1174 |  |  |  | Situs | F107D |  | 4049624.3137 | 2375062.0714 | 979989.188 | 220779.7693 | 51112.2442 | 3506.2056 | 1909.7669 | 49471.9718 | 2161.3331 | 1162.4156 | 363810.6971 | 329.3254 | 329.3254 | 0 | 1637
1175 |  |  |  | System Generation | F105D |  | 0 | 0 | 0 | 0 | 0 | 0 | 0 | 0 | 0 | 0 | 0 | 0 | 0 | 0 | 1638
1176 |  |  |  | System Overheads | F102D |  | -577621.6233 | -338769.0074 | -139781.595 | -31491.111 | -7290.4386 | -500.1106 | -272.4012 | -7056.477 | -308.2836 | -165.8021 | -51892.4496 | -46.9736 | -46.9736 | 0 | 1639
1177
1178 |  |  | Remove Capital Lease |  |  |  | -3472002.6904 | -2036293.064 | -840207.593 | -189288.6583 | -43821.8056 | -3006.095 | -1637.3657 | -42415.4949 | -1853.0495 | -996.6134 | -311918.2475 | -282.3518 | -282.3518
1179
1180 |  | 392L | General Vehicles Capital Lease |  | F30 |  | 0 | 0 | 0 | 0 | 0 | 0 | 0 | 0 | 0 | 0 | 0 | 0 | 0 | 0 | 1646
1181 |  |  | Remove Capital Lease |  | F30 |  | 0 | 0 | 0 | 0 | 0 | 0 | 0 | 0 | 0 | 0 | 0 | 0 | 0 | 0 | 1649
1182
1183 |  | G00 | Unclassified Gen Plant - Acct 300 |  | F102D |  | 1110907.9947 | 651535.8558 | 268834.2768 | 60565.127 | 14021.3008 | 961.8354 | 523.8944 | 13571.3352 | 592.9049 | 318.8782 | 99801.9028 | 90.3418 | 90.3418 | 0 | 1659
1184 |  | GV0 | Unclassified Gen Veh - Acct 300 |  | F102D |  | 0 | 0 | 0 | 0 | 0 | 0 | 0 | 0 | 0 | 0 | 0 | 0 | 0 | 0 | 1667
1185
1186 |  | TOTAL GENERAL PLANT |  |  |  |  | 181992561.2465 | 106736723.2132 | 44041305.6868 | 9921976.106 | 2297015.107 | 157570.9959 | 85826.0766 | 2223300.279 | 97131.614 | 52239.6568 | 16349872.3447 | 14800.0832 | 14800.0832 | 0
1187
1188
1189
1190 | [6 empty] | D: INTANGIBLE PLANT
1191
1192 |  | 301 | Organization
1193 |  |  |  | Situs | F107D |  | 0 | 0 | 0 | 0 | 0 | 0 | 0 | 0 | 0 | 0 | 0 | 0 | 0 | 0 | 1672
1194 |  |  |  | System Overheads | F102D |  | 0 | 0 | 0 | 0 | 0 | 0 | 0 | 0 | 0 | 0 | 0 | 0 | 0 | 0 | 1673
1195 |  |  |  | System Generation | F105D |  | 0 | 0 | 0 | 0 | 0 | 0 | 0 | 0 | 0 | 0 | 0 | 0 | 0 | 0 | 1674
1196 |  |  | Total Organization |  |  |  | 0 | 0 | 0 | 0 | 0 | 0 | 0 | 0 | 0 | 0 | 0 | 0 | 0 | 0
1197
1198 |  | 302 | Franchise & Consent
1199 |  |  |  | Situs | F107D |  | 0 | 0 | 0 | 0 | 0 | 0 | 0 | 0 | 0 | 0 | 0 | 0 | 0 | 0 | 1677
1200 |  |  |  | System Generation | F105D |  | 0 | 0 | 0 | 0 | 0 | 0 | 0 | 0 | 0 | 0 | 0 | 0 | 0 | 0 | 1678
1201 |  |  |  | System Generation | F105D |  | 0 | 0 | 0 | 0 | 0 | 0 | 0 | 0 | 0 | 0 | 0 | 0 | 0 | 0 | 1679
1202 |  |  |  | System Generation | F105D |  | 0 | 0 | 0 | 0 | 0 | 0 | 0 | 0 | 0 | 0 | 0 | 0 | 0 | 0 | 1680
1203 |  |  |  | System Generation | F105D |  | 0 | 0 | 0 | 0 | 0 | 0 | 0 | 0 | 0 | 0 | 0 | 0 | 0 | 0 | 1681
1204 |  |  |  | System Generation | F105D |  | 0 | 0 | 0 | 0 | 0 | 0 | 0 | 0 | 0 | 0 | 0 | 0 | 0 | 0 | 1682
1205 |  |  | Total Franchise & Consent |  |  |  | 0 | 0 | 0 | 0 | 0 | 0 | 0 | 0 | 0 | 0 | 0 | 0 | 0 | 0
1206
1207 |  | 303 | Miscellaneous Intangible Plant
1208 |  |  |  | Situs | F107D |  | -2270257.4957 | -1331482.1457 | -549391.1601 | -123771.2161 | -28654.005 | -1965.6118 | -1070.6333 | -27734.4529 | -1211.6637 | -651.6611 | -203955.7001 | -184.6229 | -184.6229 | 0 | 1686
1209 |  |  |  | System Generation | F105D |  | 0 | 0 | 0 | 0 | 0 | 0 | 0 | 0 | 0 | 0 | 0 | 0 | 0 | 0 | 1687
1210 |  |  |  | System Overheads | F102D |  | 41885302.9313 | 24565289.6748 | 10136037.5256 | 2283527.2608 | 528654.4293 | 36264.7179 | 19752.7371 | 511689.0771 | 22354.6888 | 12022.8752 | 3762897.5127 | 3406.216 | 3406.216 | 0 | 1688
1211 |  |  |  | Energy | F30 |  | 0 | 0 | 0 | 0 | 0 | 0 | 0 | 0 | 0 | 0 | 0 | 0 | 0 | 0 | 1689
1212 |  |  |  | Customer - System | F42 |  | 0 | 0 | 0 | 0 | 0 | 0 | 0 | 0 | 0 | 0 | 0 | 0 | 0 | 0 | 1690
1213 |  |  |  | Simple Cycle Combustion Turbine | F10 |  | 0 | 0 | 0 | 0 | 0 | 0 | 0 | 0 | 0 | 0 | 0 | 0 | 0 | 0 | 1691
1214 |  |  |  | System Generation | F105D |  | 0 | 0 | 0 | 0 | 0 | 0 | 0 | 0 | 0 | 0 | 0 | 0 | 0 | 0 | 1692
1215 |  |  | Total Miscellaneous Intangible Plant |  |  |  | 39615045.4356 | 23233807.5291 | 9586646.3655 | 2159756.0447 | 500000.4242 | 34299.1061 | 18682.1038 | 483954.6241 | 21143.0252 | 11371.2141 | 3558941.8126 | 3221.593 | 3221.593 | 0
1216
1217 |  | I00 | Unclass Intangible Plant - Acct 300 |  | F102D |  | 0 | 0 | 0 | 0 | 0 | 0 | 0 | 0 | 0 | 0 | 0 | 0 | 0 | 0 | 1703
1218
1219 |  | TOTAL INTANGIBLE PLANT |  |  |  |  | 39615045.4356 | 23233807.5291 | 9586646.3655 | 2159756.0447 | 500000.4242 | 34299.1061 | 18682.1038 | 483954.6241 | 21143.0252 | 11371.2141 | 3558941.8126 | 3221.593 | 3221.593 | 0
1220
1221
1222 |  | TOTAL ELECTRIC PLANT IN SERVICE |  |  |  |  | 3066467501.6405 | 1798450940.6498 | 742070069.7512 | 167179455.4274 | 38703352.0936 | 2654978.5054 | 1446118.858 | 37461300.6451 | 1636610.5053 | 880207.4582 | 275485722.3699 | 249372.6883 | 249372.6883 | 0
1223
1224
1225 |  | Distribution - METER - Unbundled |  |  |  |  | D: MISC RATE BASE
1226
1227 |  | A |  | B | C |  | D | E | F | G | H | I | J | K | L | M | N | O | P
1228 |  | FERC ACCT |  | DESCRIPTION | COS Factor |  | Utah Jurisdiction Normalized | Residential Sch 1 | General Large Dist. Sch 6 | General +1 MW Sch 8 | Street & Area Lighting Sch. 7,11,12 | General Trans Sch 9 | General Secondary Sch 22 | Irrigation Sch 10 | Traffic Signals Sch 15 | Outdoor Lighting Sch 15 | General Small Dist. Sch 23 | Industrial Cust 1 | Industrial Cust 2
1229 |  | 105 | Plant Held For Future Use
1230 |  |  |  | Situs | F20 |  | 5750021.0062 | 2752243.3322 | 1942669.4894 | 464072.6432 | 3249.2243 | 0 | 1019.6457 | 89705.2307 | 1391.3669 | 835.474 | 494834.5998 | 0 | 0 | 0 | 1711
1231 |  |  |  | System Generation | F10 |  | 0 | 0 | 0 | 0 | 0 | 0 | 0 | 0 | 0 | 0 | 0 | 0 | 0 | 0 | 1712
1232 |  |  |  | System Generation | F10 |  | 0 | 0 | 0 | 0 | 0 | 0 | 0 | 0 | 0 | 0 | 0 | 0 | 0 | 0 | 1713
1233 |  |  |  | System Generation | F10 |  | 0 | 0 | 0 | 0 | 0 | 0 | 0 | 0 | 0 | 0 | 0 | 0 | 0 | 0 | 1714
1234 |  |  |  | Energy | F30 |  | 0 | 0 | 0 | 0 | 0 | 0 | 0 | 0 | 0 | 0 | 0 | 0 | 0 | 0 | 1715
1235 |  |  |  | General | F102 |  | 0 | 0 | 0 | 0 | 0 | 0 | 0 | 0 | 0 | 0 | 0 | 0 | 0 | 0 | 1716
1236 |  |  | Total Plant Held For Future Use |  |  |  | 5750021.0062 | 2752243.3322 | 1942669.4894 | 464072.6432 | 3249.2243 | 0 | 1019.6457 | 89705.2307 | 1391.3669 | 835.474 | 494834.5998 | 0 | 0 | 0
1237
1238 |  | 114 | Electric Plant Acquisition Adjust |  | F10 |  | 0 | 0 | 0 | 0 | 0 | 0 | 0 | 0 | 0 | 0 | 0 | 0 | 0 | 0 | 1723
1239
1240 |  | 115 | Accum Prov for Asset Acquisition Adj |  | F10 |  | 0 | 0 | 0 | 0 | 0 | 0 | 0 | 0 | 0 | 0 | 0 | 0 | 0 | 0 | 1729
1241
1242 |  | 128 | Pensions |  | F102D |  | 0 | 0 | 0 | 0 | 0 | 0 | 0 | 0 | 0 | 0 | 0 | 0 | 0 | 0 | 1732
1243
1244 |  | 124 | Weatherization |  | F11 |  | 0 | 0 | 0 | 0 | 0 | 0 | 0 | 0 | 0 | 0 | 0 | 0 | 0 | 0 | 1754
1245
1246 |  | 151 | Fuel Stock |  | F30 |  | 0 | 0 | 0 | 0 | 0 | 0 | 0 | 0 | 0 | 0 | 0 | 0 | 0 | 0 | 1757
1247 |  |  |  | Cholla | F30 |  | 0 | 0 | 0 | 0 | 0 | 0 | 0 | 0 | 0 | 0 | 0 | 0 | 0 | 0 | 1759
1248 |  |  |  | Total Fuel Stock |  |  | 0 | 0 | 0 | 0 | 0 | 0 | 0 | 0 | 0 | 0 | 0 | 0 | 0 | 0
1249
1250 |  | 152 | Fuel Stock - Undistributed |  | F30 |  | 0 | 0 | 0 | 0 | 0 | 0 | 0 | 0 | 0 | 0 | 0 | 0 | 0 | 0 | 1763
1251
1252 |  | 25316 | DG&T Working Capital Deposit |  | F30 |  | 0 | 0 | 0 | 0 | 0 | 0 | 0 | 0 | 0 | 0 | 0 | 0 | 0 | 0 | 1768
1253
1254 |  | 25317 | DG&T Working Capital Deposit |  | F30 |  | 0 | 0 | 0 | 0 | 0 | 0 | 0 | 0 | 0 | 0 | 0 | 0 | 0 | 0 | 1772
1255
1256 |  | 25319 | Provo Working Capital Deposit |  | F30 |  | 0 | 0 | 0 | 0 | 0 | 0 | 0 | 0 | 0 | 0 | 0 | 0 | 0 | 0 | 1776
1257
1258 |  | 154 | Materials and Supplies |  | F102D |  | 12820931.5312 | 7519341.5094 | 3102602.4409 | 698978.9881 | 161819.1052 | 11100.4919 | 6046.2375 | 156626.0756 | 6842.685 | 3680.1563 | 1151808.5818 | 1042.6297 | 1042.6297 | 0 | 1794
1259
1260 |  | 163 | Stores Expense Undistributed |  | F102D |  | 0 | 0 | 0 | 0 | 0 | 0 | 0 | 0 | 0 | 0 | 0 | 0 | 0 | 0 | 1797
1261
1262 |  | 25318 | Provo Working Capital Deposit |  | F102D |  | -15154.1556 | -8887.7529 | -3667.2312 | -826.1831 | -191.2678 | -13.1206 | -7.1466 | -185.1298 | -8.088 | -4.3499 | -1361.4211 | -1.2324 | -1.2324 | 0 | 1802
1263
1264 |  | 165 | Prepayments |  | F102D |  | 0 | 0 | 0 | 0 | 0 | 0 | 0 | 0 | 0 | 0 | 0 | 0 | 0 | 0 | 1809
1265 |  |  |  | General Plant | F102D |  | 628925.8782 | 368858.4134 | 152196.9726 | 34288.1461 | 7937.9741 | 544.5304 | 296.5959 | 7683.2321 | 335.6653 | 180.5287 | 56501.5282 | 51.1458 | 51.1458 | 0 | 1810
1266 |  |  |  | System Generation | F102D |  | 0 | 0 | 0 | 0 | 0 | 0 | 0 | 0 | 0 | 0 | 0 | 0 | 0 | 0 | 1811
1267 |  |  |  | System Energy | F30 |  | 0 | 0 | 0 | 0 | 0 | 0 | 0 | 0 | 0 | 0 | 0 | 0 | 0 | 0 | 1812
1268 |  |  |  | System Overheads | F102D |  | 2417579.991 | 1417885.2398 | 585042.4802 | 131803.0294 | 30513.4327 | 2093.1652 | 1140.1093 | 29534.2086 | 1290.2915 | 693.949 | 217190.8784 | 196.6036 | 196.6036 | 0 | 1813
1269 |  |  |  | Total Prepayments |  |  | 3046505.8692 | 1786743.6532 | 737239.4528 | 166091.1756 | 38451.4068 | 2637.6955 | 1436.7051 | 37217.4407 | 1625.9567 | 874.4776 | 273692.4065 | 247.7494 | 247.7494 | 0
1270
1271 |  | 182 | Misc Regulatory Assets |  | F102D |  | -481889.538 | -282623.1462 | -116614.9007 | -26271.9336 | -6082.1582 | -417.2248 | -227.2548 | -5886.9722 | -257.1902 | -138.3229 | -43292.0575 | -39.1884 | -39.1884 | 0 | 1817
1272 |  |  |  | System Generation | F102D |  | 0 | 0 | 0 | 0 | 0 | 0 | 0 | 0 | 0 | 0 | 0 | 0 | 0 | 0 | 1818
1273 |  |  |  | Simple Cycle Combustion Turbine | F102D |  | 0 | 0 | 0 | 0 | 0 | 0 | 0 | 0 | 0 | 0 | 0 | 0 | 0 | 0 | 1819
1274 |  |  |  | System Generation | F102D |  | 0 | 0 | 0 | 0 | 0 | 0 | 0 | 0 | 0 | 0 | 0 | 0 | 0 | 0 | 1820
1275 |  |  |  | Energy | F30 |  | 0 | 0 | 0 | 0 | 0 | 0 | 0 | 0 | 0 | 0 | 0 | 0 | 0 | 0 | 1821
1276 |  |  |  | System Generation | F102D |  | 0 | 0 | 0 | 0 | 0 | 0 | 0 | 0 | 0 | 0 | 0 | 0 | 0 | 0 | 1822
1277 |  |  |  | System Overheads | F102D |  | 78864770.6797 | 46253358.608 | 19084887.0395 | 4299595.3512 | 995389.9677 | 68281.9142 | 37191.9259 | 963446.3379 | 42091.0745 | 22637.5656 | 7085063.9404 | 6413.4774 | 6413.4774 | 0 | 1823
1278 |  |  |  | Total Misc Regulatory Assets |  |  | 78382881.1417 | 45970735.4618 | 18968272.1389 | 4273323.4176 | 989307.8095 | 67864.6894 | 36964.6711 | 957559.3657 | 41833.8843 | 22499.2427 | 7041771.8829 | 6374.2889 | 6374.2889 | 0
1279
1280 |  | 186 | Misc Deferred Debits |  | F102D |  | 0 | 0 | 0 | 0 | 0 | 0 | 0 | 0 | 0 | 0 | 0 | 0 | 0 | 0 | 1827
1281 |  |  |  | System Generation | F102D |  | 0 | 0 | 0 | 0 | 0 | 0 | 0 | 0 | 0 | 0 | 0 | 0 | 0 | 0 | 1828
1282 |  |  |  | System Generation | F102D |  | 0 | 0 | 0 | 0 | 0 | 0 | 0 | 0 | 0 | 0 | 0 | 0 | 0 | 0 | 1829
1283 |  |  |  | System Generation | F102D |  | 0 | 0 | 0 | 0 | 0 | 0 | 0 | 0 | 0 | 0 | 0 | 0 | 0 | 0 | 1830
1284 |  |  |  | System Overheads | F102D |  | 38952.5091 | 22845.237 | 9426.3158 | 2123.6355 | 491.6382 | 33.7255 | 18.3697 | 475.8608 | 20.7894 | 11.181 | 3499.4208 | 3.1677 | 3.1677 | 0 | 1831
1285 |  |  |  | System Energy | F30 |  | 0 | 0 | 0 | 0 | 0 | 0 | 0 | 0 | 0 | 0 | 0 | 0 | 0 | 0 | 1832
1286 |  |  |  | System Net Steam Plant | F102D |  | 0 | 0 | 0 | 0 | 0 | 0 | 0 | 0 | 0 | 0 | 0 | 0 | 0 | 0 | 1833
1287 |  |  |  | Excise Tax | F102D |  | 0 | 0 | 0 | 0 | 0 | 0 | 0 | 0 | 0 | 0 | 0 | 0 | 0 | 0 | 1834
1288 |  |  |  | Total Misc Deferred Debits |  |  | 38952.5091 | 22845.237 | 9426.3158 | 2123.6355 | 491.6382 | 33.7255 | 18.3697 | 475.8608 | 20.7894 | 11.181 | 3499.4208 | 3.1677 | 3.1677 | 0
1289
1290 |  | CWC | Cash Working Capital |  |  |  | 1607389.1657 | 865922.8725 | 438747.3983 | 97755.2971 | 28888.1903 | 4338.3098 | 501.5946 | 18480.4287 | 911.9362 | 579.1828 | 150015.6834 | 618.7679 | 629.504 | 0
1291
1292 |  | OWC | Other Working Capital |  | F137D |  | 2961009.9808 | 1622902.8063 | 761046.2287 | 179031.7007 | 75611.9084 | 15783.7172 | 463.3412 | 34377.647 | 1578.2955 | 577.8827 | 265769.4714 | 1921.8156 | 1945.1661 | 0 | 1854
1293 |  |  |  | Total Other Working Capital |  |  | 2961009.9808 | 1622902.8063 | 761046.2287 | 179031.7007 | 75611.9084 | 15783.7172 | 463.3412 | 34377.647 | 1578.2955 | 577.8827 | 265769.4714 | 1921.8156 | 1945.1661 | 0
1294
1295 |  | 18222 | Nuclear Plant |  | F10 |  | 0 | 0 | 0 | 0 | 0 | 0 | 0 | 0 | 0 | 0 | 0 | 0 | 0 | 0 | 1868
1296
1297 |  | 1869 | Misc Deferred Debits-Trojan |  | F10 |  | 0 | 0 | 0 | 0 | 0 | 0 | 0 | 0 | 0 | 0 | 0 | 0 | 0 | 0 | 1873
1298
1299 |  | 141 | Impact Housing - Notes Receivable |  | F30 |  | 0 | 0 | 0 | 0 | 0 | 0 | 0 | 0 | 0 | 0 | 0 | 0 | 0 | 0 | 1876
1300 |  | TOTAL RATE BASE ADDITIONS |  |  |  |  | 104592537.0483 | 60531847.1194 | 25956336.2337 | 5880550.6748 | 1297628.0149 | 101745.5087 | 46443.4183 | 1294256.9194 | 54196.8262 | 29053.2472 | 9380030.6256 | 10207.1868 | 10241.2734 | 0
1301
1302 |  | Distribution - METER - Unbundled
1303
1304 |  | A |  | B | C |  | D | E | F | G | H | I | J | K | L | M | N | O | P
1305 |  | FERC ACCT |  | DESCRIPTION | COS Factor |  | Utah Jurisdiction Normalized | Residential Sch 1 | General Large Dist. Sch 6 | General +1 MW Sch 8 | Street & Area Lighting Sch. 7,11,12 | General Trans Sch 9 | General Secondary Sch 22 | Irrigation Sch 10 | Traffic Signals Sch 15 | Outdoor Lighting Sch 15 | General Small Dist. Sch 23 | Industrial Cust 1 | Industrial Cust 2
1306
1307 |  | 235 | Customer Service Deposits |  | F51 |  | 0 | 0 | 0 | 0 | 0 | 0 | 0 | 0 | 0 | 0 | 0 | 0 | 0 | 0 | 1886
1308
1309 |  | 2281 | Accum Prov for Property Insurance |  | F102D |  | -840838.8177 | -493143.1238 | -203478.8628 | -45841.3388 | -10612.6286 | -728.0067 | -396.5321 | -10272.0527 | -448.7658 | -241.3567 | -75539.3915 | -68.3791 | -68.3791 | 0 | 1891
1310
1311 |  | 2282 | Accum Prov for Injuries & Damages |  | F102D |  | 482564.4973 | 283019.0027 | 116778.2375 | 26308.7314 | 6090.6772 | 417.8092 | 227.5731 | 5895.2178 | 257.5505 | 138.5167 | 43352.6946 | 39.2433 | 39.2433 | 0 | 1895
1312
1313 |  | 2283 | Accum Prov for Pension & Benefits |  | F102D |  | -28077669.3471 | -16467257.7881 | -6794658.0356 | -1530754.6774 | -354381.6858 | -24309.9294 | -13241.1797 | -343009.0201 | -14985.3891 | -8059.4932 | -2522445.4583 | -2283.3452 | -2283.3452 | 0 | 1900
1314
1315 |  | 25335 | Accum Prov for Pension & Benefits |  | F30 |  | 0 | 0 | 0 | 0 | 0 | 0 | 0 | 0 | 0 | 0 | 0 | 0 | 0 | 0 | 1905
1316
1317 |  | 22844 | Accum Hydro Relicensing Obligation |  | F10 |  | 0 | 0 | 0 | 0 | 0 | 0 | 0 | 0 | 0 | 0 | 0 | 0 | 0 | 0 | 1909
1318
1319 |  | 254 | Reg Liabilities - Insurance Provision |  | F30 |  | -90392.2264 | -26272.9017 | -25145.1719 | -7888.6408 | -319.0095 | -18540.1698 | -99.5252 | -910.92 | -30.4524 | -67.3393 | -5534.6122 | -2379.5926 | -3203.8909 | 0 | 1912
1320 |  | 254 |  | Situs | F102D |  | 0 | 0 | 0 | 0 | 0 | 0 | 0 | 0 | 0 | 0 | 0 | 0 | 0 | 0 | 1913
1321
1322 |  | 22842 | Accum Misc Oper Prov - Trojan |  | F10 |  | 0 | 0 | 0 | 0 | 0 | 0 | 0 | 0 | 0 | 0 | 0 | 0 | 0 | 0 | 1918
1323
1324 |  | 252 | Customer Advances for Const |  | F50 |  | -8648118.9308 | -4284181.4337 | -179823.5675 | -620652.2092 | -85904.3808 | -1577286.3239 | 0 | -113941.752 | -41988.8499 | -62760.7381 | -1681579.6756 | 0 | 0 | 0 | 1926
1325
1326 |  | 25398 | SO2 Emissions |  | F30 |  | 0 | 0 | 0 | 0 | 0 | 0 | 0 | 0 | 0 | 0 | 0 | 0 | 0 | 0 | 1929
1327
1328 |  | 25399 | Other Deferred Credits |  | F10 |  | -5608474.1776 | -1913772.1197 | -1578107.9674 | -452443.4415 | -10211.0226 | -983116.7196 | -4815.022 | -51426.869 | -1587.5089 | -2220.2032 | -372714.6337 | -124050.3072 | -114008.3627 | 0 | 1937
1329
1330 |  | 190 | Accum Deferred Income Taxes |  | F104D |  | 0 | 0 | 0 | 0 | 0 | 0 | 0 | 0 | 0 | 0 | 0 | 0 | 0 | 0 | 1940
1331 |  |  |  | Customer System | F42 |  | 0 | 0 | 0 | 0 | 0 | 0 | 0 | 0 | 0 | 0 | 0 | 0 | 0 | 0 | 1941
1332 |  |  |  | Labor | F138D |  | 23540017.4465 | 13052825.263 | 6030167.0001 | 1407495.4055 | 606818.9692 | 16333.3117 | 3446.556 | 275197.0266 | 12658.3276 | 4487.6602 | 2127519.6667 | 1534.1299 | 1534.1299 | 0 | 1942
1333 |  |  |  | System Generation | F104D |  | 0 | 0 | 0 | 0 | 0 | 0 | 0 | 0 | 0 | 0 | 0 | 0 | 0 | 0 | 1943
1334 |  |  |  | IBT | F141 |  | 0 | 0 | 0 | 0 | 0 | 0 | 0 | 0 | 0 | 0 | 0 | 0 | 0 | 0 | 1944
1335 |  |  |  | Bad Debt Expense | F104D |  | 0 | 0 | 0 | 0 | 0 | 0 | 0 | 0 | 0 | 0 | 0 | 0 | 0 | 0 | 1947
1336 |  |  |  | TROJP | F104D |  | 0 | 0 | 0 | 0 | 0 | 0 | 0 | 0 | 0 | 0 | 0 | 0 | 0 | 0 | 1948
1337 |  |  |  | System Generation | F104D |  | 0 | 0 | 0 | 0 | 0 | 0 | 0 | 0 | 0 | 0 | 0 | 0 | 0 | 0 | 1949
1338 |  |  |  | Energy | F104D |  | 0 | 0 | 0 | 0 | 0 | 0 | 0 | 0 | 0 | 0 | 0 | 0 | 0 | 0 | 1950
1339 |  |  |  | System Net Plant | F104D |  | 0 | 0 | 0 | 0 | 0 | 0 | 0 | 0 | 0 | 0 | 0 | 0 | 0 | 0 | 1951
1340 |  |  |  | Division Net Plant Distribution | F104D |  | 1026024.3389 | 601872.1611 | 251632.1767 | 56562.7617 | 9118.1411 | 703.3822 | 529.1417 | 12802.2692 | 530.869 | 305.0493 | 91836.2545 | 66.0662 | 66.0662 | 0 | 1952
1341 |  |  |  | Simple Cycle Combustion Turbine | F10 |  | 0 | 0 | 0 | 0 | 0 | 0 | 0 | 0 | 0 | 0 | 0 | 0 | 0 | 0 | 1953
1342 |  |  |  | Total Accum Deferred Income Taxes |  |  | 24566041.7854 | 13654697.4241 | 6281799.1768 | 1464058.1672 | 615937.1104 | 17036.694 | 3975.6978 | 287999.2958 | 13189.1966 | 4792.7095 | 2219355.9212 | 1600.1961 | 1600.1961 | 0
1343
1344 |  | 281 | Accum Deferred Income Taxes |  | F104D |  | 0 | 0 | 0 | 0 | 0 | 0 | 0 | 0 | 0 | 0 | 0 | 0 | 0 | 0 | 1960
1345
1346 |  | 282 | Accum Deferred Income Taxes |  | F104D |  | -530875065.4752 | -311414564.7488 | -130196958.5148 | -29266128.1663 | -4717815.7325 | -363936.8731 | -273783.1253 | -6624019.745 | -274676.8577 | -157835.4833 | -47516979.6362 | -34183.2961 | -34183.2961 | 0 | 1963
1347 |  |  |  | DITBAL | F104D |  | -0.038011 | -0.022297 | -0.0093222 | -0.0020955 | -0.0003378 | -2.6058e-05 | -1.9603e-05 | -0.00047428 | -1.9667e-05 | -1.1301e-05 | -0.0034022 | -2.4475e-06 | -2.4475e-06 | 0 | 1964
1348 |  |  |  | System Net Plant | F104D |  | 0 | 0 | 0 | 0 | 0 | 0 | 0 | 0 | 0 | 0 | 0 | 0 | 0 | 0 | 1965
1349 |  |  |  | Labor | F138D |  | -296674.8489 | -164504.7618 | -75998.197 | -17738.6651 | -7647.7397 | -205.8487 | -43.4369 | -3468.3082 | -159.5329 | -56.558 | -26813.1312 | -19.3346 | -19.3346 | 0 | 1966
1350 |  |  |  | GPS | F104D |  | 0 | 0 | 0 | 0 | 0 | 0 | 0 | 0 | 0 | 0 | 0 | 0 | 0 | 0 | 1967
1351 |  |  |  | CIAC | F104D |  | 38060.7576 | 22326.6735 | 9334.39 | 2098.2169 | 338.2409 | 26.0922 | 19.6287 | 474.905 | 19.6928 | 11.3159 | 3406.7003 | 2.4508 | 2.4508 | 0 | 1968
1352 |  |  |  | SNPD | F104D |  | 0 | 0 | 0 | 0 | 0 | 0 | 0 | 0 | 0 | 0 | 0 | 0 | 0 | 0 | 1969
1353 |  |  |  | SCHMDEXP | F104D |  | 0 | 0 | 0 | 0 | 0 | 0 | 0 | 0 | 0 | 0 | 0 | 0 | 0 | 0 | 1970
1354 |  |  |  | TAXDEPR | F104D |  | 0 | 0 | 0 | 0 | 0 | 0 | 0 | 0 | 0 | 0 | 0 | 0 | 0 | 0 | 1971
1355 |  |  |  | DGP | F104D |  | 0 | 0 | 0 | 0 | 0 | 0 | 0 | 0 | 0 | 0 | 0 | 0 | 0 | 0 | 1972
1356 |  |  |  | IBT | F104D |  | 0 | 0 | 0 | 0 | 0 | 0 | 0 | 0 | 0 | 0 | 0 | 0 | 0 | 0 | 1973
1357 |  |  |  | SSGCT | F104D |  | 0 | 0 | 0 | 0 | 0 | 0 | 0 | 0 | 0 | 0 | 0 | 0 | 0 | 0 | 1974
1358 |  |  |  | SSGCH | F104D |  | 0 | 0 | 0 | 0 | 0 | 0 | 0 | 0 | 0 | 0 | 0 | 0 | 0 | 0 | 1975
1359 |  |  |  | SE | F104D |  | 0 | 0 | 0 | 0 | 0 | 0 | 0 | 0 | 0 | 0 | 0 | 0 | 0 | 0 | 1976
1360 |  |  |  | SG | F104D |  | 0 | 0 | 0 | 0 | 0 | 0 | 0 | 0 | 0 | 0 | 0 | 0 | 0 | 0 | 1977
1361 |  |  |  | Total Accum Deferred Income Taxes |  |  | -531133679.6045 | -311556742.8593 | -130263622.3312 | -29281768.6166 | -4725125.2317 | -364116.6296 | -273806.9335 | -6627013.1487 | -274816.6979 | -157880.7253 | -47540386.0705 | -34200.18 | -34200.18 | 0
1362
1363
1364 |  | 283 | Accum Deferred Income Taxes |  | F104D |  | -1851759.485 | -1086253.455 | -454143.486 | -102083.9628 | -16456.339 | -1269.4579 | -954.9902 | -23105.4201 | -958.1077 | -550.5502 | -165745.2449 | -119.2357 | -119.2357 | 0 | 1981
1365 |  |  |  | System Generation | F104D |  | 0 | 0 | 0 | 0 | 0 | 0 | 0 | 0 | 0 | 0 | 0 | 0 | 0 | 0 | 1982
1366 |  |  |  | Energy | F104D |  | 0 | 0 | 0 | 0 | 0 | 0 | 0 | 0 | 0 | 0 | 0 | 0 | 0 | 0 | 1983
1367 |  |  |  | Labor | F138D |  | -31394854.8335 | -17408294.4174 | -8042314.243 | -1877148.7334 | -809302.4354 | -21783.4142 | -4596.6035 | -367024.8215 | -16882.1607 | -5985.1035 | -2837430.8236 | -2046.0386 | -2046.0386 | 0 | 1984
1368 |  |  |  | General Plant | F104D |  | -938922.0654 | -550777.434 | -230270.369 | -51760.9797 | -8344.0749 | -643.67 | -484.2213 | -11715.4463 | -485.802 | -279.1527 | -84040.0003 | -60.4576 | -60.4576 | 0 | 1985
1369 |  |  |  | System Net Plant | F104D |  | -241859.9498 | -141876.5278 | -59316.0838 | -13333.277 | -2149.377 | -165.805 | -124.7321 | -3017.8194 | -125.1393 | -71.9078 | -21648.1335 | -15.5735 | -15.5735 | 0 | 1986
1370 |  |  |  | TROJP | F104D |  | 0 | 0 | 0 | 0 | 0 | 0 | 0 | 0 | 0 | 0 | 0 | 0 | 0 | 0 | 1987
1371 |  |  |  | System Generation | F104D |  | 0 | 0 | 0 | 0 | 0 | 0 | 0 | 0 | 0 | 0 | 0 | 0 | 0 | 0 | 1988
1372 |  |  |  | Simple Cycle Combustion Turbine | F104D |  | 0 | 0 | 0 | 0 | 0 | 0 | 0 | 0 | 0 | 0 | 0 | 0 | 0 | 0 | 1989
1373 |  |  |  | System Generation | F104D |  | 0 | 0 | 0 | 0 | 0 | 0 | 0 | 0 | 0 | 0 | 0 | 0 | 0 | 0 | 1990
1374 |  |  |  | Total Accum Deferred Income Taxes |  |  | -34427396.3337 | -19187201.8342 | -8786044.1817 | -2044326.9529 | -836252.2263 | -23862.3472 | -6160.5471 | -404863.5072 | -18451.2096 | -6886.7143 | -3108864.2024 | -2241.3054 | -2241.3054 | 0
1375
1376 |  | 255 | Accum Investment Tax Credit |  | F104D |  | -39721.1807 | -23300.6879 | -9741.6083 | -2189.7528 | -352.9968 | -27.2305 | -20.485 | -495.623 | -20.5519 | -11.8096 | -3555.3196 | -2.5577 | -2.5577 | 0 | 2004
1377 |  | TOTAL MISC RATE BASE DEDUCTIONS |  |  |  |  | -583817684.3357 | -340014156.3216 | -141442044.3119 | -32495498.7314 | -5401131.3947 | -2974532.8537 | -294336.9538 | -7258038.3792 | -338882.6784 | -233197.1536 | -53047910.7479 | -163586.2278 | -154368.5816 | 0
1378
1379 | [6 empty] | D: ACCUMULATED DEPRECIATION
1380 | [6 empty] | D: PRODUCTION PLANT
1381
1382 |  | 108SP | Steam Prod Accumulated Depr |  | F10 |  | 0 | 0 | 0 | 0 | 0 | 0 | 0 | 0 | 0 | 0 | 0 | 0 | 0 | 0 | 2016
1383
1384 |  | 108NP | Nuclear Prod Accumulated Depr |  | F10 |  | 0 | 0 | 0 | 0 | 0 | 0 | 0 | 0 | 0 | 0 | 0 | 0 | 0 | 0 | 2022
1385
1386 |  | 108HP | Hydraulic Prod Accum Depr |  | F10 |  | 0 | 0 | 0 | 0 | 0 | 0 | 0 | 0 | 0 | 0 | 0 | 0 | 0 | 0 | 2030
1387
1388 |  | 108OP | Other Production - Accum Depr |  | F10 |  | 0 | 0 | 0 | 0 | 0 | 0 | 0 | 0 | 0 | 0 | 0 | 0 | 0 | 0 | 2033
1389 |  |  |  | Simple Cycle Combustion Turbine | F10 |  | 0 | 0 | 0 | 0 | 0 | 0 | 0 | 0 | 0 | 0 | 0 | 0 | 0 | 0 | 2034
1390 |  |  |  | Wind Generation | F10 |  | 0 | 0 | 0 | 0 | 0 | 0 | 0 | 0 | 0 | 0 | 0 | 0 | 0 | 0 | 2035
1391 |  |  |  | System Generation | F10 |  | 0 | 0 | 0 | 0 | 0 | 0 | 0 | 0 | 0 | 0 | 0 | 0 | 0 | 0 | 2036
1392 |  |  |  | System Generation | F10 |  | 0 | 0 | 0 | 0 | 0 | 0 | 0 | 0 | 0 | 0 | 0 | 0 | 0 | 0 | 2037
1393 |  |  |  | Total Other Production - Accum Depr |  |  | 0 | 0 | 0 | 0 | 0 | 0 | 0 | 0 | 0 | 0 | 0 | 0 | 0 | 0
1394
1395 |  | 108EP | Experimental Plant - Accum Depr |  | F10 |  | 0 | 0 | 0 | 0 | 0 | 0 | 0 | 0 | 0 | 0 | 0 | 0 | 0 | 0 | 2043
1396
1397
1398
1399 |  | TOTAL PRODUCTION PLANT DEPRECIATION |  |  |  |  | 0 | 0 | 0 | 0 | 0 | 0 | 0 | 0 | 0 | 0 | 0 | 0 | 0 | 0
1400
1401
1402 | [6 empty] | D: TRANSMISSION PLANT
1403
1404 |  | 108TP | Transmission Plant Accum Depr |  | F106 |  | 0 | 0 | 0 | 0 | 0 | 0 | 0 | 0 | 0 | 0 | 0 | 0 | 0 | 0 | 2051
1405
1406
1407 | [6 empty] | D: DISTRIBUTION PLANT
1408
1409 |  | 108360 | Land and Land Rights |  | F118 |  | -2999520.6238 | -1435718.344 | -1013401.028 | -242085.2833 | -1694.9704 | 0 | -531.9021 | -46795.0794 | -725.8119 | -435.8282 | -258132.3765 | 0 | 0 | 0 | 2055
1410
1411 |  | 108361 | Structures and Improvements |  | F119 |  | -11228994.2662 | -5374749.8597 | -3793764.3244 | -906269.5673 | -6345.2848 | 0 | -1991.2268 | -175181.8855 | -2717.1468 | -1631.5649 | -966343.406 | 0 | 0 | 0 | 2059
1412
1413 |  | 108362 | Station Equipment |  | F120 |  | -111255796.96 | -53252505.5164 | -37588252.6417 | -8979231.8515 | -62868.4729 | 0 | -19728.8835 | -1735685.3005 | -26921.2293 | -16165.388 | -9574437.6761 | 0 | 0 | 0 | 2063
1414
1415 |  | Distribution - METER - Unbundled
1416
1417 |  | A |  | B | C |  | D | E | F | G | H | I | J | K | L | M | N | O | P
1418 |  | FERC ACCT |  | DESCRIPTION | COS Factor |  | Utah Jurisdiction Normalized | Residential Sch 1 | General Large Dist. Sch 6 | General +1 MW Sch 8 | Street & Area Lighting Sch. 7,11,12 | General Trans Sch 9 | General Secondary Sch 22 | Irrigation Sch 10 | Traffic Signals Sch 15 | Outdoor Lighting Sch 15 | General Small Dist. Sch 23 | Industrial Cust 1 | Industrial Cust 2
1419
1420 |  | 108364 | Poles, Towers & Fixtures |  | F121 |  | -149536937.6031 | -70918818.1753 | -49887823.8608 | -11917402.5269 | -1688851.0046 | 0 | -26184.5389 | -2303633.6213 | -35730.3533 | -21455.0018 | -12737038.5202 | 0 | 0 | 0 | 2067
1421
1422 |  | 108365 | Overhead Conductors |  | F122 |  | -83013450.7423 | -51722599.9325 | -17765174.8118 | -4243815.8815 | -639296.6719 | 0 | -9324.3777 | -820329.5076 | -12723.6653 | -7640.1781 | -7792545.716 | 0 | 0 | 0 | 2071
1423
1424 |  | 108366 | Underground Conduit |  | F123 |  | -78605654.0946 | -50111601.5129 | -16304526.8662 | -3894890.469 | -37615.8283 | 0 | -8557.7298 | -752882.2338 | -11677.5289 | -7012.0047 | -7476889.921 | 0 | 0 | 0 | 2075
1425
1426 |  | 108367 | Underground Conductors |  | F124 |  | -218957644.1769 | -131302544.9043 | -51848993.3877 | -12385894.5329 | -614589.5653 | 0 | -27213.8947 | -2394193.1147 | -37134.9702 | -22298.432 | -20324781.375 | 0 | 0 | 0 | 2079
1427
1428 |  | 108368 | Line Transformers |  | F125 |  | -125748139.2015 | -76160122.8362 | -31079045.95 | -6104342.8179 | -420510.2417 | 0 | -255109.7388 | -2255542.2333 | -17225.0646 | -84913.0354 | -9371327.2837 | 0 | 0 | 0 | 2083
1429
1430 |  | 108369 | Services |  | F126 |  | -100272998.5362 | -80914966.8814 | -6872178.757 | -549536.6908 | 0 | 0 | -3560.9324 | 0 | -294313.6666 | -65735.971 | -11572705.637 | 0 | 0 | 0 | 2087
1431
1432 |  | 108370 | Meters |  | F127 |  | -40608838.4054 | -28805098.4622 | -4270578.5071 | -686707.7852 | 0 | -1178543.125 | -578.711 | -446526.8363 | -94684.3916 | -21148.0849 | -4883579.7738 | -110696.3641 | -110696.3641 | 0 | 2091
1433
1434 |  | 108371 | Install on Customers' Premises |  | F128 |  | -3415626.2192 | 0 | 0 | 0 | -3415626.2192 | 0 | 0 | 0 | 0 | 0 | 0 | 0 | 0 | 0 | 2095
1435
1436 |  | 108372 | Leased Property |  | F129 |  | 0 | 0 | 0 | 0 | 0 | 0 | 0 | 0 | 0 | 0 | 0 | 0 | 0 | 0 | 2099
1437
1438 |  | 108373 | Street Lights |  | F130 |  | -12541520.5477 | 0 | 0 | 0 | -12541520.5477 | 0 | 0 | 0 | 0 | 0 | 0 | 0 | 0 | 0 | 2103
1439
1440 |  | 108D00 | Unclassified Dist Plant - Acct 300 |  | F121 |  | 0 | 0 | 0 | 0 | 0 | 0 | 0 | 0 | 0 | 0 | 0 | 0 | 0 | 0 | 2107
1441
1442 |  | 108DS | Unclassified Dist Sub - Acct 300 |  | F120 |  | 0 | 0 | 0 | 0 | 0 | 0 | 0 | 0 | 0 | 0 | 0 | 0 | 0 | 0 | 2111
1443
1444 |  | 108D | Unclassified Dist Sub - Acct 300 |  | F102D |  | 2355282.3023 | 1381348.3005 | 569966.7456 | 128406.6479 | 29727.1437 | 2039.2272 | 1110.7302 | 28773.1529 | 1257.0424 | 676.0669 | 211594.1702 | 191.5374 | 191.5374 | 0 | 2115
1445
1446
1447 |  | TOTAL DISTRIBUTION PLANT DEPR |  |  |  |  | -935829839.0746 | -548617378.1243 | -219853773.3891 | -49781770.7586 | -19399191.6631 | -1176503.8978 | -351671.2055 | -10901996.6595 | -532596.7859 | -247759.4222 | -84746187.5151 | -110504.8268 | -110504.8268 | 0
1448
1449 | [6 empty] | D: GENERAL PLANT
1450 |  | 108GP | General Plant Accumulated Depr
1451 |  |  |  | Situs | F107D |  | -55419680.9861 | -32503060.0672 | -13411290.5201 | -3021402.3407 | -699478.284 | -47982.919 | -26135.4297 | -677030.9256 | -29578.1488 | -15907.8211 | -4978800.7999 | -4506.8649 | -4506.8649 | 0 | 2121
1452 |  |  |  | System Generation | F105D |  | 0 | 0 | 0 | 0 | 0 | 0 | 0 | 0 | 0 | 0 | 0 | 0 | 0 | 0 | 2122
1453 |  |  |  | System Generation | F105D |  | 0 | 0 | 0 | 0 | 0 | 0 | 0 | 0 | 0 | 0 | 0 | 0 | 0 | 0 | 2123
1454 |  |  |  | System Generation | F105D |  | 0 | 0 | 0 | 0 | 0 | 0 | 0 | 0 | 0 | 0 | 0 | 0 | 0 | 0 | 2124
1455 |  |  |  | Customer - System | F42 |  | 0 | 0 | 0 | 0 | 0 | 0 | 0 | 0 | 0 | 0 | 0 | 0 | 0 | 0 | 2125
1456 |  |  |  | System Overheads | F102D |  | -12121205.5937 | -7108959.6059 | -2933272.2018 | -660830.9233 | -152987.5297 | -10494.6621 | -5716.253 | -148077.9192 | -6469.2329 | -3479.305 | -1088946.5084 | -985.7263 | -985.7263 | 0 | 2126
1457 |  |  |  | Energy | F30 |  | 0 | 0 | 0 | 0 | 0 | 0 | 0 | 0 | 0 | 0 | 0 | 0 | 0 | 0 | 2127
1458 |  |  |  | Simple Cycle Combustion Turbine | F10 |  | 0 | 0 | 0 | 0 | 0 | 0 | 0 | 0 | 0 | 0 | 0 | 0 | 0 | 0 | 2128
1459 |  |  |  | Cholla | F10 |  | 0 | 0 | 0 | 0 | 0 | 0 | 0 | 0 | 0 | 0 | 0 | 0 | 0 | 0 | 2129
1460 |  |  | Total General Plant Accumulated Depr |  |  |  | -67540886.5798 | -39612019.6731 | -16344562.7219 | -3682233.264 | -852465.8137 | -58477.5811 | -31851.6827 | -825108.8448 | -36047.3817 | -19387.1261 | -6067747.3083 | -5492.5912 | -5492.5912 | 0
1461
1462 |  | 108MP | Mining Plant Accumulated Depr. |  | F30 |  | 0 | 0 | 0 | 0 | 0 | 0 | 0 | 0 | 0 | 0 | 0 | 0 | 0 | 0 | 2137
1463
1464 |  | 1081390 | Accum Depr - Capital Lease |  | F30 |  | 0 | 0 | 0 | 0 | 0 | 0 | 0 | 0 | 0 | 0 | 0 | 0 | 0 | 0 | 2144
1465 |  |  | Remove Capital Lease |  | F30 |  | 0 | 0 | 0 | 0 | 0 | 0 | 0 | 0 | 0 | 0 | 0 | 0 | 0 | 0 | 2147
1466
1467 |  | 1081399L | Accum Depr - Capital Lease |  | F30 |  | 0 | 0 | 0 | 0 | 0 | 0 | 0 | 0 | 0 | 0 | 0 | 0 | 0 | 0 | 2151
1468 |  |  |  | Energy | F30 |  | 0 | 0 | 0 | 0 | 0 | 0 | 0 | 0 | 0 | 0 | 0 | 0 | 0 | 0 | 2152
1469 |  |  | Remove Capital Lease |  | F30 |  | 0 | 0 | 0 | 0 | 0 | 0 | 0 | 0 | 0 | 0 | 0 | 0 | 0 | 0 | 2155
1470
1471 |  | TOTAL GENERAL PLANT ACCUM DEPR |  |  |  |  | -67540886.5798 | -39612019.6731 | -16344562.7219 | -3682233.264 | -852465.8137 | -58477.5811 | -31851.6827 | -825108.8448 | -36047.3817 | -19387.1261 | -6067747.3083 | -5492.5912 | -5492.5912 | 0
1472
1473
1474 |  | TOTAL ACCUM DEPR - PLANT IN SERVICE |  |  |  |  | -1003370725.6545 | -588229397.7974 | -236198336.111 | -53464004.0226 | -20251657.4768 | -1234981.479 | -383522.8882 | -11727105.5043 | -568644.1676 | -267146.5483 | -90813934.8234 | -115997.418 | -115997.418 | 0
1475
1476
1477 | [6 empty] | D: ACCUMULATED AMORTIZATION
1478
1479 |  | 111CLS | Accum Prov for Amort-Steam |  | F10 |  | 0 | 0 | 0 | 0 | 0 | 0 | 0 | 0 | 0 | 0 | 0 | 0 | 0 | 0 | 2168
1480
1481 |  | 111CLG | Accum Prov for Amort-General
1482 |  |  | Situs |  | F108D |  | -11404.0679 | -6688.3659 | -2759.7284 | -621.7336 | -143.9362 | -9.8738 | -5.3781 | -139.3171 | -6.0865 | -3.2735 | -1024.5202 | -0.92741 | -0.92741 | 0 | 2172
1483 |  |  | Customer - System |  | F40 |  | 0 | 0 | 0 | 0 | 0 | 0 | 0 | 0 | 0 | 0 | 0 | 0 | 0 | 0 | 2173
1484 |  |  | System Generation |  | F108D |  | 0 | 0 | 0 | 0 | 0 | 0 | 0 | 0 | 0 | 0 | 0 | 0 | 0 | 0 | 2174
1485 |  |  | System Overheads |  | F108D |  | -424196.1716 | -248786.5935 | -102653.3894 | -23126.5731 | -5353.9826 | -367.2733 | -200.0471 | -5182.1649 | -226.3986 | -121.7625 | -38108.9931 | -34.4967 | -34.4967 | 0 | 2175
1486 |  |  | Energy |  | F108D |  | 0 | 0 | 0 | 0 | 0 | 0 | 0 | 0 | 0 | 0 | 0 | 0 | 0 | 0 | 2176
1487 |  |  | Total Accum Prov for Amort-General |  |  |  | -435600.2396 | -255474.9594 | -105413.1179 | -23748.3067 | -5497.9188 | -377.1471 | -205.4252 | -5321.482 | -232.4851 | -125.0359 | -39133.5133 | -35.4241 | -35.4241 | 0 | 2177
1488
1489 |  | 111CLH | Accum Prov for Amort-Hydro |  | F10 |  | 0 | 0 | 0 | 0 | 0 | 0 | 0 | 0 | 0 | 0 | 0 | 0 | 0 | 0 | 2185
1490
1491 |  | 111IP | Accum Prov for Amort-Intangible
1492 |  |  |  | Situs | F107D |  | 12294.6233 | 7210.6672 | 2975.2384 | 670.2854 | 155.1763 | 10.6448 | 5.798 | 150.1965 | 6.5618 | 3.5291 | 1104.526 | 0.99983 | 0.99983 | 0 | 2189
1493 |  |  |  | System Generation | F105D |  | 0 | 0 | 0 | 0 | 0 | 0 | 0 | 0 | 0 | 0 | 0 | 0 | 0 | 0 | 2190
1494 |  |  |  | System Generation | F105D |  | 0 | 0 | 0 | 0 | 0 | 0 | 0 | 0 | 0 | 0 | 0 | 0 | 0 | 0 | 2191
1495 |  |  |  | Energy | F30 |  | 0 | 0 | 0 | 0 | 0 | 0 | 0 | 0 | 0 | 0 | 0 | 0 | 0 | 0 | 2192
1496 |  |  |  | System Generation | F105D |  | 0 | 0 | 0 | 0 | 0 | 0 | 0 | 0 | 0 | 0 | 0 | 0 | 0 | 0 | 2193
1497 |  |  |  | System Generation | F105D |  | 0 | 0 | 0 | 0 | 0 | 0 | 0 | 0 | 0 | 0 | 0 | 0 | 0 | 0 | 2194
1498 |  |  |  | System Generation | F105D |  | 0 | 0 | 0 | 0 | 0 | 0 | 0 | 0 | 0 | 0 | 0 | 0 | 0 | 0 | 2195
1499 |  |  |  | Customer - System | F42 |  | 0 | 0 | 0 | 0 | 0 | 0 | 0 | 0 | 0 | 0 | 0 | 0 | 0 | 0 | 2196
1500 |  |  |  | System Generation | F105D |  | 0 | 0 | 0 | 0 | 0 | 0 | 0 | 0 | 0 | 0 | 0 | 0 | 0 | 0 | 2197
1501 |  |  |  | Cholla | F10 |  | 0 | 0 | 0 | 0 | 0 | 0 | 0 | 0 | 0 | 0 | 0 | 0 | 0 | 0 | 2198
1502 |  |  |  | System Overheads | F102D |  | -30966675.5227 | -18161629.5274 | -7493783.3363 | -1688259.1932 | -390845.2137 | -26811.2601 | -14603.6093 | -378302.376 | -16527.2863 | -8888.7617 | -2781988.386 | -2518.2863 | -2518.2863 | 0 | 2199
1503 |  |  | Total Accum Prov for Amort-Intangible |  |  |  | -30954380.8994 | -18154418.8601 | -7490808.0979 | -1687588.9078 | -390690.0374 | -26800.6153 | -14597.8113 | -378152.1795 | -16520.7246 | -8885.2326 | -2780883.86 | -2517.2865 | -2517.2865 | 0
1504
1505 |  | 111390 | Accum Prov for Amort-Capital Lease |  | F30 |  | 0 | 0 | 0 | 0 | 0 | 0 | 0 | 0 | 0 | 0 | 0 | 0 | 0 | 0 | 2210
1506
1507
1508 |  | TOTAL ACCUM PROV FOR AMORTIZATION |  |  |  |  | -31389981.139 | -18409893.8196 | -7596221.2157 | -1711337.2145 | -396187.9562 | -27177.7624 | -14803.2365 | -383473.6615 | -16753.2096 | -9010.2685 | -2820017.3733 | -2552.7106 | -2552.7106 | 0

## Retail
Retail Total |  |  | - | Retail - Total - Unbundled
Rocky Mountain Power
3 | Cost Of Service By Rate Schedule
4 | State of Utah
5 | 2017 Protocol (Non Wgt)
6 | 12 Months Ended Dec 2017
7
8
9 |  | A |  | B | C |  | D | E | F | G | H | I | J | K | L | M | N | O | P | Chk Total
12 |  |  |  | DESCRIPTION |  |  | Utah Jurisdiction Normalized | Residential Sch 1 | General Large Dist. Sch 6 | General +1 MW Sch 8 | Street & Area Lighting Sch. 7,11,12 | General Trans Sch 9 | General Secondary Sch 22 | Irrigation Sch 10 | Traffic Signals Sch 15 | Outdoor Lighting Sch 15 | General Small Dist. Sch 23 | Industrial Cust 1 | Industrial Cust 2 | 0
13
12 |  |  |  | Operating Revenues |  |  | 43973661.8729 | 39898645.2666 | 1650674.8903 | 142030.3063 | 335887.05 | -891356.841 | 3654.8942 | 77445.4294 | 110885.0645 | 26016.126 | 2631816.7791 | -13337.5725 | 1300.4801 | 0
13
14 |  |  |  | Operating Expenses
15 |  |  |  | Operation & Maintenance Expenses |  |  | 38130355.5019 | 35349431.2106 | -267569.703 | -159003.8563 | 271674.7192 | -377456.7791 | -2077.8594 | 27980.2617 | 102198.4033 | 21106.5118 | 3350176.8161 | -97223.9831 | -88880.2399 | 0
16 |  |  |  | Depreciation Expense |  |  | 504995.1115 | 439966.896 | 9535.6477 | 147.9056 | 4444.2677 | 327.6983 | 0.60206 | 1756.8676 | 1342.0859 | 299.7595 | 47169.4625 | 1.9593 | 1.9593 | 0
17 |  |  |  | Amortization Expense |  |  | 2472134.3294 | 2153797.6161 | 46680.456 | 724.0517 | 21756.3032 | 1604.2022 | 2.9473 | 8600.5045 | 6569.9973 | 1467.4315 | 230911.6363 | 9.5916 | 9.5916 | 0
18 |  |  |  | Taxes Other Than Income |  |  | 415864.4772 | 285335.6651 | 187429.6418 | 32439.5752 | 4099.5451 | -48893.984 | 540.8575 | 5441.9696 | 461.7597 | 270.7156 | -73427.3805 | 11561.0499 | 10605.0621 | 0
19 |  |  |  | Income Taxes - Federal |  |  | -927837.7607 | -655963.6529 | 242309.6132 | 23871.3563 | -2876.5642 | -178866.9465 | 882.9241 | -1940.2179 | -2945.5798 | -21.9422 | -366976.5113 | 5356.6123 | 9333.1481 | 0
20 |  |  |  | Income Taxes - State |  |  | -126077.7419 | -89134.566 | 32925.8521 | 3243.7209 | -390.8773 | -24305.0473 | 119.9747 | -263.6434 | -400.2554 | -2.9816 | -49866.013 | 727.8747 | 1268.2198 | 0
21 |  |  |  | Income Taxes Deferred |  |  | 1563982.6779 | 1073090.0619 | 704885.1949 | 121998.7196 | 15417.565 | -183880.4422 | 2034.0562 | 20466.1536 | 1736.5855 | 1018.1068 | -276145.6134 | 43478.7839 | 39883.5061 | 0
22 |  |  |  | Investment Tax Credit Adj |  |  | 0 | 0 | 0 | 0 | 0 | 0 | 0 | 0 | 0 | 0 | 0 | 0 | 0 | 0
23 |  |  |  | Misc Revenues & Expense |  |  | 655007.19 | 508631.8606 | 71656.1746 | 19666.8646 | 0 | 35792.4447 | 224.9186 | 738.4822 | 0 | 0 | 18296.4447 | 0 | 0 | 0
24
25 |  |  |  | Total Operating Expenses |  |  | 42688423.7854 | 39065155.0914 | 1027852.8773 | 43088.3376 | 314124.9587 | -775678.8539 | 1728.4211 | 62780.3779 | 108962.9965 | 24137.6015 | 2880138.8414 | -36088.1113 | -27778.7527 | 0
26
27 |  |  |  | Operating Revenue For Return |  |  | 1285238.0875 | 833490.1752 | 622822.013 | 98941.9687 | 21762.0913 | -115677.9871 | 1926.4731 | 14665.0515 | 1922.068 | 1878.5245 | -248322.0624 | 22750.5388 | 29079.2328 | 0
28
29
30 |  |  |  | Rate Base :
31 |  |  |  | Electric Plant In Service |  |  | 77538740.9085 | 67554078.0045 | 1464137.1782 | 22709.9531 | 682388.6295 | 50315.9631 | 92.4421 | 269755.6855 | 206068.6228 | 46026.1366 | 7242566.6074 | 300.8428 | 300.8428 | 0
32 |  |  |  | Plant Held For Future Use |  |  | 0 | 0 | 0 | 0 | 0 | 0 | 0 | 0 | 0 | 0 | 0 | 0 | 0 | 0
33 |  |  |  | Electric Plant Acquisition Adj |  |  | 0 | 0 | 0 | 0 | 0 | 0 | 0 | 0 | 0 | 0 | 0 | 0 | 0 | 0
34 |  |  |  | Pensions |  |  | 0 | 0 | 0 | 0 | 0 | 0 | 0 | 0 | 0 | 0 | 0 | 0 | 0 | 0
35 |  |  |  | Prepayments |  |  | 14359.2094 | 5819.4182 | 3888.1536 | 1058.7282 | 66.8213 | 1870.4343 | 10.858 | 143.0249 | 5.0052 | 5.2689 | 1041.4673 | 234.7117 | 215.3178 | 0
36 |  |  |  | Fuel Stock |  |  | 0 | 0 | 0 | 0 | 0 | 0 | 0 | 0 | 0 | 0 | 0 | 0 | 0 | 0
37 |  |  |  | Materials & Supplies |  |  | 0 | 0 | 0 | 0 | 0 | 0 | 0 | 0 | 0 | 0 | 0 | 0 | 0 | 0
38 |  |  |  | Misc Deferred Debits |  |  | 32142255.4934 | 13026429.4259 | 8703405.8646 | 2369901.5787 | 149575.5106 | 4186858.3714 | 24304.9293 | 320152.9443 | 11203.8895 | 11794.0374 | 2331263.9254 | 525388.5473 | 481976.469 | 0
39 |  |  |  | Cash Working Capital |  |  | 501306.2289 | 466213.5115 | 1589.2915 | -1456.2961 | 3631.6997 | -7842.48 | -10.4984 | 409.1727 | 1330.5346 | 284.1672 | 39205.5272 | -1099.6723 | -948.7288 | 0
40 |  |  |  | Weatherization Loans |  |  | 0 | 0 | 0 | 0 | 0 | 0 | 0 | 0 | 0 | 0 | 0 | 0 | 0 | 0
41 |  |  |  | Miscellaneous Rate Base |  |  | 0 | 0 | 0 | 0 | 0 | 0 | 0 | 0 | 0 | 0 | 0 | 0 | 0 | 0
42
43 |  |  |  | Total Rate Base Additions |  |  | 110196661.8402 | 81052540.3602 | 10173020.4879 | 2392213.964 | 835662.661 | 4231202.2888 | 24397.731 | 590460.8274 | 218608.0521 | 58109.6101 | 9614077.5273 | 524824.4296 | 481543.9008 | 0
44
45 |  |  |  | Rate Base Deductions :
46 |  |  |  | Accum Provision For Depreciation |  |  | -3658571.0166 | -3187456.8628 | -69083.5288 | -1071.5415 | -32197.6761 | -2374.0974 | -4.3618 | -12728.0934 | -9723.0969 | -2171.6872 | -341731.681 | -14.1949 | -14.1949 | 0
47 |  |  |  | Accum Provision For Amortization |  |  | -57260983.6604 | -49887487.3577 | -1081239.3141 | -16770.8972 | -503931.8888 | -37157.4455 | -68.2669 | -199209.7849 | -152178.0197 | -33989.4848 | -5348506.8664 | -222.1671 | -222.1671 | 0
48 |  |  |  | Accum Deferred Income Taxes |  |  | -14366843.4546 | -12465779.813 | -311578.2708 | -25144.1138 | -119506.0822 | -38438.0437 | -203.0078 | -44828.9671 | -37173.4279 | -8302.8131 | -1315716.4653 | -86.225 | -86.225 | 0
49 |  |  |  | Unamortized ITC |  |  | 0 | 0 | 0 | 0 | 0 | 0 | 0 | 0 | 0 | 0 | 0 | 0 | 0 | 0
50 |  |  |  | Customer Advance For Construction |  |  | 0 | 0 | 0 | 0 | 0 | 0 | 0 | 0 | 0 | 0 | 0 | 0 | 0 | 0
51 |  |  |  | Customer Service Deposits |  |  | -15561423.4162 | -3049292.5414 | -389855.5348 | -833631.3449 | -8239.2261 | -5737575.2274 | 0 | -89731.0728 | 0 | -1651.6054 | -5451446.8633 | 0 | 0 | 0
52 |  |  |  | Misc Rate Base Deductions |  |  | -2357884.8104 | -804577.8707 | -663459.7375 | -190213.8593 | -4292.8637 | -413316.6895 | -2024.3059 | -21620.6101 | -667.412 | -933.406 | -156694.699 | -52152.5688 | -47930.788 | 0
53 | [19 empty] | 0
54 |  |  |  | Total Rate Base Deductions |  |  | -93205706.3582 | -69394594.4456 | -2515216.3861 | -1066831.7567 | -668167.7368 | -6228861.5035 | -2299.9423 | -368118.5283 | -199741.9565 | -47048.9965 | -12614096.575 | -52475.1558 | -48253.375 | 0
55 | [19 empty] | 0
56 |  |  |  | Total Rate Base |  |  | 16990955.482 | 11657945.9146 | 7657804.1018 | 1325382.2073 | 167494.9242 | -1997659.2147 | 22097.7886 | 222342.2992 | 18866.0956 | 11060.6135 | -3000019.0477 | 472349.2739 | 433290.5258 | 0
57
58
59 |  |  |  | Return On Rate Base |  |  | 7.564% | 7.15% | 8.133% | 7.465% | 12.99% | 5.791% | 8.718% | 6.596% | 10.19% | 16.98% | 8.277% | 4.816% | 6.711%
60
61 |  |  |  | Return On Equity |  |  | 9.734% | 8.928% | 10.84% | 9.541% | 20.28% | 6.289% | 11.97% | 7.852% | 14.83% | 28.03% | 11.12% | 4.397% | 8.077%
Rocky Mountain Power
Cost Of Service By Rate Schedule
State of Utah
2017 Protocol (Non Wgt)
12 Months Ended Dec 2017
|  | A |  | B | C |  | D | E | F | G | H | I | J | K | L | M | N | O | P
|  |  |  | DESCRIPTION | COS Factor |  | Utah Jurisdiction Normalized | Residential Sch 1 | General Large Dist. Sch 6 | General +1 MW Sch 8 | Street & Area Lighting Sch. 7,11,12 | General Trans Sch 9 | General Secondary Sch 22 | Irrigation Sch 10 | Traffic Signals Sch 15 | Outdoor Lighting Sch 15 | General Small Dist. Sch 23 | Industrial Cust 1 | Industrial Cust 2
79 |  |  |  | Total Rate Base |  |  | 16990955.482 | 11657945.9146 | 7657804.1018 | 1325382.2073 | 167494.9242 | -1997659.2147 | 22097.7886 | 222342.2992 | 18866.0956 | 11060.6135 | -3000019.0477 | 472349.2739 | 433290.5258 | 0
80
81
82 |  |  |  | Return On Ratebase ($$) | 7.319% |  | 1243512.3403 | 853206.8501 | 560449.5821 | 97000.3795 | 12258.4045 | -146202.1302 | 1617.2647 | 16272.5041 | 1380.7477 | 809.49 | -219561.5609 | 34569.6951 | 31711.1134 | 0
83 |  |  |  | Operating & Maintenance Expense |  |  | 38130355.5019 | 35349431.2106 | -267569.703 | -159003.8563 | 271674.7192 | -377456.7791 | -2077.8594 | 27980.2617 | 102198.4033 | 21106.5118 | 3350176.8161 | -97223.9831 | -88880.2399 | 0
84 |  |  |  | Bad Debt to Produce ROR | F80 |  | 0 | 0 | 0 | 0 | 0 | 0 | 0 | 0 | 0 | 0 | 0 | 0 | 0 | 0
85 |  |  |  | Depreciation Expense |  |  | 504995.1115 | 439966.896 | 9535.6477 | 147.9056 | 4444.2677 | 327.6983 | 0.60206 | 1756.8676 | 1342.0859 | 299.7595 | 47169.4625 | 1.9593 | 1.9593 | 0
86 |  |  |  | Amortization Expense |  |  | 2472134.3294 | 2153797.6161 | 46680.456 | 724.0517 | 21756.3032 | 1604.2022 | 2.9473 | 8600.5045 | 6569.9973 | 1467.4315 | 230911.6363 | 9.5916 | 9.5916 | 0
87 |  |  |  | Taxes Other Than Income |  |  | 415864.4772 | 285335.6651 | 187429.6418 | 32439.5752 | 4099.5451 | -48893.984 | 540.8575 | 5441.9696 | 461.7597 | 270.7156 | -73427.3805 | 11561.0499 | 10605.0621 | 0
88 |  |  |  | Federal Income Taxes |  |  | -927837.7607 | -655963.6529 | 242309.6132 | 23871.3563 | -2876.5642 | -178866.9465 | 882.9241 | -1940.2179 | -2945.5798 | -21.9422 | -366976.5113 | 5356.6123 | 9333.1481 | 0
89 |  |  |  | FIT Adj to Produce Target ROR | F101 |  | 0 | 0 | 0 | 0 | 0 | 0 | 0 | 0 | 0 | 0 | 0 | 0 | 0 | 0
90 |  |  |  | State Income Taxes |  |  | -126077.7419 | -89134.566 | 32925.8521 | 3243.7209 | -390.8773 | -24305.0473 | 119.9747 | -263.6434 | -400.2554 | -2.9816 | -49866.013 | 727.8747 | 1268.2198 | 0
91 |  |  |  | SIT Adj to Produce Target ROR | F101 |  | 0 | 0 | 0 | 0 | 0 | 0 | 0 | 0 | 0 | 0 | 0 | 0 | 0 | 0
92 |  |  |  | Deferred Income Taxes |  |  | 1563982.6779 | 1073090.0619 | 704885.1949 | 121998.7196 | 15417.565 | -183880.4422 | 2034.0562 | 20466.1536 | 1736.5855 | 1018.1068 | -276145.6134 | 43478.7839 | 39883.5061 | 0
93 |  |  |  | Investment Tax Credit |  |  | 0 | 0 | 0 | 0 | 0 | 0 | 0 | 0 | 0 | 0 | 0 | 0 | 0 | 0
94 |  |  |  | Misc Revenue & Expenses |  |  | 655007.19 | 508631.8606 | 71656.1746 | 19666.8646 | 0 | 35792.4447 | 224.9186 | 738.4822 | 0 | 0 | 18296.4447 | 0 | 0 | 0
|  |  |  | Total Operating Expenses |  |  | 42688423.7854 | 39065155.0914 | 1027852.8773 | 43088.3376 | 314124.9587 | -775678.8539 | 1728.4211 | 62780.3779 | 108962.9965 | 24137.6015 | 2880138.8414 | -36088.1113 | -27778.7527
|  |  |  | Total Op. exp. Adjusted for Taxes |  |  | 1217630.0367 | 865437.0197 | 521760.2285 | 95796.02 | 6363.308 | -165136.1263 | 1425.4641 | 17269.6001 | 1044.969 | 146.3725 | -201721.5441 | 41901.0675 | 33343.6577
97 |  |  |  | Revenue Credits |  |  | -8099114.3328 | -5833432.6233 | -779446.7724 | -116107.5659 | -55876.2183 | -3135.8059 | -4203.3203 | -129607.5599 | -15526.2792 | -4663.9174 | -1156822.5675 | -86.7052 | -204.9976 | 0
98
99 |  |  |  | Total Revenue Requirements |  |  | 35806939.4893 | 34097159.4878 | 770166.3334 | 22776.7917 | 264612.0483 | -943950.7861 | -1049.4352 | -49557.5819 | 94481.6863 | 19620.0566 | 1521594.7299 | 5726.2511 | 5359.9074 | 0
100 |  |  |  | Operating Revenues |  |  | 35874547.5401 | 34065212.6433 | 871228.1179 | 25922.7404 | 280010.8317 | -894492.6469 | -548.4262 | -52162.1304 | 95358.7853 | 21352.2085 | 1474994.2116 | -13424.2777 | 1095.4825 | 0
101
102 |  |  |  | Increase / (Decrease) Required to
103 |  |  |  | Earn Equal Rates of Return |  |  | -67608.0508 | 31946.8445 | -101061.7845 | -3145.9487 | -15398.7834 | -49458.1392 | -501.0091 | 2604.5486 | -877.099 | -1732.152 | 46600.5183 | 19150.5287 | 4264.4249 | 0
104
105 |  |  |  | Existing Revenues |  |  | 35874547.5401 | 34065212.6433 | 871228.1179 | 25922.7404 | 280010.8317 | -894492.6469 | -548.4262 | -52162.1304 | 95358.7853 | 21352.2085 | 1474994.2116 | -13424.2777 | 1095.4825 | 0
106 |  |  |  | check |  |  | 0 | 0 | -2.6892e-08 | -6.9194e-07 | -4.6566e-10 | 9.5461e-09 | 1.2292e-06 | -6.8394e-10 | 0 | -6.9122e-11 | 9.5461e-09 | -2.2792e-09 | -2.6293e-09 | 0
107 |  |  |  | Percent Increase / (Decrease)
108 |  |  |  | Over Existing Rates To
109 |  |  |  | Equal Authorized RoE & RoR |  |  | -0.1885% | 0.09378% | -11.6% | -12.14% | -5.499% | 5.529% | 91.35% | -4.993% | -0.9198% | -8.112% | 3.159% | -142.7% | 389.3%
[5 empty] | 2017 Protocol |  | E: ELECTRIC REVENUES
|  | Retail - Total - Unbundled |  |  | (Non-Wgt)
|  | A |  | B | C |  | D | E | F | G | H | I | J | K | L | M | N | O | P
|  | FERC ACCT |  | DESCRIPTION | COS Factor |  | Utah Jurisdiction Normalized | Residential Sch 1 | General Large Dist. Sch 6 | General +1 MW Sch 8 | Street & Area Lighting Sch. 7,11,12 | General Trans Sch 9 | General Secondary Sch 22 | Irrigation Sch 10 | Traffic Signals Sch 15 | Outdoor Lighting Sch 15 | General Small Dist. Sch 23 | Industrial Cust 1 | Industrial Cust 2 |  | Func Study Row
122 |  | 440 | Residential Sales |  | A |  | 34065212.6433 | 34065212.6433 | 0 | 0 | 0 | 0 | 0 | 0 | 0 | 0 | 0 | 0 | 0 | 0
123
124 |  | 442 | Commercial & Industrial Sales |  | A |  | 1412613.0713 | 0 | 871228.1179 | 25922.7404 | 0 | -894492.6469 | -548.4262 | -52162.1304 | 0 | 0 | 1474994.2116 | -13424.2777 | 1095.4825 | 0
125 |  |  |  | Interruptible Demand | F10 |  | 0 | 0 | 0 | 0 | 0 | 0 | 0 | 0 | 0 | 0 | 0 | 0 | 0 | 0 | 100
126 |  |  |  | Interruptible Energy | F30 |  | 0 | 0 | 0 | 0 | 0 | 0 | 0 | 0 | 0 | 0 | 0 | 0 | 0 | 0 | 101
127 | [6 empty] | 1412613.0713 | 0 | 871228.1179 | 25922.7404 | 0 | -894492.6469 | -548.4262 | -52162.1304 | 0 | 0 | 1474994.2116 | -13424.2777 | 1095.4825 | 0
128
129 |  | 444 | Public Street & Highway Lighting |  | A |  | 396721.8255 | 0 | 0 | 0 | 280010.8317 | 0 | 0 | 0 | 95358.7853 | 21352.2085 | 0 | 0 | 0 | 0
130
131 |  | 445 | Other Sales to Public Authority |  | A |  | 0 | 0 | 0 | 0 | 0 | 0 | 0 | 0 | 0 | 0 | 0 | 0 | 0 | 0
132
133 |  | 448 | Interdepartmental |  | A | 0 | 0 | 0 | 0 | 0 | 0 | 0 | 0 | 0 | 0 | 0 | 0 | 0 | 0 | 0 | 114
134 |  |  |  | Demand | F10 |  | 0 | 0 | 0 | 0 | 0 | 0 | 0 | 0 | 0 | 0 | 0 | 0 | 0 | 0 | 115
135 | [6 empty] | 0 | 0 | 0 | 0 | 0 | 0 | 0 | 0 | 0 | 0 | 0 | 0 | 0 | 0
136
137 |  | Total Sales to Ultimate Customers |  |  |  |  | 35874547.5401 | 34065212.6433 | 871228.1179 | 25922.7404 | 280010.8317 | -894492.6469 | -548.4262 | -52162.1304 | 95358.7853 | 21352.2085 | 1474994.2116 | -13424.2777 | 1095.4825 | 0
138
139
140
141 |  | 447 | Sales for Resale |  | F10 |  | 0 | 0 | 0 | 0 | 0 | 0 | 0 | 0 | 0 | 0 | 0 | 0 | 0 | 0 | 123
142
143
144 |  | 447 | Sales for Resale |  | F11 |  | 0 | 0 | 0 | 0 | 0 | 0 | 0 | 0 | 0 | 0 | 0 | 0 | 0 | 0 | 127
145 |  |  |  | Demand | F10 |  | 0 | 0 | 0 | 0 | 0 | 0 | 0 | 0 | 0 | 0 | 0 | 0 | 0 | 0 | 128
146 |  |  |  | Demand | F10 |  | 0 | 0 | 0 | 0 | 0 | 0 | 0 | 0 | 0 | 0 | 0 | 0 | 0 |  | 129
147 |  |  |  | Energy | F30 |  | 0 | 0 | 0 | 0 | 0 | 0 | 0 | 0 | 0 | 0 | 0 | 0 | 0 | 0 | 130
148 | [6 empty] | 0 | 0 | 0 | 0 | 0 | 0 | 0 | 0 | 0 | 0 | 0 | 0 | 0 | 0
149
150 |  | 449 | Provision for Rate Refund |  | F11 |  | 0 | 0 | 0 | 0 | 0 | 0 | 0 | 0 | 0 | 0 | 0 | 0 | 0 | 0 | 134
151 |  |  |  |  | F10 |  | 0 | 0 | 0 | 0 | 0 | 0 | 0 | 0 | 0 | 0 | 0 | 0 | 0 |  | 135
152
153 |  | State Specific Revenue Credit |  |  | F140R |  | 1015336.3141 | 922576.2863 | 36708.1742 | 3237.6711 | 7543.2342 | -21306.1231 | 77.3241 | 1827.0368 | 2550.2179 | 576.5666 | 61490.1361 | -35.093 | 90.8831 | 0 | 137
154
155 |  | AGA Revenue |  |  | A | 0 | 0 | 0 | 0 | 0 | 0 | 0 | 0 | 0 | 0 | 0 | 0 | 0 | 0 | 0 | 139
156
157 |  | Total Sales from Electricity |  |  |  |  | 36889883.8542 | 34987788.9296 | 907936.2921 | 29160.4116 | 287554.0658 | -915798.77 | -471.1021 | -50335.0937 | 97909.0032 | 21928.7751 | 1536484.3477 | -13459.3707 | 1186.3656 | 0
158
159 |  | Other Electric Operating Revenues
160 |  | 450 | Forfeited Discounts & Interest |  | A | 1 | 3353595.54 | 2486972.42 | 121760.9636 | 3672.7294 | 38345.0365 | 3817.7889 | 5.8111 | 92659.5976 | 11574.2132 | 2585.1404 | 592145.0887 | 28.3753 | 28.3753 | 0 | 145
161 |  |  |  | Customers | F40 |  | 0 | 0 | 0 | 0 | 0 | 0 | 0 | 0 | 0 | 0 | 0 | 0 | 0 | 0 | 146
162 | [6 empty] | 3353595.54 | 2486972.42 | 121760.9636 | 3672.7294 | 38345.0365 | 3817.7889 | 5.8111 | 92659.5976 | 11574.2132 | 2585.1404 | 592145.0887 | 28.3753 | 28.3753 | 0
163
164 |  | 451 | Misc Electric Revenue |  | A | 1 | 3722139.88 | 2419538.193 | 619396.0913 | 108777.0717 | 9938.674 | 19882.6613 | 4115.8808 | 35055.7866 | 1392.9831 | 1498.5859 | 502543.092 | 0.43012 | 0.43012 | 0 | 150
165 |  |  |  | Demand | F10 |  | 0 | 0 | 0 | 0 | 0 | 0 | 0 | 0 | 0 | 0 | 0 | 0 | 0 | 0 | 151
166 |  |  |  | Customer | F40 |  | 2353.6431 | 2040.1367 | 41.101 | 0.63751 | 22.7998 | 0.43402 | 0.002595 | 8.474 | 6.882 | 1.5371 | 231.6331 | 0.002595 | 0.002595 | 0 | 152
167 | [6 empty] | 3724493.5231 | 2421578.3297 | 619437.1923 | 108777.7093 | 9961.4739 | 19883.0953 | 4115.8834 | 35064.2606 | 1399.8651 | 1500.123 | 502774.7252 | 0.43271 | 0.43271 | 0
168
169 |  | 453 | Water Sales |  | F10 |  | 0 | 0 | 0 | 0 | 0 | 0 | 0 | 0 | 0 | 0 | 0 | 0 | 0 | 0 | 156
170
171 |  | 454 | Rent of Electric Property |  | A | 0 | 0 | 0 | 0 | 0 | 0 | 0 | 0 | 0 | 0 | 0 | 0 | 0 | 0 | 0 | 160
172 |  |  |  | Demand | F10 |  | 0 | 0 | 0 | 0 | 0 | 0 | 0 | 0 | 0 | 0 | 0 | 0 | 0 | 0 | 161
173 |  |  |  | Demand | F10 |  | 0 | 0 | 0 | 0 | 0 | 0 | 0 | 0 | 0 | 0 | 0 | 0 | 0 | 0 | 162
174 |  |  |  | System Overhead | F102R |  | 5688.9556 | 2305.5874 | 1540.4423 | 419.4561 | 26.4738 | 741.0448 | 4.3018 | 56.6648 | 1.983 | 2.0875 | 412.6175 | 92.9901 | 85.3065 | 0 | 163
175 | [6 empty] | 5688.9556 | 2305.5874 | 1540.4423 | 419.4561 | 26.4738 | 741.0448 | 4.3018 | 56.6648 | 1.983 | 2.0875 | 412.6175 | 92.9901 | 85.3065 | 0
176
177 |  | 456 | Other Electric Revenue |  | A | 0 | 0 | 0 | 0 | 0 | 0 | 0 | 0 | 0 | 0 | 0 | 0 | 0 | 0 | 0 | 167
178 |  |  |  | Customer | F40 |  | 0 | 0 | 0 | 0 | 0 | 0 | 0 | 0 | 0 | 0 | 0 | 0 | 0 | 0 | 168
179 |  |  |  | Energy | F30 |  | 0 | 0 | 0 | 0 | 0 | 0 | 0 | 0 | 0 | 0 | 0 | 0 | 0 | 0 | 169
180 |  |  |  | Demand | F10 |  | 0 | 0 | 0 | 0 | 0 | 0 | 0 | 0 | 0 | 0 | 0 | 0 | 0 | 0 | 170
181 |  |  |  | Demand | F10 |  | 0 | 0 | 0 | 0 | 0 | 0 | 0 | 0 | 0 | 0 | 0 | 0 | 0 | 0 | 171
182 | [6 empty] | 0 | 0 | 0 | 0 | 0 | 0 | 0 | 0 | 0 | 0 | 0 | 0 | 0 | 0
183 | [19 empty] | 0
184 |  | Total Other Electric Operating Revenues |  |  |  |  | 7083778.0187 | 4910856.337 | 742738.5982 | 112869.8947 | 48332.9842 | 24441.929 | 4125.9963 | 127780.5231 | 12976.0613 | 4087.3508 | 1095332.4314 | 121.7981 | 114.1145 | 0
185 | [19 empty] | 0
186 |  | Total Electric Operating Revenues |  |  |  |  | 43973661.8729 | 39898645.2666 | 1650674.8903 | 142030.3063 | 335887.05 | -891356.841 | 3654.8942 | 77445.4294 | 110885.0645 | 26016.126 | 2631816.7791 | -13337.5725 | 1300.4801 | 0
187
188 |  | Miscellaneous Revenues
189 |  | 41160 | Gain on Sale of Utility Plant - CR |  | F10 |  | 0 | 0 | 0 | 0 | 0 | 0 | 0 | 0 | 0 | 0 | 0 | 0 | 0 | 0 | 185
190 |  | 41170 | Loss on Sale of Utility Plant |  | F10 |  | 0 | 0 | 0 | 0 | 0 | 0 | 0 | 0 | 0 | 0 | 0 | 0 | 0 | 0 | 190
191 |  | 4118 | Gain from Emission Allowances |  | F30 |  | 0 | 0 | 0 | 0 | 0 | 0 | 0 | 0 | 0 | 0 | 0 | 0 | 0 | 0 | 193
192 |  | 41181 | Gain from Disposition of NOX Credits |  | F10 |  | 0 | 0 | 0 | 0 | 0 | 0 | 0 | 0 | 0 | 0 | 0 | 0 | 0 | 0 | 196
193 |  | 4194 | Impact Housing Interest Income |  | F10 |  | 0 | 0 | 0 | 0 | 0 | 0 | 0 | 0 | 0 | 0 | 0 | 0 | 0 | 0 | 200
194 |  | 421 | (Gain)/Loss on Sale of Utility Plant |  | F10 |  | 0 | 0 | 0 | 0 | 0 | 0 | 0 | 0 | 0 | 0 | 0 | 0 | 0 | 0 | 210
195
196 |  | Total Miscellaneous Revenues |  |  |  |  | 0 | 0 | 0 | 0 | 0 | 0 | 0 | 0 | 0 | 0 | 0 | 0 | 0 | 0
197
198 |  | Miscellaneous Expenses
199 |  | 4311 | Interest on Customer Deposits |  | F80 |  | 655007.19 | 508631.8606 | 71656.1746 | 19666.8646 | 0 | 35792.4447 | 224.9186 | 738.4822 | 0 | 0 | 18296.4447 | 0 | 0 | 0 | 216
200
201 |  | DFA | Divergence Fairness Adjustment
202 |  |  |  | Production | F105 |  | 0 | 0 | 0 | 0 | 0 | 0 | 0 | 0 | 0 | 0 | 0 | 0 | 0 | 0 | 220
203 |  |  |  | Transmission | F105 |  | 0 | 0 | 0 | 0 | 0 | 0 | 0 | 0 | 0 | 0 | 0 | 0 | 0 | 0 | 221
204 |  |  |  | Distribution | F105 |  | 0 | 0 | 0 | 0 | 0 | 0 | 0 | 0 | 0 | 0 | 0 | 0 | 0 | 0 | 222
205 | [6 empty] | 0 | 0 | 0 | 0 | 0 | 0 | 0 | 0 | 0 | 0 | 0 | 0 | 0 | 0
206
207 |  | Net Miscellaneous Revenues And Expense |  |  |  |  | 655007.19 | 508631.8606 | 71656.1746 | 19666.8646 | 0 | 35792.4447 | 224.9186 | 738.4822 | 0 | 0 | 18296.4447 | 0 | 0 | 0
208
209 |  | Distribution - METER - Unbundled
210 | [6 empty] | E: STEAM POWER GENERATION
211
212 |  | A |  | B | C |  | D | E | F | G | H | I | J | K | L | M | N | O | P
213 |  | FERC ACCT |  | DESCRIPTION | COS Factor |  | Utah Jurisdiction Normalized | Residential Sch 1 | General Large Dist. Sch 6 | General +1 MW Sch 8 | Street & Area Lighting Sch. 7,11,12 | General Trans Sch 9 | General Secondary Sch 22 | Irrigation Sch 10 | Traffic Signals Sch 15 | Outdoor Lighting Sch 15 | General Small Dist. Sch 23 | Industrial Cust 1 | Industrial Cust 2
214 |  | 500 | Operation Suprvn & Engineering |  | F10 |  | 0 | 0 | 0 | 0 | 0 | 0 | 0 | 0 | 0 | 0 | 0 | 0 | 0 | 0 | 231
215 |  |  |  | Cholla | F10 |  | 0 | 0 | 0 | 0 | 0 | 0 | 0 | 0 | 0 | 0 | 0 | 0 | 0 | 0 | 232
216 |  |  |  | Total 500 |  |  | 0 | 0 | 0 | 0 | 0 | 0 | 0 | 0 | 0 | 0 | 0 | 0 | 0 | 0
217
218 |  | 501 | Fuel Related |  | F30 |  | 0 | 0 | 0 | 0 | 0 | 0 | 0 | 0 | 0 | 0 | 0 | 0 | 0 | 0 | 243
219 |  |  |  | System Energy - Non NPC | F30 |  | 0 | 0 | 0 | 0 | 0 | 0 | 0 | 0 | 0 | 0 | 0 | 0 | 0 | 0 | 236
220 |  |  |  | System Energy - Non NPC | F30 |  | 0 | 0 | 0 | 0 | 0 | 0 | 0 | 0 | 0 | 0 | 0 | 0 | 0 | 0 | 239
221 |  |  |  | Cholla - Non NPC | F30 |  | 0 | 0 | 0 | 0 | 0 | 0 | 0 | 0 | 0 | 0 | 0 | 0 | 0 | 0 | 240
222 |  |  |  | Cholla | F30 |  | 0 | 0 | 0 | 0 | 0 | 0 | 0 | 0 | 0 | 0 | 0 | 0 | 0 | 0 | 246
223 |  |  |  | Total 501 |  |  | 0 | 0 | 0 | 0 | 0 | 0 | 0 | 0 | 0 | 0 | 0 | 0 | 0 | 0
224
225 |  | 502 | Steam Expenses |  | F10 |  | 0 | 0 | 0 | 0 | 0 | 0 | 0 | 0 | 0 | 0 | 0 | 0 | 0 | 0 | 250
226 |  |  |  | Cholla | F10 |  | 0 | 0 | 0 | 0 | 0 | 0 | 0 | 0 | 0 | 0 | 0 | 0 | 0 | 0 | 251
227 |  |  |  | Total 502 |  |  | 0 | 0 | 0 | 0 | 0 | 0 | 0 | 0 | 0 | 0 | 0 | 0 | 0 | 0
228
229 |  | 503 | Steam From Other Sources |  | F30 |  | 0 | 0 | 0 | 0 | 0 | 0 | 0 | 0 | 0 | 0 | 0 | 0 | 0 | 0 | 258
230 |  |  |  | System Energy - Non NPC | F30 |  | 0 | 0 | 0 | 0 | 0 | 0 | 0 | 0 | 0 | 0 | 0 | 0 | 0 | 0 | 255
231 |  |  |  | Total 503 |  |  | 0 | 0 | 0 | 0 | 0 | 0 | 0 | 0 | 0 | 0 | 0 | 0 | 0 | 0
232
233 |  | 505 | Electric Expenses |  | F10 |  | 0 | 0 | 0 | 0 | 0 | 0 | 0 | 0 | 0 | 0 | 0 | 0 | 0 | 0 | 262
234 |  |  |  | Cholla | F10 |  | 0 | 0 | 0 | 0 | 0 | 0 | 0 | 0 | 0 | 0 | 0 | 0 | 0 | 0 | 263
235 |  |  |  | Total 505 |  |  | 0 | 0 | 0 | 0 | 0 | 0 | 0 | 0 | 0 | 0 | 0 | 0 | 0 | 0
236
237 |  | 506 | Misc. Steam Expense |  | F10 |  | 0 | 0 | 0 | 0 | 0 | 0 | 0 | 0 | 0 | 0 | 0 | 0 | 0 | 0 | 267
238 |  |  |  | System Energy | F30 |  | 0 | 0 | 0 | 0 | 0 | 0 | 0 | 0 | 0 | 0 | 0 | 0 | 0 | 0 | 268
239 |  |  |  | Cholla | F10 |  | 0 | 0 | 0 | 0 | 0 | 0 | 0 | 0 | 0 | 0 | 0 | 0 | 0 | 0 | 269
240 |  |  |  | Total 506 |  |  | 0 | 0 | 0 | 0 | 0 | 0 | 0 | 0 | 0 | 0 | 0 | 0 | 0 | 0
241
242 |  | 507 | Rents |  | F10 |  | 0 | 0 | 0 | 0 | 0 | 0 | 0 | 0 | 0 | 0 | 0 | 0 | 0 | 0 | 273
243 |  |  |  | Cholla | F10 |  | 0 | 0 | 0 | 0 | 0 | 0 | 0 | 0 | 0 | 0 | 0 | 0 | 0 | 0 | 274
244 |  |  |  | Total 507 |  |  | 0 | 0 | 0 | 0 | 0 | 0 | 0 | 0 | 0 | 0 | 0 | 0 | 0 | 0
245
246 |  | 510 | Maint Supervision & Engineering |  | F10 |  | 0 | 0 | 0 | 0 | 0 | 0 | 0 | 0 | 0 | 0 | 0 | 0 | 0 | 0 | 278
247 |  |  |  | Cholla | F10 |  | 0 | 0 | 0 | 0 | 0 | 0 | 0 | 0 | 0 | 0 | 0 | 0 | 0 | 0 | 279
248 |  |  |  | Total 510 |  |  | 0 | 0 | 0 | 0 | 0 | 0 | 0 | 0 | 0 | 0 | 0 | 0 | 0 | 0
249
250 |  | 511 | Maintenance of Structures |  | F10 |  | 0 | 0 | 0 | 0 | 0 | 0 | 0 | 0 | 0 | 0 | 0 | 0 | 0 | 0 | 283
251 |  |  |  | Cholla | F10 |  | 0 | 0 | 0 | 0 | 0 | 0 | 0 | 0 | 0 | 0 | 0 | 0 | 0 | 0 | 284
252 |  |  |  | Total 511 |  |  | 0 | 0 | 0 | 0 | 0 | 0 | 0 | 0 | 0 | 0 | 0 | 0 | 0 | 0
253
254 |  | 512 | Maintenance of Boiler Plant |  | F10 |  | 0 | 0 | 0 | 0 | 0 | 0 | 0 | 0 | 0 | 0 | 0 | 0 | 0 | 0 | 288
255 |  |  |  | Cholla | F10 |  | 0 | 0 | 0 | 0 | 0 | 0 | 0 | 0 | 0 | 0 | 0 | 0 | 0 | 0 | 289
256 |  |  |  | Total 512 |  |  | 0 | 0 | 0 | 0 | 0 | 0 | 0 | 0 | 0 | 0 | 0 | 0 | 0 | 0
257
258 |  | 513 | Maintenance of Electric Plant |  | F10 |  | 0 | 0 | 0 | 0 | 0 | 0 | 0 | 0 | 0 | 0 | 0 | 0 | 0 | 0 | 293
259 |  |  |  | Cholla | F10 |  | 0 | 0 | 0 | 0 | 0 | 0 | 0 | 0 | 0 | 0 | 0 | 0 | 0 | 0 | 294
260 |  |  |  | Total 513 |  |  | 0 | 0 | 0 | 0 | 0 | 0 | 0 | 0 | 0 | 0 | 0 | 0 | 0 | 0
261
262 |  | 514 | Maint of Misc. Steam Plant |  | F10 |  | 0 | 0 | 0 | 0 | 0 | 0 | 0 | 0 | 0 | 0 | 0 | 0 | 0 | 0 | 298
263 |  |  |  | Cholla | F10 |  | 0 | 0 | 0 | 0 | 0 | 0 | 0 | 0 | 0 | 0 | 0 | 0 | 0 | 0 | 299
264 |  |  |  | Total 514 |  |  | 0 | 0 | 0 | 0 | 0 | 0 | 0 | 0 | 0 | 0 | 0 | 0 | 0 | 0
265
266 |  | Total Steam Power Generation |  |  |  |  | 0 | 0 | 0 | 0 | 0 | 0 | 0 | 0 | 0 | 0 | 0 | 0 | 0 | 0
267
268
269 | [6 empty] | D: NUCLEAR POWER GENERATION
270
271
272 |  | 517 | Operation Super & Engineering |  | F10 |  | 0 | 0 | 0 | 0 | 0 | 0 | 0 | 0 | 0 | 0 | 0 | 0 | 0 | 0 | 305
273
274 |  | 518 | Nuclear Fuel Expense |  | F30 |  | 0 | 0 | 0 | 0 | 0 | 0 | 0 | 0 | 0 | 0 | 0 | 0 | 0 | 0 | 309
275
276 |  | 519 | Coolants and Water |  | F10 |  | 0 | 0 | 0 | 0 | 0 | 0 | 0 | 0 | 0 | 0 | 0 | 0 | 0 | 0 | 314
277
278 |  | 520 | Steam Expenses |  | F10 |  | 0 | 0 | 0 | 0 | 0 | 0 | 0 | 0 | 0 | 0 | 0 | 0 | 0 | 0 | 318
279
280 |  | 523 | Electric Expenses |  | F10 |  | 0 | 0 | 0 | 0 | 0 | 0 | 0 | 0 | 0 | 0 | 0 | 0 | 0 | 0 | 322
281
282 |  | 524 | Misc. Nuclear Expenses |  | F10 |  | 0 | 0 | 0 | 0 | 0 | 0 | 0 | 0 | 0 | 0 | 0 | 0 | 0 | 0 | 326
283
284 |  | 528 | Maint Supervision & Eng |  | F10 |  | 0 | 0 | 0 | 0 | 0 | 0 | 0 | 0 | 0 | 0 | 0 | 0 | 0 | 0 | 330
285
286 |  | 529 | Maintenance of Structures |  | F10 |  | 0 | 0 | 0 | 0 | 0 | 0 | 0 | 0 | 0 | 0 | 0 | 0 | 0 | 0 | 334
287
288 |  | 530 | Maintenance of Reactor Plant |  | F10 |  | 0 | 0 | 0 | 0 | 0 | 0 | 0 | 0 | 0 | 0 | 0 | 0 | 0 | 0 | 338
289
290 |  | 531 | Maintenance of Electric Plant |  | F10 |  | 0 | 0 | 0 | 0 | 0 | 0 | 0 | 0 | 0 | 0 | 0 | 0 | 0 | 0 | 342
291
292 |  | 532 | Maintenance of Misc Nuclear |  | F10 |  | 0 | 0 | 0 | 0 | 0 | 0 | 0 | 0 | 0 | 0 | 0 | 0 | 0 | 0 | 346
293
294 |  | Total Nuclear Power Generation |  |  |  |  | 0 | 0 | 0 | 0 | 0 | 0 | 0 | 0 | 0 | 0 | 0 | 0 | 0 | 0
295
296
297
298 |  | Distribution - METER - Unbundled |  |  |  |  | D: HYDRAULIC POWER GENERATION
299
300 |  | A |  | B | C |  | D | E | F | G | H | I | J | K | L | M | N | O | P
301 |  | FERC ACCT |  | DESCRIPTION | COS Factor |  | Utah Jurisdiction Normalized | Residential Sch 1 | General Large Dist. Sch 6 | General +1 MW Sch 8 | Street & Area Lighting Sch. 7,11,12 | General Trans Sch 9 | General Secondary Sch 22 | Irrigation Sch 10 | Traffic Signals Sch 15 | Outdoor Lighting Sch 15 | General Small Dist. Sch 23 | Industrial Cust 1 | Industrial Cust 2
302 |  | 535 | Operation Super & Engineering |  | F10 |  | 0 | 0 | 0 | 0 | 0 | 0 | 0 | 0 | 0 | 0 | 0 | 0 | 0 | 0 | 355
303
304 |  | 536 | Water For Power |  | F10 |  | 0 | 0 | 0 | 0 | 0 | 0 | 0 | 0 | 0 | 0 | 0 | 0 | 0 | 0 | 360
305
306 |  | 537 | Hydraulic Expenses |  | F10 |  | 0 | 0 | 0 | 0 | 0 | 0 | 0 | 0 | 0 | 0 | 0 | 0 | 0 | 0 | 365
307
308 |  | 538 | Electric Expenses |  | F10 |  | 0 | 0 | 0 | 0 | 0 | 0 | 0 | 0 | 0 | 0 | 0 | 0 | 0 | 0 | 369
309
310 |  | 539 | Misc. Hydro Expenses |  | F10 |  | 0 | 0 | 0 | 0 | 0 | 0 | 0 | 0 | 0 | 0 | 0 | 0 | 0 | 0 | 374
311
312 |  | 540 | Rents (Hydro Generation) |  | F10 |  | 0 | 0 | 0 | 0 | 0 | 0 | 0 | 0 | 0 | 0 | 0 | 0 | 0 | 0 | 379
313
314 |  | 541 | Maint Supervision & Engineering |  | F10 |  | 0 | 0 | 0 | 0 | 0 | 0 | 0 | 0 | 0 | 0 | 0 | 0 | 0 | 0 | 383
315
316 |  | 542 | Maintenance of Structures |  | F10 |  | 0 | 0 | 0 | 0 | 0 | 0 | 0 | 0 | 0 | 0 | 0 | 0 | 0 | 0 | 388
317
318 |  | 543 | Maint of Dams & Waterways |  | F10 |  | 0 | 0 | 0 | 0 | 0 | 0 | 0 | 0 | 0 | 0 | 0 | 0 | 0 | 0 | 393
319
320 |  | 544 | Maintenance of Electric Plant |  | F10 |  | 0 | 0 | 0 | 0 | 0 | 0 | 0 | 0 | 0 | 0 | 0 | 0 | 0 | 0 | 398
321
322 |  | 545 | Maint of Misc. Hydro Plant |  | F10 |  | 0 | 0 | 0 | 0 | 0 | 0 | 0 | 0 | 0 | 0 | 0 | 0 | 0 | 0 | 403
323
324 |  | Total Hydraulic Power Generation |  |  |  |  | 0 | 0 | 0 | 0 | 0 | 0 | 0 | 0 | 0 | 0 | 0 | 0 | 0 | 0
325
326
327 | [6 empty] | D: OTHER POWER GENERATION
328
329
330 |  | 546 | Operation Super & Engineering |  | F10 |  | 0 | 0 | 0 | 0 | 0 | 0 | 0 | 0 | 0 | 0 | 0 | 0 | 0 | 0 | 409
331
332 |  | 547 | Fuel |  | F30 |  | 0 | 0 | 0 | 0 | 0 | 0 | 0 | 0 | 0 | 0 | 0 | 0 | 0 | 0 | 413
333 |  |  |  | Simple Cycle Combustion Turbine | F30 |  | 0 | 0 | 0 | 0 | 0 | 0 | 0 | 0 | 0 | 0 | 0 | 0 | 0 | 0 | 414
334 |  |  |  | Total 547 |  |  | 0 | 0 | 0 | 0 | 0 | 0 | 0 | 0 | 0 | 0 | 0 | 0 | 0 | 0
335
336 |  | 548 | Generation Expense |  | F10 |  | 0 | 0 | 0 | 0 | 0 | 0 | 0 | 0 | 0 | 0 | 0 | 0 | 0 | 0 | 418
337 |  |  |  | Simple Cycle Combustion Turbine | F10 |  | 0 | 0 | 0 | 0 | 0 | 0 | 0 | 0 | 0 | 0 | 0 | 0 | 0 | 0 | 419
338 |  |  |  | Total 548 |  |  | 0 | 0 | 0 | 0 | 0 | 0 | 0 | 0 | 0 | 0 | 0 | 0 | 0 | 0
339
340 |  | 549 | Miscellaneous Other |  | F10 |  | 0 | 0 | 0 | 0 | 0 | 0 | 0 | 0 | 0 | 0 | 0 | 0 | 0 | 0 | 423
341 |  |  |  | Wind Generation | F10 |  | 0 | 0 | 0 | 0 | 0 | 0 | 0 | 0 | 0 | 0 | 0 | 0 | 0 | 0 | 424
342
343 |  | 550 | Maint Supervision & Engineering
344 |  |  |  | System Generation | F10 |  | 0 | 0 | 0 | 0 | 0 | 0 | 0 | 0 | 0 | 0 | 0 | 0 | 0 | 0 | 429
345 |  |  |  | Wind Generation | F10 |  | 0 | 0 | 0 | 0 | 0 | 0 | 0 | 0 | 0 | 0 | 0 | 0 | 0 | 0 | 430
346 |  |  |  | Total 550 |  |  | 0 | 0 | 0 | 0 | 0 | 0 | 0 | 0 | 0 | 0 | 0 | 0 | 0 | 0
347
348 |  | 551 | Maint Supervision & Engineering |  | F10 |  | 0 | 0 | 0 | 0 | 0 | 0 | 0 | 0 | 0 | 0 | 0 | 0 | 0 | 0 | 434
349
350 |  | 552 | Maintenance of Structures |  | F10 |  | 0 | 0 | 0 | 0 | 0 | 0 | 0 | 0 | 0 | 0 | 0 | 0 | 0 | 0 | 440
351
352 |  | 553 | Maint of Generation & Elect Plant |  | F10 |  | 0 | 0 | 0 | 0 | 0 | 0 | 0 | 0 | 0 | 0 | 0 | 0 | 0 | 0 | 444
353 |  |  |  | Simple Cycle Combustion Turbine | F10 |  | 0 | 0 | 0 | 0 | 0 | 0 | 0 | 0 | 0 | 0 | 0 | 0 | 0 | 0 | 445
354 |  |  |  | Wind Generation | F10 |  | 0 | 0 | 0 | 0 | 0 | 0 | 0 | 0 | 0 | 0 | 0 | 0 | 0 | 0 | 446
355 |  |  |  | Total 553 |  |  | 0 | 0 | 0 | 0 | 0 | 0 | 0 | 0 | 0 | 0 | 0 | 0 | 0 | 0
356
357 |  | 554 | Maintenance of Misc. Other |  | F10 |  | 0 | 0 | 0 | 0 | 0 | 0 | 0 | 0 | 0 | 0 | 0 | 0 | 0 | 0 | 450
358 |  |  |  | Simple Cycle Combustion Turbine | F10 |  | 0 | 0 | 0 | 0 | 0 | 0 | 0 | 0 | 0 | 0 | 0 | 0 | 0 | 0 | 451
359 |  |  |  | Wind Generation | F10 |  | 0 | 0 | 0 | 0 | 0 | 0 | 0 | 0 | 0 | 0 | 0 | 0 | 0 | 0 | 452
360 |  |  |  | Total 554 |  |  | 0 | 0 | 0 | 0 | 0 | 0 | 0 | 0 | 0 | 0 | 0 | 0 | 0 | 0
361
362 |  | Total Other Power Generation |  |  |  |  | 0 | 0 | 0 | 0 | 0 | 0 | 0 | 0 | 0 | 0 | 0 | 0 | 0 | 0
363
364
365 | [6 empty] | D: OTHER POWER SUPPLY
366
367
368 |  | 555 | Purchased Power |  | F10 |  | 0 | 0 | 0 | 0 | 0 | 0 | 0 | 0 | 0 | 0 | 0 | 0 | 0 | 0 | 458
369 |  |  |  | Demand | F10 |  | 0 | 0 | 0 | 0 | 0 | 0 | 0 | 0 | 0 | 0 | 0 | 0 | 0 | 0 | 459
370 |  |  |  | Energy | F30 |  | 0 | 0 | 0 | 0 | 0 | 0 | 0 | 0 | 0 | 0 | 0 | 0 | 0 | 0 | 460
371 |  |  |  | Seasonal Contracts | F10 |  | 0 | 0 | 0 | 0 | 0 | 0 | 0 | 0 | 0 | 0 | 0 | 0 | 0 | 0 | 461
372 |  |  |  | Demand | F10 |  | 0 | 0 | 0 | 0 | 0 | 0 | 0 | 0 | 0 | 0 | 0 | 0 | 0 | 0 | 462
373 |  |  |  | Total 555 |  |  | 0 | 0 | 0 | 0 | 0 | 0 | 0 | 0 | 0 | 0 | 0 | 0 | 0 | 0
374
375
376 |  | 556 | System Control & Load Dispatch |  | F10 |  | 0 | 0 | 0 | 0 | 0 | 0 | 0 | 0 | 0 | 0 | 0 | 0 | 0 | 0 | 466
377
378 |  | 557 | Other Expenses |  | F10 |  | 0 | 0 | 0 | 0 | 0 | 0 | 0 | 0 | 0 | 0 | 0 | 0 | 0 | 0 | 470
379 |  |  |  | Demand | F10 |  | 0 | 0 | 0 | 0 | 0 | 0 | 0 | 0 | 0 | 0 | 0 | 0 | 0 | 0 | 471
380 |  |  |  | Demand | F10 |  | 0 | 0 | 0 | 0 | 0 | 0 | 0 | 0 | 0 | 0 | 0 | 0 | 0 | 0 | 472
381 |  |  |  | Energy | F30 |  | 0 | 0 | 0 | 0 | 0 | 0 | 0 | 0 | 0 | 0 | 0 | 0 | 0 | 0 | 473
382 |  |  |  | Demand | F10 |  | 0 | 0 | 0 | 0 | 0 | 0 | 0 | 0 | 0 | 0 | 0 | 0 | 0 | 0 | 474
383 |  |  |  | Demand | F10 |  | 0 | 0 | 0 | 0 | 0 | 0 | 0 | 0 | 0 | 0 | 0 | 0 | 0 | 0 | 475
384 | [6 empty] | 0 | 0 | 0 | 0 | 0 | 0 | 0 | 0 | 0 | 0 | 0 | 0 | 0 | 0
385
386 |  | 2017 Protocol Adjustment |  | Embedded Cost Differentials
387 |  |  |  | Company Owned Hydro | F10 |  | 0 | 0 | 0 | 0 | 0 | 0 | 0 | 0 | 0 | 0 | 0 | 0 | 0 | 0 | 479
388 |  |  |  | Company Owned Hydro | F10 |  | 0 | 0 | 0 | 0 | 0 | 0 | 0 | 0 | 0 | 0 | 0 | 0 | 0 | 0 | 480
389 |  |  |  | Mid-C Contract | F10 |  | 0 | 0 | 0 | 0 | 0 | 0 | 0 | 0 | 0 | 0 | 0 | 0 | 0 | 0 | 481
390 |  |  |  | Baseline ECD | F10 |  | 0 | 0 | 0 | 0 | 0 | 0 | 0 | 0 | 0 | 0 | 0 | 0 | 0 | 0 | 491
391 |  |  |  | Equalization Adj. | F10 |  | 0 | 0 | 0 | 0 | 0 | 0 | 0 | 0 | 0 | 0 | 0 | 0 | 0 | 0 | 492
392 | [6 empty] | 0 | 0 | 0 | 0 | 0 | 0 | 0 | 0 | 0 | 0 | 0 | 0 | 0 | 0
393
394 |  | Total Other Power Supply |  |  |  |  | 0 | 0 | 0 | 0 | 0 | 0 | 0 | 0 | 0 | 0 | 0 | 0 | 0 | 0
395
396 |  | TOTAL PRODUCTION EXPENSE |  |  |  |  | 0 | 0 | 0 | 0 | 0 | 0 | 0 | 0 | 0 | 0 | 0 | 0 | 0 | 0
397
398 |  | Distribution - METER - Unbundled |  |  |  |  | D: TRANSMISSION EXPENSE
399
400
401 |  | A |  | B | C |  | D | E | F | G | H | I | J | K | L | M | N | O | P
402 |  | FERC ACCT |  | DESCRIPTION | COS Factor |  | Utah Jurisdiction Normalized | Residential Sch 1 | General Large Dist. Sch 6 | General +1 MW Sch 8 | Street & Area Lighting Sch. 7,11,12 | General Trans Sch 9 | General Secondary Sch 22 | Irrigation Sch 10 | Traffic Signals Sch 15 | Outdoor Lighting Sch 15 | General Small Dist. Sch 23 | Industrial Cust 1 | Industrial Cust 2
403 |  | 560 | Operation Supervision & Eng |  | F106 |  | 0 | 0 | 0 | 0 | 0 | 0 | 0 | 0 | 0 | 0 | 0 | 0 | 0 | 0 | 500
404
405 |  | 561 | Load Dispatching |  | F106 |  | 0 | 0 | 0 | 0 | 0 | 0 | 0 | 0 | 0 | 0 | 0 | 0 | 0 | 0 | 504
406
407 |  | 562 | Station Expense |  | F106 |  | 0 | 0 | 0 | 0 | 0 | 0 | 0 | 0 | 0 | 0 | 0 | 0 | 0 | 0 | 508
408
409 |  | 563 | Overhead Line Expense |  | F106 |  | 0 | 0 | 0 | 0 | 0 | 0 | 0 | 0 | 0 | 0 | 0 | 0 | 0 | 0 | 512
410
411 |  | 564 | Underground Line Expense |  | F106 |  | 0 | 0 | 0 | 0 | 0 | 0 | 0 | 0 | 0 | 0 | 0 | 0 | 0 | 0 | 516
412
413 |  | 565 | Transm of Electricity by Others |  | F10 |  | 0 | 0 | 0 | 0 | 0 | 0 | 0 | 0 | 0 | 0 | 0 | 0 | 0 | 0 | 520
414 |  |  | Energy |  | F30 |  | 0 | 0 | 0 | 0 | 0 | 0 | 0 | 0 | 0 | 0 | 0 | 0 | 0 | 0 | 521
415 | [6 empty] | 0 | 0 | 0 | 0 | 0 | 0 | 0 | 0 | 0 | 0 | 0 | 0 | 0 | 0
416
417 |  | 566 | Misc. Transmission Expense |  | F106 |  | 0 | 0 | 0 | 0 | 0 | 0 | 0 | 0 | 0 | 0 | 0 | 0 | 0 | 0 | 525
418
419 |  | 567 | Rents - Transmission |  | F106 |  | 0 | 0 | 0 | 0 | 0 | 0 | 0 | 0 | 0 | 0 | 0 | 0 | 0 | 0 | 529
420
421 |  | 568 | Maint Supervision & Engineering |  | F106 |  | 0 | 0 | 0 | 0 | 0 | 0 | 0 | 0 | 0 | 0 | 0 | 0 | 0 | 0 | 533
422
423 |  | 569 | Maintenance of Structures |  | F106 |  | 0 | 0 | 0 | 0 | 0 | 0 | 0 | 0 | 0 | 0 | 0 | 0 | 0 | 0 | 537
424
425 |  | 570 | Maint of Station Equipment |  | F106 |  | 0 | 0 | 0 | 0 | 0 | 0 | 0 | 0 | 0 | 0 | 0 | 0 | 0 | 0 | 541
426
427 |  | 571 | Maintenance of Overhead Lines |  | F106 |  | 0 | 0 | 0 | 0 | 0 | 0 | 0 | 0 | 0 | 0 | 0 | 0 | 0 | 0 | 545
428
429 |  | 572 | Maint of Underground Lines |  | F106 |  | 0 | 0 | 0 | 0 | 0 | 0 | 0 | 0 | 0 | 0 | 0 | 0 | 0 | 0 | 549
430
431 |  | 573 | Maint of Misc Transmission Plant |  | F106 |  | 0 | 0 | 0 | 0 | 0 | 0 | 0 | 0 | 0 | 0 | 0 | 0 | 0 | 0 | 553
432
433
434 |  | TOTAL TRANSMISSION EXPENSE |  |  |  |  | 0 | 0 | 0 | 0 | 0 | 0 | 0 | 0 | 0 | 0 | 0 | 0 | 0 | 0
435
436
437
438
439
440
441
442
443
444
445
446 |  | Distribution - METER - Unbundled |  |  |  |  | D: DISTRIBUTION EXPENSE
447
448
449 |  | A |  | B | C |  | D | E | F | G | H | I | J | K | L | M | N | O | P
450 |  | FERC ACCT |  | DESCRIPTION | COS Factor |  | Utah Jurisdiction Normalized | Residential Sch 1 | General Large Dist. Sch 6 | General +1 MW Sch 8 | Street & Area Lighting Sch. 7,11,12 | General Trans Sch 9 | General Secondary Sch 22 | Irrigation Sch 10 | Traffic Signals Sch 15 | Outdoor Lighting Sch 15 | General Small Dist. Sch 23 | Industrial Cust 1 | Industrial Cust 2
451 |  | 580 | Operation Supervision & Eng |  | F131 |  | 0 | 0 | 0 | 0 | 0 | 0 | 0 | 0 | 0 | 0 | 0 | 0 | 0 | 0 | 561
452
453 |  | 581 | Load Dispatching |  | F20 |  | 0 | 0 | 0 | 0 | 0 | 0 | 0 | 0 | 0 | 0 | 0 | 0 | 0 | 0 | 566
454
455 |  | 582 | Station Expense |  | F120 |  | 0 | 0 | 0 | 0 | 0 | 0 | 0 | 0 | 0 | 0 | 0 | 0 | 0 | 0 | 571
456
457 |  | 583 | Overhead Line Expenses |  | F132 |  | 0 | 0 | 0 | 0 | 0 | 0 | 0 | 0 | 0 | 0 | 0 | 0 | 0 | 0 | 576
458
459 |  | 584 | Underground Line Expense |  | F133 |  | 0 | 0 | 0 | 0 | 0 | 0 | 0 | 0 | 0 | 0 | 0 | 0 | 0 | 0 | 581
460
461 |  | 585 | Street Lighting & Signal Systems |  | F130 |  | 0 | 0 | 0 | 0 | 0 | 0 | 0 | 0 | 0 | 0 | 0 | 0 | 0 | 0 | 586
462
463 |  | 586 | Meter Expenses |  | F127 |  | 0 | 0 | 0 | 0 | 0 | 0 | 0 | 0 | 0 | 0 | 0 | 0 | 0 | 0 | 591
464
465 |  | 587 | Customer Installation Expenses |  | F20 |  | 0 | 0 | 0 | 0 | 0 | 0 | 0 | 0 | 0 | 0 | 0 | 0 | 0 | 0 | 596
466
467 |  | 588 | Misc. Distribution Expenses |  | F131 |  | 0 | 0 | 0 | 0 | 0 | 0 | 0 | 0 | 0 | 0 | 0 | 0 | 0 | 0 | 601
468
469 |  | 589 | Rents |  | F131 |  | 0 | 0 | 0 | 0 | 0 | 0 | 0 | 0 | 0 | 0 | 0 | 0 | 0 | 0 | 606
470
471 |  | 590 | Maint Supervision & Engineering |  | F131 |  | 0 | 0 | 0 | 0 | 0 | 0 | 0 | 0 | 0 | 0 | 0 | 0 | 0 | 0 | 611
472
473 |  | 591 | Maintenance of Structures |  | F119 |  | 0 | 0 | 0 | 0 | 0 | 0 | 0 | 0 | 0 | 0 | 0 | 0 | 0 | 0 | 616
474
475 |  | 592 | Maint of Station Equipment |  | F120 |  | 0 | 0 | 0 | 0 | 0 | 0 | 0 | 0 | 0 | 0 | 0 | 0 | 0 | 0 | 621
476
477 |  | 593 | Maintenance of Overhead Lines |  | F134 |  | 0 | 0 | 0 | 0 | 0 | 0 | 0 | 0 | 0 | 0 | 0 | 0 | 0 | 0 | 626
478
479 |  | 594 | Maint of Underground Lines |  | F135 |  | 0 | 0 | 0 | 0 | 0 | 0 | 0 | 0 | 0 | 0 | 0 | 0 | 0 | 0 | 631
480
481 |  | 595 | Maint of Line Transformers |  | F125 |  | 0 | 0 | 0 | 0 | 0 | 0 | 0 | 0 | 0 | 0 | 0 | 0 | 0 | 0 | 636
482
483 |  | 596 | Maint of Street Lighting & Signals |  | F130 |  | 0 | 0 | 0 | 0 | 0 | 0 | 0 | 0 | 0 | 0 | 0 | 0 | 0 | 0 | 641
484
485 |  | 597 | Maintenance of Meters |  | F127 |  | 0 | 0 | 0 | 0 | 0 | 0 | 0 | 0 | 0 | 0 | 0 | 0 | 0 | 0 | 646
486
487 |  | 598 | Maint of Misc. Distribution Plant |  | F131 |  | 0 | 0 | 0 | 0 | 0 | 0 | 0 | 0 | 0 | 0 | 0 | 0 | 0 | 0 | 651
488
489 |  | TOTAL DISTRIBUTION EXPENSE |  |  |  |  | 0 | 0 | 0 | 0 | 0 | 0 | 0 | 0 | 0 | 0 | 0 | 0 | 0 | 0
490
491
492 | [6 empty] | D: CUSTOMER ACCOUNTS EXPENSE
493
494
495 |  | 901 | Supervision |  | F136 |  | 1115715.5867 | 953729.6362 | 36322.6427 | 8136.9963 | 7090.8595 | 11655.6963 | 70.6548 | 1940.4381 | 2546.0282 | 568.6642 | 93621.6792 | 16.1456 | 16.1456 | 0 | 658
496
497 |  | 902 | Meter Reading Expense |  | F47 |  | 3944283.6555 | 3341398.5165 | 70823.5811 | 78134.006 | 0 | 51783.7801 | 318.0489 | 7935.6157 | 11271.5352 | 2517.5362 | 379375.8475 | 362.5942 | 362.5942 | 0 | 663
498
499 |  | 903 | Customer Receipts & Collections |  | F48 |  | 22402210.3649 | 19549965.5802 | 423717.2986 | 6572.1984 | 197481.4047 | 14561.3022 | 26.7525 | 40777.182 | 59635.6963 | 13319.8382 | 2095978.9856 | 87.0631 | 87.0631 | 0 | 668
500
501 |  | 904 | Uncollectible Accounts |  | F80 |  | 4726337.371 | 3670136.4617 | 517049.6771 | 141910.2547 | 0 | 258267.6519 | 1622.9455 | 5328.6683 | 0 | 0 | 132021.7119 | 0 | 0 | 0 | 674
502
503 |  | 905 | Misc. Customer Accounts Exp |  | F136 |  | 875205.3496 | 748138.0467 | 28492.7194 | 6382.9374 | 5562.312 | 9143.1256 | 55.4241 | 1522.1458 | 1997.1913 | 446.0796 | 73440.0374 | 12.6652 | 12.6652 | 0 | 679
504
505 |  | TOTAL CUSTOMER ACCOUNTS EXPENSE |  |  |  |  | 33063752.3277 | 28263368.2413 | 1076405.9188 | 241136.3928 | 210134.5762 | 345411.5562 | 2093.8258 | 57504.05 | 75450.451 | 16852.1181 | 2774438.2616 | 478.468 | 478.468 | 0
506
507 |  | Distribution - METER - Unbundled |  |  |  |  | D: CUSTOMER SERVICE EXPENSE
508
509 |  | A |  | B | C |  | D | E | F | G | H | I | J | K | L | M | N | O | P
510 |  | FERC ACCT |  | DESCRIPTION | COS Factor |  | Utah Jurisdiction Normalized | Residential Sch 1 | General Large Dist. Sch 6 | General +1 MW Sch 8 | Street & Area Lighting Sch. 7,11,12 | General Trans Sch 9 | General Secondary Sch 22 | Irrigation Sch 10 | Traffic Signals Sch 15 | Outdoor Lighting Sch 15 | General Small Dist. Sch 23 | Industrial Cust 1 | Industrial Cust 2
511 |  | 907 | Supervision |  | F40 |  | 136362.989 | 118199.3723 | 2381.2676 | 36.9354 | 1320.9539 | 25.1456 | 0.15035 | 490.96 | 398.7218 | 89.0559 | 13420.1254 | 0.15035 | 0.15035 | 0 | 686
512
513 |  | 908 | Customer Assistance |  | F40 |  | 3191494.2498 | 2766385.6589 | 55732.1459 | 864.4507 | 30916.1354 | 588.5185 | 3.5188 | 11490.626 | 9331.8451 | 2084.2997 | 314090.0131 | 3.5188 | 3.5188 | 0 | 691
514
515 |  | 909 | Informational & Instructional Adv |  | F40 |  | 1475540.8077 | 1278998.0523 | 25766.9446 | 399.6662 | 14293.6242 | 272.0929 | 1.6269 | 5312.5233 | 4314.4424 | 963.6456 | 145214.9355 | 1.6269 | 1.6269 | 0 | 696
516
517 |  | 910 | Misc. Customer Service |  | F40 |  | 1502.6981 | 1302.538 | 26.2412 | 0.40702 | 14.5567 | 0.2771 | 0.0016568 | 5.4103 | 4.3938 | 0.98138 | 147.8876 | 0.0016568 | 0.0016568 | 0 | 701
518
519 |  | TOTAL CUSTOMER SERVICE EXPENSE |  |  |  |  | 4804900.7446 | 4164885.6215 | 83906.5994 | 1301.4593 | 46545.2701 | 886.0342 | 5.2977 | 17299.5196 | 14049.4032 | 3137.9826 | 472872.9617 | 5.2977 | 5.2977 | 0
520
521
522 | [6 empty] | D: SALES EXPENSE
523
524
525 |  | 911 | Supervision |  | F40 |  | 0 | 0 | 0 | 0 | 0 | 0 | 0 | 0 | 0 | 0 | 0 | 0 | 0 | 0 | 708
526
527 |  | 912 | Demonstration & Selling Expense |  | F40 |  | 0 | 0 | 0 | 0 | 0 | 0 | 0 | 0 | 0 | 0 | 0 | 0 | 0 | 0 | 713
528
529 |  | 913 | Advertising Expense |  | F40 |  | 0 | 0 | 0 | 0 | 0 | 0 | 0 | 0 | 0 | 0 | 0 | 0 | 0 | 0 | 718
530
531 |  | 916 | Misc. Sales Expense |  | F40 |  | 0 | 0 | 0 | 0 | 0 | 0 | 0 | 0 | 0 | 0 | 0 | 0 | 0 | 0 | 723
532
533 |  | TOTAL SALES EXPENSE |  |  |  |  | 0 | 0 | 0 | 0 | 0 | 0 | 0 | 0 | 0 | 0 | 0 | 0 | 0 | 0
534
535
536 | [6 empty] | D: ADMINISTRATION & GENERAL EXPENSE
537
538
539 |  | 920 | Administrative & General Salaries |  | F102R |  | 0 | 0 | 0 | 0 | 0 | 0 | 0 | 0 | 0 | 0 | 0 | 0 | 0 | 0 | 729
540 |  |  |  | Customer - System | F42 |  | 0 | 0 | 0 | 0 | 0 | 0 | 0 | 0 | 0 | 0 | 0 | 0 | 0 | 0 | 730
541 |  |  |  | System Overheads | F102R |  | 0 | 0 | 0 | 0 | 0 | 0 | 0 | 0 | 0 | 0 | 0 | 0 | 0 | 0 | 731
542 |  |  |  | Administrative & General Salaries |  |  | 0 | 0 | 0 | 0 | 0 | 0 | 0 | 0 | 0 | 0 | 0 | 0 | 0 | 0
543
544 |  | 921 | Office Supplies & expenses |  | F102R |  | 0 | 0 | 0 | 0 | 0 | 0 | 0 | 0 | 0 | 0 | 0 | 0 | 0 | 0 | 735
545 |  |  |  | Customer - System | F42 |  | 44543.5825 | 38807.7058 | 841.101 | 13.0462 | 392.0109 | 28.9049 | 0.053105 | 154.9662 | 118.38 | 26.4406 | 4160.6281 | 0.17282 | 0.17282 | 0 | 736
546 |  |  |  | System Overheads | F102R |  | 0 | 0 | 0 | 0 | 0 | 0 | 0 | 0 | 0 | 0 | 0 | 0 | 0 | 0 | 737
547 |  |  |  | Office Supplies & expenses |  |  | 44543.5825 | 38807.7058 | 841.101 | 13.0462 | 392.0109 | 28.9049 | 0.053105 | 154.9662 | 118.38 | 26.4406 | 4160.6281 | 0.17282 | 0.17282 | 0
548
549 |  | 922 | A&G Expenses Transferred |  | F102R |  | 0 | 0 | 0 | 0 | 0 | 0 | 0 | 0 | 0 | 0 | 0 | 0 | 0 | 0 | 741
550
551 |  | 923 | Outside Services |  | F102R |  | 0 | 0 | 0 | 0 | 0 | 0 | 0 | 0 | 0 | 0 | 0 | 0 | 0 | 0 | 744
552 |  |  |  | Customer - System | F42 |  | 0 | 0 | 0 | 0 | 0 | 0 | 0 | 0 | 0 | 0 | 0 | 0 | 0 | 0 | 745
553 |  |  |  | System Overheads | F102R |  | 0 | 0 | 0 | 0 | 0 | 0 | 0 | 0 | 0 | 0 | 0 | 0 | 0 | 0 | 746
554 |  |  |  | Outside Services |  |  | 0 | 0 | 0 | 0 | 0 | 0 | 0 | 0 | 0 | 0 | 0 | 0 | 0 | 0
555
556 |  | 924 | Property Insurance |  | F102R |  | 0 | 0 | 0 | 0 | 0 | 0 | 0 | 0 | 0 | 0 | 0 | 0 | 0 | 0 | 750
557 |  |  |  | System Generation | F10 |  | 0 | 0 | 0 | 0 | 0 | 0 | 0 | 0 | 0 | 0 | 0 | 0 | 0 | 0 | 751
558 |  |  |  | System Overheads | F102R |  | 0 | 0 | 0 | 0 | 0 | 0 | 0 | 0 | 0 | 0 | 0 | 0 | 0 |  | 752
559
560 |  | 925 | Injuries & Damages |  | F102R |  | 0 | 0 | 0 | 0 | 0 | 0 | 0 | 0 | 0 | 0 | 0 | 0 | 0 | 0 | 756
561
562 |  | 926 | Employee Pensions & Benefits |  | F138R |  | 5930236.1099 | 5078268.8698 | 181705.0947 | 37965.7999 | 40196.0981 | 54230.2487 | 328.723 | 11714.249 | 14015.6891 | 3130.4524 | 508529.3696 | 75.7578 | 75.7578 | 0 | 763
563
564 |  | 927 | Franchise Requirements |  | F102 |  | 0 | 0 | 0 | 0 | 0 | 0 | 0 | 0 | 0 | 0 | 0 | 0 | 0 | 0 | 768
565
566 |  | 928 | Regulatory Commission Expense |  | F102 |  | 0 | 0 | 0 | 0 | 0 | 0 | 0 | 0 | 0 | 0 | 0 | 0 | 0 | 0 | 775
567 |  |  |  | Regulatory Expense | F103 |  | 0 | 0 | 0 | 0 | 0 | 0 | 0 | 0 | 0 | 0 | 0 | 0 | 0 | 0 | 777
568
569 |  | 929 | Duplicate Charges |  | F102R |  | -6150383.4737 | -2492592.2289 | -1665386.6623 | -453477.9305 | -28621.1012 | -801150.5148 | -4650.7202 | -61260.8962 | -2143.8513 | -2256.7754 | -446084.6602 | -100532.4919 | -92225.6408 | 0 | 782
570
571 |  | 930 | Misc General Expenses
572 |  |  |  | Situs | F102R |  | 0 | 0 | 0 | 0 | 0 | 0 | 0 | 0 | 0 | 0 | 0 | 0 | 0 | 0 | 785
573 |  |  |  | Customer | F42 |  | 120419.8537 | 104913.3903 | 2273.8464 | 35.2692 | 1059.7688 | 78.1421 | 0.14357 | 418.9382 | 320.0304 | 71.4799 | 11247.9104 | 0.46722 | 0.46722 | 0 | 786
574 |  |  |  | Labor | F138R |  | 131851.2415 | 112908.8358 | 4039.9812 | 844.1212 | 893.709 | 1205.7405 | 7.3087 | 260.4514 | 311.621 | 69.6016 | 11306.5024 | 1.6844 | 1.6844 | 0 | 787
575
576 |  | 931 | Rents |  | F102R |  | 0 | 0 | 0 | 0 | 0 | 0 | 0 | 0 | 0 | 0 | 0 | 0 | 0 | 0 | 793
577
578 |  | 935 | Maintenance of General Plant |  | F108 |  | 185035.1158 | 78870.775 | 48644.4177 | 13177.9857 | 1074.3873 | 21853.1091 | 137.5089 | 1888.9835 | 76.68 | 75.2121 | 13705.8426 | 2746.6609 | 2783.5531 | 0 | 799
579
580 |  | TOTAL ADMINISTRATIVE & GEN EXPENSE |  |  |  |  | 261702.4297 | 2921177.3478 | -1427882.2212 | -401441.7084 | 14994.8729 | -723754.3694 | -4176.9829 | -46823.308 | 12698.5491 | 1116.4112 | 102865.5929 | -97707.7488 | -89364.0055 | 0
581
582
583 |  | TOTAL O & M EXPENSE |  |  |  |  | 38130355.5019 | 35349431.2106 | -267569.703 | -159003.8563 | 271674.7192 | -377456.7791 | -2077.8594 | 27980.2617 | 102198.4033 | 21106.5118 | 3350176.8161 | -97223.9831 | -88880.2399 | 0
584
585 |  | Distribution - METER - Unbundled |  |  |  |  | D: DEPRECIATION EXPENSE
586
587 |  | A |  | B | C |  | D | E | F | G | H | I | J | K | L | M | N | O | P
588 |  | FERC ACCT |  | DESCRIPTION | COS Factor |  | Utah Jurisdiction Normalized | Residential Sch 1 | General Large Dist. Sch 6 | General +1 MW Sch 8 | Street & Area Lighting Sch. 7,11,12 | General Trans Sch 9 | General Secondary Sch 22 | Irrigation Sch 10 | Traffic Signals Sch 15 | Outdoor Lighting Sch 15 | General Small Dist. Sch 23 | Industrial Cust 1 | Industrial Cust 2
589 |  | 403SP | Steam Depreciation |  | F10 |  | 0 | 0 | 0 | 0 | 0 | 0 | 0 | 0 | 0 | 0 | 0 | 0 | 0 | 0 | 811
590
591 |  | 403NP | Nuclear Depreciation |  | F10 |  | 0 | 0 | 0 | 0 | 0 | 0 | 0 | 0 | 0 | 0 | 0 | 0 | 0 | 0 | 815
592
593 |  | 403HP | Hydro Depreciation |  | F10 |  | 0 | 0 | 0 | 0 | 0 | 0 | 0 | 0 | 0 | 0 | 0 | 0 | 0 | 0 | 822
594
595 |  | 403OP | Other Production Depreciation |  | F10 |  | 0 | 0 | 0 | 0 | 0 | 0 | 0 | 0 | 0 | 0 | 0 | 0 | 0 | 0 | 825
596 |  |  |  | Simple Cycle Combustion Turbine | F10 |  | 0 | 0 | 0 | 0 | 0 | 0 | 0 | 0 | 0 | 0 | 0 | 0 | 0 | 0 | 826
597 |  |  |  | System Generation | F10 |  | 0 | 0 | 0 | 0 | 0 | 0 | 0 | 0 | 0 | 0 | 0 | 0 | 0 | 0 | 827
598 |  |  |  | Wind Generation | F10 |  | 0 | 0 | 0 | 0 | 0 | 0 | 0 | 0 | 0 | 0 | 0 | 0 | 0 | 0 | 828
599 |  |  |  | Total 403OP |  |  | 0 | 0 | 0 | 0 | 0 | 0 | 0 | 0 | 0 | 0 | 0 | 0 | 0 | 0
600
601 |  | 403TP | Transmission Depreciation |  | F106 |  | 0 | 0 | 0 | 0 | 0 | 0 | 0 | 0 | 0 | 0 | 0 | 0 | 0 | 0 | 835
602
603 |  | 403 | Distribution Depreciation
604 |  |  |  | Land Rights | F118 |  | 0 | 0 | 0 | 0 | 0 | 0 | 0 | 0 | 0 | 0 | 0 | 0 | 0 | 0 | 838
605 |  |  |  | Structures | F119 |  | 0 | 0 | 0 | 0 | 0 | 0 | 0 | 0 | 0 | 0 | 0 | 0 | 0 | 0 | 839
606 |  |  |  | Station Equip | F120 |  | 0 | 0 | 0 | 0 | 0 | 0 | 0 | 0 | 0 | 0 | 0 | 0 | 0 | 0 | 840
607 |  |  |  | Poles & Towers | F121 |  | 0 | 0 | 0 | 0 | 0 | 0 | 0 | 0 | 0 | 0 | 0 | 0 | 0 | 0 | 842
608 |  |  |  | OH Conductors | F122 |  | 0 | 0 | 0 | 0 | 0 | 0 | 0 | 0 | 0 | 0 | 0 | 0 | 0 | 0 | 843
609 |  |  |  | UG Conduit | F123 |  | 0 | 0 | 0 | 0 | 0 | 0 | 0 | 0 | 0 | 0 | 0 | 0 | 0 | 0 | 844
610 |  |  |  | UG Conductor | F124 |  | 0 | 0 | 0 | 0 | 0 | 0 | 0 | 0 | 0 | 0 | 0 | 0 | 0 | 0 | 845
611 |  |  |  | Line Transformer | F125 |  | 0 | 0 | 0 | 0 | 0 | 0 | 0 | 0 | 0 | 0 | 0 | 0 | 0 | 0 | 846
612 |  |  |  | Services | F126 |  | 0 | 0 | 0 | 0 | 0 | 0 | 0 | 0 | 0 | 0 | 0 | 0 | 0 | 0 | 847
613 |  |  |  | Meters | F127 |  | 0 | 0 | 0 | 0 | 0 | 0 | 0 | 0 | 0 | 0 | 0 | 0 | 0 | 0 | 848
614 |  |  |  | Inst Cust Premises | F128 |  | 0 | 0 | 0 | 0 | 0 | 0 | 0 | 0 | 0 | 0 | 0 | 0 | 0 | 0 | 849
615 |  |  |  | Leased Property | F129 |  | 0 | 0 | 0 | 0 | 0 | 0 | 0 | 0 | 0 | 0 | 0 | 0 | 0 | 0 | 850
616 |  |  |  | Street Lighting | F130 |  | 0 | 0 | 0 | 0 | 0 | 0 | 0 | 0 | 0 | 0 | 0 | 0 | 0 | 0 | 851
617 |  |  | Total Distribution Expense |  |  |  | 0 | 0 | 0 | 0 | 0 | 0 | 0 | 0 | 0 | 0 | 0 | 0 | 0 | 0
618
619 |  | 403GP | General Depreciation
620 |  |  |  | Situs | F107R |  | 0 | 0 | 0 | 0 | 0 | 0 | 0 | 0 | 0 | 0 | 0 | 0 | 0 | 0 | 855
621 |  |  |  | System Generation | F105R |  | 0 | 0 | 0 | 0 | 0 | 0 | 0 | 0 | 0 | 0 | 0 | 0 | 0 | 0 | 856
622 |  |  |  | System Generation | F105R |  | 0 | 0 | 0 | 0 | 0 | 0 | 0 | 0 | 0 | 0 | 0 | 0 | 0 | 0 | 857
623 |  |  |  | Energy | F30 |  | 0 | 0 | 0 | 0 | 0 | 0 | 0 | 0 | 0 | 0 | 0 | 0 | 0 | 0 | 858
624 |  |  |  | Customer - System | F42 |  | 504995.1115 | 439966.896 | 9535.6477 | 147.9056 | 4444.2677 | 327.6983 | 0.60206 | 1756.8676 | 1342.0859 | 299.7595 | 47169.4625 | 1.9593 | 1.9593 | 0 | 859
625 |  |  |  | System Generation | F105R |  | 0 | 0 | 0 | 0 | 0 | 0 | 0 | 0 | 0 | 0 | 0 | 0 | 0 | 0 | 860
626 |  |  |  | System Overheads | F102R |  | 0 | 0 | 0 | 0 | 0 | 0 | 0 | 0 | 0 | 0 | 0 | 0 | 0 | 0 | 861
627 |  |  |  | Simple Cycle Combustion Turbine | F10 |  | 0 | 0 | 0 | 0 | 0 | 0 | 0 | 0 | 0 | 0 | 0 | 0 | 0 | 0 | 862
628 |  |  |  | Cholla | F10 |  | 0 | 0 | 0 | 0 | 0 | 0 | 0 | 0 | 0 | 0 | 0 | 0 | 0 | 0 | 863
629 |  |  | Total General Expense |  |  |  | 504995.1115 | 439966.896 | 9535.6477 | 147.9056 | 4444.2677 | 327.6983 | 0.60206 | 1756.8676 | 1342.0859 | 299.7595 | 47169.4625 | 1.9593 | 1.9593 | 0
630
631 |  | 403GV0 | General Vehicles |  | F105R |  | 0 | 0 | 0 | 0 | 0 | 0 | 0 | 0 | 0 | 0 | 0 | 0 | 0 | 0 | 868
632
633 |  | 403MP | Mining Depreciation |  | F30 |  | 0 | 0 | 0 | 0 | 0 | 0 | 0 | 0 | 0 | 0 | 0 | 0 | 0 | 0 | 872
634
635 |  | 403EP | Experimental Plant Depreciation |  | F10 |  | 0 | 0 | 0 | 0 | 0 | 0 | 0 | 0 | 0 | 0 | 0 | 0 | 0 | 0 | 877
636
637
638 |  | TOTAL DEPRECIATION EXPENSE |  |  |  |  | 504995.1115 | 439966.896 | 9535.6477 | 147.9056 | 4444.2677 | 327.6983 | 0.60206 | 1756.8676 | 1342.0859 | 299.7595 | 47169.4625 | 1.9593 | 1.9593 | 0
639
640 | [6 empty] | D: AMORTIZATION EXPENSE
641
642
643 |  | 404CLG | Amort of LT Plant - Cap. Lease Gen
644 |  |  | Situs |  | F10 |  | 0 | 0 | 0 | 0 | 0 | 0 | 0 | 0 | 0 | 0 | 0 | 0 | 0 | 0 | 882
645 |  |  | System Generation |  | F10 |  | 0 | 0 | 0 | 0 | 0 | 0 | 0 | 0 | 0 | 0 | 0 | 0 | 0 | 0 | 883
646 |  |  | System Overheads |  | F102R |  | 0 | 0 | 0 | 0 | 0 | 0 | 0 | 0 | 0 | 0 | 0 | 0 | 0 | 0 | 884
647 |  |  | System Generation |  | F10 |  | 0 | 0 | 0 | 0 | 0 | 0 | 0 | 0 | 0 | 0 | 0 | 0 | 0 | 0 | 885
648 |  |  | Customer - System |  | F42 |  | 0 | 0 | 0 | 0 | 0 | 0 | 0 | 0 | 0 | 0 | 0 | 0 | 0 | 0 | 886
649 |  |  | System Generation |  | F10 |  | 0 | 0 | 0 | 0 | 0 | 0 | 0 | 0 | 0 | 0 | 0 | 0 | 0 | 0 | 887
650 |  |  | Total Amort. Cap. Lease General |  |  |  | 0 | 0 | 0 | 0 | 0 | 0 | 0 | 0 | 0 | 0 | 0 | 0 | 0 | 0
651
652 |  | 404CLS | Amort of LT Plant - Cap Lease Steam |  | F10 |  | 0 | 0 | 0 | 0 | 0 | 0 | 0 | 0 | 0 | 0 | 0 | 0 | 0 | 0 | 892
653
654 |  | 404IP | Amort of LT Plant - Intangible Plant
655 |  |  |  | Situs | F107R |  | 0 | 0 | 0 | 0 | 0 | 0 | 0 | 0 | 0 | 0 | 0 | 0 | 0 | 0 | 895
656 |  |  |  | Energy | F30 |  | 0 | 0 | 0 | 0 | 0 | 0 | 0 | 0 | 0 | 0 | 0 | 0 | 0 | 0 | 896
657 |  |  |  | System Generation | F105R |  | 0 | 0 | 0 | 0 | 0 | 0 | 0 | 0 | 0 | 0 | 0 | 0 | 0 | 0 | 897
658 |  |  |  | System Overheads | F102R |  | 0 | 0 | 0 | 0 | 0 | 0 | 0 | 0 | 0 | 0 | 0 | 0 | 0 | 0 | 898
659 |  |  |  | Customer - System | F42 |  | 2472134.3294 | 2153797.6161 | 46680.456 | 724.0517 | 21756.3032 | 1604.2022 | 2.9473 | 8600.5045 | 6569.9973 | 1467.4315 | 230911.6363 | 9.5916 | 9.5916 | 0 | 899
660 |  |  |  | System Generation | F105R |  | 0 | 0 | 0 | 0 | 0 | 0 | 0 | 0 | 0 | 0 | 0 | 0 | 0 | 0 | 900
661 |  |  |  | System Generation | F105R |  | 0 | 0 | 0 | 0 | 0 | 0 | 0 | 0 | 0 | 0 | 0 | 0 | 0 | 0 | 901
662 |  |  |  | System Generation | F105R |  | 0 | 0 | 0 | 0 | 0 | 0 | 0 | 0 | 0 | 0 | 0 | 0 | 0 | 0 | 902
663 |  |  |  | System Generation | F105R |  | 0 | 0 | 0 | 0 | 0 | 0 | 0 | 0 | 0 | 0 | 0 | 0 | 0 | 0 | 903
664 |  |  |  | System Generation | F105R |  | 0 | 0 | 0 | 0 | 0 | 0 | 0 | 0 | 0 | 0 | 0 | 0 | 0 | 0 | 904
665 |  |  |  | System Generation | F10 |  | 0 | 0 | 0 | 0 | 0 | 0 | 0 | 0 | 0 | 0 | 0 | 0 | 0 | 0 | 905
666 |  |  | Total Amort. Intangible Plant |  |  |  | 2472134.3294 | 2153797.6161 | 46680.456 | 724.0517 | 21756.3032 | 1604.2022 | 2.9473 | 8600.5045 | 6569.9973 | 1467.4315 | 230911.6363 | 9.5916 | 9.5916 | 0
667
668 |  | Distribution - METER - Unbundled |  |  |  |  | D: AMORTIZATION EXPENSE (continued)
669
670
671 |  | A |  | B | C |  | D | E | F | G | H | I | J | K | L | M | N | O | P
672 |  | FERC ACCT |  | DESCRIPTION | COS Factor |  | Utah Jurisdiction Normalized | Residential Sch 1 | General Large Dist. Sch 6 | General +1 MW Sch 8 | Street & Area Lighting Sch. 7,11,12 | General Trans Sch 9 | General Secondary Sch 22 | Irrigation Sch 10 | Traffic Signals Sch 15 | Outdoor Lighting Sch 15 | General Small Dist. Sch 23 | Industrial Cust 1 | Industrial Cust 2
673 |  | 404O | Amort of LT Plant - Other Plant |  | F10 |  | 0 | 0 | 0 | 0 | 0 | 0 | 0 | 0 | 0 | 0 | 0 | 0 | 0 | 0 | 910
674
675 |  | 404HP | Amort of Other Electric Plant |  | F10 |  | 0 | 0 | 0 | 0 | 0 | 0 | 0 | 0 | 0 | 0 | 0 | 0 | 0 | 0 | 915
676
677 |  | 405 | Amort of Other Electric Plant |  | F10 |  | 0 | 0 | 0 | 0 | 0 | 0 | 0 | 0 | 0 | 0 | 0 | 0 | 0 | 0 | 923
678
679 |  | 406 | Amort of Plant Acquisition Adj |  | F10 |  | 0 | 0 | 0 | 0 | 0 | 0 | 0 | 0 | 0 | 0 | 0 | 0 | 0 | 0 | 931
680
681 |  | 407 | Amort of Prop Losses, Unrec Plant, |  | F151 |  | 0 | 0 | 0 | 0 | 0 | 0 | 0 | 0 | 0 | 0 | 0 | 0 | 0 | 0 | 940
682
683
684 |  | TOTAL AMORTIZATION EXPENSE |  |  |  |  | 2472134.3294 | 2153797.6161 | 46680.456 | 724.0517 | 21756.3032 | 1604.2022 | 2.9473 | 8600.5045 | 6569.9973 | 1467.4315 | 230911.6363 | 9.5916 | 9.5916 | 0
685
686
687 | [6 empty] | D: TAX OTHER THAN INCOME
688
689
690 |  | 408 | Total Taxes Other Than Income |  | F101R |  | 415864.4772 | 285335.6651 | 187429.6418 | 32439.5752 | 4099.5451 | -48893.984 | 540.8575 | 5441.9696 | 461.7597 | 270.7156 | -73427.3805 | 11561.0499 | 10605.0621 | 0 | 953
691
692
693 | [6 empty] | D: DEFERRED ITC
694
695
696 |  | 41140 | Deferred I T C - Federal |  | F101R |  | 0 | 0 | 0 | 0 | 0 | 0 | 0 | 0 | 0 | 0 | 0 | 0 | 0 | 0 | 958
697
698 |  | 41141 | Deferred I T C - Idaho |  | F101R |  | 0 | 0 | 0 | 0 | 0 | 0 | 0 | 0 | 0 | 0 | 0 | 0 | 0 | 0 | 961
699
700 |  | TOTAL DEFERRED ITC |  |  |  |  | 0 | 0 | 0 | 0 | 0 | 0 | 0 | 0 | 0 | 0 | 0 | 0 | 0 | 0
701
702 |  | 427 | Interest on Long-Term Debt |  |  |  | 433458.1734 | 297407.1674 | 195359.1004 | 33811.9743 | 4272.9818 | -50962.5086 | 563.7392 | 5672.1994 | 481.2951 | 282.1686 | -76533.8228 | 12050.1554 | 11053.7233 | 0
703
704 |  | 428-432 |  | Electric Interest Deductions for Tax | F104R |  | 20654.782 | 17995.0659 | 390.0171 | 6.0495 | 181.7748 | 13.4032 | 0.024625 | 71.8576 | 54.8926 | 12.2604 | 1929.276 | 0.080139 | 0.080139 | 0 | 990
705
706 | [6 empty] | D: DEFERRED INCOME TAXES
707
708
709 |  | 41010 | Deferred Income Tax - Federal-DR |  | F101R |  | 3961214.0476 | 2717894.1862 | 1785314.6172 | 308995.1371 | 39049.2016 | -465727.5309 | 5151.8039 | 51836.1336 | 4398.3779 | 2578.6341 | -699414.3212 | 110121.9164 | 101015.8916 | 0 | 1016
710
711 |  | 41020 | Deferred Income Tax - State-DR |  | F101R |  | 0 | 0 | 0 | 0 | 0 | 0 | 0 | 0 | 0 | 0 | 0 | 0 | 0 | 0 | 1031
712
713 |  | 41120 | Deferred Income Tax - Federal-CR |  | F101R |  | -2397231.3697 | -1644804.1243 | -1080429.4223 | -186996.4174 | -23631.6367 | 281847.0886 | -3117.7477 | -31369.98 | -2661.7924 | -1560.5273 | 423268.7078 | -66643.1325 | -61132.3855 | 0 | 1050
714
715 |  | 41111 | Deferred Income Tax - State-CR |  | F101R |  | 0 | 0 | 0 | 0 | 0 | 0 | 0 | 0 | 0 | 0 | 0 | 0 | 0 | 0 | 1065
716
717 |  | TOTAL DEFERRED INCOME TAXES |  |  |  |  | 1563982.6779 | 1073090.0619 | 704885.1949 | 121998.7196 | 15417.565 | -183880.4422 | 2034.0562 | 20466.1536 | 1736.5855 | 1018.1068 | -276145.6134 | 43478.7839 | 39883.5061 | 0
718
719 |  | SCHMAF | Additions - Flow Through
720 |  |  |  | S | F101R |  | 0 | 0 | 0 | 0 | 0 | 0 | 0 | 0 | 0 | 0 | 0 | 0 | 0 | 0 | 1070
721 |  |  |  | SNP | F104R |  | 0 | 0 | 0 | 0 | 0 | 0 | 0 | 0 | 0 | 0 | 0 | 0 | 0 | 0 | 1071
722 |  |  |  | SO | F102R |  | 0 | 0 | 0 | 0 | 0 | 0 | 0 | 0 | 0 | 0 | 0 | 0 | 0 | 0 | 1072
723 |  |  |  | SE | F30 |  | 0 | 0 | 0 | 0 | 0 | 0 | 0 | 0 | 0 | 0 | 0 | 0 | 0 | 0 | 1073
724 |  |  |  | TROJP | F10 |  | 0 | 0 | 0 | 0 | 0 | 0 | 0 | 0 | 0 | 0 | 0 | 0 | 0 | 0 | 1074
725 |  |  |  | SG | F10 |  | 0 | 0 | 0 | 0 | 0 | 0 | 0 | 0 | 0 | 0 | 0 | 0 | 0 | 0 | 1075
726
727
728 |  | SCHMAP | Additions - Permanent
729 |  |  |  | S | F101R |  | 0 | 0 | 0 | 0 | 0 | 0 | 0 | 0 | 0 | 0 | 0 | 0 | 0 | 0 | 1079
730 |  |  |  | SE | F30 |  | 0 | 0 | 0 | 0 | 0 | 0 | 0 | 0 | 0 | 0 | 0 | 0 | 0 | 0 | 1080
731 |  |  |  | SNP | F104R |  | 0 | 0 | 0 | 0 | 0 | 0 | 0 | 0 | 0 | 0 | 0 | 0 | 0 | 0 | 1081
732 |  |  |  | SO | F102R |  | 0 | 0 | 0 | 0 | 0 | 0 | 0 | 0 | 0 | 0 | 0 | 0 | 0 | 0 | 1082
733 |  |  |  | SG | F10 |  | 0 | 0 | 0 | 0 | 0 | 0 | 0 | 0 | 0 | 0 | 0 | 0 | 0 | 0 | 1083
734 |  |  |  | BADDEBT | F80 |  | 46.716 | 36.2763 | 5.1106 | 1.4027 | 0 | 2.5528 | 0.016041 | 0.05267 | 0 | 0 | 1.3049 | 0 | 0 | 0 | 1084
735
736
737 |  | SCHMAT | Additions - Temporary
738 |  |  |  | S | F101R |  | -647342.2743 | -444158.7308 | -291756.4188 | -50496.0379 | -6381.4272 | 76109.2724 | -841.9087 | -8471.0698 | -718.7837 | -421.4008 | 114298.4075 | -17996.1423 | -16508.0342 | 0 | 1088
739 |  |  |  | SGCT | F10 |  | 0 | 0 | 0 | 0 | 0 | 0 | 0 | 0 | 0 | 0 | 0 | 0 | 0 | 0 | 1089
740 |  |  |  | CIAC | F104R |  | 0 | 0 | 0 | 0 | 0 | 0 | 0 | 0 | 0 | 0 | 0 | 0 | 0 | 0 | 1090
741 |  |  |  | SNP | F104R |  | 1315.6287 | 1146.2152 | 24.8426 | 0.38533 | 11.5783 | 0.85373 | 0.0015685 | 4.577 | 3.4964 | 0.78094 | 122.8873 | 0.0051045 | 0.0051045 | 0 | 1091
742 |  |  |  | TROJD | F10 |  | 0 | 0 | 0 | 0 | 0 | 0 | 0 | 0 | 0 | 0 | 0 | 0 | 0 | 0 | 1092
743 |  |  |  | SG | F10 |  | 0 | 0 | 0 | 0 | 0 | 0 | 0 | 0 | 0 | 0 | 0 | 0 | 0 | 0 | 1093
744 |  |  |  | SE | F30 |  | 0 | 0 | 0 | 0 | 0 | 0 | 0 | 0 | 0 | 0 | 0 | 0 | 0 | 0 | 1094
745 |  |  |  | SG | F10 |  | 0 | 0 | 0 | 0 | 0 | 0 | 0 | 0 | 0 | 0 | 0 | 0 | 0 | 0 | 1095
746 |  |  |  | GPS | F102R |  | -1720.1709 | -697.141 | -465.7839 | -126.831 | -8.0049 | -224.0699 | -1.3007 | -17.1338 | -0.5996 | -0.63119 | -124.7633 | -28.1174 | -25.7941 | 0 | 1096
747 |  |  |  | SO | F102R |  | 1210127.5196 | 490433.5582 | 327675.5408 | 89224.7005 | 5631.3858 | 157631.5183 | 915.0591 | 12053.4755 | 421.8165 | 444.0351 | 87770.027 | 19780.4146 | 18145.9882 | 0 | 1097
748 |  |  |  | SNPD | F104R |  | 157.0359 | 136.8144 | 2.9653 | 0.045994 | 1.382 | 0.1019 | 0.00018722 | 0.54632 | 0.41734 | 0.093215 | 14.6681 | 0.00060928 | 0.00060928 | 0 | 1098
749 |  |  |  | BADDEBT | F80 |  | 877092.6844 | 681087.6136 | 95951.7812 | 26335.0744 | 0 | 47928.163 | 301.179 | 988.8706 | 0 | 0 | 24500.0026 | 0 | 0 | 0 | 1099
750 |  |  |  | TAXDEPR | F151R |  | 0 | 0 | 0 | 0 | 0 | 0 | 0 | 0 | 0 | 0 | 0 | 0 | 0 | 0 | 1100
751 |  |  |  | SCHMDEXP | F151R |  | 510134.4808 | 444444.4687 | 9632.6926 | 149.4109 | 4489.4973 | 331.0333 | 0.60819 | 1774.7474 | 1355.7444 | 302.8102 | 47649.5093 | 1.9793 | 1.9793 | 0 | 1101
752
753
754 |  | TOTAL SCHEDULE - M ADDITIONS |  |  |  |  | 1949811.6201 | 1172429.0746 | 141070.7303 | 65088.1507 | 3744.4114 | 281779.4256 | 373.6547 | 6334.0659 | 1062.0914 | 325.6874 | 274232.0434 | 1758.1398 | 1614.1448 | 0
755
756 |  | SCHMDF | Deductions - Flow Through
757 |  |  |  | S | F101R |  | 0 | 0 | 0 | 0 | 0 | 0 | 0 | 0 | 0 | 0 | 0 | 0 | 0 | 0 | 1107
758 |  |  |  | DGP | F10 |  | 0 | 0 | 0 | 0 | 0 | 0 | 0 | 0 | 0 | 0 | 0 | 0 | 0 | 0 | 1108
759 |  |  |  | DGU | F10 |  | 0 | 0 | 0 | 0 | 0 | 0 | 0 | 0 | 0 | 0 | 0 | 0 | 0 | 0 | 1109
760
761 |  | SCHMDP | Deductions - Permanent
762 |  |  |  | S | F101R |  | 0 | 0 | 0 | 0 | 0 | 0 | 0 | 0 | 0 | 0 | 0 | 0 | 0 | 0 | 1112
763 |  |  |  | SE | F30 |  | 0 | 0 | 0 | 0 | 0 | 0 | 0 | 0 | 0 | 0 | 0 | 0 | 0 | 0 | 1113
764 |  |  |  | SNP | F104R |  | 0 | 0 | 0 | 0 | 0 | 0 | 0 | 0 | 0 | 0 | 0 | 0 | 0 | 0 | 1114
765 |  |  |  | IBT | F150R |  | 41.2094 | 29.1343 | -10.7621 | -1.0602 | 0.12776 | 7.9443 | -0.039215 | 0.086174 | 0.13083 | 0.00097455 | 16.2991 | -0.23791 | -0.41453 | 0 | 1115
766 |  |  |  | SG | F10 |  | 0 | 0 | 0 | 0 | 0 | 0 | 0 | 0 | 0 | 0 | 0 | 0 | 0 | 0 | 1116
767 |  |  |  | SO | F102R |  | 0 | 0 | 0 | 0 | 0 | 0 | 0 | 0 | 0 | 0 | 0 | 0 | 0 | 0 | 1117
768
769
770 |  | SCHMDT | Deductions - Temporary
771 |  |  |  | S | F101R |  | 9331.7349 | 6402.7512 | 4205.8022 | 727.9235 | 91.9912 | -1097.15 | 12.1365 | 122.1143 | 10.3616 | 6.0747 | -1647.6638 | 259.4226 | 237.9709 | 0 | 1121
772 |  |  |  | BADDEBT | F80 |  | 0 | 0 | 0 | 0 | 0 | 0 | 0 | 0 | 0 | 0 | 0 | 0 | 0 | 0 | 1122
773 |  |  |  | SNP | F104R |  | 0 | 0 | 0 | 0 | 0 | 0 | 0 | 0 | 0 | 0 | 0 | 0 | 0 | 0 | 1123
774 |  |  |  | CN | F40 |  | 0 | 0 | 0 | 0 | 0 | 0 | 0 | 0 | 0 | 0 | 0 | 0 | 0 | 0 | 1124
775 |  |  |  | TROJD | F10 |  | 1266.8112 | 432.2723 | 356.4543 | 102.1954 | 2.3064 | 222.061 | 1.0876 | 11.616 | 0.35858 | 0.50149 | 84.1867 | 28.0198 | 25.7516 | 0 | 1125
776 |  |  |  | DGP | F10 |  | 0 | 0 | 0 | 0 | 0 | 0 | 0 | 0 | 0 | 0 | 0 | 0 | 0 | 0 | 1126
777 |  |  |  | SE | F30 |  | 0 | 0 | 0 | 0 | 0 | 0 | 0 | 0 | 0 | 0 | 0 | 0 | 0 | 0 | 1127
778 |  |  |  | SG | F10 |  | 0 | 0 | 0 | 0 | 0 | 0 | 0 | 0 | 0 | 0 | 0 | 0 | 0 | 0 | 1128
779 |  |  |  | GPS | F102R |  | 0 | 0 | 0 | 0 | 0 | 0 | 0 | 0 | 0 | 0 | 0 | 0 | 0 | 0 | 1129
780 |  |  |  | SO | F102R |  | 2795187.3814 | 1132817.5511 | 756874.3971 | 206093.7817 | 13007.5371 | 364101.8189 | 2113.6299 | 27841.4646 | 974.324 | 1025.645 | 202733.735 | 45689.3711 | 41914.1259 | 0 | 1130
781 |  |  |  | TAXDEPR | F151R |  | 3340339.9297 | 2910204.3898 | 63074.4815 | 978.3363 | 29397.0467 | 2167.5929 | 3.9824 | 11620.9739 | 8877.3591 | 1982.7887 | 312007.058 | 12.9602 | 12.9602 | 0 | 1131
782 |  |  |  | SNPD | F104R |  | 0 | 0 | 0 | 0 | 0 | 0 | 0 | 0 | 0 | 0 | 0 | 0 | 0 | 0 | 1132
783
784
785 |  | TOTAL SCHEDULE - M DEDUCTIONS |  |  |  |  | 6146167.0667 | 4049886.0987 | 824500.3731 | 207901.1767 | 42499.0091 | 365402.267 | 2130.7971 | 39596.2551 | 9862.5341 | 3015.0109 | 513193.615 | 45989.5358 | 42190.394 | 0
786
787 |  | TOTAL SCHEDULE - M ADJUSTMENTS |  |  |  |  | -4196355.4466 | -2877457.0241 | -683429.6427 | -142813.0259 | -38754.5977 | -83622.8414 | -1757.1424 | -33262.1892 | -8800.4427 | -2689.3235 | -238961.5716 | -44231.396 | -40576.2492 | 0
788
789
790
791 | [6 empty] | D: INCOME TAXES
792
793 |  |  | State Income Taxes Before Credits |  | F150R |  | -126077.7419 | -89134.566 | 32925.8521 | 3243.7209 | -390.8773 | -24305.0473 | 119.9747 | -263.6434 | -400.2554 | -2.9816 | -49866.013 | 727.8747 | 1268.2198 | 0 | 1140
794 |  |  | Renewable Energy Credits |  | F10 |  | 0 | 0 | 0 | 0 | 0 | 0 | 0 | 0 | 0 | 0 | 0 | 0 | 0 | 0 | 1142
795 |  | 40911 | State Income Taxes |  |  |  | -126077.7419 | -89134.566 | 32925.8521 | 3243.7209 | -390.8773 | -24305.0473 | 119.9747 | -263.6434 | -400.2554 | -2.9816 | -49866.013 | 727.8747 | 1268.2198 | 0
796
797 |  | Calculation of Taxable Income
798
799 |  |  | Operating Revenues |  |  |  | 43973661.8729 | 39898645.2666 | 1650674.8903 | 142030.3063 | 335887.05 | -891356.841 | 3654.8942 | 77445.4294 | 110885.0645 | 26016.126 | 2631816.7791 | -13337.5725 | 1300.4801 | 0
800 |  |  | Operating Deductions
801 |  |  | O & M Expenses |  |  |  | 38130355.5019 | 35349431.2106 | -267569.703 | -159003.8563 | 271674.7192 | -377456.7791 | -2077.8594 | 27980.2617 | 102198.4033 | 21106.5118 | 3350176.8161 | -97223.9831 | -88880.2399 | 0
802 |  |  | Depreciation Expense |  |  |  | 504995.1115 | 439966.896 | 9535.6477 | 147.9056 | 4444.2677 | 327.6983 | 0.60206 | 1756.8676 | 1342.0859 | 299.7595 | 47169.4625 | 1.9593 | 1.9593 | 0
803 |  |  | Amortization Expense |  |  |  | 2472134.3294 | 2153797.6161 | 46680.456 | 724.0517 | 21756.3032 | 1604.2022 | 2.9473 | 8600.5045 | 6569.9973 | 1467.4315 | 230911.6363 | 9.5916 | 9.5916 | 0
804 |  |  | Taxes Other Than Income |  |  |  | 415864.4772 | 285335.6651 | 187429.6418 | 32439.5752 | 4099.5451 | -48893.984 | 540.8575 | 5441.9696 | 461.7597 | 270.7156 | -73427.3805 | 11561.0499 | 10605.0621 | 0
805 |  |  | Interest & Dividends (AFUDC-Equity) |  | F104R |  | -78120.3668 | -68060.8079 | -1475.1198 | -22.8803 | -687.5073 | -50.6934 | -0.093136 | -271.7791 | -207.6144 | -46.3714 | -7296.8938 | -0.3031 | -0.3031 | 0 | 1153
806 |  |  | Misc Revenue & Expense |  |  |  | 655007.19 | 508631.8606 | 71656.1746 | 19666.8646 | 0 | 35792.4447 | 224.9186 | 738.4822 | 0 | 0 | 18296.4447 | 0 | 0 | 0
807 |  |  | Total Operating Deductions |  |  |  | 42100236.2433 | 38669102.4404 | 46257.0973 | -106048.3395 | 301287.328 | -388677.1112 | -1308.6272 | 44246.3065 | 110364.6318 | 23098.047 | 3565830.0854 | -85651.6854 | -78263.9299 | 0
808 |  |  | Other Deductions
809 |  |  | Interest Deductions |  | F101R |  | 454112.9554 | 315402.2333 | 195749.1175 | 33818.0238 | 4454.7566 | -50949.1054 | 563.7638 | 5744.0569 | 536.1877 | 294.429 | -74604.5468 | 12050.2355 | 11053.8034 | 0
810 |  |  | Interest on PCRBS |  |  |  | 0 | 0 | 0 | 0 | 0 | 0 | 0 | 0 | 0 | 0 | 0 | 0 | 0 | 0
811 |  |  | Schedule M Adjustments |  |  |  | -4196355.4466 | -2877457.0241 | -683429.6427 | -142813.0259 | -38754.5977 | -83622.8414 | -1757.1424 | -33262.1892 | -8800.4427 | -2689.3235 | -238961.5716 | -44231.396 | -40576.2492 | 0
812
813 |  |  | Income Before State Taxes |  |  |  | -2777042.7723 | -1963316.4313 | 725239.0328 | 71447.5961 | -8609.6323 | -535353.4658 | 2642.6151 | -5807.1232 | -8816.1977 | -65.6736 | -1098370.3312 | 16032.4814 | 27934.3574 | 0
814
815 |  |  | State Income Taxes |  |  |  | -126077.7419 | -89134.566 | 32925.8521 | 3243.7209 | -390.8773 | -24305.0473 | 119.9747 | -263.6434 | -400.2554 | -2.9816 | -49866.013 | 727.8747 | 1268.2198 | 0
816
817 |  |  | Adjustments to Calculated Tax:
818 |  |  |  | PMI | F30 |  | 0 | 0 | 0 | 0 | 0 | 0 | 0 | 0 | 0 | 0 | 0 | 0 | 0 | 0 | 1172
819 |  |  |  | Renewable Energy Credits | F10 |  | 0 | 0 | 0 | 0 | 0 | 0 | 0 | 0 | 0 | 0 | 0 | 0 | 0 | 0 | 1173
820 |  |  |  | System Overheads | F102R |  | 0 | 0 | 0 | 0 | 0 | 0 | 0 | 0 | 0 | 0 | 0 | 0 | 0 | 0 | 1174
821 |  |  |  | Situs | F107R |  | 0 | 0 | 0 | 0 | 0 | 0 | 0 | 0 | 0 | 0 | 0 | 0 | 0 | 0 | 1175
822 |  |  |  | Total Adjustments |  |  | 0 | 0 | 0 | 0 | 0 | 0 | 0 | 0 | 0 | 0 | 0 | 0 | 0 | 0
823
824 |  |  | 35%
825
826 |  | 40910 | Federal Income Tax |  |  |  | -927837.7607 | -655963.6529 | 242309.6132 | 23871.3563 | -2876.5642 | -178866.9465 | 882.9241 | -1940.2179 | -2945.5798 | -21.9422 | -366976.5113 | 5356.6123 | 9333.1481 | 0
827
828
829 |  | TOTAL OPERATING EXPENSES |  |  |  |  | 42688423.7854 | 39065155.0914 | 1027852.8773 | 43088.3376 | 314124.9587 | -775678.8539 | 1728.421 | 62780.3779 | 108962.9965 | 24137.6015 | 2880138.8414 | -36088.1113 | -27778.7527 | 0
830
831
832 |  | Distribution - METER - Unbundled |  |  |  |  | D: STEAM PRODUCTION PLANT
833
834 |  | A |  | B | C |  | D | E | F | G | H | I | J | K | L | M | N | O | P
835 |  | FERC ACCT |  | DESCRIPTION | COS Factor |  | Utah Jurisdiction Normalized | Residential Sch 1 | General Large Dist. Sch 6 | General +1 MW Sch 8 | Street & Area Lighting Sch. 7,11,12 | General Trans Sch 9 | General Secondary Sch 22 | Irrigation Sch 10 | Traffic Signals Sch 15 | Outdoor Lighting Sch 15 | General Small Dist. Sch 23 | Industrial Cust 1 | Industrial Cust 2
836 |  | 310 | Land and Land Rights |  | F10 |  | 0 | 0 | 0 | 0 | 0 | 0 | 0 | 0 | 0 | 0 | 0 | 0 | 0 | 0 | 1192
837 |  |  |  | Total 310 |  |  | 0 | 0 | 0 | 0 | 0 | 0 | 0 | 0 | 0 | 0 | 0 | 0 | 0 | 0
838
839 |  | 311 | Structures and Improvements |  | F10 |  | 0 | 0 | 0 | 0 | 0 | 0 | 0 | 0 | 0 | 0 | 0 | 0 | 0 | 0 | 1199
840 |  |  |  | Total 311 |  |  | 0 | 0 | 0 | 0 | 0 | 0 | 0 | 0 | 0 | 0 | 0 | 0 | 0 | 0
841
842 |  | 312 | Boiler Plant Equipment |  | F10 |  | 0 | 0 | 0 | 0 | 0 | 0 | 0 | 0 | 0 | 0 | 0 | 0 | 0 | 0 | 1206
843 |  |  |  | Total 312 |  |  | 0 | 0 | 0 | 0 | 0 | 0 | 0 | 0 | 0 | 0 | 0 | 0 | 0 | 0
844
845 |  | 314 | Turbogenerator Units |  | F10 |  | 0 | 0 | 0 | 0 | 0 | 0 | 0 | 0 | 0 | 0 | 0 | 0 | 0 | 0 | 1213
846 |  |  |  | Total 314 |  |  | 0 | 0 | 0 | 0 | 0 | 0 | 0 | 0 | 0 | 0 | 0 | 0 | 0 | 0
847
848 |  | 315 | Accessory Electric Equipment |  | F10 |  | 0 | 0 | 0 | 0 | 0 | 0 | 0 | 0 | 0 | 0 | 0 | 0 | 0 | 0 | 1220
849 |  |  |  | Total 316 |  |  | 0 | 0 | 0 | 0 | 0 | 0 | 0 | 0 | 0 | 0 | 0 | 0 | 0 | 0
850
851 |  | 316 | Misc Power Plant Equipment |  | F10 |  | 0 | 0 | 0 | 0 | 0 | 0 | 0 | 0 | 0 | 0 | 0 | 0 | 0 | 0 | 1227
852 |  |  |  | Total 316 |  |  | 0 | 0 | 0 | 0 | 0 | 0 | 0 | 0 | 0 | 0 | 0 | 0 | 0 | 0
853
854 |  | S00 | Unclassified Steam Plant - Acct 300 |  | F10 |  | 0 | 0 | 0 | 0 | 0 | 0 | 0 | 0 | 0 | 0 | 0 | 0 | 0 | 0 | 1232
855
856
857
858 |  | Total Steam Production Plant |  |  |  |  | 0 | 0 | 0 | 0 | 0 | 0 | 0 | 0 | 0 | 0 | 0 | 0 | 0 | 0
859
860
861 | [6 empty] | D: NUCLEAR PRODUCTION
862
863
864 |  | 320 | Land and Land Rights |  | F10 |  | 0 | 0 | 0 | 0 | 0 | 0 | 0 | 0 | 0 | 0 | 0 | 0 | 0 | 0 | 1238
865
866 |  | 321 | Structures and Improvements |  | F10 |  | 0 | 0 | 0 | 0 | 0 | 0 | 0 | 0 | 0 | 0 | 0 | 0 | 0 | 0 | 1242
867
868 |  | 322 | Reactor Plant Equipment |  | F10 |  | 0 | 0 | 0 | 0 | 0 | 0 | 0 | 0 | 0 | 0 | 0 | 0 | 0 | 0 | 1246
869
870 |  | 323 | Turbogenerator Units |  | F10 |  | 0 | 0 | 0 | 0 | 0 | 0 | 0 | 0 | 0 | 0 | 0 | 0 | 0 | 0 | 1250
871
872 |  | 324 | Land and Land Rights |  | F10 |  | 0 | 0 | 0 | 0 | 0 | 0 | 0 | 0 | 0 | 0 | 0 | 0 | 0 | 0 | 1254
873
874 |  | 325 | Misc. Power Plant Equipment |  | F10 |  | 0 | 0 | 0 | 0 | 0 | 0 | 0 | 0 | 0 | 0 | 0 | 0 | 0 | 0 | 1258
875
876 |  | N00 | Unclassified Nuclear Plt - Acct 300 |  | F10 |  | 0 | 0 | 0 | 0 | 0 | 0 | 0 | 0 | 0 | 0 | 0 | 0 | 0 | 0 | 1264
877
878 |  | Total Nuclear Production Plant |  |  |  |  | 0 | 0 | 0 | 0 | 0 | 0 | 0 | 0 | 0 | 0 | 0 | 0 | 0 | 0
879
880
881 | [6 empty] | D: HYDRAULIC PRODUCTION PLANT
882
883
884 |  | 330 | Land and Land Rights |  | F10 |  | 0 | 0 | 0 | 0 | 0 | 0 | 0 | 0 | 0 | 0 | 0 | 0 | 0 | 0 | 1274
885
886 |  | 331 | Structures and Improvements |  | F10 |  | 0 | 0 | 0 | 0 | 0 | 0 | 0 | 0 | 0 | 0 | 0 | 0 | 0 | 0 | 1281
887
888 |  | 332 | Reservoirs, Dams & Waterways |  | F10 |  | 0 | 0 | 0 | 0 | 0 | 0 | 0 | 0 | 0 | 0 | 0 | 0 | 0 | 0 | 1288
889
890 |  | 333 | Water Wheel, Turbines, & Generators |  | F10 |  | 0 | 0 | 0 | 0 | 0 | 0 | 0 | 0 | 0 | 0 | 0 | 0 | 0 | 0 | 1295
891
892 |  | 334 | Accessory Electric Equipment |  | F10 |  | 0 | 0 | 0 | 0 | 0 | 0 | 0 | 0 | 0 | 0 | 0 | 0 | 0 | 0 | 1302
893
894 |  | 335 | Misc. Power Plant Equipment |  | F10 |  | 0 | 0 | 0 | 0 | 0 | 0 | 0 | 0 | 0 | 0 | 0 | 0 | 0 | 0 | 1309
895
896 |  | 336 | Roads, Railroads & Bridges |  | F10 |  | 0 | 0 | 0 | 0 | 0 | 0 | 0 | 0 | 0 | 0 | 0 | 0 | 0 | 0 | 1316
897
898 |  | H00 | Unclassified Hydro Plant - Acct 300 |  | F10 |  | 0 | 0 | 0 | 0 | 0 | 0 | 0 | 0 | 0 | 0 | 0 | 0 | 0 | 0 | 1322
899
900 |  | Total Hydraulic Plant |  |  |  |  | 0 | 0 | 0 | 0 | 0 | 0 | 0 | 0 | 0 | 0 | 0 | 0 | 0 | 0
901
902 |  | Distribution - METER - Unbundled
903 |  | A |  | B | C |  | D | E | F | G | H | I | J | K | L | M | N | O | P
904 |  | FERC ACCT |  | DESCRIPTION | COS Factor |  | Utah Jurisdiction Normalized | Residential Sch 1 | General Large Dist. Sch 6 | General +1 MW Sch 8 | Street & Area Lighting Sch. 7,11,12 | General Trans Sch 9 | General Secondary Sch 22 | Irrigation Sch 10 | Traffic Signals Sch 15 | Outdoor Lighting Sch 15 | General Small Dist. Sch 23 | Industrial Cust 1 | Industrial Cust 2
905 |  | 340 | Land and Land Rights |  | F10 |  | 0 | 0 | 0 | 0 | 0 | 0 | 0 | 0 | 0 | 0 | 0 | 0 | 0 | 0 | 1328
906 |  |  |  | Wind Generation | F10 |  | 0 | 0 | 0 | 0 | 0 | 0 | 0 | 0 | 0 | 0 | 0 | 0 | 0 | 0 | 1329
907 |  |  |  | Simple Cycle Combustion Turbine | F10 |  | 0 | 0 | 0 | 0 | 0 | 0 | 0 | 0 | 0 | 0 | 0 | 0 | 0 | 0 | 1330
908 |  |  |  | Total 340 |  |  | 0 | 0 | 0 | 0 | 0 | 0 | 0 | 0 | 0 | 0 | 0 | 0 | 0 | 0
909
910 |  | 341 | Structures and Improvements |  | F10 |  | 0 | 0 | 0 | 0 | 0 | 0 | 0 | 0 | 0 | 0 | 0 | 0 | 0 | 0 | 1334
911 |  |  |  | Wind Generation | F10 |  | 0 | 0 | 0 | 0 | 0 | 0 | 0 | 0 | 0 | 0 | 0 | 0 | 0 | 0 | 1336
912 |  |  |  | Simple Cycle Combustion Turbine | F10 |  | 0 | 0 | 0 | 0 | 0 | 0 | 0 | 0 | 0 | 0 | 0 | 0 | 0 | 0 | 1337
913 |  |  |  | Total 341 |  |  | 0 | 0 | 0 | 0 | 0 | 0 | 0 | 0 | 0 | 0 | 0 | 0 | 0 | 0
914
915 |  | 342 | Fuel Holders, Producers & Access |  | F10 |  | 0 | 0 | 0 | 0 | 0 | 0 | 0 | 0 | 0 | 0 | 0 | 0 | 0 | 0 | 1341
916 |  |  |  | Simple Cycle Combustion Turbine | F10 |  | 0 | 0 | 0 | 0 | 0 | 0 | 0 | 0 | 0 | 0 | 0 | 0 | 0 | 0 | 1343
917 |  |  |  | Total 342 |  |  | 0 | 0 | 0 | 0 | 0 | 0 | 0 | 0 | 0 | 0 | 0 | 0 | 0 | 0
918
919 |  | 343 | Prime Movers |  | F10 |  | 0 | 0 | 0 | 0 | 0 | 0 | 0 | 0 | 0 | 0 | 0 | 0 | 0 | 0 | 1348
920 |  |  |  | Wind Generation | F10 |  | 0 | 0 | 0 | 0 | 0 | 0 | 0 | 0 | 0 | 0 | 0 | 0 | 0 | 0 | 1349
921 |  |  |  | Simple Cycle Combustion Turbine | F10 |  | 0 | 0 | 0 | 0 | 0 | 0 | 0 | 0 | 0 | 0 | 0 | 0 | 0 | 0 | 1350
922 |  |  |  | Total 343 |  |  | 0 | 0 | 0 | 0 | 0 | 0 | 0 | 0 | 0 | 0 | 0 | 0 | 0 | 0
923
924 |  | 344 | Generators |  | F10 |  | 0 | 0 | 0 | 0 | 0 | 0 | 0 | 0 | 0 | 0 | 0 | 0 | 0 | 0 | 1355
925 |  |  |  | Wind Generation | F10 |  | 0 | 0 | 0 | 0 | 0 | 0 | 0 | 0 | 0 | 0 | 0 | 0 | 0 | 0 | 1356
926 |  |  |  | Simple Cycle Combustion Turbine | F10 |  | 0 | 0 | 0 | 0 | 0 | 0 | 0 | 0 | 0 | 0 | 0 | 0 | 0 | 0 | 1357
927 |  |  |  | Total 344 |  |  | 0 | 0 | 0 | 0 | 0 | 0 | 0 | 0 | 0 | 0 | 0 | 0 | 0 | 0
928
929 |  | 345 | Accessory Electric Plant |  | F10 |  | 0 | 0 | 0 | 0 | 0 | 0 | 0 | 0 | 0 | 0 | 0 | 0 | 0 | 0 | 1361
930 |  |  |  | Wind Generation | F10 |  | 0 | 0 | 0 | 0 | 0 | 0 | 0 | 0 | 0 | 0 | 0 | 0 | 0 | 0 | 1362
931 |  |  |  | Simple Cycle Combustion Turbine | F10 |  | 0 | 0 | 0 | 0 | 0 | 0 | 0 | 0 | 0 | 0 | 0 | 0 | 0 | 0 | 1364
932 |  |  |  | Total 345 |  |  | 0 | 0 | 0 | 0 | 0 | 0 | 0 | 0 | 0 | 0 | 0 | 0 | 0 | 0
933
934 |  | 346 | Misc. Power Plant Equipment |  | F10 |  | 0 | 0 | 0 | 0 | 0 | 0 | 0 | 0 | 0 | 0 | 0 | 0 | 0 | 0 | 1368
935 |  |  |  | Wind Generation | F10 |  | 0 | 0 | 0 | 0 | 0 | 0 | 0 | 0 | 0 | 0 | 0 | 0 | 0 | 0 | 1369
936
937 |  | O00 | Unclassified Other Prod - Acct 300 |  | F10 |  | 0 | 0 | 0 | 0 | 0 | 0 | 0 | 0 | 0 | 0 | 0 | 0 | 0 | 0 | 1376
938
939 |  | Total Other Production Plant |  |  |  |  | 0 | 0 | 0 | 0 | 0 | 0 | 0 | 0 | 0 | 0 | 0 | 0 | 0 | 0
940
941 |  | Experimental Plant
942 |  | 103 | Experimental Plant |  | F10 |  | 0 | 0 | 0 | 0 | 0 | 0 | 0 | 0 | 0 | 0 | 0 | 0 | 0 | 0 | 1382
943
944 |  | TOTAL PRODUCTION PLANT |  |  |  |  | 0 | 0 | 0 | 0 | 0 | 0 | 0 | 0 | 0 | 0 | 0 | 0 | 0 | 0
945
946 | [6 empty] | D: TRANSMISSION PLANT
947 |  | 350 | Land and Land Rights
948 |  |  |  | Demand | F10 |  | 0 | 0 | 0 | 0 | 0 | 0 | 0 | 0 | 0 | 0 | 0 | 0 | 0 | 0 | 1391
949 |  |  |  | Direct Assigned | A | 0 | 0 | 0 | 0 | 0 | 0 | 0 | 0 | 0 | 0 | 0 | 0 | 0 | 0 | 0
950 | [6 empty] | 0 | 0 | 0 | 0 | 0 | 0 | 0 | 0 | 0 | 0 | 0 | 0 | 0 | 0
951 |  | 352 | Structures and Improvements
952 |  |  |  | Demand | F10 |  | 0 | 0 | 0 | 0 | 0 | 0 | 0 | 0 | 0 | 0 | 0 | 0 | 0 | 0 | 1398
953 |  |  |  | Direct Assigned | A | 0 | 0 | 0 | 0 | 0 | 0 | 0 | 0 | 0 | 0 | 0 | 0 | 0 | 0 | 0
954 | [6 empty] | 0 | 0 | 0 | 0 | 0 | 0 | 0 | 0 | 0 | 0 | 0 | 0 | 0 | 0
955 |  | 353 | Station Equipment
956 |  |  |  | Demand | F10 |  | 0 | 0 | 0 | 0 | 0 | 0 | 0 | 0 | 0 | 0 | 0 | 0 | 0 | 0 | 1404
957 |  |  |  | Direct Assigned | A | 0 | 0 | 0 | 0 | 0 | 0 | 0 | 0 | 0 | 0 | 0 | 0 | 0 | 0 | 0
958 | [6 empty] | 0 | 0 | 0 | 0 | 0 | 0 | 0 | 0 | 0 | 0 | 0 | 0 | 0 | 0
959 |  | 354 | Towers and Fixtures
960 |  |  |  | Demand | F10 |  | 0 | 0 | 0 | 0 | 0 | 0 | 0 | 0 | 0 | 0 | 0 | 0 | 0 | 0 | 1410
961 |  |  |  | Direct Assigned | A | 0 | 0 | 0 | 0 | 0 | 0 | 0 | 0 | 0 | 0 | 0 | 0 | 0 | 0 | 0
962 | [6 empty] | 0 | 0 | 0 | 0 | 0 | 0 | 0 | 0 | 0 | 0 | 0 | 0 | 0 | 0
963 |  | 355 | Poles and Fixtures
964 |  |  |  | Demand | F10 |  | 0 | 0 | 0 | 0 | 0 | 0 | 0 | 0 | 0 | 0 | 0 | 0 | 0 | 0 | 1416
965 |  |  |  | Direct Assigned | A | 0 | 0 | 0 | 0 | 0 | 0 | 0 | 0 | 0 | 0 | 0 | 0 | 0 | 0 | 0
966 | [6 empty] | 0 | 0 | 0 | 0 | 0 | 0 | 0 | 0 | 0 | 0 | 0 | 0 | 0 | 0
967 |  | 356 | Overhead Conductors
968 |  |  |  | Demand | F10 |  | 0 | 0 | 0 | 0 | 0 | 0 | 0 | 0 | 0 | 0 | 0 | 0 | 0 | 0 | 1422
969 |  |  |  | Direct Assigned | A | 0 | 0 | 0 | 0 | 0 | 0 | 0 | 0 | 0 | 0 | 0 | 0 | 0 | 0 | 0
970 | [6 empty] | 0 | 0 | 0 | 0 | 0 | 0 | 0 | 0 | 0 | 0 | 0 | 0 | 0 | 0
971 |  | 357 | Underground Conduit
972 |  |  |  | Demand | F10 |  | 0 | 0 | 0 | 0 | 0 | 0 | 0 | 0 | 0 | 0 | 0 | 0 | 0 | 0 | 1428
973 |  |  |  | Direct Assigned | A | 0 | 0 | 0 | 0 | 0 | 0 | 0 | 0 | 0 | 0 | 0 | 0 | 0 | 0 | 0
974 | [6 empty] | 0 | 0 | 0 | 0 | 0 | 0 | 0 | 0 | 0 | 0 | 0 | 0 | 0 | 0
975 |  | 358 | Underground Conductors
976 |  |  |  | Demand | F10 |  | 0 | 0 | 0 | 0 | 0 | 0 | 0 | 0 | 0 | 0 | 0 | 0 | 0 | 0 | 1434
977 |  |  |  | Direct Assigned | A | 0 | 0 | 0 | 0 | 0 | 0 | 0 | 0 | 0 | 0 | 0 | 0 | 0 | 0 | 0
978 | [6 empty] | 0 | 0 | 0 | 0 | 0 | 0 | 0 | 0 | 0 | 0 | 0 | 0 | 0 | 0
979 |  | 359 | Roads and Trails
980 |  |  |  | Demand | F10 |  | 0 | 0 | 0 | 0 | 0 | 0 | 0 | 0 | 0 | 0 | 0 | 0 | 0 | 0 | 1440
981 |  |  |  | Direct Assigned | A | 0 | 0 | 0 | 0 | 0 | 0 | 0 | 0 | 0 | 0 | 0 | 0 | 0 | 0 | 0
982 | [6 empty] | 0 | 0 | 0 | 0 | 0 | 0 | 0 | 0 | 0 | 0 | 0 | 0 | 0 | 0
983
984 |  | T00 | Unclassified Trans Plant - Acct 300 |  | F10 |  | 0 | 0 | 0 | 0 | 0 | 0 | 0 | 0 | 0 | 0 | 0 | 0 | 0 | 0 | 1444
985 |  | TS0 | Unclassified Trans Sub - Acct 300 |  | F10 |  | 0 | 0 | 0 | 0 | 0 | 0 | 0 | 0 | 0 | 0 | 0 | 0 | 0 | 0 | 1448
986
987 |  | TOTAL TRANSMISSION PLANT |  |  |  |  | 0 | 0 | 0 | 0 | 0 | 0 | 0 | 0 | 0 | 0 | 0 | 0 | 0 | 0
988 |  | Distribution - METER - Unbundled |  |  |  |  | D: DISTRIBUTION PLANT
989 |  | A |  | B | C |  | D | E | F | G | H | I | J | K | L | M | N | O | P
990 |  | FERC ACCT |  | DESCRIPTION | COS Factor |  | Utah Jurisdiction Normalized | Residential Sch 1 | General Large Dist. Sch 6 | General +1 MW Sch 8 | Street & Area Lighting Sch. 7,11,12 | General Trans Sch 9 | General Secondary Sch 22 | Irrigation Sch 10 | Traffic Signals Sch 15 | Outdoor Lighting Sch 15 | General Small Dist. Sch 23 | Industrial Cust 1 | Industrial Cust 2
991
992 |  | 360 | Land and Land Rights
993 |  |  |  | Demand Primary | F20 |  | 0 | 0 | 0 | 0 | 0 | 0 | 0 | 0 | 0 | 0 | 0 | 0 | 0 | 0 | 1453
994 |  |  |  | Assigned | A | 0 | 0 | 0 | 0 | 0 | 0 | 0 | 0 | 0 | 0 | 0 | 0 | 0 | 0 | 0
995 | [6 empty] | 0 | 0 | 0 | 0 | 0 | 0 | 0 | 0 | 0 | 0 | 0 | 0 | 0 | 0
996 |  | 361 | Structures and Improvements
997 |  |  |  | Demand Primary | F20 |  | 0 | 0 | 0 | 0 | 0 | 0 | 0 | 0 | 0 | 0 | 0 | 0 | 0 | 0 | 1457
998 |  |  |  | Assigned | A | 0 | 0 | 0 | 0 | 0 | 0 | 0 | 0 | 0 | 0 | 0 | 0 | 0 | 0 | 0
999 | [6 empty] | 0 | 0 | 0 | 0 | 0 | 0 | 0 | 0 | 0 | 0 | 0 | 0 | 0 | 0
1000 |  | 362 | Station Equipment
1001 |  |  |  | Demand Primary | F20 |  | 0 | 0 | 0 | 0 | 0 | 0 | 0 | 0 | 0 | 0 | 0 | 0 | 0 | 0 | 1461
1002 |  |  |  | Assigned | A | 0 | 0 | 0 | 0 | 0 | 0 | 0 | 0 | 0 | 0 | 0 | 0 | 0 | 0 | 0
1003 | [6 empty] | 0 | 0 | 0 | 0 | 0 | 0 | 0 | 0 | 0 | 0 | 0 | 0 | 0 | 0
1004 |  | 364 | Poles, Towers & Fixtures
1005 |  |  |  | Demand Primary | F20 | 0 | 0 | 0 | 0 | 0 | 0 | 0 | 0 | 0 | 0 | 0 | 0 | 0 | 0 | 0 | 1465
1006 |  |  |  | Demand Secondary | F22 | 0 | 0 | 0 | 0 | 0 | 0 | 0 | 0 | 0 | 0 | 0 | 0 | 0 | 0 | 0
1007 |  |  |  | Assigned | A | 0 | 0 | 0 | 0 | 0 | 0 | 0 | 0 | 0 | 0 | 0 | 0 | 0 | 0 | 0
1008 | [6 empty] | 0 | 0 | 0 | 0 | 0 | 0 | 0 | 0 | 0 | 0 | 0 | 0 | 0 | 0
1009 |  | 365 | Overhead Conductors
1010 |  |  |  | Demand Primary | F20 | 0 | 0 | 0 | 0 | 0 | 0 | 0 | 0 | 0 | 0 | 0 | 0 | 0 | 0 | 0 | 1469
1011 |  |  |  | Demand Secondary | F22 | 0 | 0 | 0 | 0 | 0 | 0 | 0 | 0 | 0 | 0 | 0 | 0 | 0 | 0 | 0
1012 |  |  |  | Assigned | A | 0 | 0 | 0 | 0 | 0 | 0 | 0 | 0 | 0 | 0 | 0 | 0 | 0 | 0 | 0
1013 | [6 empty] | 0 | 0 | 0 | 0 | 0 | 0 | 0 | 0 | 0 | 0 | 0 | 0 | 0 | 0
1014 |  | 366 | Underground Conduit
1015 |  |  |  | Demand Primary | F20 | 0 | 0 | 0 | 0 | 0 | 0 | 0 | 0 | 0 | 0 | 0 | 0 | 0 | 0 | 0 | 1473
1016 |  |  |  | Demand Secondary | F22 | 0 | 0 | 0 | 0 | 0 | 0 | 0 | 0 | 0 | 0 | 0 | 0 | 0 | 0 | 0
1017 |  |  |  | Assigned | A | 0 | 0 | 0 | 0 | 0 | 0 | 0 | 0 | 0 | 0 | 0 | 0 | 0 | 0 | 0
1018 | [6 empty] | 0 | 0 | 0 | 0 | 0 | 0 | 0 | 0 | 0 | 0 | 0 | 0 | 0 | 0
1019 |  | 367 | Underground Conductors
1020 |  |  |  | Demand Primary | F20 | 0 | 0 | 0 | 0 | 0 | 0 | 0 | 0 | 0 | 0 | 0 | 0 | 0 | 0 | 0 | 1477
1021 |  |  |  | Demand Secondary | F22 | 0 | 0 | 0 | 0 | 0 | 0 | 0 | 0 | 0 | 0 | 0 | 0 | 0 | 0 | 0
1022 |  |  |  | Assigned | A | 0 | 0 | 0 | 0 | 0 | 0 | 0 | 0 | 0 | 0 | 0 | 0 | 0 | 0 | 0
1023 | [6 empty] | 0 | 0 | 0 | 0 | 0 | 0 | 0 | 0 | 0 | 0 | 0 | 0 | 0 | 0
1024 |  | 368 | Line Transformers
1025 |  |  |  | Demand Secondary | F21 |  | 0 | 0 | 0 | 0 | 0 | 0 | 0 | 0 | 0 | 0 | 0 | 0 | 0 | 0 | 1481
1026 |  |  |  | Assigned | A | 0 | 0 | 0 | 0 | 0 | 0 | 0 | 0 | 0 | 0 | 0 | 0 | 0 | 0 | 0
1027 | [6 empty] | 0 | 0 | 0 | 0 | 0 | 0 | 0 | 0 | 0 | 0 | 0 | 0 | 0 | 0
1028 |  | 369 | Services
1029 |  |  |  | Customer | F70 |  | 0 | 0 | 0 | 0 | 0 | 0 | 0 | 0 | 0 | 0 | 0 | 0 | 0 | 0 | 1485
1030 |  |  |  | Assigned | A | 0 | 0 | 0 | 0 | 0 | 0 | 0 | 0 | 0 | 0 | 0 | 0 | 0 | 0 | 0
1031 | [6 empty] | 0 | 0 | 0 | 0 | 0 | 0 | 0 | 0 | 0 | 0 | 0 | 0 | 0 | 0
1032 |  | 370 | Meters
1033 |  |  |  | Customer | F60 |  | 0 | 0 | 0 | 0 | 0 | 0 | 0 | 0 | 0 | 0 | 0 | 0 | 0 | 0 | 1489
1034 |  |  |  | Assigned | A | 0 | 0 | 0 | 0 | 0 | 0 | 0 | 0 | 0 | 0 | 0 | 0 | 0 | 0 | 0
1035 | [6 empty] | 0 | 0 | 0 | 0 | 0 | 0 | 0 | 0 | 0 | 0 | 0 | 0 | 0 | 0
1036 |  | 371 | Install on Customers' Premises
1037 |  |  |  | Demand Primary | F20 | 0 | 0 | 0 | 0 | 0 | 0 | 0 | 0 | 0 | 0 | 0 | 0 | 0 | 0 | 0 | 1493
1038 |  |  |  | Demand Secondary | F22 | 0 | 0 | 0 | 0 | 0 | 0 | 0 | 0 | 0 | 0 | 0 | 0 | 0 | 0 | 0
1039 |  |  |  | Assigned | A | 0 | 0 | 0 | 0 | 0 | 0 | 0 | 0 | 0 | 0 | 0 | 0 | 0 | 0 | 0
1040 | [6 empty] | 0 | 0 | 0 | 0 | 0 | 0 | 0 | 0 | 0 | 0 | 0 | 0 | 0 | 0
1041 |  | 372 | Leased Property
1042 |  |  |  | Demand Primary | F20 | 1 | 0 | 0 | 0 | 0 | 0 | 0 | 0 | 0 | 0 | 0 | 0 | 0 | 0 | 0 | 1497
1043 |  |  |  | Demand Secondary | F22 | 0 | 0 | 0 | 0 | 0 | 0 | 0 | 0 | 0 | 0 | 0 | 0 | 0 | 0 | 0
1044 |  |  |  | Assigned | A | 0 | 0 | 0 | 0 | 0 | 0 | 0 | 0 | 0 | 0 | 0 | 0 | 0 | 0 | 0
1045 | [6 empty] | 0 | 0 | 0 | 0 | 0 | 0 | 0 | 0 | 0 | 0 | 0 | 0 | 0 | 0
1046
1047 |  | 373 | Street Lights |  | A | 0 | 0 | 0 | 0 | 0 | 0 | 0 | 0 | 0 | 0 | 0 | 0 | 0 | 0 | 0 | 1502
1048
1049
1050 |  | D00 | Unclassified Dist Plant - Acct 300 |  | F22 |  | 0 | 0 | 0 | 0 | 0 | 0 | 0 | 0 | 0 | 0 | 0 | 0 | 0 | 0 | 1505
1051 |  | DS0 | Unclassified Dist Sub - Acct 300 |  | F20 |  | 0 | 0 | 0 | 0 | 0 | 0 | 0 | 0 | 0 | 0 | 0 | 0 | 0 | 0 | 1509
1052 |  | TOTAL DISTRIBUTION PLANT |  |  |  |  | 0 | 0 | 0 | 0 | 0 | 0 | 0 | 0 | 0 | 0 | 0 | 0 | 0 | 0
1053
1054 |  | Distribution - METER - Unbundled |  |  |  |  | DISTRIBUTION PLANT D: GENERAL PLANT
1055
1056 |  | A |  | B | C |  | D | E | F | G | H | I | J | K | L | M | N | O | P
1057 |  | FERC ACCT |  | DESCRIPTION | COS Factor |  | Utah Jurisdiction Normalized | Residential Sch 1 | General Large Dist. Sch 6 | General +1 MW Sch 8 | Street & Area Lighting Sch. 7,11,12 | General Trans Sch 9 | General Secondary Sch 22 | Irrigation Sch 10 | Traffic Signals Sch 15 | Outdoor Lighting Sch 15 | General Small Dist. Sch 23 | Industrial Cust 1 | Industrial Cust 2
1058 |  | 389 | Land and Land Rights
1059 |  |  |  | Situs | F107R |  | 0 | 0 | 0 | 0 | 0 | 0 | 0 | 0 | 0 | 0 | 0 | 0 | 0 | 0 | 1516
1060 |  |  |  | Customer - System | F42 |  | 532919.6161 | 464295.5624 | 10062.9365 | 156.0843 | 4690.0205 | 345.8189 | 0.63535 | 1854.0164 | 1416.2986 | 316.3352 | 49777.7726 | 2.0677 | 2.0677 | 0 | 1517
1061 |  |  |  | System Generation | F105R |  | 0 | 0 | 0 | 0 | 0 | 0 | 0 | 0 | 0 | 0 | 0 | 0 | 0 | 0 | 1518
1062 |  |  |  | System Generation | F105R |  | 0 | 0 | 0 | 0 | 0 | 0 | 0 | 0 | 0 | 0 | 0 | 0 | 0 | 0 | 1519
1063 |  |  |  | System Overheads | F102R |  | 0 | 0 | 0 | 0 | 0 | 0 | 0 | 0 | 0 | 0 | 0 | 0 | 0 | 0 | 1520
1064 |  |  | Total Land & Land Rights |  |  |  | 532919.6161 | 464295.5624 | 10062.9365 | 156.0843 | 4690.0205 | 345.8189 | 0.63535 | 1854.0164 | 1416.2986 | 316.3352 | 49777.7726 | 2.0677 | 2.0677 | 0
1065
1066 |  | 390 | Structures and Improvements
1067 |  |  |  | Situs | F107R |  | 0 | 0 | 0 | 0 | 0 | 0 | 0 | 0 | 0 | 0 | 0 | 0 | 0 | 0 | 1524
1068 |  |  |  | System Generation | F105R |  | 0 | 0 | 0 | 0 | 0 | 0 | 0 | 0 | 0 | 0 | 0 | 0 | 0 | 0 | 1525
1069 |  |  |  | System Generation | F105R |  | 0 | 0 | 0 | 0 | 0 | 0 | 0 | 0 | 0 | 0 | 0 | 0 | 0 | 0 | 1526
1070 |  |  |  | System Generation | F105R |  | 0 | 0 | 0 | 0 | 0 | 0 | 0 | 0 | 0 | 0 | 0 | 0 | 0 | 0 | 1527
1071 |  |  |  | Customer - System | F42 |  | 3841346.6073 | 3346696.4425 | 72534.817 | 1125.0737 | 33806.2137 | 2492.703 | 4.5797 | 13363.9659 | 10208.8452 | 2280.1807 | 358803.9777 | 14.9041 | 14.9041 | 0 | 1528
1072 |  |  |  | System Generation | F102R |  | 0 | 0 | 0 | 0 | 0 | 0 | 0 | 0 | 0 | 0 | 0 | 0 | 0 | 0 | 1529
1073 |  |  |  | System Overheads | F102R |  | 0 | 0 | 0 | 0 | 0 | 0 | 0 | 0 | 0 | 0 | 0 | 0 | 0 | 0 | 1530
1074
1075 |  |  | Total Structures and Improvements |  |  |  | 3841346.6073 | 3346696.4425 | 72534.817 | 1125.0737 | 33806.2137 | 2492.703 | 4.5797 | 13363.9659 | 10208.8452 | 2280.1807 | 358803.9777 | 14.9041 | 14.9041 | 0
1076
1077 |  | 391 | Office Furniture & Equipment
1078 |  |  |  | Situs | F107R |  | 0 | 0 | 0 | 0 | 0 | 0 | 0 | 0 | 0 | 0 | 0 | 0 | 0 | 0 | 1534
1079 |  |  |  | System Generation | F105R |  | 0 | 0 | 0 | 0 | 0 | 0 | 0 | 0 | 0 | 0 | 0 | 0 | 0 | 0 | 1535
1080 |  |  |  | System Generation | F105R |  | 0 | 0 | 0 | 0 | 0 | 0 | 0 | 0 | 0 | 0 | 0 | 0 | 0 | 0 | 1536
1081 |  |  |  | Customer - System | F42 |  | 2902766.8662 | 2528977.6054 | 54811.941 | 850.1776 | 25546.1345 | 1883.6456 | 3.4607 | 10098.6663 | 7714.4556 | 1723.0502 | 271135.2045 | 11.2625 | 11.2625 | 0 | 1537
1082 |  |  |  | System Generation | F105R |  | 0 | 0 | 0 | 0 | 0 | 0 | 0 | 0 | 0 | 0 | 0 | 0 | 0 | 0 | 1538
1083 |  |  |  | Energy | F30 |  | 0 | 0 | 0 | 0 | 0 | 0 | 0 | 0 | 0 | 0 | 0 | 0 | 0 | 0 | 1539
1084 |  |  |  | System Overheads | F102R |  | 0 | 0 | 0 | 0 | 0 | 0 | 0 | 0 | 0 | 0 | 0 | 0 | 0 | 0 | 1540
1085 |  |  |  | Cholla | F10 |  | 0 | 0 | 0 | 0 | 0 | 0 | 0 | 0 | 0 | 0 | 0 | 0 | 0 | 0 | 1541
1086 |  |  |  | Simple Cycle Combustion Turbine | F10 |  | 0 | 0 | 0 | 0 | 0 | 0 | 0 | 0 | 0 | 0 | 0 | 0 | 0 | 0 | 1542
1087 |  |  | Total Office Furniture & Equipment |  |  |  | 2902766.8662 | 2528977.6054 | 54811.941 | 850.1776 | 25546.1345 | 1883.6456 | 3.4607 | 10098.6663 | 7714.4556 | 1723.0502 | 271135.2045 | 11.2625 | 11.2625 | 0
1088
1089 |  | 392 | Transportation Equipment
1090 |  |  |  | Situs | F107R |  | 0 | 0 | 0 | 0 | 0 | 0 | 0 | 0 | 0 | 0 | 0 | 0 | 0 | 0 | 1546
1091 |  |  |  | System Overheads | F102R |  | 0 | 0 | 0 | 0 | 0 | 0 | 0 | 0 | 0 | 0 | 0 | 0 | 0 | 0 | 1547
1092 |  |  |  | System Generation | F105R |  | 0 | 0 | 0 | 0 | 0 | 0 | 0 | 0 | 0 | 0 | 0 | 0 | 0 | 0 | 1548
1093 |  |  |  | Customer - System | F42 |  | 0 | 0 | 0 | 0 | 0 | 0 | 0 | 0 | 0 | 0 | 0 | 0 | 0 | 0 | 1549
1094 |  |  |  | System Generation | F105R |  | 0 | 0 | 0 | 0 | 0 | 0 | 0 | 0 | 0 | 0 | 0 | 0 | 0 | 0 | 1550
1095 |  |  |  | Energy | F30 |  | 0 | 0 | 0 | 0 | 0 | 0 | 0 | 0 | 0 | 0 | 0 | 0 | 0 | 0 | 1551
1096 |  |  |  | System Generation | F105R |  | 0 | 0 | 0 | 0 | 0 | 0 | 0 | 0 | 0 | 0 | 0 | 0 | 0 | 0 | 1552
1097 |  |  |  | Cholla | F10 |  | 0 | 0 | 0 | 0 | 0 | 0 | 0 | 0 | 0 | 0 | 0 | 0 | 0 | 0 | 1553
1098 |  |  |  | Simple Cycle Combustion Turbine | F10 |  | 0 | 0 | 0 | 0 | 0 | 0 | 0 | 0 | 0 | 0 | 0 | 0 | 0 | 0 | 1554
1099 |  |  | Total Transportation Equipment |  |  |  | 0 | 0 | 0 | 0 | 0 | 0 | 0 | 0 | 0 | 0 | 0 | 0 | 0 | 0
1100
1101 |  | 393 | Stores Equipment
1102 |  |  |  | Situs | F107R |  | 0 | 0 | 0 | 0 | 0 | 0 | 0 | 0 | 0 | 0 | 0 | 0 | 0 | 0 | 1558
1103 |  |  |  | System Generation | F105R |  | 0 | 0 | 0 | 0 | 0 | 0 | 0 | 0 | 0 | 0 | 0 | 0 | 0 | 0 | 1559
1104 |  |  |  | System Generation | F105R |  | 0 | 0 | 0 | 0 | 0 | 0 | 0 | 0 | 0 | 0 | 0 | 0 | 0 | 0 | 1560
1105 |  |  |  | System Overheads | F102R |  | 0 | 0 | 0 | 0 | 0 | 0 | 0 | 0 | 0 | 0 | 0 | 0 | 0 | 0 | 1561
1106 |  |  |  | System Generation | F105R |  | 0 | 0 | 0 | 0 | 0 | 0 | 0 | 0 | 0 | 0 | 0 | 0 | 0 | 0 | 1562
1107 |  |  |  | Simple Cycle Combustion Turbine | F10 |  | 0 | 0 | 0 | 0 | 0 | 0 | 0 | 0 | 0 | 0 | 0 | 0 | 0 | 0 | 1563
1108 |  |  | Total Stores Equipment |  |  |  | 0 | 0 | 0 | 0 | 0 | 0 | 0 | 0 | 0 | 0 | 0 | 0 | 0 | 0 | 1564
1109
1110 |  | 394 | Tools, Shop & Garage Equipment
1111 |  |  |  | Situs | F107R |  | 0 | 0 | 0 | 0 | 0 | 0 | 0 | 0 | 0 | 0 | 0 | 0 | 0 | 0 | 1567
1112 |  |  |  | System Generation | F105R |  | 0 | 0 | 0 | 0 | 0 | 0 | 0 | 0 | 0 | 0 | 0 | 0 | 0 | 0 | 1568
1113 |  |  |  | System Generation | F105R |  | 0 | 0 | 0 | 0 | 0 | 0 | 0 | 0 | 0 | 0 | 0 | 0 | 0 | 0 | 1569
1114 |  |  |  | System Overheads | F102R |  | 0 | 0 | 0 | 0 | 0 | 0 | 0 | 0 | 0 | 0 | 0 | 0 | 0 | 0 | 1570
1115 |  |  |  | Energy | F30 |  | 0 | 0 | 0 | 0 | 0 | 0 | 0 | 0 | 0 | 0 | 0 | 0 | 0 | 0 | 1571
1116 |  |  |  | System Generation | F105R |  | 0 | 0 | 0 | 0 | 0 | 0 | 0 | 0 | 0 | 0 | 0 | 0 | 0 | 0 | 1572
1117 |  |  |  | Cholla | F10 |  | 0 | 0 | 0 | 0 | 0 | 0 | 0 | 0 | 0 | 0 | 0 | 0 | 0 | 0 | 1573
1118 |  |  |  | Simple Cycle Combustion Turbine | F10 |  | 0 | 0 | 0 | 0 | 0 | 0 | 0 | 0 | 0 | 0 | 0 | 0 | 0 | 0 | 1574
1119 |  |  | Total Tools, Shop & Garage Equipment |  |  |  | 0 | 0 | 0 | 0 | 0 | 0 | 0 | 0 | 0 | 0 | 0 | 0 | 0 | 0
1120
1121 |  | 395 | Laboratory Equipment
1122 |  |  |  | Situs | F107R |  | 0 | 0 | 0 | 0 | 0 | 0 | 0 | 0 | 0 | 0 | 0 | 0 | 0 | 0 | 1578
1123 |  |  |  | System Generation | F105R |  | 0 | 0 | 0 | 0 | 0 | 0 | 0 | 0 | 0 | 0 | 0 | 0 | 0 | 0 | 1579
1124 |  |  |  | System Generation | F105R |  | 0 | 0 | 0 | 0 | 0 | 0 | 0 | 0 | 0 | 0 | 0 | 0 | 0 | 0 | 1580
1125 |  |  |  | System Overheads | F102R |  | 0 | 0 | 0 | 0 | 0 | 0 | 0 | 0 | 0 | 0 | 0 | 0 | 0 | 0 | 1581
1126 |  |  |  | Energy | F30 |  | 0 | 0 | 0 | 0 | 0 | 0 | 0 | 0 | 0 | 0 | 0 | 0 | 0 | 0 | 1582
1127 |  |  |  | System Generation | F105R |  | 0 | 0 | 0 | 0 | 0 | 0 | 0 | 0 | 0 | 0 | 0 | 0 | 0 | 0 | 1583
1128 |  |  |  | Cholla | F10 |  | 0 | 0 | 0 | 0 | 0 | 0 | 0 | 0 | 0 | 0 | 0 | 0 | 0 | 0 | 1584
1129 |  |  |  | Simple Cycle Combustion Turbine | F10 |  | 0 | 0 | 0 | 0 | 0 | 0 | 0 | 0 | 0 | 0 | 0 | 0 | 0 | 0 | 1585
1130 |  |  | Total Laboratory Equipment |  |  |  | 0 | 0 | 0 | 0 | 0 | 0 | 0 | 0 | 0 | 0 | 0 | 0 | 0 | 0
1131
1132 |  | 396 | Power Operated Equipment
1133 |  |  |  | Situs | F107R |  | 0 | 0 | 0 | 0 | 0 | 0 | 0 | 0 | 0 | 0 | 0 | 0 | 0 | 0 | 1589
1134 |  |  |  | System Generation | F105R |  | 0 | 0 | 0 | 0 | 0 | 0 | 0 | 0 | 0 | 0 | 0 | 0 | 0 | 0 | 1590
1135 |  |  |  | System Generation | F105R |  | 0 | 0 | 0 | 0 | 0 | 0 | 0 | 0 | 0 | 0 | 0 | 0 | 0 | 0 | 1591
1136 |  |  |  | System Overheads | F102R |  | 0 | 0 | 0 | 0 | 0 | 0 | 0 | 0 | 0 | 0 | 0 | 0 | 0 | 0 | 1592
1137 |  |  |  | System Generation | F105R |  | 0 | 0 | 0 | 0 | 0 | 0 | 0 | 0 | 0 | 0 | 0 | 0 | 0 | 0 | 1593
1138 |  |  |  | Energy | F30 |  | 0 | 0 | 0 | 0 | 0 | 0 | 0 | 0 | 0 | 0 | 0 | 0 | 0 | 0 | 1594
1139 |  |  |  | Cholla | F10 |  | 0 | 0 | 0 | 0 | 0 | 0 | 0 | 0 | 0 | 0 | 0 | 0 | 0 | 0 | 1595
1140 |  |  |  | Simple Cycle Combustion Turbine | F10 |  | 0 | 0 | 0 | 0 | 0 | 0 | 0 | 0 | 0 | 0 | 0 | 0 | 0 | 0 | 1596
1141 |  |  | Total Power Operated Equipment |  |  |  | 0 | 0 | 0 | 0 | 0 | 0 | 0 | 0 | 0 | 0 | 0 | 0 | 0 | 0
1142
1143 |  | 397 | Communication Equipment
1144 |  |  |  | Situs | F107R |  | 0 | 0 | 0 | 0 | 0 | 0 | 0 | 0 | 0 | 0 | 0 | 0 | 0 | 0 | 1600
1145 |  |  |  | System Generation | F105R |  | 0 | 0 | 0 | 0 | 0 | 0 | 0 | 0 | 0 | 0 | 0 | 0 | 0 | 0 | 1601
1146 |  |  |  | System Generation | F105R |  | 0 | 0 | 0 | 0 | 0 | 0 | 0 | 0 | 0 | 0 | 0 | 0 | 0 | 0 | 1602
1147 |  |  |  | System Overheads | F102R |  | 0 | 0 | 0 | 0 | 0 | 0 | 0 | 0 | 0 | 0 | 0 | 0 | 0 | 0 | 1603
1148 |  |  |  | Customer - System | F42 |  | 1700150.2379 | 1481221.9085 | 32103.3479 | 497.9489 | 14962.3682 | 1103.251 | 2.0269 | 5914.7877 | 4518.3558 | 1009.1903 | 158803.8598 | 6.5964 | 6.5964 | 0 | 1604
1149 |  |  |  | System Generation | F105R |  | 0 | 0 | 0 | 0 | 0 | 0 | 0 | 0 | 0 | 0 | 0 | 0 | 0 | 0 | 1605
1150 |  |  |  | Energy | F30 |  | 0 | 0 | 0 | 0 | 0 | 0 | 0 | 0 | 0 | 0 | 0 | 0 | 0 | 0 | 1606
1151 |  |  |  | Cholla | F10 |  | 0 | 0 | 0 | 0 | 0 | 0 | 0 | 0 | 0 | 0 | 0 | 0 | 0 | 0 | 1607
1152 |  |  |  | Simple Cycle Combustion Turbine | F10 |  | 0 | 0 | 0 | 0 | 0 | 0 | 0 | 0 | 0 | 0 | 0 | 0 | 0 | 0 | 1608
1153 |  |  | Total Communication Equipment |  |  |  | 1700150.2379 | 1481221.9085 | 32103.3479 | 497.9489 | 14962.3682 | 1103.251 | 2.0269 | 5914.7877 | 4518.3558 | 1009.1903 | 158803.8598 | 6.5964 | 6.5964 | 0
1154
1155 |  | Distribution - METER - Unbundled |  |  |  |  | D: GENERAL PLANT
1156
1157 |  | A |  | B | C |  | D | E | F | G | H | I | J | K | L | M | N | O | P
1158 |  | FERC ACCT |  | DESCRIPTION | COS Factor |  | Utah Jurisdiction Normalized | Residential Sch 1 | General Large Dist. Sch 6 | General +1 MW Sch 8 | Street & Area Lighting Sch. 7,11,12 | General Trans Sch 9 | General Secondary Sch 22 | Irrigation Sch 10 | Traffic Signals Sch 15 | Outdoor Lighting Sch 15 | General Small Dist. Sch 23 | Industrial Cust 1 | Industrial Cust 2
1159 |  | 398 | Misc. Equipment
1160 |  |  |  | Situs | F107R |  | 0 | 0 | 0 | 0 | 0 | 0 | 0 | 0 | 0 | 0 | 0 | 0 | 0 | 0 | 1612
1161 |  |  |  | System Generation | F105R |  | 0 | 0 | 0 | 0 | 0 | 0 | 0 | 0 | 0 | 0 | 0 | 0 | 0 | 0 | 1613
1162 |  |  |  | System Generation | F105R |  | 0 | 0 | 0 | 0 | 0 | 0 | 0 | 0 | 0 | 0 | 0 | 0 | 0 | 0 | 1614
1163 |  |  |  | Customer - System | F42 |  | 103201.6661 | 89912.3886 | 1948.7213 | 30.2262 | 908.2382 | 66.969 | 0.12304 | 359.0365 | 274.271 | 61.2594 | 9639.6322 | 0.40041 | 0.40041 | 0 | 1615
1164 |  |  |  | System Overheads | F102R |  | 0 | 0 | 0 | 0 | 0 | 0 | 0 | 0 | 0 | 0 | 0 | 0 | 0 | 0 | 1616
1165 |  |  |  | System Energy | F30 |  | 0 | 0 | 0 | 0 | 0 | 0 | 0 | 0 | 0 | 0 | 0 | 0 | 0 | 0 | 1617
1166 |  |  |  | Simple Cycle Combustion Turbine | F105R |  | 0 | 0 | 0 | 0 | 0 | 0 | 0 | 0 | 0 | 0 | 0 | 0 | 0 | 0 | 1618
1167 |  |  | Total Misc. Equipment |  |  |  | 103201.6661 | 89912.3886 | 1948.7213 | 30.2262 | 908.2382 | 66.969 | 0.12304 | 359.0365 | 274.271 | 61.2594 | 9639.6322 | 0.40041 | 0.40041 | 0
1168
1169 |  | 399 | Coal Mine |  | F30 |  | 0 | 0 | 0 | 0 | 0 | 0 | 0 | 0 | 0 | 0 | 0 | 0 | 0 | 0 | 1626
1170 |  | 399L | WIDCO Capital Lease |  | F30 |  | 0 | 0 | 0 | 0 | 0 | 0 | 0 | 0 | 0 | 0 | 0 | 0 | 0 | 0 | 1629
1171 |  |  | Remove Capital Lease |  | F30 |  | 0 | 0 | 0 | 0 | 0 | 0 | 0 | 0 | 0 | 0 | 0 | 0 | 0 | 0 | 1632
1172
1173 |  | 390L | General Capital Lease
1174 |  |  |  | Situs | F107R |  | 0 | 0 | 0 | 0 | 0 | 0 | 0 | 0 | 0 | 0 | 0 | 0 | 0 | 0 | 1637
1175 |  |  |  | System Generation | F105R |  | 0 | 0 | 0 | 0 | 0 | 0 | 0 | 0 | 0 | 0 | 0 | 0 | 0 | 0 | 1638
1176 |  |  |  | System Overheads | F102R |  | 0 | 0 | 0 | 0 | 0 | 0 | 0 | 0 | 0 | 0 | 0 | 0 | 0 | 0 | 1639
1177
1178 |  |  | Remove Capital Lease |  |  |  | 0 | 0 | 0 | 0 | 0 | 0 | 0 | 0 | 0 | 0 | 0 | 0 | 0
1179
1180 |  | 392L | General Vehicles Capital Lease |  | F30 |  | 0 | 0 | 0 | 0 | 0 | 0 | 0 | 0 | 0 | 0 | 0 | 0 | 0 | 0 | 1646
1181 |  |  | Remove Capital Lease |  | F30 |  | 0 | 0 | 0 | 0 | 0 | 0 | 0 | 0 | 0 | 0 | 0 | 0 | 0 | 0 | 1649
1182
1183 |  | G00 | Unclassified Gen Plant - Acct 300 |  | F102R |  | 0 | 0 | 0 | 0 | 0 | 0 | 0 | 0 | 0 | 0 | 0 | 0 | 0 | 0 | 1659
1184 |  | GV0 | Unclassified Gen Veh - Acct 300 |  | F102R |  | 0 | 0 | 0 | 0 | 0 | 0 | 0 | 0 | 0 | 0 | 0 | 0 | 0 | 0 | 1667
1185
1186 |  | TOTAL GENERAL PLANT |  |  |  |  | 9080384.9937 | 7911103.9074 | 171461.7636 | 2659.5108 | 79912.9751 | 5892.3876 | 10.8257 | 31590.4727 | 24132.2261 | 5390.0158 | 848160.4468 | 35.231 | 35.231 | 0
1187
1188
1189
1190 | [6 empty] | D: INTANGIBLE PLANT
1191
1192 |  | 301 | Organization
1193 |  |  |  | Situs | F107R |  | 0 | 0 | 0 | 0 | 0 | 0 | 0 | 0 | 0 | 0 | 0 | 0 | 0 | 0 | 1672
1194 |  |  |  | System Overheads | F102R |  | 0 | 0 | 0 | 0 | 0 | 0 | 0 | 0 | 0 | 0 | 0 | 0 | 0 | 0 | 1673
1195 |  |  |  | System Generation | F105R |  | 0 | 0 | 0 | 0 | 0 | 0 | 0 | 0 | 0 | 0 | 0 | 0 | 0 | 0 | 1674
1196 |  |  | Total Organization |  |  |  | 0 | 0 | 0 | 0 | 0 | 0 | 0 | 0 | 0 | 0 | 0 | 0 | 0 | 0
1197
1198 |  | 302 | Franchise & Consent
1199 |  |  |  | Situs | F107R |  | 0 | 0 | 0 | 0 | 0 | 0 | 0 | 0 | 0 | 0 | 0 | 0 | 0 | 0 | 1677
1200 |  |  |  | System Generation | F105R |  | 0 | 0 | 0 | 0 | 0 | 0 | 0 | 0 | 0 | 0 | 0 | 0 | 0 | 0 | 1678
1201 |  |  |  | System Generation | F105R |  | 0 | 0 | 0 | 0 | 0 | 0 | 0 | 0 | 0 | 0 | 0 | 0 | 0 | 0 | 1679
1202 |  |  |  | System Generation | F105R |  | 0 | 0 | 0 | 0 | 0 | 0 | 0 | 0 | 0 | 0 | 0 | 0 | 0 | 0 | 1680
1203 |  |  |  | System Generation | F105R |  | 0 | 0 | 0 | 0 | 0 | 0 | 0 | 0 | 0 | 0 | 0 | 0 | 0 | 0 | 1681
1204 |  |  |  | System Generation | F105R |  | 0 | 0 | 0 | 0 | 0 | 0 | 0 | 0 | 0 | 0 | 0 | 0 | 0 | 0 | 1682
1205 |  |  | Total Franchise & Consent |  |  |  | 0 | 0 | 0 | 0 | 0 | 0 | 0 | 0 | 0 | 0 | 0 | 0 | 0 | 0
1206
1207 |  | 303 | Miscellaneous Intangible Plant
1208 |  |  |  | Situs | F107R |  | 0 | 0 | 0 | 0 | 0 | 0 | 0 | 0 | 0 | 0 | 0 | 0 | 0 | 0 | 1686
1209 |  |  |  | System Generation | F105R |  | 0 | 0 | 0 | 0 | 0 | 0 | 0 | 0 | 0 | 0 | 0 | 0 | 0 | 0 | 1687
1210 |  |  |  | System Overheads | F102R |  | 0 | 0 | 0 | 0 | 0 | 0 | 0 | 0 | 0 | 0 | 0 | 0 | 0 | 0 | 1688
1211 |  |  |  | Energy | F30 |  | 0 | 0 | 0 | 0 | 0 | 0 | 0 | 0 | 0 | 0 | 0 | 0 | 0 | 0 | 1689
1212 |  |  |  | Customer - System | F42 |  | 68458355.9149 | 59642974.0972 | 1292675.4146 | 20050.4423 | 602475.6544 | 44423.5755 | 81.6165 | 238165.2128 | 181936.3967 | 40636.1208 | 6394406.1605 | 265.6118 | 265.6118 | 0 | 1690
1213 |  |  |  | Simple Cycle Combustion Turbine | F10 |  | 0 | 0 | 0 | 0 | 0 | 0 | 0 | 0 | 0 | 0 | 0 | 0 | 0 | 0 | 1691
1214 |  |  |  | System Generation | F105R |  | 0 | 0 | 0 | 0 | 0 | 0 | 0 | 0 | 0 | 0 | 0 | 0 | 0 | 0 | 1692
1215 |  |  | Total Miscellaneous Intangible Plant |  |  |  | 68458355.9149 | 59642974.0972 | 1292675.4146 | 20050.4423 | 602475.6544 | 44423.5755 | 81.6165 | 238165.2128 | 181936.3967 | 40636.1208 | 6394406.1605 | 265.6118 | 265.6118 | 0
1216
1217 |  | I00 | Unclass Intangible Plant - Acct 300 |  | F102R |  | 0 | 0 | 0 | 0 | 0 | 0 | 0 | 0 | 0 | 0 | 0 | 0 | 0 | 0 | 1703
1218
1219 |  | TOTAL INTANGIBLE PLANT |  |  |  |  | 68458355.9149 | 59642974.0972 | 1292675.4146 | 20050.4423 | 602475.6544 | 44423.5755 | 81.6165 | 238165.2128 | 181936.3967 | 40636.1208 | 6394406.1605 | 265.6118 | 265.6118 | 0
1220
1221
1222 |  | TOTAL ELECTRIC PLANT IN SERVICE |  |  |  |  | 77538740.9085 | 67554078.0045 | 1464137.1782 | 22709.9531 | 682388.6295 | 50315.9631 | 92.4421 | 269755.6855 | 206068.6228 | 46026.1366 | 7242566.6074 | 300.8428 | 300.8428 | 0
1223
1224
1225 |  | Distribution - METER - Unbundled |  |  |  |  | D: MISC RATE BASE
1226
1227 |  | A |  | B | C |  | D | E | F | G | H | I | J | K | L | M | N | O | P
1228 |  | FERC ACCT |  | DESCRIPTION | COS Factor |  | Utah Jurisdiction Normalized | Residential Sch 1 | General Large Dist. Sch 6 | General +1 MW Sch 8 | Street & Area Lighting Sch. 7,11,12 | General Trans Sch 9 | General Secondary Sch 22 | Irrigation Sch 10 | Traffic Signals Sch 15 | Outdoor Lighting Sch 15 | General Small Dist. Sch 23 | Industrial Cust 1 | Industrial Cust 2
1229 |  | 105 | Plant Held For Future Use
1230 |  |  |  | Situs | F20 |  | 0 | 0 | 0 | 0 | 0 | 0 | 0 | 0 | 0 | 0 | 0 | 0 | 0 | 0 | 1711
1231 |  |  |  | System Generation | F10 |  | 0 | 0 | 0 | 0 | 0 | 0 | 0 | 0 | 0 | 0 | 0 | 0 | 0 | 0 | 1712
1232 |  |  |  | System Generation | F10 |  | 0 | 0 | 0 | 0 | 0 | 0 | 0 | 0 | 0 | 0 | 0 | 0 | 0 | 0 | 1713
1233 |  |  |  | System Generation | F10 |  | 0 | 0 | 0 | 0 | 0 | 0 | 0 | 0 | 0 | 0 | 0 | 0 | 0 | 0 | 1714
1234 |  |  |  | Energy | F30 |  | 0 | 0 | 0 | 0 | 0 | 0 | 0 | 0 | 0 | 0 | 0 | 0 | 0 | 0 | 1715
1235 |  |  |  | General | F102 |  | 0 | 0 | 0 | 0 | 0 | 0 | 0 | 0 | 0 | 0 | 0 | 0 | 0 | 0 | 1716
1236 |  |  | Total Plant Held For Future Use |  |  |  | 0 | 0 | 0 | 0 | 0 | 0 | 0 | 0 | 0 | 0 | 0 | 0 | 0 | 0
1237
1238 |  | 114 | Electric Plant Acquisition Adjust |  | F10 |  | 0 | 0 | 0 | 0 | 0 | 0 | 0 | 0 | 0 | 0 | 0 | 0 | 0 | 0 | 1723
1239
1240 |  | 115 | Accum Prov for Asset Acquisition Adj |  | F10 |  | 0 | 0 | 0 | 0 | 0 | 0 | 0 | 0 | 0 | 0 | 0 | 0 | 0 | 0 | 1729
1241
1242 |  | 128 | Pensions |  | F102R |  | 0 | 0 | 0 | 0 | 0 | 0 | 0 | 0 | 0 | 0 | 0 | 0 | 0 | 0 | 1732
1243
1244 |  | 124 | Weatherization |  | F11 |  | 0 | 0 | 0 | 0 | 0 | 0 | 0 | 0 | 0 | 0 | 0 | 0 | 0 | 0 | 1754
1245
1246 |  | 151 | Fuel Stock |  | F30 |  | 0 | 0 | 0 | 0 | 0 | 0 | 0 | 0 | 0 | 0 | 0 | 0 | 0 | 0 | 1757
1247 |  |  |  | Cholla | F30 |  | 0 | 0 | 0 | 0 | 0 | 0 | 0 | 0 | 0 | 0 | 0 | 0 | 0 | 0 | 1759
1248 |  |  |  | Total Fuel Stock |  |  | 0 | 0 | 0 | 0 | 0 | 0 | 0 | 0 | 0 | 0 | 0 | 0 | 0 | 0
1249
1250 |  | 152 | Fuel Stock - Undistributed |  | F30 |  | 0 | 0 | 0 | 0 | 0 | 0 | 0 | 0 | 0 | 0 | 0 | 0 | 0 | 0 | 1763
1251
1252 |  | 25316 | DG&T Working Capital Deposit |  | F30 |  | 0 | 0 | 0 | 0 | 0 | 0 | 0 | 0 | 0 | 0 | 0 | 0 | 0 | 0 | 1768
1253
1254 |  | 25317 | DG&T Working Capital Deposit |  | F30 |  | 0 | 0 | 0 | 0 | 0 | 0 | 0 | 0 | 0 | 0 | 0 | 0 | 0 | 0 | 1772
1255
1256 |  | 25319 | Provo Working Capital Deposit |  | F30 |  | 0 | 0 | 0 | 0 | 0 | 0 | 0 | 0 | 0 | 0 | 0 | 0 | 0 | 0 | 1776
1257
1258 |  | 154 | Materials and Supplies |  | F102R |  | 0 | 0 | 0 | 0 | 0 | 0 | 0 | 0 | 0 | 0 | 0 | 0 | 0 | 0 | 1794
1259
1260 |  | 163 | Stores Expense Undistributed |  | F102R |  | 0 | 0 | 0 | 0 | 0 | 0 | 0 | 0 | 0 | 0 | 0 | 0 | 0 | 0 | 1797
1261
1262 |  | 25318 | Provo Working Capital Deposit |  | F102R |  | 0 | 0 | 0 | 0 | 0 | 0 | 0 | 0 | 0 | 0 | 0 | 0 | 0 | 0 | 1802
1263
1264 |  | 165 | Prepayments |  | F102R |  | 0 | 0 | 0 | 0 | 0 | 0 | 0 | 0 | 0 | 0 | 0 | 0 | 0 | 0 | 1809
1265 |  |  |  | General Plant | F102R |  | 14359.2094 | 5819.4182 | 3888.1536 | 1058.7282 | 66.8213 | 1870.4343 | 10.858 | 143.0249 | 5.0052 | 5.2689 | 1041.4673 | 234.7117 | 215.3178 | 0 | 1810
1266 |  |  |  | System Generation | F102R |  | 0 | 0 | 0 | 0 | 0 | 0 | 0 | 0 | 0 | 0 | 0 | 0 | 0 | 0 | 1811
1267 |  |  |  | System Energy | F30 |  | 0 | 0 | 0 | 0 | 0 | 0 | 0 | 0 | 0 | 0 | 0 | 0 | 0 | 0 | 1812
1268 |  |  |  | System Overheads | F102R |  | 0 | 0 | 0 | 0 | 0 | 0 | 0 | 0 | 0 | 0 | 0 | 0 | 0 | 0 | 1813
1269 |  |  |  | Total Prepayments |  |  | 14359.2094 | 5819.4182 | 3888.1536 | 1058.7282 | 66.8213 | 1870.4343 | 10.858 | 143.0249 | 5.0052 | 5.2689 | 1041.4673 | 234.7117 | 215.3178 | 0
1270
1271 |  | 182 | Misc Regulatory Assets |  | F102R |  | 1461620.042 | 592357.0089 | 395774.1064 | 107767.6595 | 6801.7182 | 190390.9982 | 1105.2296 | 14558.4668 | 509.4798 | 536.3159 | 106010.6711 | 23891.2428 | 21917.1448 | 0 | 1817
1272 |  |  |  | System Generation | F102R |  | 0 | 0 | 0 | 0 | 0 | 0 | 0 | 0 | 0 | 0 | 0 | 0 | 0 | 0 | 1818
1273 |  |  |  | Simple Cycle Combustion Turbine | F102R |  | 0 | 0 | 0 | 0 | 0 | 0 | 0 | 0 | 0 | 0 | 0 | 0 | 0 | 0 | 1819
1274 |  |  |  | System Generation | F102R |  | 0 | 0 | 0 | 0 | 0 | 0 | 0 | 0 | 0 | 0 | 0 | 0 | 0 | 0 | 1820
1275 |  |  |  | Energy | F30 |  | 0 | 0 | 0 | 0 | 0 | 0 | 0 | 0 | 0 | 0 | 0 | 0 | 0 | 0 | 1821
1276 |  |  |  | System Generation | F102R |  | 0 | 0 | 0 | 0 | 0 | 0 | 0 | 0 | 0 | 0 | 0 | 0 | 0 | 0 | 1822
1277 |  |  |  | System Overheads | F102R |  | 30664259.2453 | 12427435.5618 | 8303197.4468 | 2260926.4745 | 142697.5849 | 3994334.2044 | 23187.3165 | 305431.3623 | 10688.7015 | 11251.7126 | 2224065.4951 | 501229.6235 | 459813.7613 | 0 | 1823
1278 |  |  |  | Total Misc Regulatory Assets |  |  | 32125879.2872 | 13019792.5707 | 8698971.5532 | 2368694.134 | 149499.3031 | 4184725.2026 | 24292.5461 | 319989.8291 | 11198.1812 | 11788.0284 | 2330076.1663 | 525120.8663 | 481730.9061 | 0
1279
1280 |  | 186 | Misc Deferred Debits |  | F102R |  | 0 | 0 | 0 | 0 | 0 | 0 | 0 | 0 | 0 | 0 | 0 | 0 | 0 | 0 | 1827
1281 |  |  |  | System Generation | F102R |  | 0 | 0 | 0 | 0 | 0 | 0 | 0 | 0 | 0 | 0 | 0 | 0 | 0 | 0 | 1828
1282 |  |  |  | System Generation | F102R |  | 0 | 0 | 0 | 0 | 0 | 0 | 0 | 0 | 0 | 0 | 0 | 0 | 0 | 0 | 1829
1283 |  |  |  | System Generation | F102R |  | 0 | 0 | 0 | 0 | 0 | 0 | 0 | 0 | 0 | 0 | 0 | 0 | 0 | 0 | 1830
1284 |  |  |  | System Overheads | F102R |  | 16376.2062 | 6636.8552 | 4434.3114 | 1207.4447 | 76.2075 | 2133.1688 | 12.3832 | 163.1152 | 5.7083 | 6.009 | 1187.7592 | 267.681 | 245.5629 | 0 | 1831
1285 |  |  |  | System Energy | F30 |  | 0 | 0 | 0 | 0 | 0 | 0 | 0 | 0 | 0 | 0 | 0 | 0 | 0 | 0 | 1832
1286 |  |  |  | System Net Steam Plant | F102R |  | 0 | 0 | 0 | 0 | 0 | 0 | 0 | 0 | 0 | 0 | 0 | 0 | 0 | 0 | 1833
1287 |  |  |  | Excise Tax | F102R |  | 0 | 0 | 0 | 0 | 0 | 0 | 0 | 0 | 0 | 0 | 0 | 0 | 0 | 0 | 1834
1288 |  |  |  | Total Misc Deferred Debits |  |  | 16376.2062 | 6636.8552 | 4434.3114 | 1207.4447 | 76.2075 | 2133.1688 | 12.3832 | 163.1152 | 5.7083 | 6.009 | 1187.7592 | 267.681 | 245.5629 | 0
1289
1290 |  | CWC | Cash Working Capital |  |  |  | 417898.6278 | 388888.9963 | 2174.5823 | -1108.4858 | 3037.4294 | -7016.8185 | -5.9532 | 347.9678 | 1106.9824 | 237.9981 | 31877.2396 | -887.0013 | -754.3093 | 0
1291
1292 |  | OWC | Other Working Capital |  | F137R |  | 83407.601 | 77324.5153 | -585.2908 | -347.8103 | 594.2703 | -825.6614 | -4.5452 | 61.2049 | 223.5522 | 46.1691 | 7328.2876 | -212.671 | -194.4196 | 0 | 1854
1293 |  |  |  | Total Other Working Capital |  |  | 83407.601 | 77324.5153 | -585.2908 | -347.8103 | 594.2703 | -825.6614 | -4.5452 | 61.2049 | 223.5522 | 46.1691 | 7328.2876 | -212.671 | -194.4196 | 0
1294
1295 |  | 18222 | Nuclear Plant |  | F10 |  | 0 | 0 | 0 | 0 | 0 | 0 | 0 | 0 | 0 | 0 | 0 | 0 | 0 | 0 | 1868
1296
1297 |  | 1869 | Misc Deferred Debits-Trojan |  | F10 |  | 0 | 0 | 0 | 0 | 0 | 0 | 0 | 0 | 0 | 0 | 0 | 0 | 0 | 0 | 1873
1298
1299 |  | 141 | Impact Housing - Notes Receivable |  | F30 |  | 0 | 0 | 0 | 0 | 0 | 0 | 0 | 0 | 0 | 0 | 0 | 0 | 0 | 0 | 1876
1300 |  | TOTAL RATE BASE ADDITIONS |  |  |  |  | 32657920.9317 | 13498462.3557 | 8708883.3097 | 2369504.0109 | 153274.0315 | 4180886.3257 | 24305.2888 | 320705.1419 | 12539.4293 | 12083.4735 | 2371510.9199 | 524523.5868 | 481243.058 | 0
1301
1302 |  | Distribution - METER - Unbundled
1303
1304 |  | A |  | B | C |  | D | E | F | G | H | I | J | K | L | M | N | O | P
1305 |  | FERC ACCT |  | DESCRIPTION | COS Factor |  | Utah Jurisdiction Normalized | Residential Sch 1 | General Large Dist. Sch 6 | General +1 MW Sch 8 | Street & Area Lighting Sch. 7,11,12 | General Trans Sch 9 | General Secondary Sch 22 | Irrigation Sch 10 | Traffic Signals Sch 15 | Outdoor Lighting Sch 15 | General Small Dist. Sch 23 | Industrial Cust 1 | Industrial Cust 2
1306
1307 |  | 235 | Customer Service Deposits |  | F51 |  | -15561423.4162 | -3049292.5414 | -389855.5348 | -833631.3449 | -8239.2261 | -5737575.2274 | 0 | -89731.0728 | 0 | -1651.6054 | -5451446.8633 | 0 | 0 | 0 | 1886
1308
1309 |  | 2281 | Accum Prov for Property Insurance |  | F102R |  | 0 | 0 | 0 | 0 | 0 | 0 | 0 | 0 | 0 | 0 | 0 | 0 | 0 | 0 | 1891
1310
1311 |  | 2282 | Accum Prov for Injuries & Damages |  | F102R |  | 0 | 0 | 0 | 0 | 0 | 0 | 0 | 0 | 0 | 0 | 0 | 0 | 0 | 0 | 1895
1312
1313 |  | 2283 | Accum Prov for Pension & Benefits |  | F102R |  | 0 | 0 | 0 | 0 | 0 | 0 | 0 | 0 | 0 | 0 | 0 | 0 | 0 | 0 | 1900
1314
1315 |  | 25335 | Accum Prov for Pension & Benefits |  | F30 |  | 0 | 0 | 0 | 0 | 0 | 0 | 0 | 0 | 0 | 0 | 0 | 0 | 0 | 0 | 1905
1316
1317 |  | 22844 | Accum Hydro Relicensing Obligation |  | F10 |  | 0 | 0 | 0 | 0 | 0 | 0 | 0 | 0 | 0 | 0 | 0 | 0 | 0 | 0 | 1909
1318
1319 |  | 254 | Reg Liabilities - Insurance Provision |  | F30 |  | 0 | 0 | 0 | 0 | 0 | 0 | 0 | 0 | 0 | 0 | 0 | 0 | 0 | 0 | 1912
1320 |  | 254 |  | Situs | F102R |  | 0 | 0 | 0 | 0 | 0 | 0 | 0 | 0 | 0 | 0 | 0 | 0 | 0 | 0 | 1913
1321
1322 |  | 22842 | Accum Misc Oper Prov - Trojan |  | F10 |  | 0 | 0 | 0 | 0 | 0 | 0 | 0 | 0 | 0 | 0 | 0 | 0 | 0 | 0 | 1918
1323
1324 |  | 252 | Customer Advances for Const |  | F50 |  | 0 | 0 | 0 | 0 | 0 | 0 | 0 | 0 | 0 | 0 | 0 | 0 | 0 | 0 | 1926
1325
1326 |  | 25398 | SO2 Emissions |  | F30 |  | 0 | 0 | 0 | 0 | 0 | 0 | 0 | 0 | 0 | 0 | 0 | 0 | 0 | 0 | 1929
1327
1328 |  | 25399 | Other Deferred Credits |  | F10 |  | -2357884.8104 | -804577.8707 | -663459.7375 | -190213.8593 | -4292.8637 | -413316.6895 | -2024.3059 | -21620.6101 | -667.412 | -933.406 | -156694.699 | -52152.5688 | -47930.788 | 0 | 1937
1329
1330 |  | 190 | Accum Deferred Income Taxes |  | F104R |  | 0 | 0 | 0 | 0 | 0 | 0 | 0 | 0 | 0 | 0 | 0 | 0 | 0 | 0 | 1940
1331 |  |  |  | Customer System | F42 |  | 0 | 0 | 0 | 0 | 0 | 0 | 0 | 0 | 0 | 0 | 0 | 0 | 0 | 0 | 1941
1332 |  |  |  | Labor | F138R |  | 9896568.624 | 8474778.3106 | 303235.3023 | 63358.5471 | 67080.5404 | 90501.1821 | 548.5835 | 19549.1152 | 23389.8324 | 5224.1996 | 848650.1567 | 126.427 | 126.427 | 0 | 1942
1333 |  |  |  | System Generation | F104R |  | 0 | 0 | 0 | 0 | 0 | 0 | 0 | 0 | 0 | 0 | 0 | 0 | 0 | 0 | 1943
1334 |  |  |  | IBT | F141 |  | 0 | 0 | 0 | 0 | 0 | 0 | 0 | 0 | 0 | 0 | 0 | 0 | 0 | 0 | 1944
1335 |  |  |  | Bad Debt Expense | F104R |  | 1244466.478 | 1084216.5419 | 23498.8293 | 364.4859 | 10952.0707 | 807.5515 | 1.4837 | 4329.4733 | 3307.3208 | 738.7015 | 116240.3626 | 4.8284 | 4.8284 | 0 | 1947
1336 |  |  |  | TROJP | F104R |  | 0 | 0 | 0 | 0 | 0 | 0 | 0 | 0 | 0 | 0 | 0 | 0 | 0 | 0 | 1948
1337 |  |  |  | System Generation | F104R |  | 0 | 0 | 0 | 0 | 0 | 0 | 0 | 0 | 0 | 0 | 0 | 0 | 0 | 0 | 1949
1338 |  |  |  | Energy | F104R |  | 0 | 0 | 0 | 0 | 0 | 0 | 0 | 0 | 0 | 0 | 0 | 0 | 0 | 0 | 1950
1339 |  |  |  | System Net Plant | F104R |  | 0 | 0 | 0 | 0 | 0 | 0 | 0 | 0 | 0 | 0 | 0 | 0 | 0 | 0 | 1951
1340 |  |  |  | Division Net Plant Distribution | F104R |  | 0 | 0 | 0 | 0 | 0 | 0 | 0 | 0 | 0 | 0 | 0 | 0 | 0 | 0 | 1952
1341 |  |  |  | Simple Cycle Combustion Turbine | F10 |  | 0 | 0 | 0 | 0 | 0 | 0 | 0 | 0 | 0 | 0 | 0 | 0 | 0 | 0 | 1953
1342 |  |  |  | Total Accum Deferred Income Taxes |  |  | 11141035.102 | 9558994.8525 | 326734.1316 | 63723.033 | 78032.6112 | 91308.7336 | 550.0672 | 23878.5885 | 26697.1532 | 5962.9011 | 964890.5193 | 131.2554 | 131.2554 | 0
1343
1344 |  | 281 | Accum Deferred Income Taxes |  | F104R |  | 0 | 0 | 0 | 0 | 0 | 0 | 0 | 0 | 0 | 0 | 0 | 0 | 0 | 0 | 1960
1345
1346 |  | 282 | Accum Deferred Income Taxes |  | F104R |  | -12120579.6709 | -10559812.7459 | -228868.7063 | -3549.9389 | -106668.5589 | -7865.212 | -14.4502 | -42167.2475 | -32211.9128 | -7194.6417 | -1132132.2033 | -47.0267 | -47.0267 | 0 | 1963
1347 |  |  |  | DITBAL | F104R |  | -0.00013214 | -0.00011513 | -2.4952e-06 | -3.8702e-08 | -1.1629e-06 | -8.5748e-08 | -1.5754e-10 | -4.5972e-07 | -3.5118e-07 | -7.8437e-08 | -1.2343e-05 | -5.1269e-10 | -5.1269e-10 | 0 | 1964
1348 |  |  |  | System Net Plant | F104R |  | 0 | 0 | 0 | 0 | 0 | 0 | 0 | 0 | 0 | 0 | 0 | 0 | 0 | 0 | 1965
1349 |  |  |  | Labor | F138R |  | -124726.4582 | -106807.6343 | -3821.6746 | -798.5078 | -845.4161 | -1140.5864 | -6.9138 | -246.3775 | -294.7821 | -65.8406 | -10695.5383 | -1.5934 | -1.5934 | 0 | 1966
1350 |  |  |  | GPS | F104R |  | 0 | 0 | 0 | 0 | 0 | 0 | 0 | 0 | 0 | 0 | 0 | 0 | 0 | 0 | 1967
1351 |  |  |  | CIAC | F104R |  | 0 | 0 | 0 | 0 | 0 | 0 | 0 | 0 | 0 | 0 | 0 | 0 | 0 | 0 | 1968
1352 |  |  |  | SNPD | F104R |  | 0 | 0 | 0 | 0 | 0 | 0 | 0 | 0 | 0 | 0 | 0 | 0 | 0 | 0 | 1969
1353 |  |  |  | SCHMDEXP | F104R |  | 0 | 0 | 0 | 0 | 0 | 0 | 0 | 0 | 0 | 0 | 0 | 0 | 0 | 0 | 1970
1354 |  |  |  | TAXDEPR | F104R |  | 0 | 0 | 0 | 0 | 0 | 0 | 0 | 0 | 0 | 0 | 0 | 0 | 0 | 0 | 1971
1355 |  |  |  | DGP | F104R |  | 0 | 0 | 0 | 0 | 0 | 0 | 0 | 0 | 0 | 0 | 0 | 0 | 0 | 0 | 1972
1356 |  |  |  | IBT | F104R |  | 0 | 0 | 0 | 0 | 0 | 0 | 0 | 0 | 0 | 0 | 0 | 0 | 0 | 0 | 1973
1357 |  |  |  | SSGCT | F104R |  | 0 | 0 | 0 | 0 | 0 | 0 | 0 | 0 | 0 | 0 | 0 | 0 | 0 | 0 | 1974
1358 |  |  |  | SSGCH | F104R |  | 0 | 0 | 0 | 0 | 0 | 0 | 0 | 0 | 0 | 0 | 0 | 0 | 0 | 0 | 1975
1359 |  |  |  | SE | F104R |  | 0 | 0 | 0 | 0 | 0 | 0 | 0 | 0 | 0 | 0 | 0 | 0 | 0 | 0 | 1976
1360 |  |  |  | SG | F104R |  | 0 | 0 | 0 | 0 | 0 | 0 | 0 | 0 | 0 | 0 | 0 | 0 | 0 | 0 | 1977
1361 |  |  |  | Total Accum Deferred Income Taxes |  |  | -12245306.1292 | -10666620.3804 | -232690.3809 | -4348.4467 | -107513.975 | -9005.7985 | -21.364 | -42413.625 | -32506.6949 | -7260.4822 | -1142827.7416 | -48.62 | -48.62 | 0
1362
1363
1364 |  | 283 | Accum Deferred Income Taxes |  | F104R |  | -42278.1175 | -36833.9647 | -798.323 | -12.3826 | -372.0734 | -27.4349 | -0.050404 | -147.0847 | -112.3592 | -25.0958 | -3949.0206 | -0.16404 | -0.16404 | 0 | 1981
1365 |  |  |  | System Generation | F104R |  | 0 | 0 | 0 | 0 | 0 | 0 | 0 | 0 | 0 | 0 | 0 | 0 | 0 | 0 | 1982
1366 |  |  |  | Energy | F104R |  | 0 | 0 | 0 | 0 | 0 | 0 | 0 | 0 | 0 | 0 | 0 | 0 | 0 | 0 | 1983
1367 |  |  |  | Labor | F138R |  | -13198857.4777 | -11302643.9089 | -404418.9142 | -84500.0389 | -89463.9876 | -120699.6333 | -731.635 | -26072.2675 | -31194.556 | -6967.4115 | -1131827.8984 | -168.6132 | -168.6132 | 0 | 1984
1368 |  |  |  | General Plant | F104R |  | -21436.8322 | -18676.4115 | -404.7843 | -6.2785 | -188.6573 | -13.9107 | -0.025557 | -74.5783 | -56.971 | -12.7247 | -2002.324 | -0.083173 | -0.083173 | 0 | 1985
1369 |  |  |  | System Net Plant | F104R |  | 0 | 0 | 0 | 0 | 0 | 0 | 0 | 0 | 0 | 0 | 0 | 0 | 0 | 0 | 1986
1370 |  |  |  | TROJP | F104R |  | 0 | 0 | 0 | 0 | 0 | 0 | 0 | 0 | 0 | 0 | 0 | 0 | 0 | 0 | 1987
1371 |  |  |  | System Generation | F104R |  | 0 | 0 | 0 | 0 | 0 | 0 | 0 | 0 | 0 | 0 | 0 | 0 | 0 | 0 | 1988
1372 |  |  |  | Simple Cycle Combustion Turbine | F104R |  | 0 | 0 | 0 | 0 | 0 | 0 | 0 | 0 | 0 | 0 | 0 | 0 | 0 | 0 | 1989
1373 |  |  |  | System Generation | F104R |  | 0 | 0 | 0 | 0 | 0 | 0 | 0 | 0 | 0 | 0 | 0 | 0 | 0 | 0 | 1990
1374 |  |  |  | Total Accum Deferred Income Taxes |  |  | -13262572.4274 | -11358154.2851 | -405622.0215 | -84518.7 | -90024.7184 | -120740.9788 | -731.7109 | -26293.9305 | -31363.8862 | -7005.232 | -1137779.243 | -168.8604 | -168.8604 | 0
1375
1376 |  | 255 | Accum Investment Tax Credit |  | F104R |  | 0 | 0 | 0 | 0 | 0 | 0 | 0 | 0 | 0 | 0 | 0 | 0 | 0 | 0 | 2004
1377 |  | TOTAL MISC RATE BASE DEDUCTIONS |  |  |  |  | -32286151.6812 | -16319650.2251 | -1364893.5431 | -1048989.318 | -132038.1719 | -6189329.9606 | -2227.3137 | -156180.65 | -37840.8399 | -10887.8246 | -6923858.0276 | -52238.7938 | -48017.013 | 0
1378
1379 | [6 empty] | D: ACCUMULATED DEPRECIATION
1380 | [6 empty] | D: PRODUCTION PLANT
1381
1382 |  | 108SP | Steam Prod Accumulated Depr |  | F10 |  | 0 | 0 | 0 | 0 | 0 | 0 | 0 | 0 | 0 | 0 | 0 | 0 | 0 | 0 | 2016
1383
1384 |  | 108NP | Nuclear Prod Accumulated Depr |  | F10 |  | 0 | 0 | 0 | 0 | 0 | 0 | 0 | 0 | 0 | 0 | 0 | 0 | 0 | 0 | 2022
1385
1386 |  | 108HP | Hydraulic Prod Accum Depr |  | F10 |  | 0 | 0 | 0 | 0 | 0 | 0 | 0 | 0 | 0 | 0 | 0 | 0 | 0 | 0 | 2030
1387
1388 |  | 108OP | Other Production - Accum Depr |  | F10 |  | 0 | 0 | 0 | 0 | 0 | 0 | 0 | 0 | 0 | 0 | 0 | 0 | 0 | 0 | 2033
1389 |  |  |  | Simple Cycle Combustion Turbine | F10 |  | 0 | 0 | 0 | 0 | 0 | 0 | 0 | 0 | 0 | 0 | 0 | 0 | 0 | 0 | 2034
1390 |  |  |  | Wind Generation | F10 |  | 0 | 0 | 0 | 0 | 0 | 0 | 0 | 0 | 0 | 0 | 0 | 0 | 0 | 0 | 2035
1391 |  |  |  | System Generation | F10 |  | 0 | 0 | 0 | 0 | 0 | 0 | 0 | 0 | 0 | 0 | 0 | 0 | 0 | 0 | 2036
1392 |  |  |  | System Generation | F10 |  | 0 | 0 | 0 | 0 | 0 | 0 | 0 | 0 | 0 | 0 | 0 | 0 | 0 | 0 | 2037
1393 |  |  |  | Total Other Production - Accum Depr |  |  | 0 | 0 | 0 | 0 | 0 | 0 | 0 | 0 | 0 | 0 | 0 | 0 | 0 | 0
1394
1395 |  | 108EP | Experimental Plant - Accum Depr |  | F10 |  | 0 | 0 | 0 | 0 | 0 | 0 | 0 | 0 | 0 | 0 | 0 | 0 | 0 | 0 | 2043
1396
1397
1398
1399 |  | TOTAL PRODUCTION PLANT DEPRECIATION |  |  |  |  | 0 | 0 | 0 | 0 | 0 | 0 | 0 | 0 | 0 | 0 | 0 | 0 | 0 | 0
1400
1401
1402 | [6 empty] | D: TRANSMISSION PLANT
1403
1404 |  | 108TP | Transmission Plant Accum Depr |  | F106 |  | 0 | 0 | 0 | 0 | 0 | 0 | 0 | 0 | 0 | 0 | 0 | 0 | 0 | 0 | 2051
1405
1406
1407 | [6 empty] | D: DISTRIBUTION PLANT
1408
1409 |  | 108360 | Land and Land Rights |  | F118 |  | 0 | 0 | 0 | 0 | 0 | 0 | 0 | 0 | 0 | 0 | 0 | 0 | 0 | 0 | 2055
1410
1411 |  | 108361 | Structures and Improvements |  | F119 |  | 0 | 0 | 0 | 0 | 0 | 0 | 0 | 0 | 0 | 0 | 0 | 0 | 0 | 0 | 2059
1412
1413 |  | 108362 | Station Equipment |  | F120 |  | 0 | 0 | 0 | 0 | 0 | 0 | 0 | 0 | 0 | 0 | 0 | 0 | 0 | 0 | 2063
1414
1415 |  | Distribution - METER - Unbundled
1416
1417 |  | A |  | B | C |  | D | E | F | G | H | I | J | K | L | M | N | O | P
1418 |  | FERC ACCT |  | DESCRIPTION | COS Factor |  | Utah Jurisdiction Normalized | Residential Sch 1 | General Large Dist. Sch 6 | General +1 MW Sch 8 | Street & Area Lighting Sch. 7,11,12 | General Trans Sch 9 | General Secondary Sch 22 | Irrigation Sch 10 | Traffic Signals Sch 15 | Outdoor Lighting Sch 15 | General Small Dist. Sch 23 | Industrial Cust 1 | Industrial Cust 2
1419
1420 |  | 108364 | Poles, Towers & Fixtures |  | F121 |  | 0 | 0 | 0 | 0 | 0 | 0 | 0 | 0 | 0 | 0 | 0 | 0 | 0 | 0 | 2067
1421
1422 |  | 108365 | Overhead Conductors |  | F122 |  | 0 | 0 | 0 | 0 | 0 | 0 | 0 | 0 | 0 | 0 | 0 | 0 | 0 | 0 | 2071
1423
1424 |  | 108366 | Underground Conduit |  | F123 |  | 0 | 0 | 0 | 0 | 0 | 0 | 0 | 0 | 0 | 0 | 0 | 0 | 0 | 0 | 2075
1425
1426 |  | 108367 | Underground Conductors |  | F124 |  | 0 | 0 | 0 | 0 | 0 | 0 | 0 | 0 | 0 | 0 | 0 | 0 | 0 | 0 | 2079
1427
1428 |  | 108368 | Line Transformers |  | F125 |  | 0 | 0 | 0 | 0 | 0 | 0 | 0 | 0 | 0 | 0 | 0 | 0 | 0 | 0 | 2083
1429
1430 |  | 108369 | Services |  | F126 |  | 0 | 0 | 0 | 0 | 0 | 0 | 0 | 0 | 0 | 0 | 0 | 0 | 0 | 0 | 2087
1431
1432 |  | 108370 | Meters |  | F127 |  | 0 | 0 | 0 | 0 | 0 | 0 | 0 | 0 | 0 | 0 | 0 | 0 | 0 | 0 | 2091
1433
1434 |  | 108371 | Install on Customers' Premises |  | F128 |  | 0 | 0 | 0 | 0 | 0 | 0 | 0 | 0 | 0 | 0 | 0 | 0 | 0 | 0 | 2095
1435
1436 |  | 108372 | Leased Property |  | F129 |  | 0 | 0 | 0 | 0 | 0 | 0 | 0 | 0 | 0 | 0 | 0 | 0 | 0 | 0 | 2099
1437
1438 |  | 108373 | Street Lights |  | F130 |  | 0 | 0 | 0 | 0 | 0 | 0 | 0 | 0 | 0 | 0 | 0 | 0 | 0 | 0 | 2103
1439
1440 |  | 108D00 | Unclassified Dist Plant - Acct 300 |  | F121 |  | 0 | 0 | 0 | 0 | 0 | 0 | 0 | 0 | 0 | 0 | 0 | 0 | 0 | 0 | 2107
1441
1442 |  | 108DS | Unclassified Dist Sub - Acct 300 |  | F120 |  | 0 | 0 | 0 | 0 | 0 | 0 | 0 | 0 | 0 | 0 | 0 | 0 | 0 | 0 | 2111
1443
1444 |  | 108D | Unclassified Dist Sub - Acct 300 |  | F102R |  | 0 | 0 | 0 | 0 | 0 | 0 | 0 | 0 | 0 | 0 | 0 | 0 | 0 | 0 | 2115
1445
1446
1447 |  | TOTAL DISTRIBUTION PLANT DEPR |  |  |  |  | 0 | 0 | 0 | 0 | 0 | 0 | 0 | 0 | 0 | 0 | 0 | 0 | 0 | 0
1448
1449 | [6 empty] | D: GENERAL PLANT
1450 |  | 108GP | General Plant Accumulated Depr
1451 |  |  |  | Situs | F107R |  | 0 | 0 | 0 | 0 | 0 | 0 | 0 | 0 | 0 | 0 | 0 | 0 | 0 | 0 | 2121
1452 |  |  |  | System Generation | F105R |  | 0 | 0 | 0 | 0 | 0 | 0 | 0 | 0 | 0 | 0 | 0 | 0 | 0 | 0 | 2122
1453 |  |  |  | System Generation | F105R |  | 0 | 0 | 0 | 0 | 0 | 0 | 0 | 0 | 0 | 0 | 0 | 0 | 0 | 0 | 2123
1454 |  |  |  | System Generation | F105R |  | 0 | 0 | 0 | 0 | 0 | 0 | 0 | 0 | 0 | 0 | 0 | 0 | 0 | 0 | 2124
1455 |  |  |  | Customer - System | F42 |  | -3658571.0166 | -3187456.8628 | -69083.5288 | -1071.5415 | -32197.6761 | -2374.0974 | -4.3618 | -12728.0934 | -9723.0969 | -2171.6872 | -341731.681 | -14.1949 | -14.1949 | 0 | 2125
1456 |  |  |  | System Overheads | F102R |  | 0 | 0 | 0 | 0 | 0 | 0 | 0 | 0 | 0 | 0 | 0 | 0 | 0 | 0 | 2126
1457 |  |  |  | Energy | F30 |  | 0 | 0 | 0 | 0 | 0 | 0 | 0 | 0 | 0 | 0 | 0 | 0 | 0 | 0 | 2127
1458 |  |  |  | Simple Cycle Combustion Turbine | F10 |  | 0 | 0 | 0 | 0 | 0 | 0 | 0 | 0 | 0 | 0 | 0 | 0 | 0 | 0 | 2128
1459 |  |  |  | Cholla | F10 |  | 0 | 0 | 0 | 0 | 0 | 0 | 0 | 0 | 0 | 0 | 0 | 0 | 0 | 0 | 2129
1460 |  |  | Total General Plant Accumulated Depr |  |  |  | -3658571.0166 | -3187456.8628 | -69083.5288 | -1071.5415 | -32197.6761 | -2374.0974 | -4.3618 | -12728.0934 | -9723.0969 | -2171.6872 | -341731.681 | -14.1949 | -14.1949 | 0
1461
1462 |  | 108MP | Mining Plant Accumulated Depr. |  | F30 |  | 0 | 0 | 0 | 0 | 0 | 0 | 0 | 0 | 0 | 0 | 0 | 0 | 0 | 0 | 2137
1463
1464 |  | 1081390 | Accum Depr - Capital Lease |  | F30 |  | 0 | 0 | 0 | 0 | 0 | 0 | 0 | 0 | 0 | 0 | 0 | 0 | 0 | 0 | 2144
1465 |  |  | Remove Capital Lease |  | F30 |  | 0 | 0 | 0 | 0 | 0 | 0 | 0 | 0 | 0 | 0 | 0 | 0 | 0 | 0 | 2147
1466
1467 |  | 1081399L | Accum Depr - Capital Lease |  | F30 |  | 0 | 0 | 0 | 0 | 0 | 0 | 0 | 0 | 0 | 0 | 0 | 0 | 0 | 0 | 2151
1468 |  |  |  | Energy | F30 |  | 0 | 0 | 0 | 0 | 0 | 0 | 0 | 0 | 0 | 0 | 0 | 0 | 0 | 0 | 2152
1469 |  |  | Remove Capital Lease |  | F30 |  | 0 | 0 | 0 | 0 | 0 | 0 | 0 | 0 | 0 | 0 | 0 | 0 | 0 | 0 | 2155
1470
1471 |  | TOTAL GENERAL PLANT ACCUM DEPR |  |  |  |  | -3658571.0166 | -3187456.8628 | -69083.5288 | -1071.5415 | -32197.6761 | -2374.0974 | -4.3618 | -12728.0934 | -9723.0969 | -2171.6872 | -341731.681 | -14.1949 | -14.1949 | 0
1472
1473
1474 |  | TOTAL ACCUM DEPR - PLANT IN SERVICE |  |  |  |  | -3658571.0166 | -3187456.8628 | -69083.5288 | -1071.5415 | -32197.6761 | -2374.0974 | -4.3618 | -12728.0934 | -9723.0969 | -2171.6872 | -341731.681 | -14.1949 | -14.1949 | 0
1475
1476
1477 | [6 empty] | D: ACCUMULATED AMORTIZATION
1478
1479 |  | 111CLS | Accum Prov for Amort-Steam |  | F10 |  | 0 | 0 | 0 | 0 | 0 | 0 | 0 | 0 | 0 | 0 | 0 | 0 | 0 | 0 | 2168
1480
1481 |  | 111CLG | Accum Prov for Amort-General
1482 |  |  | Situs |  | F108R |  | 0 | 0 | 0 | 0 | 0 | 0 | 0 | 0 | 0 | 0 | 0 | 0 | 0 | 0 | 2172
1483 |  |  | Customer - System |  | F40 |  | 0 | 0 | 0 | 0 | 0 | 0 | 0 | 0 | 0 | 0 | 0 | 0 | 0 | 0 | 2173
1484 |  |  | System Generation |  | F108R |  | 0 | 0 | 0 | 0 | 0 | 0 | 0 | 0 | 0 | 0 | 0 | 0 | 0 | 0 | 2174
1485 |  |  | System Overheads |  | F108R |  | 0 | 0 | 0 | 0 | 0 | 0 | 0 | 0 | 0 | 0 | 0 | 0 | 0 | 0 | 2175
1486 |  |  | Energy |  | F108R |  | 0 | 0 | 0 | 0 | 0 | 0 | 0 | 0 | 0 | 0 | 0 | 0 | 0 | 0 | 2176
1487 |  |  | Total Accum Prov for Amort-General |  |  |  | 0 | 0 | 0 | 0 | 0 | 0 | 0 | 0 | 0 | 0 | 0 | 0 | 0 | 0 | 2177
1488
1489 |  | 111CLH | Accum Prov for Amort-Hydro |  | F10 |  | 0 | 0 | 0 | 0 | 0 | 0 | 0 | 0 | 0 | 0 | 0 | 0 | 0 | 0 | 2185
1490
1491 |  | 111IP | Accum Prov for Amort-Intangible
1492 |  |  |  | Situs | F107R |  | 0 | 0 | 0 | 0 | 0 | 0 | 0 | 0 | 0 | 0 | 0 | 0 | 0 | 0 | 2189
1493 |  |  |  | System Generation | F105R |  | 0 | 0 | 0 | 0 | 0 | 0 | 0 | 0 | 0 | 0 | 0 | 0 | 0 | 0 | 2190
1494 |  |  |  | System Generation | F105R |  | 0 | 0 | 0 | 0 | 0 | 0 | 0 | 0 | 0 | 0 | 0 | 0 | 0 | 0 | 2191
1495 |  |  |  | Energy | F30 |  | 0 | 0 | 0 | 0 | 0 | 0 | 0 | 0 | 0 | 0 | 0 | 0 | 0 | 0 | 2192
1496 |  |  |  | System Generation | F105R |  | 0 | 0 | 0 | 0 | 0 | 0 | 0 | 0 | 0 | 0 | 0 | 0 | 0 | 0 | 2193
1497 |  |  |  | System Generation | F105R |  | 0 | 0 | 0 | 0 | 0 | 0 | 0 | 0 | 0 | 0 | 0 | 0 | 0 | 0 | 2194
1498 |  |  |  | System Generation | F105R |  | 0 | 0 | 0 | 0 | 0 | 0 | 0 | 0 | 0 | 0 | 0 | 0 | 0 | 0 | 2195
1499 |  |  |  | Customer - System | F42 |  | -57260983.6604 | -49887487.3577 | -1081239.3141 | -16770.8972 | -503931.8888 | -37157.4455 | -68.2669 | -199209.7849 | -152178.0197 | -33989.4848 | -5348506.8664 | -222.1671 | -222.1671 | 0 | 2196
1500 |  |  |  | System Generation | F105R |  | 0 | 0 | 0 | 0 | 0 | 0 | 0 | 0 | 0 | 0 | 0 | 0 | 0 | 0 | 2197
1501 |  |  |  | Cholla | F10 |  | 0 | 0 | 0 | 0 | 0 | 0 | 0 | 0 | 0 | 0 | 0 | 0 | 0 | 0 | 2198
1502 |  |  |  | System Overheads | F102R |  | 0 | 0 | 0 | 0 | 0 | 0 | 0 | 0 | 0 | 0 | 0 | 0 | 0 | 0 | 2199
1503 |  |  | Total Accum Prov for Amort-Intangible |  |  |  | -57260983.6604 | -49887487.3577 | -1081239.3141 | -16770.8972 | -503931.8888 | -37157.4455 | -68.2669 | -199209.7849 | -152178.0197 | -33989.4848 | -5348506.8664 | -222.1671 | -222.1671 | 0
1504
1505 |  | 111390 | Accum Prov for Amort-Capital Lease |  | F30 |  | 0 | 0 | 0 | 0 | 0 | 0 | 0 | 0 | 0 | 0 | 0 | 0 | 0 | 0 | 2210
1506
1507
1508 |  | TOTAL ACCUM PROV FOR AMORTIZATION |  |  |  |  | -57260983.6604 | -49887487.3577 | -1081239.3141 | -16770.8972 | -503931.8888 | -37157.4455 | -68.2669 | -199209.7849 | -152178.0197 | -33989.4848 | -5348506.8664 | -222.1671 | -222.1671 | 0

## Misc
Misc Total |  |  | - | Misc - Total - Unbundled
Rocky Mountain Power
3 | Cost Of Service By Rate Schedule
4 | State of Utah
5 | 2017 Protocol (Non Wgt)
6 | 12 Months Ended Dec 2017
7
8
9 |  | A |  | B | C |  | D | E | F | G | H | I | J | K | L | M | N | O | P | Chk Total
12 |  |  |  | DESCRIPTION |  |  | Utah Jurisdiction Normalized | Residential Sch 1 | General Large Dist. Sch 6 | General +1 MW Sch 8 | Street & Area Lighting Sch. 7,11,12 | General Trans Sch 9 | General Secondary Sch 22 | Irrigation Sch 10 | Traffic Signals Sch 15 | Outdoor Lighting Sch 15 | General Small Dist. Sch 23 | Industrial Cust 1 | Industrial Cust 2 | 0
13
12 |  |  |  | Operating Revenues |  |  | 9431966.2277 | 3746926.1058 | 2583351.8107 | 703831.0834 | 42955.783 | 1261292.9194 | 7329.7602 | 92492.3816 | 3297.8001 | 3782.5488 | 683109.4039 | 157103.606 | 146493.0247 | 0
13
14 |  |  |  | Operating Expenses
15 |  |  |  | Operation & Maintenance Expenses |  |  | 8912800.0228 | 3542577.4123 | 2424900.2918 | 664691.7725 | 38399.7062 | 1209885.6569 | 6850.7276 | 87916.943 | 3035.6037 | 3301.8163 | 639845.4566 | 151955.0777 | 139439.5581 | 0
16 |  |  |  | Depreciation Expense |  |  | 0 | 0 | 0 | 0 | 0 | 0 | 0 | 0 | 0 | 0 | 0 | 0 | 0 | 0
17 |  |  |  | Amortization Expense |  |  | 0 | 0 | 0 | 0 | 0 | 0 | 0 | 0 | 0 | 0 | 0 | 0 | 0 | 0
18 |  |  |  | Taxes Other Than Income |  |  | 11.28 | 4.5668 | 3.0552 | 0.83222 | 0.052354 | 1.4724 | 0.0085398 | 0.11231 | 0.0039292 | 0.0041478 | 0.81774 | 0.18476 | 0.16966 | 0
19 |  |  |  | Income Taxes - Federal |  |  | 130423.326 | 50852.1253 | 41284.2195 | 9901.733 | 1322.5157 | 11557.9423 | 127.4686 | 1100.2182 | 72.6126 | 144.7942 | 11335.1466 | 1015.2213 | 1709.3289 | 0
20 |  |  |  | Income Taxes - State |  |  | 17722.3639 | 6909.9593 | 5609.8398 | 1345.4811 | 179.7079 | 1570.5324 | 17.3209 | 149.5014 | 9.8668 | 19.6751 | 1540.2582 | 137.9517 | 232.2694 | 0
21 |  |  |  | Income Taxes Deferred |  |  | 0 | 0 | 0 | 0 | 0 | 0 | 0 | 0 | 0 | 0 | 0 | 0 | 0 | 0
22 |  |  |  | Investment Tax Credit Adj |  |  | 0 | 0 | 0 | 0 | 0 | 0 | 0 | 0 | 0 | 0 | 0 | 0 | 0 | 0
23 |  |  |  | Misc Revenues & Expense |  |  | 0 | 0 | 0 | 0 | 0 | 0 | 0 | 0 | 0 | 0 | 0 | 0 | 0 | 0
24
25 |  |  |  | Total Operating Expenses |  |  | 9060956.9927 | 3600344.0636 | 2471797.4062 | 675939.8187 | 39901.9821 | 1223015.604 | 6995.5256 | 89166.7748 | 3118.0871 | 3466.2898 | 652721.6791 | 153108.4355 | 141381.326 | 0
26
27 |  |  |  | Operating Revenue For Return |  |  | 371009.235 | 146582.0422 | 111554.4045 | 27891.2647 | 3053.8009 | 38277.3154 | 334.2346 | 3325.6068 | 179.7129 | 316.259 | 30387.7247 | 3995.1705 | 5111.6987 | 0
28
29
30 |  |  |  | Rate Base :
31 |  |  |  | Electric Plant In Service |  |  | 0 | 0 | 0 | 0 | 0 | 0 | 0 | 0 | 0 | 0 | 0 | 0 | 0 | 0
32 |  |  |  | Plant Held For Future Use |  |  | 0 | 0 | 0 | 0 | 0 | 0 | 0 | 0 | 0 | 0 | 0 | 0 | 0 | 0
33 |  |  |  | Electric Plant Acquisition Adj |  |  | 0 | 0 | 0 | 0 | 0 | 0 | 0 | 0 | 0 | 0 | 0 | 0 | 0 | 0
34 |  |  |  | Pensions |  |  | 0 | 0 | 0 | 0 | 0 | 0 | 0 | 0 | 0 | 0 | 0 | 0 | 0 | 0
35 |  |  |  | Prepayments |  |  | 3391103.6215 | 1374327.0758 | 918235.2232 | 250031.6702 | 15780.6616 | 441726.0198 | 2564.2424 | 33777.0885 | 1182.0437 | 1244.306 | 245955.2828 | 55430.0555 | 50849.952 | 0
36 |  |  |  | Fuel Stock |  |  | 0 | 0 | 0 | 0 | 0 | 0 | 0 | 0 | 0 | 0 | 0 | 0 | 0 | 0
37 |  |  |  | Materials & Supplies |  |  | 0 | 0 | 0 | 0 | 0 | 0 | 0 | 0 | 0 | 0 | 0 | 0 | 0 | 0
38 |  |  |  | Misc Deferred Debits |  |  | 1555762.1436 | 630510.3813 | 421265.6877 | 114708.9121 | 7239.8129 | 202653.9723 | 1176.4168 | 15496.1692 | 542.2951 | 570.8597 | 112838.7572 | 25430.0639 | 23328.8154 | 0
39 |  |  |  | Cash Working Capital |  |  | 100995.6989 | 40130.3378 | 27551.2738 | 7534.1947 | 444.7575 | 13632.0386 | 77.9739 | 993.8752 | 34.755 | 38.6361 | 7275.3995 | 1706.585 | 1575.8717 | 0
40 |  |  |  | Weatherization Loans |  |  | 16218.9653 | 5260.9552 | 4546.3753 | 1344.0874 | 38.7658 | 3004.2422 | 15.2355 | 153.6282 | 4.8819 | 8.3079 | 1049.5838 | 381.4805 | 411.4215 | 0
41 |  |  |  | Miscellaneous Rate Base |  |  | 0 | 0 | 0 | 0 | 0 | 0 | 0 | 0 | 0 | 0 | 0 | 0 | 0 | 0
42
43 |  |  |  | Total Rate Base Additions |  |  | 5064080.4293 | 2050228.7502 | 1371598.56 | 373618.8645 | 23503.9978 | 661016.2729 | 3833.8685 | 50420.7612 | 1763.9757 | 1862.1097 | 367119.0233 | 82948.185 | 76166.0606 | 0
44
45 |  |  |  | Rate Base Deductions :
46 |  |  |  | Accum Provision For Depreciation |  |  | 0 | 0 | 0 | 0 | 0 | 0 | 0 | 0 | 0 | 0 | 0 | 0 | 0 | 0
47 |  |  |  | Accum Provision For Amortization |  |  | 0 | 0 | 0 | 0 | 0 | 0 | 0 | 0 | 0 | 0 | 0 | 0 | 0 | 0
48 |  |  |  | Accum Deferred Income Taxes |  |  | 0 | 0 | 0 | 0 | 0 | 0 | 0 | 0 | 0 | 0 | 0 | 0 | 0 | 0
49 |  |  |  | Unamortized ITC |  |  | 0 | 0 | 0 | 0 | 0 | 0 | 0 | 0 | 0 | 0 | 0 | 0 | 0 | 0
50 |  |  |  | Customer Advance For Construction |  |  | 0 | 0 | 0 | 0 | 0 | 0 | 0 | 0 | 0 | 0 | 0 | 0 | 0 | 0
51 |  |  |  | Customer Service Deposits |  |  | 0 | 0 | 0 | 0 | 0 | 0 | 0 | 0 | 0 | 0 | 0 | 0 | 0 | 0
52 |  |  |  | Misc Rate Base Deductions |  |  | 0 | 0 | 0 | 0 | 0 | 0 | 0 | 0 | 0 | 0 | 0 | 0 | 0 | 0
53 | [19 empty] | 0
54 |  |  |  | Total Rate Base Deductions |  |  | 0 | 0 | 0 | 0 | 0 | 0 | 0 | 0 | 0 | 0 | 0 | 0 | 0 | 0
55 | [19 empty] | 0
56 |  |  |  | Total Rate Base |  |  | 5064080.4293 | 2050228.7502 | 1371598.56 | 373618.8645 | 23503.9978 | 661016.2729 | 3833.8685 | 50420.7612 | 1763.9757 | 1862.1097 | 367119.0233 | 82948.185 | 76166.0606 | 0
57
58
59 |  |  |  | Return On Rate Base |  |  | 7.326% | 7.15% | 8.133% | 7.465% | 12.99% | 5.791% | 8.718% | 6.596% | 10.19% | 16.98% | 8.277% | 4.816% | 6.711%
60
61 |  |  |  | Return On Equity |  |  | 9.271% | 8.928% | 10.84% | 9.541% | 20.28% | 6.289% | 11.97% | 7.852% | 14.83% | 28.03% | 11.12% | 4.397% | 8.077%
Rocky Mountain Power
Cost Of Service By Rate Schedule
State of Utah
2017 Protocol (Non Wgt)
12 Months Ended Dec 2017
|  | A |  | B | C |  | D | E | F | G | H | I | J | K | L | M | N | O | P
|  |  |  | DESCRIPTION | COS Factor |  | Utah Jurisdiction Normalized | Residential Sch 1 | General Large Dist. Sch 6 | General +1 MW Sch 8 | Street & Area Lighting Sch. 7,11,12 | General Trans Sch 9 | General Secondary Sch 22 | Irrigation Sch 10 | Traffic Signals Sch 15 | Outdoor Lighting Sch 15 | General Small Dist. Sch 23 | Industrial Cust 1 | Industrial Cust 2
79 |  |  |  | Total Rate Base |  |  | 5064080.4293 | 2050228.7502 | 1371598.56 | 373618.8645 | 23503.9978 | 661016.2729 | 3833.8685 | 50420.7612 | 1763.9757 | 1862.1097 | 367119.0233 | 82948.185 | 76166.0606 | 0
80
81
82 |  |  |  | Return On Ratebase ($$) | 7.319% |  | 370623.448 | 150049.5222 | 100382.8029 | 27343.9401 | 1720.1806 | 48377.6144 | 280.5883 | 3690.1302 | 129.0996 | 136.2817 | 26868.238 | 6070.7058 | 5574.3443 | 0
83 |  |  |  | Operating & Maintenance Expense |  |  | 8912800.0228 | 3542577.4123 | 2424900.2918 | 664691.7725 | 38399.7062 | 1209885.6569 | 6850.7276 | 87916.943 | 3035.6037 | 3301.8163 | 639845.4566 | 151955.0777 | 139439.5581 | 0
84 |  |  |  | Bad Debt to Produce ROR | F80 |  | 0 | 0 | 0 | 0 | 0 | 0 | 0 | 0 | 0 | 0 | 0 | 0 | 0 | 0
85 |  |  |  | Depreciation Expense |  |  | 0 | 0 | 0 | 0 | 0 | 0 | 0 | 0 | 0 | 0 | 0 | 0 | 0 | 0
86 |  |  |  | Amortization Expense |  |  | 0 | 0 | 0 | 0 | 0 | 0 | 0 | 0 | 0 | 0 | 0 | 0 | 0 | 0
87 |  |  |  | Taxes Other Than Income |  |  | 11.28 | 4.5668 | 3.0552 | 0.83222 | 0.052354 | 1.4724 | 0.0085398 | 0.11231 | 0.0039292 | 0.0041478 | 0.81774 | 0.18476 | 0.16966 | 0
88 |  |  |  | Federal Income Taxes |  |  | 130423.326 | 50852.1253 | 41284.2195 | 9901.733 | 1322.5157 | 11557.9423 | 127.4686 | 1100.2182 | 72.6126 | 144.7942 | 11335.1466 | 1015.2213 | 1709.3289 | 0
89 |  |  |  | FIT Adj to Produce Target ROR | F101 |  | 0 | 0 | 0 | 0 | 0 | 0 | 0 | 0 | 0 | 0 | 0 | 0 | 0 | 0
90 |  |  |  | State Income Taxes |  |  | 17722.3639 | 6909.9593 | 5609.8398 | 1345.4811 | 179.7079 | 1570.5324 | 17.3209 | 149.5014 | 9.8668 | 19.6751 | 1540.2582 | 137.9517 | 232.2694 | 0
91 |  |  |  | SIT Adj to Produce Target ROR | F101 |  | 0 | 0 | 0 | 0 | 0 | 0 | 0 | 0 | 0 | 0 | 0 | 0 | 0 | 0
92 |  |  |  | Deferred Income Taxes |  |  | 0 | 0 | 0 | 0 | 0 | 0 | 0 | 0 | 0 | 0 | 0 | 0 | 0 | 0
93 |  |  |  | Investment Tax Credit |  |  | 0 | 0 | 0 | 0 | 0 | 0 | 0 | 0 | 0 | 0 | 0 | 0 | 0 | 0
94 |  |  |  | Misc Revenue & Expenses |  |  | 0 | 0 | 0 | 0 | 0 | 0 | 0 | 0 | 0 | 0 | 0 | 0 | 0 | 0
|  |  |  | Total Operating Expenses |  |  | 9060956.9927 | 3600344.0636 | 2471797.4062 | 675939.8187 | 39901.9821 | 1223015.604 | 6995.5256 | 89166.7748 | 3118.0871 | 3466.2898 | 652721.6791 | 153108.4355 | 141381.326
|  |  |  | Total Op. exp. Adjusted for Taxes |  |  | 370384.146 | 152200.3852 | 93453.1059 | 27004.4369 | 892.9415 | 54642.7869 | 247.3117 | 3916.2426 | 97.7044 | 24.6425 | 24685.1154 | 7358.1515 | 5861.3215
97 |  |  |  | Revenue Credits |  |  | 1225302.3669 | 405804.5038 | 346663.1788 | 100178.2426 | 1665.4294 | 223615.6239 | 1070.9427 | 11088.0052 | 333.4735 | 488.0862 | 80207.0649 | 28244.7798 | 25943.0361 | 0
98
99 |  |  |  | Total Revenue Requirements |  |  | 10656643.5056 | 4158348.9527 | 2911913.691 | 803122.4982 | 42460.3531 | 1501274.0147 | 8313.78 | 104171.0226 | 3549.265 | 3979.0186 | 757613.8594 | 188711.3668 | 173185.6836 | 0
100 |  |  |  | Operating Revenues |  |  | 10657268.5946 | 4152730.6097 | 2930014.9895 | 804009.326 | 44621.2124 | 1484908.5433 | 8400.7029 | 103580.3868 | 3631.2735 | 4270.6351 | 763316.4688 | 185348.3859 | 172436.0608 | 0
101
102 |  |  |  | Increase / (Decrease) Required to
103 |  |  |  | Earn Equal Rates of Return |  |  | -625.0889 | 5618.343 | -18101.2985 | -886.8278 | -2160.8593 | 16365.4715 | -86.9229 | 590.6358 | -82.0086 | -291.6165 | -5702.6094 | 3362.9809 | 749.6228 | 0
104
105 |  |  |  | Existing Revenues |  |  | 10657268.5946 | 4152730.6097 | 2930014.9895 | 804009.326 | 44621.2124 | 1484908.5433 | 8400.7029 | 103580.3868 | 3631.2735 | 4270.6351 | 763316.4688 | 185348.3859 | 172436.0608 | 0
106 |  |  |  | check |  |  | 0 | 6.5193e-09 | 5.5879e-09 | 2.3667e-07 | 8.7311e-11 | 3.9581e-09 | -2.5896e-07 | 1.6007e-10 | 7.7307e-12 | 1.3642e-11 | 1.5134e-09 | 4.6566e-10 | 5.5297e-10 | 0
107 |  |  |  | Percent Increase / (Decrease)
108 |  |  |  | Over Existing Rates To
109 |  |  |  | Equal Authorized RoE & RoR |  |  | -0.005865% | 0.1353% | -0.6178% | -0.1103% | -4.843% | 1.102% | -1.035% | 0.5702% | -2.258% | -6.828% | -0.7471% | 1.814% | 0.4347%
[5 empty] | 2017 Protocol |  | E: ELECTRIC REVENUES
|  | Misc - Total - Unbundled |  |  | (Non-Wgt)
|  | A |  | B | C |  | D | E | F | G | H | I | J | K | L | M | N | O | P
|  | FERC ACCT |  | DESCRIPTION | COS Factor |  | Utah Jurisdiction Normalized | Residential Sch 1 | General Large Dist. Sch 6 | General +1 MW Sch 8 | Street & Area Lighting Sch. 7,11,12 | General Trans Sch 9 | General Secondary Sch 22 | Irrigation Sch 10 | Traffic Signals Sch 15 | Outdoor Lighting Sch 15 | General Small Dist. Sch 23 | Industrial Cust 1 | Industrial Cust 2 |  | Func Study Row
122 |  | 440 | Residential Sales |  | A |  | 4152730.6097 | 4152730.6097 | 0 | 0 | 0 | 0 | 0 | 0 | 0 | 0 | 0 | 0 | 0 | 0
123
124 |  | 442 | Commercial & Industrial Sales |  | A |  | 6452014.8639 | 0 | 2930014.9895 | 804009.326 | 0 | 1484908.5433 | 8400.7029 | 103580.3868 | 0 | 0 | 763316.4688 | 185348.3859 | 172436.0608 | 0
125 |  |  |  | Interruptible Demand | F10 |  | 0 | 0 | 0 | 0 | 0 | 0 | 0 | 0 | 0 | 0 | 0 | 0 | 0 | 0 | 100
126 |  |  |  | Interruptible Energy | F30 |  | 0 | 0 | 0 | 0 | 0 | 0 | 0 | 0 | 0 | 0 | 0 | 0 | 0 | 0 | 101
127 | [6 empty] | 6452014.8639 | 0 | 2930014.9895 | 804009.326 | 0 | 1484908.5433 | 8400.7029 | 103580.3868 | 0 | 0 | 763316.4688 | 185348.3859 | 172436.0608 | 0
128
129 |  | 444 | Public Street & Highway Lighting |  | A |  | 52523.121 | 0 | 0 | 0 | 44621.2124 | 0 | 0 | 0 | 3631.2735 | 4270.6351 | 0 | 0 | 0 | 0
130
131 |  | 445 | Other Sales to Public Authority |  | A |  | 0 | 0 | 0 | 0 | 0 | 0 | 0 | 0 | 0 | 0 | 0 | 0 | 0 | 0
132
133 |  | 448 | Interdepartmental |  | A | 0 | 0 | 0 | 0 | 0 | 0 | 0 | 0 | 0 | 0 | 0 | 0 | 0 | 0 | 0 | 114
134 |  |  |  | Demand | F10 |  | 0 | 0 | 0 | 0 | 0 | 0 | 0 | 0 | 0 | 0 | 0 | 0 | 0 | 0 | 115
135 | [6 empty] | 0 | 0 | 0 | 0 | 0 | 0 | 0 | 0 | 0 | 0 | 0 | 0 | 0 | 0
136
137 |  | Total Sales to Ultimate Customers |  |  |  |  | 10657268.5946 | 4152730.6097 | 2930014.9895 | 804009.326 | 44621.2124 | 1484908.5433 | 8400.7029 | 103580.3868 | 3631.2735 | 4270.6351 | 763316.4688 | 185348.3859 | 172436.0608 | 0
138
139
140
141 |  | 447 | Sales for Resale |  | F10 |  | 0 | 0 | 0 | 0 | 0 | 0 | 0 | 0 | 0 | 0 | 0 | 0 | 0 | 0 | 123
142
143
144 |  | 447 | Sales for Resale |  | F11 |  | 0 | 0 | 0 | 0 | 0 | 0 | 0 | 0 | 0 | 0 | 0 | 0 | 0 | 0 | 127
145 |  |  |  | Demand | F10 |  | 0 | 0 | 0 | 0 | 0 | 0 | 0 | 0 | 0 | 0 | 0 | 0 | 0 | 0 | 128
146 |  |  |  | Demand | F10 |  | 0 | 0 | 0 | 0 | 0 | 0 | 0 | 0 | 0 | 0 | 0 | 0 | 0 |  | 129
147 |  |  |  | Energy | F30 |  | 0 | 0 | 0 | 0 | 0 | 0 | 0 | 0 | 0 | 0 | 0 | 0 | 0 | 0 | 130
148 | [6 empty] | 0 | 0 | 0 | 0 | 0 | 0 | 0 | 0 | 0 | 0 | 0 | 0 | 0 | 0
149
150 |  | 449 | Provision for Rate Refund |  | F11 |  | 0 | 0 | 0 | 0 | 0 | 0 | 0 | 0 | 0 | 0 | 0 | 0 | 0 | 0 | 134
151 |  |  |  |  | F10 |  | 0 | 0 | 0 | 0 | 0 | 0 | 0 | 0 | 0 | 0 | 0 | 0 | 0 |  | 135
152
153 |  | State Specific Revenue Credit |  |  | F140M |  | 218100.0778 | 86725.776 | 59480.2438 | 16263.0477 | 962.4895 | 29400.2645 | 168.2561 | 2147.2645 | 75.0894 | 83.3075 | 15715.1407 | 3680.9295 | 3398.2685 | 0 | 137
154
155 |  | AGA Revenue |  |  | A | 0 | 0 | 0 | 0 | 0 | 0 | 0 | 0 | 0 | 0 | 0 | 0 | 0 | 0 | 0 | 139
156
157 |  | Total Sales from Electricity |  |  |  |  | 10875368.6724 | 4239456.3857 | 2989495.2333 | 820272.3737 | 45583.7019 | 1514308.8078 | 8568.959 | 105727.6513 | 3706.3629 | 4353.9425 | 779031.6095 | 189029.3154 | 175834.3294 | 0
158
159 |  | Other Electric Operating Revenues
160 |  | 450 | Forfeited Discounts & Interest |  | A | 0 | 0 | 0 | 0 | 0 | 0 | 0 | 0 | 0 | 0 | 0 | 0 | 0 | 0 | 0 | 145
161 |  |  |  | Customers | F40 |  | 0 | 0 | 0 | 0 | 0 | 0 | 0 | 0 | 0 | 0 | 0 | 0 | 0 | 0 | 146
162 | [6 empty] | 0 | 0 | 0 | 0 | 0 | 0 | 0 | 0 | 0 | 0 | 0 | 0 | 0 | 0
163
164 |  | 451 | Misc Electric Revenue |  | A | 0 | 0 | 0 | 0 | 0 | 0 | 0 | 0 | 0 | 0 | 0 | 0 | 0 | 0 | 0 | 150
165 |  |  |  | Demand | F10 |  | 0 | 0 | 0 | 0 | 0 | 0 | 0 | 0 | 0 | 0 | 0 | 0 | 0 | 0 | 151
166 |  |  |  | Customer | F40 |  | 0 | 0 | 0 | 0 | 0 | 0 | 0 | 0 | 0 | 0 | 0 | 0 | 0 | 0 | 152
167 | [6 empty] | 0 | 0 | 0 | 0 | 0 | 0 | 0 | 0 | 0 | 0 | 0 | 0 | 0 | 0
168
169 |  | 453 | Water Sales |  | F10 |  | 0 | 0 | 0 | 0 | 0 | 0 | 0 | 0 | 0 | 0 | 0 | 0 | 0 | 0 | 156
170
171 |  | 454 | Rent of Electric Property |  | A | 0 | 0 | 0 | 0 | 0 | 0 | 0 | 0 | 0 | 0 | 0 | 0 | 0 | 0 | 0 | 160
172 |  |  |  | Demand | F10 |  | 0 | 0 | 0 | 0 | 0 | 0 | 0 | 0 | 0 | 0 | 0 | 0 | 0 | 0 | 161
173 |  |  |  | Demand | F10 |  | 0 | 0 | 0 | 0 | 0 | 0 | 0 | 0 | 0 | 0 | 0 | 0 | 0 | 0 | 162
174 |  |  |  | System Overhead | F102M |  | 0 | 0 | 0 | 0 | 0 | 0 | 0 | 0 | 0 | 0 | 0 | 0 | 0 | 0 | 163
175 | [6 empty] | 0 | 0 | 0 | 0 | 0 | 0 | 0 | 0 | 0 | 0 | 0 | 0 | 0 | 0
176
177 |  | 456 | Other Electric Revenue |  | A | 1 | -2828512.5317 | -965169.6965 | -795884.7201 | -228180.0924 | -5149.709 | -495813.7158 | -2428.3525 | -25936.0323 | -800.6259 | -1119.7116 | -187970.5876 | -62562.0972 | -57497.6591 | 0 | 167
178 |  |  |  | Customer | F40 |  | 0 | 0 | 0 | 0 | 0 | 0 | 0 | 0 | 0 | 0 | 0 | 0 | 0 | 0 | 168
179 |  |  |  | Energy | F30 |  | 0 | 0 | 0 | 0 | 0 | 0 | 0 | 0 | 0 | 0 | 0 | 0 | 0 | 0 | 169
180 |  |  |  | Demand | F10 |  | 1385110.5553 | 472639.4166 | 389741.2975 | 111738.8021 | 2521.7902 | 242797.8274 | 1189.1537 | 12700.7626 | 392.063 | 548.3179 | 92048.3819 | 30636.3878 | 28156.3544 | 0 | 170
181 |  |  |  | Demand | F10 |  | 0 | 0 | 0 | 0 | 0 | 0 | 0 | 0 | 0 | 0 | 0 | 0 | 0 | 0 | 171
182 | [6 empty] | -1443402.4447 | -492530.2799 | -406143.4226 | -116441.2902 | -2627.9188 | -253015.8884 | -1239.1988 | -13235.2697 | -408.5629 | -571.3937 | -95922.2056 | -31925.7094 | -29341.3047 | 0
183 | [19 empty] | 0
184 |  | Total Other Electric Operating Revenues |  |  |  |  | -1443402.4447 | -492530.2799 | -406143.4226 | -116441.2902 | -2627.9188 | -253015.8884 | -1239.1988 | -13235.2697 | -408.5629 | -571.3937 | -95922.2056 | -31925.7094 | -29341.3047 | 0
185 | [19 empty] | 0
186 |  | Total Electric Operating Revenues |  |  |  |  | 9431966.2277 | 3746926.1058 | 2583351.8107 | 703831.0834 | 42955.783 | 1261292.9194 | 7329.7602 | 92492.3816 | 3297.8001 | 3782.5488 | 683109.4039 | 157103.606 | 146493.0247 | 0
187
188 |  | Miscellaneous Revenues
189 |  | 41160 | Gain on Sale of Utility Plant - CR |  | F10 |  | 0 | 0 | 0 | 0 | 0 | 0 | 0 | 0 | 0 | 0 | 0 | 0 | 0 | 0 | 185
190 |  | 41170 | Loss on Sale of Utility Plant |  | F10 |  | 0 | 0 | 0 | 0 | 0 | 0 | 0 | 0 | 0 | 0 | 0 | 0 | 0 | 0 | 190
191 |  | 4118 | Gain from Emission Allowances |  | F30 |  | 0 | 0 | 0 | 0 | 0 | 0 | 0 | 0 | 0 | 0 | 0 | 0 | 0 | 0 | 193
192 |  | 41181 | Gain from Disposition of NOX Credits |  | F10 |  | 0 | 0 | 0 | 0 | 0 | 0 | 0 | 0 | 0 | 0 | 0 | 0 | 0 | 0 | 196
193 |  | 4194 | Impact Housing Interest Income |  | F10 |  | 0 | 0 | 0 | 0 | 0 | 0 | 0 | 0 | 0 | 0 | 0 | 0 | 0 | 0 | 200
194 |  | 421 | (Gain)/Loss on Sale of Utility Plant |  | F10 |  | 0 | 0 | 0 | 0 | 0 | 0 | 0 | 0 | 0 | 0 | 0 | 0 | 0 | 0 | 210
195
196 |  | Total Miscellaneous Revenues |  |  |  |  | 0 | 0 | 0 | 0 | 0 | 0 | 0 | 0 | 0 | 0 | 0 | 0 | 0 | 0
197
198 |  | Miscellaneous Expenses
199 |  | 4311 | Interest on Customer Deposits |  | F80 |  | 0 | 0 | 0 | 0 | 0 | 0 | 0 | 0 | 0 | 0 | 0 | 0 | 0 | 0 | 216
200
201 |  | DFA | Divergence Fairness Adjustment
202 |  |  |  | Production | F105 |  | 0 | 0 | 0 | 0 | 0 | 0 | 0 | 0 | 0 | 0 | 0 | 0 | 0 | 0 | 220
203 |  |  |  | Transmission | F105 |  | 0 | 0 | 0 | 0 | 0 | 0 | 0 | 0 | 0 | 0 | 0 | 0 | 0 | 0 | 221
204 |  |  |  | Distribution | F105 |  | 0 | 0 | 0 | 0 | 0 | 0 | 0 | 0 | 0 | 0 | 0 | 0 | 0 | 0 | 222
205 | [6 empty] | 0 | 0 | 0 | 0 | 0 | 0 | 0 | 0 | 0 | 0 | 0 | 0 | 0 | 0
206
207 |  | Net Miscellaneous Revenues And Expense |  |  |  |  | 0 | 0 | 0 | 0 | 0 | 0 | 0 | 0 | 0 | 0 | 0 | 0 | 0 | 0
208
209 |  | Distribution - METER - Unbundled
210 | [6 empty] | E: STEAM POWER GENERATION
211
212 |  | A |  | B | C |  | D | E | F | G | H | I | J | K | L | M | N | O | P
213 |  | FERC ACCT |  | DESCRIPTION | COS Factor |  | Utah Jurisdiction Normalized | Residential Sch 1 | General Large Dist. Sch 6 | General +1 MW Sch 8 | Street & Area Lighting Sch. 7,11,12 | General Trans Sch 9 | General Secondary Sch 22 | Irrigation Sch 10 | Traffic Signals Sch 15 | Outdoor Lighting Sch 15 | General Small Dist. Sch 23 | Industrial Cust 1 | Industrial Cust 2
214 |  | 500 | Operation Suprvn & Engineering |  | F10 |  | 0 | 0 | 0 | 0 | 0 | 0 | 0 | 0 | 0 | 0 | 0 | 0 | 0 | 0 | 231
215 |  |  |  | Cholla | F10 |  | 0 | 0 | 0 | 0 | 0 | 0 | 0 | 0 | 0 | 0 | 0 | 0 | 0 | 0 | 232
216 |  |  |  | Total 500 |  |  | 0 | 0 | 0 | 0 | 0 | 0 | 0 | 0 | 0 | 0 | 0 | 0 | 0 | 0
217
218 |  | 501 | Fuel Related |  | F30 |  | 0 | 0 | 0 | 0 | 0 | 0 | 0 | 0 | 0 | 0 | 0 | 0 | 0 | 0 | 243
219 |  |  |  | System Energy - Non NPC | F30 |  | 0 | 0 | 0 | 0 | 0 | 0 | 0 | 0 | 0 | 0 | 0 | 0 | 0 | 0 | 236
220 |  |  |  | System Energy - Non NPC | F30 |  | 0 | 0 | 0 | 0 | 0 | 0 | 0 | 0 | 0 | 0 | 0 | 0 | 0 | 0 | 239
221 |  |  |  | Cholla - Non NPC | F30 |  | 0 | 0 | 0 | 0 | 0 | 0 | 0 | 0 | 0 | 0 | 0 | 0 | 0 | 0 | 240
222 |  |  |  | Cholla | F30 |  | 0 | 0 | 0 | 0 | 0 | 0 | 0 | 0 | 0 | 0 | 0 | 0 | 0 | 0 | 246
223 |  |  |  | Total 501 |  |  | 0 | 0 | 0 | 0 | 0 | 0 | 0 | 0 | 0 | 0 | 0 | 0 | 0 | 0
224
225 |  | 502 | Steam Expenses |  | F10 |  | 0 | 0 | 0 | 0 | 0 | 0 | 0 | 0 | 0 | 0 | 0 | 0 | 0 | 0 | 250
226 |  |  |  | Cholla | F10 |  | 0 | 0 | 0 | 0 | 0 | 0 | 0 | 0 | 0 | 0 | 0 | 0 | 0 | 0 | 251
227 |  |  |  | Total 502 |  |  | 0 | 0 | 0 | 0 | 0 | 0 | 0 | 0 | 0 | 0 | 0 | 0 | 0 | 0
228
229 |  | 503 | Steam From Other Sources |  | F30 |  | 0 | 0 | 0 | 0 | 0 | 0 | 0 | 0 | 0 | 0 | 0 | 0 | 0 | 0 | 258
230 |  |  |  | System Energy - Non NPC | F30 |  | 0 | 0 | 0 | 0 | 0 | 0 | 0 | 0 | 0 | 0 | 0 | 0 | 0 | 0 | 255
231 |  |  |  | Total 503 |  |  | 0 | 0 | 0 | 0 | 0 | 0 | 0 | 0 | 0 | 0 | 0 | 0 | 0 | 0
232
233 |  | 505 | Electric Expenses |  | F10 |  | 0 | 0 | 0 | 0 | 0 | 0 | 0 | 0 | 0 | 0 | 0 | 0 | 0 | 0 | 262
234 |  |  |  | Cholla | F10 |  | 0 | 0 | 0 | 0 | 0 | 0 | 0 | 0 | 0 | 0 | 0 | 0 | 0 | 0 | 263
235 |  |  |  | Total 505 |  |  | 0 | 0 | 0 | 0 | 0 | 0 | 0 | 0 | 0 | 0 | 0 | 0 | 0 | 0
236
237 |  | 506 | Misc. Steam Expense |  | F10 |  | 0 | 0 | 0 | 0 | 0 | 0 | 0 | 0 | 0 | 0 | 0 | 0 | 0 | 0 | 267
238 |  |  |  | System Energy | F30 |  | 0 | 0 | 0 | 0 | 0 | 0 | 0 | 0 | 0 | 0 | 0 | 0 | 0 | 0 | 268
239 |  |  |  | Cholla | F10 |  | 0 | 0 | 0 | 0 | 0 | 0 | 0 | 0 | 0 | 0 | 0 | 0 | 0 | 0 | 269
240 |  |  |  | Total 506 |  |  | 0 | 0 | 0 | 0 | 0 | 0 | 0 | 0 | 0 | 0 | 0 | 0 | 0 | 0
241
242 |  | 507 | Rents |  | F10 |  | 0 | 0 | 0 | 0 | 0 | 0 | 0 | 0 | 0 | 0 | 0 | 0 | 0 | 0 | 273
243 |  |  |  | Cholla | F10 |  | 0 | 0 | 0 | 0 | 0 | 0 | 0 | 0 | 0 | 0 | 0 | 0 | 0 | 0 | 274
244 |  |  |  | Total 507 |  |  | 0 | 0 | 0 | 0 | 0 | 0 | 0 | 0 | 0 | 0 | 0 | 0 | 0 | 0
245
246 |  | 510 | Maint Supervision & Engineering |  | F10 |  | 0 | 0 | 0 | 0 | 0 | 0 | 0 | 0 | 0 | 0 | 0 | 0 | 0 | 0 | 278
247 |  |  |  | Cholla | F10 |  | 0 | 0 | 0 | 0 | 0 | 0 | 0 | 0 | 0 | 0 | 0 | 0 | 0 | 0 | 279
248 |  |  |  | Total 510 |  |  | 0 | 0 | 0 | 0 | 0 | 0 | 0 | 0 | 0 | 0 | 0 | 0 | 0 | 0
249
250 |  | 511 | Maintenance of Structures |  | F10 |  | 0 | 0 | 0 | 0 | 0 | 0 | 0 | 0 | 0 | 0 | 0 | 0 | 0 | 0 | 283
251 |  |  |  | Cholla | F10 |  | 0 | 0 | 0 | 0 | 0 | 0 | 0 | 0 | 0 | 0 | 0 | 0 | 0 | 0 | 284
252 |  |  |  | Total 511 |  |  | 0 | 0 | 0 | 0 | 0 | 0 | 0 | 0 | 0 | 0 | 0 | 0 | 0 | 0
253
254 |  | 512 | Maintenance of Boiler Plant |  | F10 |  | 0 | 0 | 0 | 0 | 0 | 0 | 0 | 0 | 0 | 0 | 0 | 0 | 0 | 0 | 288
255 |  |  |  | Cholla | F10 |  | 0 | 0 | 0 | 0 | 0 | 0 | 0 | 0 | 0 | 0 | 0 | 0 | 0 | 0 | 289
256 |  |  |  | Total 512 |  |  | 0 | 0 | 0 | 0 | 0 | 0 | 0 | 0 | 0 | 0 | 0 | 0 | 0 | 0
257
258 |  | 513 | Maintenance of Electric Plant |  | F10 |  | 0 | 0 | 0 | 0 | 0 | 0 | 0 | 0 | 0 | 0 | 0 | 0 | 0 | 0 | 293
259 |  |  |  | Cholla | F10 |  | 0 | 0 | 0 | 0 | 0 | 0 | 0 | 0 | 0 | 0 | 0 | 0 | 0 | 0 | 294
260 |  |  |  | Total 513 |  |  | 0 | 0 | 0 | 0 | 0 | 0 | 0 | 0 | 0 | 0 | 0 | 0 | 0 | 0
261
262 |  | 514 | Maint of Misc. Steam Plant |  | F10 |  | 0 | 0 | 0 | 0 | 0 | 0 | 0 | 0 | 0 | 0 | 0 | 0 | 0 | 0 | 298
263 |  |  |  | Cholla | F10 |  | 0 | 0 | 0 | 0 | 0 | 0 | 0 | 0 | 0 | 0 | 0 | 0 | 0 | 0 | 299
264 |  |  |  | Total 514 |  |  | 0 | 0 | 0 | 0 | 0 | 0 | 0 | 0 | 0 | 0 | 0 | 0 | 0 | 0
265
266 |  | Total Steam Power Generation |  |  |  |  | 0 | 0 | 0 | 0 | 0 | 0 | 0 | 0 | 0 | 0 | 0 | 0 | 0 | 0
267
268
269 | [6 empty] | D: NUCLEAR POWER GENERATION
270
271
272 |  | 517 | Operation Super & Engineering |  | F10 |  | 0 | 0 | 0 | 0 | 0 | 0 | 0 | 0 | 0 | 0 | 0 | 0 | 0 | 0 | 305
273
274 |  | 518 | Nuclear Fuel Expense |  | F30 |  | 0 | 0 | 0 | 0 | 0 | 0 | 0 | 0 | 0 | 0 | 0 | 0 | 0 | 0 | 309
275
276 |  | 519 | Coolants and Water |  | F10 |  | 0 | 0 | 0 | 0 | 0 | 0 | 0 | 0 | 0 | 0 | 0 | 0 | 0 | 0 | 314
277
278 |  | 520 | Steam Expenses |  | F10 |  | 0 | 0 | 0 | 0 | 0 | 0 | 0 | 0 | 0 | 0 | 0 | 0 | 0 | 0 | 318
279
280 |  | 523 | Electric Expenses |  | F10 |  | 0 | 0 | 0 | 0 | 0 | 0 | 0 | 0 | 0 | 0 | 0 | 0 | 0 | 0 | 322
281
282 |  | 524 | Misc. Nuclear Expenses |  | F10 |  | 0 | 0 | 0 | 0 | 0 | 0 | 0 | 0 | 0 | 0 | 0 | 0 | 0 | 0 | 326
283
284 |  | 528 | Maint Supervision & Eng |  | F10 |  | 0 | 0 | 0 | 0 | 0 | 0 | 0 | 0 | 0 | 0 | 0 | 0 | 0 | 0 | 330
285
286 |  | 529 | Maintenance of Structures |  | F10 |  | 0 | 0 | 0 | 0 | 0 | 0 | 0 | 0 | 0 | 0 | 0 | 0 | 0 | 0 | 334
287
288 |  | 530 | Maintenance of Reactor Plant |  | F10 |  | 0 | 0 | 0 | 0 | 0 | 0 | 0 | 0 | 0 | 0 | 0 | 0 | 0 | 0 | 338
289
290 |  | 531 | Maintenance of Electric Plant |  | F10 |  | 0 | 0 | 0 | 0 | 0 | 0 | 0 | 0 | 0 | 0 | 0 | 0 | 0 | 0 | 342
291
292 |  | 532 | Maintenance of Misc Nuclear |  | F10 |  | 0 | 0 | 0 | 0 | 0 | 0 | 0 | 0 | 0 | 0 | 0 | 0 | 0 | 0 | 346
293
294 |  | Total Nuclear Power Generation |  |  |  |  | 0 | 0 | 0 | 0 | 0 | 0 | 0 | 0 | 0 | 0 | 0 | 0 | 0 | 0
295
296
297
298 |  | Distribution - METER - Unbundled |  |  |  |  | D: HYDRAULIC POWER GENERATION
299
300 |  | A |  | B | C |  | D | E | F | G | H | I | J | K | L | M | N | O | P
301 |  | FERC ACCT |  | DESCRIPTION | COS Factor |  | Utah Jurisdiction Normalized | Residential Sch 1 | General Large Dist. Sch 6 | General +1 MW Sch 8 | Street & Area Lighting Sch. 7,11,12 | General Trans Sch 9 | General Secondary Sch 22 | Irrigation Sch 10 | Traffic Signals Sch 15 | Outdoor Lighting Sch 15 | General Small Dist. Sch 23 | Industrial Cust 1 | Industrial Cust 2
302 |  | 535 | Operation Super & Engineering |  | F10 |  | 0 | 0 | 0 | 0 | 0 | 0 | 0 | 0 | 0 | 0 | 0 | 0 | 0 | 0 | 355
303
304 |  | 536 | Water For Power |  | F10 |  | 0 | 0 | 0 | 0 | 0 | 0 | 0 | 0 | 0 | 0 | 0 | 0 | 0 | 0 | 360
305
306 |  | 537 | Hydraulic Expenses |  | F10 |  | 0 | 0 | 0 | 0 | 0 | 0 | 0 | 0 | 0 | 0 | 0 | 0 | 0 | 0 | 365
307
308 |  | 538 | Electric Expenses |  | F10 |  | 0 | 0 | 0 | 0 | 0 | 0 | 0 | 0 | 0 | 0 | 0 | 0 | 0 | 0 | 369
309
310 |  | 539 | Misc. Hydro Expenses |  | F10 |  | 0 | 0 | 0 | 0 | 0 | 0 | 0 | 0 | 0 | 0 | 0 | 0 | 0 | 0 | 374
311
312 |  | 540 | Rents (Hydro Generation) |  | F10 |  | 0 | 0 | 0 | 0 | 0 | 0 | 0 | 0 | 0 | 0 | 0 | 0 | 0 | 0 | 379
313
314 |  | 541 | Maint Supervision & Engineering |  | F10 |  | 0 | 0 | 0 | 0 | 0 | 0 | 0 | 0 | 0 | 0 | 0 | 0 | 0 | 0 | 383
315
316 |  | 542 | Maintenance of Structures |  | F10 |  | 0 | 0 | 0 | 0 | 0 | 0 | 0 | 0 | 0 | 0 | 0 | 0 | 0 | 0 | 388
317
318 |  | 543 | Maint of Dams & Waterways |  | F10 |  | 0 | 0 | 0 | 0 | 0 | 0 | 0 | 0 | 0 | 0 | 0 | 0 | 0 | 0 | 393
319
320 |  | 544 | Maintenance of Electric Plant |  | F10 |  | 0 | 0 | 0 | 0 | 0 | 0 | 0 | 0 | 0 | 0 | 0 | 0 | 0 | 0 | 398
321
322 |  | 545 | Maint of Misc. Hydro Plant |  | F10 |  | 0 | 0 | 0 | 0 | 0 | 0 | 0 | 0 | 0 | 0 | 0 | 0 | 0 | 0 | 403
323
324 |  | Total Hydraulic Power Generation |  |  |  |  | 0 | 0 | 0 | 0 | 0 | 0 | 0 | 0 | 0 | 0 | 0 | 0 | 0 | 0
325
326
327 | [6 empty] | D: OTHER POWER GENERATION
328
329
330 |  | 546 | Operation Super & Engineering |  | F10 |  | 0 | 0 | 0 | 0 | 0 | 0 | 0 | 0 | 0 | 0 | 0 | 0 | 0 | 0 | 409
331
332 |  | 547 | Fuel |  | F30 |  | 0 | 0 | 0 | 0 | 0 | 0 | 0 | 0 | 0 | 0 | 0 | 0 | 0 | 0 | 413
333 |  |  |  | Simple Cycle Combustion Turbine | F30 |  | 0 | 0 | 0 | 0 | 0 | 0 | 0 | 0 | 0 | 0 | 0 | 0 | 0 | 0 | 414
334 |  |  |  | Total 547 |  |  | 0 | 0 | 0 | 0 | 0 | 0 | 0 | 0 | 0 | 0 | 0 | 0 | 0 | 0
335
336 |  | 548 | Generation Expense |  | F10 |  | 0 | 0 | 0 | 0 | 0 | 0 | 0 | 0 | 0 | 0 | 0 | 0 | 0 | 0 | 418
337 |  |  |  | Simple Cycle Combustion Turbine | F10 |  | 0 | 0 | 0 | 0 | 0 | 0 | 0 | 0 | 0 | 0 | 0 | 0 | 0 | 0 | 419
338 |  |  |  | Total 548 |  |  | 0 | 0 | 0 | 0 | 0 | 0 | 0 | 0 | 0 | 0 | 0 | 0 | 0 | 0
339
340 |  | 549 | Miscellaneous Other |  | F10 |  | 0 | 0 | 0 | 0 | 0 | 0 | 0 | 0 | 0 | 0 | 0 | 0 | 0 | 0 | 423
341 |  |  |  | Wind Generation | F10 |  | 0 | 0 | 0 | 0 | 0 | 0 | 0 | 0 | 0 | 0 | 0 | 0 | 0 | 0 | 424
342
343 |  | 550 | Maint Supervision & Engineering
344 |  |  |  | System Generation | F10 |  | 0 | 0 | 0 | 0 | 0 | 0 | 0 | 0 | 0 | 0 | 0 | 0 | 0 | 0 | 429
345 |  |  |  | Wind Generation | F10 |  | 0 | 0 | 0 | 0 | 0 | 0 | 0 | 0 | 0 | 0 | 0 | 0 | 0 | 0 | 430
346 |  |  |  | Total 550 |  |  | 0 | 0 | 0 | 0 | 0 | 0 | 0 | 0 | 0 | 0 | 0 | 0 | 0 | 0
347
348 |  | 551 | Maint Supervision & Engineering |  | F10 |  | 0 | 0 | 0 | 0 | 0 | 0 | 0 | 0 | 0 | 0 | 0 | 0 | 0 | 0 | 434
349
350 |  | 552 | Maintenance of Structures |  | F10 |  | 0 | 0 | 0 | 0 | 0 | 0 | 0 | 0 | 0 | 0 | 0 | 0 | 0 | 0 | 440
351
352 |  | 553 | Maint of Generation & Elect Plant |  | F10 |  | 0 | 0 | 0 | 0 | 0 | 0 | 0 | 0 | 0 | 0 | 0 | 0 | 0 | 0 | 444
353 |  |  |  | Simple Cycle Combustion Turbine | F10 |  | 0 | 0 | 0 | 0 | 0 | 0 | 0 | 0 | 0 | 0 | 0 | 0 | 0 | 0 | 445
354 |  |  |  | Wind Generation | F10 |  | 0 | 0 | 0 | 0 | 0 | 0 | 0 | 0 | 0 | 0 | 0 | 0 | 0 | 0 | 446
355 |  |  |  | Total 553 |  |  | 0 | 0 | 0 | 0 | 0 | 0 | 0 | 0 | 0 | 0 | 0 | 0 | 0 | 0
356
357 |  | 554 | Maintenance of Misc. Other |  | F10 |  | 0 | 0 | 0 | 0 | 0 | 0 | 0 | 0 | 0 | 0 | 0 | 0 | 0 | 0 | 450
358 |  |  |  | Simple Cycle Combustion Turbine | F10 |  | 0 | 0 | 0 | 0 | 0 | 0 | 0 | 0 | 0 | 0 | 0 | 0 | 0 | 0 | 451
359 |  |  |  | Wind Generation | F10 |  | 0 | 0 | 0 | 0 | 0 | 0 | 0 | 0 | 0 | 0 | 0 | 0 | 0 | 0 | 452
360 |  |  |  | Total 554 |  |  | 0 | 0 | 0 | 0 | 0 | 0 | 0 | 0 | 0 | 0 | 0 | 0 | 0 | 0
361
362 |  | Total Other Power Generation |  |  |  |  | 0 | 0 | 0 | 0 | 0 | 0 | 0 | 0 | 0 | 0 | 0 | 0 | 0 | 0
363
364
365 | [6 empty] | D: OTHER POWER SUPPLY
366
367
368 |  | 555 | Purchased Power |  | F10 |  | 1085963.28 | 370561.7932 | 305567.477 | 87606.1738 | 1977.1502 | 190359.9132 | 932.3279 | 9957.7335 | 307.3878 | 429.8957 | 72168.364 | 24019.7377 | 22075.3259 | 0 | 458
369 |  |  |  | Demand | F10 |  | 0 | 0 | 0 | 0 | 0 | 0 | 0 | 0 | 0 | 0 | 0 | 0 | 0 | 0 | 459
370 |  |  |  | Energy | F30 |  | 0 | 0 | 0 | 0 | 0 | 0 | 0 | 0 | 0 | 0 | 0 | 0 | 0 | 0 | 460
371 |  |  |  | Seasonal Contracts | F10 |  | 0 | 0 | 0 | 0 | 0 | 0 | 0 | 0 | 0 | 0 | 0 | 0 | 0 | 0 | 461
372 |  |  |  | Demand | F10 |  | 0 | 0 | 0 | 0 | 0 | 0 | 0 | 0 | 0 | 0 | 0 | 0 | 0 | 0 | 462
373 |  |  |  | Total 555 |  |  | 1085963.28 | 370561.7932 | 305567.477 | 87606.1738 | 1977.1502 | 190359.9132 | 932.3279 | 9957.7335 | 307.3878 | 429.8957 | 72168.364 | 24019.7377 | 22075.3259 | 0
374
375
376 |  | 556 | System Control & Load Dispatch |  | F10 |  | 0 | 0 | 0 | 0 | 0 | 0 | 0 | 0 | 0 | 0 | 0 | 0 | 0 | 0 | 466
377
378 |  | 557 | Other Expenses |  | F10 |  | 0 | 0 | 0 | 0 | 0 | 0 | 0 | 0 | 0 | 0 | 0 | 0 | 0 | 0 | 470
379 |  |  |  | Demand | F10 |  | 0 | 0 | 0 | 0 | 0 | 0 | 0 | 0 | 0 | 0 | 0 | 0 | 0 | 0 | 471
380 |  |  |  | Demand | F10 |  | 0 | 0 | 0 | 0 | 0 | 0 | 0 | 0 | 0 | 0 | 0 | 0 | 0 | 0 | 472
381 |  |  |  | Energy | F30 |  | 0 | 0 | 0 | 0 | 0 | 0 | 0 | 0 | 0 | 0 | 0 | 0 | 0 | 0 | 473
382 |  |  |  | Demand | F10 |  | 0 | 0 | 0 | 0 | 0 | 0 | 0 | 0 | 0 | 0 | 0 | 0 | 0 | 0 | 474
383 |  |  |  | Demand | F10 |  | 0 | 0 | 0 | 0 | 0 | 0 | 0 | 0 | 0 | 0 | 0 | 0 | 0 | 0 | 475
384 | [6 empty] | 0 | 0 | 0 | 0 | 0 | 0 | 0 | 0 | 0 | 0 | 0 | 0 | 0 | 0
385
386 |  | 2017 Protocol Adjustment |  | Embedded Cost Differentials
387 |  |  |  | Company Owned Hydro | F10 |  | 0 | 0 | 0 | 0 | 0 | 0 | 0 | 0 | 0 | 0 | 0 | 0 | 0 | 0 | 479
388 |  |  |  | Company Owned Hydro | F10 |  | 0 | 0 | 0 | 0 | 0 | 0 | 0 | 0 | 0 | 0 | 0 | 0 | 0 | 0 | 480
389 |  |  |  | Mid-C Contract | F10 |  | 0 | 0 | 0 | 0 | 0 | 0 | 0 | 0 | 0 | 0 | 0 | 0 | 0 | 0 | 481
390 |  |  |  | Baseline ECD | F10 |  | 0 | 0 | 0 | 0 | 0 | 0 | 0 | 0 | 0 | 0 | 0 | 0 | 0 | 0 | 491
391 |  |  |  | Equalization Adj. | F10 |  | 0 | 0 | 0 | 0 | 0 | 0 | 0 | 0 | 0 | 0 | 0 | 0 | 0 | 0 | 492
392 | [6 empty] | 0 | 0 | 0 | 0 | 0 | 0 | 0 | 0 | 0 | 0 | 0 | 0 | 0 | 0
393
394 |  | Total Other Power Supply |  |  |  |  | 1085963.28 | 370561.7932 | 305567.477 | 87606.1738 | 1977.1502 | 190359.9132 | 932.3279 | 9957.7335 | 307.3878 | 429.8957 | 72168.364 | 24019.7377 | 22075.3259 | 0
395
396 |  | TOTAL PRODUCTION EXPENSE |  |  |  |  | 1085963.28 | 370561.7932 | 305567.477 | 87606.1738 | 1977.1502 | 190359.9132 | 932.3279 | 9957.7335 | 307.3878 | 429.8957 | 72168.364 | 24019.7377 | 22075.3259 | 0
397
398 |  | Distribution - METER - Unbundled |  |  |  |  | D: TRANSMISSION EXPENSE
399
400
401 |  | A |  | B | C |  | D | E | F | G | H | I | J | K | L | M | N | O | P
402 |  | FERC ACCT |  | DESCRIPTION | COS Factor |  | Utah Jurisdiction Normalized | Residential Sch 1 | General Large Dist. Sch 6 | General +1 MW Sch 8 | Street & Area Lighting Sch. 7,11,12 | General Trans Sch 9 | General Secondary Sch 22 | Irrigation Sch 10 | Traffic Signals Sch 15 | Outdoor Lighting Sch 15 | General Small Dist. Sch 23 | Industrial Cust 1 | Industrial Cust 2
403 |  | 560 | Operation Supervision & Eng |  | F106 |  | 0 | 0 | 0 | 0 | 0 | 0 | 0 | 0 | 0 | 0 | 0 | 0 | 0 | 0 | 500
404
405 |  | 561 | Load Dispatching |  | F106 |  | 0 | 0 | 0 | 0 | 0 | 0 | 0 | 0 | 0 | 0 | 0 | 0 | 0 | 0 | 504
406
407 |  | 562 | Station Expense |  | F106 |  | 0 | 0 | 0 | 0 | 0 | 0 | 0 | 0 | 0 | 0 | 0 | 0 | 0 | 0 | 508
408
409 |  | 563 | Overhead Line Expense |  | F106 |  | 0 | 0 | 0 | 0 | 0 | 0 | 0 | 0 | 0 | 0 | 0 | 0 | 0 | 0 | 512
410
411 |  | 564 | Underground Line Expense |  | F106 |  | 0 | 0 | 0 | 0 | 0 | 0 | 0 | 0 | 0 | 0 | 0 | 0 | 0 | 0 | 516
412
413 |  | 565 | Transm of Electricity by Others |  | F10 |  | 0 | 0 | 0 | 0 | 0 | 0 | 0 | 0 | 0 | 0 | 0 | 0 | 0 | 0 | 520
414 |  |  | Energy |  | F30 |  | 0 | 0 | 0 | 0 | 0 | 0 | 0 | 0 | 0 | 0 | 0 | 0 | 0 | 0 | 521
415 | [6 empty] | 0 | 0 | 0 | 0 | 0 | 0 | 0 | 0 | 0 | 0 | 0 | 0 | 0 | 0
416
417 |  | 566 | Misc. Transmission Expense |  | F106 |  | 0 | 0 | 0 | 0 | 0 | 0 | 0 | 0 | 0 | 0 | 0 | 0 | 0 | 0 | 525
418
419 |  | 567 | Rents - Transmission |  | F106 |  | 0 | 0 | 0 | 0 | 0 | 0 | 0 | 0 | 0 | 0 | 0 | 0 | 0 | 0 | 529
420
421 |  | 568 | Maint Supervision & Engineering |  | F106 |  | 0 | 0 | 0 | 0 | 0 | 0 | 0 | 0 | 0 | 0 | 0 | 0 | 0 | 0 | 533
422
423 |  | 569 | Maintenance of Structures |  | F106 |  | 0 | 0 | 0 | 0 | 0 | 0 | 0 | 0 | 0 | 0 | 0 | 0 | 0 | 0 | 537
424
425 |  | 570 | Maint of Station Equipment |  | F106 |  | 0 | 0 | 0 | 0 | 0 | 0 | 0 | 0 | 0 | 0 | 0 | 0 | 0 | 0 | 541
426
427 |  | 571 | Maintenance of Overhead Lines |  | F106 |  | 0 | 0 | 0 | 0 | 0 | 0 | 0 | 0 | 0 | 0 | 0 | 0 | 0 | 0 | 545
428
429 |  | 572 | Maint of Underground Lines |  | F106 |  | 0 | 0 | 0 | 0 | 0 | 0 | 0 | 0 | 0 | 0 | 0 | 0 | 0 | 0 | 549
430
431 |  | 573 | Maint of Misc Transmission Plant |  | F106 |  | 0 | 0 | 0 | 0 | 0 | 0 | 0 | 0 | 0 | 0 | 0 | 0 | 0 | 0 | 553
432
433
434 |  | TOTAL TRANSMISSION EXPENSE |  |  |  |  | 0 | 0 | 0 | 0 | 0 | 0 | 0 | 0 | 0 | 0 | 0 | 0 | 0 | 0
435
436
437
438
439
440
441
442
443
444
445
446 |  | Distribution - METER - Unbundled |  |  |  |  | D: DISTRIBUTION EXPENSE
447
448
449 |  | A |  | B | C |  | D | E | F | G | H | I | J | K | L | M | N | O | P
450 |  | FERC ACCT |  | DESCRIPTION | COS Factor |  | Utah Jurisdiction Normalized | Residential Sch 1 | General Large Dist. Sch 6 | General +1 MW Sch 8 | Street & Area Lighting Sch. 7,11,12 | General Trans Sch 9 | General Secondary Sch 22 | Irrigation Sch 10 | Traffic Signals Sch 15 | Outdoor Lighting Sch 15 | General Small Dist. Sch 23 | Industrial Cust 1 | Industrial Cust 2
451 |  | 580 | Operation Supervision & Eng |  | F131 |  | 0 | 0 | 0 | 0 | 0 | 0 | 0 | 0 | 0 | 0 | 0 | 0 | 0 | 0 | 561
452
453 |  | 581 | Load Dispatching |  | F20 |  | 0 | 0 | 0 | 0 | 0 | 0 | 0 | 0 | 0 | 0 | 0 | 0 | 0 | 0 | 566
454
455 |  | 582 | Station Expense |  | F120 |  | 0 | 0 | 0 | 0 | 0 | 0 | 0 | 0 | 0 | 0 | 0 | 0 | 0 | 0 | 571
456
457 |  | 583 | Overhead Line Expenses |  | F132 |  | 0 | 0 | 0 | 0 | 0 | 0 | 0 | 0 | 0 | 0 | 0 | 0 | 0 | 0 | 576
458
459 |  | 584 | Underground Line Expense |  | F133 |  | 0 | 0 | 0 | 0 | 0 | 0 | 0 | 0 | 0 | 0 | 0 | 0 | 0 | 0 | 581
460
461 |  | 585 | Street Lighting & Signal Systems |  | F130 |  | 0 | 0 | 0 | 0 | 0 | 0 | 0 | 0 | 0 | 0 | 0 | 0 | 0 | 0 | 586
462
463 |  | 586 | Meter Expenses |  | F127 |  | 0 | 0 | 0 | 0 | 0 | 0 | 0 | 0 | 0 | 0 | 0 | 0 | 0 | 0 | 591
464
465 |  | 587 | Customer Installation Expenses |  | F20 |  | 0 | 0 | 0 | 0 | 0 | 0 | 0 | 0 | 0 | 0 | 0 | 0 | 0 | 0 | 596
466
467 |  | 588 | Misc. Distribution Expenses |  | F131 |  | 0 | 0 | 0 | 0 | 0 | 0 | 0 | 0 | 0 | 0 | 0 | 0 | 0 | 0 | 601
468
469 |  | 589 | Rents |  | F131 |  | 0 | 0 | 0 | 0 | 0 | 0 | 0 | 0 | 0 | 0 | 0 | 0 | 0 | 0 | 606
470
471 |  | 590 | Maint Supervision & Engineering |  | F131 |  | 0 | 0 | 0 | 0 | 0 | 0 | 0 | 0 | 0 | 0 | 0 | 0 | 0 | 0 | 611
472
473 |  | 591 | Maintenance of Structures |  | F119 |  | 0 | 0 | 0 | 0 | 0 | 0 | 0 | 0 | 0 | 0 | 0 | 0 | 0 | 0 | 616
474
475 |  | 592 | Maint of Station Equipment |  | F120 |  | 0 | 0 | 0 | 0 | 0 | 0 | 0 | 0 | 0 | 0 | 0 | 0 | 0 | 0 | 621
476
477 |  | 593 | Maintenance of Overhead Lines |  | F134 |  | 0 | 0 | 0 | 0 | 0 | 0 | 0 | 0 | 0 | 0 | 0 | 0 | 0 | 0 | 626
478
479 |  | 594 | Maint of Underground Lines |  | F135 |  | 0 | 0 | 0 | 0 | 0 | 0 | 0 | 0 | 0 | 0 | 0 | 0 | 0 | 0 | 631
480
481 |  | 595 | Maint of Line Transformers |  | F125 |  | 0 | 0 | 0 | 0 | 0 | 0 | 0 | 0 | 0 | 0 | 0 | 0 | 0 | 0 | 636
482
483 |  | 596 | Maint of Street Lighting & Signals |  | F130 |  | 0 | 0 | 0 | 0 | 0 | 0 | 0 | 0 | 0 | 0 | 0 | 0 | 0 | 0 | 641
484
485 |  | 597 | Maintenance of Meters |  | F127 |  | 0 | 0 | 0 | 0 | 0 | 0 | 0 | 0 | 0 | 0 | 0 | 0 | 0 | 0 | 646
486
487 |  | 598 | Maint of Misc. Distribution Plant |  | F131 |  | 0 | 0 | 0 | 0 | 0 | 0 | 0 | 0 | 0 | 0 | 0 | 0 | 0 | 0 | 651
488
489 |  | TOTAL DISTRIBUTION EXPENSE |  |  |  |  | 0 | 0 | 0 | 0 | 0 | 0 | 0 | 0 | 0 | 0 | 0 | 0 | 0 | 0
490
491
492 | [6 empty] | D: CUSTOMER ACCOUNTS EXPENSE
493
494
495 |  | 901 | Supervision |  | F136 |  | 0 | 0 | 0 | 0 | 0 | 0 | 0 | 0 | 0 | 0 | 0 | 0 | 0 | 0 | 658
496
497 |  | 902 | Meter Reading Expense |  | F47 |  | 0 | 0 | 0 | 0 | 0 | 0 | 0 | 0 | 0 | 0 | 0 | 0 | 0 | 0 | 663
498
499 |  | 903 | Customer Receipts & Collections |  | F48 |  | 0 | 0 | 0 | 0 | 0 | 0 | 0 | 0 | 0 | 0 | 0 | 0 | 0 | 0 | 668
500
501 |  | 904 | Uncollectible Accounts |  | F80 |  | 0 | 0 | 0 | 0 | 0 | 0 | 0 | 0 | 0 | 0 | 0 | 0 | 0 | 0 | 674
502
503 |  | 905 | Misc. Customer Accounts Exp |  | F136 |  | 0 | 0 | 0 | 0 | 0 | 0 | 0 | 0 | 0 | 0 | 0 | 0 | 0 | 0 | 679
504
505 |  | TOTAL CUSTOMER ACCOUNTS EXPENSE |  |  |  |  | 0 | 0 | 0 | 0 | 0 | 0 | 0 | 0 | 0 | 0 | 0 | 0 | 0 | 0
506
507 |  | Distribution - METER - Unbundled |  |  |  |  | D: CUSTOMER SERVICE EXPENSE
508
509 |  | A |  | B | C |  | D | E | F | G | H | I | J | K | L | M | N | O | P
510 |  | FERC ACCT |  | DESCRIPTION | COS Factor |  | Utah Jurisdiction Normalized | Residential Sch 1 | General Large Dist. Sch 6 | General +1 MW Sch 8 | Street & Area Lighting Sch. 7,11,12 | General Trans Sch 9 | General Secondary Sch 22 | Irrigation Sch 10 | Traffic Signals Sch 15 | Outdoor Lighting Sch 15 | General Small Dist. Sch 23 | Industrial Cust 1 | Industrial Cust 2
511 |  | 907 | Supervision |  | F40 |  | 0 | 0 | 0 | 0 | 0 | 0 | 0 | 0 | 0 | 0 | 0 | 0 | 0 | 0 | 686
512
513 |  | 908 | Customer Assistance |  | F40 |  | 0 | 0 | 0 | 0 | 0 | 0 | 0 | 0 | 0 | 0 | 0 | 0 | 0 | 0 | 691
514
515 |  | 909 | Informational & Instructional Adv |  | F40 |  | 0 | 0 | 0 | 0 | 0 | 0 | 0 | 0 | 0 | 0 | 0 | 0 | 0 | 0 | 696
516
517 |  | 910 | Misc. Customer Service |  | F40 |  | 0 | 0 | 0 | 0 | 0 | 0 | 0 | 0 | 0 | 0 | 0 | 0 | 0 | 0 | 701
518
519 |  | TOTAL CUSTOMER SERVICE EXPENSE |  |  |  |  | 0 | 0 | 0 | 0 | 0 | 0 | 0 | 0 | 0 | 0 | 0 | 0 | 0 | 0
520
521
522 | [6 empty] | D: SALES EXPENSE
523
524
525 |  | 911 | Supervision |  | F40 |  | 0 | 0 | 0 | 0 | 0 | 0 | 0 | 0 | 0 | 0 | 0 | 0 | 0 | 0 | 708
526
527 |  | 912 | Demonstration & Selling Expense |  | F40 |  | 0 | 0 | 0 | 0 | 0 | 0 | 0 | 0 | 0 | 0 | 0 | 0 | 0 | 0 | 713
528
529 |  | 913 | Advertising Expense |  | F40 |  | 0 | 0 | 0 | 0 | 0 | 0 | 0 | 0 | 0 | 0 | 0 | 0 | 0 | 0 | 718
530
531 |  | 916 | Misc. Sales Expense |  | F40 |  | 0 | 0 | 0 | 0 | 0 | 0 | 0 | 0 | 0 | 0 | 0 | 0 | 0 | 0 | 723
532
533 |  | TOTAL SALES EXPENSE |  |  |  |  | 0 | 0 | 0 | 0 | 0 | 0 | 0 | 0 | 0 | 0 | 0 | 0 | 0 | 0
534
535
536 | [6 empty] | D: ADMINISTRATION & GENERAL EXPENSE
537
538
539 |  | 920 | Administrative & General Salaries |  | F102M |  | 0 | 0 | 0 | 0 | 0 | 0 | 0 | 0 | 0 | 0 | 0 | 0 | 0 | 0 | 729
540 |  |  |  | Customer - System | F42 |  | 0 | 0 | 0 | 0 | 0 | 0 | 0 | 0 | 0 | 0 | 0 | 0 | 0 | 0 | 730
541 |  |  |  | System Overheads | F102M |  | 0 | 0 | 0 | 0 | 0 | 0 | 0 | 0 | 0 | 0 | 0 | 0 | 0 | 0 | 731
542 |  |  |  | Administrative & General Salaries |  |  | 0 | 0 | 0 | 0 | 0 | 0 | 0 | 0 | 0 | 0 | 0 | 0 | 0 | 0
543
544 |  | 921 | Office Supplies & expenses |  | F102M |  | 0 | 0 | 0 | 0 | 0 | 0 | 0 | 0 | 0 | 0 | 0 | 0 | 0 | 0 | 735
545 |  |  |  | Customer - System | F42 |  | 0 | 0 | 0 | 0 | 0 | 0 | 0 | 0 | 0 | 0 | 0 | 0 | 0 | 0 | 736
546 |  |  |  | System Overheads | F102M |  | 0 | 0 | 0 | 0 | 0 | 0 | 0 | 0 | 0 | 0 | 0 | 0 | 0 | 0 | 737
547 |  |  |  | Office Supplies & expenses |  |  | 0 | 0 | 0 | 0 | 0 | 0 | 0 | 0 | 0 | 0 | 0 | 0 | 0 | 0
548
549 |  | 922 | A&G Expenses Transferred |  | F102M |  | 0 | 0 | 0 | 0 | 0 | 0 | 0 | 0 | 0 | 0 | 0 | 0 | 0 | 0 | 741
550
551 |  | 923 | Outside Services |  | F102M |  | 0 | 0 | 0 | 0 | 0 | 0 | 0 | 0 | 0 | 0 | 0 | 0 | 0 | 0 | 744
552 |  |  |  | Customer - System | F42 |  | 0 | 0 | 0 | 0 | 0 | 0 | 0 | 0 | 0 | 0 | 0 | 0 | 0 | 0 | 745
553 |  |  |  | System Overheads | F102M |  | 0 | 0 | 0 | 0 | 0 | 0 | 0 | 0 | 0 | 0 | 0 | 0 | 0 | 0 | 746
554 |  |  |  | Outside Services |  |  | 0 | 0 | 0 | 0 | 0 | 0 | 0 | 0 | 0 | 0 | 0 | 0 | 0 | 0
555
556 |  | 924 | Property Insurance |  | F102M |  | 0 | 0 | 0 | 0 | 0 | 0 | 0 | 0 | 0 | 0 | 0 | 0 | 0 | 0 | 750
557 |  |  |  | System Generation | F10 |  | 0 | 0 | 0 | 0 | 0 | 0 | 0 | 0 | 0 | 0 | 0 | 0 | 0 | 0 | 751
558 |  |  |  | System Overheads | F102M |  | 0 | 0 | 0 | 0 | 0 | 0 | 0 | 0 | 0 | 0 | 0 | 0 | 0 |  | 752
559
560 |  | 925 | Injuries & Damages |  | F102M |  | 0 | 0 | 0 | 0 | 0 | 0 | 0 | 0 | 0 | 0 | 0 | 0 | 0 | 0 | 756
561
562 |  | 926 | Employee Pensions & Benefits |  | F138M |  | 0 | 0 | 0 | 0 | 0 | 0 | 0 | 0 | 0 | 0 | 0 | 0 | 0 | 0 | 763
563
564 |  | 927 | Franchise Requirements |  | F102 |  | 0 | 0 | 0 | 0 | 0 | 0 | 0 | 0 | 0 | 0 | 0 | 0 | 0 | 0 | 768
565
566 |  | 928 | Regulatory Commission Expense |  | F102 |  | 7826836.7428 | 3172015.6191 | 2119332.8148 | 577085.5986 | 36422.556 | 1019525.7438 | 5918.3996 | 77959.2094 | 2728.216 | 2871.9206 | 567677.0926 | 127935.3401 | 117364.2322 | 0 | 775
567 |  |  |  | Regulatory Expense | F103 |  | 0 | 0 | 0 | 0 | 0 | 0 | 0 | 0 | 0 | 0 | 0 | 0 | 0 | 0 | 777
568
569 |  | 929 | Duplicate Charges |  | F102M |  | 0 | 0 | 0 | 0 | 0 | 0 | 0 | 0 | 0 | 0 | 0 | 0 | 0 | 0 | 782
570
571 |  | 930 | Misc General Expenses
572 |  |  |  | Situs | F102M |  | 0 | 0 | 0 | 0 | 0 | 0 | 0 | 0 | 0 | 0 | 0 | 0 | 0 | 0 | 785
573 |  |  |  | Customer | F42 |  | 0 | 0 | 0 | 0 | 0 | 0 | 0 | 0 | 0 | 0 | 0 | 0 | 0 | 0 | 786
574 |  |  |  | Labor | F138M |  | 0 | 0 | 0 | 0 | 0 | 0 | 0 | 0 | 0 | 0 | 0 | 0 | 0 | 0 | 787
575
576 |  | 931 | Rents |  | F102M |  | 0 | 0 | 0 | 0 | 0 | 0 | 0 | 0 | 0 | 0 | 0 | 0 | 0 | 0 | 793
577
578 |  | 935 | Maintenance of General Plant |  | F108 |  | 0 | 0 | 0 | 0 | 0 | 0 | 0 | 0 | 0 | 0 | 0 | 0 | 0 | 0 | 799
579
580 |  | TOTAL ADMINISTRATIVE & GEN EXPENSE |  |  |  |  | 7826836.7428 | 3172015.6191 | 2119332.8148 | 577085.5986 | 36422.556 | 1019525.7438 | 5918.3996 | 77959.2094 | 2728.216 | 2871.9206 | 567677.0926 | 127935.3401 | 117364.2322 | 0
581
582
583 |  | TOTAL O & M EXPENSE |  |  |  |  | 8912800.0228 | 3542577.4123 | 2424900.2918 | 664691.7725 | 38399.7062 | 1209885.6569 | 6850.7276 | 87916.943 | 3035.6037 | 3301.8163 | 639845.4566 | 151955.0777 | 139439.5581 | 0
584
585 |  | Distribution - METER - Unbundled |  |  |  |  | D: DEPRECIATION EXPENSE
586
587 |  | A |  | B | C |  | D | E | F | G | H | I | J | K | L | M | N | O | P
588 |  | FERC ACCT |  | DESCRIPTION | COS Factor |  | Utah Jurisdiction Normalized | Residential Sch 1 | General Large Dist. Sch 6 | General +1 MW Sch 8 | Street & Area Lighting Sch. 7,11,12 | General Trans Sch 9 | General Secondary Sch 22 | Irrigation Sch 10 | Traffic Signals Sch 15 | Outdoor Lighting Sch 15 | General Small Dist. Sch 23 | Industrial Cust 1 | Industrial Cust 2
589 |  | 403SP | Steam Depreciation |  | F10 |  | 0 | 0 | 0 | 0 | 0 | 0 | 0 | 0 | 0 | 0 | 0 | 0 | 0 | 0 | 811
590
591 |  | 403NP | Nuclear Depreciation |  | F10 |  | 0 | 0 | 0 | 0 | 0 | 0 | 0 | 0 | 0 | 0 | 0 | 0 | 0 | 0 | 815
592
593 |  | 403HP | Hydro Depreciation |  | F10 |  | 0 | 0 | 0 | 0 | 0 | 0 | 0 | 0 | 0 | 0 | 0 | 0 | 0 | 0 | 822
594
595 |  | 403OP | Other Production Depreciation |  | F10 |  | 0 | 0 | 0 | 0 | 0 | 0 | 0 | 0 | 0 | 0 | 0 | 0 | 0 | 0 | 825
596 |  |  |  | Simple Cycle Combustion Turbine | F10 |  | 0 | 0 | 0 | 0 | 0 | 0 | 0 | 0 | 0 | 0 | 0 | 0 | 0 | 0 | 826
597 |  |  |  | System Generation | F10 |  | 0 | 0 | 0 | 0 | 0 | 0 | 0 | 0 | 0 | 0 | 0 | 0 | 0 | 0 | 827
598 |  |  |  | Wind Generation | F10 |  | 0 | 0 | 0 | 0 | 0 | 0 | 0 | 0 | 0 | 0 | 0 | 0 | 0 | 0 | 828
599 |  |  |  | Total 403OP |  |  | 0 | 0 | 0 | 0 | 0 | 0 | 0 | 0 | 0 | 0 | 0 | 0 | 0 | 0
600
601 |  | 403TP | Transmission Depreciation |  | F106 |  | 0 | 0 | 0 | 0 | 0 | 0 | 0 | 0 | 0 | 0 | 0 | 0 | 0 | 0 | 835
602
603 |  | 403 | Distribution Depreciation
604 |  |  |  | Land Rights | F118 |  | 0 | 0 | 0 | 0 | 0 | 0 | 0 | 0 | 0 | 0 | 0 | 0 | 0 | 0 | 838
605 |  |  |  | Structures | F119 |  | 0 | 0 | 0 | 0 | 0 | 0 | 0 | 0 | 0 | 0 | 0 | 0 | 0 | 0 | 839
606 |  |  |  | Station Equip | F120 |  | 0 | 0 | 0 | 0 | 0 | 0 | 0 | 0 | 0 | 0 | 0 | 0 | 0 | 0 | 840
607 |  |  |  | Poles & Towers | F121 |  | 0 | 0 | 0 | 0 | 0 | 0 | 0 | 0 | 0 | 0 | 0 | 0 | 0 | 0 | 842
608 |  |  |  | OH Conductors | F122 |  | 0 | 0 | 0 | 0 | 0 | 0 | 0 | 0 | 0 | 0 | 0 | 0 | 0 | 0 | 843
609 |  |  |  | UG Conduit | F123 |  | 0 | 0 | 0 | 0 | 0 | 0 | 0 | 0 | 0 | 0 | 0 | 0 | 0 | 0 | 844
610 |  |  |  | UG Conductor | F124 |  | 0 | 0 | 0 | 0 | 0 | 0 | 0 | 0 | 0 | 0 | 0 | 0 | 0 | 0 | 845
611 |  |  |  | Line Transformer | F125 |  | 0 | 0 | 0 | 0 | 0 | 0 | 0 | 0 | 0 | 0 | 0 | 0 | 0 | 0 | 846
612 |  |  |  | Services | F126 |  | 0 | 0 | 0 | 0 | 0 | 0 | 0 | 0 | 0 | 0 | 0 | 0 | 0 | 0 | 847
613 |  |  |  | Meters | F127 |  | 0 | 0 | 0 | 0 | 0 | 0 | 0 | 0 | 0 | 0 | 0 | 0 | 0 | 0 | 848
614 |  |  |  | Inst Cust Premises | F128 |  | 0 | 0 | 0 | 0 | 0 | 0 | 0 | 0 | 0 | 0 | 0 | 0 | 0 | 0 | 849
615 |  |  |  | Leased Property | F129 |  | 0 | 0 | 0 | 0 | 0 | 0 | 0 | 0 | 0 | 0 | 0 | 0 | 0 | 0 | 850
616 |  |  |  | Street Lighting | F130 |  | 0 | 0 | 0 | 0 | 0 | 0 | 0 | 0 | 0 | 0 | 0 | 0 | 0 | 0 | 851
617 |  |  | Total Distribution Expense |  |  |  | 0 | 0 | 0 | 0 | 0 | 0 | 0 | 0 | 0 | 0 | 0 | 0 | 0 | 0
618
619 |  | 403GP | General Depreciation
620 |  |  |  | Situs | F107M |  | 0 | 0 | 0 | 0 | 0 | 0 | 0 | 0 | 0 | 0 | 0 | 0 | 0 | 0 | 855
621 |  |  |  | System Generation | F105M |  | 0 | 0 | 0 | 0 | 0 | 0 | 0 | 0 | 0 | 0 | 0 | 0 | 0 | 0 | 856
622 |  |  |  | System Generation | F105M |  | 0 | 0 | 0 | 0 | 0 | 0 | 0 | 0 | 0 | 0 | 0 | 0 | 0 | 0 | 857
623 |  |  |  | Energy | F30 |  | 0 | 0 | 0 | 0 | 0 | 0 | 0 | 0 | 0 | 0 | 0 | 0 | 0 | 0 | 858
624 |  |  |  | Customer - System | F42 |  | 0 | 0 | 0 | 0 | 0 | 0 | 0 | 0 | 0 | 0 | 0 | 0 | 0 | 0 | 859
625 |  |  |  | System Generation | F105M |  | 0 | 0 | 0 | 0 | 0 | 0 | 0 | 0 | 0 | 0 | 0 | 0 | 0 | 0 | 860
626 |  |  |  | System Overheads | F102M |  | 0 | 0 | 0 | 0 | 0 | 0 | 0 | 0 | 0 | 0 | 0 | 0 | 0 | 0 | 861
627 |  |  |  | Simple Cycle Combustion Turbine | F10 |  | 0 | 0 | 0 | 0 | 0 | 0 | 0 | 0 | 0 | 0 | 0 | 0 | 0 | 0 | 862
628 |  |  |  | Cholla | F10 |  | 0 | 0 | 0 | 0 | 0 | 0 | 0 | 0 | 0 | 0 | 0 | 0 | 0 | 0 | 863
629 |  |  | Total General Expense |  |  |  | 0 | 0 | 0 | 0 | 0 | 0 | 0 | 0 | 0 | 0 | 0 | 0 | 0 | 0
630
631 |  | 403GV0 | General Vehicles |  | F105M |  | 0 | 0 | 0 | 0 | 0 | 0 | 0 | 0 | 0 | 0 | 0 | 0 | 0 | 0 | 868
632
633 |  | 403MP | Mining Depreciation |  | F30 |  | 0 | 0 | 0 | 0 | 0 | 0 | 0 | 0 | 0 | 0 | 0 | 0 | 0 | 0 | 872
634
635 |  | 403EP | Experimental Plant Depreciation |  | F10 |  | 0 | 0 | 0 | 0 | 0 | 0 | 0 | 0 | 0 | 0 | 0 | 0 | 0 | 0 | 877
636
637
638 |  | TOTAL DEPRECIATION EXPENSE |  |  |  |  | 0 | 0 | 0 | 0 | 0 | 0 | 0 | 0 | 0 | 0 | 0 | 0 | 0 | 0
639
640 | [6 empty] | D: AMORTIZATION EXPENSE
641
642
643 |  | 404CLG | Amort of LT Plant - Cap. Lease Gen
644 |  |  | Situs |  | F10 |  | 0 | 0 | 0 | 0 | 0 | 0 | 0 | 0 | 0 | 0 | 0 | 0 | 0 | 0 | 882
645 |  |  | System Generation |  | F10 |  | 0 | 0 | 0 | 0 | 0 | 0 | 0 | 0 | 0 | 0 | 0 | 0 | 0 | 0 | 883
646 |  |  | System Overheads |  | F102M |  | 0 | 0 | 0 | 0 | 0 | 0 | 0 | 0 | 0 | 0 | 0 | 0 | 0 | 0 | 884
647 |  |  | System Generation |  | F10 |  | 0 | 0 | 0 | 0 | 0 | 0 | 0 | 0 | 0 | 0 | 0 | 0 | 0 | 0 | 885
648 |  |  | Customer - System |  | F42 |  | 0 | 0 | 0 | 0 | 0 | 0 | 0 | 0 | 0 | 0 | 0 | 0 | 0 | 0 | 886
649 |  |  | System Generation |  | F10 |  | 0 | 0 | 0 | 0 | 0 | 0 | 0 | 0 | 0 | 0 | 0 | 0 | 0 | 0 | 887
650 |  |  | Total Amort. Cap. Lease General |  |  |  | 0 | 0 | 0 | 0 | 0 | 0 | 0 | 0 | 0 | 0 | 0 | 0 | 0 | 0
651
652 |  | 404CLS | Amort of LT Plant - Cap Lease Steam |  | F10 |  | 0 | 0 | 0 | 0 | 0 | 0 | 0 | 0 | 0 | 0 | 0 | 0 | 0 | 0 | 892
653
654 |  | 404IP | Amort of LT Plant - Intangible Plant
655 |  |  |  | Situs | F107M |  | 0 | 0 | 0 | 0 | 0 | 0 | 0 | 0 | 0 | 0 | 0 | 0 | 0 | 0 | 895
656 |  |  |  | Energy | F30 |  | 0 | 0 | 0 | 0 | 0 | 0 | 0 | 0 | 0 | 0 | 0 | 0 | 0 | 0 | 896
657 |  |  |  | System Generation | F105M |  | 0 | 0 | 0 | 0 | 0 | 0 | 0 | 0 | 0 | 0 | 0 | 0 | 0 | 0 | 897
658 |  |  |  | System Overheads | F102M |  | 0 | 0 | 0 | 0 | 0 | 0 | 0 | 0 | 0 | 0 | 0 | 0 | 0 | 0 | 898
659 |  |  |  | Customer - System | F42 |  | 0 | 0 | 0 | 0 | 0 | 0 | 0 | 0 | 0 | 0 | 0 | 0 | 0 | 0 | 899
660 |  |  |  | System Generation | F105M |  | 0 | 0 | 0 | 0 | 0 | 0 | 0 | 0 | 0 | 0 | 0 | 0 | 0 | 0 | 900
661 |  |  |  | System Generation | F105M |  | 0 | 0 | 0 | 0 | 0 | 0 | 0 | 0 | 0 | 0 | 0 | 0 | 0 | 0 | 901
662 |  |  |  | System Generation | F105M |  | 0 | 0 | 0 | 0 | 0 | 0 | 0 | 0 | 0 | 0 | 0 | 0 | 0 | 0 | 902
663 |  |  |  | System Generation | F105M |  | 0 | 0 | 0 | 0 | 0 | 0 | 0 | 0 | 0 | 0 | 0 | 0 | 0 | 0 | 903
664 |  |  |  | System Generation | F105M |  | 0 | 0 | 0 | 0 | 0 | 0 | 0 | 0 | 0 | 0 | 0 | 0 | 0 | 0 | 904
665 |  |  |  | System Generation | F10 |  | 0 | 0 | 0 | 0 | 0 | 0 | 0 | 0 | 0 | 0 | 0 | 0 | 0 | 0 | 905
666 |  |  | Total Amort. Intangible Plant |  |  |  | 0 | 0 | 0 | 0 | 0 | 0 | 0 | 0 | 0 | 0 | 0 | 0 | 0 | 0
667
668 |  | Distribution - METER - Unbundled |  |  |  |  | D: AMORTIZATION EXPENSE (continued)
669
670
671 |  | A |  | B | C |  | D | E | F | G | H | I | J | K | L | M | N | O | P
672 |  | FERC ACCT |  | DESCRIPTION | COS Factor |  | Utah Jurisdiction Normalized | Residential Sch 1 | General Large Dist. Sch 6 | General +1 MW Sch 8 | Street & Area Lighting Sch. 7,11,12 | General Trans Sch 9 | General Secondary Sch 22 | Irrigation Sch 10 | Traffic Signals Sch 15 | Outdoor Lighting Sch 15 | General Small Dist. Sch 23 | Industrial Cust 1 | Industrial Cust 2
673 |  | 404O | Amort of LT Plant - Other Plant |  | F10 |  | 0 | 0 | 0 | 0 | 0 | 0 | 0 | 0 | 0 | 0 | 0 | 0 | 0 | 0 | 910
674
675 |  | 404HP | Amort of Other Electric Plant |  | F10 |  | 0 | 0 | 0 | 0 | 0 | 0 | 0 | 0 | 0 | 0 | 0 | 0 | 0 | 0 | 915
676
677 |  | 405 | Amort of Other Electric Plant |  | F10 |  | 0 | 0 | 0 | 0 | 0 | 0 | 0 | 0 | 0 | 0 | 0 | 0 | 0 | 0 | 923
678
679 |  | 406 | Amort of Plant Acquisition Adj |  | F10 |  | 0 | 0 | 0 | 0 | 0 | 0 | 0 | 0 | 0 | 0 | 0 | 0 | 0 | 0 | 931
680
681 |  | 407 | Amort of Prop Losses, Unrec Plant, |  | F151 |  | 0 | 0 | 0 | 0 | 0 | 0 | 0 | 0 | 0 | 0 | 0 | 0 | 0 | 0 | 940
682
683
684 |  | TOTAL AMORTIZATION EXPENSE |  |  |  |  | 0 | 0 | 0 | 0 | 0 | 0 | 0 | 0 | 0 | 0 | 0 | 0 | 0 | 0
685
686
687 | [6 empty] | D: TAX OTHER THAN INCOME
688
689
690 |  | 408 | Total Taxes Other Than Income |  | F101M |  | 11.28 | 4.5668 | 3.0552 | 0.83222 | 0.052354 | 1.4724 | 0.0085398 | 0.11231 | 0.0039292 | 0.0041478 | 0.81774 | 0.18476 | 0.16966 | 0 | 953
691
692
693 | [6 empty] | D: DEFERRED ITC
694
695
696 |  | 41140 | Deferred I T C - Federal |  | F101M |  | 0 | 0 | 0 | 0 | 0 | 0 | 0 | 0 | 0 | 0 | 0 | 0 | 0 | 0 | 958
697
698 |  | 41141 | Deferred I T C - Idaho |  | F101M |  | 0 | 0 | 0 | 0 | 0 | 0 | 0 | 0 | 0 | 0 | 0 | 0 | 0 | 0 | 961
699
700 |  | TOTAL DEFERRED ITC |  |  |  |  | 0 | 0 | 0 | 0 | 0 | 0 | 0 | 0 | 0 | 0 | 0 | 0 | 0 | 0
701
702 |  | 427 | Interest on Long-Term Debt |  |  |  | 129190.3245 | 52303.6159 | 34991.0049 | 9531.4328 | 599.6131 | 16863.2604 | 97.8063 | 1286.2897 | 45.001 | 47.5045 | 9365.6146 | 2116.1005 | 1943.0809 | 0
703
704 |  | 428-432 |  | Electric Interest Deductions for Tax | F104M |  | 0 | 0 | 0 | 0 | 0 | 0 | 0 | 0 | 0 | 0 | 0 | 0 | 0 | 0 | 990
705
706 | [6 empty] | D: DEFERRED INCOME TAXES
707
708
709 |  | 41010 | Deferred Income Tax - Federal-DR |  | F101M |  | 0 | 0 | 0 | 0 | 0 | 0 | 0 | 0 | 0 | 0 | 0 | 0 | 0 | 0 | 1016
710
711 |  | 41020 | Deferred Income Tax - State-DR |  | F101M |  | 0 | 0 | 0 | 0 | 0 | 0 | 0 | 0 | 0 | 0 | 0 | 0 | 0 | 0 | 1031
712
713 |  | 41120 | Deferred Income Tax - Federal-CR |  | F101M |  | 0 | 0 | 0 | 0 | 0 | 0 | 0 | 0 | 0 | 0 | 0 | 0 | 0 | 0 | 1050
714
715 |  | 41111 | Deferred Income Tax - State-CR |  | F101M |  | 0 | 0 | 0 | 0 | 0 | 0 | 0 | 0 | 0 | 0 | 0 | 0 | 0 | 0 | 1065
716
717 |  | TOTAL DEFERRED INCOME TAXES |  |  |  |  | 0 | 0 | 0 | 0 | 0 | 0 | 0 | 0 | 0 | 0 | 0 | 0 | 0 | 0
718
719 |  | SCHMAF | Additions - Flow Through
720 |  |  |  | S | F101M |  | 0 | 0 | 0 | 0 | 0 | 0 | 0 | 0 | 0 | 0 | 0 | 0 | 0 | 0 | 1070
721 |  |  |  | SNP | F104M |  | 0 | 0 | 0 | 0 | 0 | 0 | 0 | 0 | 0 | 0 | 0 | 0 | 0 | 0 | 1071
722 |  |  |  | SO | F102M |  | 0 | 0 | 0 | 0 | 0 | 0 | 0 | 0 | 0 | 0 | 0 | 0 | 0 | 0 | 1072
723 |  |  |  | SE | F30 |  | 0 | 0 | 0 | 0 | 0 | 0 | 0 | 0 | 0 | 0 | 0 | 0 | 0 | 0 | 1073
724 |  |  |  | TROJP | F10 |  | 0 | 0 | 0 | 0 | 0 | 0 | 0 | 0 | 0 | 0 | 0 | 0 | 0 | 0 | 1074
725 |  |  |  | SG | F10 |  | 0 | 0 | 0 | 0 | 0 | 0 | 0 | 0 | 0 | 0 | 0 | 0 | 0 | 0 | 1075
726
727
728 |  | SCHMAP | Additions - Permanent
729 |  |  |  | S | F101M |  | 0 | 0 | 0 | 0 | 0 | 0 | 0 | 0 | 0 | 0 | 0 | 0 | 0 | 0 | 1079
730 |  |  |  | SE | F30 |  | 0 | 0 | 0 | 0 | 0 | 0 | 0 | 0 | 0 | 0 | 0 | 0 | 0 | 0 | 1080
731 |  |  |  | SNP | F104M |  | 0 | 0 | 0 | 0 | 0 | 0 | 0 | 0 | 0 | 0 | 0 | 0 | 0 | 0 | 1081
732 |  |  |  | SO | F102M |  | 0 | 0 | 0 | 0 | 0 | 0 | 0 | 0 | 0 | 0 | 0 | 0 | 0 | 0 | 1082
733 |  |  |  | SG | F10 |  | 0 | 0 | 0 | 0 | 0 | 0 | 0 | 0 | 0 | 0 | 0 | 0 | 0 | 0 | 1083
734 |  |  |  | BADDEBT | F80 |  | 0 | 0 | 0 | 0 | 0 | 0 | 0 | 0 | 0 | 0 | 0 | 0 | 0 | 0 | 1084
735
736
737 |  | SCHMAT | Additions - Temporary
738 |  |  |  | S | F101M |  | 0 | 0 | 0 | 0 | 0 | 0 | 0 | 0 | 0 | 0 | 0 | 0 | 0 | 0 | 1088
739 |  |  |  | SGCT | F10 |  | 0 | 0 | 0 | 0 | 0 | 0 | 0 | 0 | 0 | 0 | 0 | 0 | 0 | 0 | 1089
740 |  |  |  | CIAC | F104M |  | 0 | 0 | 0 | 0 | 0 | 0 | 0 | 0 | 0 | 0 | 0 | 0 | 0 | 0 | 1090
741 |  |  |  | SNP | F104M |  | 0 | 0 | 0 | 0 | 0 | 0 | 0 | 0 | 0 | 0 | 0 | 0 | 0 | 0 | 1091
742 |  |  |  | TROJD | F10 |  | 0 | 0 | 0 | 0 | 0 | 0 | 0 | 0 | 0 | 0 | 0 | 0 | 0 | 0 | 1092
743 |  |  |  | SG | F10 |  | 0 | 0 | 0 | 0 | 0 | 0 | 0 | 0 | 0 | 0 | 0 | 0 | 0 | 0 | 1093
744 |  |  |  | SE | F30 |  | 0 | 0 | 0 | 0 | 0 | 0 | 0 | 0 | 0 | 0 | 0 | 0 | 0 | 0 | 1094
745 |  |  |  | SG | F10 |  | 0 | 0 | 0 | 0 | 0 | 0 | 0 | 0 | 0 | 0 | 0 | 0 | 0 | 0 | 1095
746 |  |  |  | GPS | F102M |  | 404.2251 | 163.8221 | 109.4552 | 29.8042 | 1.8811 | 52.6545 | 0.30566 | 4.0263 | 0.1409 | 0.14832 | 29.3183 | 6.6074 | 6.0614 | 0 | 1096
747 |  |  |  | SO | F102M |  | 0 | 0 | 0 | 0 | 0 | 0 | 0 | 0 | 0 | 0 | 0 | 0 | 0 | 0 | 1097
748 |  |  |  | SNPD | F104M |  | 0 | 0 | 0 | 0 | 0 | 0 | 0 | 0 | 0 | 0 | 0 | 0 | 0 | 0 | 1098
749 |  |  |  | BADDEBT | F80 |  | 0 | 0 | 0 | 0 | 0 | 0 | 0 | 0 | 0 | 0 | 0 | 0 | 0 | 0 | 1099
750 |  |  |  | TAXDEPR | F151M |  | 0 | 0 | 0 | 0 | 0 | 0 | 0 | 0 | 0 | 0 | 0 | 0 | 0 | 0 | 1100
751 |  |  |  | SCHMDEXP | F151M |  | 0 | 0 | 0 | 0 | 0 | 0 | 0 | 0 | 0 | 0 | 0 | 0 | 0 | 0 | 1101
752
753
754 |  | TOTAL SCHEDULE - M ADDITIONS |  |  |  |  | 404.2251 | 163.8221 | 109.4552 | 29.8042 | 1.8811 | 52.6545 | 0.30566 | 4.0263 | 0.1409 | 0.14832 | 29.3183 | 6.6074 | 6.0614 | 0
755
756 |  | SCHMDF | Deductions - Flow Through
757 |  |  |  | S | F101M |  | 0 | 0 | 0 | 0 | 0 | 0 | 0 | 0 | 0 | 0 | 0 | 0 | 0 | 0 | 1107
758 |  |  |  | DGP | F10 |  | 0 | 0 | 0 | 0 | 0 | 0 | 0 | 0 | 0 | 0 | 0 | 0 | 0 | 0 | 1108
759 |  |  |  | DGU | F10 |  | 0 | 0 | 0 | 0 | 0 | 0 | 0 | 0 | 0 | 0 | 0 | 0 | 0 | 0 | 1109
760
761 |  | SCHMDP | Deductions - Permanent
762 |  |  |  | S | F101M |  | 0 | 0 | 0 | 0 | 0 | 0 | 0 | 0 | 0 | 0 | 0 | 0 | 0 | 0 | 1112
763 |  |  |  | SE | F30 |  | 0 | 0 | 0 | 0 | 0 | 0 | 0 | 0 | 0 | 0 | 0 | 0 | 0 | 0 | 1113
764 |  |  |  | SNP | F104M |  | 0 | 0 | 0 | 0 | 0 | 0 | 0 | 0 | 0 | 0 | 0 | 0 | 0 | 0 | 1114
765 |  |  |  | IBT | F150M |  | -5.6467 | -2.2016 | -1.7874 | -0.4287 | -0.057258 | -0.5004 | -0.0055187 | -0.047634 | -0.0031438 | -0.0062689 | -0.49075 | -0.043954 | -0.074005 | 0 | 1115
766 |  |  |  | SG | F10 |  | 0 | 0 | 0 | 0 | 0 | 0 | 0 | 0 | 0 | 0 | 0 | 0 | 0 | 0 | 1116
767 |  |  |  | SO | F102M |  | 0 | 0 | 0 | 0 | 0 | 0 | 0 | 0 | 0 | 0 | 0 | 0 | 0 | 0 | 1117
768
769
770 |  | SCHMDT | Deductions - Temporary
771 |  |  |  | S | F101M |  | 0 | 0 | 0 | 0 | 0 | 0 | 0 | 0 | 0 | 0 | 0 | 0 | 0 | 0 | 1121
772 |  |  |  | BADDEBT | F80 |  | 0 | 0 | 0 | 0 | 0 | 0 | 0 | 0 | 0 | 0 | 0 | 0 | 0 | 0 | 1122
773 |  |  |  | SNP | F104M |  | 0 | 0 | 0 | 0 | 0 | 0 | 0 | 0 | 0 | 0 | 0 | 0 | 0 | 0 | 1123
774 |  |  |  | CN | F40 |  | 0 | 0 | 0 | 0 | 0 | 0 | 0 | 0 | 0 | 0 | 0 | 0 | 0 | 0 | 1124
775 |  |  |  | TROJD | F10 |  | 14.0339 | 4.7888 | 3.9489 | 1.1321 | 0.025551 | 2.46 | 0.012049 | 0.12868 | 0.0039724 | 0.0055556 | 0.93263 | 0.31041 | 0.28528 | 0 | 1125
776 |  |  |  | DGP | F10 |  | 0 | 0 | 0 | 0 | 0 | 0 | 0 | 0 | 0 | 0 | 0 | 0 | 0 | 0 | 1126
777 |  |  |  | SE | F30 |  | 0 | 0 | 0 | 0 | 0 | 0 | 0 | 0 | 0 | 0 | 0 | 0 | 0 | 0 | 1127
778 |  |  |  | SG | F10 |  | 0 | 0 | 0 | 0 | 0 | 0 | 0 | 0 | 0 | 0 | 0 | 0 | 0 | 0 | 1128
779 |  |  |  | GPS | F102M |  | 0 | 0 | 0 | 0 | 0 | 0 | 0 | 0 | 0 | 0 | 0 | 0 | 0 | 0 | 1129
780 |  |  |  | SO | F102M |  | 0 | 0 | 0 | 0 | 0 | 0 | 0 | 0 | 0 | 0 | 0 | 0 | 0 | 0 | 1130
781 |  |  |  | TAXDEPR | F151M |  | 0 | 0 | 0 | 0 | 0 | 0 | 0 | 0 | 0 | 0 | 0 | 0 | 0 | 0 | 1131
782 |  |  |  | SNPD | F104M |  | 0 | 0 | 0 | 0 | 0 | 0 | 0 | 0 | 0 | 0 | 0 | 0 | 0 | 0 | 1132
783
784
785 |  | TOTAL SCHEDULE - M DEDUCTIONS |  |  |  |  | 8.3873 | 2.5871 | 2.1615 | 0.70344 | -0.031707 | 1.9596 | 0.0065298 | 0.08105 | 0.00082862 | -0.0007133 | 0.44188 | 0.26645 | 0.21127 | 0
786
787 |  | TOTAL SCHEDULE - M ADJUSTMENTS |  |  |  |  | 395.8379 | 161.2349 | 107.2937 | 29.1007 | 1.9128 | 50.6948 | 0.29913 | 3.9452 | 0.14007 | 0.14904 | 28.8764 | 6.3409 | 5.8501 | 0
788
789
790
791 | [6 empty] | D: INCOME TAXES
792
793 |  |  | State Income Taxes Before Credits |  | F150M |  | 17722.3639 | 6909.9593 | 5609.8398 | 1345.4811 | 179.7079 | 1570.5324 | 17.3209 | 149.5014 | 9.8668 | 19.6751 | 1540.2582 | 137.9517 | 232.2694 | 0 | 1140
794 |  |  | Renewable Energy Credits |  | F10 |  | 0 | 0 | 0 | 0 | 0 | 0 | 0 | 0 | 0 | 0 | 0 | 0 | 0 | 0 | 1142
795 |  | 40911 | State Income Taxes |  |  |  | 17722.3639 | 6909.9593 | 5609.8398 | 1345.4811 | 179.7079 | 1570.5324 | 17.3209 | 149.5014 | 9.8668 | 19.6751 | 1540.2582 | 137.9517 | 232.2694 | 0
796
797 |  | Calculation of Taxable Income
798
799 |  |  | Operating Revenues |  |  |  | 9431966.2277 | 3746926.1058 | 2583351.8107 | 703831.0834 | 42955.783 | 1261292.9194 | 7329.7602 | 92492.3816 | 3297.8001 | 3782.5488 | 683109.4039 | 157103.606 | 146493.0247 | 0
800 |  |  | Operating Deductions
801 |  |  | O & M Expenses |  |  |  | 8912800.0228 | 3542577.4123 | 2424900.2918 | 664691.7725 | 38399.7062 | 1209885.6569 | 6850.7276 | 87916.943 | 3035.6037 | 3301.8163 | 639845.4566 | 151955.0777 | 139439.5581 | 0
802 |  |  | Depreciation Expense |  |  |  | 0 | 0 | 0 | 0 | 0 | 0 | 0 | 0 | 0 | 0 | 0 | 0 | 0 | 0
803 |  |  | Amortization Expense |  |  |  | 0 | 0 | 0 | 0 | 0 | 0 | 0 | 0 | 0 | 0 | 0 | 0 | 0 | 0
804 |  |  | Taxes Other Than Income |  |  |  | 11.28 | 4.5668 | 3.0552 | 0.83222 | 0.052354 | 1.4724 | 0.0085398 | 0.11231 | 0.0039292 | 0.0041478 | 0.81774 | 0.18476 | 0.16966 | 0
805 |  |  | Interest & Dividends (AFUDC-Equity) |  | F104M |  | 0 | 0 | 0 | 0 | 0 | 0 | 0 | 0 | 0 | 0 | 0 | 0 | 0 | 0 | 1153
806 |  |  | Misc Revenue & Expense |  |  |  | 0 | 0 | 0 | 0 | 0 | 0 | 0 | 0 | 0 | 0 | 0 | 0 | 0 | 0
807 |  |  | Total Operating Deductions |  |  |  | 8912811.3028 | 3542581.9791 | 2424903.347 | 664692.6047 | 38399.7586 | 1209887.1293 | 6850.7361 | 87917.0553 | 3035.6077 | 3301.8205 | 639846.2744 | 151955.2625 | 139439.7278 | 0
808 |  |  | Other Deductions
809 |  |  | Interest Deductions |  | F101M |  | 129190.3245 | 52303.6159 | 34991.0049 | 9531.4328 | 599.6131 | 16863.2604 | 97.8063 | 1286.2897 | 45.001 | 47.5045 | 9365.6146 | 2116.1005 | 1943.0809 | 0
810 |  |  | Interest on PCRBS |  |  |  | 0 | 0 | 0 | 0 | 0 | 0 | 0 | 0 | 0 | 0 | 0 | 0 | 0 | 0
811 |  |  | Schedule M Adjustments |  |  |  | 395.8379 | 161.2349 | 107.2937 | 29.1007 | 1.9128 | 50.6948 | 0.29913 | 3.9452 | 0.14007 | 0.14904 | 28.8764 | 6.3409 | 5.8501 | 0
812
813 |  |  | Income Before State Taxes |  |  |  | 390360.4382 | 152201.7458 | 123564.7525 | 29636.1467 | 3958.3241 | 34593.2246 | 381.5169 | 3292.9819 | 217.3315 | 433.3729 | 33926.3912 | 3038.584 | 5116.0661 | 0
814
815 |  |  | State Income Taxes |  |  |  | 17722.3639 | 6909.9593 | 5609.8398 | 1345.4811 | 179.7079 | 1570.5324 | 17.3209 | 149.5014 | 9.8668 | 19.6751 | 1540.2582 | 137.9517 | 232.2694 | 0
816
817 |  |  | Adjustments to Calculated Tax:
818 |  |  |  | PMI | F30 |  | 0 | 0 | 0 | 0 | 0 | 0 | 0 | 0 | 0 | 0 | 0 | 0 | 0 | 0 | 1172
819 |  |  |  | Renewable Energy Credits | F10 |  | 0 | 0 | 0 | 0 | 0 | 0 | 0 | 0 | 0 | 0 | 0 | 0 | 0 | 0 | 1173
820 |  |  |  | System Overheads | F102M |  | 0 | 0 | 0 | 0 | 0 | 0 | 0 | 0 | 0 | 0 | 0 | 0 | 0 | 0 | 1174
821 |  |  |  | Situs | F107M |  | 0 | 0 | 0 | 0 | 0 | 0 | 0 | 0 | 0 | 0 | 0 | 0 | 0 | 0 | 1175
822 |  |  |  | Total Adjustments |  |  | 0 | 0 | 0 | 0 | 0 | 0 | 0 | 0 | 0 | 0 | 0 | 0 | 0 | 0
823
824 |  |  | 35%
825
826 |  | 40910 | Federal Income Tax |  |  |  | 130423.326 | 50852.1253 | 41284.2195 | 9901.733 | 1322.5157 | 11557.9423 | 127.4686 | 1100.2182 | 72.6126 | 144.7942 | 11335.1466 | 1015.2213 | 1709.3289 | 0
827
828
829 |  | TOTAL OPERATING EXPENSES |  |  |  |  | 9060956.9927 | 3600344.0636 | 2471797.4062 | 675939.8187 | 39901.9821 | 1223015.604 | 6995.5256 | 89166.7748 | 3118.0871 | 3466.2898 | 652721.6791 | 153108.4355 | 141381.326 | 0
830
831
832 |  | Distribution - METER - Unbundled |  |  |  |  | D: STEAM PRODUCTION PLANT
833
834 |  | A |  | B | C |  | D | E | F | G | H | I | J | K | L | M | N | O | P
835 |  | FERC ACCT |  | DESCRIPTION | COS Factor |  | Utah Jurisdiction Normalized | Residential Sch 1 | General Large Dist. Sch 6 | General +1 MW Sch 8 | Street & Area Lighting Sch. 7,11,12 | General Trans Sch 9 | General Secondary Sch 22 | Irrigation Sch 10 | Traffic Signals Sch 15 | Outdoor Lighting Sch 15 | General Small Dist. Sch 23 | Industrial Cust 1 | Industrial Cust 2
836 |  | 310 | Land and Land Rights |  | F10 |  | 0 | 0 | 0 | 0 | 0 | 0 | 0 | 0 | 0 | 0 | 0 | 0 | 0 | 0 | 1192
837 |  |  |  | Total 310 |  |  | 0 | 0 | 0 | 0 | 0 | 0 | 0 | 0 | 0 | 0 | 0 | 0 | 0 | 0
838
839 |  | 311 | Structures and Improvements |  | F10 |  | 0 | 0 | 0 | 0 | 0 | 0 | 0 | 0 | 0 | 0 | 0 | 0 | 0 | 0 | 1199
840 |  |  |  | Total 311 |  |  | 0 | 0 | 0 | 0 | 0 | 0 | 0 | 0 | 0 | 0 | 0 | 0 | 0 | 0
841
842 |  | 312 | Boiler Plant Equipment |  | F10 |  | 0 | 0 | 0 | 0 | 0 | 0 | 0 | 0 | 0 | 0 | 0 | 0 | 0 | 0 | 1206
843 |  |  |  | Total 312 |  |  | 0 | 0 | 0 | 0 | 0 | 0 | 0 | 0 | 0 | 0 | 0 | 0 | 0 | 0
844
845 |  | 314 | Turbogenerator Units |  | F10 |  | 0 | 0 | 0 | 0 | 0 | 0 | 0 | 0 | 0 | 0 | 0 | 0 | 0 | 0 | 1213
846 |  |  |  | Total 314 |  |  | 0 | 0 | 0 | 0 | 0 | 0 | 0 | 0 | 0 | 0 | 0 | 0 | 0 | 0
847
848 |  | 315 | Accessory Electric Equipment |  | F10 |  | 0 | 0 | 0 | 0 | 0 | 0 | 0 | 0 | 0 | 0 | 0 | 0 | 0 | 0 | 1220
849 |  |  |  | Total 316 |  |  | 0 | 0 | 0 | 0 | 0 | 0 | 0 | 0 | 0 | 0 | 0 | 0 | 0 | 0
850
851 |  | 316 | Misc Power Plant Equipment |  | F10 |  | 0 | 0 | 0 | 0 | 0 | 0 | 0 | 0 | 0 | 0 | 0 | 0 | 0 | 0 | 1227
852 |  |  |  | Total 316 |  |  | 0 | 0 | 0 | 0 | 0 | 0 | 0 | 0 | 0 | 0 | 0 | 0 | 0 | 0
853
854 |  | S00 | Unclassified Steam Plant - Acct 300 |  | F10 |  | 0 | 0 | 0 | 0 | 0 | 0 | 0 | 0 | 0 | 0 | 0 | 0 | 0 | 0 | 1232
855
856
857
858 |  | Total Steam Production Plant |  |  |  |  | 0 | 0 | 0 | 0 | 0 | 0 | 0 | 0 | 0 | 0 | 0 | 0 | 0 | 0
859
860
861 | [6 empty] | D: NUCLEAR PRODUCTION
862
863
864 |  | 320 | Land and Land Rights |  | F10 |  | 0 | 0 | 0 | 0 | 0 | 0 | 0 | 0 | 0 | 0 | 0 | 0 | 0 | 0 | 1238
865
866 |  | 321 | Structures and Improvements |  | F10 |  | 0 | 0 | 0 | 0 | 0 | 0 | 0 | 0 | 0 | 0 | 0 | 0 | 0 | 0 | 1242
867
868 |  | 322 | Reactor Plant Equipment |  | F10 |  | 0 | 0 | 0 | 0 | 0 | 0 | 0 | 0 | 0 | 0 | 0 | 0 | 0 | 0 | 1246
869
870 |  | 323 | Turbogenerator Units |  | F10 |  | 0 | 0 | 0 | 0 | 0 | 0 | 0 | 0 | 0 | 0 | 0 | 0 | 0 | 0 | 1250
871
872 |  | 324 | Land and Land Rights |  | F10 |  | 0 | 0 | 0 | 0 | 0 | 0 | 0 | 0 | 0 | 0 | 0 | 0 | 0 | 0 | 1254
873
874 |  | 325 | Misc. Power Plant Equipment |  | F10 |  | 0 | 0 | 0 | 0 | 0 | 0 | 0 | 0 | 0 | 0 | 0 | 0 | 0 | 0 | 1258
875
876 |  | N00 | Unclassified Nuclear Plt - Acct 300 |  | F10 |  | 0 | 0 | 0 | 0 | 0 | 0 | 0 | 0 | 0 | 0 | 0 | 0 | 0 | 0 | 1264
877
878 |  | Total Nuclear Production Plant |  |  |  |  | 0 | 0 | 0 | 0 | 0 | 0 | 0 | 0 | 0 | 0 | 0 | 0 | 0 | 0
879
880
881 | [6 empty] | D: HYDRAULIC PRODUCTION PLANT
882
883
884 |  | 330 | Land and Land Rights |  | F10 |  | 0 | 0 | 0 | 0 | 0 | 0 | 0 | 0 | 0 | 0 | 0 | 0 | 0 | 0 | 1274
885
886 |  | 331 | Structures and Improvements |  | F10 |  | 0 | 0 | 0 | 0 | 0 | 0 | 0 | 0 | 0 | 0 | 0 | 0 | 0 | 0 | 1281
887
888 |  | 332 | Reservoirs, Dams & Waterways |  | F10 |  | 0 | 0 | 0 | 0 | 0 | 0 | 0 | 0 | 0 | 0 | 0 | 0 | 0 | 0 | 1288
889
890 |  | 333 | Water Wheel, Turbines, & Generators |  | F10 |  | 0 | 0 | 0 | 0 | 0 | 0 | 0 | 0 | 0 | 0 | 0 | 0 | 0 | 0 | 1295
891
892 |  | 334 | Accessory Electric Equipment |  | F10 |  | 0 | 0 | 0 | 0 | 0 | 0 | 0 | 0 | 0 | 0 | 0 | 0 | 0 | 0 | 1302
893
894 |  | 335 | Misc. Power Plant Equipment |  | F10 |  | 0 | 0 | 0 | 0 | 0 | 0 | 0 | 0 | 0 | 0 | 0 | 0 | 0 | 0 | 1309
895
896 |  | 336 | Roads, Railroads & Bridges |  | F10 |  | 0 | 0 | 0 | 0 | 0 | 0 | 0 | 0 | 0 | 0 | 0 | 0 | 0 | 0 | 1316
897
898 |  | H00 | Unclassified Hydro Plant - Acct 300 |  | F10 |  | 0 | 0 | 0 | 0 | 0 | 0 | 0 | 0 | 0 | 0 | 0 | 0 | 0 | 0 | 1322
899
900 |  | Total Hydraulic Plant |  |  |  |  | 0 | 0 | 0 | 0 | 0 | 0 | 0 | 0 | 0 | 0 | 0 | 0 | 0 | 0
901
902 |  | Distribution - METER - Unbundled
903 |  | A |  | B | C |  | D | E | F | G | H | I | J | K | L | M | N | O | P
904 |  | FERC ACCT |  | DESCRIPTION | COS Factor |  | Utah Jurisdiction Normalized | Residential Sch 1 | General Large Dist. Sch 6 | General +1 MW Sch 8 | Street & Area Lighting Sch. 7,11,12 | General Trans Sch 9 | General Secondary Sch 22 | Irrigation Sch 10 | Traffic Signals Sch 15 | Outdoor Lighting Sch 15 | General Small Dist. Sch 23 | Industrial Cust 1 | Industrial Cust 2
905 |  | 340 | Land and Land Rights |  | F10 |  | 0 | 0 | 0 | 0 | 0 | 0 | 0 | 0 | 0 | 0 | 0 | 0 | 0 | 0 | 1328
906 |  |  |  | Wind Generation | F10 |  | 0 | 0 | 0 | 0 | 0 | 0 | 0 | 0 | 0 | 0 | 0 | 0 | 0 | 0 | 1329
907 |  |  |  | Simple Cycle Combustion Turbine | F10 |  | 0 | 0 | 0 | 0 | 0 | 0 | 0 | 0 | 0 | 0 | 0 | 0 | 0 | 0 | 1330
908 |  |  |  | Total 340 |  |  | 0 | 0 | 0 | 0 | 0 | 0 | 0 | 0 | 0 | 0 | 0 | 0 | 0 | 0
909
910 |  | 341 | Structures and Improvements |  | F10 |  | 0 | 0 | 0 | 0 | 0 | 0 | 0 | 0 | 0 | 0 | 0 | 0 | 0 | 0 | 1334
911 |  |  |  | Wind Generation | F10 |  | 0 | 0 | 0 | 0 | 0 | 0 | 0 | 0 | 0 | 0 | 0 | 0 | 0 | 0 | 1336
912 |  |  |  | Simple Cycle Combustion Turbine | F10 |  | 0 | 0 | 0 | 0 | 0 | 0 | 0 | 0 | 0 | 0 | 0 | 0 | 0 | 0 | 1337
913 |  |  |  | Total 341 |  |  | 0 | 0 | 0 | 0 | 0 | 0 | 0 | 0 | 0 | 0 | 0 | 0 | 0 | 0
914
915 |  | 342 | Fuel Holders, Producers & Access |  | F10 |  | 0 | 0 | 0 | 0 | 0 | 0 | 0 | 0 | 0 | 0 | 0 | 0 | 0 | 0 | 1341
916 |  |  |  | Simple Cycle Combustion Turbine | F10 |  | 0 | 0 | 0 | 0 | 0 | 0 | 0 | 0 | 0 | 0 | 0 | 0 | 0 | 0 | 1343
917 |  |  |  | Total 342 |  |  | 0 | 0 | 0 | 0 | 0 | 0 | 0 | 0 | 0 | 0 | 0 | 0 | 0 | 0
918
919 |  | 343 | Prime Movers |  | F10 |  | 0 | 0 | 0 | 0 | 0 | 0 | 0 | 0 | 0 | 0 | 0 | 0 | 0 | 0 | 1348
920 |  |  |  | Wind Generation | F10 |  | 0 | 0 | 0 | 0 | 0 | 0 | 0 | 0 | 0 | 0 | 0 | 0 | 0 | 0 | 1349
921 |  |  |  | Simple Cycle Combustion Turbine | F10 |  | 0 | 0 | 0 | 0 | 0 | 0 | 0 | 0 | 0 | 0 | 0 | 0 | 0 | 0 | 1350
922 |  |  |  | Total 343 |  |  | 0 | 0 | 0 | 0 | 0 | 0 | 0 | 0 | 0 | 0 | 0 | 0 | 0 | 0
923
924 |  | 344 | Generators |  | F10 |  | 0 | 0 | 0 | 0 | 0 | 0 | 0 | 0 | 0 | 0 | 0 | 0 | 0 | 0 | 1355
925 |  |  |  | Wind Generation | F10 |  | 0 | 0 | 0 | 0 | 0 | 0 | 0 | 0 | 0 | 0 | 0 | 0 | 0 | 0 | 1356
926 |  |  |  | Simple Cycle Combustion Turbine | F10 |  | 0 | 0 | 0 | 0 | 0 | 0 | 0 | 0 | 0 | 0 | 0 | 0 | 0 | 0 | 1357
927 |  |  |  | Total 344 |  |  | 0 | 0 | 0 | 0 | 0 | 0 | 0 | 0 | 0 | 0 | 0 | 0 | 0 | 0
928
929 |  | 345 | Accessory Electric Plant |  | F10 |  | 0 | 0 | 0 | 0 | 0 | 0 | 0 | 0 | 0 | 0 | 0 | 0 | 0 | 0 | 1361
930 |  |  |  | Wind Generation | F10 |  | 0 | 0 | 0 | 0 | 0 | 0 | 0 | 0 | 0 | 0 | 0 | 0 | 0 | 0 | 1362
931 |  |  |  | Simple Cycle Combustion Turbine | F10 |  | 0 | 0 | 0 | 0 | 0 | 0 | 0 | 0 | 0 | 0 | 0 | 0 | 0 | 0 | 1364
932 |  |  |  | Total 345 |  |  | 0 | 0 | 0 | 0 | 0 | 0 | 0 | 0 | 0 | 0 | 0 | 0 | 0 | 0
933
934 |  | 346 | Misc. Power Plant Equipment |  | F10 |  | 0 | 0 | 0 | 0 | 0 | 0 | 0 | 0 | 0 | 0 | 0 | 0 | 0 | 0 | 1368
935 |  |  |  | Wind Generation | F10 |  | 0 | 0 | 0 | 0 | 0 | 0 | 0 | 0 | 0 | 0 | 0 | 0 | 0 | 0 | 1369
936
937 |  | O00 | Unclassified Other Prod - Acct 300 |  | F10 |  | 0 | 0 | 0 | 0 | 0 | 0 | 0 | 0 | 0 | 0 | 0 | 0 | 0 | 0 | 1376
938
939 |  | Total Other Production Plant |  |  |  |  | 0 | 0 | 0 | 0 | 0 | 0 | 0 | 0 | 0 | 0 | 0 | 0 | 0 | 0
940
941 |  | Experimental Plant
942 |  | 103 | Experimental Plant |  | F10 |  | 0 | 0 | 0 | 0 | 0 | 0 | 0 | 0 | 0 | 0 | 0 | 0 | 0 | 0 | 1382
943
944 |  | TOTAL PRODUCTION PLANT |  |  |  |  | 0 | 0 | 0 | 0 | 0 | 0 | 0 | 0 | 0 | 0 | 0 | 0 | 0 | 0
945
946 | [6 empty] | D: TRANSMISSION PLANT
947 |  | 350 | Land and Land Rights
948 |  |  |  | Demand | F10 |  | 0 | 0 | 0 | 0 | 0 | 0 | 0 | 0 | 0 | 0 | 0 | 0 | 0 | 0 | 1391
949 |  |  |  | Direct Assigned | A | 0 | 0 | 0 | 0 | 0 | 0 | 0 | 0 | 0 | 0 | 0 | 0 | 0 | 0 | 0
950 | [6 empty] | 0 | 0 | 0 | 0 | 0 | 0 | 0 | 0 | 0 | 0 | 0 | 0 | 0 | 0
951 |  | 352 | Structures and Improvements
952 |  |  |  | Demand | F10 |  | 0 | 0 | 0 | 0 | 0 | 0 | 0 | 0 | 0 | 0 | 0 | 0 | 0 | 0 | 1398
953 |  |  |  | Direct Assigned | A | 0 | 0 | 0 | 0 | 0 | 0 | 0 | 0 | 0 | 0 | 0 | 0 | 0 | 0 | 0
954 | [6 empty] | 0 | 0 | 0 | 0 | 0 | 0 | 0 | 0 | 0 | 0 | 0 | 0 | 0 | 0
955 |  | 353 | Station Equipment
956 |  |  |  | Demand | F10 |  | 0 | 0 | 0 | 0 | 0 | 0 | 0 | 0 | 0 | 0 | 0 | 0 | 0 | 0 | 1404
957 |  |  |  | Direct Assigned | A | 0 | 0 | 0 | 0 | 0 | 0 | 0 | 0 | 0 | 0 | 0 | 0 | 0 | 0 | 0
958 | [6 empty] | 0 | 0 | 0 | 0 | 0 | 0 | 0 | 0 | 0 | 0 | 0 | 0 | 0 | 0
959 |  | 354 | Towers and Fixtures
960 |  |  |  | Demand | F10 |  | 0 | 0 | 0 | 0 | 0 | 0 | 0 | 0 | 0 | 0 | 0 | 0 | 0 | 0 | 1410
961 |  |  |  | Direct Assigned | A | 0 | 0 | 0 | 0 | 0 | 0 | 0 | 0 | 0 | 0 | 0 | 0 | 0 | 0 | 0
962 | [6 empty] | 0 | 0 | 0 | 0 | 0 | 0 | 0 | 0 | 0 | 0 | 0 | 0 | 0 | 0
963 |  | 355 | Poles and Fixtures
964 |  |  |  | Demand | F10 |  | 0 | 0 | 0 | 0 | 0 | 0 | 0 | 0 | 0 | 0 | 0 | 0 | 0 | 0 | 1416
965 |  |  |  | Direct Assigned | A | 0 | 0 | 0 | 0 | 0 | 0 | 0 | 0 | 0 | 0 | 0 | 0 | 0 | 0 | 0
966 | [6 empty] | 0 | 0 | 0 | 0 | 0 | 0 | 0 | 0 | 0 | 0 | 0 | 0 | 0 | 0
967 |  | 356 | Overhead Conductors
968 |  |  |  | Demand | F10 |  | 0 | 0 | 0 | 0 | 0 | 0 | 0 | 0 | 0 | 0 | 0 | 0 | 0 | 0 | 1422
969 |  |  |  | Direct Assigned | A | 0 | 0 | 0 | 0 | 0 | 0 | 0 | 0 | 0 | 0 | 0 | 0 | 0 | 0 | 0
970 | [6 empty] | 0 | 0 | 0 | 0 | 0 | 0 | 0 | 0 | 0 | 0 | 0 | 0 | 0 | 0
971 |  | 357 | Underground Conduit
972 |  |  |  | Demand | F10 |  | 0 | 0 | 0 | 0 | 0 | 0 | 0 | 0 | 0 | 0 | 0 | 0 | 0 | 0 | 1428
973 |  |  |  | Direct Assigned | A | 0 | 0 | 0 | 0 | 0 | 0 | 0 | 0 | 0 | 0 | 0 | 0 | 0 | 0 | 0
974 | [6 empty] | 0 | 0 | 0 | 0 | 0 | 0 | 0 | 0 | 0 | 0 | 0 | 0 | 0 | 0
975 |  | 358 | Underground Conductors
976 |  |  |  | Demand | F10 |  | 0 | 0 | 0 | 0 | 0 | 0 | 0 | 0 | 0 | 0 | 0 | 0 | 0 | 0 | 1434
977 |  |  |  | Direct Assigned | A | 0 | 0 | 0 | 0 | 0 | 0 | 0 | 0 | 0 | 0 | 0 | 0 | 0 | 0 | 0
978 | [6 empty] | 0 | 0 | 0 | 0 | 0 | 0 | 0 | 0 | 0 | 0 | 0 | 0 | 0 | 0
979 |  | 359 | Roads and Trails
980 |  |  |  | Demand | F10 |  | 0 | 0 | 0 | 0 | 0 | 0 | 0 | 0 | 0 | 0 | 0 | 0 | 0 | 0 | 1440
981 |  |  |  | Direct Assigned | A | 0 | 0 | 0 | 0 | 0 | 0 | 0 | 0 | 0 | 0 | 0 | 0 | 0 | 0 | 0
982 | [6 empty] | 0 | 0 | 0 | 0 | 0 | 0 | 0 | 0 | 0 | 0 | 0 | 0 | 0 | 0
983
984 |  | T00 | Unclassified Trans Plant - Acct 300 |  | F10 |  | 0 | 0 | 0 | 0 | 0 | 0 | 0 | 0 | 0 | 0 | 0 | 0 | 0 | 0 | 1444
985 |  | TS0 | Unclassified Trans Sub - Acct 300 |  | F10 |  | 0 | 0 | 0 | 0 | 0 | 0 | 0 | 0 | 0 | 0 | 0 | 0 | 0 | 0 | 1448
986
987 |  | TOTAL TRANSMISSION PLANT |  |  |  |  | 0 | 0 | 0 | 0 | 0 | 0 | 0 | 0 | 0 | 0 | 0 | 0 | 0 | 0
988 |  | Distribution - METER - Unbundled |  |  |  |  | D: DISTRIBUTION PLANT
989 |  | A |  | B | C |  | D | E | F | G | H | I | J | K | L | M | N | O | P
990 |  | FERC ACCT |  | DESCRIPTION | COS Factor |  | Utah Jurisdiction Normalized | Residential Sch 1 | General Large Dist. Sch 6 | General +1 MW Sch 8 | Street & Area Lighting Sch. 7,11,12 | General Trans Sch 9 | General Secondary Sch 22 | Irrigation Sch 10 | Traffic Signals Sch 15 | Outdoor Lighting Sch 15 | General Small Dist. Sch 23 | Industrial Cust 1 | Industrial Cust 2
991
992 |  | 360 | Land and Land Rights
993 |  |  |  | Demand Primary | F20 |  | 0 | 0 | 0 | 0 | 0 | 0 | 0 | 0 | 0 | 0 | 0 | 0 | 0 | 0 | 1453
994 |  |  |  | Assigned | A | 0 | 0 | 0 | 0 | 0 | 0 | 0 | 0 | 0 | 0 | 0 | 0 | 0 | 0 | 0
995 | [6 empty] | 0 | 0 | 0 | 0 | 0 | 0 | 0 | 0 | 0 | 0 | 0 | 0 | 0 | 0
996 |  | 361 | Structures and Improvements
997 |  |  |  | Demand Primary | F20 |  | 0 | 0 | 0 | 0 | 0 | 0 | 0 | 0 | 0 | 0 | 0 | 0 | 0 | 0 | 1457
998 |  |  |  | Assigned | A | 0 | 0 | 0 | 0 | 0 | 0 | 0 | 0 | 0 | 0 | 0 | 0 | 0 | 0 | 0
999 | [6 empty] | 0 | 0 | 0 | 0 | 0 | 0 | 0 | 0 | 0 | 0 | 0 | 0 | 0 | 0
1000 |  | 362 | Station Equipment
1001 |  |  |  | Demand Primary | F20 |  | 0 | 0 | 0 | 0 | 0 | 0 | 0 | 0 | 0 | 0 | 0 | 0 | 0 | 0 | 1461
1002 |  |  |  | Assigned | A | 0 | 0 | 0 | 0 | 0 | 0 | 0 | 0 | 0 | 0 | 0 | 0 | 0 | 0 | 0
1003 | [6 empty] | 0 | 0 | 0 | 0 | 0 | 0 | 0 | 0 | 0 | 0 | 0 | 0 | 0 | 0
1004 |  | 364 | Poles, Towers & Fixtures
1005 |  |  |  | Demand Primary | F20 | 0 | 0 | 0 | 0 | 0 | 0 | 0 | 0 | 0 | 0 | 0 | 0 | 0 | 0 | 0 | 1465
1006 |  |  |  | Demand Secondary | F22 | 0 | 0 | 0 | 0 | 0 | 0 | 0 | 0 | 0 | 0 | 0 | 0 | 0 | 0 | 0
1007 |  |  |  | Assigned | A | 0 | 0 | 0 | 0 | 0 | 0 | 0 | 0 | 0 | 0 | 0 | 0 | 0 | 0 | 0
1008 | [6 empty] | 0 | 0 | 0 | 0 | 0 | 0 | 0 | 0 | 0 | 0 | 0 | 0 | 0 | 0
1009 |  | 365 | Overhead Conductors
1010 |  |  |  | Demand Primary | F20 | 0 | 0 | 0 | 0 | 0 | 0 | 0 | 0 | 0 | 0 | 0 | 0 | 0 | 0 | 0 | 1469
1011 |  |  |  | Demand Secondary | F22 | 0 | 0 | 0 | 0 | 0 | 0 | 0 | 0 | 0 | 0 | 0 | 0 | 0 | 0 | 0
1012 |  |  |  | Assigned | A | 0 | 0 | 0 | 0 | 0 | 0 | 0 | 0 | 0 | 0 | 0 | 0 | 0 | 0 | 0
1013 | [6 empty] | 0 | 0 | 0 | 0 | 0 | 0 | 0 | 0 | 0 | 0 | 0 | 0 | 0 | 0
1014 |  | 366 | Underground Conduit
1015 |  |  |  | Demand Primary | F20 | 0 | 0 | 0 | 0 | 0 | 0 | 0 | 0 | 0 | 0 | 0 | 0 | 0 | 0 | 0 | 1473
1016 |  |  |  | Demand Secondary | F22 | 0 | 0 | 0 | 0 | 0 | 0 | 0 | 0 | 0 | 0 | 0 | 0 | 0 | 0 | 0
1017 |  |  |  | Assigned | A | 0 | 0 | 0 | 0 | 0 | 0 | 0 | 0 | 0 | 0 | 0 | 0 | 0 | 0 | 0
1018 | [6 empty] | 0 | 0 | 0 | 0 | 0 | 0 | 0 | 0 | 0 | 0 | 0 | 0 | 0 | 0
1019 |  | 367 | Underground Conductors
1020 |  |  |  | Demand Primary | F20 | 0 | 0 | 0 | 0 | 0 | 0 | 0 | 0 | 0 | 0 | 0 | 0 | 0 | 0 | 0 | 1477
1021 |  |  |  | Demand Secondary | F22 | 0 | 0 | 0 | 0 | 0 | 0 | 0 | 0 | 0 | 0 | 0 | 0 | 0 | 0 | 0
1022 |  |  |  | Assigned | A | 0 | 0 | 0 | 0 | 0 | 0 | 0 | 0 | 0 | 0 | 0 | 0 | 0 | 0 | 0
1023 | [6 empty] | 0 | 0 | 0 | 0 | 0 | 0 | 0 | 0 | 0 | 0 | 0 | 0 | 0 | 0
1024 |  | 368 | Line Transformers
1025 |  |  |  | Demand Secondary | F21 |  | 0 | 0 | 0 | 0 | 0 | 0 | 0 | 0 | 0 | 0 | 0 | 0 | 0 | 0 | 1481
1026 |  |  |  | Assigned | A | 0 | 0 | 0 | 0 | 0 | 0 | 0 | 0 | 0 | 0 | 0 | 0 | 0 | 0 | 0
1027 | [6 empty] | 0 | 0 | 0 | 0 | 0 | 0 | 0 | 0 | 0 | 0 | 0 | 0 | 0 | 0
1028 |  | 369 | Services
1029 |  |  |  | Customer | F70 |  | 0 | 0 | 0 | 0 | 0 | 0 | 0 | 0 | 0 | 0 | 0 | 0 | 0 | 0 | 1485
1030 |  |  |  | Assigned | A | 0 | 0 | 0 | 0 | 0 | 0 | 0 | 0 | 0 | 0 | 0 | 0 | 0 | 0 | 0
1031 | [6 empty] | 0 | 0 | 0 | 0 | 0 | 0 | 0 | 0 | 0 | 0 | 0 | 0 | 0 | 0
1032 |  | 370 | Meters
1033 |  |  |  | Customer | F60 |  | 0 | 0 | 0 | 0 | 0 | 0 | 0 | 0 | 0 | 0 | 0 | 0 | 0 | 0 | 1489
1034 |  |  |  | Assigned | A | 0 | 0 | 0 | 0 | 0 | 0 | 0 | 0 | 0 | 0 | 0 | 0 | 0 | 0 | 0
1035 | [6 empty] | 0 | 0 | 0 | 0 | 0 | 0 | 0 | 0 | 0 | 0 | 0 | 0 | 0 | 0
1036 |  | 371 | Install on Customers' Premises
1037 |  |  |  | Demand Primary | F20 | 0 | 0 | 0 | 0 | 0 | 0 | 0 | 0 | 0 | 0 | 0 | 0 | 0 | 0 | 0 | 1493
1038 |  |  |  | Demand Secondary | F22 | 0 | 0 | 0 | 0 | 0 | 0 | 0 | 0 | 0 | 0 | 0 | 0 | 0 | 0 | 0
1039 |  |  |  | Assigned | A | 0 | 0 | 0 | 0 | 0 | 0 | 0 | 0 | 0 | 0 | 0 | 0 | 0 | 0 | 0
1040 | [6 empty] | 0 | 0 | 0 | 0 | 0 | 0 | 0 | 0 | 0 | 0 | 0 | 0 | 0 | 0
1041 |  | 372 | Leased Property
1042 |  |  |  | Demand Primary | F20 | 0 | 0 | 0 | 0 | 0 | 0 | 0 | 0 | 0 | 0 | 0 | 0 | 0 | 0 | 0 | 1497
1043 |  |  |  | Demand Secondary | F22 | 0 | 0 | 0 | 0 | 0 | 0 | 0 | 0 | 0 | 0 | 0 | 0 | 0 | 0 | 0
1044 |  |  |  | Assigned | A | 0 | 0 | 0 | 0 | 0 | 0 | 0 | 0 | 0 | 0 | 0 | 0 | 0 | 0 | 0
1045 | [6 empty] | 0 | 0 | 0 | 0 | 0 | 0 | 0 | 0 | 0 | 0 | 0 | 0 | 0 | 0
1046
1047 |  | 373 | Street Lights |  | A | 0 | 0 | 0 | 0 | 0 | 0 | 0 | 0 | 0 | 0 | 0 | 0 | 0 | 0 | 0 | 1502
1048
1049
1050 |  | D00 | Unclassified Dist Plant - Acct 300 |  | F22 |  | 0 | 0 | 0 | 0 | 0 | 0 | 0 | 0 | 0 | 0 | 0 | 0 | 0 | 0 | 1505
1051 |  | DS0 | Unclassified Dist Sub - Acct 300 |  | F20 |  | 0 | 0 | 0 | 0 | 0 | 0 | 0 | 0 | 0 | 0 | 0 | 0 | 0 | 0 | 1509
1052 |  | TOTAL DISTRIBUTION PLANT |  |  |  |  | 0 | 0 | 0 | 0 | 0 | 0 | 0 | 0 | 0 | 0 | 0 | 0 | 0 | 0
1053
1054 |  | Distribution - METER - Unbundled |  |  |  |  | DISTRIBUTION PLANT D: GENERAL PLANT
1055
1056 |  | A |  | B | C |  | D | E | F | G | H | I | J | K | L | M | N | O | P
1057 |  | FERC ACCT |  | DESCRIPTION | COS Factor |  | Utah Jurisdiction Normalized | Residential Sch 1 | General Large Dist. Sch 6 | General +1 MW Sch 8 | Street & Area Lighting Sch. 7,11,12 | General Trans Sch 9 | General Secondary Sch 22 | Irrigation Sch 10 | Traffic Signals Sch 15 | Outdoor Lighting Sch 15 | General Small Dist. Sch 23 | Industrial Cust 1 | Industrial Cust 2
1058 |  | 389 | Land and Land Rights
1059 |  |  |  | Situs | F107M |  | 0 | 0 | 0 | 0 | 0 | 0 | 0 | 0 | 0 | 0 | 0 | 0 | 0 | 0 | 1516
1060 |  |  |  | Customer - System | F42 |  | 0 | 0 | 0 | 0 | 0 | 0 | 0 | 0 | 0 | 0 | 0 | 0 | 0 | 0 | 1517
1061 |  |  |  | System Generation | F105M |  | 0 | 0 | 0 | 0 | 0 | 0 | 0 | 0 | 0 | 0 | 0 | 0 | 0 | 0 | 1518
1062 |  |  |  | System Generation | F105M |  | 0 | 0 | 0 | 0 | 0 | 0 | 0 | 0 | 0 | 0 | 0 | 0 | 0 | 0 | 1519
1063 |  |  |  | System Overheads | F102M |  | 0 | 0 | 0 | 0 | 0 | 0 | 0 | 0 | 0 | 0 | 0 | 0 | 0 | 0 | 1520
1064 |  |  | Total Land & Land Rights |  |  |  | 0 | 0 | 0 | 0 | 0 | 0 | 0 | 0 | 0 | 0 | 0 | 0 | 0 | 0
1065
1066 |  | 390 | Structures and Improvements
1067 |  |  |  | Situs | F107M |  | 0 | 0 | 0 | 0 | 0 | 0 | 0 | 0 | 0 | 0 | 0 | 0 | 0 | 0 | 1524
1068 |  |  |  | System Generation | F105M |  | 0 | 0 | 0 | 0 | 0 | 0 | 0 | 0 | 0 | 0 | 0 | 0 | 0 | 0 | 1525
1069 |  |  |  | System Generation | F105M |  | 0 | 0 | 0 | 0 | 0 | 0 | 0 | 0 | 0 | 0 | 0 | 0 | 0 | 0 | 1526
1070 |  |  |  | System Generation | F105M |  | 0 | 0 | 0 | 0 | 0 | 0 | 0 | 0 | 0 | 0 | 0 | 0 | 0 | 0 | 1527
1071 |  |  |  | Customer - System | F42 |  | 0 | 0 | 0 | 0 | 0 | 0 | 0 | 0 | 0 | 0 | 0 | 0 | 0 | 0 | 1528
1072 |  |  |  | System Generation | F102M |  | 0 | 0 | 0 | 0 | 0 | 0 | 0 | 0 | 0 | 0 | 0 | 0 | 0 | 0 | 1529
1073 |  |  |  | System Overheads | F102M |  | 0 | 0 | 0 | 0 | 0 | 0 | 0 | 0 | 0 | 0 | 0 | 0 | 0 | 0 | 1530
1074
1075 |  |  | Total Structures and Improvements |  |  |  | 0 | 0 | 0 | 0 | 0 | 0 | 0 | 0 | 0 | 0 | 0 | 0 | 0 | 0
1076
1077 |  | 391 | Office Furniture & Equipment
1078 |  |  |  | Situs | F107M |  | 0 | 0 | 0 | 0 | 0 | 0 | 0 | 0 | 0 | 0 | 0 | 0 | 0 | 0 | 1534
1079 |  |  |  | System Generation | F105M |  | 0 | 0 | 0 | 0 | 0 | 0 | 0 | 0 | 0 | 0 | 0 | 0 | 0 | 0 | 1535
1080 |  |  |  | System Generation | F105M |  | 0 | 0 | 0 | 0 | 0 | 0 | 0 | 0 | 0 | 0 | 0 | 0 | 0 | 0 | 1536
1081 |  |  |  | Customer - System | F42 |  | 0 | 0 | 0 | 0 | 0 | 0 | 0 | 0 | 0 | 0 | 0 | 0 | 0 | 0 | 1537
1082 |  |  |  | System Generation | F105M |  | 0 | 0 | 0 | 0 | 0 | 0 | 0 | 0 | 0 | 0 | 0 | 0 | 0 | 0 | 1538
1083 |  |  |  | Energy | F30 |  | 0 | 0 | 0 | 0 | 0 | 0 | 0 | 0 | 0 | 0 | 0 | 0 | 0 | 0 | 1539
1084 |  |  |  | System Overheads | F102M |  | 0 | 0 | 0 | 0 | 0 | 0 | 0 | 0 | 0 | 0 | 0 | 0 | 0 | 0 | 1540
1085 |  |  |  | Cholla | F10 |  | 0 | 0 | 0 | 0 | 0 | 0 | 0 | 0 | 0 | 0 | 0 | 0 | 0 | 0 | 1541
1086 |  |  |  | Simple Cycle Combustion Turbine | F10 |  | 0 | 0 | 0 | 0 | 0 | 0 | 0 | 0 | 0 | 0 | 0 | 0 | 0 | 0 | 1542
1087 |  |  | Total Office Furniture & Equipment |  |  |  | 0 | 0 | 0 | 0 | 0 | 0 | 0 | 0 | 0 | 0 | 0 | 0 | 0 | 0
1088
1089 |  | 392 | Transportation Equipment
1090 |  |  |  | Situs | F107M |  | 0 | 0 | 0 | 0 | 0 | 0 | 0 | 0 | 0 | 0 | 0 | 0 | 0 | 0 | 1546
1091 |  |  |  | System Overheads | F102M |  | 0 | 0 | 0 | 0 | 0 | 0 | 0 | 0 | 0 | 0 | 0 | 0 | 0 | 0 | 1547
1092 |  |  |  | System Generation | F105M |  | 0 | 0 | 0 | 0 | 0 | 0 | 0 | 0 | 0 | 0 | 0 | 0 | 0 | 0 | 1548
1093 |  |  |  | Customer - System | F42 |  | 0 | 0 | 0 | 0 | 0 | 0 | 0 | 0 | 0 | 0 | 0 | 0 | 0 | 0 | 1549
1094 |  |  |  | System Generation | F105M |  | 0 | 0 | 0 | 0 | 0 | 0 | 0 | 0 | 0 | 0 | 0 | 0 | 0 | 0 | 1550
1095 |  |  |  | Energy | F30 |  | 0 | 0 | 0 | 0 | 0 | 0 | 0 | 0 | 0 | 0 | 0 | 0 | 0 | 0 | 1551
1096 |  |  |  | System Generation | F105M |  | 0 | 0 | 0 | 0 | 0 | 0 | 0 | 0 | 0 | 0 | 0 | 0 | 0 | 0 | 1552
1097 |  |  |  | Cholla | F10 |  | 0 | 0 | 0 | 0 | 0 | 0 | 0 | 0 | 0 | 0 | 0 | 0 | 0 | 0 | 1553
1098 |  |  |  | Simple Cycle Combustion Turbine | F10 |  | 0 | 0 | 0 | 0 | 0 | 0 | 0 | 0 | 0 | 0 | 0 | 0 | 0 | 0 | 1554
1099 |  |  | Total Transportation Equipment |  |  |  | 0 | 0 | 0 | 0 | 0 | 0 | 0 | 0 | 0 | 0 | 0 | 0 | 0 | 0
1100
1101 |  | 393 | Stores Equipment
1102 |  |  |  | Situs | F107M |  | 0 | 0 | 0 | 0 | 0 | 0 | 0 | 0 | 0 | 0 | 0 | 0 | 0 | 0 | 1558
1103 |  |  |  | System Generation | F105M |  | 0 | 0 | 0 | 0 | 0 | 0 | 0 | 0 | 0 | 0 | 0 | 0 | 0 | 0 | 1559
1104 |  |  |  | System Generation | F105M |  | 0 | 0 | 0 | 0 | 0 | 0 | 0 | 0 | 0 | 0 | 0 | 0 | 0 | 0 | 1560
1105 |  |  |  | System Overheads | F102M |  | 0 | 0 | 0 | 0 | 0 | 0 | 0 | 0 | 0 | 0 | 0 | 0 | 0 | 0 | 1561
1106 |  |  |  | System Generation | F105M |  | 0 | 0 | 0 | 0 | 0 | 0 | 0 | 0 | 0 | 0 | 0 | 0 | 0 | 0 | 1562
1107 |  |  |  | Simple Cycle Combustion Turbine | F10 |  | 0 | 0 | 0 | 0 | 0 | 0 | 0 | 0 | 0 | 0 | 0 | 0 | 0 | 0 | 1563
1108 |  |  | Total Stores Equipment |  |  |  | 0 | 0 | 0 | 0 | 0 | 0 | 0 | 0 | 0 | 0 | 0 | 0 | 0 | 0 | 1564
1109
1110 |  | 394 | Tools, Shop & Garage Equipment
1111 |  |  |  | Situs | F107M |  | 0 | 0 | 0 | 0 | 0 | 0 | 0 | 0 | 0 | 0 | 0 | 0 | 0 | 0 | 1567
1112 |  |  |  | System Generation | F105M |  | 0 | 0 | 0 | 0 | 0 | 0 | 0 | 0 | 0 | 0 | 0 | 0 | 0 | 0 | 1568
1113 |  |  |  | System Generation | F105M |  | 0 | 0 | 0 | 0 | 0 | 0 | 0 | 0 | 0 | 0 | 0 | 0 | 0 | 0 | 1569
1114 |  |  |  | System Overheads | F102M |  | 0 | 0 | 0 | 0 | 0 | 0 | 0 | 0 | 0 | 0 | 0 | 0 | 0 | 0 | 1570
1115 |  |  |  | Energy | F30 |  | 0 | 0 | 0 | 0 | 0 | 0 | 0 | 0 | 0 | 0 | 0 | 0 | 0 | 0 | 1571
1116 |  |  |  | System Generation | F105M |  | 0 | 0 | 0 | 0 | 0 | 0 | 0 | 0 | 0 | 0 | 0 | 0 | 0 | 0 | 1572
1117 |  |  |  | Cholla | F10 |  | 0 | 0 | 0 | 0 | 0 | 0 | 0 | 0 | 0 | 0 | 0 | 0 | 0 | 0 | 1573
1118 |  |  |  | Simple Cycle Combustion Turbine | F10 |  | 0 | 0 | 0 | 0 | 0 | 0 | 0 | 0 | 0 | 0 | 0 | 0 | 0 | 0 | 1574
1119 |  |  | Total Tools, Shop & Garage Equipment |  |  |  | 0 | 0 | 0 | 0 | 0 | 0 | 0 | 0 | 0 | 0 | 0 | 0 | 0 | 0
1120
1121 |  | 395 | Laboratory Equipment
1122 |  |  |  | Situs | F107M |  | 0 | 0 | 0 | 0 | 0 | 0 | 0 | 0 | 0 | 0 | 0 | 0 | 0 | 0 | 1578
1123 |  |  |  | System Generation | F105M |  | 0 | 0 | 0 | 0 | 0 | 0 | 0 | 0 | 0 | 0 | 0 | 0 | 0 | 0 | 1579
1124 |  |  |  | System Generation | F105M |  | 0 | 0 | 0 | 0 | 0 | 0 | 0 | 0 | 0 | 0 | 0 | 0 | 0 | 0 | 1580
1125 |  |  |  | System Overheads | F102M |  | 0 | 0 | 0 | 0 | 0 | 0 | 0 | 0 | 0 | 0 | 0 | 0 | 0 | 0 | 1581
1126 |  |  |  | Energy | F30 |  | 0 | 0 | 0 | 0 | 0 | 0 | 0 | 0 | 0 | 0 | 0 | 0 | 0 | 0 | 1582
1127 |  |  |  | System Generation | F105M |  | 0 | 0 | 0 | 0 | 0 | 0 | 0 | 0 | 0 | 0 | 0 | 0 | 0 | 0 | 1583
1128 |  |  |  | Cholla | F10 |  | 0 | 0 | 0 | 0 | 0 | 0 | 0 | 0 | 0 | 0 | 0 | 0 | 0 | 0 | 1584
1129 |  |  |  | Simple Cycle Combustion Turbine | F10 |  | 0 | 0 | 0 | 0 | 0 | 0 | 0 | 0 | 0 | 0 | 0 | 0 | 0 | 0 | 1585
1130 |  |  | Total Laboratory Equipment |  |  |  | 0 | 0 | 0 | 0 | 0 | 0 | 0 | 0 | 0 | 0 | 0 | 0 | 0 | 0
1131
1132 |  | 396 | Power Operated Equipment
1133 |  |  |  | Situs | F107M |  | 0 | 0 | 0 | 0 | 0 | 0 | 0 | 0 | 0 | 0 | 0 | 0 | 0 | 0 | 1589
1134 |  |  |  | System Generation | F105M |  | 0 | 0 | 0 | 0 | 0 | 0 | 0 | 0 | 0 | 0 | 0 | 0 | 0 | 0 | 1590
1135 |  |  |  | System Generation | F105M |  | 0 | 0 | 0 | 0 | 0 | 0 | 0 | 0 | 0 | 0 | 0 | 0 | 0 | 0 | 1591
1136 |  |  |  | System Overheads | F102M |  | 0 | 0 | 0 | 0 | 0 | 0 | 0 | 0 | 0 | 0 | 0 | 0 | 0 | 0 | 1592
1137 |  |  |  | System Generation | F105M |  | 0 | 0 | 0 | 0 | 0 | 0 | 0 | 0 | 0 | 0 | 0 | 0 | 0 | 0 | 1593
1138 |  |  |  | Energy | F30 |  | 0 | 0 | 0 | 0 | 0 | 0 | 0 | 0 | 0 | 0 | 0 | 0 | 0 | 0 | 1594
1139 |  |  |  | Cholla | F10 |  | 0 | 0 | 0 | 0 | 0 | 0 | 0 | 0 | 0 | 0 | 0 | 0 | 0 | 0 | 1595
1140 |  |  |  | Simple Cycle Combustion Turbine | F10 |  | 0 | 0 | 0 | 0 | 0 | 0 | 0 | 0 | 0 | 0 | 0 | 0 | 0 | 0 | 1596
1141 |  |  | Total Power Operated Equipment |  |  |  | 0 | 0 | 0 | 0 | 0 | 0 | 0 | 0 | 0 | 0 | 0 | 0 | 0 | 0
1142
1143 |  | 397 | Communication Equipment
1144 |  |  |  | Situs | F107M |  | 0 | 0 | 0 | 0 | 0 | 0 | 0 | 0 | 0 | 0 | 0 | 0 | 0 | 0 | 1600
1145 |  |  |  | System Generation | F105M |  | 0 | 0 | 0 | 0 | 0 | 0 | 0 | 0 | 0 | 0 | 0 | 0 | 0 | 0 | 1601
1146 |  |  |  | System Generation | F105M |  | 0 | 0 | 0 | 0 | 0 | 0 | 0 | 0 | 0 | 0 | 0 | 0 | 0 | 0 | 1602
1147 |  |  |  | System Overheads | F102M |  | 0 | 0 | 0 | 0 | 0 | 0 | 0 | 0 | 0 | 0 | 0 | 0 | 0 | 0 | 1603
1148 |  |  |  | Customer - System | F42 |  | 0 | 0 | 0 | 0 | 0 | 0 | 0 | 0 | 0 | 0 | 0 | 0 | 0 | 0 | 1604
1149 |  |  |  | System Generation | F105M |  | 0 | 0 | 0 | 0 | 0 | 0 | 0 | 0 | 0 | 0 | 0 | 0 | 0 | 0 | 1605
1150 |  |  |  | Energy | F30 |  | 0 | 0 | 0 | 0 | 0 | 0 | 0 | 0 | 0 | 0 | 0 | 0 | 0 | 0 | 1606
1151 |  |  |  | Cholla | F10 |  | 0 | 0 | 0 | 0 | 0 | 0 | 0 | 0 | 0 | 0 | 0 | 0 | 0 | 0 | 1607
1152 |  |  |  | Simple Cycle Combustion Turbine | F10 |  | 0 | 0 | 0 | 0 | 0 | 0 | 0 | 0 | 0 | 0 | 0 | 0 | 0 | 0 | 1608
1153 |  |  | Total Communication Equipment |  |  |  | 0 | 0 | 0 | 0 | 0 | 0 | 0 | 0 | 0 | 0 | 0 | 0 | 0 | 0
1154
1155 |  | Distribution - METER - Unbundled |  |  |  |  | D: GENERAL PLANT
1156
1157 |  | A |  | B | C |  | D | E | F | G | H | I | J | K | L | M | N | O | P
1158 |  | FERC ACCT |  | DESCRIPTION | COS Factor |  | Utah Jurisdiction Normalized | Residential Sch 1 | General Large Dist. Sch 6 | General +1 MW Sch 8 | Street & Area Lighting Sch. 7,11,12 | General Trans Sch 9 | General Secondary Sch 22 | Irrigation Sch 10 | Traffic Signals Sch 15 | Outdoor Lighting Sch 15 | General Small Dist. Sch 23 | Industrial Cust 1 | Industrial Cust 2
1159 |  | 398 | Misc. Equipment
1160 |  |  |  | Situs | F107M |  | 0 | 0 | 0 | 0 | 0 | 0 | 0 | 0 | 0 | 0 | 0 | 0 | 0 | 0 | 1612
1161 |  |  |  | System Generation | F105M |  | 0 | 0 | 0 | 0 | 0 | 0 | 0 | 0 | 0 | 0 | 0 | 0 | 0 | 0 | 1613
1162 |  |  |  | System Generation | F105M |  | 0 | 0 | 0 | 0 | 0 | 0 | 0 | 0 | 0 | 0 | 0 | 0 | 0 | 0 | 1614
1163 |  |  |  | Customer - System | F42 |  | 0 | 0 | 0 | 0 | 0 | 0 | 0 | 0 | 0 | 0 | 0 | 0 | 0 | 0 | 1615
1164 |  |  |  | System Overheads | F102M |  | 0 | 0 | 0 | 0 | 0 | 0 | 0 | 0 | 0 | 0 | 0 | 0 | 0 | 0 | 1616
1165 |  |  |  | System Energy | F30 |  | 0 | 0 | 0 | 0 | 0 | 0 | 0 | 0 | 0 | 0 | 0 | 0 | 0 | 0 | 1617
1166 |  |  |  | Simple Cycle Combustion Turbine | F105M |  | 0 | 0 | 0 | 0 | 0 | 0 | 0 | 0 | 0 | 0 | 0 | 0 | 0 | 0 | 1618
1167 |  |  | Total Misc. Equipment |  |  |  | 0 | 0 | 0 | 0 | 0 | 0 | 0 | 0 | 0 | 0 | 0 | 0 | 0 | 0
1168
1169 |  | 399 | Coal Mine |  | F30 |  | 0 | 0 | 0 | 0 | 0 | 0 | 0 | 0 | 0 | 0 | 0 | 0 | 0 | 0 | 1626
1170 |  | 399L | WIDCO Capital Lease |  | F30 |  | 0 | 0 | 0 | 0 | 0 | 0 | 0 | 0 | 0 | 0 | 0 | 0 | 0 | 0 | 1629
1171 |  |  | Remove Capital Lease |  | F30 |  | 0 | 0 | 0 | 0 | 0 | 0 | 0 | 0 | 0 | 0 | 0 | 0 | 0 | 0 | 1632
1172
1173 |  | 390L | General Capital Lease
1174 |  |  |  | Situs | F107M |  | 0 | 0 | 0 | 0 | 0 | 0 | 0 | 0 | 0 | 0 | 0 | 0 | 0 | 0 | 1637
1175 |  |  |  | System Generation | F105M |  | 0 | 0 | 0 | 0 | 0 | 0 | 0 | 0 | 0 | 0 | 0 | 0 | 0 | 0 | 1638
1176 |  |  |  | System Overheads | F102M |  | 0 | 0 | 0 | 0 | 0 | 0 | 0 | 0 | 0 | 0 | 0 | 0 | 0 | 0 | 1639
1177
1178 |  |  | Remove Capital Lease |  |  |  | 0 | 0 | 0 | 0 | 0 | 0 | 0 | 0 | 0 | 0 | 0 | 0 | 0
1179
1180 |  | 392L | General Vehicles Capital Lease |  | F30 |  | 0 | 0 | 0 | 0 | 0 | 0 | 0 | 0 | 0 | 0 | 0 | 0 | 0 | 0 | 1646
1181 |  |  | Remove Capital Lease |  | F30 |  | 0 | 0 | 0 | 0 | 0 | 0 | 0 | 0 | 0 | 0 | 0 | 0 | 0 | 0 | 1649
1182
1183 |  | G00 | Unclassified Gen Plant - Acct 300 |  | F102M |  | 0 | 0 | 0 | 0 | 0 | 0 | 0 | 0 | 0 | 0 | 0 | 0 | 0 | 0 | 1659
1184 |  | GV0 | Unclassified Gen Veh - Acct 300 |  | F102M |  | 0 | 0 | 0 | 0 | 0 | 0 | 0 | 0 | 0 | 0 | 0 | 0 | 0 | 0 | 1667
1185
1186 |  | TOTAL GENERAL PLANT |  |  |  |  | 0 | 0 | 0 | 0 | 0 | 0 | 0 | 0 | 0 | 0 | 0 | 0 | 0 | 0
1187
1188
1189
1190 | [6 empty] | D: INTANGIBLE PLANT
1191
1192 |  | 301 | Organization
1193 |  |  |  | Situs | F107M |  | 0 | 0 | 0 | 0 | 0 | 0 | 0 | 0 | 0 | 0 | 0 | 0 | 0 | 0 | 1672
1194 |  |  |  | System Overheads | F102M |  | 0 | 0 | 0 | 0 | 0 | 0 | 0 | 0 | 0 | 0 | 0 | 0 | 0 | 0 | 1673
1195 |  |  |  | System Generation | F105M |  | 0 | 0 | 0 | 0 | 0 | 0 | 0 | 0 | 0 | 0 | 0 | 0 | 0 | 0 | 1674
1196 |  |  | Total Organization |  |  |  | 0 | 0 | 0 | 0 | 0 | 0 | 0 | 0 | 0 | 0 | 0 | 0 | 0 | 0
1197
1198 |  | 302 | Franchise & Consent
1199 |  |  |  | Situs | F107M |  | 0 | 0 | 0 | 0 | 0 | 0 | 0 | 0 | 0 | 0 | 0 | 0 | 0 | 0 | 1677
1200 |  |  |  | System Generation | F105M |  | 0 | 0 | 0 | 0 | 0 | 0 | 0 | 0 | 0 | 0 | 0 | 0 | 0 | 0 | 1678
1201 |  |  |  | System Generation | F105M |  | 0 | 0 | 0 | 0 | 0 | 0 | 0 | 0 | 0 | 0 | 0 | 0 | 0 | 0 | 1679
1202 |  |  |  | System Generation | F105M |  | 0 | 0 | 0 | 0 | 0 | 0 | 0 | 0 | 0 | 0 | 0 | 0 | 0 | 0 | 1680
1203 |  |  |  | System Generation | F105M |  | 0 | 0 | 0 | 0 | 0 | 0 | 0 | 0 | 0 | 0 | 0 | 0 | 0 | 0 | 1681
1204 |  |  |  | System Generation | F105M |  | 0 | 0 | 0 | 0 | 0 | 0 | 0 | 0 | 0 | 0 | 0 | 0 | 0 | 0 | 1682
1205 |  |  | Total Franchise & Consent |  |  |  | 0 | 0 | 0 | 0 | 0 | 0 | 0 | 0 | 0 | 0 | 0 | 0 | 0 | 0
1206
1207 |  | 303 | Miscellaneous Intangible Plant
1208 |  |  |  | Situs | F107M |  | 0 | 0 | 0 | 0 | 0 | 0 | 0 | 0 | 0 | 0 | 0 | 0 | 0 | 0 | 1686
1209 |  |  |  | System Generation | F105M |  | 0 | 0 | 0 | 0 | 0 | 0 | 0 | 0 | 0 | 0 | 0 | 0 | 0 | 0 | 1687
1210 |  |  |  | System Overheads | F102M |  | 0 | 0 | 0 | 0 | 0 | 0 | 0 | 0 | 0 | 0 | 0 | 0 | 0 | 0 | 1688
1211 |  |  |  | Energy | F30 |  | 0 | 0 | 0 | 0 | 0 | 0 | 0 | 0 | 0 | 0 | 0 | 0 | 0 | 0 | 1689
1212 |  |  |  | Customer - System | F42 |  | 0 | 0 | 0 | 0 | 0 | 0 | 0 | 0 | 0 | 0 | 0 | 0 | 0 | 0 | 1690
1213 |  |  |  | Simple Cycle Combustion Turbine | F10 |  | 0 | 0 | 0 | 0 | 0 | 0 | 0 | 0 | 0 | 0 | 0 | 0 | 0 | 0 | 1691
1214 |  |  |  | System Generation | F105M |  | 0 | 0 | 0 | 0 | 0 | 0 | 0 | 0 | 0 | 0 | 0 | 0 | 0 | 0 | 1692
1215 |  |  | Total Miscellaneous Intangible Plant |  |  |  | 0 | 0 | 0 | 0 | 0 | 0 | 0 | 0 | 0 | 0 | 0 | 0 | 0 | 0
1216
1217 |  | I00 | Unclass Intangible Plant - Acct 300 |  | F102M |  | 0 | 0 | 0 | 0 | 0 | 0 | 0 | 0 | 0 | 0 | 0 | 0 | 0 | 0 | 1703
1218
1219 |  | TOTAL INTANGIBLE PLANT |  |  |  |  | 0 | 0 | 0 | 0 | 0 | 0 | 0 | 0 | 0 | 0 | 0 | 0 | 0 | 0
1220
1221
1222 |  | TOTAL ELECTRIC PLANT IN SERVICE |  |  |  |  | 0 | 0 | 0 | 0 | 0 | 0 | 0 | 0 | 0 | 0 | 0 | 0 | 0 | 0
1223
1224
1225 |  | Distribution - METER - Unbundled |  |  |  |  | D: MISC RATE BASE
1226
1227 |  | A |  | B | C |  | D | E | F | G | H | I | J | K | L | M | N | O | P
1228 |  | FERC ACCT |  | DESCRIPTION | COS Factor |  | Utah Jurisdiction Normalized | Residential Sch 1 | General Large Dist. Sch 6 | General +1 MW Sch 8 | Street & Area Lighting Sch. 7,11,12 | General Trans Sch 9 | General Secondary Sch 22 | Irrigation Sch 10 | Traffic Signals Sch 15 | Outdoor Lighting Sch 15 | General Small Dist. Sch 23 | Industrial Cust 1 | Industrial Cust 2
1229 |  | 105 | Plant Held For Future Use
1230 |  |  |  | Situs | F20 |  | 0 | 0 | 0 | 0 | 0 | 0 | 0 | 0 | 0 | 0 | 0 | 0 | 0 | 0 | 1711
1231 |  |  |  | System Generation | F10 |  | 0 | 0 | 0 | 0 | 0 | 0 | 0 | 0 | 0 | 0 | 0 | 0 | 0 | 0 | 1712
1232 |  |  |  | System Generation | F10 |  | 0 | 0 | 0 | 0 | 0 | 0 | 0 | 0 | 0 | 0 | 0 | 0 | 0 | 0 | 1713
1233 |  |  |  | System Generation | F10 |  | 0 | 0 | 0 | 0 | 0 | 0 | 0 | 0 | 0 | 0 | 0 | 0 | 0 | 0 | 1714
1234 |  |  |  | Energy | F30 |  | 0 | 0 | 0 | 0 | 0 | 0 | 0 | 0 | 0 | 0 | 0 | 0 | 0 | 0 | 1715
1235 |  |  |  | General | F102 |  | 0 | 0 | 0 | 0 | 0 | 0 | 0 | 0 | 0 | 0 | 0 | 0 | 0 | 0 | 1716
1236 |  |  | Total Plant Held For Future Use |  |  |  | 0 | 0 | 0 | 0 | 0 | 0 | 0 | 0 | 0 | 0 | 0 | 0 | 0 | 0
1237
1238 |  | 114 | Electric Plant Acquisition Adjust |  | F10 |  | 0 | 0 | 0 | 0 | 0 | 0 | 0 | 0 | 0 | 0 | 0 | 0 | 0 | 0 | 1723
1239
1240 |  | 115 | Accum Prov for Asset Acquisition Adj |  | F10 |  | 0 | 0 | 0 | 0 | 0 | 0 | 0 | 0 | 0 | 0 | 0 | 0 | 0 | 0 | 1729
1241
1242 |  | 128 | Pensions |  | F102M |  | 0 | 0 | 0 | 0 | 0 | 0 | 0 | 0 | 0 | 0 | 0 | 0 | 0 | 0 | 1732
1243
1244 |  | 124 | Weatherization |  | F11 |  | 16218.9653 | 5260.9552 | 4546.3753 | 1344.0874 | 38.7658 | 3004.2422 | 15.2355 | 153.6282 | 4.8819 | 8.3079 | 1049.5838 | 381.4805 | 411.4215 | 0 | 1754
1245
1246 |  | 151 | Fuel Stock |  | F30 |  | 0 | 0 | 0 | 0 | 0 | 0 | 0 | 0 | 0 | 0 | 0 | 0 | 0 | 0 | 1757
1247 |  |  |  | Cholla | F30 |  | 0 | 0 | 0 | 0 | 0 | 0 | 0 | 0 | 0 | 0 | 0 | 0 | 0 | 0 | 1759
1248 |  |  |  | Total Fuel Stock |  |  | 0 | 0 | 0 | 0 | 0 | 0 | 0 | 0 | 0 | 0 | 0 | 0 | 0 | 0
1249
1250 |  | 152 | Fuel Stock - Undistributed |  | F30 |  | 0 | 0 | 0 | 0 | 0 | 0 | 0 | 0 | 0 | 0 | 0 | 0 | 0 | 0 | 1763
1251
1252 |  | 25316 | DG&T Working Capital Deposit |  | F30 |  | 0 | 0 | 0 | 0 | 0 | 0 | 0 | 0 | 0 | 0 | 0 | 0 | 0 | 0 | 1768
1253
1254 |  | 25317 | DG&T Working Capital Deposit |  | F30 |  | 0 | 0 | 0 | 0 | 0 | 0 | 0 | 0 | 0 | 0 | 0 | 0 | 0 | 0 | 1772
1255
1256 |  | 25319 | Provo Working Capital Deposit |  | F30 |  | 0 | 0 | 0 | 0 | 0 | 0 | 0 | 0 | 0 | 0 | 0 | 0 | 0 | 0 | 1776
1257
1258 |  | 154 | Materials and Supplies |  | F102M |  | 0 | 0 | 0 | 0 | 0 | 0 | 0 | 0 | 0 | 0 | 0 | 0 | 0 | 0 | 1794
1259
1260 |  | 163 | Stores Expense Undistributed |  | F102M |  | 0 | 0 | 0 | 0 | 0 | 0 | 0 | 0 | 0 | 0 | 0 | 0 | 0 | 0 | 1797
1261
1262 |  | 25318 | Provo Working Capital Deposit |  | F102M |  | 0 | 0 | 0 | 0 | 0 | 0 | 0 | 0 | 0 | 0 | 0 | 0 | 0 | 0 | 1802
1263
1264 |  | 165 | Prepayments |  | F102M |  | 3391103.6215 | 1374327.0758 | 918235.2232 | 250031.6702 | 15780.6616 | 441726.0198 | 2564.2424 | 33777.0885 | 1182.0437 | 1244.306 | 245955.2828 | 55430.0555 | 50849.952 | 0 | 1809
1265 |  |  |  | General Plant | F102M |  | 0 | 0 | 0 | 0 | 0 | 0 | 0 | 0 | 0 | 0 | 0 | 0 | 0 | 0 | 1810
1266 |  |  |  | System Generation | F102M |  | 0 | 0 | 0 | 0 | 0 | 0 | 0 | 0 | 0 | 0 | 0 | 0 | 0 | 0 | 1811
1267 |  |  |  | System Energy | F30 |  | 0 | 0 | 0 | 0 | 0 | 0 | 0 | 0 | 0 | 0 | 0 | 0 | 0 | 0 | 1812
1268 |  |  |  | System Overheads | F102M |  | 0 | 0 | 0 | 0 | 0 | 0 | 0 | 0 | 0 | 0 | 0 | 0 | 0 | 0 | 1813
1269 |  |  |  | Total Prepayments |  |  | 3391103.6215 | 1374327.0758 | 918235.2232 | 250031.6702 | 15780.6616 | 441726.0198 | 2564.2424 | 33777.0885 | 1182.0437 | 1244.306 | 245955.2828 | 55430.0555 | 50849.952 | 0
1270
1271 |  | 182 | Misc Regulatory Assets |  | F102M |  | -344.6588 | -139.6814 | -93.3259 | -25.4123 | -1.6039 | -44.8953 | -0.26062 | -3.433 | -0.12014 | -0.12647 | -24.998 | -5.6337 | -5.1682 | 0 | 1817
1272 |  |  |  | System Generation | F102M |  | 0 | 0 | 0 | 0 | 0 | 0 | 0 | 0 | 0 | 0 | 0 | 0 | 0 | 0 | 1818
1273 |  |  |  | Simple Cycle Combustion Turbine | F102M |  | 0 | 0 | 0 | 0 | 0 | 0 | 0 | 0 | 0 | 0 | 0 | 0 | 0 | 0 | 1819
1274 |  |  |  | System Generation | F102M |  | 0 | 0 | 0 | 0 | 0 | 0 | 0 | 0 | 0 | 0 | 0 | 0 | 0 | 0 | 1820
1275 |  |  |  | Energy | F30 |  | 0 | 0 | 0 | 0 | 0 | 0 | 0 | 0 | 0 | 0 | 0 | 0 | 0 | 0 | 1821
1276 |  |  |  | System Generation | F102M |  | 0 | 0 | 0 | 0 | 0 | 0 | 0 | 0 | 0 | 0 | 0 | 0 | 0 | 0 | 1822
1277 |  |  |  | System Overheads | F102M |  | 1556106.8024 | 630650.0627 | 421359.0136 | 114734.3244 | 7241.4168 | 202698.8677 | 1176.6774 | 15499.6022 | 542.4152 | 570.9861 | 112863.7551 | 25435.6976 | 23333.9836 | 0 | 1823
1278 |  |  |  | Total Misc Regulatory Assets |  |  | 1555762.1436 | 630510.3813 | 421265.6877 | 114708.9121 | 7239.8129 | 202653.9723 | 1176.4168 | 15496.1692 | 542.2951 | 570.8597 | 112838.7572 | 25430.0639 | 23328.8154 | 0
1279
1280 |  | 186 | Misc Deferred Debits |  | F102M |  | 0 | 0 | 0 | 0 | 0 | 0 | 0 | 0 | 0 | 0 | 0 | 0 | 0 | 0 | 1827
1281 |  |  |  | System Generation | F102M |  | 0 | 0 | 0 | 0 | 0 | 0 | 0 | 0 | 0 | 0 | 0 | 0 | 0 | 0 | 1828
1282 |  |  |  | System Generation | F102M |  | 0 | 0 | 0 | 0 | 0 | 0 | 0 | 0 | 0 | 0 | 0 | 0 | 0 | 0 | 1829
1283 |  |  |  | System Generation | F102M |  | 0 | 0 | 0 | 0 | 0 | 0 | 0 | 0 | 0 | 0 | 0 | 0 | 0 | 0 | 1830
1284 |  |  |  | System Overheads | F102M |  | 0 | 0 | 0 | 0 | 0 | 0 | 0 | 0 | 0 | 0 | 0 | 0 | 0 | 0 | 1831
1285 |  |  |  | System Energy | F30 |  | 0 | 0 | 0 | 0 | 0 | 0 | 0 | 0 | 0 | 0 | 0 | 0 | 0 | 0 | 1832
1286 |  |  |  | System Net Steam Plant | F102M |  | 0 | 0 | 0 | 0 | 0 | 0 | 0 | 0 | 0 | 0 | 0 | 0 | 0 | 0 | 1833
1287 |  |  |  | Excise Tax | F102M |  | 0 | 0 | 0 | 0 | 0 | 0 | 0 | 0 | 0 | 0 | 0 | 0 | 0 | 0 | 1834
1288 |  |  |  | Total Misc Deferred Debits |  |  | 0 | 0 | 0 | 0 | 0 | 0 | 0 | 0 | 0 | 0 | 0 | 0 | 0 | 0
1289
1290 |  | CWC | Cash Working Capital |  |  |  | 100995.6989 | 40130.3378 | 27551.2738 | 7534.1947 | 444.7575 | 13632.0386 | 77.9739 | 993.8752 | 34.755 | 38.6361 | 7275.3995 | 1706.585 | 1575.8717 | 0
1291
1292 |  | OWC | Other Working Capital |  | F137M |  | 0 | 0 | 0 | 0 | 0 | 0 | 0 | 0 | 0 | 0 | 0 | 0 | 0 | 0 | 1854
1293 |  |  |  | Total Other Working Capital |  |  | 0 | 0 | 0 | 0 | 0 | 0 | 0 | 0 | 0 | 0 | 0 | 0 | 0 | 0
1294
1295 |  | 18222 | Nuclear Plant |  | F10 |  | 0 | 0 | 0 | 0 | 0 | 0 | 0 | 0 | 0 | 0 | 0 | 0 | 0 | 0 | 1868
1296
1297 |  | 1869 | Misc Deferred Debits-Trojan |  | F10 |  | 0 | 0 | 0 | 0 | 0 | 0 | 0 | 0 | 0 | 0 | 0 | 0 | 0 | 0 | 1873
1298
1299 |  | 141 | Impact Housing - Notes Receivable |  | F30 |  | 0 | 0 | 0 | 0 | 0 | 0 | 0 | 0 | 0 | 0 | 0 | 0 | 0 | 0 | 1876
1300 |  | TOTAL RATE BASE ADDITIONS |  |  |  |  | 5064080.4293 | 2050228.7502 | 1371598.56 | 373618.8645 | 23503.9978 | 661016.2729 | 3833.8685 | 50420.7612 | 1763.9757 | 1862.1097 | 367119.0233 | 82948.185 | 76166.0606 | 0
1301
1302 |  | Distribution - METER - Unbundled
1303
1304 |  | A |  | B | C |  | D | E | F | G | H | I | J | K | L | M | N | O | P
1305 |  | FERC ACCT |  | DESCRIPTION | COS Factor |  | Utah Jurisdiction Normalized | Residential Sch 1 | General Large Dist. Sch 6 | General +1 MW Sch 8 | Street & Area Lighting Sch. 7,11,12 | General Trans Sch 9 | General Secondary Sch 22 | Irrigation Sch 10 | Traffic Signals Sch 15 | Outdoor Lighting Sch 15 | General Small Dist. Sch 23 | Industrial Cust 1 | Industrial Cust 2
1306
1307 |  | 235 | Customer Service Deposits |  | F51 |  | 0 | 0 | 0 | 0 | 0 | 0 | 0 | 0 | 0 | 0 | 0 | 0 | 0 | 0 | 1886
1308
1309 |  | 2281 | Accum Prov for Property Insurance |  | F102M |  | 0 | 0 | 0 | 0 | 0 | 0 | 0 | 0 | 0 | 0 | 0 | 0 | 0 | 0 | 1891
1310
1311 |  | 2282 | Accum Prov for Injuries & Damages |  | F102M |  | 0 | 0 | 0 | 0 | 0 | 0 | 0 | 0 | 0 | 0 | 0 | 0 | 0 | 0 | 1895
1312
1313 |  | 2283 | Accum Prov for Pension & Benefits |  | F102M |  | 0 | 0 | 0 | 0 | 0 | 0 | 0 | 0 | 0 | 0 | 0 | 0 | 0 | 0 | 1900
1314
1315 |  | 25335 | Accum Prov for Pension & Benefits |  | F30 |  | 0 | 0 | 0 | 0 | 0 | 0 | 0 | 0 | 0 | 0 | 0 | 0 | 0 | 0 | 1905
1316
1317 |  | 22844 | Accum Hydro Relicensing Obligation |  | F10 |  | 0 | 0 | 0 | 0 | 0 | 0 | 0 | 0 | 0 | 0 | 0 | 0 | 0 | 0 | 1909
1318
1319 |  | 254 | Reg Liabilities - Insurance Provision |  | F30 |  | 0 | 0 | 0 | 0 | 0 | 0 | 0 | 0 | 0 | 0 | 0 | 0 | 0 | 0 | 1912
1320 |  | 254 |  | Situs | F102M |  | 0 | 0 | 0 | 0 | 0 | 0 | 0 | 0 | 0 | 0 | 0 | 0 | 0 | 0 | 1913
1321
1322 |  | 22842 | Accum Misc Oper Prov - Trojan |  | F10 |  | 0 | 0 | 0 | 0 | 0 | 0 | 0 | 0 | 0 | 0 | 0 | 0 | 0 | 0 | 1918
1323
1324 |  | 252 | Customer Advances for Const |  | F50 |  | 0 | 0 | 0 | 0 | 0 | 0 | 0 | 0 | 0 | 0 | 0 | 0 | 0 | 0 | 1926
1325
1326 |  | 25398 | SO2 Emissions |  | F30 |  | 0 | 0 | 0 | 0 | 0 | 0 | 0 | 0 | 0 | 0 | 0 | 0 | 0 | 0 | 1929
1327
1328 |  | 25399 | Other Deferred Credits |  | F10 |  | 0 | 0 | 0 | 0 | 0 | 0 | 0 | 0 | 0 | 0 | 0 | 0 | 0 | 0 | 1937
1329
1330 |  | 190 | Accum Deferred Income Taxes |  | F104M |  | 0 | 0 | 0 | 0 | 0 | 0 | 0 | 0 | 0 | 0 | 0 | 0 | 0 | 0 | 1940
1331 |  |  |  | Customer System | F42 |  | 0 | 0 | 0 | 0 | 0 | 0 | 0 | 0 | 0 | 0 | 0 | 0 | 0 | 0 | 1941
1332 |  |  |  | Labor | F138M |  | 0 | 0 | 0 | 0 | 0 | 0 | 0 | 0 | 0 | 0 | 0 | 0 | 0 | 0 | 1942
1333 |  |  |  | System Generation | F104M |  | 0 | 0 | 0 | 0 | 0 | 0 | 0 | 0 | 0 | 0 | 0 | 0 | 0 | 0 | 1943
1334 |  |  |  | IBT | F141 |  | 0 | 0 | 0 | 0 | 0 | 0 | 0 | 0 | 0 | 0 | 0 | 0 | 0 | 0 | 1944
1335 |  |  |  | Bad Debt Expense | F104M |  | 0 | 0 | 0 | 0 | 0 | 0 | 0 | 0 | 0 | 0 | 0 | 0 | 0 | 0 | 1947
1336 |  |  |  | TROJP | F104M |  | 0 | 0 | 0 | 0 | 0 | 0 | 0 | 0 | 0 | 0 | 0 | 0 | 0 | 0 | 1948
1337 |  |  |  | System Generation | F104M |  | 0 | 0 | 0 | 0 | 0 | 0 | 0 | 0 | 0 | 0 | 0 | 0 | 0 | 0 | 1949
1338 |  |  |  | Energy | F104M |  | 0 | 0 | 0 | 0 | 0 | 0 | 0 | 0 | 0 | 0 | 0 | 0 | 0 | 0 | 1950
1339 |  |  |  | System Net Plant | F104M |  | 0 | 0 | 0 | 0 | 0 | 0 | 0 | 0 | 0 | 0 | 0 | 0 | 0 | 0 | 1951
1340 |  |  |  | Division Net Plant Distribution | F104M |  | 0 | 0 | 0 | 0 | 0 | 0 | 0 | 0 | 0 | 0 | 0 | 0 | 0 | 0 | 1952
1341 |  |  |  | Simple Cycle Combustion Turbine | F10 |  | 0 | 0 | 0 | 0 | 0 | 0 | 0 | 0 | 0 | 0 | 0 | 0 | 0 | 0 | 1953
1342 |  |  |  | Total Accum Deferred Income Taxes |  |  | 0 | 0 | 0 | 0 | 0 | 0 | 0 | 0 | 0 | 0 | 0 | 0 | 0 | 0
1343
1344 |  | 281 | Accum Deferred Income Taxes |  | F104M |  | 0 | 0 | 0 | 0 | 0 | 0 | 0 | 0 | 0 | 0 | 0 | 0 | 0 | 0 | 1960
1345
1346 |  | 282 | Accum Deferred Income Taxes |  | F104M |  | 0 | 0 | 0 | 0 | 0 | 0 | 0 | 0 | 0 | 0 | 0 | 0 | 0 | 0 | 1963
1347 |  |  |  | DITBAL | F104M |  | 0 | 0 | 0 | 0 | 0 | 0 | 0 | 0 | 0 | 0 | 0 | 0 | 0 | 0 | 1964
1348 |  |  |  | System Net Plant | F104M |  | 0 | 0 | 0 | 0 | 0 | 0 | 0 | 0 | 0 | 0 | 0 | 0 | 0 | 0 | 1965
1349 |  |  |  | Labor | F138M |  | 0 | 0 | 0 | 0 | 0 | 0 | 0 | 0 | 0 | 0 | 0 | 0 | 0 | 0 | 1966
1350 |  |  |  | GPS | F104M |  | 0 | 0 | 0 | 0 | 0 | 0 | 0 | 0 | 0 | 0 | 0 | 0 | 0 | 0 | 1967
1351 |  |  |  | CIAC | F104M |  | 0 | 0 | 0 | 0 | 0 | 0 | 0 | 0 | 0 | 0 | 0 | 0 | 0 | 0 | 1968
1352 |  |  |  | SNPD | F104M |  | 0 | 0 | 0 | 0 | 0 | 0 | 0 | 0 | 0 | 0 | 0 | 0 | 0 | 0 | 1969
1353 |  |  |  | SCHMDEXP | F104M |  | 0 | 0 | 0 | 0 | 0 | 0 | 0 | 0 | 0 | 0 | 0 | 0 | 0 | 0 | 1970
1354 |  |  |  | TAXDEPR | F104M |  | 0 | 0 | 0 | 0 | 0 | 0 | 0 | 0 | 0 | 0 | 0 | 0 | 0 | 0 | 1971
1355 |  |  |  | DGP | F104M |  | 0 | 0 | 0 | 0 | 0 | 0 | 0 | 0 | 0 | 0 | 0 | 0 | 0 | 0 | 1972
1356 |  |  |  | IBT | F104M |  | 0 | 0 | 0 | 0 | 0 | 0 | 0 | 0 | 0 | 0 | 0 | 0 | 0 | 0 | 1973
1357 |  |  |  | SSGCT | F104M |  | 0 | 0 | 0 | 0 | 0 | 0 | 0 | 0 | 0 | 0 | 0 | 0 | 0 | 0 | 1974
1358 |  |  |  | SSGCH | F104M |  | 0 | 0 | 0 | 0 | 0 | 0 | 0 | 0 | 0 | 0 | 0 | 0 | 0 | 0 | 1975
1359 |  |  |  | SE | F104M |  | 0 | 0 | 0 | 0 | 0 | 0 | 0 | 0 | 0 | 0 | 0 | 0 | 0 | 0 | 1976
1360 |  |  |  | SG | F104M |  | 0 | 0 | 0 | 0 | 0 | 0 | 0 | 0 | 0 | 0 | 0 | 0 | 0 | 0 | 1977
1361 |  |  |  | Total Accum Deferred Income Taxes |  |  | 0 | 0 | 0 | 0 | 0 | 0 | 0 | 0 | 0 | 0 | 0 | 0 | 0 | 0
1362
1363
1364 |  | 283 | Accum Deferred Income Taxes |  | F104M |  | 0 | 0 | 0 | 0 | 0 | 0 | 0 | 0 | 0 | 0 | 0 | 0 | 0 | 0 | 1981
1365 |  |  |  | System Generation | F104M |  | 0 | 0 | 0 | 0 | 0 | 0 | 0 | 0 | 0 | 0 | 0 | 0 | 0 | 0 | 1982
1366 |  |  |  | Energy | F104M |  | 0 | 0 | 0 | 0 | 0 | 0 | 0 | 0 | 0 | 0 | 0 | 0 | 0 | 0 | 1983
1367 |  |  |  | Labor | F138M |  | 0 | 0 | 0 | 0 | 0 | 0 | 0 | 0 | 0 | 0 | 0 | 0 | 0 | 0 | 1984
1368 |  |  |  | General Plant | F104M |  | 0 | 0 | 0 | 0 | 0 | 0 | 0 | 0 | 0 | 0 | 0 | 0 | 0 | 0 | 1985
1369 |  |  |  | System Net Plant | F104M |  | 0 | 0 | 0 | 0 | 0 | 0 | 0 | 0 | 0 | 0 | 0 | 0 | 0 | 0 | 1986
1370 |  |  |  | TROJP | F104M |  | 0 | 0 | 0 | 0 | 0 | 0 | 0 | 0 | 0 | 0 | 0 | 0 | 0 | 0 | 1987
1371 |  |  |  | System Generation | F104M |  | 0 | 0 | 0 | 0 | 0 | 0 | 0 | 0 | 0 | 0 | 0 | 0 | 0 | 0 | 1988
1372 |  |  |  | Simple Cycle Combustion Turbine | F104M |  | 0 | 0 | 0 | 0 | 0 | 0 | 0 | 0 | 0 | 0 | 0 | 0 | 0 | 0 | 1989
1373 |  |  |  | System Generation | F104M |  | 0 | 0 | 0 | 0 | 0 | 0 | 0 | 0 | 0 | 0 | 0 | 0 | 0 | 0 | 1990
1374 |  |  |  | Total Accum Deferred Income Taxes |  |  | 0 | 0 | 0 | 0 | 0 | 0 | 0 | 0 | 0 | 0 | 0 | 0 | 0 | 0
1375
1376 |  | 255 | Accum Investment Tax Credit |  | F104M |  | 0 | 0 | 0 | 0 | 0 | 0 | 0 | 0 | 0 | 0 | 0 | 0 | 0 | 0 | 2004
1377 |  | TOTAL MISC RATE BASE DEDUCTIONS |  |  |  |  | 0 | 0 | 0 | 0 | 0 | 0 | 0 | 0 | 0 | 0 | 0 | 0 | 0 | 0
1378
1379 | [6 empty] | D: ACCUMULATED DEPRECIATION
1380 | [6 empty] | D: PRODUCTION PLANT
1381
1382 |  | 108SP | Steam Prod Accumulated Depr |  | F10 |  | 0 | 0 | 0 | 0 | 0 | 0 | 0 | 0 | 0 | 0 | 0 | 0 | 0 | 0 | 2016
1383
1384 |  | 108NP | Nuclear Prod Accumulated Depr |  | F10 |  | 0 | 0 | 0 | 0 | 0 | 0 | 0 | 0 | 0 | 0 | 0 | 0 | 0 | 0 | 2022
1385
1386 |  | 108HP | Hydraulic Prod Accum Depr |  | F10 |  | 0 | 0 | 0 | 0 | 0 | 0 | 0 | 0 | 0 | 0 | 0 | 0 | 0 | 0 | 2030
1387
1388 |  | 108OP | Other Production - Accum Depr |  | F10 |  | 0 | 0 | 0 | 0 | 0 | 0 | 0 | 0 | 0 | 0 | 0 | 0 | 0 | 0 | 2033
1389 |  |  |  | Simple Cycle Combustion Turbine | F10 |  | 0 | 0 | 0 | 0 | 0 | 0 | 0 | 0 | 0 | 0 | 0 | 0 | 0 | 0 | 2034
1390 |  |  |  | Wind Generation | F10 |  | 0 | 0 | 0 | 0 | 0 | 0 | 0 | 0 | 0 | 0 | 0 | 0 | 0 | 0 | 2035
1391 |  |  |  | System Generation | F10 |  | 0 | 0 | 0 | 0 | 0 | 0 | 0 | 0 | 0 | 0 | 0 | 0 | 0 | 0 | 2036
1392 |  |  |  | System Generation | F10 |  | 0 | 0 | 0 | 0 | 0 | 0 | 0 | 0 | 0 | 0 | 0 | 0 | 0 | 0 | 2037
1393 |  |  |  | Total Other Production - Accum Depr |  |  | 0 | 0 | 0 | 0 | 0 | 0 | 0 | 0 | 0 | 0 | 0 | 0 | 0 | 0
1394
1395 |  | 108EP | Experimental Plant - Accum Depr |  | F10 |  | 0 | 0 | 0 | 0 | 0 | 0 | 0 | 0 | 0 | 0 | 0 | 0 | 0 | 0 | 2043
1396
1397
1398
1399 |  | TOTAL PRODUCTION PLANT DEPRECIATION |  |  |  |  | 0 | 0 | 0 | 0 | 0 | 0 | 0 | 0 | 0 | 0 | 0 | 0 | 0 | 0
1400
1401
1402 | [6 empty] | D: TRANSMISSION PLANT
1403
1404 |  | 108TP | Transmission Plant Accum Depr |  | F106 |  | 0 | 0 | 0 | 0 | 0 | 0 | 0 | 0 | 0 | 0 | 0 | 0 | 0 | 0 | 2051
1405
1406
1407 | [6 empty] | D: DISTRIBUTION PLANT
1408
1409 |  | 108360 | Land and Land Rights |  | F118 |  | 0 | 0 | 0 | 0 | 0 | 0 | 0 | 0 | 0 | 0 | 0 | 0 | 0 | 0 | 2055
1410
1411 |  | 108361 | Structures and Improvements |  | F119 |  | 0 | 0 | 0 | 0 | 0 | 0 | 0 | 0 | 0 | 0 | 0 | 0 | 0 | 0 | 2059
1412
1413 |  | 108362 | Station Equipment |  | F120 |  | 0 | 0 | 0 | 0 | 0 | 0 | 0 | 0 | 0 | 0 | 0 | 0 | 0 | 0 | 2063
1414
1415 |  | Distribution - METER - Unbundled
1416
1417 |  | A |  | B | C |  | D | E | F | G | H | I | J | K | L | M | N | O | P
1418 |  | FERC ACCT |  | DESCRIPTION | COS Factor |  | Utah Jurisdiction Normalized | Residential Sch 1 | General Large Dist. Sch 6 | General +1 MW Sch 8 | Street & Area Lighting Sch. 7,11,12 | General Trans Sch 9 | General Secondary Sch 22 | Irrigation Sch 10 | Traffic Signals Sch 15 | Outdoor Lighting Sch 15 | General Small Dist. Sch 23 | Industrial Cust 1 | Industrial Cust 2
1419
1420 |  | 108364 | Poles, Towers & Fixtures |  | F121 |  | 0 | 0 | 0 | 0 | 0 | 0 | 0 | 0 | 0 | 0 | 0 | 0 | 0 | 0 | 2067
1421
1422 |  | 108365 | Overhead Conductors |  | F122 |  | 0 | 0 | 0 | 0 | 0 | 0 | 0 | 0 | 0 | 0 | 0 | 0 | 0 | 0 | 2071
1423
1424 |  | 108366 | Underground Conduit |  | F123 |  | 0 | 0 | 0 | 0 | 0 | 0 | 0 | 0 | 0 | 0 | 0 | 0 | 0 | 0 | 2075
1425
1426 |  | 108367 | Underground Conductors |  | F124 |  | 0 | 0 | 0 | 0 | 0 | 0 | 0 | 0 | 0 | 0 | 0 | 0 | 0 | 0 | 2079
1427
1428 |  | 108368 | Line Transformers |  | F125 |  | 0 | 0 | 0 | 0 | 0 | 0 | 0 | 0 | 0 | 0 | 0 | 0 | 0 | 0 | 2083
1429
1430 |  | 108369 | Services |  | F126 |  | 0 | 0 | 0 | 0 | 0 | 0 | 0 | 0 | 0 | 0 | 0 | 0 | 0 | 0 | 2087
1431
1432 |  | 108370 | Meters |  | F127 |  | 0 | 0 | 0 | 0 | 0 | 0 | 0 | 0 | 0 | 0 | 0 | 0 | 0 | 0 | 2091
1433
1434 |  | 108371 | Install on Customers' Premises |  | F128 |  | 0 | 0 | 0 | 0 | 0 | 0 | 0 | 0 | 0 | 0 | 0 | 0 | 0 | 0 | 2095
1435
1436 |  | 108372 | Leased Property |  | F129 |  | 0 | 0 | 0 | 0 | 0 | 0 | 0 | 0 | 0 | 0 | 0 | 0 | 0 | 0 | 2099
1437
1438 |  | 108373 | Street Lights |  | F130 |  | 0 | 0 | 0 | 0 | 0 | 0 | 0 | 0 | 0 | 0 | 0 | 0 | 0 | 0 | 2103
1439
1440 |  | 108D00 | Unclassified Dist Plant - Acct 300 |  | F121 |  | 0 | 0 | 0 | 0 | 0 | 0 | 0 | 0 | 0 | 0 | 0 | 0 | 0 | 0 | 2107
1441
1442 |  | 108DS | Unclassified Dist Sub - Acct 300 |  | F120 |  | 0 | 0 | 0 | 0 | 0 | 0 | 0 | 0 | 0 | 0 | 0 | 0 | 0 | 0 | 2111
1443
1444 |  | 108D | Unclassified Dist Sub - Acct 300 |  | F102M |  | 0 | 0 | 0 | 0 | 0 | 0 | 0 | 0 | 0 | 0 | 0 | 0 | 0 | 0 | 2115
1445
1446
1447 |  | TOTAL DISTRIBUTION PLANT DEPR |  |  |  |  | 0 | 0 | 0 | 0 | 0 | 0 | 0 | 0 | 0 | 0 | 0 | 0 | 0 | 0
1448
1449 | [6 empty] | D: GENERAL PLANT
1450 |  | 108GP | General Plant Accumulated Depr
1451 |  |  |  | Situs | F107M |  | 0 | 0 | 0 | 0 | 0 | 0 | 0 | 0 | 0 | 0 | 0 | 0 | 0 | 0 | 2121
1452 |  |  |  | System Generation | F105M |  | 0 | 0 | 0 | 0 | 0 | 0 | 0 | 0 | 0 | 0 | 0 | 0 | 0 | 0 | 2122
1453 |  |  |  | System Generation | F105M |  | 0 | 0 | 0 | 0 | 0 | 0 | 0 | 0 | 0 | 0 | 0 | 0 | 0 | 0 | 2123
1454 |  |  |  | System Generation | F105M |  | 0 | 0 | 0 | 0 | 0 | 0 | 0 | 0 | 0 | 0 | 0 | 0 | 0 | 0 | 2124
1455 |  |  |  | Customer - System | F42 |  | 0 | 0 | 0 | 0 | 0 | 0 | 0 | 0 | 0 | 0 | 0 | 0 | 0 | 0 | 2125
1456 |  |  |  | System Overheads | F102M |  | 0 | 0 | 0 | 0 | 0 | 0 | 0 | 0 | 0 | 0 | 0 | 0 | 0 | 0 | 2126
1457 |  |  |  | Energy | F30 |  | 0 | 0 | 0 | 0 | 0 | 0 | 0 | 0 | 0 | 0 | 0 | 0 | 0 | 0 | 2127
1458 |  |  |  | Simple Cycle Combustion Turbine | F10 |  | 0 | 0 | 0 | 0 | 0 | 0 | 0 | 0 | 0 | 0 | 0 | 0 | 0 | 0 | 2128
1459 |  |  |  | Cholla | F10 |  | 0 | 0 | 0 | 0 | 0 | 0 | 0 | 0 | 0 | 0 | 0 | 0 | 0 | 0 | 2129
1460 |  |  | Total General Plant Accumulated Depr |  |  |  | 0 | 0 | 0 | 0 | 0 | 0 | 0 | 0 | 0 | 0 | 0 | 0 | 0 | 0
1461
1462 |  | 108MP | Mining Plant Accumulated Depr. |  | F30 |  | 0 | 0 | 0 | 0 | 0 | 0 | 0 | 0 | 0 | 0 | 0 | 0 | 0 | 0 | 2137
1463
1464 |  | 1081390 | Accum Depr - Capital Lease |  | F30 |  | 0 | 0 | 0 | 0 | 0 | 0 | 0 | 0 | 0 | 0 | 0 | 0 | 0 | 0 | 2144
1465 |  |  | Remove Capital Lease |  | F30 |  | 0 | 0 | 0 | 0 | 0 | 0 | 0 | 0 | 0 | 0 | 0 | 0 | 0 | 0 | 2147
1466
1467 |  | 1081399L | Accum Depr - Capital Lease |  | F30 |  | 0 | 0 | 0 | 0 | 0 | 0 | 0 | 0 | 0 | 0 | 0 | 0 | 0 | 0 | 2151
1468 |  |  |  | Energy | F30 |  | 0 | 0 | 0 | 0 | 0 | 0 | 0 | 0 | 0 | 0 | 0 | 0 | 0 | 0 | 2152
1469 |  |  | Remove Capital Lease |  | F30 |  | 0 | 0 | 0 | 0 | 0 | 0 | 0 | 0 | 0 | 0 | 0 | 0 | 0 | 0 | 2155
1470
1471 |  | TOTAL GENERAL PLANT ACCUM DEPR |  |  |  |  | 0 | 0 | 0 | 0 | 0 | 0 | 0 | 0 | 0 | 0 | 0 | 0 | 0 | 0
1472
1473
1474 |  | TOTAL ACCUM DEPR - PLANT IN SERVICE |  |  |  |  | 0 | 0 | 0 | 0 | 0 | 0 | 0 | 0 | 0 | 0 | 0 | 0 | 0 | 0
1475
1476
1477 | [6 empty] | D: ACCUMULATED AMORTIZATION
1478
1479 |  | 111CLS | Accum Prov for Amort-Steam |  | F10 |  | 0 | 0 | 0 | 0 | 0 | 0 | 0 | 0 | 0 | 0 | 0 | 0 | 0 | 0 | 2168
1480
1481 |  | 111CLG | Accum Prov for Amort-General
1482 |  |  | Situs |  | F108M |  | 0 | 0 | 0 | 0 | 0 | 0 | 0 | 0 | 0 | 0 | 0 | 0 | 0 | 0 | 2172
1483 |  |  | Customer - System |  | F40 |  | 0 | 0 | 0 | 0 | 0 | 0 | 0 | 0 | 0 | 0 | 0 | 0 | 0 | 0 | 2173
1484 |  |  | System Generation |  | F108M |  | 0 | 0 | 0 | 0 | 0 | 0 | 0 | 0 | 0 | 0 | 0 | 0 | 0 | 0 | 2174
1485 |  |  | System Overheads |  | F108M |  | 0 | 0 | 0 | 0 | 0 | 0 | 0 | 0 | 0 | 0 | 0 | 0 | 0 | 0 | 2175
1486 |  |  | Energy |  | F108M |  | 0 | 0 | 0 | 0 | 0 | 0 | 0 | 0 | 0 | 0 | 0 | 0 | 0 | 0 | 2176
1487 |  |  | Total Accum Prov for Amort-General |  |  |  | 0 | 0 | 0 | 0 | 0 | 0 | 0 | 0 | 0 | 0 | 0 | 0 | 0 | 0 | 2177
1488
1489 |  | 111CLH | Accum Prov for Amort-Hydro |  | F10 |  | 0 | 0 | 0 | 0 | 0 | 0 | 0 | 0 | 0 | 0 | 0 | 0 | 0 | 0 | 2185
1490
1491 |  | 111IP | Accum Prov for Amort-Intangible
1492 |  |  |  | Situs | F107M |  | 0 | 0 | 0 | 0 | 0 | 0 | 0 | 0 | 0 | 0 | 0 | 0 | 0 | 0 | 2189
1493 |  |  |  | System Generation | F105M |  | 0 | 0 | 0 | 0 | 0 | 0 | 0 | 0 | 0 | 0 | 0 | 0 | 0 | 0 | 2190
1494 |  |  |  | System Generation | F105M |  | 0 | 0 | 0 | 0 | 0 | 0 | 0 | 0 | 0 | 0 | 0 | 0 | 0 | 0 | 2191
1495 |  |  |  | Energy | F30 |  | 0 | 0 | 0 | 0 | 0 | 0 | 0 | 0 | 0 | 0 | 0 | 0 | 0 | 0 | 2192
1496 |  |  |  | System Generation | F105M |  | 0 | 0 | 0 | 0 | 0 | 0 | 0 | 0 | 0 | 0 | 0 | 0 | 0 | 0 | 2193
1497 |  |  |  | System Generation | F105M |  | 0 | 0 | 0 | 0 | 0 | 0 | 0 | 0 | 0 | 0 | 0 | 0 | 0 | 0 | 2194
1498 |  |  |  | System Generation | F105M |  | 0 | 0 | 0 | 0 | 0 | 0 | 0 | 0 | 0 | 0 | 0 | 0 | 0 | 0 | 2195
1499 |  |  |  | Customer - System | F42 |  | 0 | 0 | 0 | 0 | 0 | 0 | 0 | 0 | 0 | 0 | 0 | 0 | 0 | 0 | 2196
1500 |  |  |  | System Generation | F105M |  | 0 | 0 | 0 | 0 | 0 | 0 | 0 | 0 | 0 | 0 | 0 | 0 | 0 | 0 | 2197
1501 |  |  |  | Cholla | F10 |  | 0 | 0 | 0 | 0 | 0 | 0 | 0 | 0 | 0 | 0 | 0 | 0 | 0 | 0 | 2198
1502 |  |  |  | System Overheads | F102M |  | 0 | 0 | 0 | 0 | 0 | 0 | 0 | 0 | 0 | 0 | 0 | 0 | 0 | 0 | 2199
1503 |  |  | Total Accum Prov for Amort-Intangible |  |  |  | 0 | 0 | 0 | 0 | 0 | 0 | 0 | 0 | 0 | 0 | 0 | 0 | 0 | 0
1504
1505 |  | 111390 | Accum Prov for Amort-Capital Lease |  | F30 |  | 0 | 0 | 0 | 0 | 0 | 0 | 0 | 0 | 0 | 0 | 0 | 0 | 0 | 0 | 2210
1506
1507
1508 |  | TOTAL ACCUM PROV FOR AMORTIZATION |  |  |  |  | 0 | 0 | 0 | 0 | 0 | 0 | 0 | 0 | 0 | 0 | 0 | 0 | 0 | 0

## Production-Demand
Production Demand |  |  | - | Production - Demand - Unbundled
Rocky Mountain Power
3 | Cost Of Service By Rate Schedule
4 | State of Utah
5 | 2017 Protocol (Non Wgt)
6 | 12 Months Ended Dec 2017
7
8
9 |  | A |  | B | C |  | D | E | F | G | H | I | J | K | L | M | N | O | P | Chk Total
12 |  |  |  | DESCRIPTION |  |  | Utah Jurisdiction Normalized | Residential Sch 1 | General Large Dist. Sch 6 | General +1 MW Sch 8 | Street & Area Lighting Sch. 7,11,12 | General Trans Sch 9 | General Secondary Sch 22 | Irrigation Sch 10 | Traffic Signals Sch 15 | Outdoor Lighting Sch 15 | General Small Dist. Sch 23 | Industrial Cust 1 | Industrial Cust 2 | 0
13
12 |  |  |  | Operating Revenues |  |  | 729152341.6799 | 259059348.2935 | 214341328.4614 | 57861116.2424 | 1194166.0465 | 112637684.1442 | 609768.7436 | 6283691.155 | 221290.6591 | 296877.3466 | 52064729.3061 | 13433547.2781 | 11148794.0033 | 0
13
14 |  |  |  | Operating Expenses
15 |  |  |  | Operation & Maintenance Expenses |  |  | 367450719.7497 | 131442341.6475 | 103729912.1963 | 28855758.3035 | 478290.5055 | 60823606.6877 | 287006.6742 | 3265856.4286 | 97990.3773 | 104844.3771 | 25043064.3912 | 7622895.9233 | 5699152.2376 | 0
16 |  |  |  | Depreciation Expense |  |  | 132509892.2891 | 47392491.1441 | 37423261.2308 | 10405752.828 | 167731.395 | 21944753.2381 | 103327.4342 | 1175978.7827 | 35190.9272 | 37433.5262 | 9030946.394 | 2749874.1999 | 2043151.189 | 0
17 |  |  |  | Amortization Expense |  |  | 17448773.4246 | 6132012.9158 | 4869826.5738 | 1383972.9325 | 45398.594 | 2949226.8886 | 14656.9122 | 160316.7743 | 5108.5513 | 6652.9922 | 1175511.0352 | 371659.4607 | 334429.794 | 0
18 |  |  |  | Taxes Other Than Income |  |  | 25525125.6244 | 8632488.8197 | 7177775.3214 | 2069276.1366 | 49106.927 | 4519495.6783 | 22287.2985 | 235431.791 | 7308.9117 | 10645.8003 | 1688412.0453 | 570915.0995 | 541981.7951 | 0
19 |  |  |  | Income Taxes - Federal |  |  | 16138740.9616 | 5171045.8268 | 7399134.4245 | 1470776.8037 | 100711.3065 | -16245.6602 | 26100.6009 | 78179.239 | 13286.0012 | 34382.0012 | 1890450.6985 | -230112.7588 | 201032.4783 | 0
20 |  |  |  | Income Taxes - State |  |  | 4651761.9849 | 1583056.7636 | 1699887.3173 | 392805.2617 | 16763.1809 | 404390.5791 | 5459.0753 | 32425.8855 | 2457.2532 | 5359.562 | 424558.1826 | 19672.4808 | 64926.4429 | 0
21 |  |  |  | Income Taxes Deferred |  |  | 10911623.7116 | 3690264.6859 | 3068395.6093 | 884585.7564 | 20992.5043 | 1932019.334 | 9527.4992 | 100643.7011 | 3124.4545 | 4550.9263 | 721771.8408 | 244057.9854 | 231689.4143 | 0
22 |  |  |  | Investment Tax Credit Adj |  |  | -1140013.2983 | -385547.6442 | -320576.6521 | -92418.8327 | -2193.2331 | -201851.511 | -995.4042 | -10514.9482 | -326.4335 | -475.467 | -75408.5293 | -25498.4369 | -24206.2062 | 0
23 |  |  |  | Misc Revenues & Expense |  |  | -36135.0739 | -12867.0564 | -10201.6267 | -2845.0242 | -47.6568 | -6017.7255 | -28.4492 | -321.7047 | -9.6569 | -10.5997 | -2456.8494 | -754.6028 | -574.1216 | 0
24
25 |  |  |  | Total Operating Expenses |  |  | 573460489.3737 | 203645287.103 | 165037414.3945 | 45367664.1656 | 876753.5233 | 92349377.509 | 467341.6411 | 5037995.9493 | 164130.3861 | 203383.1188 | 39896849.2087 | 11322709.351 | 9091583.0235 | 0
26
27 |  |  |  | Operating Revenue For Return |  |  | 155691852.3061 | 55414061.1906 | 49303914.0669 | 12493452.0768 | 317412.5233 | 20288306.6352 | 142427.1026 | 1245695.2057 | 57160.2729 | 93494.2279 | 12167880.0974 | 2110837.9271 | 2057210.9799 | 0
28
29
30 |  |  |  | Rate Base :
31 |  |  |  | Electric Plant In Service |  |  | 4222125703.9128 | 1508129245.2567 | 1192285129.7365 | 331806736.6222 | 5409392.1476 | 700354142.5367 | 3301521.3121 | 37504432.2249 | 1123327.307 | 1206018.1495 | 287551632.7116 | 87778553.4398 | 65675572.4682 | 0
32 |  |  |  | Plant Held For Future Use |  |  | 0 | 0 | 0 | 0 | 0 | 0 | 0 | 0 | 0 | 0 | 0 | 0 | 0 | 0
33 |  |  |  | Electric Plant Acquisition Adj |  |  | 16739107.1518 | 5994052.1794 | 4727895.6224 | 1313542.0318 | 20942.8417 | 2767851.4373 | 13017.8221 | 148423.2045 | 4437.7015 | 4678.5558 | 1141571.5779 | 346768.9563 | 255925.2212 | 0
34 |  |  |  | Pensions |  |  | 0 | 0 | 0 | 0 | 0 | 0 | 0 | 0 | 0 | 0 | 0 | 0 | 0 | 0
35 |  |  |  | Prepayments |  |  | 4964340.2618 | 1694437.7147 | 1396891.3561 | 400419.8978 | 9022.6594 | 869932.9485 | 4259.7982 | 45512.1833 | 1404.691 | 1962.0198 | 329956.1179 | 109764.6397 | 100776.2354 | 0
36 |  |  |  | Fuel Stock |  |  | 0 | 0 | 0 | 0 | 0 | 0 | 0 | 0 | 0 | 0 | 0 | 0 | 0 | 0
37 |  |  |  | Materials & Supplies |  |  | 65330065.5226 | 22292490.6167 | 18382521.4571 | 5270267.5883 | 118942.6491 | 11451791.9977 | 56087.573 | 599043.6285 | 18492.0282 | 25861.9396 | 4341550.0663 | 1444994.564 | 1328021.414 | 0
38 |  |  |  | Misc Deferred Debits |  |  | 164742057.0523 | 52912693.9787 | 46146011.1655 | 13720878.325 | 411486.9463 | 30824597.7386 | 157269.0511 | 1569879.9588 | 50146.162 | 88008.791 | 10606777.181 | 3918491.3135 | 4335816.4407 | 0
39 |  |  |  | Cash Working Capital |  |  | 5495676.9916 | 1915646.6958 | 1584803.9682 | 439703.0537 | 9575.3349 | 900812.3079 | 4666.6161 | 48773.3266 | 1623.8339 | 2236.9841 | 380160.2377 | 110402.1882 | 97272.4445 | 0
40 |  |  |  | Weatherization Loans |  |  | 0 | 0 | 0 | 0 | 0 | 0 | 0 | 0 | 0 | 0 | 0 | 0 | 0 | 0
41 |  |  |  | Miscellaneous Rate Base |  |  | 0 | 0 | 0 | 0 | 0 | 0 | 0 | 0 | 0 | 0 | 0 | 0 | 0 | 0
42
43 |  |  |  | Total Rate Base Additions |  |  | 4479396950.8928 | 1592938566.442 | 1264523253.3058 | 352951547.5189 | 5979362.579 | 747169128.9667 | 3536822.1726 | 39916064.5267 | 1199431.7236 | 1328766.4398 | 304351647.8925 | 93708975.1016 | 71793384.2238 | 0
44
45 |  |  |  | Rate Base Deductions :
46 |  |  |  | Accum Provision For Depreciation |  |  | -1426242531.036 | -510189631.8284 | -402803175.6808 | -111988341.1125 | -1802285.8944 | -236144434.0201 | -1111709.4801 | -12655777.9131 | -378673.8962 | -402283.5227 | -97212052.7846 | -29590171.7891 | -21963993.1141 | 0
47 |  |  |  | Accum Provision For Amortization |  |  | -73390934.2341 | -25045412.0254 | -20650829.1855 | -5920246.1052 | -133540.1609 | -12863423.1772 | -62996.9057 | -672916.0289 | -20771.2288 | -29036.9338 | -4877480.0758 | -1623094.6951 | -1491187.7119 | 0
48 |  |  |  | Accum Deferred Income Taxes |  |  | -747040579.0998 | -254223496.4362 | -210158127.3073 | -60354609.6672 | -1383341.0777 | -131355425.8645 | -644653.7349 | -6862337.9325 | -212186.4254 | -300478.0207 | -49573925.3906 | -16580561.7443 | -15391435.4985 | 0
49 |  |  |  | Unamortized ITC |  |  | -55829.5744 | -18998.9779 | -15706.0106 | -4510.5929 | -103.3913 | -9816.903 | -48.1789 | -512.8566 | -15.8579 | -22.4577 | -3704.8487 | -1239.1574 | -1150.3415 | 0
50 |  |  |  | Customer Advance For Construction |  |  | 0 | 0 | 0 | 0 | 0 | 0 | 0 | 0 | 0 | 0 | 0 | 0 | 0 | 0
51 |  |  |  | Customer Service Deposits |  |  | 0 | 0 | 0 | 0 | 0 | 0 | 0 | 0 | 0 | 0 | 0 | 0 | 0 | 0
52 |  |  |  | Misc Rate Base Deductions |  |  | -88114233.0989 | -28389949.5641 | -24687369.3264 | -7327163.1564 | -217082.9837 | -16434445.8584 | -83690.5789 | -838071.5915 | -26726.5561 | -46458.3957 | -5682354.9334 | -2088450.6198 | -2292469.5345 | 0
53 | [19 empty] | 0
54 |  |  |  | Total Rate Base Deductions |  |  | -2334844107.0432 | -817867488.8319 | -658315207.5106 | -185594870.6342 | -3536353.508 | -396807545.8232 | -1903098.8785 | -21029616.3226 | -638373.9644 | -778279.3306 | -157349518.033 | -49883518.0057 | -41140236.2005 | 0
55 | [19 empty] | 0
56 |  |  |  | Total Rate Base |  |  | 2144552843.8496 | 775071077.6101 | 606208045.7951 | 167356676.8847 | 2443009.071 | 350361583.1435 | 1633723.2941 | 18886448.2041 | 561057.7592 | 550487.1092 | 147002129.8595 | 43825457.0959 | 30653148.0234 | 0
57
58
59 |  |  |  | Return On Rate Base |  |  | 7.26% | 7.15% | 8.133% | 7.465% | 12.99% | 5.791% | 8.718% | 6.596% | 10.19% | 16.98% | 8.277% | 4.816% | 6.711%
60
61 |  |  |  | Return On Equity |  |  | 9.142% | 8.928% | 10.84% | 9.541% | 20.28% | 6.289% | 11.97% | 7.852% | 14.83% | 28.03% | 11.12% | 4.397% | 8.077%
Rocky Mountain Power
Cost Of Service By Rate Schedule
State of Utah
2017 Protocol (Non Wgt)
12 Months Ended Dec 2017
|  | A |  | B | C |  | D | E | F | G | H | I | J | K | L | M | N | O | P
|  |  |  | DESCRIPTION | COS Factor |  | Utah Jurisdiction Normalized | Residential Sch 1 | General Large Dist. Sch 6 | General +1 MW Sch 8 | Street & Area Lighting Sch. 7,11,12 | General Trans Sch 9 | General Secondary Sch 22 | Irrigation Sch 10 | Traffic Signals Sch 15 | Outdoor Lighting Sch 15 | General Small Dist. Sch 23 | Industrial Cust 1 | Industrial Cust 2
79 |  |  |  | Total Rate Base |  |  | 2144552843.8496 | 775071077.6101 | 606208045.7951 | 167356676.8847 | 2443009.071 | 350361583.1435 | 1633723.2941 | 18886448.2041 | 561057.7592 | 550487.1092 | 147002129.8595 | 43825457.0959 | 30653148.0234 | 0
80
81
82 |  |  |  | Return On Ratebase ($$) | 7.319% |  | 156952793.4143 | 56724911.7103 | 44366379.8962 | 12248286.6342 | 178795.8264 | 25641815.8858 | 119566.853 | 1382237.2397 | 41061.9784 | 40288.3472 | 10758604.0537 | 3207441.5576 | 2243403.4316 | 0
83 |  |  |  | Operating & Maintenance Expense |  |  | 367450719.7497 | 131442341.6475 | 103729912.1963 | 28855758.3035 | 478290.5055 | 60823606.6877 | 287006.6742 | 3265856.4286 | 97990.3773 | 104844.3771 | 25043064.3912 | 7622895.9233 | 5699152.2376 | 0
84 |  |  |  | Bad Debt to Produce ROR | F80 |  | 0 | 0 | 0 | 0 | 0 | 0 | 0 | 0 | 0 | 0 | 0 | 0 | 0 | 0
85 |  |  |  | Depreciation Expense |  |  | 132509892.2891 | 47392491.1441 | 37423261.2308 | 10405752.828 | 167731.395 | 21944753.2381 | 103327.4342 | 1175978.7827 | 35190.9272 | 37433.5262 | 9030946.394 | 2749874.1999 | 2043151.189 | 0
86 |  |  |  | Amortization Expense |  |  | 17448773.4246 | 6132012.9158 | 4869826.5738 | 1383972.9325 | 45398.594 | 2949226.8886 | 14656.9122 | 160316.7743 | 5108.5513 | 6652.9922 | 1175511.0352 | 371659.4607 | 334429.794 | 0
87 |  |  |  | Taxes Other Than Income |  |  | 25525125.6244 | 8632488.8197 | 7177775.3214 | 2069276.1366 | 49106.927 | 4519495.6783 | 22287.2985 | 235431.791 | 7308.9117 | 10645.8003 | 1688412.0453 | 570915.0995 | 541981.7951 | 0
88 |  |  |  | Federal Income Taxes |  |  | 16138740.9616 | 5171045.8268 | 7399134.4245 | 1470776.8037 | 100711.3065 | -16245.6602 | 26100.6009 | 78179.239 | 13286.0012 | 34382.0012 | 1890450.6985 | -230112.7588 | 201032.4783 | 0
89 |  |  |  | FIT Adj to Produce Target ROR | F101 |  | 0 | 0 | 0 | 0 | 0 | 0 | 0 | 0 | 0 | 0 | 0 | 0 | 0 | 0
90 |  |  |  | State Income Taxes |  |  | 4651761.9849 | 1583056.7636 | 1699887.3173 | 392805.2617 | 16763.1809 | 404390.5791 | 5459.0753 | 32425.8855 | 2457.2532 | 5359.562 | 424558.1826 | 19672.4808 | 64926.4429 | 0
91 |  |  |  | SIT Adj to Produce Target ROR | F101 |  | 0 | 0 | 0 | 0 | 0 | 0 | 0 | 0 | 0 | 0 | 0 | 0 | 0 | 0
92 |  |  |  | Deferred Income Taxes |  |  | 10911623.7116 | 3690264.6859 | 3068395.6093 | 884585.7564 | 20992.5043 | 1932019.334 | 9527.4992 | 100643.7011 | 3124.4545 | 4550.9263 | 721771.8408 | 244057.9854 | 231689.4143 | 0
93 |  |  |  | Investment Tax Credit |  |  | -1140013.2983 | -385547.6442 | -320576.6521 | -92418.8327 | -2193.2331 | -201851.511 | -995.4042 | -10514.9482 | -326.4335 | -475.467 | -75408.5293 | -25498.4369 | -24206.2062 | 0
94 |  |  |  | Misc Revenue & Expenses |  |  | -36135.0739 | -12867.0564 | -10201.6267 | -2845.0242 | -47.6568 | -6017.7255 | -28.4492 | -321.7047 | -9.6569 | -10.5997 | -2456.8494 | -754.6028 | -574.1216 | 0
|  |  |  | Total Operating Expenses |  |  | 573460489.3737 | 203645287.103 | 165037414.3945 | 45367664.1656 | 876753.5233 | 92349377.509 | 467341.6411 | 5037995.9493 | 164130.3861 | 203383.1188 | 39896849.2087 | 11322709.351 | 9091583.0235
|  |  |  | Total Op. exp. Adjusted for Taxes |  |  | 157734949.8226 | 57538026.7145 | 41303648.4429 | 12096211.5525 | 92812.4787 | 28962574.9127 | 105386.7374 | 1466933.6829 | 31076.2748 | 7284.9656 | 9884436.1156 | 3887660.1272 | 2358897.8178
97 |  |  |  | Revenue Credits |  |  | -98945866.2579 | -34867876.5164 | -27964006.7429 | -7841125.4138 | -145500.6767 | -16634274.2232 | -79914.2181 | -886209.3174 | -27017.4276 | -32403.5811 | -6704971.9388 | -2084527.4843 | -1678038.7177 | 0
98
99 |  |  |  | Total Revenue Requirements |  |  | 632249572.9384 | 226315437.301 | 178377056.0945 | 49622750.3043 | 824065.3253 | 104677678.1985 | 492814.1604 | 5618720.3147 | 168189.2332 | 178264.5033 | 43076313.3856 | 13125841.9939 | 9772442.1236 | 0
100 |  |  |  | Operating Revenues |  |  | 630206475.422 | 224191471.7771 | 186377321.7185 | 50019990.8285 | 1048665.3699 | 96003409.921 | 529854.5257 | 5397481.8375 | 194273.2314 | 264473.7656 | 45359757.3673 | 11349019.7937 | 9470755.2857 | 0
101
102 |  |  |  | Increase / (Decrease) Required to
103 |  |  |  | Earn Equal Rates of Return |  |  | 2043097.5164 | 2123965.5239 | -8000265.624 | -397240.5243 | -224600.0445 | 8674268.2775 | -37040.3653 | 221238.4772 | -26083.9982 | -86209.2623 | -2283443.9817 | 1776822.2002 | 301686.8379 | 0
104
105 |  |  |  | Existing Revenues |  |  | 630206475.422 | 224191471.7771 | 186377321.7185 | 50019990.8286 | 1048665.3699 | 96003409.921 | 529854.5256 | 5397481.8375 | 194273.2314 | 264473.7656 | 45359757.3673 | 11349019.7937 | 9470755.2857 | 0
106 |  |  |  | check |  |  | 0 | -1.967e-06 | -2.0862e-06 | -8.7216e-05 | -7.4506e-09 | -1.6242e-06 | 9.0797e-05 | -5.6811e-08 | -2.0955e-09 | -3.3178e-09 | -4.5449e-07 | -2.0675e-07 | -1.8068e-07 | 0
107 |  |  |  | Percent Increase / (Decrease)
108 |  |  |  | Over Existing Rates To
109 |  |  |  | Equal Authorized RoE & RoR |  |  | 0.3242% | 0.9474% | -4.293% | -0.7942% | -21.42% | 9.035% | -6.991% | 4.099% | -13.43% | -32.6% | -5.034% | 15.66% | 3.185%
[5 empty] | 2017 Protocol |  | E: ELECTRIC REVENUES
|  | Production - Demand - Unbundled |  |  | (Non-Wgt)
|  | A |  | B | C |  | D | E | F | G | H | I | J | K | L | M | N | O | P
|  | FERC ACCT |  | DESCRIPTION | COS Factor |  | Utah Jurisdiction Normalized | Residential Sch 1 | General Large Dist. Sch 6 | General +1 MW Sch 8 | Street & Area Lighting Sch. 7,11,12 | General Trans Sch 9 | General Secondary Sch 22 | Irrigation Sch 10 | Traffic Signals Sch 15 | Outdoor Lighting Sch 15 | General Small Dist. Sch 23 | Industrial Cust 1 | Industrial Cust 2 |  | Func Study Row
122 |  | 440 | Residential Sales |  | A |  | 224191471.7771 | 224191471.7771 | 0 | 0 | 0 | 0 | 0 | 0 | 0 | 0 | 0 | 0 | 0 | 0
123
124 |  | 442 | Commercial & Industrial Sales |  | A |  | 401227068.0742 | 0 | 186377321.7185 | 50019990.8286 | 0 | 92722886.7172 | 529854.5256 | 5397481.8375 | 0 | 0 | 45359757.3673 | 11349019.7937 | 9470755.2857 | 0
125 |  |  |  | Interruptible Demand | F12 |  | 0 | 0 | 0 | 0 | 0 | 0 | 0 | 0 | 0 | 0 | 0 | 0 | 0 | 0 | 100
126 |  |  |  | Interruptible Energy | F30 |  | 0 | 0 | 0 | 0 | 0 | 0 | 0 | 0 | 0 | 0 | 0 | 0 | 0 | 0 | 101
127 | [6 empty] | 401227068.0742 | 0 | 186377321.7185 | 50019990.8286 | 0 | 92722886.7172 | 529854.5256 | 5397481.8375 | 0 | 0 | 45359757.3673 | 11349019.7937 | 9470755.2857 | 0
128
129 |  | 444 | Public Street & Highway Lighting |  | A |  | 1507412.3669 | 0 | 0 | 0 | 1048665.3699 | 0 | 0 | 0 | 194273.2314 | 264473.7656 | 0 | 0 | 0 | 0
130
131 |  | 445 | Other Sales to Public Authority |  | A |  | 3280523.2038 | 0 | 0 | 0 | 0 | 3280523.2038 | 0 | 0 | 0 | 0 | 0 | 0 | 0 | 0
132
133 |  | 448 | Interdepartmental |  | A | 0 | 0 | 0 | 0 | 0 | 0 | 0 | 0 | 0 | 0 | 0 | 0 | 0 | 0 | 0 | 114
134 |  |  |  | Demand | F12 |  | 0 | 0 | 0 | 0 | 0 | 0 | 0 | 0 | 0 | 0 | 0 | 0 | 0 | 0 | 115
135 | [6 empty] | 0 | 0 | 0 | 0 | 0 | 0 | 0 | 0 | 0 | 0 | 0 | 0 | 0 | 0
136
137 |  | Total Sales to Ultimate Customers |  |  |  |  | 630206475.422 | 224191471.7771 | 186377321.7185 | 50019990.8286 | 1048665.3699 | 96003409.921 | 529854.5256 | 5397481.8375 | 194273.2314 | 264473.7656 | 45359757.3673 | 11349019.7937 | 9470755.2857 | 0
138
139
140
141 |  | 447 | Sales for Resale |  | F12 |  | 6002652.0675 | 2149470.0632 | 1695425.6984 | 471036.8194 | 7510.1133 | 992552.8884 | 4668.1974 | 53224.6342 | 1591.3619 | 1677.7324 | 409368.13 | 124351.5185 | 91774.9103 | 0 | 123
142
143
144 |  | 447 | Sales for Resale |  | F11 |  | 0 | 0 | 0 | 0 | 0 | 0 | 0 | 0 | 0 | 0 | 0 | 0 | 0 | 0 | 127
145 |  |  |  | Demand | F12 |  | 0 | 0 | 0 | 0 | 0 | 0 | 0 | 0 | 0 | 0 | 0 | 0 | 0 | 0 | 128
146 |  |  |  | Demand | F12 |  | 68316076.5688 | 24463080.613 | 19295609.761 | 5360861.676 | 85472.4665 | 11296226.7944 | 53128.6717 | 605748.6169 | 18111.2618 | 19094.2426 | 4659011.4168 | 1415242.4234 | 1044488.6245 | 0 | 129
147 |  |  |  | Energy | F30 |  | 0 | 0 | 0 | 0 | 0 | 0 | 0 | 0 | 0 | 0 | 0 | 0 | 0 | 0 | 130
148 | [6 empty] | 68316076.5688 | 24463080.613 | 19295609.761 | 5360861.676 | 85472.4665 | 11296226.7944 | 53128.6717 | 605748.6169 | 18111.2618 | 19094.2426 | 4659011.4168 | 1415242.4234 | 1044488.6245 | 0
149
150 |  | 449 | Provision for Rate Refund |  | F11 |  | 0 | 0 | 0 | 0 | 0 | 0 | 0 | 0 | 0 | 0 | 0 | 0 | 0 | 0 | 134
151 |  |  |  |  | F12 |  | 0 | 0 | 0 | 0 | 0 | 0 | 0 | 0 | 0 | 0 | 0 | 0 | 0 |  | 135
152
153 |  | State Specific Revenue Credit |  |  | F140P |  | 16653421.5476 | 5405730.8123 | 4721186.1437 | 1382775.7161 | 42349.8029 | 3023668.7092 | 15889.0069 | 156432.2042 | 5194.8398 | 9363.7088 | 1093389.6134 | 379276.2289 | 418164.7615 | 0 | 137
154
155 |  | AGA Revenue |  |  | A | 0 | 0 | 0 | 0 | 0 | 0 | 0 | 0 | 0 | 0 | 0 | 0 | 0 | 0 | 0 | 139
156
157 |  | Total Sales from Electricity |  |  |  |  | 721178625.6058 | 256209753.2656 | 212089543.3215 | 57234665.0402 | 1183997.7526 | 111315858.313 | 603540.4016 | 6212887.2929 | 219170.695 | 294609.4494 | 51521526.5276 | 13267889.9646 | 11025183.582 | 0
158
159 |  | Other Electric Operating Revenues
160 |  | 450 | Forfeited Discounts & Interest |  | A | 0 | 0 | 0 | 0 | 0 | 0 | 0 | 0 | 0 | 0 | 0 | 0 | 0 | 0 | 0 | 145
161 |  |  |  | Customers | F40 |  | 0 | 0 | 0 | 0 | 0 | 0 | 0 | 0 | 0 | 0 | 0 | 0 | 0 | 0 | 146
162 | [6 empty] | 0 | 0 | 0 | 0 | 0 | 0 | 0 | 0 | 0 | 0 | 0 | 0 | 0 | 0
163
164 |  | 451 | Misc Electric Revenue |  | A | 0 | 0 | 0 | 0 | 0 | 0 | 0 | 0 | 0 | 0 | 0 | 0 | 0 | 0 | 0 | 150
165 |  |  |  | Demand | F12 |  | 0 | 0 | 0 | 0 | 0 | 0 | 0 | 0 | 0 | 0 | 0 | 0 | 0 | 0 | 151
166 |  |  |  | Customer | F40 |  | 0 | 0 | 0 | 0 | 0 | 0 | 0 | 0 | 0 | 0 | 0 | 0 | 0 | 0 | 152
167 | [6 empty] | 0 | 0 | 0 | 0 | 0 | 0 | 0 | 0 | 0 | 0 | 0 | 0 | 0 | 0
168
169 |  | 453 | Water Sales |  | F12 |  | 17684.1116 | 6332.4457 | 4994.8084 | 1387.6979 | 22.1252 | 2924.1102 | 13.7527 | 156.8024 | 4.6882 | 4.9427 | 1206.0189 | 366.3458 | 270.3735 | 0 | 156
170
171 |  | 454 | Rent of Electric Property |  | A | 0 | 0 | 0 | 0 | 0 | 0 | 0 | 0 | 0 | 0 | 0 | 0 | 0 | 0 | 0 | 160
172 |  |  |  | Demand | F12 |  | 0 | 0 | 0 | 0 | 0 | 0 | 0 | 0 | 0 | 0 | 0 | 0 | 0 | 0 | 161
173 |  |  |  | Demand | F12 |  | 0 | 0 | 0 | 0 | 0 | 0 | 0 | 0 | 0 | 0 | 0 | 0 | 0 | 0 | 162
174 |  |  |  | System Overhead | F102P |  | 337340.1019 | 115110.1104 | 94920.4874 | 27213.697 | 614.1755 | 59132.7844 | 289.6153 | 3093.238 | 95.4859 | 133.5414 | 22418.1459 | 7461.4132 | 6857.4075 | 0 | 163
175 | [6 empty] | 337340.1019 | 115110.1104 | 94920.4874 | 27213.697 | 614.1755 | 59132.7844 | 289.6153 | 3093.238 | 95.4859 | 133.5414 | 22418.1459 | 7461.4132 | 6857.4075 | 0
176
177 |  | 456 | Other Electric Revenue |  | A | 0 | 0 | 0 | 0 | 0 | 0 | 0 | 0 | 0 | 0 | 0 | 0 | 0 | 0 | 0 | 167
178 |  |  |  | Customer | F40 |  | 0 | 0 | 0 | 0 | 0 | 0 | 0 | 0 | 0 | 0 | 0 | 0 | 0 | 0 | 168
179 |  |  |  | Energy | F30 |  | 0 | 0 | 0 | 0 | 0 | 0 | 0 | 0 | 0 | 0 | 0 | 0 | 0 | 0 | 169
180 |  |  |  | Demand | F12 |  | 0 | 0 | 0 | 0 | 0 | 0 | 0 | 0 | 0 | 0 | 0 | 0 | 0 | 0 | 170
181 |  |  |  | Demand | F12 |  | 7618691.8606 | 2728152.4717 | 2151869.844 | 597849.8074 | 9531.9933 | 1259768.9366 | 5924.974 | 67553.8217 | 2019.7899 | 2129.4131 | 519578.6137 | 157829.5545 | 116482.6404 | 0 | 171
182 | [6 empty] | 7618691.8606 | 2728152.4717 | 2151869.844 | 597849.8074 | 9531.9933 | 1259768.9366 | 5924.974 | 67553.8217 | 2019.7899 | 2129.4131 | 519578.6137 | 157829.5545 | 116482.6404 | 0
183 | [19 empty] | 0
184 |  | Total Other Electric Operating Revenues |  |  |  |  | 7973716.0741 | 2849595.0279 | 2251785.1399 | 626451.2022 | 10168.294 | 1321825.8312 | 6228.3421 | 70803.8621 | 2119.9641 | 2267.8972 | 543202.7785 | 165657.3135 | 123610.4213 | 0
185 | [19 empty] | 0
186 |  | Total Electric Operating Revenues |  |  |  |  | 729152341.6799 | 259059348.2935 | 214341328.4614 | 57861116.2424 | 1194166.0465 | 112637684.1442 | 609768.7436 | 6283691.155 | 221290.6591 | 296877.3466 | 52064729.3061 | 13433547.2781 | 11148794.0033 | 0
187
188 |  | Miscellaneous Revenues
189 |  | 41160 | Gain on Sale of Utility Plant - CR |  | F12 |  | 0 | 0 | 0 | 0 | 0 | 0 | 0 | 0 | 0 | 0 | 0 | 0 | 0 | 0 | 185
190 |  | 41170 | Loss on Sale of Utility Plant |  | F12 |  | 0 | 0 | 0 | 0 | 0 | 0 | 0 | 0 | 0 | 0 | 0 | 0 | 0 | 0 | 190
191 |  | 4118 | Gain from Emission Allowances |  | F30 |  | -1074.1751 | -312.2138 | -298.8124 | -93.7446 | -3.7909 | -220.3219 | -1.1827 | -10.8249 | -0.36188 | -0.80023 | -65.7705 | -28.2779 | -38.0734 | 0 | 193
192 |  | 41181 | Gain from Disposition of NOX Credits |  | F12 |  | 0 | 0 | 0 | 0 | 0 | 0 | 0 | 0 | 0 | 0 | 0 | 0 | 0 | 0 | 196
193 |  | 4194 | Impact Housing Interest Income |  | F12 |  | 0 | 0 | 0 | 0 | 0 | 0 | 0 | 0 | 0 | 0 | 0 | 0 | 0 | 0 | 200
194 |  | 421 | (Gain)/Loss on Sale of Utility Plant |  | F12 |  | -35060.8988 | -12554.8427 | -9902.8143 | -2751.2796 | -43.8658 | -5797.4036 | -27.2665 | -310.8798 | -9.295 | -9.7995 | -2391.0789 | -726.325 | -536.0482 | 0 | 210
195
196 |  | Total Miscellaneous Revenues |  |  |  |  | -36135.0739 | -12867.0564 | -10201.6267 | -2845.0242 | -47.6568 | -6017.7255 | -28.4492 | -321.7047 | -9.6569 | -10.5997 | -2456.8494 | -754.6028 | -574.1216 | 0
197
198 |  | Miscellaneous Expenses
199 |  | 4311 | Interest on Customer Deposits |  | F80 |  | 0 | 0 | 0 | 0 | 0 | 0 | 0 | 0 | 0 | 0 | 0 | 0 | 0 | 0 | 216
200
201 |  | DFA | Divergence Fairness Adjustment
202 |  |  |  | Production | F105 |  | 0 | 0 | 0 | 0 | 0 | 0 | 0 | 0 | 0 | 0 | 0 | 0 | 0 | 0 | 220
203 |  |  |  | Transmission | F105 |  | 0 | 0 | 0 | 0 | 0 | 0 | 0 | 0 | 0 | 0 | 0 | 0 | 0 | 0 | 221
204 |  |  |  | Distribution | F105 |  | 0 | 0 | 0 | 0 | 0 | 0 | 0 | 0 | 0 | 0 | 0 | 0 | 0 | 0 | 222
205 | [6 empty] | 0 | 0 | 0 | 0 | 0 | 0 | 0 | 0 | 0 | 0 | 0 | 0 | 0 | 0
206
207 |  | Net Miscellaneous Revenues And Expense |  |  |  |  | -36135.0739 | -12867.0564 | -10201.6267 | -2845.0242 | -47.6568 | -6017.7255 | -28.4492 | -321.7047 | -9.6569 | -10.5997 | -2456.8494 | -754.6028 | -574.1216 | 0
208
209 |  | Distribution - METER - Unbundled
210 | [6 empty] | E: STEAM POWER GENERATION
211
212 |  | A |  | B | C |  | D | E | F | G | H | I | J | K | L | M | N | O | P
213 |  | FERC ACCT |  | DESCRIPTION | COS Factor |  | Utah Jurisdiction Normalized | Residential Sch 1 | General Large Dist. Sch 6 | General +1 MW Sch 8 | Street & Area Lighting Sch. 7,11,12 | General Trans Sch 9 | General Secondary Sch 22 | Irrigation Sch 10 | Traffic Signals Sch 15 | Outdoor Lighting Sch 15 | General Small Dist. Sch 23 | Industrial Cust 1 | Industrial Cust 2
214 |  | 500 | Operation Suprvn & Engineering |  | F12 |  | 5081862.3478 | 1819747.4815 | 1435352.2282 | 398781.1138 | 6358.0834 | 840298.1041 | 3952.1092 | 45060.127 | 1347.2515 | 1420.373 | 346572.2255 | 105276.35 | 77696.9006 | 0 | 231
215 |  |  |  | Cholla | F12 |  | 975263.8808 | 349229.0561 | 275459.4848 | 76530.3721 | 1220.1844 | 161262.2173 | 758.4521 | 8647.5216 | 258.552 | 272.5848 | 66510.9266 | 20203.6605 | 14910.8684 | 0 | 232
216 |  |  |  | Total 500 |  |  | 6057126.2286 | 2168976.5375 | 1710811.713 | 475311.4859 | 7578.2677 | 1001560.3213 | 4710.5614 | 53707.6486 | 1605.8036 | 1692.9578 | 413083.1522 | 125480.0105 | 92607.7691 | 0
217
218 |  | 501 | Fuel Related |  | F30 |  | 0 | 0 | 0 | 0 | 0 | 0 | 0 | 0 | 0 | 0 | 0 | 0 | 0 | 0 | 243
219 |  |  |  | System Energy - Non NPC | F30 |  | 0 | 0 | 0 | 0 | 0 | 0 | 0 | 0 | 0 | 0 | 0 | 0 | 0 | 0 | 236
220 |  |  |  | System Energy - Non NPC | F30 |  | 0 | 0 | 0 | 0 | 0 | 0 | 0 | 0 | 0 | 0 | 0 | 0 | 0 | 0 | 239
221 |  |  |  | Cholla - Non NPC | F30 |  | 0 | 0 | 0 | 0 | 0 | 0 | 0 | 0 | 0 | 0 | 0 | 0 | 0 | 0 | 240
222 |  |  |  | Cholla | F30 |  | 0 | 0 | 0 | 0 | 0 | 0 | 0 | 0 | 0 | 0 | 0 | 0 | 0 | 0 | 246
223 |  |  |  | Total 501 |  |  | 0 | 0 | 0 | 0 | 0 | 0 | 0 | 0 | 0 | 0 | 0 | 0 | 0 | 0
224
225 |  | 502 | Steam Expenses |  | F12 |  | 22536498.4341 | 8070021.0787 | 6365346.2114 | 1768471.7395 | 28196.1466 | 3726463.9635 | 17526.3904 | 199827.8215 | 5974.6467 | 6298.9181 | 1536941.3581 | 466868.2726 | 344561.8869 | 0 | 250
226 |  |  |  | Cholla | F12 |  | 2123507.7339 | 760399.9452 | 599776.4892 | 166634.7337 | 2656.7896 | 351127.087 | 1651.4289 | 18828.8312 | 562.9627 | 593.5173 | 144818.7202 | 43990.7908 | 32466.4381 | 0 | 251
227 |  |  |  | Total 502 |  |  | 24660006.168 | 8830421.0239 | 6965122.7005 | 1935106.4733 | 30852.9362 | 4077591.0505 | 19177.8193 | 218656.6527 | 6537.6095 | 6892.4353 | 1681760.0782 | 510859.0634 | 377028.3251 | 0
228
229 |  | 503 | Steam From Other Sources |  | F30 |  | 0 | 0 | 0 | 0 | 0 | 0 | 0 | 0 | 0 | 0 | 0 | 0 | 0 | 0 | 258
230 |  |  |  | System Energy - Non NPC | F30 |  | 0 | 0 | 0 | 0 | 0 | 0 | 0 | 0 | 0 | 0 | 0 | 0 | 0 | 0 | 255
231 |  |  |  | Total 503 |  |  | 0 | 0 | 0 | 0 | 0 | 0 | 0 | 0 | 0 | 0 | 0 | 0 | 0 | 0
232
233 |  | 505 | Electric Expenses |  | F12 |  | 332852.958 | 119190.228 | 94013.0216 | 26119.4547 | 416.4432 | 55038.0334 | 258.8561 | 2951.3583 | 88.2426 | 93.0319 | 22699.8652 | 6895.4139 | 5089.009 | 0 | 262
234 |  |  |  | Cholla | F12 |  | 63608.543 | 22777.3753 | 17965.9852 | 4991.4547 | 79.5827 | 10517.8248 | 49.4677 | 564.0076 | 16.8632 | 17.7785 | 4337.9676 | 1317.7207 | 972.5149 | 0 | 263
235 |  |  |  | Total 505 |  |  | 396461.501 | 141967.6033 | 111979.0069 | 31110.9094 | 496.0259 | 65555.8582 | 308.3238 | 3515.3659 | 105.1058 | 110.8104 | 27037.8329 | 8213.1346 | 6061.5239 | 0
236
237 |  | 506 | Misc. Steam Expense |  | F12 |  | 2390265.5444 | 855922.3778 | 675121.1938 | 187567.6063 | 2990.539 | 395236.1295 | 1858.8836 | 21194.1335 | 633.6828 | 668.0757 | 163011.0366 | 49516.9713 | 36544.9144 | 0 | 267
238 |  |  |  | System Energy | F30 |  | 0 | 0 | 0 | 0 | 0 | 0 | 0 | 0 | 0 | 0 | 0 | 0 | 0 | 0 | 268
239 |  |  |  | Cholla | F12 |  | 985581.8223 | 352923.774 | 278373.7472 | 77340.036 | 1233.0935 | 162968.3136 | 766.4763 | 8739.0093 | 261.2874 | 275.4687 | 67214.5883 | 20417.408 | 15068.6201 | 0 | 269
240 |  |  |  | Total 506 |  |  | 3375847.3667 | 1208846.1518 | 953494.9411 | 264907.6423 | 4223.6325 | 558204.4431 | 2625.3599 | 29933.1428 | 894.9702 | 943.5444 | 230225.625 | 69934.3793 | 51613.5345 | 0
241
242 |  | 507 | Rents |  | F12 |  | 179231.0242 | 64180.2518 | 50623.1047 | 14064.5186 | 224.2418 | 29636.2789 | 139.386 | 1589.2152 | 47.5159 | 50.0948 | 12223.1754 | 3712.9672 | 2740.274 | 0 | 273
243 |  |  |  | Cholla | F12 |  | 0 | 0 | 0 | 0 | 0 | 0 | 0 | 0 | 0 | 0 | 0 | 0 | 0 | 0 | 274
244 |  |  |  | Total 507 |  |  | 179231.0242 | 64180.2518 | 50623.1047 | 14064.5186 | 224.2418 | 29636.2789 | 139.386 | 1589.2152 | 47.5159 | 50.0948 | 12223.1754 | 3712.9672 | 2740.274 | 0
245
246 |  | 510 | Maint Supervision & Engineering |  | F12 |  | 4309099.2578 | 1543031.2718 | 1217088.303 | 338141.2726 | 5391.2543 | 712519.8773 | 3351.1398 | 38208.1502 | 1142.3845 | 1204.3869 | 293871.423 | 89267.7153 | 65882.079 | 0 | 278
247 |  |  |  | Cholla | F12 |  | 833093.5851 | 298319.7595 | 235304.0385 | 65374.0627 | 1042.3105 | 137754.0185 | 647.8878 | 7386.9185 | 220.8613 | 232.8484 | 56815.2142 | 17258.447 | 12737.2182 | 0 | 279
248 |  |  |  | Total 510 |  |  | 5142192.8429 | 1841351.0313 | 1452392.3415 | 403515.3353 | 6433.5648 | 850273.8959 | 3999.0276 | 45595.0687 | 1363.2457 | 1437.2353 | 350686.6373 | 106526.1623 | 78619.2972 | 0
249
250 |  | 511 | Maintenance of Structures |  | F12 |  | 8857309.5373 | 3171685.028 | 2501712.5829 | 695045.9341 | 11081.6682 | 1464577.3345 | 6888.2335 | 78536.4627 | 2348.1596 | 2475.6049 | 604049.7102 | 183488.8776 | 135419.941 | 0 | 283
251 |  |  |  | Cholla | F12 |  | 1187075.8579 | 425076.1148 | 335284.9528 | 93151.5654 | 1485.1892 | 196285.8347 | 923.176 | 10525.6273 | 314.7055 | 331.786 | 80956.0539 | 24591.5778 | 18149.2746 | 0 | 284
252 |  |  |  | Total 511 |  |  | 10044385.3952 | 3596761.1428 | 2836997.5357 | 788197.4995 | 12566.8574 | 1660863.1692 | 7811.4096 | 89062.09 | 2662.8651 | 2807.3909 | 685005.7641 | 208080.4555 | 153569.2155 | 0
253
254 |  | 512 | Maintenance of Boiler Plant |  | F12 |  | 26783086.2353 | 9590667.8274 | 7564778.397 | 2101707.6474 | 33509.1907 | 4428647.4219 | 20828.9156 | 237481.6919 | 7100.4588 | 7485.8331 | 1826549.6325 | 554840.9946 | 409488.2245 | 0 | 288
255 |  |  |  | Cholla | F12 |  | 1912457.1471 | 684825.5302 | 540166.0729 | 150073.2879 | 2392.7374 | 316229.3673 | 1487.2972 | 16957.4766 | 507.0111 | 534.529 | 130425.5181 | 39618.6465 | 29239.6729 | 0 | 289
256 |  |  |  | Total 512 |  |  | 28695543.3824 | 10275493.3575 | 8104944.4698 | 2251780.9353 | 35901.9281 | 4744876.7891 | 22316.2128 | 254439.1685 | 7607.47 | 8020.362 | 1956975.1506 | 594459.6411 | 438727.8975 | 0
257
258 |  | 513 | Maintenance of Electric Plant |  | F12 |  | 9561170.343 | 3423728.2438 | 2700515.3262 | 750278.913 | 11962.2913 | 1580962.4036 | 7435.6185 | 84777.4931 | 2534.76 | 2672.333 | 652051.5232 | 198070.1259 | 146181.3114 | 0 | 293
259 |  |  |  | Cholla | F12 |  | 240897.101 | 86262.0557 | 68040.448 | 18903.5451 | 301.3942 | 39832.9123 | 187.3431 | 2135.9992 | 63.8642 | 67.3304 | 16428.671 | 4990.4476 | 3683.0903 | 0 | 294
260 |  |  |  | Total 513 |  |  | 9802067.444 | 3509990.2995 | 2768555.7741 | 769182.4581 | 12263.6855 | 1620795.3159 | 7622.9615 | 86913.4923 | 2598.6242 | 2739.6634 | 668480.1942 | 203060.5735 | 149864.4017 | 0
261
262 |  | 514 | Maint of Misc. Steam Plant |  | F12 |  | 3342184.1219 | 1196791.7905 | 943986.8887 | 262266.0386 | 4181.5153 | 552638.145 | 2599.1803 | 29634.6557 | 886.0458 | 934.1355 | 227929.8631 | 69237.0082 | 51098.8551 | 0 | 298
263 |  |  |  | Cholla | F12 |  | 745995.9834 | 267131.2639 | 210703.6601 | 58539.3875 | 933.3399 | 123352.2216 | 580.153 | 6614.6368 | 197.7709 | 208.5048 | 50875.3426 | 15454.1247 | 11405.5777 | 0 | 299
264 |  |  |  | Total 514 |  |  | 4088180.1053 | 1463923.0544 | 1154690.5488 | 320805.4261 | 5114.8552 | 675990.3666 | 3179.3333 | 36249.2925 | 1083.8166 | 1142.6403 | 278805.2058 | 84691.1329 | 62504.4328 | 0
265
266 |  | Total Steam Power Generation |  |  |  |  | 92441041.4583 | 33101910.4539 | 26109612.1362 | 7253982.6837 | 115655.9951 | 15285347.4888 | 71890.3952 | 819661.1372 | 24507.0266 | 25837.1347 | 6304282.8155 | 1915017.5202 | 1413336.6711 | 0
267
268
269 | [6 empty] | D: NUCLEAR POWER GENERATION
270
271
272 |  | 517 | Operation Super & Engineering |  | F12 |  | 0 | 0 | 0 | 0 | 0 | 0 | 0 | 0 | 0 | 0 | 0 | 0 | 0 | 0 | 305
273
274 |  | 518 | Nuclear Fuel Expense |  | F30 |  | 0 | 0 | 0 | 0 | 0 | 0 | 0 | 0 | 0 | 0 | 0 | 0 | 0 | 0 | 309
275
276 |  | 519 | Coolants and Water |  | F12 |  | 0 | 0 | 0 | 0 | 0 | 0 | 0 | 0 | 0 | 0 | 0 | 0 | 0 | 0 | 314
277
278 |  | 520 | Steam Expenses |  | F12 |  | 0 | 0 | 0 | 0 | 0 | 0 | 0 | 0 | 0 | 0 | 0 | 0 | 0 | 0 | 318
279
280 |  | 523 | Electric Expenses |  | F12 |  | 0 | 0 | 0 | 0 | 0 | 0 | 0 | 0 | 0 | 0 | 0 | 0 | 0 | 0 | 322
281
282 |  | 524 | Misc. Nuclear Expenses |  | F12 |  | 0 | 0 | 0 | 0 | 0 | 0 | 0 | 0 | 0 | 0 | 0 | 0 | 0 | 0 | 326
283
284 |  | 528 | Maint Supervision & Eng |  | F12 |  | 0 | 0 | 0 | 0 | 0 | 0 | 0 | 0 | 0 | 0 | 0 | 0 | 0 | 0 | 330
285
286 |  | 529 | Maintenance of Structures |  | F12 |  | 0 | 0 | 0 | 0 | 0 | 0 | 0 | 0 | 0 | 0 | 0 | 0 | 0 | 0 | 334
287
288 |  | 530 | Maintenance of Reactor Plant |  | F12 |  | 0 | 0 | 0 | 0 | 0 | 0 | 0 | 0 | 0 | 0 | 0 | 0 | 0 | 0 | 338
289
290 |  | 531 | Maintenance of Electric Plant |  | F12 |  | 0 | 0 | 0 | 0 | 0 | 0 | 0 | 0 | 0 | 0 | 0 | 0 | 0 | 0 | 342
291
292 |  | 532 | Maintenance of Misc Nuclear |  | F12 |  | 0 | 0 | 0 | 0 | 0 | 0 | 0 | 0 | 0 | 0 | 0 | 0 | 0 | 0 | 346
293
294 |  | Total Nuclear Power Generation |  |  |  |  | 0 | 0 | 0 | 0 | 0 | 0 | 0 | 0 | 0 | 0 | 0 | 0 | 0 | 0
295
296
297
298 |  | Distribution - METER - Unbundled |  |  |  |  | D: HYDRAULIC POWER GENERATION
299
300 |  | A |  | B | C |  | D | E | F | G | H | I | J | K | L | M | N | O | P
301 |  | FERC ACCT |  | DESCRIPTION | COS Factor |  | Utah Jurisdiction Normalized | Residential Sch 1 | General Large Dist. Sch 6 | General +1 MW Sch 8 | Street & Area Lighting Sch. 7,11,12 | General Trans Sch 9 | General Secondary Sch 22 | Irrigation Sch 10 | Traffic Signals Sch 15 | Outdoor Lighting Sch 15 | General Small Dist. Sch 23 | Industrial Cust 1 | Industrial Cust 2
302 |  | 535 | Operation Super & Engineering |  | F12 |  | 2825143.2431 | 1011646.3118 | 797950.7061 | 221693.0904 | 3534.6286 | 467144.198 | 2197.0833 | 25050.1302 | 748.9732 | 789.6234 | 192668.7726 | 58525.9396 | 43193.7858 | 0 | 355
303
304 |  | 536 | Water For Power |  | F12 |  | 39359.732 | 14094.1978 | 11117.003 | 3088.6153 | 49.2442 | 6508.2259 | 30.6096 | 348.997 | 10.4347 | 11.001 | 2684.2502 | 815.38 | 601.7733 | 0 | 360
305
306 |  | 537 | Hydraulic Expenses |  | F12 |  | 1285188.8304 | 460209.0685 | 362996.5798 | 100850.6327 | 1607.9416 | 212509.0496 | 999.4774 | 11395.5806 | 340.7162 | 359.2084 | 87647.1503 | 26624.0956 | 19649.3297 | 0 | 365
307
308 |  | 538 | Electric Expenses |  | F12 |  | 0 | 0 | 0 | 0 | 0 | 0 | 0 | 0 | 0 | 0 | 0 | 0 | 0 | 0 | 369
309
310 |  | 539 | Misc. Hydro Expenses |  | F12 |  | 6389244.1697 | 2287903.5657 | 1804617.132 | 501373.2628 | 7993.7913 | 1056476.8179 | 4968.8459 | 56652.4896 | 1693.8513 | 1785.7843 | 435732.8908 | 132360.1977 | 97685.5404 | 0 | 374
311
312 |  | 540 | Rents (Hydro Generation) |  | F12 |  | 619526.2968 | 221844.1471 | 174982.7897 | 48615.1276 | 775.1095 | 102440.1562 | 481.7989 | 5493.2487 | 164.2425 | 173.1567 | 42250.3785 | 12834.1664 | 9471.975 | 0 | 379
313
314 |  | 541 | Maint Supervision & Engineering |  | F12 |  | 126.7602 | 45.3912 | 35.8029 | 9.9471 | 0.15859 | 20.9601 | 0.09858 | 1.124 | 0.033605 | 0.035429 | 8.6448 | 2.626 | 1.938 | 0 | 383
315
316 |  | 542 | Maintenance of Structures |  | F12 |  | 239094.7106 | 85616.6436 | 67531.3698 | 18762.1089 | 299.1392 | 39534.8827 | 185.9414 | 2120.0177 | 63.3864 | 66.8266 | 16305.7518 | 4953.1091 | 3655.5335 | 0 | 388
317
318 |  | 543 | Maint of Dams & Waterways |  | F12 |  | 666500.0257 | 238664.8162 | 188250.3365 | 52301.2243 | 833.8799 | 110207.3747 | 518.3298 | 5909.7578 | 176.6957 | 186.2858 | 45453.8871 | 13807.2787 | 10190.1592 | 0 | 393
319
320 |  | 544 | Maintenance of Electric Plant |  | F12 |  | 821747.4565 | 294256.8614 | 232099.3687 | 64483.7155 | 1028.115 | 135877.909 | 639.0641 | 7286.314 | 217.8533 | 229.6772 | 56041.4323 | 17023.3995 | 12563.7465 | 0 | 398
321
322 |  | 545 | Maint of Misc. Hydro Plant |  | F12 |  | 1060038.7943 | 379585.8278 | 299403.829 | 83182.7826 | 1326.249 | 175279.9521 | 824.3807 | 9399.2083 | 281.0267 | 296.2793 | 72292.3958 | 21959.8658 | 16206.9972 | 0 | 403
323
324 |  | Total Hydraulic Power Generation |  |  |  |  | 13945970.0192 | 4993866.8311 | 3938984.9175 | 1094360.5073 | 17448.2569 | 2305999.5263 | 10845.6296 | 123656.8678 | 3697.2134 | 3897.878 | 951085.5541 | 288906.0584 | 213220.7787 | 0
325
326
327 | [6 empty] | D: OTHER POWER GENERATION
328
329
330 |  | 546 | Operation Super & Engineering |  | F12 |  | 112032.7061 | 40117.4256 | 31643.2015 | 8791.369 | 140.1678 | 18524.8761 | 87.1266 | 993.3775 | 29.701 | 31.313 | 7640.3928 | 2320.8803 | 1712.8748 | 0 | 409
331
332 |  | 547 | Fuel |  | F30 |  | 0 | 0 | 0 | 0 | 0 | 0 | 0 | 0 | 0 | 0 | 0 | 0 | 0 | 0 | 413
333 |  |  |  | Simple Cycle Combustion Turbine | F30 |  | 0 | 0 | 0 | 0 | 0 | 0 | 0 | 0 | 0 | 0 | 0 | 0 | 0 | 0 | 414
334 |  |  |  | Total 547 |  |  | 0 | 0 | 0 | 0 | 0 | 0 | 0 | 0 | 0 | 0 | 0 | 0 | 0 | 0
335
336 |  | 548 | Generation Expense |  | F12 |  | 4949657.1466 | 1772406.553 | 1398011.384 | 388406.7798 | 6192.6771 | 818437.6576 | 3849.2947 | 43887.8829 | 1312.2026 | 1383.4219 | 337556.1114 | 102537.5743 | 75675.6073 | 0 | 418
337 |  |  |  | Simple Cycle Combustion Turbine | F12 |  | 334255.0111 | 119692.2847 | 94409.0261 | 26229.4758 | 418.1973 | 55269.8662 | 259.9465 | 2963.7901 | 88.6143 | 93.4238 | 22795.4823 | 6924.459 | 5110.4451 | 0 | 419
338 |  |  |  | Total 548 |  |  | 5283912.1578 | 1892098.8376 | 1492420.4101 | 414636.2556 | 6610.8744 | 873707.5238 | 4109.2412 | 46851.673 | 1400.8169 | 1476.8457 | 360351.5937 | 109462.0333 | 80786.0524 | 0
339
340 |  | 549 | Miscellaneous Other |  | F12 |  | 1272686.4754 | 455732.1411 | 359465.3383 | 99869.5548 | 1592.2995 | 210441.7552 | 989.7545 | 11284.7241 | 337.4017 | 355.714 | 86794.5163 | 26365.0956 | 19458.1805 | 0 | 423
341 |  |  |  | Wind Generation | F12 |  | 469159.4193 | 167999.7633 | 132512.2508 | 36815.6205 | 586.9806 | 77576.633 | 364.8602 | 4159.9677 | 124.3788 | 131.1294 | 31995.6766 | 9719.1517 | 7173.0067 | 0 | 424
342
343 |  | 550 | Maint Supervision & Engineering
344 |  |  |  | System Generation | F12 |  | 13150.8128 | 4709.1316 | 3714.3958 | 1031.9634 | 16.4534 | 2174.5184 | 10.2272 | 116.6063 | 3.4864 | 3.6756 | 896.8575 | 272.4335 | 201.0636 | 0 | 429
345 |  |  |  | Wind Generation | F12 |  | 1128202.4512 | 403994.329 | 318656.3884 | 88531.6837 | 1411.5308 | 186550.976 | 877.3908 | 10003.6054 | 299.0975 | 315.3309 | 76941.0125 | 23371.9507 | 17249.1555 | 0 | 430
346 |  |  |  | Total 550 |  |  | 1141353.264 | 408703.4606 | 322370.7843 | 89563.6471 | 1427.9842 | 188725.4944 | 887.6181 | 10120.2118 | 302.5839 | 319.0066 | 77837.87 | 23644.3842 | 17450.2191 | 0
347
348 |  | 551 | Maint Supervision & Engineering |  | F12 |  | 0 | 0 | 0 | 0 | 0 | 0 | 0 | 0 | 0 | 0 | 0 | 0 | 0 | 0 | 434
349
350 |  | 552 | Maintenance of Structures |  | F12 |  | 886723.4049 | 317523.8864 | 250451.5723 | 69582.4725 | 1109.4085 | 146621.8376 | 689.5952 | 7862.4462 | 235.0791 | 247.8379 | 60472.6541 | 18369.4475 | 13557.1677 | 0 | 440
351
352 |  | 553 | Maint of Generation & Elect Plant |  | F12 |  | 2891899.2253 | 1035550.7434 | 816805.6733 | 226931.5292 | 3618.1492 | 478182.4595 | 2248.9987 | 25642.0457 | 766.6708 | 808.2816 | 197221.3889 | 59908.8629 | 44214.4221 | 0 | 444
353 |  |  |  | Simple Cycle Combustion Turbine | F12 |  | 3683590.2185 | 1319044.784 | 1040415.711 | 289056.6705 | 4608.6596 | 609090.4603 | 2864.6882 | 32661.8534 | 976.5559 | 1029.558 | 251213.0343 | 76309.6098 | 56318.6335 | 0 | 445
354 |  |  |  | Wind Generation | F12 |  | 147913.9444 | 52966.021 | 41777.7175 | 11607.0219 | 185.0599 | 24457.9248 | 115.0311 | 1311.5312 | 39.2134 | 41.3417 | 10087.417 | 3064.1995 | 2261.4652 | 0 | 446
355 |  |  |  | Total 553 |  |  | 6723403.3882 | 2407561.5483 | 1898999.1018 | 527595.2216 | 8411.8688 | 1111730.8446 | 5228.7179 | 59615.4303 | 1782.4402 | 1879.1813 | 458521.8402 | 139282.6723 | 102794.5208 | 0
356
357 |  | 554 | Maintenance of Misc. Other |  | F12 |  | 500124.8952 | 179088.0894 | 141258.3288 | 39245.5264 | 625.7225 | 82696.8486 | 388.9417 | 4434.534 | 132.588 | 139.7842 | 34107.4563 | 10360.6355 | 7646.4398 | 0 | 450
358 |  |  |  | Simple Cycle Combustion Turbine | F12 |  | 440830.6054 | 157855.5909 | 124510.8876 | 34592.6174 | 551.5375 | 72892.3959 | 342.8292 | 3908.7802 | 116.8685 | 123.2115 | 30063.7116 | 9132.2893 | 6739.8858 | 0 | 451
359 |  |  |  | Wind Generation | F12 |  | 56451.9662 | 20214.7001 | 15944.638 | 4429.8677 | 70.6289 | 9334.4677 | 43.9021 | 500.5513 | 14.966 | 15.7782 | 3849.9043 | 1169.4644 | 863.0975 | 0 | 452
360 |  |  |  | Total 554 |  |  | 997407.4668 | 357158.3804 | 281713.8545 | 78268.0115 | 1247.8889 | 164923.7122 | 775.673 | 8843.8655 | 264.4225 | 278.7739 | 68021.0722 | 20662.3892 | 15249.4231 | 0
361
362 |  | Total Other Power Generation |  |  |  |  | 16886678.2824 | 6046895.4433 | 4769576.5135 | 1325122.1526 | 21127.4727 | 2792252.677 | 13132.5865 | 149731.6961 | 4476.824 | 4719.8017 | 1151635.6158 | 349826.0541 | 258181.4451 | 0
363
364
365 | [6 empty] | D: OTHER POWER SUPPLY
366
367
368 |  | 555 | Purchased Power |  | F12 |  | 0 | 0 | 0 | 0 | 0 | 0 | 0 | 0 | 0 | 0 | 0 | 0 | 0 | 0 | 458
369 |  |  |  | Demand | F12 |  | 209623113.0787 | 75063255.549 | 59207231.8846 | 16449429.911 | 262266.2981 | 34661683.5395 | 163021.6212 | 1858697.3551 | 55573.1429 | 58589.3508 | 14295851.3738 | 4342572.6046 | 3204940.448 | 0 | 459
370 |  |  |  | Energy | F30 |  | 0 | 0 | 0 | 0 | 0 | 0 | 0 | 0 | 0 | 0 | 0 | 0 | 0 | 0 | 460
371 |  |  |  | Seasonal Contracts | F12 |  | 0 | 0 | 0 | 0 | 0 | 0 | 0 | 0 | 0 | 0 | 0 | 0 | 0 | 0 | 461
372 |  |  |  | Demand | F12 |  | 0 | 0 | 0 | 0 | 0 | 0 | 0 | 0 | 0 | 0 | 0 | 0 | 0 | 0 | 462
373 |  |  |  | Total 555 |  |  | 209623113.0787 | 75063255.549 | 59207231.8846 | 16449429.911 | 262266.2981 | 34661683.5395 | 163021.6212 | 1858697.3551 | 55573.1429 | 58589.3508 | 14295851.3738 | 4342572.6046 | 3204940.448 | 0
374
375
376 |  | 556 | System Control & Load Dispatch |  | F12 |  | 427596.405 | 153116.5993 | 120772.9393 | 33554.1105 | 534.9798 | 70704.0891 | 332.5371 | 3791.4345 | 113.36 | 119.5126 | 29161.1672 | 8858.1283 | 6537.5473 | 0 | 466
377
378 |  | 557 | Other Expenses |  | F12 |  | 38203.1625 | 13680.0456 | 10790.3345 | 2997.8576 | 47.7972 | 6316.9844 | 29.7102 | 338.7418 | 10.128 | 10.6777 | 2605.3746 | 791.4204 | 584.0905 | 0 | 470
379 |  |  |  | Demand | F12 |  | 12583044.1152 | 4505821.1479 | 3554031.804 | 987409.7336 | 15743.056 | 2080636.4655 | 9785.6969 | 111572.004 | 3335.8884 | 3516.9423 | 858136.9004 | 260671.5541 | 192382.9221 | 0 | 471
380 |  |  |  | Demand | F12 |  | 213704.0054 | 76524.5689 | 60359.864 | 16769.6635 | 267.372 | 35336.4688 | 166.1953 | 1894.882 | 56.655 | 59.73 | 14574.1596 | 4427.1128 | 3267.3335 | 0 | 472
381 |  |  |  | Energy | F30 |  | 0 | 0 | 0 | 0 | 0 | 0 | 0 | 0 | 0 | 0 | 0 | 0 | 0 | 0 | 473
382 |  |  |  | Demand | F12 |  | 0 | 0 | 0 | 0 | 0 | 0 | 0 | 0 | 0 | 0 | 0 | 0 | 0 | 0 | 474
383 |  |  |  | Demand | F12 |  | 0 | 0 | 0 | 0 | 0 | 0 | 0 | 0 | 0 | 0 | 0 | 0 | 0 | 0 | 475
384 | [6 empty] | 12834951.283 | 4596025.7625 | 3625182.0025 | 1007177.2546 | 16058.2252 | 2122289.9187 | 9981.6024 | 113805.6279 | 3402.6715 | 3587.3499 | 875316.4345 | 265890.0872 | 196234.3461 | 0
385
386 |  | 2017 Protocol Adjustment |  | Embedded Cost Differentials
387 |  |  |  | Company Owned Hydro | F12 |  | 0 | 0 | 0 | 0 | 0 | 0 | 0 | 0 | 0 | 0 | 0 | 0 | 0 | 0 | 479
388 |  |  |  | Company Owned Hydro | F12 |  | 0 | 0 | 0 | 0 | 0 | 0 | 0 | 0 | 0 | 0 | 0 | 0 | 0 | 0 | 480
389 |  |  |  | Mid-C Contract | F12 |  | 0 | 0 | 0 | 0 | 0 | 0 | 0 | 0 | 0 | 0 | 0 | 0 | 0 | 0 | 481
390 |  |  |  | Baseline ECD | F12 |  | 0 | 0 | 0 | 0 | 0 | 0 | 0 | 0 | 0 | 0 | 0 | 0 | 0 | 0 | 491
391 |  |  |  | Equalization Adj. | F12 |  | 3300000 | 1181686.2162 | 932072.1477 | 258955.7893 | 4128.7374 | 545662.8995 | 2566.3742 | 29260.6153 | 874.8624 | 922.3451 | 225052.9955 | 68363.1179 | 50453.8995 | 0 | 492
392 | [6 empty] | 3300000 | 1181686.2162 | 932072.1477 | 258955.7893 | 4128.7374 | 545662.8995 | 2566.3742 | 29260.6153 | 874.8624 | 922.3451 | 225052.9955 | 68363.1179 | 50453.8995 | 0
393
394 |  | Total Other Power Supply |  |  |  |  | 243072339.0491 | 87040979.5702 | 68654835.4876 | 19074239.2181 | 304115.7132 | 40192593.1238 | 189034.7214 | 2155286.7288 | 64440.8608 | 67938.3601 | 16577017.5869 | 5035509.9922 | 3716347.686 | 0
395
396 |  | TOTAL PRODUCTION EXPENSE |  |  |  |  | 349459350.5265 | 125136756.8552 | 98703432.5413 | 27422582.409 | 437219.9652 | 57783940.1389 | 271770.7462 | 3098604.7339 | 92645.1008 | 97673.3729 | 23832385.9565 | 7239433.5708 | 5342905.1358 | 0
397
398 |  | Distribution - METER - Unbundled |  |  |  |  | D: TRANSMISSION EXPENSE
399
400
401 |  | A |  | B | C |  | D | E | F | G | H | I | J | K | L | M | N | O | P
402 |  | FERC ACCT |  | DESCRIPTION | COS Factor |  | Utah Jurisdiction Normalized | Residential Sch 1 | General Large Dist. Sch 6 | General +1 MW Sch 8 | Street & Area Lighting Sch. 7,11,12 | General Trans Sch 9 | General Secondary Sch 22 | Irrigation Sch 10 | Traffic Signals Sch 15 | Outdoor Lighting Sch 15 | General Small Dist. Sch 23 | Industrial Cust 1 | Industrial Cust 2
403 |  | 560 | Operation Supervision & Eng |  | F106 |  | 0 | 0 | 0 | 0 | 0 | 0 | 0 | 0 | 0 | 0 | 0 | 0 | 0 | 0 | 500
404
405 |  | 561 | Load Dispatching |  | F106 |  | 0 | 0 | 0 | 0 | 0 | 0 | 0 | 0 | 0 | 0 | 0 | 0 | 0 | 0 | 504
406
407 |  | 562 | Station Expense |  | F106 |  | 0 | 0 | 0 | 0 | 0 | 0 | 0 | 0 | 0 | 0 | 0 | 0 | 0 | 0 | 508
408
409 |  | 563 | Overhead Line Expense |  | F106 |  | 0 | 0 | 0 | 0 | 0 | 0 | 0 | 0 | 0 | 0 | 0 | 0 | 0 | 0 | 512
410
411 |  | 564 | Underground Line Expense |  | F106 |  | 0 | 0 | 0 | 0 | 0 | 0 | 0 | 0 | 0 | 0 | 0 | 0 | 0 | 0 | 516
412
413 |  | 565 | Transm of Electricity by Others |  | F12 |  | 0 | 0 | 0 | 0 | 0 | 0 | 0 | 0 | 0 | 0 | 0 | 0 | 0 | 0 | 520
414 |  |  | Energy |  | F30 |  | 0 | 0 | 0 | 0 | 0 | 0 | 0 | 0 | 0 | 0 | 0 | 0 | 0 | 0 | 521
415 | [6 empty] | 0 | 0 | 0 | 0 | 0 | 0 | 0 | 0 | 0 | 0 | 0 | 0 | 0 | 0
416
417 |  | 566 | Misc. Transmission Expense |  | F106 |  | 0 | 0 | 0 | 0 | 0 | 0 | 0 | 0 | 0 | 0 | 0 | 0 | 0 | 0 | 525
418
419 |  | 567 | Rents - Transmission |  | F106 |  | 0 | 0 | 0 | 0 | 0 | 0 | 0 | 0 | 0 | 0 | 0 | 0 | 0 | 0 | 529
420
421 |  | 568 | Maint Supervision & Engineering |  | F106 |  | 0 | 0 | 0 | 0 | 0 | 0 | 0 | 0 | 0 | 0 | 0 | 0 | 0 | 0 | 533
422
423 |  | 569 | Maintenance of Structures |  | F106 |  | 0 | 0 | 0 | 0 | 0 | 0 | 0 | 0 | 0 | 0 | 0 | 0 | 0 | 0 | 537
424
425 |  | 570 | Maint of Station Equipment |  | F106 |  | 0 | 0 | 0 | 0 | 0 | 0 | 0 | 0 | 0 | 0 | 0 | 0 | 0 | 0 | 541
426
427 |  | 571 | Maintenance of Overhead Lines |  | F106 |  | 0 | 0 | 0 | 0 | 0 | 0 | 0 | 0 | 0 | 0 | 0 | 0 | 0 | 0 | 545
428
429 |  | 572 | Maint of Underground Lines |  | F106 |  | 0 | 0 | 0 | 0 | 0 | 0 | 0 | 0 | 0 | 0 | 0 | 0 | 0 | 0 | 549
430
431 |  | 573 | Maint of Misc Transmission Plant |  | F106 |  | 0 | 0 | 0 | 0 | 0 | 0 | 0 | 0 | 0 | 0 | 0 | 0 | 0 | 0 | 553
432
433
434 |  | TOTAL TRANSMISSION EXPENSE |  |  |  |  | 0 | 0 | 0 | 0 | 0 | 0 | 0 | 0 | 0 | 0 | 0 | 0 | 0 | 0
435
436
437
438
439
440
441
442
443
444
445
446 |  | Distribution - METER - Unbundled |  |  |  |  | D: DISTRIBUTION EXPENSE
447
448
449 |  | A |  | B | C |  | D | E | F | G | H | I | J | K | L | M | N | O | P
450 |  | FERC ACCT |  | DESCRIPTION | COS Factor |  | Utah Jurisdiction Normalized | Residential Sch 1 | General Large Dist. Sch 6 | General +1 MW Sch 8 | Street & Area Lighting Sch. 7,11,12 | General Trans Sch 9 | General Secondary Sch 22 | Irrigation Sch 10 | Traffic Signals Sch 15 | Outdoor Lighting Sch 15 | General Small Dist. Sch 23 | Industrial Cust 1 | Industrial Cust 2
451 |  | 580 | Operation Supervision & Eng |  | F131 |  | 0 | 0 | 0 | 0 | 0 | 0 | 0 | 0 | 0 | 0 | 0 | 0 | 0 | 0 | 561
452
453 |  | 581 | Load Dispatching |  | F20 |  | 0 | 0 | 0 | 0 | 0 | 0 | 0 | 0 | 0 | 0 | 0 | 0 | 0 | 0 | 566
454
455 |  | 582 | Station Expense |  | F120 |  | 0 | 0 | 0 | 0 | 0 | 0 | 0 | 0 | 0 | 0 | 0 | 0 | 0 | 0 | 571
456
457 |  | 583 | Overhead Line Expenses |  | F132 |  | 0 | 0 | 0 | 0 | 0 | 0 | 0 | 0 | 0 | 0 | 0 | 0 | 0 | 0 | 576
458
459 |  | 584 | Underground Line Expense |  | F133 |  | 0 | 0 | 0 | 0 | 0 | 0 | 0 | 0 | 0 | 0 | 0 | 0 | 0 | 0 | 581
460
461 |  | 585 | Street Lighting & Signal Systems |  | F130 |  | 0 | 0 | 0 | 0 | 0 | 0 | 0 | 0 | 0 | 0 | 0 | 0 | 0 | 0 | 586
462
463 |  | 586 | Meter Expenses |  | F127 |  | 0 | 0 | 0 | 0 | 0 | 0 | 0 | 0 | 0 | 0 | 0 | 0 | 0 | 0 | 591
464
465 |  | 587 | Customer Installation Expenses |  | F20 |  | 0 | 0 | 0 | 0 | 0 | 0 | 0 | 0 | 0 | 0 | 0 | 0 | 0 | 0 | 596
466
467 |  | 588 | Misc. Distribution Expenses |  | F131 |  | 0 | 0 | 0 | 0 | 0 | 0 | 0 | 0 | 0 | 0 | 0 | 0 | 0 | 0 | 601
468
469 |  | 589 | Rents |  | F131 |  | 0 | 0 | 0 | 0 | 0 | 0 | 0 | 0 | 0 | 0 | 0 | 0 | 0 | 0 | 606
470
471 |  | 590 | Maint Supervision & Engineering |  | F131 |  | 0 | 0 | 0 | 0 | 0 | 0 | 0 | 0 | 0 | 0 | 0 | 0 | 0 | 0 | 611
472
473 |  | 591 | Maintenance of Structures |  | F119 |  | 0 | 0 | 0 | 0 | 0 | 0 | 0 | 0 | 0 | 0 | 0 | 0 | 0 | 0 | 616
474
475 |  | 592 | Maint of Station Equipment |  | F120 |  | 0 | 0 | 0 | 0 | 0 | 0 | 0 | 0 | 0 | 0 | 0 | 0 | 0 | 0 | 621
476
477 |  | 593 | Maintenance of Overhead Lines |  | F134 |  | 0 | 0 | 0 | 0 | 0 | 0 | 0 | 0 | 0 | 0 | 0 | 0 | 0 | 0 | 626
478
479 |  | 594 | Maint of Underground Lines |  | F135 |  | 0 | 0 | 0 | 0 | 0 | 0 | 0 | 0 | 0 | 0 | 0 | 0 | 0 | 0 | 631
480
481 |  | 595 | Maint of Line Transformers |  | F125 |  | 0 | 0 | 0 | 0 | 0 | 0 | 0 | 0 | 0 | 0 | 0 | 0 | 0 | 0 | 636
482
483 |  | 596 | Maint of Street Lighting & Signals |  | F130 |  | 0 | 0 | 0 | 0 | 0 | 0 | 0 | 0 | 0 | 0 | 0 | 0 | 0 | 0 | 641
484
485 |  | 597 | Maintenance of Meters |  | F127 |  | 0 | 0 | 0 | 0 | 0 | 0 | 0 | 0 | 0 | 0 | 0 | 0 | 0 | 0 | 646
486
487 |  | 598 | Maint of Misc. Distribution Plant |  | F131 |  | 0 | 0 | 0 | 0 | 0 | 0 | 0 | 0 | 0 | 0 | 0 | 0 | 0 | 0 | 651
488
489 |  | TOTAL DISTRIBUTION EXPENSE |  |  |  |  | 0 | 0 | 0 | 0 | 0 | 0 | 0 | 0 | 0 | 0 | 0 | 0 | 0 | 0
490
491
492 | [6 empty] | D: CUSTOMER ACCOUNTS EXPENSE
493
494
495 |  | 901 | Supervision |  | F136 |  | 0 | 0 | 0 | 0 | 0 | 0 | 0 | 0 | 0 | 0 | 0 | 0 | 0 | 0 | 658
496
497 |  | 902 | Meter Reading Expense |  | F47 |  | 0 | 0 | 0 | 0 | 0 | 0 | 0 | 0 | 0 | 0 | 0 | 0 | 0 | 0 | 663
498
499 |  | 903 | Customer Receipts & Collections |  | F48 |  | 0 | 0 | 0 | 0 | 0 | 0 | 0 | 0 | 0 | 0 | 0 | 0 | 0 | 0 | 668
500
501 |  | 904 | Uncollectible Accounts |  | F80 |  | 0 | 0 | 0 | 0 | 0 | 0 | 0 | 0 | 0 | 0 | 0 | 0 | 0 | 0 | 674
502
503 |  | 905 | Misc. Customer Accounts Exp |  | F136 |  | 0 | 0 | 0 | 0 | 0 | 0 | 0 | 0 | 0 | 0 | 0 | 0 | 0 | 0 | 679
504
505 |  | TOTAL CUSTOMER ACCOUNTS EXPENSE |  |  |  |  | 0 | 0 | 0 | 0 | 0 | 0 | 0 | 0 | 0 | 0 | 0 | 0 | 0 | 0
506
507 |  | Distribution - METER - Unbundled |  |  |  |  | D: CUSTOMER SERVICE EXPENSE
508
509 |  | A |  | B | C |  | D | E | F | G | H | I | J | K | L | M | N | O | P
510 |  | FERC ACCT |  | DESCRIPTION | COS Factor |  | Utah Jurisdiction Normalized | Residential Sch 1 | General Large Dist. Sch 6 | General +1 MW Sch 8 | Street & Area Lighting Sch. 7,11,12 | General Trans Sch 9 | General Secondary Sch 22 | Irrigation Sch 10 | Traffic Signals Sch 15 | Outdoor Lighting Sch 15 | General Small Dist. Sch 23 | Industrial Cust 1 | Industrial Cust 2
511 |  | 907 | Supervision |  | F40 |  | 0 | 0 | 0 | 0 | 0 | 0 | 0 | 0 | 0 | 0 | 0 | 0 | 0 | 0 | 686
512
513 |  | 908 | Customer Assistance |  | F40 |  | 0 | 0 | 0 | 0 | 0 | 0 | 0 | 0 | 0 | 0 | 0 | 0 | 0 | 0 | 691
514
515 |  | 909 | Informational & Instructional Adv |  | F40 |  | 0 | 0 | 0 | 0 | 0 | 0 | 0 | 0 | 0 | 0 | 0 | 0 | 0 | 0 | 696
516
517 |  | 910 | Misc. Customer Service |  | F40 |  | 0 | 0 | 0 | 0 | 0 | 0 | 0 | 0 | 0 | 0 | 0 | 0 | 0 | 0 | 701
518
519 |  | TOTAL CUSTOMER SERVICE EXPENSE |  |  |  |  | 0 | 0 | 0 | 0 | 0 | 0 | 0 | 0 | 0 | 0 | 0 | 0 | 0 | 0
520
521
522 | [6 empty] | D: SALES EXPENSE
523
524
525 |  | 911 | Supervision |  | F40 |  | 0 | 0 | 0 | 0 | 0 | 0 | 0 | 0 | 0 | 0 | 0 | 0 | 0 | 0 | 708
526
527 |  | 912 | Demonstration & Selling Expense |  | F40 |  | 0 | 0 | 0 | 0 | 0 | 0 | 0 | 0 | 0 | 0 | 0 | 0 | 0 | 0 | 713
528
529 |  | 913 | Advertising Expense |  | F40 |  | 0 | 0 | 0 | 0 | 0 | 0 | 0 | 0 | 0 | 0 | 0 | 0 | 0 | 0 | 718
530
531 |  | 916 | Misc. Sales Expense |  | F40 |  | 0 | 0 | 0 | 0 | 0 | 0 | 0 | 0 | 0 | 0 | 0 | 0 | 0 | 0 | 723
532
533 |  | TOTAL SALES EXPENSE |  |  |  |  | 0 | 0 | 0 | 0 | 0 | 0 | 0 | 0 | 0 | 0 | 0 | 0 | 0 | 0
534
535
536 | [6 empty] | D: ADMINISTRATION & GENERAL EXPENSE
537
538
539 |  | 920 | Administrative & General Salaries |  | F102P |  | -0.0036888 | -0.0012587 | -0.0010379 | -0.00029758 | -6.7159e-06 | -0.00064661 | -3.1669e-06 | -3.3824e-05 | -1.0441e-06 | -1.4603e-06 | -0.00024514 | -8.1589e-05 | -7.4985e-05 | 0 | 729
540 |  |  |  | Customer - System | F42 |  | 0 | 0 | 0 | 0 | 0 | 0 | 0 | 0 | 0 | 0 | 0 | 0 | 0 | 0 | 730
541 |  |  |  | System Overheads | F102P |  | 11290312.3977 | 3852578.1533 | 3176859.0502 | 910805.2627 | 20555.6149 | 1979093.5174 | 9693.029 | 103526.4491 | 3195.7839 | 4469.4487 | 750304.7203 | 249723.3075 | 229508.0606 | 0 | 731
542 |  |  |  | Administrative & General Salaries |  |  | 11290312.394 | 3852578.152 | 3176859.0492 | 910805.2624 | 20555.6149 | 1979093.5168 | 9693.029 | 103526.4491 | 3195.7839 | 4469.4487 | 750304.7201 | 249723.3074 | 229508.0605 | 0
543
544 |  | 921 | Office Supplies & expenses |  | F102P |  | 49263.2883 | 16810.0458 | 13861.6646 | 3974.1382 | 89.6908 | 8635.4258 | 42.2938 | 451.7194 | 13.9442 | 19.5017 | 3273.8224 | 1089.6236 | 1001.418 | 0 | 735
545 |  |  |  | Customer - System | F42 |  | 0 | 0 | 0 | 0 | 0 | 0 | 0 | 0 | 0 | 0 | 0 | 0 | 0 | 0 | 736
546 |  |  |  | System Overheads | F102P |  | 1415277.8835 | 482933.3736 | 398229.7561 | 114172.4426 | 2576.7141 | 248085.8975 | 1215.0531 | 12977.3817 | 400.6021 | 560.2601 | 94053.1705 | 31303.6399 | 28769.5921 | 0 | 737
547 |  |  |  | Office Supplies & expenses |  |  | 1464541.1718 | 499743.4193 | 412091.4207 | 118146.5809 | 2666.4049 | 256721.3233 | 1257.347 | 13429.1011 | 414.5463 | 579.7618 | 97326.9929 | 32393.2636 | 29771.0101 | 0
548
549 |  | 922 | A&G Expenses Transferred |  | F102P |  | -4952485.4976 | -1689929.9825 | -1393526.3986 | -399523.9189 | -9016.7022 | -868127.6123 | -4251.8386 | -45411.7849 | -1401.8278 | -1960.5197 | -329120.4986 | -109540.9069 | -100673.5068 | 0 | 741
550
551 |  | 923 | Outside Services |  | F102P |  | 975103.7725 | 332733.3522 | 274373.9177 | 78662.9826 | 1775.3147 | 170927.2062 | 837.1521 | 8941.208 | 276.0084 | 386.0102 | 64801.1266 | 21567.7061 | 19821.7877 | 0 | 744
552 |  |  |  | Customer - System | F42 |  | 0 | 0 | 0 | 0 | 0 | 0 | 0 | 0 | 0 | 0 | 0 | 0 | 0 | 0 | 745
553 |  |  |  | System Overheads | F102P |  | 3294286.6061 | 1124104.9993 | 926943.724 | 265754.6994 | 5997.7159 | 577459.7759 | 2828.2314 | 30206.9405 | 932.4656 | 1304.0955 | 218923.8618 | 72864.2502 | 66965.8468 | 0 | 746
554 |  |  |  | Outside Services |  |  | 4269390.3786 | 1456838.3514 | 1201317.6417 | 344417.682 | 7773.0306 | 748386.982 | 3665.3835 | 39148.1485 | 1208.474 | 1690.1057 | 283724.9884 | 94431.9562 | 86787.6345 | 0
555
556 |  | 924 | Property Insurance |  | F102P |  | 1051684.5492 | 358864.9079 | 295922.1552 | 84840.8608 | 1914.7409 | 184351.1499 | 902.8987 | 9643.4149 | 297.685 | 416.326 | 69890.3497 | 23261.548 | 21378.5122 | 0 | 750
557 |  |  |  | System Generation | F12 |  | 0 | 0 | 0 | 0 | 0 | 0 | 0 | 0 | 0 | 0 | 0 | 0 | 0 | 0 | 751
558 |  |  |  | System Overheads | F102P |  | 887361.3281 | 302793.1156 | 249685.019 | 71584.6771 | 1615.5671 | 155546.7192 | 761.823 | 8136.6542 | 251.1724 | 351.276 | 58970.148 | 19626.9862 | 18038.1703 |  | 752
559
560 |  | 925 | Injuries & Damages |  | F102P |  | 1551611.954 | 529454.4656 | 436591.3276 | 125170.7024 | 2824.9296 | 271984.0737 | 1332.0995 | 14227.4961 | 439.1922 | 614.2301 | 103113.3358 | 34319.1274 | 31540.974 | 0 | 756
561
562 |  | 926 | Employee Pensions & Benefits |  | F138P |  | 14492612.7885 | 4937528.0408 | 4077428.2258 | 1170152.8548 | 26648.2387 | 2545007.9193 | 12479.5307 | 133029.3539 | 4110.4802 | 5790.7422 | 962312.8961 | 321199.022 | 296925.4839 | 0 | 763
563
564 |  | 927 | Franchise Requirements |  | F102 |  | 0 | 0 | 0 | 0 | 0 | 0 | 0 | 0 | 0 | 0 | 0 | 0 | 0 | 0 | 768
565
566 |  | 928 | Regulatory Commission Expense |  | F102 |  | 750823.6463 | 304289.512 | 203306.2965 | 55359.4674 | 3493.9935 | 97802.479 | 567.7484 | 7478.5791 | 261.7161 | 275.5016 | 54456.9152 | 12272.7587 | 11258.6788 | 0 | 775
567 |  |  |  | Regulatory Expense | F103 |  | 0 | 0 | 0 | 0 | 0 | 0 | 0 | 0 | 0 | 0 | 0 | 0 | 0 | 0 | 777
568
569 |  | 929 | Duplicate Charges |  | F102P |  | -15030620.1191 | -5128878.3394 | -4229303.838 | -1212541.1082 | -27365.3755 | -2634736.9136 | -12904.1812 | -137823.1775 | -4254.4983 | -5950.1087 | -998869.1922 | -332452.8177 | -305540.5689 | 0 | 782
570
571 |  | 930 | Misc General Expenses
572 |  |  |  | Situs | F102P |  | 2303.6286 | 786.0641 | 648.1932 | 185.8369 | 4.1941 | 403.8061 | 1.9777 | 21.1231 | 0.65205 | 0.91193 | 153.0891 | 50.9525 | 46.8279 | 0 | 785
573 |  |  |  | Customer | F42 |  | 0 | 0 | 0 | 0 | 0 | 0 | 0 | 0 | 0 | 0 | 0 | 0 | 0 | 0 | 786
574 |  |  |  | Labor | F138P |  | 322224.7738 | 109779.6429 | 90656.4197 | 26016.8573 | 592.4896 | 56585.0073 | 277.4665 | 2957.7381 | 91.3913 | 128.7498 | 21395.8007 | 7141.4509 | 6601.7597 | 0 | 787
575
576 |  | 931 | Rents |  | F102P |  | 406450.978 | 138692.7219 | 114366.8503 | 32788.9678 | 740.0016 | 71247.3196 | 348.9488 | 3726.9497 | 115.0481 | 160.9 | 27010.9521 | 8990.0331 | 8262.2847 | 0 | 793
577
578 |  | 935 | Maintenance of General Plant |  | F108 |  | 1485157.2491 | 633044.7207 | 390437.2926 | 105771.1717 | 8623.4124 | 175400.7785 | 1103.6949 | 15161.6492 | 615.4609 | 603.6788 | 110007.9376 | 22045.6711 | 22341.7809 | 0 | 799
579
580 |  | TOTAL ADMINISTRATIVE & GEN EXPENSE |  |  |  |  | 17991369.2232 | 6305584.7924 | 5026479.655 | 1433175.8945 | 41070.5402 | 3039666.5488 | 15235.9279 | 167251.6947 | 5345.2765 | 7171.0042 | 1210678.4347 | 383462.3525 | 356247.1018 | 0
581
582
583 |  | TOTAL O & M EXPENSE |  |  |  |  | 367450719.7497 | 131442341.6475 | 103729912.1963 | 28855758.3035 | 478290.5055 | 60823606.6877 | 287006.6742 | 3265856.4286 | 97990.3773 | 104844.3771 | 25043064.3912 | 7622895.9233 | 5699152.2376 | 0
584
585 |  | Distribution - METER - Unbundled |  |  |  |  | D: DEPRECIATION EXPENSE
586
587 |  | A |  | B | C |  | D | E | F | G | H | I | J | K | L | M | N | O | P
588 |  | FERC ACCT |  | DESCRIPTION | COS Factor |  | Utah Jurisdiction Normalized | Residential Sch 1 | General Large Dist. Sch 6 | General +1 MW Sch 8 | Street & Area Lighting Sch. 7,11,12 | General Trans Sch 9 | General Secondary Sch 22 | Irrigation Sch 10 | Traffic Signals Sch 15 | Outdoor Lighting Sch 15 | General Small Dist. Sch 23 | Industrial Cust 1 | Industrial Cust 2
589 |  | 403SP | Steam Depreciation |  | F12 |  | 76321996.9193 | 27329894.4693 | 21556850.7839 | 5989097.865 | 95488.9339 | 12620024.8888 | 59354.7891 | 676735.9368 | 20233.7098 | 21331.8855 | 5204998.1917 | 1581093.8407 | 1166891.6247 | 0 | 811
590
591 |  | 403NP | Nuclear Depreciation |  | F12 |  | 0 | 0 | 0 | 0 | 0 | 0 | 0 | 0 | 0 | 0 | 0 | 0 | 0 | 0 | 815
592
593 |  | 403HP | Hydro Depreciation |  | F12 |  | 11240364.5765 | 4025025.4196 | 3174797.1976 | 882047.7216 | 14063.1859 | 1858621.1897 | 8741.5096 | 99666.6618 | 2979.9309 | 3141.6653 | 766569.0057 | 232856.4754 | 171854.6135 | 0 | 822
594
595 |  | 403OP | Other Production Depreciation |  | F12 |  | 0 | 0 | 0 | 0 | 0 | 0 | 0 | 0 | 0 | 0 | 0 | 0 | 0 | 0 | 825
596 |  |  |  | Simple Cycle Combustion Turbine | F12 |  | 18538249.4706 | 6638301.173 | 5236056.3634 | 1454723.3407 | 23193.8072 | 3065343.9265 | 14416.9955 | 164375.9352 | 4914.6717 | 5181.4134 | 1264269.2653 | 384040.1619 | 283432.4168 | 0 | 826
597 |  |  |  | System Generation | F12 |  | 1027388.0107 | 367894.0154 | 290181.7423 | 80620.6283 | 1285.3986 | 169881.0669 | 798.9885 | 9109.6986 | 272.3706 | 287.1534 | 70065.6816 | 21283.469 | 15707.7974 | 0 | 827
598 |  |  |  | Wind Generation | F12 |  | 21947416.7379 | 7859078.7392 | 6198962.3806 | 1722245.6439 | 27459.1273 | 3629057.8949 | 17068.2679 | 194604.5207 | 5818.4754 | 6134.2706 | 1496767.2368 | 454664.7995 | 335555.3813 | 0 | 828
599 |  |  |  | Total 403OP |  |  | 41513054.2192 | 14865273.9276 | 11725200.4862 | 3257589.6128 | 51938.333 | 6864282.8883 | 32284.252 | 368090.1545 | 11005.5178 | 11602.8374 | 2831102.1837 | 859988.4304 | 634695.5955 | 0
600
601 |  | 403TP | Transmission Depreciation |  | F106 |  | 0 | 0 | 0 | 0 | 0 | 0 | 0 | 0 | 0 | 0 | 0 | 0 | 0 | 0 | 835
602
603 |  | 403 | Distribution Depreciation
604 |  |  |  | Land Rights | F118 |  | 0 | 0 | 0 | 0 | 0 | 0 | 0 | 0 | 0 | 0 | 0 | 0 | 0 | 0 | 838
605 |  |  |  | Structures | F119 |  | 0 | 0 | 0 | 0 | 0 | 0 | 0 | 0 | 0 | 0 | 0 | 0 | 0 | 0 | 839
606 |  |  |  | Station Equip | F120 |  | 0 | 0 | 0 | 0 | 0 | 0 | 0 | 0 | 0 | 0 | 0 | 0 | 0 | 0 | 840
607 |  |  |  | Poles & Towers | F121 |  | 0 | 0 | 0 | 0 | 0 | 0 | 0 | 0 | 0 | 0 | 0 | 0 | 0 | 0 | 842
608 |  |  |  | OH Conductors | F122 |  | 0 | 0 | 0 | 0 | 0 | 0 | 0 | 0 | 0 | 0 | 0 | 0 | 0 | 0 | 843
609 |  |  |  | UG Conduit | F123 |  | 0 | 0 | 0 | 0 | 0 | 0 | 0 | 0 | 0 | 0 | 0 | 0 | 0 | 0 | 844
610 |  |  |  | UG Conductor | F124 |  | 0 | 0 | 0 | 0 | 0 | 0 | 0 | 0 | 0 | 0 | 0 | 0 | 0 | 0 | 845
611 |  |  |  | Line Transformer | F125 |  | 0 | 0 | 0 | 0 | 0 | 0 | 0 | 0 | 0 | 0 | 0 | 0 | 0 | 0 | 846
612 |  |  |  | Services | F126 |  | 0 | 0 | 0 | 0 | 0 | 0 | 0 | 0 | 0 | 0 | 0 | 0 | 0 | 0 | 847
613 |  |  |  | Meters | F127 |  | 0 | 0 | 0 | 0 | 0 | 0 | 0 | 0 | 0 | 0 | 0 | 0 | 0 | 0 | 848
614 |  |  |  | Inst Cust Premises | F128 |  | 0 | 0 | 0 | 0 | 0 | 0 | 0 | 0 | 0 | 0 | 0 | 0 | 0 | 0 | 849
615 |  |  |  | Leased Property | F129 |  | 0 | 0 | 0 | 0 | 0 | 0 | 0 | 0 | 0 | 0 | 0 | 0 | 0 | 0 | 850
616 |  |  |  | Street Lighting | F130 |  | 0 | 0 | 0 | 0 | 0 | 0 | 0 | 0 | 0 | 0 | 0 | 0 | 0 | 0 | 851
617 |  |  | Total Distribution Expense |  |  |  | 0 | 0 | 0 | 0 | 0 | 0 | 0 | 0 | 0 | 0 | 0 | 0 | 0 | 0
618
619 |  | 403GP | General Depreciation
620 |  |  |  | Situs | F107P |  | 0 | 0 | 0 | 0 | 0 | 0 | 0 | 0 | 0 | 0 | 0 | 0 | 0 | 0 | 855
621 |  |  |  | System Generation | F105P |  | 5170.4796 | 1764.3158 | 1454.8654 | 417.1098 | 9.4136 | 906.3401 | 4.439 | 47.4107 | 1.4635 | 2.0468 | 343.6074 | 114.3626 | 105.1049 | 0 | 856
622 |  |  |  | System Generation | F105P |  | 15900.4614 | 5425.6931 | 4474.0591 | 1282.7124 | 28.949 | 2787.2125 | 13.651 | 145.7992 | 4.5007 | 6.2944 | 1056.675 | 351.6923 | 323.2226 | 0 | 857
623 |  |  |  | Energy | F30 |  | 0 | 0 | 0 | 0 | 0 | 0 | 0 | 0 | 0 | 0 | 0 | 0 | 0 | 0 | 858
624 |  |  |  | Customer - System | F42 |  | 0 | 0 | 0 | 0 | 0 | 0 | 0 | 0 | 0 | 0 | 0 | 0 | 0 | 0 | 859
625 |  |  |  | System Generation | F105P |  | 1266804.6549 | 432270.0529 | 356452.4781 | 102194.9 | 2306.3975 | 222059.8325 | 1087.585 | 11615.9574 | 358.5759 | 501.4847 | 84186.2899 | 28019.6541 | 25751.4468 | 0 | 860
626 |  |  |  | System Overheads | F102P |  | 2125513.5358 | 725286.1324 | 598075.2945 | 171468.1442 | 3869.7988 | 372584.027 | 1824.8091 | 19489.8831 | 601.6381 | 841.4181 | 141252.3217 | 47012.8949 | 43207.1737 | 0 | 861
627 |  |  |  | Simple Cycle Combustion Turbine | F12 |  | 1065.098 | 381.3975 | 300.8328 | 83.5798 | 1.3326 | 176.1165 | 0.82832 | 9.4441 | 0.28237 | 0.29769 | 72.6374 | 22.0647 | 16.2843 | 0 | 862
628 |  |  |  | Cholla | F12 |  | 20022.3445 | 7169.7359 | 5655.2332 | 1571.1824 | 25.0506 | 3310.7426 | 15.5712 | 177.5352 | 5.3081 | 5.5962 | 1365.4814 | 414.7848 | 306.1228 | 0 | 863
629 |  |  | Total General Expense |  |  |  | 3434476.5741 | 1172297.3276 | 966412.7631 | 277017.6286 | 6240.9422 | 601824.2713 | 2946.8835 | 31486.0296 | 971.7687 | 1357.138 | 228277.0129 | 75935.4534 | 69709.3552 | 0
630
631 |  | 403GV0 | General Vehicles |  | F105P |  | 0 | 0 | 0 | 0 | 0 | 0 | 0 | 0 | 0 | 0 | 0 | 0 | 0 | 0 | 868
632
633 |  | 403MP | Mining Depreciation |  | F30 |  | 0 | 0 | 0 | 0 | 0 | 0 | 0 | 0 | 0 | 0 | 0 | 0 | 0 | 0 | 872
634
635 |  | 403EP | Experimental Plant Depreciation |  | F12 |  | 0 | 0 | 0 | 0 | 0 | 0 | 0 | 0 | 0 | 0 | 0 | 0 | 0 | 0 | 877
636
637
638 |  | TOTAL DEPRECIATION EXPENSE |  |  |  |  | 132509892.2891 | 47392491.1441 | 37423261.2308 | 10405752.828 | 167731.395 | 21944753.2381 | 103327.4342 | 1175978.7827 | 35190.9272 | 37433.5262 | 9030946.394 | 2749874.1999 | 2043151.189 | 0
639
640 | [6 empty] | D: AMORTIZATION EXPENSE
641
642
643 |  | 404CLG | Amort of LT Plant - Cap. Lease Gen
644 |  |  | Situs |  | F12 |  | 1138.1725 | 407.5645 | 321.4724 | 89.314 | 1.424 | 188.1996 | 0.88514 | 10.092 | 0.30174 | 0.31812 | 77.621 | 23.5785 | 17.4016 | 0 | 882
645 |  |  | System Generation |  | F12 |  | 0 | 0 | 0 | 0 | 0 | 0 | 0 | 0 | 0 | 0 | 0 | 0 | 0 | 0 | 883
646 |  |  | System Overheads |  | F102P |  | 73384.2901 | 25040.8229 | 20648.8127 | 5920.0131 | 133.6065 | 12863.6275 | 63.0023 | 672.8968 | 20.7718 | 29.0503 | 4876.7986 | 1623.1409 | 1491.7467 | 0 | 884
647 |  |  | System Generation |  | F12 |  | 0 | 0 | 0 | 0 | 0 | 0 | 0 | 0 | 0 | 0 | 0 | 0 | 0 | 0 | 885
648 |  |  | Customer - System |  | F42 |  | 0 | 0 | 0 | 0 | 0 | 0 | 0 | 0 | 0 | 0 | 0 | 0 | 0 | 0 | 886
649 |  |  | System Generation |  | F12 |  | 0 | 0 | 0 | 0 | 0 | 0 | 0 | 0 | 0 | 0 | 0 | 0 | 0 | 0 | 887
650 |  |  | Total Amort. Cap. Lease General |  |  |  | 74522.4626 | 25448.3873 | 20970.2851 | 6009.3272 | 135.0305 | 13051.827 | 63.8875 | 682.9888 | 21.0736 | 29.3684 | 4954.4195 | 1646.7194 | 1509.1483 | 0
651
652 |  | 404CLS | Amort of LT Plant - Cap Lease Steam |  | F12 |  | 0 | 0 | 0 | 0 | 0 | 0 | 0 | 0 | 0 | 0 | 0 | 0 | 0 | 0 | 892
653
654 |  | 404IP | Amort of LT Plant - Intangible Plant
655 |  |  |  | Situs | F107P |  | 7016750.0989 | 2394316.2231 | 1974367.517 | 566051.0261 | 12774.9886 | 1229975.2341 | 6024.0638 | 64340.0463 | 1986.129 | 2777.6915 | 466302.4844 | 155199.0752 | 142635.6198 | 0 | 895
656 |  |  |  | Energy | F30 |  | 0 | 0 | 0 | 0 | 0 | 0 | 0 | 0 | 0 | 0 | 0 | 0 | 0 | 0 | 896
657 |  |  |  | System Generation | F105P |  | 3098351.425 | 1057246.3003 | 871811.6398 | 249948.3348 | 5640.9882 | 543114.0436 | 2660.0159 | 28410.3141 | 877.0051 | 1226.5314 | 205902.8676 | 68530.4833 | 62982.9009 | 0 | 897
658 |  |  |  | System Overheads | F102P |  | 1833054.2896 | 625490.6562 | 515783.3463 | 147875.0485 | 3337.3353 | 321318.4661 | 1573.7251 | 16808.1799 | 518.8559 | 725.6435 | 121816.7609 | 40544.1731 | 37262.0987 | 0 | 898
659 |  |  |  | Customer - System | F42 |  | 0 | 0 | 0 | 0 | 0 | 0 | 0 | 0 | 0 | 0 | 0 | 0 | 0 | 0 | 899
660 |  |  |  | System Generation | F105P |  | 705719.4315 | 240811.6949 | 198574.7678 | 56931.3717 | 1284.8623 | 123706.4753 | 605.8786 | 6471.0899 | 199.7577 | 279.3702 | 46899.023 | 15609.3635 | 14345.7765 | 0 | 900
661 |  |  |  | System Generation | F105P |  | 83603.8816 | 28528.0404 | 23524.3932 | 6744.4418 | 152.2127 | 14655.0329 | 71.7761 | 766.6053 | 23.6645 | 33.0959 | 5555.9479 | 1849.1816 | 1699.4893 | 0 | 901
662 |  |  |  | System Generation | F105P |  | 25660.6689 | 8756.1556 | 7220.3784 | 2070.082 | 46.7189 | 4498.092 | 22.0304 | 235.2953 | 7.2634 | 10.1582 | 1705.2957 | 567.5722 | 521.6269 | 0 | 902
663 |  |  |  | System Generation | F105P |  | 0 | 0 | 0 | 0 | 0 | 0 | 0 | 0 | 0 | 0 | 0 | 0 | 0 | 0 | 903
664 |  |  |  | System Generation | F105P |  | 40027.6392 | 13658.5776 | 11262.945 | 3229.0855 | 72.876 | 7016.4968 | 34.3648 | 367.0332 | 11.33 | 15.8456 | 2660.0616 | 885.3461 | 813.6769 | 0 | 904
665 |  |  |  | System Generation | F12 |  | 5378.7423 | 1926.0563 | 1519.2048 | 422.0777 | 6.7295 | 889.3879 | 4.183 | 47.6925 | 1.426 | 1.5034 | 366.8188 | 111.4265 | 82.2359 | 0 | 905
666 |  |  | Total Amort. Intangible Plant |  |  |  | 12808546.177 | 4370733.7043 | 3604064.1924 | 1033271.4683 | 23316.7115 | 2245173.2288 | 10996.0377 | 117446.2565 | 3625.4317 | 5069.8397 | 851209.2599 | 283296.6216 | 260343.4248 | 0
667
668 |  | Distribution - METER - Unbundled |  |  |  |  | D: AMORTIZATION EXPENSE (continued)
669
670
671 |  | A |  | B | C |  | D | E | F | G | H | I | J | K | L | M | N | O | P
672 |  | FERC ACCT |  | DESCRIPTION | COS Factor |  | Utah Jurisdiction Normalized | Residential Sch 1 | General Large Dist. Sch 6 | General +1 MW Sch 8 | Street & Area Lighting Sch. 7,11,12 | General Trans Sch 9 | General Secondary Sch 22 | Irrigation Sch 10 | Traffic Signals Sch 15 | Outdoor Lighting Sch 15 | General Small Dist. Sch 23 | Industrial Cust 1 | Industrial Cust 2
673 |  | 404O | Amort of LT Plant - Other Plant |  | F12 |  | 0 | 0 | 0 | 0 | 0 | 0 | 0 | 0 | 0 | 0 | 0 | 0 | 0 | 0 | 910
674
675 |  | 404HP | Amort of Other Electric Plant |  | F12 |  | 99832.0144 | 35748.5198 | 28197.1637 | 7833.9631 | 124.9031 | 16507.4626 | 77.6383 | 885.1958 | 26.4664 | 27.9029 | 6808.3315 | 2068.1296 | 1526.3377 | 0 | 915
676
677 |  | 405 | Amort of Other Electric Plant |  | F12 |  | 0 | 0 | 0 | 0 | 0 | 0 | 0 | 0 | 0 | 0 | 0 | 0 | 0 | 0 | 923
678
679 |  | 406 | Amort of Plant Acquisition Adj |  | F12 |  | 1786359.5605 | 639671.6575 | 504550.3007 | 140178.2273 | 2234.9726 | 295378.8295 | 1389.2325 | 15839.3878 | 473.5814 | 499.2849 | 121825.9304 | 37006.3967 | 27311.7593 | 0 | 931
680
681 |  | 407 | Amort of Prop Losses, Unrec Plant, |  | F151 |  | 2679513.21 | 1060410.6469 | 712044.6319 | 196679.9468 | 19586.9763 | 379115.5407 | 2130.1163 | 25462.9454 | 961.9982 | 1026.5964 | 190713.0939 | 47641.5934 | 43739.124 | 0 | 940
682
683
684 |  | TOTAL AMORTIZATION EXPENSE |  |  |  |  | 17448773.4246 | 6132012.9158 | 4869826.5738 | 1383972.9325 | 45398.594 | 2949226.8886 | 14656.9122 | 160316.7743 | 5108.5513 | 6652.9922 | 1175511.0352 | 371659.4607 | 334429.794 | 0
685
686
687 | [6 empty] | D: TAX OTHER THAN INCOME
688
689
690 |  | 408 | Total Taxes Other Than Income |  | F101P |  | 25525125.6244 | 8632488.8197 | 7177775.3214 | 2069276.1366 | 49106.927 | 4519495.6783 | 22287.2985 | 235431.791 | 7308.9117 | 10645.8003 | 1688412.0453 | 570915.0995 | 541981.7951 | 0 | 953
691
692
693 | [6 empty] | D: DEFERRED ITC
694
695
696 |  | 41140 | Deferred I T C - Federal |  | F101P |  | -1140013.2983 | -385547.6442 | -320576.6521 | -92418.8327 | -2193.2331 | -201851.511 | -995.4042 | -10514.9482 | -326.4335 | -475.467 | -75408.5293 | -25498.4369 | -24206.2062 | 0 | 958
697
698 |  | 41141 | Deferred I T C - Idaho |  | F101P |  | 0 | 0 | 0 | 0 | 0 | 0 | 0 | 0 | 0 | 0 | 0 | 0 | 0 | 0 | 961
699
700 |  | TOTAL DEFERRED ITC |  |  |  |  | -1140013.2983 | -385547.6442 | -320576.6521 | -92418.8327 | -2193.2331 | -201851.511 | -995.4042 | -10514.9482 | -326.4335 | -475.467 | -75408.5293 | -25498.4369 | -24206.2062 | 0
701
702 |  | 427 | Interest on Long-Term Debt |  |  |  | 54709928.4355 | 19772925.3024 | 15465041.5342 | 4269454.9784 | 62323.8788 | 8938113.6936 | 41678.0984 | 481814.3011 | 14313.2075 | 14043.5385 | 3750187.8434 | 1118036.1576 | 781995.9016 | 0
703
704 |  | 428-432 |  | Electric Interest Deductions for Tax | F104P |  | 1224774.2484 | 416794.4872 | 344554.254 | 98952.1792 | 2268.1707 | 215360.5893 | 1056.9365 | 11250.9103 | 347.8857 | 492.6711 | 81275.9786 | 27184.3031 | 25235.8827 | 0 | 990
705
706 | [6 empty] | D: DEFERRED INCOME TAXES
707
708
709 |  | 41010 | Deferred Income Tax - Federal-DR |  | F101P |  | 63791653.6472 | 21574065.6875 | 17938487.9039 | 5171474.9048 | 122726.6077 | 11294992.5188 | 55699.7699 | 588384.3037 | 18266.2201 | 26605.6753 | 4219630.4141 | 1426814.4582 | 1354505.1831 | 0 | 1016
710
711 |  | 41020 | Deferred Income Tax - State-DR |  | F101P |  | 0 | 0 | 0 | 0 | 0 | 0 | 0 | 0 | 0 | 0 | 0 | 0 | 0 | 0 | 1031
712
713 |  | 41120 | Deferred Income Tax - Federal-CR |  | F101P |  | -52880029.9356 | -17883801.0016 | -14870092.2946 | -4286889.1483 | -101734.1034 | -9362973.1849 | -46172.2707 | -487740.6027 | -15141.7656 | -22054.7489 | -3497858.5733 | -1182756.4728 | -1122815.7688 | 0 | 1050
714
715 |  | 41111 | Deferred Income Tax - State-CR |  | F101P |  | 0 | 0 | 0 | 0 | 0 | 0 | 0 | 0 | 0 | 0 | 0 | 0 | 0 | 0 | 1065
716
717 |  | TOTAL DEFERRED INCOME TAXES |  |  |  |  | 10911623.7116 | 3690264.6859 | 3068395.6093 | 884585.7564 | 20992.5043 | 1932019.334 | 9527.4992 | 100643.7011 | 3124.4545 | 4550.9263 | 721771.8408 | 244057.9854 | 231689.4143 | 0
718
719 |  | SCHMAF | Additions - Flow Through
720 |  |  |  | S | F101P |  | 0 | 0 | 0 | 0 | 0 | 0 | 0 | 0 | 0 | 0 | 0 | 0 | 0 | 0 | 1070
721 |  |  |  | SNP | F104P |  | 0 | 0 | 0 | 0 | 0 | 0 | 0 | 0 | 0 | 0 | 0 | 0 | 0 | 0 | 1071
722 |  |  |  | SO | F102P |  | 0 | 0 | 0 | 0 | 0 | 0 | 0 | 0 | 0 | 0 | 0 | 0 | 0 | 0 | 1072
723 |  |  |  | SE | F30 |  | 0 | 0 | 0 | 0 | 0 | 0 | 0 | 0 | 0 | 0 | 0 | 0 | 0 | 0 | 1073
724 |  |  |  | TROJP | F12 |  | 0 | 0 | 0 | 0 | 0 | 0 | 0 | 0 | 0 | 0 | 0 | 0 | 0 | 0 | 1074
725 |  |  |  | SG | F12 |  | 0 | 0 | 0 | 0 | 0 | 0 | 0 | 0 | 0 | 0 | 0 | 0 | 0 | 0 | 1075
726
727
728 |  | SCHMAP | Additions - Permanent
729 |  |  |  | S | F101P |  | 0 | 0 | 0 | 0 | 0 | 0 | 0 | 0 | 0 | 0 | 0 | 0 | 0 | 0 | 1079
730 |  |  |  | SE | F30 |  | 0 | 0 | 0 | 0 | 0 | 0 | 0 | 0 | 0 | 0 | 0 | 0 | 0 | 0 | 1080
731 |  |  |  | SNP | F104P |  | 0 | 0 | 0 | 0 | 0 | 0 | 0 | 0 | 0 | 0 | 0 | 0 | 0 | 0 | 1081
732 |  |  |  | SO | F102P |  | 290452.1091 | 99110.5836 | 81727.1816 | 23431.1771 | 528.8093 | 50913.7273 | 249.3607 | 2663.2988 | 82.214 | 114.9801 | 19302.1752 | 6424.3272 | 5904.2742 | 0 | 1082
733 |  |  |  | SG | F12 |  | 0 | 0 | 0 | 0 | 0 | 0 | 0 | 0 | 0 | 0 | 0 | 0 | 0 | 0 | 1083
734 |  |  |  | BADDEBT | F80 |  | 13506.0024 | 10487.7981 | 1477.5234 | 405.5234 | 0 | 738.0268 | 4.6377 | 15.2272 | 0 | 0 | 377.2658 | 0 | 0 | 0 | 1084
735
736
737 |  | SCHMAT | Additions - Temporary
738 |  |  |  | S | F101P |  | -7256681.2201 | -2454178.6952 | -2040610.0304 | -588286.1264 | -13960.8839 | -1284872.7914 | -6336.1812 | -66932.2252 | -2077.8915 | -3026.5543 | -480008.1363 | -162308.6578 | -154083.0463 | 0 | 1088
739 |  |  |  | SGCT | F12 |  | 213704.0054 | 76524.5689 | 60359.864 | 16769.6635 | 267.372 | 35336.4688 | 166.1953 | 1894.882 | 56.655 | 59.73 | 14574.1596 | 4427.1128 | 3267.3335 | 0 | 1089
740 |  |  |  | CIAC | F104P |  | 0 | 0 | 0 | 0 | 0 | 0 | 0 | 0 | 0 | 0 | 0 | 0 | 0 | 0 | 1090
741 |  |  |  | SNP | F104P |  | 2620206.1457 | 891664.3032 | 737118.0241 | 211692.1616 | 4852.3839 | 460729.1019 | 2261.1445 | 24069.5004 | 744.2451 | 1053.9901 | 173876.7932 | 58156.4138 | 53988.084 | 0 | 1091
742 |  |  |  | TROJD | F12 |  | -9672.0403 | -3463.4293 | -2731.8301 | -758.979 | -12.101 | -1599.295 | -7.5218 | -85.7606 | -2.5642 | -2.7033 | -659.6126 | -200.3669 | -147.8764 | 0 | 1092
743 |  |  |  | SG | F12 |  | 0 | 0 | 0 | 0 | 0 | 0 | 0 | 0 | 0 | 0 | 0 | 0 | 0 | 0 | 1093
744 |  |  |  | SE | F30 |  | 0 | 0 | 0 | 0 | 0 | 0 | 0 | 0 | 0 | 0 | 0 | 0 | 0 | 0 | 1094
745 |  |  |  | SG | F12 |  | -3215219.0585 | -1151327.2859 | -908126.101 | -252302.9058 | -4022.6652 | -531644.1679 | -2500.441 | -28508.8752 | -852.3861 | -898.649 | -219271.1153 | -66606.7878 | -49157.6786 | 0 | 1095
746 |  |  |  | GPS | F102P |  | -42542.5017 | -14516.7208 | -11970.575 | -3431.963 | -77.4547 | -7457.3303 | -36.5239 | -390.0932 | -12.0419 | -16.8411 | -2827.1884 | -940.9708 | -864.7987 | 0 | 1096
747 |  |  |  | SO | F102P |  | 8985502.0276 | 3066110.8026 | 2528333.3562 | 724872.9926 | 16359.3807 | 1575080.3155 | 7714.2889 | 82392.5048 | 2543.3949 | 3557.0531 | 597137.1161 | 198744.6588 | 182656.1632 | 0 | 1097
748 |  |  |  | SNPD | F104P |  | 312752.7857 | 106430.746 | 87983.8084 | 25267.9788 | 579.1898 | 54993.5013 | 269.8945 | 2872.9813 | 88.8345 | 125.8063 | 20754.2645 | 6941.6601 | 6444.1203 | 0 | 1098
749 |  |  |  | BADDEBT | F80 |  | 0 | 0 | 0 | 0 | 0 | 0 | 0 | 0 | 0 | 0 | 0 | 0 | 0 | 0 | 1099
750 |  |  |  | TAXDEPR | F151P |  | 0 | 0 | 0 | 0 | 0 | 0 | 0 | 0 | 0 | 0 | 0 | 0 | 0 | 0 | 1100
751 |  |  |  | SCHMDEXP | F151P |  | 147484425.9684 | 50324034.9354 | 41498930.6837 | 11898019.5954 | 268579.7528 | 25853843.6262 | 126628.2488 | 1352391.2367 | 41748.263 | 58397.0051 | 9800975.0211 | 3262271.3134 | 2998606.2868 | 0 | 1101
752
753
754 |  | TOTAL SCHEDULE - M ADDITIONS |  |  |  |  | 149396434.2237 | 50950877.6065 | 42032491.9049 | 12055679.1181 | 273093.7837 | 26206061.1831 | 128413.1026 | 1370382.6772 | 42318.7229 | 59363.8168 | 9924230.743 | 3306908.7028 | 3046612.8621 | 0
755
756 |  | SCHMDF | Deductions - Flow Through
757 |  |  |  | S | F101P |  | 0 | 0 | 0 | 0 | 0 | 0 | 0 | 0 | 0 | 0 | 0 | 0 | 0 | 0 | 1107
758 |  |  |  | DGP | F12 |  | 0 | 0 | 0 | 0 | 0 | 0 | 0 | 0 | 0 | 0 | 0 | 0 | 0 | 0 | 1108
759 |  |  |  | DGU | F12 |  | 0 | 0 | 0 | 0 | 0 | 0 | 0 | 0 | 0 | 0 | 0 | 0 | 0 | 0 | 1109
760
761 |  | SCHMDP | Deductions - Permanent
762 |  |  |  | S | F101P |  | 0 | 0 | 0 | 0 | 0 | 0 | 0 | 0 | 0 | 0 | 0 | 0 | 0 | 0 | 1112
763 |  |  |  | SE | F30 |  | 0 | 0 | 0 | 0 | 0 | 0 | 0 | 0 | 0 | 0 | 0 | 0 | 0 | 0 | 1113
764 |  |  |  | SNP | F104P |  | 10625.1476 | 3615.7708 | 2989.0731 | 858.4288 | 19.6768 | 1868.2937 | 9.1691 | 97.6038 | 3.018 | 4.274 | 705.0844 | 235.829 | 218.926 | 0 | 1114
765 |  |  |  | IBT | F150P |  | -1830.0573 | -591.2359 | -650.2567 | -159.9157 | -9.9148 | -192.4066 | -2.3547 | -13.89 | -0.99396 | -3.0454 | -157.0715 | -12.6125 | -36.3595 | 0 | 1115
766 |  |  |  | SG | F12 |  | 11165047.9055 | 3998055.519 | 3153524.2972 | 876137.5131 | 13968.9548 | 1846167.3979 | 8682.9366 | 98998.8399 | 2959.9637 | 3120.6144 | 761432.5686 | 231296.208 | 170703.0924 | 0 | 1116
767 |  |  |  | SO | F102P |  | 0 | 0 | 0 | 0 | 0 | 0 | 0 | 0 | 0 | 0 | 0 | 0 | 0 | 0 | 1117
768
769
770 |  | SCHMDT | Deductions - Temporary
771 |  |  |  | S | F101P |  | 553347.3375 | 187139.7138 | 155603.6559 | 44858.8758 | 1064.5663 | 97976.0467 | 483.156 | 5103.8164 | 158.4465 | 230.7854 | 36602.3002 | 12376.6032 | 11749.3715 | 0 | 1121
772 |  |  |  | BADDEBT | F80 |  | 0 | 0 | 0 | 0 | 0 | 0 | 0 | 0 | 0 | 0 | 0 | 0 | 0 | 0 | 1122
773 |  |  |  | SNP | F104P |  | 5065284.0493 | 1723731.9207 | 1424968.8622 | 409235.331 | 9380.4461 | 890664.1848 | 4371.1595 | 46530.2536 | 1438.7466 | 2037.5341 | 336132.0821 | 112425.7935 | 104367.7351 | 0 | 1123
774 |  |  |  | CN | F40 |  | 0 | 0 | 0 | 0 | 0 | 0 | 0 | 0 | 0 | 0 | 0 | 0 | 0 | 0 | 1124
775 |  |  |  | TROJD | F12 |  | 35857.8761 | 12840.2297 | 10127.9174 | 2813.8196 | 44.863 | 5929.1856 | 27.8863 | 317.9465 | 9.5063 | 10.0222 | 2445.431 | 742.8352 | 548.2332 | 0 | 1125
776 |  |  |  | DGP | F12 |  | 0 | 0 | 0 | 0 | 0 | 0 | 0 | 0 | 0 | 0 | 0 | 0 | 0 | 0 | 1126
777 |  |  |  | SE | F30 |  | 0 | 0 | 0 | 0 | 0 | 0 | 0 | 0 | 0 | 0 | 0 | 0 | 0 | 0 | 1127
778 |  |  |  | SG | F12 |  | 41247263.6011 | 14770097.8338 | 11650128.9613 | 3236732.6373 | 51605.7937 | 6820333.7734 | 32077.5495 | 365733.4281 | 10935.0541 | 11528.5493 | 2812975.8277 | 854482.2863 | 630631.9067 | 0 | 1128
779 |  |  |  | GPS | F102P |  | 8232565.8675 | 2809187.4068 | 2316472.7832 | 664132.5814 | 14988.5537 | 1443097.1585 | 7067.8735 | 75488.4614 | 2330.2723 | 3258.9914 | 547100.2761 | 182090.9382 | 167350.5709 | 0 | 1129
780 |  |  |  | SO | F102P |  | 12676222.25 | 4325490.3129 | 3566825.2533 | 1022608.5453 | 23078.8603 | 2222031.4546 | 10882.8689 | 116234.5409 | 3588.0732 | 5018.0831 | 842406.22 | 280377.3744 | 257680.663 | 0 | 1130
781 |  |  |  | TAXDEPR | F151P |  | 102901927.788 | 35111776.5481 | 28954379.0163 | 8301413.1505 | 187391.8154 | 18038584.9719 | 88350.2839 | 943582.1068 | 29128.3416 | 40744.3997 | 6838276.0909 | 2276131.9028 | 2092169.16 | 0 | 1131
782 |  |  |  | SNPD | F104P |  | 0 | 0 | 0 | 0 | 0 | 0 | 0 | 0 | 0 | 0 | 0 | 0 | 0 | 0 | 1132
783
784
785 |  | TOTAL SCHEDULE - M DEDUCTIONS |  |  |  |  | 181886311.7652 | 62941344.0196 | 51234369.5631 | 14558630.967 | 301533.6152 | 31366460.0606 | 151950.5287 | 1652073.1075 | 50550.4283 | 65950.2081 | 12177918.8096 | 3950147.1582 | 3435383.2993 | 0
786
787 |  | TOTAL SCHEDULE - M ADJUSTMENTS |  |  |  |  | -32489877.5415 | -11990466.413 | -9201877.6582 | -2502951.849 | -28439.8314 | -5160398.8775 | -23537.4261 | -281690.4303 | -8231.7054 | -6586.3913 | -2253688.0666 | -643238.4554 | -388770.4373 | 0
788
789
790
791 | [6 empty] | D: INCOME TAXES
792
793 |  |  | State Income Taxes Before Credits |  | F150P |  | 4651761.9849 | 1583056.7636 | 1699887.3173 | 392805.2617 | 16763.1809 | 404390.5791 | 5459.0754 | 32425.8855 | 2457.2532 | 5359.562 | 424558.1826 | 19672.4808 | 64926.4429 | 0 | 1140
794 |  |  | Renewable Energy Credits |  | F12 |  | 0 | 0 | 0 | 0 | 0 | 0 | 0 | 0 | 0 | 0 | 0 | 0 | 0 | 0 | 1142
795 |  | 40911 | State Income Taxes |  |  |  | 4651761.9849 | 1583056.7636 | 1699887.3173 | 392805.2617 | 16763.1809 | 404390.5791 | 5459.0754 | 32425.8855 | 2457.2532 | 5359.562 | 424558.1826 | 19672.4808 | 64926.4429 | 0
796
797 |  | Calculation of Taxable Income
798
799 |  |  | Operating Revenues |  |  |  | 729152341.6799 | 259059348.2935 | 214341328.4614 | 57861116.2424 | 1194166.0465 | 112637684.1442 | 609768.7436 | 6283691.155 | 221290.6591 | 296877.3466 | 52064729.3061 | 13433547.2781 | 11148794.0033 | 0
800 |  |  | Operating Deductions
801 |  |  | O & M Expenses |  |  |  | 367450719.7497 | 131442341.6475 | 103729912.1963 | 28855758.3035 | 478290.5055 | 60823606.6877 | 287006.6742 | 3265856.4286 | 97990.3773 | 104844.3771 | 25043064.3912 | 7622895.9233 | 5699152.2376 | 0
802 |  |  | Depreciation Expense |  |  |  | 132509892.2891 | 47392491.1441 | 37423261.2308 | 10405752.828 | 167731.395 | 21944753.2381 | 103327.4342 | 1175978.7827 | 35190.9272 | 37433.5262 | 9030946.394 | 2749874.1999 | 2043151.189 | 0
803 |  |  | Amortization Expense |  |  |  | 17448773.4246 | 6132012.9158 | 4869826.5738 | 1383972.9325 | 45398.594 | 2949226.8886 | 14656.9122 | 160316.7743 | 5108.5513 | 6652.9922 | 1175511.0352 | 371659.4607 | 334429.794 | 0
804 |  |  | Taxes Other Than Income |  |  |  | 25525125.6244 | 8632488.8197 | 7177775.3214 | 2069276.1366 | 49106.927 | 4519495.6783 | 22287.2985 | 235431.791 | 7308.9117 | 10645.8003 | 1688412.0453 | 570915.0995 | 541981.7951 | 0
805 |  |  | Interest & Dividends (AFUDC-Equity) |  | F104P |  | -4632332.2881 | -1576397.0894 | -1303170.6031 | -374256.2152 | -8578.6588 | -814535.2602 | -3997.5376 | -42553.1114 | -1315.7707 | -1863.3772 | -307401.4175 | -102816.2741 | -95446.9728 | 0 | 1153
806 |  |  | Misc Revenue & Expense |  |  |  | -36135.0739 | -12867.0564 | -10201.6267 | -2845.0242 | -47.6568 | -6017.7255 | -28.4492 | -321.7047 | -9.6569 | -10.5997 | -2456.8494 | -754.6028 | -574.1216 | 0
807 |  |  | Total Operating Deductions |  |  |  | 538266043.7258 | 192010070.3814 | 151887403.0924 | 42337658.9612 | 731901.1059 | 89416529.5069 | 423252.3322 | 4794708.9605 | 144273.3399 | 157702.719 | 36628075.5987 | 11211773.8064 | 8522693.9213 | 0
808 |  |  | Other Deductions
809 |  |  | Interest Deductions |  | F101P |  | 55934702.6839 | 20189719.7896 | 15809595.7883 | 4368407.1576 | 64592.0495 | 9153474.2829 | 42735.0349 | 493065.2114 | 14661.0932 | 14536.2096 | 3831463.822 | 1145220.4607 | 807231.7843 | 0
810 |  |  | Interest on PCRBS |  |  |  | 0 | 0 | 0 | 0 | 0 | 0 | 0 | 0 | 0 | 0 | 0 | 0 | 0 | 0
811 |  |  | Schedule M Adjustments |  |  |  | -32489877.5415 | -11990466.413 | -9201877.6582 | -2502951.849 | -28439.8314 | -5160398.8775 | -23537.4261 | -281690.4303 | -8231.7054 | -6586.3913 | -2253688.0666 | -643238.4554 | -388770.4373 | 0
812
813 |  |  | Income Before State Taxes |  |  |  | 102461717.7286 | 34869091.7096 | 37442451.9225 | 8652098.2746 | 369233.0597 | 8907281.4769 | 120243.9504 | 714226.5528 | 54124.5205 | 118052.0268 | 9351501.8188 | 433314.5556 | 1430097.8604 | 0
814
815 |  |  | State Income Taxes |  |  |  | 4651761.9849 | 1583056.7636 | 1699887.3173 | 392805.2617 | 16763.1809 | 404390.5791 | 5459.0754 | 32425.8855 | 2457.2532 | 5359.562 | 424558.1826 | 19672.4808 | 64926.4429 | 0
816
817 |  |  | Adjustments to Calculated Tax:
818 |  |  |  | PMI | F30 |  | -6065.8163 | -1763.0564 | -1687.3795 | -529.3713 | -21.4073 | -1244.1475 | -6.6787 | -61.1278 | -2.0435 | -4.5188 | -371.403 | -159.6838 | -214.9987 | 0 | 1172
819 |  |  |  | Renewable Energy Credits | F12 |  | -18087956.9747 | -6477057.4046 | -5108873.0016 | -1419388.235 | -22630.4316 | -2990886.9844 | -14066.8079 | -160383.2578 | -4795.2948 | -5055.5573 | -1233560.2728 | -374711.8592 | -276547.8676 | 0 | 1173
820 |  |  |  | System Overheads | F102P |  | -720.7577 | -245.9432 | -202.8062 | -58.1445 | -1.3122 | -126.3426 | -0.61879 | -6.609 | -0.20401 | -0.28532 | -47.8984 | -15.942 | -14.6515 | 0 | 1174
821 |  |  |  | Situs | F107P |  | 0 | 0 | 0 | 0 | 0 | 0 | 0 | 0 | 0 | 0 | 0 | 0 | 0 | 0 | 1175
822 |  |  |  | Total Adjustments |  |  | -18094743.5487 | -6479066.4042 | -5110763.1874 | -1419975.7508 | -22653.1511 | -2992257.4745 | -14074.1054 | -160450.9945 | -4797.5423 | -5060.3614 | -1233979.5742 | -374887.485 | -276777.5178 | 0
823
824 |  |  | 35%
825
826 |  | 40910 | Federal Income Tax |  |  |  | 16138740.9616 | 5171045.8268 | 7399134.4245 | 1470776.8038 | 100711.3065 | -16245.6602 | 26100.6008 | 78179.239 | 13286.0012 | 34382.0012 | 1890450.6985 | -230112.7588 | 201032.4783 | 0
827
828
829 |  | TOTAL OPERATING EXPENSES |  |  |  |  | 573460489.3737 | 203645287.103 | 165037414.3945 | 45367664.1656 | 876753.5233 | 92349377.509 | 467341.641 | 5037995.9493 | 164130.3861 | 203383.1188 | 39896849.2087 | 11322709.351 | 9091583.0235 | 0
830
831
832 |  | Distribution - METER - Unbundled |  |  |  |  | D: STEAM PRODUCTION PLANT
833
834 |  | A |  | B | C |  | D | E | F | G | H | I | J | K | L | M | N | O | P
835 |  | FERC ACCT |  | DESCRIPTION | COS Factor |  | Utah Jurisdiction Normalized | Residential Sch 1 | General Large Dist. Sch 6 | General +1 MW Sch 8 | Street & Area Lighting Sch. 7,11,12 | General Trans Sch 9 | General Secondary Sch 22 | Irrigation Sch 10 | Traffic Signals Sch 15 | Outdoor Lighting Sch 15 | General Small Dist. Sch 23 | Industrial Cust 1 | Industrial Cust 2
836 |  | 310 | Land and Land Rights |  | F12 |  | 30258528.838 | 10835177.7118 | 8546403.6245 | 2374430.6724 | 37857.4301 | 5003320.1757 | 23531.7297 | 268297.931 | 8021.8327 | 8457.2142 | 2063567.4411 | 626838.5984 | 462624.4766 | 0 | 1192
837 |  |  |  | Total 310 |  |  | 30258528.838 | 10835177.7118 | 8546403.6245 | 2374430.6724 | 37857.4301 | 5003320.1757 | 23531.7297 | 268297.931 | 8021.8327 | 8457.2142 | 2063567.4411 | 626838.5984 | 462624.4766 | 0
838
839 |  | 311 | Structures and Improvements |  | F12 |  | 331414703.5213 | 118675208.176 | 93606792.2719 | 26006592.7702 | 414643.7202 | 54800214.5616 | 257737.62 | 2938605.4992 | 87861.2879 | 92629.9206 | 22601779.3316 | 6865618.9251 | 5067019.4369 | 0 | 1199
840 |  |  |  | Total 311 |  |  | 331414703.5213 | 118675208.176 | 93606792.2719 | 26006592.7702 | 414643.7202 | 54800214.5616 | 257737.62 | 2938605.4992 | 87861.2879 | 92629.9206 | 22601779.3316 | 6865618.9251 | 5067019.4369 | 0
841
842 |  | 312 | Boiler Plant Equipment |  | F12 |  | 1486064778.2381 | 532140080.2275 | 419733208.9409 | 116613659.8863 | 1859264.0022 | 245724368.396 | 1155696.4583 | 13176718.1213 | 393970.3458 | 415352.9129 | 101346463.6101 | 30785461.1064 | 22720534.2304 | 0 | 1206
843 |  |  |  | Total 312 |  |  | 1486064778.2381 | 532140080.2275 | 419733208.9409 | 116613659.8863 | 1859264.0022 | 245724368.396 | 1155696.4583 | 13176718.1213 | 393970.3458 | 415352.9129 | 101346463.6101 | 30785461.1064 | 22720534.2304 | 0
844
845 |  | 314 | Turbogenerator Units |  | F12 |  | 319623673.0463 | 114452996.6043 | 90276461.636 | 25081333.4964 | 399891.5782 | 52850539.4474 | 248567.8635 | 2834056.1638 | 84735.3701 | 89334.345 | 21797656.0805 | 6621354.8019 | 4886745.6592 | 0 | 1213
846 |  |  |  | Total 314 |  |  | 319623673.0463 | 114452996.6043 | 90276461.636 | 25081333.4964 | 399891.5782 | 52850539.4474 | 248567.8635 | 2834056.1638 | 84735.3701 | 89334.345 | 21797656.0805 | 6621354.8019 | 4886745.6592 | 0
847
848 |  | 315 | Accessory Electric Equipment |  | F12 |  | 159197176.1926 | 57006396.593 | 44964622.4015 | 12492433.46 | 199176.7676 | 26323634.1667 | 123805.9171 | 1411577.979 | 42204.7326 | 44495.3759 | 10856909.5103 | 3297944.0383 | 2433975.2506 | 0 | 1220
849 |  |  |  | Total 316 |  |  | 159197176.1926 | 57006396.593 | 44964622.4015 | 12492433.46 | 199176.7676 | 26323634.1667 | 123805.9171 | 1411577.979 | 42204.7326 | 44495.3759 | 10856909.5103 | 3297944.0383 | 2433975.2506 | 0
850
851 |  | 316 | Misc Power Plant Equipment |  | F12 |  | 10275492.9952 | 3679517.7081 | 2902272.9773 | 806332.8482 | 12856.0037 | 1699077.364 | 7991.1394 | 91111.2872 | 2724.134 | 2871.9851 | 700766.8119 | 212868.1028 | 157102.6336 | 0 | 1227
852 |  |  |  | Total 316 |  |  | 10275492.9952 | 3679517.7081 | 2902272.9773 | 806332.8482 | 12856.0037 | 1699077.364 | 7991.1394 | 91111.2872 | 2724.134 | 2871.9851 | 700766.8119 | 212868.1028 | 157102.6336 | 0
853
854 |  | S00 | Unclassified Steam Plant - Acct 300 |  | F12 |  | 10619339.1916 | 3802644.4689 | 2999390.9963 | 833314.9583 | 13286.2008 | 1755933.1557 | 8258.5449 | 94160.1209 | 2815.291 | 2968.0896 | 724216.3927 | 219991.2537 | 162359.7189 | 0 | 1232
855
856
857
858 |  | Total Steam Production Plant |  |  |  |  | 2347453692.0231 | 840592021.4896 | 663029152.8483 | 184208098.0918 | 2936975.7028 | 388157087.2671 | 1825589.2728 | 20814527.1024 | 622332.9941 | 656109.8434 | 160091359.1782 | 48630076.8265 | 35890361.4062 | 0
859
860
861 | [6 empty] | D: NUCLEAR PRODUCTION
862
863
864 |  | 320 | Land and Land Rights |  | F12 |  | 0 | 0 | 0 | 0 | 0 | 0 | 0 | 0 | 0 | 0 | 0 | 0 | 0 | 0 | 1238
865
866 |  | 321 | Structures and Improvements |  | F12 |  | 0 | 0 | 0 | 0 | 0 | 0 | 0 | 0 | 0 | 0 | 0 | 0 | 0 | 0 | 1242
867
868 |  | 322 | Reactor Plant Equipment |  | F12 |  | 0 | 0 | 0 | 0 | 0 | 0 | 0 | 0 | 0 | 0 | 0 | 0 | 0 | 0 | 1246
869
870 |  | 323 | Turbogenerator Units |  | F12 |  | 0 | 0 | 0 | 0 | 0 | 0 | 0 | 0 | 0 | 0 | 0 | 0 | 0 | 0 | 1250
871
872 |  | 324 | Land and Land Rights |  | F12 |  | 0 | 0 | 0 | 0 | 0 | 0 | 0 | 0 | 0 | 0 | 0 | 0 | 0 | 0 | 1254
873
874 |  | 325 | Misc. Power Plant Equipment |  | F12 |  | 0 | 0 | 0 | 0 | 0 | 0 | 0 | 0 | 0 | 0 | 0 | 0 | 0 | 0 | 1258
875
876 |  | N00 | Unclassified Nuclear Plt - Acct 300 |  | F12 |  | 0 | 0 | 0 | 0 | 0 | 0 | 0 | 0 | 0 | 0 | 0 | 0 | 0 | 0 | 1264
877
878 |  | Total Nuclear Production Plant |  |  |  |  | 0 | 0 | 0 | 0 | 0 | 0 | 0 | 0 | 0 | 0 | 0 | 0 | 0 | 0
879
880
881 | [6 empty] | D: HYDRAULIC PRODUCTION PLANT
882
883
884 |  | 330 | Land and Land Rights |  | F12 |  | 11247725.4752 | 4027661.2597 | 3176876.2547 | 882625.342 | 14072.3954 | 1859838.3319 | 8747.2341 | 99731.9298 | 2981.8823 | 3143.7227 | 767071.0034 | 233008.9645 | 171967.1547 | 0 | 1274
885
886 |  | 331 | Structures and Improvements |  | F12 |  | 87279954.5551 | 31253793.7103 | 24651883.2409 | 6848984.704 | 109198.7913 | 14431949.4148 | 67876.6739 | 773898.5377 | 23138.7719 | 24394.6185 | 5952307.6435 | 1808099.9467 | 1334428.5015 | 0 | 1281
887
888 |  | 332 | Reservoirs, Dams & Waterways |  | F12 |  | 162413108.7177 | 58157979.3618 | 45872950.0183 | 12744792.3525 | 203200.3254 | 26855396.308 | 126306.9129 | 1440093.1804 | 43057.3078 | 45394.2243 | 11076229.2825 | 3364565.6063 | 2483143.8374 | 0 | 1288
889
890 |  | 333 | Water Wheel, Turbines, & Generators |  | F12 |  | 43006772.1544 | 15400154.5018 | 12147095.2996 | 3374803.827 | 53807.1721 | 7111272.7245 | 33445.9002 | 381334.732 | 11401.517 | 12020.3294 | 2932970.5764 | 890932.435 | 657533.1393 | 0 | 1295
891
892 |  | 334 | Accessory Electric Equipment |  | F12 |  | 26363429.724 | 9440394.3986 | 7446248.0497 | 2068776.5919 | 32984.1448 | 4359256.2132 | 20502.5533 | 233760.6592 | 6989.2038 | 7368.5397 | 1797929.9491 | 546147.3499 | 403072.0708 | 0 | 1302
893
894 |  | 335 | Misc. Power Plant Equipment |  | F12 |  | 771276.8984 | 276184.0242 | 217844.1561 | 60523.2176 | 964.9696 | 127532.4814 | 599.8137 | 6838.799 | 204.4731 | 215.5708 | 52599.4474 | 15977.8465 | 11792.0991 | 0 | 1309
895
896 |  | 336 | Roads, Railroads & Bridges |  | F12 |  | 7541625.4798 | 2700556.0233 | 2130102.7449 | 591802.2966 | 9435.5731 | 1247025.8261 | 5865.0403 | 66870.4854 | 1999.3589 | 2107.8732 | 514322.8501 | 156233.04 | 115304.3679 | 0 | 1316
897
898 |  | H00 | Unclassified Hydro Plant - Acct 300 |  | F12 |  | 0 | 0 | 0 | 0 | 0 | 0 | 0 | 0 | 0 | 0 | 0 | 0 | 0 | 0 | 1322
899
900 |  | Total Hydraulic Plant |  |  |  |  | 338623893.0045 | 121256723.2796 | 95642999.7644 | 26572308.3317 | 423663.3717 | 55992271.2999 | 263344.1284 | 3002528.3235 | 89772.5148 | 94644.8785 | 23093430.7524 | 7014965.1889 | 5177241.1707 | 0
901
902 |  | Distribution - METER - Unbundled
903 |  | A |  | B | C |  | D | E | F | G | H | I | J | K | L | M | N | O | P
904 |  | FERC ACCT |  | DESCRIPTION | COS Factor |  | Utah Jurisdiction Normalized | Residential Sch 1 | General Large Dist. Sch 6 | General +1 MW Sch 8 | Street & Area Lighting Sch. 7,11,12 | General Trans Sch 9 | General Secondary Sch 22 | Irrigation Sch 10 | Traffic Signals Sch 15 | Outdoor Lighting Sch 15 | General Small Dist. Sch 23 | Industrial Cust 1 | Industrial Cust 2
905 |  | 340 | Land and Land Rights |  | F12 |  | 12747095.2588 | 4564565.6859 | 3600367.4106 | 1000283.0649 | 15948.3057 | 2107762.7148 | 9913.2777 | 113026.6214 | 3379.38 | 3562.7943 | 869324.8401 | 264070.0534 | 194891.11 | 0 | 1328
906 |  |  |  | Wind Generation | F12 |  | 1990403.243 | 712736.993 | 562181.6441 | 156189.8312 | 2490.2583 | 329117.9408 | 1547.915 | 17648.6132 | 527.6754 | 556.3148 | 135741.2764 | 41233.3853 | 30431.3955 | 0 | 1329
907 |  |  |  | Simple Cycle Combustion Turbine | F12 |  | 76718.3161 | 27471.8111 | 21668.7896 | 6020.1976 | 95.9848 | 12685.5572 | 59.663 | 680.25 | 20.3388 | 21.4427 | 5232.0263 | 1589.304 | 1172.951 | 0 | 1330
908 |  |  |  | Total 340 |  |  | 14814216.8179 | 5304774.4899 | 4184217.8443 | 1162493.0937 | 18534.5487 | 2449566.2128 | 11520.8557 | 131355.4847 | 3927.3942 | 4140.5517 | 1010298.1429 | 306892.7427 | 226495.4565 | 0
909
910 |  | 341 | Structures and Improvements |  | F12 |  | 55419935.8693 | 19845143.7323 | 15653145.0461 | 4348882.7991 | 69337.6852 | 9163819.0592 | 43099.483 | 491400.4315 | 14692.3685 | 15489.7903 | 3779521.994 | 1148084.7304 | 847318.7498 | 0 | 1334
911 |  |  |  | Wind Generation | F12 |  | 17401345.9641 | 6231191.1116 | 4914942.3958 | 1365508.8725 | 21771.3902 | 2877354.2102 | 13532.838 | 154295.1788 | 4613.2675 | 4863.6505 | 1186734.8593 | 360487.9594 | 266050.2304 | 0 | 1336
912 |  |  |  | Simple Cycle Combustion Turbine | F12 |  | 1394199.595 | 499244.377 | 393786.2457 | 109404.8656 | 1744.3285 | 230534.2404 | 1084.2539 | 12362.163 | 369.616 | 389.6767 | 95081.4531 | 28882.3731 | 21316.0019 | 0 | 1337
913 |  |  |  | Total 341 |  |  | 74215481.4284 | 26575579.2209 | 20961873.6876 | 5823796.5372 | 92853.4039 | 12271707.5098 | 57716.5749 | 658057.7733 | 19675.2519 | 20743.1176 | 5061338.3064 | 1537455.0628 | 1134684.9821 | 0
914
915 |  | 342 | Fuel Holders, Producers & Access |  | F12 |  | 4381602.587 | 1568993.752 | 1237566.586 | 343830.7141 | 5481.9656 | 724508.4764 | 3407.5248 | 38851.0266 | 1161.6058 | 1224.6515 | 298815.9962 | 90769.7013 | 66990.5868 | 0 | 1341
916 |  |  |  | Simple Cycle Combustion Turbine | F12 |  | 899606.4753 | 322137.143 | 254090.3453 | 70593.4257 | 1125.5269 | 148752.0842 | 699.6142 | 7976.6785 | 238.4945 | 251.4387 | 61351.2521 | 18636.3344 | 13754.1378 | 0 | 1343
917 |  |  |  | Total 342 |  |  | 5281209.0623 | 1891130.895 | 1491656.9313 | 414424.1398 | 6607.4925 | 873260.5605 | 4107.139 | 46827.7051 | 1400.1003 | 1476.0901 | 360167.2484 | 109406.0357 | 80744.7246 | 0
918
919 |  | 343 | Prime Movers |  | F12 |  | 584781475.749 | 209402487.6827 | 165169250.3178 | 45888651.1002 | 731639.1337 | 96695016.8541 | 454778.2104 | 5185171.4551 | 155031.3039 | 163445.5597 | 39880855.4107 | 12114389.3867 | 8940759.3341 | 0 | 1348
920 |  |  |  | Wind Generation | F12 |  | 348982357.9775 | 124965952.152 | 98568707.8536 | 27385152.1114 | 436623.1843 | 57705068.2791 | 271399.7943 | 3094375.311 | 92518.6454 | 97540.0541 | 23799856.0771 | 7229552.1472 | 5335612.3679 | 0 | 1349
921 |  |  |  | Simple Cycle Combustion Turbine | F12 |  | 18012176.1418 | 6449921.2938 | 5087469.0005 | 1413441.6031 | 22535.6197 | 2978356.4423 | 14007.874 | 159711.3203 | 4775.2045 | 5034.3767 | 1228392.1809 | 373141.9762 | 275389.2499 | 0 | 1350
922 |  |  |  | Total 343 |  |  | 951776009.8682 | 340818361.1285 | 268825427.1719 | 74687244.8147 | 1190797.9378 | 157378441.5755 | 740185.8787 | 8439258.0864 | 252325.1538 | 266019.9905 | 64909103.6687 | 19717083.51 | 14551760.9519 | 0
923
924 |  | 344 | Generators |  | F12 |  | 18505516.0852 | 6626579.782 | 5226810.9461 | 1452154.7044 | 23152.8534 | 3059931.3828 | 14391.5391 | 164085.6931 | 4905.9938 | 5172.2644 | 1262036.9179 | 383362.054 | 282931.9541 | 0 | 1355
925 |  |  |  | Wind Generation | F12 |  | 130467345.1017 | 46718625.2619 | 36849993.5019 | 10237961.9185 | 163231.941 | 21573087.8229 | 101463.0391 | 1156834.7865 | 34588.1726 | 36465.4305 | 8897596.0108 | 2702774.0897 | 1994723.1263 | 0 | 1356
926 |  |  |  | Simple Cycle Combustion Turbine | F12 |  | 5738707.3245 | 2054954.9527 | 1620875.5337 | 450324.6924 | 7179.8835 | 948908.9933 | 4462.9304 | 50884.275 | 1521.3876 | 1603.9602 | 391367.6588 | 118883.6138 | 87739.4432 | 0 | 1357
927 |  |  |  | Total 344 |  |  | 154711568.5113 | 55400159.9966 | 43697679.9817 | 12140441.3153 | 193564.6778 | 25581928.199 | 120317.5086 | 1371804.7546 | 41015.554 | 43241.6551 | 10551000.5875 | 3205019.7575 | 2365394.5236 | 0
928
929 |  | 345 | Accessory Electric Plant |  | F12 |  | 69106527.2715 | 24746130.5221 | 19518869.4835 | 5422889.4899 | 86461.4251 | 11426929.7103 | 53743.3966 | 612757.4272 | 18320.8181 | 19315.1724 | 4712918.477 | 1431617.4764 | 1056573.8731 | 0 | 1361
930 |  |  |  | Wind Generation | F12 |  | 36637920.2998 | 13119553.1535 | 10348237.8975 | 2875030.7788 | 45838.8943 | 6058167.8247 | 28492.9132 | 324863.0581 | 9713.072 | 10240.2447 | 2498628.3982 | 758994.6865 | 560159.3783 | 0 | 1362
931 |  |  |  | Simple Cycle Combustion Turbine | F12 |  | 946702.5263 | 339001.614 | 267392.4415 | 74289.1212 | 1184.4503 | 156539.5289 | 736.2403 | 8394.2723 | 250.9801 | 264.602 | 64563.1029 | 19611.9807 | 14474.1922 | 0 | 1364
932 |  |  |  | Total 345 |  |  | 106691150.0977 | 38204685.2896 | 30134499.8225 | 8372209.3899 | 133484.7697 | 17641637.0639 | 82972.5501 | 946014.7575 | 28284.8702 | 29820.019 | 7276109.978 | 2210224.1435 | 1631207.4436 | 0
933
934 |  | 346 | Misc. Power Plant Equipment |  | F12 |  | 4094642.6966 | 1466237.2226 | 1156515.8825 | 321312.555 | 5122.9407 | 677058.9716 | 3184.3592 | 36306.5954 | 1085.5299 | 1144.4466 | 279245.9408 | 84825.0126 | 62603.2397 | 0 | 1368
935 |  |  |  | Wind Generation | F12 |  | 1082737.9724 | 387714.1023 | 305815.1234 | 84964.0201 | 1354.6487 | 179033.3156 | 842.0336 | 9600.4786 | 287.0445 | 302.6237 | 73840.4315 | 22430.1041 | 16554.0463 | 0 | 1369
936
937 |  | O00 | Unclassified Other Prod - Acct 300 |  | F12 |  | -189822.7442 | -67973.0062 | -53614.6948 | -14895.6662 | -237.4934 | -31387.6451 | -147.6231 | -1683.1304 | -50.3239 | -53.0552 | -12945.5082 | -3932.3863 | -2902.2114 | 0 | 1376
938
939 |  | Total Other Production Plant |  |  |  |  | 1312477193.7106 | 469980669.3394 | 370704071.7505 | 102991990.1994 | 1642082.9265 | 217021245.7636 | 1020699.2768 | 11637542.5051 | 347950.5749 | 366835.4391 | 89508158.7958 | 27189403.9828 | 20066543.1568 | 0
940
941 |  | Experimental Plant
942 |  | 103 | Experimental Plant |  | F12 |  | 0 | 0 | 0 | 0 | 0 | 0 | 0 | 0 | 0 | 0 | 0 | 0 | 0 | 0 | 1382
943
944 |  | TOTAL PRODUCTION PLANT |  |  |  |  | 3998554778.7383 | 1431829414.1085 | 1129376224.3632 | 313772396.6229 | 5002722.001 | 661170604.3306 | 3109632.678 | 35454597.9311 | 1060056.0837 | 1117590.161 | 272692948.7265 | 82834445.9982 | 61134145.7337 | 0
945
946 | [6 empty] | D: TRANSMISSION PLANT
947 |  | 350 | Land and Land Rights
948 |  |  |  | Demand | F12 |  | 0 | 0 | 0 | 0 | 0 | 0 | 0 | 0 | 0 | 0 | 0 | 0 | 0 | 0 | 1391
949 |  |  |  | Direct Assigned | A | 0 | 0 | 0 | 0 | 0 | 0 | 0 | 0 | 0 | 0 | 0 | 0 | 0 | 0 | 0
950 | [6 empty] | 0 | 0 | 0 | 0 | 0 | 0 | 0 | 0 | 0 | 0 | 0 | 0 | 0 | 0
951 |  | 352 | Structures and Improvements
952 |  |  |  | Demand | F12 |  | 0 | 0 | 0 | 0 | 0 | 0 | 0 | 0 | 0 | 0 | 0 | 0 | 0 | 0 | 1398
953 |  |  |  | Direct Assigned | A | 0 | 0 | 0 | 0 | 0 | 0 | 0 | 0 | 0 | 0 | 0 | 0 | 0 | 0 | 0
954 | [6 empty] | 0 | 0 | 0 | 0 | 0 | 0 | 0 | 0 | 0 | 0 | 0 | 0 | 0 | 0
955 |  | 353 | Station Equipment
956 |  |  |  | Demand | F12 |  | 0 | 0 | 0 | 0 | 0 | 0 | 0 | 0 | 0 | 0 | 0 | 0 | 0 | 0 | 1404
957 |  |  |  | Direct Assigned | A | 0 | 0 | 0 | 0 | 0 | 0 | 0 | 0 | 0 | 0 | 0 | 0 | 0 | 0 | 0
958 | [6 empty] | 0 | 0 | 0 | 0 | 0 | 0 | 0 | 0 | 0 | 0 | 0 | 0 | 0 | 0
959 |  | 354 | Towers and Fixtures
960 |  |  |  | Demand | F12 |  | 0 | 0 | 0 | 0 | 0 | 0 | 0 | 0 | 0 | 0 | 0 | 0 | 0 | 0 | 1410
961 |  |  |  | Direct Assigned | A | 0 | 0 | 0 | 0 | 0 | 0 | 0 | 0 | 0 | 0 | 0 | 0 | 0 | 0 | 0
962 | [6 empty] | 0 | 0 | 0 | 0 | 0 | 0 | 0 | 0 | 0 | 0 | 0 | 0 | 0 | 0
963 |  | 355 | Poles and Fixtures
964 |  |  |  | Demand | F12 |  | 0 | 0 | 0 | 0 | 0 | 0 | 0 | 0 | 0 | 0 | 0 | 0 | 0 | 0 | 1416
965 |  |  |  | Direct Assigned | A | 0 | 0 | 0 | 0 | 0 | 0 | 0 | 0 | 0 | 0 | 0 | 0 | 0 | 0 | 0
966 | [6 empty] | 0 | 0 | 0 | 0 | 0 | 0 | 0 | 0 | 0 | 0 | 0 | 0 | 0 | 0
967 |  | 356 | Overhead Conductors
968 |  |  |  | Demand | F12 |  | 0 | 0 | 0 | 0 | 0 | 0 | 0 | 0 | 0 | 0 | 0 | 0 | 0 | 0 | 1422
969 |  |  |  | Direct Assigned | A | 0 | 0 | 0 | 0 | 0 | 0 | 0 | 0 | 0 | 0 | 0 | 0 | 0 | 0 | 0
970 | [6 empty] | 0 | 0 | 0 | 0 | 0 | 0 | 0 | 0 | 0 | 0 | 0 | 0 | 0 | 0
971 |  | 357 | Underground Conduit
972 |  |  |  | Demand | F12 |  | 0 | 0 | 0 | 0 | 0 | 0 | 0 | 0 | 0 | 0 | 0 | 0 | 0 | 0 | 1428
973 |  |  |  | Direct Assigned | A | 0 | 0 | 0 | 0 | 0 | 0 | 0 | 0 | 0 | 0 | 0 | 0 | 0 | 0 | 0
974 | [6 empty] | 0 | 0 | 0 | 0 | 0 | 0 | 0 | 0 | 0 | 0 | 0 | 0 | 0 | 0
975 |  | 358 | Underground Conductors
976 |  |  |  | Demand | F12 |  | 0 | 0 | 0 | 0 | 0 | 0 | 0 | 0 | 0 | 0 | 0 | 0 | 0 | 0 | 1434
977 |  |  |  | Direct Assigned | A | 0 | 0 | 0 | 0 | 0 | 0 | 0 | 0 | 0 | 0 | 0 | 0 | 0 | 0 | 0
978 | [6 empty] | 0 | 0 | 0 | 0 | 0 | 0 | 0 | 0 | 0 | 0 | 0 | 0 | 0 | 0
979 |  | 359 | Roads and Trails
980 |  |  |  | Demand | F12 |  | 0 | 0 | 0 | 0 | 0 | 0 | 0 | 0 | 0 | 0 | 0 | 0 | 0 | 0 | 1440
981 |  |  |  | Direct Assigned | A | 0 | 0 | 0 | 0 | 0 | 0 | 0 | 0 | 0 | 0 | 0 | 0 | 0 | 0 | 0
982 | [6 empty] | 0 | 0 | 0 | 0 | 0 | 0 | 0 | 0 | 0 | 0 | 0 | 0 | 0 | 0
983
984 |  | T00 | Unclassified Trans Plant - Acct 300 |  | F12 |  | 0 | 0 | 0 | 0 | 0 | 0 | 0 | 0 | 0 | 0 | 0 | 0 | 0 | 0 | 1444
985 |  | TS0 | Unclassified Trans Sub - Acct 300 |  | F12 |  | 0 | 0 | 0 | 0 | 0 | 0 | 0 | 0 | 0 | 0 | 0 | 0 | 0 | 0 | 1448
986
987 |  | TOTAL TRANSMISSION PLANT |  |  |  |  | 0 | 0 | 0 | 0 | 0 | 0 | 0 | 0 | 0 | 0 | 0 | 0 | 0 | 0
988 |  | Distribution - METER - Unbundled |  |  |  |  | D: DISTRIBUTION PLANT
989 |  | A |  | B | C |  | D | E | F | G | H | I | J | K | L | M | N | O | P
990 |  | FERC ACCT |  | DESCRIPTION | COS Factor |  | Utah Jurisdiction Normalized | Residential Sch 1 | General Large Dist. Sch 6 | General +1 MW Sch 8 | Street & Area Lighting Sch. 7,11,12 | General Trans Sch 9 | General Secondary Sch 22 | Irrigation Sch 10 | Traffic Signals Sch 15 | Outdoor Lighting Sch 15 | General Small Dist. Sch 23 | Industrial Cust 1 | Industrial Cust 2
991
992 |  | 360 | Land and Land Rights
993 |  |  |  | Demand Primary | F20 |  | 0 | 0 | 0 | 0 | 0 | 0 | 0 | 0 | 0 | 0 | 0 | 0 | 0 | 0 | 1453
994 |  |  |  | Assigned | A | 0 | 0 | 0 | 0 | 0 | 0 | 0 | 0 | 0 | 0 | 0 | 0 | 0 | 0 | 0
995 | [6 empty] | 0 | 0 | 0 | 0 | 0 | 0 | 0 | 0 | 0 | 0 | 0 | 0 | 0 | 0
996 |  | 361 | Structures and Improvements
997 |  |  |  | Demand Primary | F20 |  | 0 | 0 | 0 | 0 | 0 | 0 | 0 | 0 | 0 | 0 | 0 | 0 | 0 | 0 | 1457
998 |  |  |  | Assigned | A | 0 | 0 | 0 | 0 | 0 | 0 | 0 | 0 | 0 | 0 | 0 | 0 | 0 | 0 | 0
999 | [6 empty] | 0 | 0 | 0 | 0 | 0 | 0 | 0 | 0 | 0 | 0 | 0 | 0 | 0 | 0
1000 |  | 362 | Station Equipment
1001 |  |  |  | Demand Primary | F20 |  | 0 | 0 | 0 | 0 | 0 | 0 | 0 | 0 | 0 | 0 | 0 | 0 | 0 | 0 | 1461
1002 |  |  |  | Assigned | A | 0 | 0 | 0 | 0 | 0 | 0 | 0 | 0 | 0 | 0 | 0 | 0 | 0 | 0 | 0
1003 | [6 empty] | 0 | 0 | 0 | 0 | 0 | 0 | 0 | 0 | 0 | 0 | 0 | 0 | 0 | 0
1004 |  | 364 | Poles, Towers & Fixtures
1005 |  |  |  | Demand Primary | F20 | 0 | 0 | 0 | 0 | 0 | 0 | 0 | 0 | 0 | 0 | 0 | 0 | 0 | 0 | 0 | 1465
1006 |  |  |  | Demand Secondary | F22 | 0 | 0 | 0 | 0 | 0 | 0 | 0 | 0 | 0 | 0 | 0 | 0 | 0 | 0 | 0
1007 |  |  |  | Assigned | A | 0 | 0 | 0 | 0 | 0 | 0 | 0 | 0 | 0 | 0 | 0 | 0 | 0 | 0 | 0
1008 | [6 empty] | 0 | 0 | 0 | 0 | 0 | 0 | 0 | 0 | 0 | 0 | 0 | 0 | 0 | 0
1009 |  | 365 | Overhead Conductors
1010 |  |  |  | Demand Primary | F20 | 0 | 0 | 0 | 0 | 0 | 0 | 0 | 0 | 0 | 0 | 0 | 0 | 0 | 0 | 0 | 1469
1011 |  |  |  | Demand Secondary | F22 | 0 | 0 | 0 | 0 | 0 | 0 | 0 | 0 | 0 | 0 | 0 | 0 | 0 | 0 | 0
1012 |  |  |  | Assigned | A | 0 | 0 | 0 | 0 | 0 | 0 | 0 | 0 | 0 | 0 | 0 | 0 | 0 | 0 | 0
1013 | [6 empty] | 0 | 0 | 0 | 0 | 0 | 0 | 0 | 0 | 0 | 0 | 0 | 0 | 0 | 0
1014 |  | 366 | Underground Conduit
1015 |  |  |  | Demand Primary | F20 | 0 | 0 | 0 | 0 | 0 | 0 | 0 | 0 | 0 | 0 | 0 | 0 | 0 | 0 | 0 | 1473
1016 |  |  |  | Demand Secondary | F22 | 0 | 0 | 0 | 0 | 0 | 0 | 0 | 0 | 0 | 0 | 0 | 0 | 0 | 0 | 0
1017 |  |  |  | Assigned | A | 0 | 0 | 0 | 0 | 0 | 0 | 0 | 0 | 0 | 0 | 0 | 0 | 0 | 0 | 0
1018 | [6 empty] | 0 | 0 | 0 | 0 | 0 | 0 | 0 | 0 | 0 | 0 | 0 | 0 | 0 | 0
1019 |  | 367 | Underground Conductors
1020 |  |  |  | Demand Primary | F20 | 0 | 0 | 0 | 0 | 0 | 0 | 0 | 0 | 0 | 0 | 0 | 0 | 0 | 0 | 0 | 1477
1021 |  |  |  | Demand Secondary | F22 | 0 | 0 | 0 | 0 | 0 | 0 | 0 | 0 | 0 | 0 | 0 | 0 | 0 | 0 | 0
1022 |  |  |  | Assigned | A | 0 | 0 | 0 | 0 | 0 | 0 | 0 | 0 | 0 | 0 | 0 | 0 | 0 | 0 | 0
1023 | [6 empty] | 0 | 0 | 0 | 0 | 0 | 0 | 0 | 0 | 0 | 0 | 0 | 0 | 0 | 0
1024 |  | 368 | Line Transformers
1025 |  |  |  | Demand Secondary | F21 |  | 0 | 0 | 0 | 0 | 0 | 0 | 0 | 0 | 0 | 0 | 0 | 0 | 0 | 0 | 1481
1026 |  |  |  | Assigned | A | 0 | 0 | 0 | 0 | 0 | 0 | 0 | 0 | 0 | 0 | 0 | 0 | 0 | 0 | 0
1027 | [6 empty] | 0 | 0 | 0 | 0 | 0 | 0 | 0 | 0 | 0 | 0 | 0 | 0 | 0 | 0
1028 |  | 369 | Services
1029 |  |  |  | Customer | F70 |  | 0 | 0 | 0 | 0 | 0 | 0 | 0 | 0 | 0 | 0 | 0 | 0 | 0 | 0 | 1485
1030 |  |  |  | Assigned | A | 0 | 0 | 0 | 0 | 0 | 0 | 0 | 0 | 0 | 0 | 0 | 0 | 0 | 0 | 0
1031 | [6 empty] | 0 | 0 | 0 | 0 | 0 | 0 | 0 | 0 | 0 | 0 | 0 | 0 | 0 | 0
1032 |  | 370 | Meters
1033 |  |  |  | Customer | F60 |  | 0 | 0 | 0 | 0 | 0 | 0 | 0 | 0 | 0 | 0 | 0 | 0 | 0 | 0 | 1489
1034 |  |  |  | Assigned | A | 0 | 0 | 0 | 0 | 0 | 0 | 0 | 0 | 0 | 0 | 0 | 0 | 0 | 0 | 0
1035 | [6 empty] | 0 | 0 | 0 | 0 | 0 | 0 | 0 | 0 | 0 | 0 | 0 | 0 | 0 | 0
1036 |  | 371 | Install on Customers' Premises
1037 |  |  |  | Demand Primary | F20 | 0 | 0 | 0 | 0 | 0 | 0 | 0 | 0 | 0 | 0 | 0 | 0 | 0 | 0 | 0 | 1493
1038 |  |  |  | Demand Secondary | F22 | 0 | 0 | 0 | 0 | 0 | 0 | 0 | 0 | 0 | 0 | 0 | 0 | 0 | 0 | 0
1039 |  |  |  | Assigned | A | 0 | 0 | 0 | 0 | 0 | 0 | 0 | 0 | 0 | 0 | 0 | 0 | 0 | 0 | 0
1040 | [6 empty] | 0 | 0 | 0 | 0 | 0 | 0 | 0 | 0 | 0 | 0 | 0 | 0 | 0 | 0
1041 |  | 372 | Leased Property
1042 |  |  |  | Demand Primary | F20 | 0 | 0 | 0 | 0 | 0 | 0 | 0 | 0 | 0 | 0 | 0 | 0 | 0 | 0 | 0 | 1497
1043 |  |  |  | Demand Secondary | F22 | 0.75 | 0 | 0 | 0 | 0 | 0 | 0 | 0 | 0 | 0 | 0 | 0 | 0 | 0 | 0
1044 |  |  |  | Assigned | A | 0 | 0 | 0 | 0 | 0 | 0 | 0 | 0 | 0 | 0 | 0 | 0 | 0 | 0 | 0
1045 | [6 empty] | 0 | 0 | 0 | 0 | 0 | 0 | 0 | 0 | 0 | 0 | 0 | 0 | 0 | 0
1046
1047 |  | 373 | Street Lights |  | A | 0 | 0 | 0 | 0 | 0 | 0 | 0 | 0 | 0 | 0 | 0 | 0 | 0 | 0 | 0 | 1502
1048
1049
1050 |  | D00 | Unclassified Dist Plant - Acct 300 |  | F22 |  | 0 | 0 | 0 | 0 | 0 | 0 | 0 | 0 | 0 | 0 | 0 | 0 | 0 | 0 | 1505
1051 |  | DS0 | Unclassified Dist Sub - Acct 300 |  | F20 |  | 0 | 0 | 0 | 0 | 0 | 0 | 0 | 0 | 0 | 0 | 0 | 0 | 0 | 0 | 1509
1052 |  | TOTAL DISTRIBUTION PLANT |  |  |  |  | 0 | 0 | 0 | 0 | 0 | 0 | 0 | 0 | 0 | 0 | 0 | 0 | 0 | 0
1053
1054 |  | Distribution - METER - Unbundled |  |  |  |  | DISTRIBUTION PLANT D: GENERAL PLANT
1055
1056 |  | A |  | B | C |  | D | E | F | G | H | I | J | K | L | M | N | O | P
1057 |  | FERC ACCT |  | DESCRIPTION | COS Factor |  | Utah Jurisdiction Normalized | Residential Sch 1 | General Large Dist. Sch 6 | General +1 MW Sch 8 | Street & Area Lighting Sch. 7,11,12 | General Trans Sch 9 | General Secondary Sch 22 | Irrigation Sch 10 | Traffic Signals Sch 15 | Outdoor Lighting Sch 15 | General Small Dist. Sch 23 | Industrial Cust 1 | Industrial Cust 2
1058 |  | 389 | Land and Land Rights
1059 |  |  |  | Situs | F107P |  | 0 | 0 | 0 | 0 | 0 | 0 | 0 | 0 | 0 | 0 | 0 | 0 | 0 | 0 | 1516
1060 |  |  |  | Customer - System | F42 |  | 0 | 0 | 0 | 0 | 0 | 0 | 0 | 0 | 0 | 0 | 0 | 0 | 0 | 0 | 1517
1061 |  |  |  | System Generation | F105P |  | 72.3057 | 24.6728 | 20.3453 | 5.833 | 0.13164 | 12.6746 | 0.062076 | 0.66301 | 0.020467 | 0.028623 | 4.8051 | 1.5993 | 1.4698 | 0 | 1518
1062 |  |  |  | System Generation | F105P |  | 168.7166 | 57.5709 | 47.4733 | 13.6106 | 0.30717 | 29.5746 | 0.14485 | 1.547 | 0.047756 | 0.066789 | 11.2122 | 3.7317 | 3.4297 | 0 | 1519
1063 |  |  |  | System Overheads | F102P |  | 1195369.6582 | 407894.3848 | 336352.156 | 96432.1391 | 2176.34 | 209537.8992 | 1026.2562 | 10960.9346 | 338.3558 | 473.206 | 79439.0328 | 26439.6284 | 24299.3251 | 0 | 1520
1064 |  |  | Total Land & Land Rights |  |  |  | 1195610.6805 | 407976.6286 | 336419.9747 | 96451.5827 | 2176.7788 | 209580.1483 | 1026.4631 | 10963.1447 | 338.4241 | 473.3014 | 79455.0501 | 26444.9595 | 24304.2246 | 0
1065
1066 |  | 390 | Structures and Improvements
1067 |  |  |  | Situs | F107P |  | 0 | 0 | 0 | 0 | 0 | 0 | 0 | 0 | 0 | 0 | 0 | 0 | 0 | 0 | 1524
1068 |  |  |  | System Generation | F105P |  | 72940.8094 | 24889.4945 | 20524.0265 | 5884.2369 | 132.7991 | 12785.8892 | 62.6216 | 668.8303 | 20.6463 | 28.8748 | 4847.3268 | 1613.3318 | 1482.7317 | 0 | 1525
1069 |  |  |  | System Generation | F105P |  | 323931.8526 | 110534.8315 | 91147.685 | 26132.0348 | 589.7639 | 56782.435 | 278.104 | 2970.2911 | 91.6907 | 128.2335 | 21527.0924 | 7164.8446 | 6584.8462 | 0 | 1526
1070 |  |  |  | System Generation | F105P |  | 323315.1086 | 110324.3808 | 90974.146 | 26082.2812 | 588.641 | 56674.3251 | 277.5745 | 2964.6359 | 91.5161 | 127.9894 | 21486.1063 | 7151.2032 | 6572.3092 | 0 | 1527
1071 |  |  |  | Customer - System | F42 |  | 0 | 0 | 0 | 0 | 0 | 0 | 0 | 0 | 0 | 0 | 0 | 0 | 0 | 0 | 1528
1072 |  |  |  | System Generation | F102P |  | 797175.3627 | 272019.0796 | 224308.5644 | 64309.2494 | 1451.3708 | 139737.9042 | 684.3959 | 7309.6945 | 225.6448 | 315.5745 | 52976.7837 | 17632.2197 | 16204.8812 | 0 | 1529
1073 |  |  |  | System Overheads | F102P |  | 15296263.9951 | 5219523.6428 | 4304050.4989 | 1233970.9705 | 27849.0179 | 2681301.9735 | 13132.2434 | 140258.9973 | 4329.6902 | 6055.268 | 1016522.7209 | 338328.4273 | 310940.5444 | 0 | 1530
1074
1075 |  |  | Total Structures and Improvements |  |  |  | 16813627.1285 | 5737291.4292 | 4731004.9208 | 1356378.7728 | 30611.5926 | 2947282.527 | 14434.9394 | 154172.4491 | 4759.188 | 6655.9402 | 1117360.03 | 371890.0266 | 341785.3127 | 0
1076
1077 |  | 391 | Office Furniture & Equipment
1078 |  |  |  | Situs | F107P |  | 0 | 0 | 0 | 0 | 0 | 0 | 0 | 0 | 0 | 0 | 0 | 0 | 0 | 0 | 1534
1079 |  |  |  | System Generation | F105P |  | 0 | 0 | 0 | 0 | 0 | 0 | 0 | 0 | 0 | 0 | 0 | 0 | 0 | 0 | 1535
1080 |  |  |  | System Generation | F105P |  | 0 | 0 | 0 | 0 | 0 | 0 | 0 | 0 | 0 | 0 | 0 | 0 | 0 | 0 | 1536
1081 |  |  |  | Customer - System | F42 |  | 0 | 0 | 0 | 0 | 0 | 0 | 0 | 0 | 0 | 0 | 0 | 0 | 0 | 0 | 1537
1082 |  |  |  | System Generation | F105P |  | 441042.4894 | 150496.337 | 124100.1821 | 35579.5133 | 802.9804 | 77310.9105 | 378.6465 | 4044.1364 | 124.8395 | 174.5936 | 29309.7525 | 9755.141 | 8965.4567 | 0 | 1538
1083 |  |  |  | Energy | F30 |  | 0 | 0 | 0 | 0 | 0 | 0 | 0 | 0 | 0 | 0 | 0 | 0 | 0 | 0 | 1539
1084 |  |  |  | System Overheads | F102P |  | 8723218.9125 | 2976612.2871 | 2454532.3436 | 703714.2475 | 15881.8571 | 1529104.3678 | 7489.112 | 79987.5014 | 2469.1543 | 3453.2242 | 579706.9289 | 192943.3839 | 177324.5048 | 0 | 1540
1085 |  |  |  | Cholla | F12 |  | 786.0741 | 281.4827 | 222.0236 | 61.6844 | 0.98348 | 129.9792 | 0.61132 | 6.97 | 0.2084 | 0.21971 | 53.6086 | 16.2844 | 12.0183 | 0 | 1541
1086 |  |  |  | Simple Cycle Combustion Turbine | F12 |  | 608.1947 | 217.7864 | 171.7822 | 47.7259 | 0.76093 | 100.5664 | 0.47299 | 5.3928 | 0.16124 | 0.16999 | 41.4776 | 12.5994 | 9.2987 | 0 | 1542
1087 |  |  | Total Office Furniture & Equipment |  |  |  | 9165655.6708 | 3127607.8933 | 2579026.3315 | 739403.1712 | 16686.5819 | 1606645.824 | 7868.8428 | 84044.0006 | 2594.3634 | 3628.2075 | 609111.7675 | 202727.4086 | 186311.2785 | 0
1088
1089 |  | 392 | Transportation Equipment
1090 |  |  |  | Situs | F107P |  | 0 | 0 | 0 | 0 | 0 | 0 | 0 | 0 | 0 | 0 | 0 | 0 | 0 | 0 | 1546
1091 |  |  |  | System Overheads | F102P |  | 1346251.9271 | 459379.739 | 378807.2879 | 108604.0224 | 2451.0426 | 235986.248 | 1155.7926 | 12344.4487 | 381.0639 | 532.9351 | 89466.0077 | 29776.8983 | 27366.4411 | 0 | 1547
1092 |  |  |  | System Generation | F105P |  | 2794432.9937 | 953540.6216 | 786295.3153 | 225430.8107 | 5087.6616 | 489839.7872 | 2399.0939 | 25623.5359 | 790.9794 | 1106.2205 | 185705.7796 | 61808.303 | 56804.8849 | 0 | 1548
1093 |  |  |  | Customer - System | F42 |  | 0 | 0 | 0 | 0 | 0 | 0 | 0 | 0 | 0 | 0 | 0 | 0 | 0 | 0 | 1549
1094 |  |  |  | System Generation | F105P |  | 128128.8647 | 43721.2406 | 36052.7972 | 10336.3344 | 233.2768 | 22459.875 | 110.002 | 1174.8768 | 36.2676 | 50.7218 | 8514.8833 | 2834.0016 | 2604.5876 | 0 | 1550
1095 |  |  |  | Energy | F30 |  | 0 | 0 | 0 | 0 | 0 | 0 | 0 | 0 | 0 | 0 | 0 | 0 | 0 | 0 | 1551
1096 |  |  |  | System Generation | F105P |  | 15469.941 | 5278.7872 | 4352.9196 | 1247.9817 | 28.1652 | 2711.746 | 13.2813 | 141.8515 | 4.3789 | 6.124 | 1028.0645 | 342.1699 | 314.471 | 0 | 1552
1097 |  |  |  | Cholla | F12 |  | 44160.7315 | 15813.372 | 12473.0266 | 3465.3567 | 55.2509 | 7302.0827 | 34.3433 | 391.5667 | 11.7074 | 12.3429 | 3011.6682 | 914.838 | 675.1761 | 0 | 1553
1098 |  |  |  | Simple Cycle Combustion Turbine | F12 |  | 9716.0133 | 3479.1754 | 2744.2501 | 762.4297 | 12.156 | 1606.5661 | 7.556 | 86.1505 | 2.5758 | 2.7156 | 662.6115 | 201.2779 | 148.5487 | 0 | 1554
1099 |  |  | Total Transportation Equipment |  |  |  | 4338160.4712 | 1481212.936 | 1220725.5967 | 349846.9355 | 7867.5531 | 759906.305 | 3720.0692 | 39762.4301 | 1226.9729 | 1711.0599 | 288389.0147 | 95877.4887 | 87914.1094 | 0
1100
1101 |  | 393 | Stores Equipment
1102 |  |  |  | Situs | F107P |  | 0 | 0 | 0 | 0 | 0 | 0 | 0 | 0 | 0 | 0 | 0 | 0 | 0 | 0 | 1558
1103 |  |  |  | System Generation | F105P |  | 0 | 0 | 0 | 0 | 0 | 0 | 0 | 0 | 0 | 0 | 0 | 0 | 0 | 0 | 1559
1104 |  |  |  | System Generation | F105P |  | 0 | 0 | 0 | 0 | 0 | 0 | 0 | 0 | 0 | 0 | 0 | 0 | 0 | 0 | 1560
1105 |  |  |  | System Overheads | F102P |  | 31835.8453 | 10863.3028 | 8957.9446 | 2568.2421 | 57.9617 | 5580.5466 | 27.3319 | 291.9186 | 9.0113 | 12.6027 | 2115.6709 | 704.157 | 647.1551 | 0 | 1561
1106 |  |  |  | System Generation | F105P |  | 815756.1858 | 278359.3889 | 229536.8215 | 65808.1903 | 1485.1998 | 142994.9608 | 700.3481 | 7480.0713 | 230.9042 | 322.93 | 54211.5838 | 18043.1972 | 16582.5899 | 0 | 1562
1107 |  |  |  | Simple Cycle Combustion Turbine | F12 |  | 11742.9081 | 4204.9796 | 3316.7387 | 921.483 | 14.6919 | 1941.718 | 9.1323 | 104.1226 | 3.1132 | 3.2821 | 800.8414 | 243.2672 | 179.538 | 0 | 1563
1108 |  |  | Total Stores Equipment |  |  |  | 859334.9392 | 293427.6713 | 241811.5048 | 69297.9155 | 1557.8534 | 150517.2255 | 736.8123 | 7876.1125 | 243.0287 | 338.8148 | 57128.0961 | 18990.6214 | 17409.283 | 0 | 1564
1109
1110 |  | 394 | Tools, Shop & Garage Equipment
1111 |  |  |  | Situs | F107P |  | 0 | 0 | 0 | 0 | 0 | 0 | 0 | 0 | 0 | 0 | 0 | 0 | 0 | 0 | 1567
1112 |  |  |  | System Generation | F105P |  | 23970.3299 | 8179.3635 | 6744.7522 | 1933.72 | 43.6414 | 4201.7902 | 20.5792 | 219.7958 | 6.7849 | 9.489 | 1592.9632 | 530.1846 | 487.2659 | 0 | 1568
1113 |  |  |  | System Generation | F105P |  | 3049315.8595 | 1040513.96 | 858014.0517 | 245992.5673 | 5551.712 | 534518.5357 | 2617.9176 | 27960.6828 | 863.1253 | 1207.1199 | 202644.1787 | 67445.8966 | 61986.112 | 0 | 1569
1114 |  |  |  | System Overheads | F102P |  | 594706.3922 | 202930.8644 | 167338.0078 | 47975.7949 | 1082.7473 | 104246.8556 | 510.571 | 5453.1566 | 168.3349 | 235.4239 | 39521.5825 | 13153.936 | 12089.1173 | 0 | 1570
1115 |  |  |  | Energy | F30 |  | 0 | 0 | 0 | 0 | 0 | 0 | 0 | 0 | 0 | 0 | 0 | 0 | 0 | 0 | 1571
1116 |  |  |  | System Generation | F105P |  | 0 | 0 | 0 | 0 | 0 | 0 | 0 | 0 | 0 | 0 | 0 | 0 | 0 | 0 | 1572
1117 |  |  |  | Cholla | F12 |  | 228810.6062 | 81934.0423 | 64626.6646 | 17955.1003 | 286.2724 | 37834.3815 | 177.9435 | 2028.83 | 60.6599 | 63.9522 | 15604.3977 | 4740.0626 | 3498.2992 | 0 | 1573
1118 |  |  |  | Simple Cycle Combustion Turbine | F12 |  | 12357.8528 | 4425.1831 | 3490.4274 | 969.7386 | 15.4613 | 2043.4005 | 9.6106 | 109.5753 | 3.2762 | 3.454 | 842.7793 | 256.0065 | 188.94 | 0 | 1574
1119 |  |  | Total Tools, Shop & Garage Equipment |  |  |  | 3909161.0407 | 1337983.4134 | 1100213.9037 | 314826.9212 | 6979.8344 | 682844.9635 | 3336.6218 | 35772.0404 | 1102.1812 | 1519.4391 | 260205.9014 | 86126.0863 | 78249.7343 | 0
1120
1121 |  | 395 | Laboratory Equipment
1122 |  |  |  | Situs | F107P |  | 0 | 0 | 0 | 0 | 0 | 0 | 0 | 0 | 0 | 0 | 0 | 0 | 0 | 0 | 1578
1123 |  |  |  | System Generation | F105P |  | 25.4011 | 8.6676 | 7.1474 | 2.0491 | 0.046246 | 4.4526 | 0.021808 | 0.23292 | 0.0071899 | 0.010055 | 1.688 | 0.56183 | 0.51635 | 0 | 1579
1124 |  |  |  | System Generation | F105P |  | 0 | 0 | 0 | 0 | 0 | 0 | 0 | 0 | 0 | 0 | 0 | 0 | 0 | 0 | 1580
1125 |  |  |  | System Overheads | F102P |  | 779677.1527 | 266048.1889 | 219384.9321 | 62897.6444 | 1419.5128 | 136670.6203 | 669.3733 | 7149.2448 | 220.6918 | 308.6475 | 51813.9293 | 17245.1878 | 15849.1798 | 0 | 1581
1126 |  |  |  | Energy | F30 |  | 0 | 0 | 0 | 0 | 0 | 0 | 0 | 0 | 0 | 0 | 0 | 0 | 0 | 0 | 1582
1127 |  |  |  | System Generation | F105P |  | 828033.0572 | 282548.6093 | 232991.2777 | 66798.5827 | 1507.5516 | 145146.9896 | 710.8881 | 7592.644 | 234.3792 | 327.79 | 55027.4509 | 18314.7416 | 16832.1526 | 0 | 1583
1128 |  |  |  | Cholla | F12 |  | 30730.2022 | 11004.0777 | 8679.6259 | 2411.4436 | 38.4476 | 5081.3125 | 23.8985 | 272.4802 | 8.1469 | 8.589 | 2095.7346 | 636.6098 | 469.8359 | 0 | 1584
1129 |  |  |  | Simple Cycle Combustion Turbine | F12 |  | 1927.1409 | 690.0836 | 544.3135 | 151.2255 | 2.4111 | 318.6574 | 1.4987 | 17.0877 | 0.5109 | 0.53863 | 131.4269 | 39.9228 | 29.4642 | 0 | 1585
1130 |  |  | Total Laboratory Equipment |  |  |  | 1640392.9542 | 560299.627 | 461607.2966 | 132260.9453 | 2967.9693 | 287222.0323 | 1405.6804 | 15031.6895 | 463.736 | 645.5752 | 109070.2297 | 36237.0238 | 33181.1488 | 0
1131
1132 |  | 396 | Power Operated Equipment
1133 |  |  |  | Situs | F107P |  | 0 | 0 | 0 | 0 | 0 | 0 | 0 | 0 | 0 | 0 | 0 | 0 | 0 | 0 | 1589
1134 |  |  |  | System Generation | F105P |  | 102411.8693 | 34945.8648 | 28816.5697 | 8261.7085 | 186.4553 | 17951.9095 | 87.9233 | 939.065 | 28.9882 | 40.5414 | 6805.8444 | 2265.1836 | 2081.8157 | 0 | 1590
1135 |  |  |  | System Generation | F105P |  | 5547861.3258 | 1893089.2776 | 1561052.7717 | 447553.7181 | 10100.6683 | 972491.8141 | 4762.9843 | 50871.0798 | 1570.3521 | 2196.2086 | 368686.569 | 122709.6497 | 112776.2323 | 0 | 1591
1136 |  |  |  | System Overheads | F102P |  | 689184.2131 | 235169.4045 | 193922.1013 | 55597.4526 | 1254.7576 | 120807.9954 | 591.6827 | 6319.4703 | 195.0773 | 272.8245 | 45800.1648 | 15243.6315 | 14009.6506 | 0 | 1592
1137 |  |  |  | System Generation | F105P |  | 235858.4566 | 80481.6647 | 66365.6634 | 19027.031 | 429.4138 | 41343.935 | 202.4907 | 2162.7026 | 66.761 | 93.3683 | 15674.1202 | 5216.8046 | 4794.5013 | 0 | 1593
1138 |  |  |  | Energy | F30 |  | 0 | 0 | 0 | 0 | 0 | 0 | 0 | 0 | 0 | 0 | 0 | 0 | 0 | 0 | 1594
1139 |  |  |  | Cholla | F12 |  | 0 | 0 | 0 | 0 | 0 | 0 | 0 | 0 | 0 | 0 | 0 | 0 | 0 | 0 | 1595
1140 |  |  |  | Simple Cycle Combustion Turbine | F12 |  | 132547.412 | 47463.4696 | 37437.5003 | 10401.1878 | 165.8344 | 21917.0319 | 103.0807 | 1175.2784 | 35.1396 | 37.0468 | 9039.4522 | 2745.865 | 2026.5254 | 0 | 1596
1141 |  |  | Total Power Operated Equipment |  |  |  | 6707863.2767 | 2291149.6812 | 1887594.6064 | 540841.0979 | 12137.1294 | 1174512.6859 | 5748.1616 | 61467.5963 | 1896.3183 | 2639.9896 | 446006.1504 | 148181.1344 | 135688.7252 | 0
1142
1143 |  | 397 | Communication Equipment
1144 |  |  |  | Situs | F107P |  | 0 | 0 | 0 | 0 | 0 | 0 | 0 | 0 | 0 | 0 | 0 | 0 | 0 | 0 | 1600
1145 |  |  |  | System Generation | F105P |  | 89760.8883 | 30628.9875 | 25256.8468 | 7241.1362 | 163.4224 | 15734.3026 | 77.0621 | 823.0619 | 25.4073 | 35.5333 | 5965.1156 | 1985.3645 | 1824.6481 | 0 | 1601
1146 |  |  |  | System Generation | F105P |  | 247333.0766 | 84397.1339 | 69594.3828 | 19952.7046 | 450.3049 | 43355.3361 | 212.3419 | 2267.9191 | 70.009 | 97.9107 | 16436.6732 | 5470.6045 | 5027.7559 | 0 | 1602
1147 |  |  |  | System Overheads | F102P |  | 13869570.9561 | 4732695.0911 | 3902608.7554 | 1118877.6513 | 25251.5208 | 2431215.0985 | 11907.3901 | 127176.9444 | 3925.857 | 5490.489 | 921710.9492 | 306772.3027 | 281938.9065 | 0 | 1603
1148 |  |  |  | Customer - System | F42 |  | 0 | 0 | 0 | 0 | 0 | 0 | 0 | 0 | 0 | 0 | 0 | 0 | 0 | 0 | 1604
1149 |  |  |  | System Generation | F105P |  | 22507345.194 | 7680151.2065 | 6333098.745 | 1815698.9577 | 40977.8138 | 3945341.7584 | 19323.1456 | 206380.9614 | 6370.8257 | 8909.8885 | 1495739.5992 | 497825.7896 | 457526.5025 | 0 | 1605
1150 |  |  |  | Energy | F30 |  | 0 | 0 | 0 | 0 | 0 | 0 | 0 | 0 | 0 | 0 | 0 | 0 | 0 | 0 | 1606
1151 |  |  |  | Cholla | F12 |  | 178273.1627 | 63837.2543 | 50352.5605 | 13989.3538 | 223.0434 | 29477.8942 | 138.6411 | 1580.7219 | 47.262 | 49.8271 | 12157.8513 | 3693.124 | 2725.6292 | 0 | 1607
1152 |  |  |  | Simple Cycle Combustion Turbine | F12 |  | 2286.0509 | 818.6045 | 645.6862 | 179.3897 | 2.8602 | 378.004 | 1.7778 | 20.2701 | 0.60605 | 0.63895 | 155.9038 | 47.358 | 34.9516 | 0 | 1608
1153 |  |  | Total Communication Equipment |  |  |  | 36894569.3287 | 12592528.2777 | 10381556.9767 | 2975939.1933 | 67068.9655 | 6465502.3938 | 31660.3586 | 338249.8789 | 10439.967 | 14584.2876 | 2452166.0923 | 815794.5435 | 749078.3938 | 0
1154
1155 |  | Distribution - METER - Unbundled |  |  |  |  | D: GENERAL PLANT
1156
1157 |  | A |  | B | C |  | D | E | F | G | H | I | J | K | L | M | N | O | P
1158 |  | FERC ACCT |  | DESCRIPTION | COS Factor |  | Utah Jurisdiction Normalized | Residential Sch 1 | General Large Dist. Sch 6 | General +1 MW Sch 8 | Street & Area Lighting Sch. 7,11,12 | General Trans Sch 9 | General Secondary Sch 22 | Irrigation Sch 10 | Traffic Signals Sch 15 | Outdoor Lighting Sch 15 | General Small Dist. Sch 23 | Industrial Cust 1 | Industrial Cust 2
1159 |  | 398 | Misc. Equipment
1160 |  |  |  | Situs | F107P |  | 0 | 0 | 0 | 0 | 0 | 0 | 0 | 0 | 0 | 0 | 0 | 0 | 0 | 0 | 1612
1161 |  |  |  | System Generation | F105P |  | 0 | 0 | 0 | 0 | 0 | 0 | 0 | 0 | 0 | 0 | 0 | 0 | 0 | 0 | 1613
1162 |  |  |  | System Generation | F105P |  | 0 | 0 | 0 | 0 | 0 | 0 | 0 | 0 | 0 | 0 | 0 | 0 | 0 | 0 | 1614
1163 |  |  |  | Customer - System | F42 |  | 0 | 0 | 0 | 0 | 0 | 0 | 0 | 0 | 0 | 0 | 0 | 0 | 0 | 0 | 1615
1164 |  |  |  | System Overheads | F102P |  | 417405.003 | 142430.5492 | 117449.0851 | 33672.6443 | 759.945 | 73167.4649 | 358.3531 | 3827.3926 | 118.1487 | 165.2364 | 27738.9086 | 9232.3183 | 8484.9568 | 0 | 1616
1165 |  |  |  | System Energy | F30 |  | 0 | 0 | 0 | 0 | 0 | 0 | 0 | 0 | 0 | 0 | 0 | 0 | 0 | 0 | 1617
1166 |  |  |  | Simple Cycle Combustion Turbine | F105P |  | 349356.6923 | 119210.5155 | 98301.706 | 28183.0921 | 636.0534 | 61239.1881 | 299.9319 | 3203.424 | 98.8873 | 138.2984 | 23216.7159 | 7727.2006 | 7101.6792 | 0 | 1618
1167 |  |  | Total Misc. Equipment |  |  |  | 766761.6954 | 261641.0647 | 215750.7911 | 61855.7364 | 1395.9984 | 134406.653 | 658.285 | 7030.8166 | 217.036 | 303.5347 | 50955.6245 | 16959.5189 | 15586.636 | 0
1168
1169 |  | 399 | Coal Mine |  | F30 |  | 0 | 0 | 0 | 0 | 0 | 0 | 0 | 0 | 0 | 0 | 0 | 0 | 0 | 0 | 1626
1170 |  | 399L | WIDCO Capital Lease |  | F30 |  | 0 | 0 | 0 | 0 | 0 | 0 | 0 | 0 | 0 | 0 | 0 | 0 | 0 | 0 | 1629
1171 |  |  | Remove Capital Lease |  | F30 |  | 0 | 0 | 0 | 0 | 0 | 0 | 0 | 0 | 0 | 0 | 0 | 0 | 0 | 0 | 1632
1172
1173 |  | 390L | General Capital Lease
1174 |  |  |  | Situs | F107P |  | 0 | 0 | 0 | 0 | 0 | 0 | 0 | 0 | 0 | 0 | 0 | 0 | 0 | 0 | 1637
1175 |  |  |  | System Generation | F105P |  | 0 | 0 | 0 | 0 | 0 | 0 | 0 | 0 | 0 | 0 | 0 | 0 | 0 | 0 | 1638
1176 |  |  |  | System Overheads | F102P |  | 0 | 0 | 0 | 0 | 0 | 0 | 0 | 0 | 0 | 0 | 0 | 0 | 0 | 0 | 1639
1177
1178 |  |  | Remove Capital Lease |  |  |  | 0 | 0 | 0 | 0 | 0 | 0 | 0 | 0 | 0 | 0 | 0 | 0 | 0
1179
1180 |  | 392L | General Vehicles Capital Lease |  | F30 |  | 0 | 0 | 0 | 0 | 0 | 0 | 0 | 0 | 0 | 0 | 0 | 0 | 0 | 0 | 1646
1181 |  |  | Remove Capital Lease |  | F30 |  | 0 | 0 | 0 | 0 | 0 | 0 | 0 | 0 | 0 | 0 | 0 | 0 | 0 | 0 | 1649
1182
1183 |  | G00 | Unclassified Gen Plant - Acct 300 |  | F102P |  | 1561421.8748 | 532801.8917 | 439351.6352 | 125962.0824 | 2842.79 | 273703.6675 | 1340.5216 | 14317.4481 | 441.9689 | 618.1135 | 103765.2601 | 34536.1068 | 31740.3889 | 0 | 1659
1184 |  | GV0 | Unclassified Gen Veh - Acct 300 |  | F102P |  | 0 | 0 | 0 | 0 | 0 | 0 | 0 | 0 | 0 | 0 | 0 | 0 | 0 | 0 | 1667
1185
1186 |  | TOTAL GENERAL PLANT |  |  |  |  | 83852559.0606 | 28623920.5141 | 23595063.5381 | 6763064.3541 | 152293.0468 | 14692124.4259 | 71936.7559 | 768687.6068 | 23723.1846 | 33118.2637 | 5573613.2169 | 1853764.9184 | 1701249.2352 | 0
1187
1188
1189
1190 | [6 empty] | D: INTANGIBLE PLANT
1191
1192 |  | 301 | Organization
1193 |  |  |  | Situs | F107P |  | 0 | 0 | 0 | 0 | 0 | 0 | 0 | 0 | 0 | 0 | 0 | 0 | 0 | 0 | 1672
1194 |  |  |  | System Overheads | F102P |  | 0 | 0 | 0 | 0 | 0 | 0 | 0 | 0 | 0 | 0 | 0 | 0 | 0 | 0 | 1673
1195 |  |  |  | System Generation | F105P |  | 0 | 0 | 0 | 0 | 0 | 0 | 0 | 0 | 0 | 0 | 0 | 0 | 0 | 0 | 1674
1196 |  |  | Total Organization |  |  |  | 0 | 0 | 0 | 0 | 0 | 0 | 0 | 0 | 0 | 0 | 0 | 0 | 0 | 0
1197
1198 |  | 302 | Franchise & Consent
1199 |  |  |  | Situs | F107P |  | 0 | 0 | 0 | 0 | 0 | 0 | 0 | 0 | 0 | 0 | 0 | 0 | 0 | 0 | 1677
1200 |  |  |  | System Generation | F105P |  | 2857919.1209 | 975203.9077 | 804158.9908 | 230552.3252 | 5203.2471 | 500968.3529 | 2453.5984 | 26205.6716 | 808.9495 | 1131.3525 | 189924.7896 | 63212.5127 | 58095.423 | 0 | 1678
1201 |  |  |  | System Generation | F105P |  | 27035669.7809 | 9225345.3304 | 7607275.0866 | 2181005.2238 | 49222.2709 | 4739117.6539 | 23210.8309 | 247903.4055 | 7652.5925 | 10702.4974 | 1796672.2212 | 597984.9485 | 549577.7193 | 0 | 1679
1202 |  |  |  | System Generation | F105P |  | 2501079.8052 | 853440.1067 | 703751.8303 | 201765.5995 | 4553.5705 | 438417.526 | 2147.2425 | 22933.6357 | 707.9442 | 990.092 | 166210.8113 | 55319.8086 | 50841.638 | 0 | 1680
1203 |  |  |  | System Generation | F105P |  | 0 | 0 | 0 | 0 | 0 | 0 | 0 | 0 | 0 | 0 | 0 | 0 | 0 | 0 | 1681
1204 |  |  |  | System Generation | F105P |  | 196092.7342 | 66912.4606 | 55176.4163 | 15819.0746 | 357.0146 | 34373.3499 | 168.3508 | 1798.0711 | 55.5051 | 77.6264 | 13031.4644 | 4337.2517 | 3986.1486 | 0 | 1682
1205 |  |  | Total Franchise & Consent |  |  |  | 32590761.4411 | 11120901.8054 | 9170362.324 | 2629142.2231 | 59336.1031 | 5712876.8827 | 27980.0226 | 298840.7838 | 9224.9912 | 12901.5683 | 2165839.2865 | 720854.5215 | 662500.9289 | 0
1206
1207 |  | 303 | Miscellaneous Intangible Plant
1208 |  |  |  | Situs | F107P |  | 6423376.572 | 2191840.1706 | 1807404.5498 | 518182.7553 | 11694.668 | 1125962.0182 | 5514.6371 | 58899.1114 | 1818.1715 | 2542.7952 | 426869.4782 | 142074.6199 | 130573.5968 | 0 | 1686
1209 |  |  |  | System Generation | F105P |  | 41832900.7318 | 14274584.597 | 11770908.0676 | 3374718.5019 | 76162.7283 | 7332943.4773 | 35914.6414 | 383586.5225 | 11841.0287 | 16560.2153 | 2780031.3913 | 925275.5783 | 850373.9823 | 0 | 1687
1210 |  |  |  | System Overheads | F102P |  | 58871327.3689 | 20088584.061 | 16565166.8938 | 4749232.1649 | 107183.6003 | 10319631.402 | 50542.5771 | 539820.2693 | 16663.8474 | 23305.146 | 3912330.6122 | 1302137.8035 | 1196728.9913 | 0 | 1688
1211 |  |  |  | Energy | F30 |  | 0 | 0 | 0 | 0 | 0 | 0 | 0 | 0 | 0 | 0 | 0 | 0 | 0 | 0 | 1689
1212 |  |  |  | Customer - System | F42 |  | 0 | 0 | 0 | 0 | 0 | 0 | 0 | 0 | 0 | 0 | 0 | 0 | 0 | 0 | 1690
1213 |  |  |  | Simple Cycle Combustion Turbine | F12 |  | 0 | 0 | 0 | 0 | 0 | 0 | 0 | 0 | 0 | 0 | 0 | 0 | 0 | 0 | 1691
1214 |  |  |  | System Generation | F105P |  | 0 | 0 | 0 | 0 | 0 | 0 | 0 | 0 | 0 | 0 | 0 | 0 | 0 | 0 | 1692
1215 |  |  | Total Miscellaneous Intangible Plant |  |  |  | 107127604.6727 | 36555008.8287 | 30143479.5112 | 8642133.4221 | 195040.9967 | 18778536.8974 | 91971.8555 | 982305.9032 | 30323.0475 | 42408.1565 | 7119231.4817 | 2369488.0017 | 2177676.5704 | 0
1216
1217 |  | I00 | Unclass Intangible Plant - Acct 300 |  | F102P |  | 0 | 0 | 0 | 0 | 0 | 0 | 0 | 0 | 0 | 0 | 0 | 0 | 0 | 0 | 1703
1218
1219 |  | TOTAL INTANGIBLE PLANT |  |  |  |  | 139718366.1138 | 47675910.6341 | 39313841.8352 | 11271275.6452 | 254377.0997 | 24491413.7802 | 119951.8782 | 1281146.687 | 39548.0387 | 55309.7249 | 9285070.7682 | 3090342.5232 | 2840177.4993 | 0
1220
1221
1222 |  | TOTAL ELECTRIC PLANT IN SERVICE |  |  |  |  | 4222125703.9128 | 1508129245.2567 | 1192285129.7365 | 331806736.6222 | 5409392.1476 | 700354142.5367 | 3301521.3121 | 37504432.2249 | 1123327.307 | 1206018.1495 | 287551632.7116 | 87778553.4398 | 65675572.4682 | 0
1223
1224
1225 |  | Distribution - METER - Unbundled |  |  |  |  | D: MISC RATE BASE
1226
1227 |  | A |  | B | C |  | D | E | F | G | H | I | J | K | L | M | N | O | P
1228 |  | FERC ACCT |  | DESCRIPTION | COS Factor |  | Utah Jurisdiction Normalized | Residential Sch 1 | General Large Dist. Sch 6 | General +1 MW Sch 8 | Street & Area Lighting Sch. 7,11,12 | General Trans Sch 9 | General Secondary Sch 22 | Irrigation Sch 10 | Traffic Signals Sch 15 | Outdoor Lighting Sch 15 | General Small Dist. Sch 23 | Industrial Cust 1 | Industrial Cust 2
1229 |  | 105 | Plant Held For Future Use
1230 |  |  |  | Situs | F20 |  | 0 | 0 | 0 | 0 | 0 | 0 | 0 | 0 | 0 | 0 | 0 | 0 | 0 | 0 | 1711
1231 |  |  |  | System Generation | F12 |  | 0 | 0 | 0 | 0 | 0 | 0 | 0 | 0 | 0 | 0 | 0 | 0 | 0 | 0 | 1712
1232 |  |  |  | System Generation | F12 |  | 0 | 0 | 0 | 0 | 0 | 0 | 0 | 0 | 0 | 0 | 0 | 0 | 0 | 0 | 1713
1233 |  |  |  | System Generation | F12 |  | 0 | 0 | 0 | 0 | 0 | 0 | 0 | 0 | 0 | 0 | 0 | 0 | 0 | 0 | 1714
1234 |  |  |  | Energy | F30 |  | 0 | 0 | 0 | 0 | 0 | 0 | 0 | 0 | 0 | 0 | 0 | 0 | 0 | 0 | 1715
1235 |  |  |  | General | F102 |  | 0 | 0 | 0 | 0 | 0 | 0 | 0 | 0 | 0 | 0 | 0 | 0 | 0 | 0 | 1716
1236 |  |  | Total Plant Held For Future Use |  |  |  | 0 | 0 | 0 | 0 | 0 | 0 | 0 | 0 | 0 | 0 | 0 | 0 | 0 | 0
1237
1238 |  | 114 | Electric Plant Acquisition Adjust |  | F12 |  | 56037260.7663 | 20066199.5874 | 15827506.0591 | 4397325.1797 | 70110.0405 | 9265895.2087 | 43579.5698 | 496874.1607 | 14856.0274 | 15662.3317 | 3821622.2417 | 1160873.2924 | 856757.0674 | 0 | 1723
1239
1240 |  | 115 | Accum Prov for Asset Acquisition Adj |  | F12 |  | -39298153.6145 | -14072147.408 | -11099610.4367 | -3083783.1479 | -49167.1988 | -6498043.7714 | -30561.7478 | -348450.9561 | -10418.3259 | -10983.776 | -2680050.6637 | -814104.3361 | -600831.8463 | 0 | 1729
1241
1242 |  | 128 | Pensions |  | F102P |  | 0 | 0 | 0 | 0 | 0 | 0 | 0 | 0 | 0 | 0 | 0 | 0 | 0 | 0 | 1732
1243
1244 |  | 124 | Weatherization |  | F11 |  | 0 | 0 | 0 | 0 | 0 | 0 | 0 | 0 | 0 | 0 | 0 | 0 | 0 | 0 | 1754
1245
1246 |  | 151 | Fuel Stock |  | F30 |  | 0 | 0 | 0 | 0 | 0 | 0 | 0 | 0 | 0 | 0 | 0 | 0 | 0 | 0 | 1757
1247 |  |  |  | Cholla | F30 |  | 0 | 0 | 0 | 0 | 0 | 0 | 0 | 0 | 0 | 0 | 0 | 0 | 0 | 0 | 1759
1248 |  |  |  | Total Fuel Stock |  |  | 0 | 0 | 0 | 0 | 0 | 0 | 0 | 0 | 0 | 0 | 0 | 0 | 0 | 0
1249
1250 |  | 152 | Fuel Stock - Undistributed |  | F30 |  | 0 | 0 | 0 | 0 | 0 | 0 | 0 | 0 | 0 | 0 | 0 | 0 | 0 | 0 | 1763
1251
1252 |  | 25316 | DG&T Working Capital Deposit |  | F30 |  | 0 | 0 | 0 | 0 | 0 | 0 | 0 | 0 | 0 | 0 | 0 | 0 | 0 | 0 | 1768
1253
1254 |  | 25317 | DG&T Working Capital Deposit |  | F30 |  | 0 | 0 | 0 | 0 | 0 | 0 | 0 | 0 | 0 | 0 | 0 | 0 | 0 | 0 | 1772
1255
1256 |  | 25319 | Provo Working Capital Deposit |  | F30 |  | 0 | 0 | 0 | 0 | 0 | 0 | 0 | 0 | 0 | 0 | 0 | 0 | 0 | 0 | 1776
1257
1258 |  | 154 | Materials and Supplies |  | F102P |  | 65407376.0949 | 22318871.1996 | 18404275.044 | 5276504.3401 | 119083.404 | 11465343.8683 | 56153.9462 | 599752.5273 | 18513.9113 | 25892.5442 | 4346687.7884 | 1446704.5479 | 1329592.9736 | 0 | 1794
1259
1260 |  | 163 | Stores Expense Undistributed |  | F102P |  | 0 | 0 | 0 | 0 | 0 | 0 | 0 | 0 | 0 | 0 | 0 | 0 | 0 | 0 | 1797
1261
1262 |  | 25318 | Provo Working Capital Deposit |  | F102P |  | -77310.5723 | -26380.5829 | -21753.5869 | -6236.7518 | -140.7549 | -13551.8706 | -66.3732 | -708.8988 | -21.8832 | -30.6046 | -5137.7221 | -1709.9838 | -1571.5597 | 0 | 1802
1263
1264 |  | 165 | Prepayments |  | F102P |  | 0 | 0 | 0 | 0 | 0 | 0 | 0 | 0 | 0 | 0 | 0 | 0 | 0 | 0 | 1809
1265 |  |  |  | General Plant | F102P |  | 851463.3501 | 290543.6967 | 239584.0748 | 68688.7371 | 1550.2098 | 149254.116 | 731.0036 | 7807.4879 | 241.0113 | 337.0652 | 56584.5256 | 18832.9815 | 17308.4407 | 0 | 1810
1266 |  |  |  | System Generation | F102P |  | 724025.5915 | 247058.2813 | 203725.7404 | 58408.1552 | 1318.1913 | 126915.3859 | 621.5949 | 6638.9481 | 204.9394 | 286.617 | 48115.5702 | 16014.266 | 14717.9018 | 0 | 1811
1267 |  |  |  | System Energy | F30 |  | -9145.9039 | -2658.2976 | -2544.1936 | -798.1743 | -32.2774 | -1875.8982 | -10.07 | -92.1671 | -3.0812 | -6.8134 | -559.9932 | -240.7677 | -324.1703 | 0 | 1812
1268 |  |  |  | System Overheads | F102P |  | 3397997.2241 | 1159494.0343 | 956125.7345 | 274121.1798 | 6186.5358 | 595639.3447 | 2917.2696 | 31157.9144 | 961.8215 | 1345.1509 | 225816.0153 | 75158.16 | 69074.0633 | 0 | 1813
1269 |  |  |  | Total Prepayments |  |  | 4964340.2618 | 1694437.7147 | 1396891.3561 | 400419.8978 | 9022.6594 | 869932.9485 | 4259.7982 | 45512.1833 | 1404.691 | 1962.0198 | 329956.1179 | 109764.6397 | 100776.2354 | 0
1270
1271 |  | 182 | Misc Regulatory Assets |  | F102P |  | 6364323.6789 | 2171689.6311 | 1790788.294 | 513418.8759 | 11587.1538 | 1115610.5599 | 5463.9386 | 58357.6263 | 1801.4562 | 2519.4182 | 422945.0816 | 140768.4662 | 129373.177 | 0 | 1817
1272 |  |  |  | System Generation | F102P |  | 885557.2971 | 302177.5285 | 249177.4022 | 71439.1434 | 1612.2826 | 155230.4882 | 760.2741 | 8120.1121 | 250.6618 | 350.5619 | 58850.26 | 19587.084 | 18001.4982 | 0 | 1818
1273 |  |  |  | Simple Cycle Combustion Turbine | F102P |  | 65755.0786 | 22437.5172 | 18502.1113 | 5304.554 | 119.7164 | 11526.2931 | 56.4525 | 602.9408 | 18.6123 | 26.0302 | 4369.7946 | 1454.3952 | 1336.661 | 0 | 1819
1274 |  |  |  | System Generation | F102P |  | 0 | 0 | 0 | 0 | 0 | 0 | 0 | 0 | 0 | 0 | 0 | 0 | 0 | 0 | 1820
1275 |  |  |  | Energy | F30 |  | 64601042.9636 | 18776579.7993 | 17970619.7321 | 5637812.4909 | 227988.0395 | 13250191.4634 | 71128.161 | 651011.564 | 21763.5875 | 48125.6895 | 3955447.6471 | 1700634.805 | 2289739.9843 | 0 | 1821
1276 |  |  |  | System Generation | F102P |  | 0 | 0 | 0 | 0 | 0 | 0 | 0 | 0 | 0 | 0 | 0 | 0 | 0 | 0 | 1822
1277 |  |  |  | System Overheads | F102P |  | 77161367.8935 | 26329670.0528 | 21711603.8323 | 6224715.2674 | 140483.2129 | 13525716.3499 | 66245.0561 | 707530.6818 | 21840.9422 | 30545.5478 | 5127806.6112 | 1706683.6879 | 1568526.6512 | 0 | 1823
1278 |  |  |  | Total Misc Regulatory Assets |  |  | 149078046.9116 | 47602554.5289 | 41740691.372 | 12452690.3316 | 381790.4053 | 28058275.1545 | 143653.8824 | 1425622.925 | 45675.2601 | 81567.2475 | 9569419.3944 | 3569128.4383 | 4006977.9716 | 0
1279
1280 |  | 186 | Misc Deferred Debits |  | F102P |  | 0 | 0 | 0 | 0 | 0 | 0 | 0 | 0 | 0 | 0 | 0 | 0 | 0 | 0 | 1827
1281 |  |  |  | System Generation | F102P |  | 0 | 0 | 0 | 0 | 0 | 0 | 0 | 0 | 0 | 0 | 0 | 0 | 0 | 0 | 1828
1282 |  |  |  | System Generation | F102P |  | 0 | 0 | 0 | 0 | 0 | 0 | 0 | 0 | 0 | 0 | 0 | 0 | 0 | 0 | 1829
1283 |  |  |  | System Generation | F102P |  | 14934513.0304 | 5096083.8464 | 4202261.3024 | 1204788.0152 | 27190.3989 | 2617890.1773 | 12821.6707 | 136941.9241 | 4227.2946 | 5912.0632 | 992482.336 | 330327.0856 | 303586.916 | 0 | 1830
1284 |  |  |  | System Overheads | F102P |  | 40021.0061 | 13656.3142 | 11261.0786 | 3228.5504 | 72.8639 | 7015.3341 | 34.3591 | 366.9724 | 11.3282 | 15.8429 | 2659.6208 | 885.1994 | 813.542 | 0 | 1831
1285 |  |  |  | System Energy | F30 |  | 689476.1042 | 200399.2892 | 191797.4125 | 60171.4278 | 2433.2781 | 141417.0727 | 759.1389 | 6948.1373 | 232.2791 | 513.6374 | 42215.8298 | 18150.5902 | 24438.0111 | 0 | 1832
1286 |  |  |  | System Net Steam Plant | F102P |  | 0 | 0 | 0 | 0 | 0 | 0 | 0 | 0 | 0 | 0 | 0 | 0 | 0 | 0 | 1833
1287 |  |  |  | Excise Tax | F102P |  | 0 | 0 | 0 | 0 | 0 | 0 | 0 | 0 | 0 | 0 | 0 | 0 | 0 | 0 | 1834
1288 |  |  |  | Total Misc Deferred Debits |  |  | 15664010.1407 | 5310139.4498 | 4405319.7935 | 1268187.9934 | 29696.541 | 2766322.5841 | 13615.1688 | 144257.0338 | 4470.9019 | 6441.5435 | 1037357.7866 | 349362.8752 | 328838.4691 | 0
1289
1290 |  | CWC | Cash Working Capital |  |  |  | 4575160.8529 | 1623420.7379 | 1327235.7661 | 362583.756 | 7141.8842 | 726574.8704 | 3770.6348 | 39932.9228 | 1339.4191 | 1719.9712 | 321250.9123 | 88222.6599 | 71967.3181 | 0
1291
1292 |  | OWC | Other Working Capital |  | F137P |  | 920516.1387 | 292225.9578 | 257568.2021 | 77119.2977 | 2433.4507 | 174237.4374 | 895.9813 | 8840.4038 | 284.4148 | 517.0129 | 58909.3253 | 22179.5283 | 25305.1264 | 0 | 1854
1293 |  |  |  | Total Other Working Capital |  |  | 920516.1387 | 292225.9578 | 257568.2021 | 77119.2977 | 2433.4507 | 174237.4374 | 895.9813 | 8840.4038 | 284.4148 | 517.0129 | 58909.3253 | 22179.5283 | 25305.1264 | 0
1294
1295 |  | 18222 | Nuclear Plant |  | F12 |  | 0 | 0 | 0 | 0 | 0 | 0 | 0 | 0 | 0 | 0 | 0 | 0 | 0 | 0 | 1868
1296
1297 |  | 1869 | Misc Deferred Debits-Trojan |  | F12 |  | 0 | 0 | 0 | 0 | 0 | 0 | 0 | 0 | 0 | 0 | 0 | 0 | 0 | 0 | 1873
1298
1299 |  | 141 | Impact Housing - Notes Receivable |  | F30 |  | 0 | 0 | 0 | 0 | 0 | 0 | 0 | 0 | 0 | 0 | 0 | 0 | 0 | 0 | 1876
1300 |  | TOTAL RATE BASE ADDITIONS |  |  |  |  | 257271246.98 | 84809321.1853 | 72238123.5693 | 21144810.8967 | 569970.4314 | 46814986.43 | 235300.8605 | 2411632.3018 | 76104.4165 | 122748.2903 | 16800015.1808 | 5930421.6618 | 6117811.7557 | 0
1301
1302 |  | Distribution - METER - Unbundled
1303
1304 |  | A |  | B | C |  | D | E | F | G | H | I | J | K | L | M | N | O | P
1305 |  | FERC ACCT |  | DESCRIPTION | COS Factor |  | Utah Jurisdiction Normalized | Residential Sch 1 | General Large Dist. Sch 6 | General +1 MW Sch 8 | Street & Area Lighting Sch. 7,11,12 | General Trans Sch 9 | General Secondary Sch 22 | Irrigation Sch 10 | Traffic Signals Sch 15 | Outdoor Lighting Sch 15 | General Small Dist. Sch 23 | Industrial Cust 1 | Industrial Cust 2
1306
1307 |  | 235 | Customer Service Deposits |  | F51 |  | 0 | 0 | 0 | 0 | 0 | 0 | 0 | 0 | 0 | 0 | 0 | 0 | 0 | 0 | 1886
1308
1309 |  | 2281 | Accum Prov for Property Insurance |  | F102P |  | -1181829.755 | -403274.1819 | -332542.3089 | -95339.8562 | -2151.6887 | -207164.472 | -1014.6318 | -10836.7806 | -334.5233 | -467.846 | -78539.2301 | -26140.1478 | -24024.0877 | 0 | 1891
1310
1311 |  | 2282 | Accum Prov for Injuries & Damages |  | F102P |  | 678262.0755 | 231442.4581 | 190848.839 | 54716.3485 | 1234.8723 | 118893.4397 | 582.3058 | 6219.3199 | 191.9857 | 268.5008 | 45074.3273 | 15002.0516 | 13787.6268 | 0 | 1895
1312
1313 |  | 2283 | Accum Prov for Pension & Benefits |  | F102P |  | -39464192.6453 | -13466313.5144 | -11104402.8854 | -3183631.5138 | -71850.1593 | -6917729.5617 | -33881.0434 | -361866.6684 | -11170.553 | -15622.5248 | -2622617.4247 | -872883.6163 | -802223.1801 | 0 | 1900
1314
1315 |  | 25335 | Accum Prov for Pension & Benefits |  | F30 |  | -36781212.0186 | -10690622.4869 | -10231741.5347 | -3209941.6207 | -129807.1367 | -7544121.2579 | -40497.4881 | -370659.5631 | -12391.3035 | -27400.8144 | -2252071.3577 | -968272.4374 | -1303685.0175 | 0 | 1905
1316
1317 |  | 22844 | Accum Hydro Relicensing Obligation |  | F12 |  | -266995.7648 | -95607.6409 | -75411.9139 | -20951.5452 | -334.0471 | -44148.3888 | -207.6397 | -2367.4122 | -70.7832 | -74.6249 | -18208.5444 | -5531.11 | -4082.1144 | 0 | 1909
1318
1319 |  | 254 | Reg Liabilities - Insurance Provision |  | F30 |  | -127049.5849 | -36927.5256 | -35342.46 | -11087.7736 | -448.3795 | -26058.8877 | -139.8863 | -1280.3315 | -42.802 | -94.6478 | -7779.1001 | -3344.6046 | -4503.186 | 0 | 1912
1320 |  | 254 |  | Situs | F102P |  | 0 | 0 | 0 | 0 | 0 | 0 | 0 | 0 | 0 | 0 | 0 | 0 | 0 | 0 | 1913
1321
1322 |  | 22842 | Accum Misc Oper Prov - Trojan |  | F12 |  | -1768148.4831 | -633150.5123 | -499406.6528 | -138749.1776 | -2212.1881 | -292367.5842 | -1375.0699 | -15677.9129 | -468.7535 | -494.1949 | -120583.9735 | -36629.1343 | -27033.329 | 0 | 1918
1323
1324 |  | 252 | Customer Advances for Const |  | F50 |  | 0 | 0 | 0 | 0 | 0 | 0 | 0 | 0 | 0 | 0 | 0 | 0 | 0 | 0 | 1926
1325
1326 |  | 25398 | SO2 Emissions |  | F30 |  | 0 | 0 | 0 | 0 | 0 | 0 | 0 | 0 | 0 | 0 | 0 | 0 | 0 | 0 | 1929
1327
1328 |  | 25399 | Other Deferred Credits |  | F12 |  | -9203066.9227 | -3295496.1603 | -2599370.4098 | -722178.0179 | -11514.2565 | -1521749.1458 | -7157.1253 | -81602.2427 | -2439.8233 | -2572.2436 | -627629.63 | -190651.6209 | -140706.2465 | 0 | 1937
1329
1330 |  | 190 | Accum Deferred Income Taxes |  | F104P |  | 1114775.3487 | 379361.5194 | 313609.2951 | 90065.1285 | 2064.4627 | 196018.7163 | 962.0114 | 10240.4484 | 316.6415 | 448.4236 | 73976.4553 | 24742.8381 | 22969.4085 | 0 | 1940
1331 |  |  |  | Customer System | F42 |  | 0 | 0 | 0 | 0 | 0 | 0 | 0 | 0 | 0 | 0 | 0 | 0 | 0 | 0 | 1941
1332 |  |  |  | Labor | F138P |  | 24185738.0284 | 8239905.4916 | 6804543.2759 | 1952788.6939 | 44471.4373 | 4247191.0148 | 20826.2419 | 222003.6615 | 6859.7015 | 9663.7767 | 1605938.6907 | 536027.2516 | 495518.7911 | 0 | 1942
1333 |  |  |  | System Generation | F104P |  | 0 | 0 | 0 | 0 | 0 | 0 | 0 | 0 | 0 | 0 | 0 | 0 | 0 | 0 | 1943
1334 |  |  |  | IBT | F141 |  | 0 | 0 | 0 | 0 | 0 | 0 | 0 | 0 | 0 | 0 | 0 | 0 | 0 | 0 | 1944
1335 |  |  |  | Bad Debt Expense | F104P |  | 0 | 0 | 0 | 0 | 0 | 0 | 0 | 0 | 0 | 0 | 0 | 0 | 0 | 0 | 1947
1336 |  |  |  | TROJP | F104P |  | 671029.8772 | 228353.5549 | 188774.5428 | 54213.9654 | 1242.6864 | 117991.8585 | 579.0749 | 6164.1539 | 190.5998 | 269.9249 | 44529.5205 | 14893.7484 | 13826.247 | 0 | 1948
1337 |  |  |  | System Generation | F104P |  | 2645698.5599 | 900339.451 | 744289.566 | 213751.7492 | 4899.5935 | 465211.6107 | 2283.1435 | 24303.6765 | 751.486 | 1064.2445 | 175568.469 | 58722.227 | 54513.3429 | 0 | 1949
1338 |  |  |  | Energy | F104P |  | 6671308.6866 | 2270267.1013 | 1876776.713 | 538989.5595 | 12354.6579 | 1173062.6862 | 5757.1015 | 61283.3717 | 1894.9229 | 2683.5649 | 442707.824 | 148072.0854 | 137459.0982 | 0 | 1950
1339 |  |  |  | System Net Plant | F104P |  | 0 | 0 | 0 | 0 | 0 | 0 | 0 | 0 | 0 | 0 | 0 | 0 | 0 | 0 | 1951
1340 |  |  |  | Division Net Plant Distribution | F104P |  | 0 | 0 | 0 | 0 | 0 | 0 | 0 | 0 | 0 | 0 | 0 | 0 | 0 | 0 | 1952
1341 |  |  |  | Simple Cycle Combustion Turbine | F12 |  | 0 | 0 | 0 | 0 | 0 | 0 | 0 | 0 | 0 | 0 | 0 | 0 | 0 | 0 | 1953
1342 |  |  |  | Total Accum Deferred Income Taxes |  |  | 35288550.5008 | 12018227.1182 | 9927993.3927 | 2849809.0966 | 65032.8378 | 6199475.8864 | 30407.5732 | 323995.3119 | 10013.3517 | 14129.9347 | 2342720.9594 | 782458.1505 | 724286.8877 | 0
1343
1344 |  | 281 | Accum Deferred Income Taxes |  | F104P |  | 0 | 0 | 0 | 0 | 0 | 0 | 0 | 0 | 0 | 0 | 0 | 0 | 0 | 0 | 1960
1345
1346 |  | 282 | Accum Deferred Income Taxes |  | F104P |  | -718718496.6705 | -244582140.4392 | -202190334.9241 | -58066832.7848 | -1331001.3933 | -126377280.6703 | -620228.4354 | -6602226.7662 | -204145.2762 | -289107.8567 | -47694135.6864 | -15952214.4215 | -14808848.0165 | 0 | 1963
1347 |  |  |  | DITBAL | F104P |  | -0.058664 | -0.019964 | -0.016503 | -0.0047396 | -0.00010864 | -0.010315 | -5.0625e-05 | -0.0005389 | -1.6663e-05 | -2.3598e-05 | -0.0038929 | -0.0013021 | -0.0012087 | 0 | 1964
1348 |  |  |  | System Net Plant | F104P |  | -1595657.0737 | -543007.0665 | -448891.2414 | -128916.6105 | -2955.012 | -280575.5004 | -1376.9952 | -14657.8805 | -453.2315 | -641.8605 | -105887.7507 | -35416.1802 | -32877.7445 | 0 | 1965
1349 |  |  |  | Labor | F138P |  | -304812.8657 | -103847.5321 | -85757.6615 | -24610.9967 | -560.4735 | -53527.35 | -262.4731 | -2797.9122 | -86.4528 | -121.7926 | -20239.6459 | -6755.5517 | -6245.0235 | 0 | 1966
1350 |  |  |  | GPS | F104P |  | 0 | 0 | 0 | 0 | 0 | 0 | 0 | 0 | 0 | 0 | 0 | 0 | 0 | 0 | 1967
1351 |  |  |  | CIAC | F104P |  | 0 | 0 | 0 | 0 | 0 | 0 | 0 | 0 | 0 | 0 | 0 | 0 | 0 | 0 | 1968
1352 |  |  |  | SNPD | F104P |  | -286301.1778 | -97429.1815 | -80542.4256 | -23130.8957 | -530.2038 | -50342.3308 | -247.0677 | -2629.994 | -81.3212 | -115.166 | -18998.9367 | -6354.5572 | -5899.0977 | 0 | 1969
1353 |  |  |  | SCHMDEXP | F104P |  | 0 | 0 | 0 | 0 | 0 | 0 | 0 | 0 | 0 | 0 | 0 | 0 | 0 | 0 | 1970
1354 |  |  |  | TAXDEPR | F104P |  | 0 | 0 | 0 | 0 | 0 | 0 | 0 | 0 | 0 | 0 | 0 | 0 | 0 | 0 | 1971
1355 |  |  |  | DGP | F104P |  | 0 | 0 | 0 | 0 | 0 | 0 | 0 | 0 | 0 | 0 | 0 | 0 | 0 | 0 | 1972
1356 |  |  |  | IBT | F104P |  | 0 | 0 | 0 | 0 | 0 | 0 | 0 | 0 | 0 | 0 | 0 | 0 | 0 | 0 | 1973
1357 |  |  |  | SSGCT | F104P |  | 0 | 0 | 0 | 0 | 0 | 0 | 0 | 0 | 0 | 0 | 0 | 0 | 0 | 0 | 1974
1358 |  |  |  | SSGCH | F104P |  | 0 | 0 | 0 | 0 | 0 | 0 | 0 | 0 | 0 | 0 | 0 | 0 | 0 | 0 | 1975
1359 |  |  |  | SE | F104P |  | 81795.2063 | 27835.1632 | 23010.6784 | 6608.4129 | 151.4773 | 14382.621 | 70.5863 | 751.3797 | 23.2332 | 32.9025 | 5427.9272 | 1815.4739 | 1685.3508 | 0 | 1976
1360 |  |  |  | SG | F104P |  | -31599.1221 | -10753.2795 | -8889.4847 | -2552.9619 | -58.5187 | -5556.2938 | -27.2689 | -290.273 | -8.9754 | -12.7109 | -2096.9167 | -701.3538 | -651.0847 | 0 | 1977
1361 |  |  |  | Total Accum Deferred Income Taxes |  |  | -720855071.7621 | -245309342.3556 | -202791405.0754 | -58239435.8414 | -1334954.1241 | -126752899.5346 | -622071.654 | -6621851.4467 | -204752.024 | -289966.4842 | -47835931.0131 | -15999626.5917 | -14852835.6173 | 0
1362
1363
1364 |  | 283 | Accum Deferred Income Taxes |  | F104P |  | -2506981.1709 | -853133.492 | -705265.5037 | -202544.4692 | -4642.7015 | -440819.9657 | -2163.4354 | -23029.4034 | -712.0846 | -1008.4448 | -166363.1877 | -55643.3449 | -51655.138 | 0 | 1981
1365 |  |  |  | System Generation | F104P |  | -947467.0323 | -322425.9788 | -266542.0154 | -76547.9252 | -1754.6229 | -166599.7294 | -817.6303 | -8703.5358 | -269.1192 | -381.123 | -62873.8809 | -21029.3701 | -19522.1013 | 0 | 1982
1366 |  |  |  | Energy | F104P |  | -24127524.663 | -8210671.7065 | -6787570.2589 | -1949315.2696 | -44681.9848 | -4242510.7609 | -20821.1935 | -221638.082 | -6853.198 | -9705.409 | -1601101.7393 | -535519.0505 | -497136.01 | 0 | 1983
1367 |  |  |  | Labor | F138P |  | -32256039.579 | -10989398.6842 | -9075084.5381 | -2604395.5874 | -59310.6747 | -5664394.5002 | -27775.5462 | -296081.8844 | -9148.6479 | -12888.3875 | -2141808.6108 | -714888.9243 | -660863.5932 | 0 | 1984
1368 |  |  |  | General Plant | F104P |  | -1271147.7694 | -432575.5406 | -357600.0818 | -102698.797 | -2354.0502 | -223514.7685 | -1096.9552 | -11676.9025 | -361.0577 | -511.3251 | -84353.324 | -28213.58 | -26191.3868 | 0 | 1985
1369 |  |  |  | System Net Plant | F104P |  | -339943.0178 | -115683.6666 | -95632.9814 | -27464.7368 | -629.5436 | -59774.5492 | -293.3587 | -3122.7538 | -96.5576 | -136.7437 | -22558.6074 | -7545.157 | -7004.3619 | 0 | 1986
1370 |  |  |  | TROJP | F104P |  | 0 | 0 | 0 | 0 | 0 | 0 | 0 | 0 | 0 | 0 | 0 | 0 | 0 | 0 | 1987
1371 |  |  |  | System Generation | F104P |  | 0 | 0 | 0 | 0 | 0 | 0 | 0 | 0 | 0 | 0 | 0 | 0 | 0 | 0 | 1988
1372 |  |  |  | Simple Cycle Combustion Turbine | F104P |  | -24954.6061 | -8492.1301 | -7020.2453 | -2016.137 | -46.2137 | -4387.9423 | -21.5349 | -229.2357 | -7.0881 | -10.0381 | -1655.9868 | -553.8764 | -514.1776 | 0 | 1989
1373 |  |  |  | System Generation | F104P |  | 0 | 0 | 0 | 0 | 0 | 0 | 0 | 0 | 0 | 0 | 0 | 0 | 0 | 0 | 1990
1374 |  |  |  | Total Accum Deferred Income Taxes |  |  | -61474057.8385 | -20932381.1988 | -17294715.6246 | -4964982.9223 | -113419.7914 | -10802002.2163 | -52989.6542 | -564481.7977 | -17447.7531 | -24641.4712 | -4080715.3369 | -1363393.3031 | -1262886.7688 | 0
1375
1376 |  | 255 | Accum Investment Tax Credit |  | F104P |  | -55829.5744 | -18998.9779 | -15706.0106 | -4510.5929 | -103.3913 | -9816.903 | -48.1789 | -512.8566 | -15.8579 | -22.4577 | -3704.8487 | -1239.1574 | -1150.3415 | 0 | 2004
1377 |  | TOTAL MISC RATE BASE DEDUCTIONS |  |  |  |  | -798429429.7545 | -271941822.4912 | -224629461.1097 | -64476341.7958 | -1470720.316 | -140255567.3681 | -687895.0046 | -7330262.8175 | -226537.5359 | -319558.0597 | -53007913.815 | -17701979.0841 | -16381370.3569 | 0
1378
1379 | [6 empty] | D: ACCUMULATED DEPRECIATION
1380 | [6 empty] | D: PRODUCTION PLANT
1381
1382 |  | 108SP | Steam Prod Accumulated Depr |  | F12 |  | -954693400.6075 | -341863040.0448 | -269649432.824 | -74916176.7 | -1194447.9803 | -157860839.1178 | -742454.7018 | -8465126.1616 | -253098.5827 | -266835.3969 | -65108063.5248 | -19777520.4576 | -14596365.1152 | 0 | 2016
1383
1384 |  | 108NP | Nuclear Prod Accumulated Depr |  | F12 |  | 0 | 0 | 0 | 0 | 0 | 0 | 0 | 0 | 0 | 0 | 0 | 0 | 0 | 0 | 2022
1385
1386 |  | 108HP | Hydraulic Prod Accum Depr |  | F12 |  | -120120821.5098 | -43013672.4397 | -33927658.2093 | -9426055.1962 | -150287.0687 | -19862265.3796 | -93416.6599 | -1065093.6815 | -31845.2077 | -33573.5924 | -8191985.063 | -2488434.5103 | -1836534.5016 | 0 | 2030
1387
1388 |  | 108OP | Other Production - Accum Depr |  | F12 |  | 0 | 0 | 0 | 0 | 0 | 0 | 0 | 0 | 0 | 0 | 0 | 0 | 0 | 0 | 2033
1389 |  |  |  | Simple Cycle Combustion Turbine | F12 |  | 0 | 0 | 0 | 0 | 0 | 0 | 0 | 0 | 0 | 0 | 0 | 0 | 0 | 0 | 2034
1390 |  |  |  | Wind Generation | F12 |  | -202611232.8427 | -72552394.2689 | -57226753.6206 | -15899197.4925 | -253493.5066 | -33502252.3575 | -157568.558 | -1796524.0429 | -53714.2247 | -56629.5406 | -13817656.0248 | -4197313.8182 | -3097735.3872 | 0 | 2035
1391 |  |  |  | System Generation | F12 |  | -106060023.7056 | -37978687.3023 | -29956240.6311 | -8322683.986 | -132695.147 | -17537278.8042 | -82481.73 | -940418.6525 | -28117.5524 | -29643.6201 | -7233068.4977 | -2197149.6684 | -1621558.114 | 0 | 2036
1392 |  |  |  | System Generation | F12 |  | -11031347.7642 | -3950179.2723 | -3115761.213 | -865645.8689 | -13801.6782 | -1824059.7594 | -8578.9595 | -97813.3404 | -2924.5185 | -3083.2454 | -752314.5028 | -228526.463 | -168658.9428 | 0 | 2037
1393 |  |  |  | Total Other Production - Accum Depr |  |  | -319702604.3124 | -114481260.8435 | -90298755.4647 | -25087527.3474 | -399990.3317 | -52863590.9212 | -248629.2475 | -2834756.0358 | -84756.2956 | -89356.4062 | -21803039.0253 | -6622989.9496 | -4887952.4441 | 0
1394
1395 |  | 108EP | Experimental Plant - Accum Depr |  | F12 |  | 0 | 0 | 0 | 0 | 0 | 0 | 0 | 0 | 0 | 0 | 0 | 0 | 0 | 0 | 2043
1396
1397
1398
1399 |  | TOTAL PRODUCTION PLANT DEPRECIATION |  |  |  |  | -1394516826.4297 | -499357973.3279 | -393875846.498 | -109429759.2436 | -1744725.3806 | -230586695.4187 | -1084500.6092 | -12364975.8788 | -369700.086 | -389765.3954 | -95103087.613 | -28888944.9175 | -21320852.0609 | 0
1400
1401
1402 | [6 empty] | D: TRANSMISSION PLANT
1403
1404 |  | 108TP | Transmission Plant Accum Depr |  | F106 |  | 0 | 0 | 0 | 0 | 0 | 0 | 0 | 0 | 0 | 0 | 0 | 0 | 0 | 0 | 2051
1405
1406
1407 | [6 empty] | D: DISTRIBUTION PLANT
1408
1409 |  | 108360 | Land and Land Rights |  | F118 |  | 0 | 0 | 0 | 0 | 0 | 0 | 0 | 0 | 0 | 0 | 0 | 0 | 0 | 0 | 2055
1410
1411 |  | 108361 | Structures and Improvements |  | F119 |  | 0 | 0 | 0 | 0 | 0 | 0 | 0 | 0 | 0 | 0 | 0 | 0 | 0 | 0 | 2059
1412
1413 |  | 108362 | Station Equipment |  | F120 |  | 0 | 0 | 0 | 0 | 0 | 0 | 0 | 0 | 0 | 0 | 0 | 0 | 0 | 0 | 2063
1414
1415 |  | Distribution - METER - Unbundled
1416
1417 |  | A |  | B | C |  | D | E | F | G | H | I | J | K | L | M | N | O | P
1418 |  | FERC ACCT |  | DESCRIPTION | COS Factor |  | Utah Jurisdiction Normalized | Residential Sch 1 | General Large Dist. Sch 6 | General +1 MW Sch 8 | Street & Area Lighting Sch. 7,11,12 | General Trans Sch 9 | General Secondary Sch 22 | Irrigation Sch 10 | Traffic Signals Sch 15 | Outdoor Lighting Sch 15 | General Small Dist. Sch 23 | Industrial Cust 1 | Industrial Cust 2
1419
1420 |  | 108364 | Poles, Towers & Fixtures |  | F121 |  | 0 | 0 | 0 | 0 | 0 | 0 | 0 | 0 | 0 | 0 | 0 | 0 | 0 | 0 | 2067
1421
1422 |  | 108365 | Overhead Conductors |  | F122 |  | 0 | 0 | 0 | 0 | 0 | 0 | 0 | 0 | 0 | 0 | 0 | 0 | 0 | 0 | 2071
1423
1424 |  | 108366 | Underground Conduit |  | F123 |  | 0 | 0 | 0 | 0 | 0 | 0 | 0 | 0 | 0 | 0 | 0 | 0 | 0 | 0 | 2075
1425
1426 |  | 108367 | Underground Conductors |  | F124 |  | 0 | 0 | 0 | 0 | 0 | 0 | 0 | 0 | 0 | 0 | 0 | 0 | 0 | 0 | 2079
1427
1428 |  | 108368 | Line Transformers |  | F125 |  | 0 | 0 | 0 | 0 | 0 | 0 | 0 | 0 | 0 | 0 | 0 | 0 | 0 | 0 | 2083
1429
1430 |  | 108369 | Services |  | F126 |  | 0 | 0 | 0 | 0 | 0 | 0 | 0 | 0 | 0 | 0 | 0 | 0 | 0 | 0 | 2087
1431
1432 |  | 108370 | Meters |  | F127 |  | 0 | 0 | 0 | 0 | 0 | 0 | 0 | 0 | 0 | 0 | 0 | 0 | 0 | 0 | 2091
1433
1434 |  | 108371 | Install on Customers' Premises |  | F128 |  | 0 | 0 | 0 | 0 | 0 | 0 | 0 | 0 | 0 | 0 | 0 | 0 | 0 | 0 | 2095
1435
1436 |  | 108372 | Leased Property |  | F129 |  | 0 | 0 | 0 | 0 | 0 | 0 | 0 | 0 | 0 | 0 | 0 | 0 | 0 | 0 | 2099
1437
1438 |  | 108373 | Street Lights |  | F130 |  | 0 | 0 | 0 | 0 | 0 | 0 | 0 | 0 | 0 | 0 | 0 | 0 | 0 | 0 | 2103
1439
1440 |  | 108D00 | Unclassified Dist Plant - Acct 300 |  | F121 |  | 0 | 0 | 0 | 0 | 0 | 0 | 0 | 0 | 0 | 0 | 0 | 0 | 0 | 0 | 2107
1441
1442 |  | 108DS | Unclassified Dist Sub - Acct 300 |  | F120 |  | 0 | 0 | 0 | 0 | 0 | 0 | 0 | 0 | 0 | 0 | 0 | 0 | 0 | 0 | 2111
1443
1444 |  | 108D | Unclassified Dist Sub - Acct 300 |  | F102P |  | 0 | 0 | 0 | 0 | 0 | 0 | 0 | 0 | 0 | 0 | 0 | 0 | 0 | 0 | 2115
1445
1446
1447 |  | TOTAL DISTRIBUTION PLANT DEPR |  |  |  |  | 0 | 0 | 0 | 0 | 0 | 0 | 0 | 0 | 0 | 0 | 0 | 0 | 0 | 0
1448
1449 | [6 empty] | D: GENERAL PLANT
1450 |  | 108GP | General Plant Accumulated Depr
1451 |  |  |  | Situs | F107P |  | 0 | 0 | 0 | 0 | 0 | 0 | 0 | 0 | 0 | 0 | 0 | 0 | 0 | 0 | 2121
1452 |  |  |  | System Generation | F105P |  | -206432.4071 | -70440.6533 | -58085.7852 | -16653.1905 | -375.8395 | -36185.8046 | -177.2276 | -1892.8807 | -58.4318 | -81.7195 | -13718.5938 | -4565.9484 | -4196.3322 | 0 | 2122
1453 |  |  |  | System Generation | F105P |  | -652915.4231 | -222793.4539 | -183716.8183 | -52671.5987 | -1188.7251 | -114450.3921 | -560.545 | -5986.9039 | -184.8112 | -258.4669 | -43389.8998 | -14441.4249 | -13272.3832 | 0 | 2123
1454 |  |  |  | System Generation | F105P |  | -13477271.4716 | -4598831.2642 | -3792223.841 | -1087230.3043 | -24537.284 | -2362448.4126 | -11570.5907 | -123579.7567 | -3814.8145 | -5335.1911 | -895640.4434 | -298095.2775 | -273964.2915 | 0 | 2124
1455 |  |  |  | Customer - System | F42 |  | 0 | 0 | 0 | 0 | 0 | 0 | 0 | 0 | 0 | 0 | 0 | 0 | 0 | 0 | 2125
1456 |  |  |  | System Overheads | F102P |  | -17036798.4155 | -5813443.8681 | -4793800.6786 | -1374382.312 | -31017.9076 | -2986402.5116 | -14626.5378 | -156218.8169 | -4822.3579 | -6744.2861 | -1132191.0165 | -376826.2117 | -346321.9108 | 0 | 2126
1457 |  |  |  | Energy | F30 |  | 0 | 0 | 0 | 0 | 0 | 0 | 0 | 0 | 0 | 0 | 0 | 0 | 0 | 0 | 2127
1458 |  |  |  | Simple Cycle Combustion Turbine | F12 |  | -12900.5138 | -4619.5028 | -3643.6999 | -1012.322 | -16.1403 | -2133.1308 | -10.0326 | -114.387 | -3.4201 | -3.6057 | -879.7877 | -267.2483 | -197.2367 | 0 | 2128
1459 |  |  |  | Cholla | F12 |  | -339386.3752 | -121529.758 | -95858.3599 | -26632.1414 | -424.6173 | -56118.3496 | -263.9371 | -3009.2891 | -89.9747 | -94.858 | -23145.4304 | -7030.7608 | -5188.8988 | 0 | 2129
1460 |  |  | Total General Plant Accumulated Depr |  |  |  | -31725704.6063 | -10831658.5005 | -8927329.1828 | -2558581.8689 | -57560.5138 | -5557738.6014 | -27208.8708 | -290802.0343 | -8973.8102 | -12518.1272 | -2108965.1716 | -701226.8716 | -643141.0532 | 0
1461
1462 |  | 108MP | Mining Plant Accumulated Depr. |  | F30 |  | 0 | 0 | 0 | 0 | 0 | 0 | 0 | 0 | 0 | 0 | 0 | 0 | 0 | 0 | 2137
1463
1464 |  | 1081390 | Accum Depr - Capital Lease |  | F30 |  | 0 | 0 | 0 | 0 | 0 | 0 | 0 | 0 | 0 | 0 | 0 | 0 | 0 | 0 | 2144
1465 |  |  | Remove Capital Lease |  | F30 |  | 0 | 0 | 0 | 0 | 0 | 0 | 0 | 0 | 0 | 0 | 0 | 0 | 0 | 0 | 2147
1466
1467 |  | 1081399L | Accum Depr - Capital Lease |  | F30 |  | 0 | 0 | 0 | 0 | 0 | 0 | 0 | 0 | 0 | 0 | 0 | 0 | 0 | 0 | 2151
1468 |  |  |  | Energy | F30 |  | 0 | 0 | 0 | 0 | 0 | 0 | 0 | 0 | 0 | 0 | 0 | 0 | 0 | 0 | 2152
1469 |  |  | Remove Capital Lease |  | F30 |  | 0 | 0 | 0 | 0 | 0 | 0 | 0 | 0 | 0 | 0 | 0 | 0 | 0 | 0 | 2155
1470
1471 |  | TOTAL GENERAL PLANT ACCUM DEPR |  |  |  |  | -31725704.6063 | -10831658.5005 | -8927329.1828 | -2558581.8689 | -57560.5138 | -5557738.6014 | -27208.8708 | -290802.0343 | -8973.8102 | -12518.1272 | -2108965.1716 | -701226.8716 | -643141.0532 | 0
1472
1473
1474 |  | TOTAL ACCUM DEPR - PLANT IN SERVICE |  |  |  |  | -1426242531.036 | -510189631.8284 | -402803175.6808 | -111988341.1125 | -1802285.8944 | -236144434.0201 | -1111709.4801 | -12655777.9131 | -378673.8962 | -402283.5227 | -97212052.7846 | -29590171.7891 | -21963993.1141 | 0
1475
1476
1477 | [6 empty] | D: ACCUMULATED AMORTIZATION
1478
1479 |  | 111CLS | Accum Prov for Amort-Steam |  | F12 |  | 0 | 0 | 0 | 0 | 0 | 0 | 0 | 0 | 0 | 0 | 0 | 0 | 0 | 0 | 2168
1480
1481 |  | 111CLG | Accum Prov for Amort-General
1482 |  |  | Situs |  | F108P |  | 0 | 0 | 0 | 0 | 0 | 0 | 0 | 0 | 0 | 0 | 0 | 0 | 0 | 0 | 2172
1483 |  |  | Customer - System |  | F40 |  | 0 | 0 | 0 | 0 | 0 | 0 | 0 | 0 | 0 | 0 | 0 | 0 | 0 | 0 | 2173
1484 |  |  | System Generation |  | F108P |  | 0 | 0 | 0 | 0 | 0 | 0 | 0 | 0 | 0 | 0 | 0 | 0 | 0 | 0 | 2174
1485 |  |  | System Overheads |  | F108P |  | -596223.2559 | -191975.6342 | -167038.7339 | -49595.3433 | -1473.0907 | -111276.7086 | -566.8873 | -5673.0287 | -180.9772 | -315.2186 | -38436.6872 | -14141.8094 | -15549.1368 | 0 | 2175
1486 |  |  | Energy |  | F108P |  | 0 | 0 | 0 | 0 | 0 | 0 | 0 | 0 | 0 | 0 | 0 | 0 | 0 | 0 | 2176
1487 |  |  | Total Accum Prov for Amort-General |  |  |  | -596223.2559 | -191975.6342 | -167038.7339 | -49595.3433 | -1473.0907 | -111276.7086 | -566.8873 | -5673.0287 | -180.9772 | -315.2186 | -38436.6872 | -14141.8094 | -15549.1368 | 0 | 2177
1488
1489 |  | 111CLH | Accum Prov for Amort-Hydro |  | F12 |  | -619307.6429 | -221765.8501 | -174921.0318 | -48597.9695 | -774.8359 | -102404.0012 | -481.6288 | -5491.3099 | -164.1845 | -173.0956 | -42235.4667 | -12829.6368 | -9468.632 | 0 | 2185
1490
1491 |  | 111IP | Accum Prov for Amort-Intangible
1492 |  |  |  | Situs | F107P |  | -34785.9198 | -11869.9527 | -9788.0342 | -2806.2287 | -63.3327 | -6097.669 | -29.8646 | -318.9693 | -9.8463 | -13.7706 | -2311.7199 | -769.4078 | -707.1238 | 0 | 2189
1493 |  |  |  | System Generation | F105P |  | 0 | 0 | 0 | 0 | 0 | 0 | 0 | 0 | 0 | 0 | 0 | 0 | 0 | 0 | 2190
1494 |  |  |  | System Generation | F105P |  | -149063.8178 | -50864.8466 | -41943.4575 | -12025.1863 | -271.3918 | -26129.5901 | -127.9752 | -1366.8397 | -42.1933 | -59.0093 | -9906.1286 | -3297.0487 | -3030.1507 | 0 | 2191
1495 |  |  |  | Energy | F30 |  | 0 | 0 | 0 | 0 | 0 | 0 | 0 | 0 | 0 | 0 | 0 | 0 | 0 | 0 | 2192
1496 |  |  |  | System Generation | F105P |  | -18611008.9501 | -6350609.617 | -5236750.7766 | -1501376.0735 | -33883.9811 | -3262347.9199 | -15978.0388 | -170653.5305 | -5267.9467 | -7367.4622 | -1236806.155 | -411645.1828 | -378322.2659 | 0 | 2193
1497 |  |  |  | System Generation | F105P |  | -8195701.8211 | -2796608.3377 | -2306100.0074 | -661158.7073 | -14921.4374 | -1436635.212 | -7036.2248 | -75150.4368 | -2319.8377 | -3244.3982 | -544650.4531 | -181275.5656 | -166601.2032 | 0 | 2194
1498 |  |  |  | System Generation | F105P |  | -1461062.2584 | -498556.3144 | -411112.5268 | -117865.9321 | -2660.071 | -256111.5 | -1254.3602 | -13397.2013 | -413.5616 | -578.3846 | -97095.7995 | -32316.3157 | -29700.2911 | 0 | 2195
1499 |  |  |  | Customer - System | F42 |  | 0 | 0 | 0 | 0 | 0 | 0 | 0 | 0 | 0 | 0 | 0 | 0 | 0 | 0 | 2196
1500 |  |  |  | System Generation | F105P |  | 0 | 0 | 0 | 0 | 0 | 0 | 0 | 0 | 0 | 0 | 0 | 0 | 0 | 0 | 2197
1501 |  |  |  | Cholla | F12 |  | -198983.9297 | -71253.5052 | -56202.236 | -15614.5578 | -248.9553 | -32902.4691 | -154.7476 | -1764.3613 | -52.7526 | -55.6157 | -13570.2817 | -4122.1703 | -3042.2773 | 0 | 2198
1502 |  |  |  | System Overheads | F102P |  | -43524796.6384 | -14851907.9675 | -12246972.3813 | -3511206.1067 | -79243.0648 | -7629518.1072 | -37367.1783 | -399100.3514 | -12319.9289 | -17229.9791 | -2892467.3842 | -962697.558 | -884766.631 | 0 | 2199
1503 |  |  | Total Accum Prov for Amort-Intangible |  |  |  | -72175403.3352 | -24631670.5411 | -20308869.4198 | -5822052.7923 | -131292.2342 | -12649742.4674 | -61948.3896 | -661751.6903 | -20426.0671 | -28548.6196 | -4796807.9219 | -1596123.2489 | -1466169.9431 | 0
1504
1505 |  | 111390 | Accum Prov for Amort-Capital Lease |  | F30 |  | 0 | 0 | 0 | 0 | 0 | 0 | 0 | 0 | 0 | 0 | 0 | 0 | 0 | 0 | 2210
1506
1507
1508 |  | TOTAL ACCUM PROV FOR AMORTIZATION |  |  |  |  | -73390934.2341 | -25045412.0254 | -20650829.1855 | -5920246.1052 | -133540.1609 | -12863423.1772 | -62996.9057 | -672916.0289 | -20771.2288 | -29036.9338 | -4877480.0758 | -1623094.6951 | -1491187.7119 | 0

## Production-Energy
Production Energy |  |  | - | Production - Energy - Unbundled
Rocky Mountain Power
3 | Cost Of Service By Rate Schedule
4 | State of Utah
5 | 2017 Protocol (Non Wgt)
6 | 12 Months Ended Dec 2017
7
8
9 |  | A |  | B | C |  | D | E | F | G | H | I | J | K | L | M | N | O | P | Chk Total
12 |  |  |  | DESCRIPTION |  |  | Utah Jurisdiction Normalized | Residential Sch 1 | General Large Dist. Sch 6 | General +1 MW Sch 8 | Street & Area Lighting Sch. 7,11,12 | General Trans Sch 9 | General Secondary Sch 22 | Irrigation Sch 10 | Traffic Signals Sch 15 | Outdoor Lighting Sch 15 | General Small Dist. Sch 23 | Industrial Cust 1 | Industrial Cust 2 | 0
13
12 |  |  |  | Operating Revenues |  |  | 707154959.8154 | 206245524.8711 | 200458297.0319 | 61962755.4884 | 2794022.1582 | 140430657.3647 | 799832.6938 | 7030148.1278 | 252308.9471 | 633730.1797 | 44312484.7124 | 17645592.1812 | 24589606.0592 | 0
13
14 |  |  |  | Operating Expenses
15 |  |  |  | Operation & Maintenance Expenses |  |  | 565230343.5572 | 164645478.6834 | 157242138.6754 | 49282696.4118 | 1987319.0827 | 115716436.0035 | 620815.3048 | 5691376.1956 | 190183.0692 | 419001.013 | 34644767.1225 | 14849742.215 | 19940389.7804 | 0
16 |  |  |  | Depreciation Expense |  |  | 44214456.9138 | 12908671.2656 | 12303152.0466 | 3851140.7796 | 154096.3622 | 9034813.989 | 48405.8401 | 444534.4316 | 14834.2504 | 32541.1348 | 2713147.403 | 1159167.5244 | 1549951.8867 | 0
17 |  |  |  | Amortization Expense |  |  | 5817598.3818 | 2001850.7234 | 1620955.9844 | 466993.1098 | 16574.8158 | 1008432.5236 | 5091.1147 | 54216.1816 | 1748.5898 | 2512.3286 | 387522.3151 | 127460.5715 | 124240.1235 | 0
18 |  |  |  | Taxes Other Than Income |  |  | 8508375.2081 | 2877496.2732 | 2392591.7738 | 689758.7122 | 16368.9757 | 1506498.5594 | 7429.0995 | 78477.2637 | 2436.3039 | 3548.6001 | 562804.0151 | 190305.0332 | 180660.5984 | 0
19 |  |  |  | Income Taxes - Federal |  |  | 14672536.0833 | 4345440.3659 | 5332697.1267 | 1383473.3706 | 152989.2423 | 1562840.4543 | 23870.9504 | 117558.1285 | 9722.7375 | 47486.3232 | 1221486.352 | 75064.5559 | 399906.476 | 0
20 |  |  |  | Income Taxes - State |  |  | 2813345.6762 | 828692.7933 | 952617.85 | 259517.6151 | 23681.1195 | 380467.9138 | 4146.0589 | 24233.5339 | 1597.2708 | 7063.1606 | 216162.5378 | 31775.7975 | 83390.0249 | 0
21 |  |  |  | Income Taxes Deferred |  |  | 3637207.9039 | 1230088.2286 | 1022798.5364 | 294861.9188 | 6997.5014 | 644006.4447 | 3175.8331 | 33547.9004 | 1041.4848 | 1516.9754 | 240590.6136 | 81352.6618 | 77229.8048 | 0
22 |  |  |  | Investment Tax Credit Adj |  |  | -380004.4328 | -128515.8814 | -106858.884 | -30806.2776 | -731.0777 | -67283.837 | -331.8014 | -3504.9827 | -108.8112 | -158.489 | -25136.1764 | -8499.479 | -8068.7354 | 0
23 |  |  |  | Misc Revenues & Expense |  |  | -12045.0246 | -3500.9399 | -3350.6666 | -1051.1841 | -42.5089 | -2470.5311 | -13.262 | -121.3827 | -4.0579 | -8.9732 | -737.503 | -317.0876 | -426.9277 | 0
24
25 |  |  |  | Total Operating Expenses |  |  | 644501814.267 | 188705701.5122 | 180756742.4427 | 56196584.4562 | 2357253.513 | 129783741.5203 | 712589.138 | 6440317.2698 | 221450.8375 | 513502.0736 | 39960606.6796 | 16506051.7927 | 22347273.0315 | 0
26
27 |  |  |  | Operating Revenue For Return |  |  | 62653145.5484 | 17539823.3588 | 19701554.5891 | 5766171.0322 | 436768.6452 | 10646915.8444 | 87243.5559 | 589830.858 | 30858.1096 | 120228.1061 | 4351878.0328 | 1139540.3885 | 2242333.0278 | 0
28
29
30 |  |  |  | Rate Base :
31 |  |  |  | Electric Plant In Service |  |  | 1476046848.2226 | 432777517.1305 | 410842295.6593 | 128326019.2293 | 5082266.4351 | 300533483.3781 | 1607162.7569 | 14807273.9305 | 493268.2925 | 1073666.9602 | 90765031.4057 | 38544624.8189 | 51194238.2256 | 0
32 |  |  |  | Plant Held For Future Use |  |  | 0 | 0 | 0 | 0 | 0 | 0 | 0 | 0 | 0 | 0 | 0 | 0 | 0 | 0
33 |  |  |  | Electric Plant Acquisition Adj |  |  | 5579702.3839 | 1621765.2574 | 1552153.1102 | 486947.4911 | 19691.7162 | 1144441.6608 | 6143.4607 | 56228.9804 | 1879.7582 | 4156.698 | 341638.767 | 146886.7319 | 197768.7521 | 0
34 |  |  |  | Pensions |  |  | 0 | 0 | 0 | 0 | 0 | 0 | 0 | 0 | 0 | 0 | 0 | 0 | 0 | 0
35 |  |  |  | Prepayments |  |  | 1654780.0873 | 564812.5716 | 465630.452 | 133473.2993 | 3007.5531 | 289977.6495 | 1419.9327 | 15170.7278 | 468.2303 | 654.0066 | 109985.3726 | 36588.2132 | 33592.0785 | 0
36 |  |  |  | Fuel Stock |  |  | 87842266.2008 | 25531744.4643 | 24435827.8115 | 7666102.6339 | 310010.2589 | 18017152.5465 | 96717.6158 | 885223.0317 | 29593.3744 | 65439.6498 | 5378481.0465 | 2312464.4494 | 3113509.3181 | 0
37 |  |  |  | Materials & Supplies |  |  | 21776688.5075 | 7430830.2056 | 6127507.1524 | 1756755.8628 | 39647.5497 | 3817263.9992 | 18695.8577 | 199681.2095 | 6164.0094 | 8620.6465 | 1447183.3554 | 481664.8547 | 442673.8047 | 0
38 |  |  |  | Misc Deferred Debits |  |  | 54914019.0174 | 17637564.6596 | 15382003.7218 | 4573626.1083 | 137162.3154 | 10274865.9129 | 52423.017 | 523293.3196 | 16715.3873 | 29336.2637 | 3535592.3937 | 1306163.7712 | 1445272.1469 | 0
39 |  |  |  | Cash Working Capital |  |  | 6884515.4986 | 2018770.2497 | 1931831.7904 | 599955.117 | 25070.7013 | 1383821.1695 | 7600.015 | 68715.9223 | 2363.8338 | 5481.0699 | 427342.5345 | 175901.4139 | 237661.6811 | 0
40 |  |  |  | Weatherization Loans |  |  | 0 | 0 | 0 | 0 | 0 | 0 | 0 | 0 | 0 | 0 | 0 | 0 | 0 | 0
41 |  |  |  | Miscellaneous Rate Base |  |  | 0 | 0 | 0 | 0 | 0 | 0 | 0 | 0 | 0 | 0 | 0 | 0 | 0 | 0
42
43 |  |  |  | Total Rate Base Additions |  |  | 1654698819.9182 | 487583004.5386 | 460737249.6977 | 143542879.7418 | 5616856.5298 | 335461006.3165 | 1790162.6559 | 16555587.1218 | 550452.886 | 1187355.2946 | 102005254.8755 | 43004294.2532 | 56664716.0069 | 0
44
45 |  |  |  | Rate Base Deductions :
46 |  |  |  | Accum Provision For Depreciation |  |  | -476102345.3046 | -138910154.7164 | -132474897.7473 | -41481017.5856 | -1662378.4896 | -97340587.9178 | -521670.3292 | -4788386.3735 | -159832.1521 | -351030.0229 | -29205860.2005 | -12489491.1319 | -16717038.6378 | 0
47 |  |  |  | Accum Provision For Amortization |  |  | -24468951.3138 | -8331619.9601 | -6883921.847 | -1976278.7408 | -45153.4809 | -4299740.0412 | -21093.009 | -224689.0172 | -6945.1103 | -9809.8943 | -1624250.7086 | -542701.2198 | -502748.2845 | 0
48 |  |  |  | Accum Deferred Income Taxes |  |  | -249013526.3666 | -84741165.4787 | -70052709.1024 | -20118203.2224 | -461113.6926 | -43785141.9548 | -214884.5783 | -2287445.9775 | -70728.8085 | -100159.3402 | -16524641.7969 | -5526853.9148 | -5130478.4995 | 0
49 |  |  |  | Unamortized ITC |  |  | -18609.8581 | -6332.9926 | -5235.3369 | -1503.531 | -34.4638 | -3272.301 | -16.0596 | -170.9522 | -5.286 | -7.4859 | -1234.9496 | -413.0525 | -383.4472 | 0
50 |  |  |  | Customer Advance For Construction |  |  | 0 | 0 | 0 | 0 | 0 | 0 | 0 | 0 | 0 | 0 | 0 | 0 | 0 | 0
51 |  |  |  | Customer Service Deposits |  |  | 0 | 0 | 0 | 0 | 0 | 0 | 0 | 0 | 0 | 0 | 0 | 0 | 0 | 0
52 |  |  |  | Misc Rate Base Deductions |  |  | -32463950.1799 | -10265930.1116 | -9083309.7189 | -2724837.407 | -86526.5498 | -6169196.675 | -31763.3781 | -312249.845 | -10053.1599 | -18454.3414 | -2073523.9854 | -785567.7952 | -902537.2126 | 0
53 | [19 empty] | 0
54 |  |  |  | Total Rate Base Deductions |  |  | -782067383.023 | -242255203.2596 | -218500073.7525 | -66301840.4868 | -2255206.6766 | -151597938.8898 | -789427.3543 | -7612942.1654 | -247564.5168 | -479461.0847 | -49429511.6408 | -19345027.1142 | -23253186.0815 | 0
55 | [19 empty] | 0
56 |  |  |  | Total Rate Base |  |  | 872631436.8952 | 245327801.279 | 242237175.9452 | 77241039.255 | 3361649.8531 | 183863067.4267 | 1000735.3016 | 8942644.9564 | 302888.3692 | 707894.2099 | 52575743.2346 | 23659267.139 | 33411529.9254 | 0
57
58
59 |  |  |  | Return On Rate Base |  |  | 7.18% | 7.15% | 8.133% | 7.465% | 12.99% | 5.791% | 8.718% | 6.596% | 10.19% | 16.98% | 8.277% | 4.816% | 6.711%
60
61 |  |  |  | Return On Equity |  |  | 8.987% | 8.928% | 10.84% | 9.541% | 20.28% | 6.289% | 11.97% | 7.852% | 14.83% | 28.03% | 11.12% | 4.397% | 8.077%
Rocky Mountain Power
Cost Of Service By Rate Schedule
State of Utah
2017 Protocol (Non Wgt)
12 Months Ended Dec 2017
|  | A |  | B | C |  | D | E | F | G | H | I | J | K | L | M | N | O | P
|  |  |  | DESCRIPTION | COS Factor |  | Utah Jurisdiction Normalized | Residential Sch 1 | General Large Dist. Sch 6 | General +1 MW Sch 8 | Street & Area Lighting Sch. 7,11,12 | General Trans Sch 9 | General Secondary Sch 22 | Irrigation Sch 10 | Traffic Signals Sch 15 | Outdoor Lighting Sch 15 | General Small Dist. Sch 23 | Industrial Cust 1 | Industrial Cust 2
79 |  |  |  | Total Rate Base |  |  | 872631436.8952 | 245327801.279 | 242237175.9452 | 77241039.255 | 3361649.8531 | 183863067.4267 | 1000735.3016 | 8942644.9564 | 302888.3692 | 707894.2099 | 52575743.2346 | 23659267.139 | 33411529.9254 | 0
80
81
82 |  |  |  | Return On Ratebase ($$) | 7.319% |  | 63865034.6316 | 17954737.6617 | 17728544.9237 | 5653018.4892 | 246028.1342 | 13456335.2547 | 73240.5366 | 654482.8729 | 22167.407 | 51808.457 | 3847846.3192 | 1731544.2136 | 2445280.3619 | 0
83 |  |  |  | Operating & Maintenance Expense |  |  | 565230343.5572 | 164645478.6834 | 157242138.6754 | 49282696.4118 | 1987319.0827 | 115716436.0035 | 620815.3048 | 5691376.1956 | 190183.0692 | 419001.013 | 34644767.1225 | 14849742.215 | 19940389.7804 | 0
84 |  |  |  | Bad Debt to Produce ROR | F80 |  | 0 | 0 | 0 | 0 | 0 | 0 | 0 | 0 | 0 | 0 | 0 | 0 | 0 | 0
85 |  |  |  | Depreciation Expense |  |  | 44214456.9138 | 12908671.2656 | 12303152.0466 | 3851140.7796 | 154096.3622 | 9034813.989 | 48405.8401 | 444534.4316 | 14834.2504 | 32541.1348 | 2713147.403 | 1159167.5244 | 1549951.8867 | 0
86 |  |  |  | Amortization Expense |  |  | 5817598.3818 | 2001850.7234 | 1620955.9844 | 466993.1098 | 16574.8158 | 1008432.5236 | 5091.1147 | 54216.1816 | 1748.5898 | 2512.3286 | 387522.3151 | 127460.5715 | 124240.1235 | 0
87 |  |  |  | Taxes Other Than Income |  |  | 8508375.2081 | 2877496.2732 | 2392591.7738 | 689758.7122 | 16368.9757 | 1506498.5594 | 7429.0995 | 78477.2637 | 2436.3039 | 3548.6001 | 562804.0151 | 190305.0332 | 180660.5984 | 0
88 |  |  |  | Federal Income Taxes |  |  | 14672536.0833 | 4345440.3659 | 5332697.1267 | 1383473.3706 | 152989.2423 | 1562840.4543 | 23870.9504 | 117558.1285 | 9722.7375 | 47486.3232 | 1221486.352 | 75064.5559 | 399906.476 | 0
89 |  |  |  | FIT Adj to Produce Target ROR | F101 |  | 0 | 0 | 0 | 0 | 0 | 0 | 0 | 0 | 0 | 0 | 0 | 0 | 0 | 0
90 |  |  |  | State Income Taxes |  |  | 2813345.6762 | 828692.7933 | 952617.85 | 259517.6151 | 23681.1195 | 380467.9138 | 4146.0589 | 24233.5339 | 1597.2708 | 7063.1606 | 216162.5378 | 31775.7975 | 83390.0249 | 0
91 |  |  |  | SIT Adj to Produce Target ROR | F101 |  | 0 | 0 | 0 | 0 | 0 | 0 | 0 | 0 | 0 | 0 | 0 | 0 | 0 | 0
92 |  |  |  | Deferred Income Taxes |  |  | 3637207.9039 | 1230088.2286 | 1022798.5364 | 294861.9188 | 6997.5014 | 644006.4447 | 3175.8331 | 33547.9004 | 1041.4848 | 1516.9754 | 240590.6136 | 81352.6618 | 77229.8048 | 0
93 |  |  |  | Investment Tax Credit |  |  | -380004.4328 | -128515.8814 | -106858.884 | -30806.2776 | -731.0777 | -67283.837 | -331.8014 | -3504.9827 | -108.8112 | -158.489 | -25136.1764 | -8499.479 | -8068.7354 | 0
94 |  |  |  | Misc Revenue & Expenses |  |  | -12045.0246 | -3500.9399 | -3350.6666 | -1051.1841 | -42.5089 | -2470.5311 | -13.262 | -121.3827 | -4.0579 | -8.9732 | -737.503 | -317.0876 | -426.9277 | 0
|  |  |  | Total Operating Expenses |  |  | 644501814.267 | 188705701.5122 | 180756742.4427 | 56196584.4562 | 2357253.513 | 129783741.5203 | 712589.138 | 6440317.2698 | 221450.8375 | 513502.0736 | 39960606.6796 | 16506051.7927 | 22347273.0315
|  |  |  | Total Op. exp. Adjusted for Taxes |  |  | 64616764.2774 | 18212107.2397 | 16504695.4168 | 5582830.4478 | 127712.6062 | 15199006.1703 | 64554.5233 | 694586.2429 | 16776.601 | 9368.0395 | 3535197.5902 | 2098761.6694 | 2571167.7303
97 |  |  |  | Revenue Credits |  |  | -44084236.451 | -13384305.7904 | -12352208.3618 | -3775954.5482 | -138965.6837 | -8646595.8169 | -46064.089 | -432761.8358 | -14430.0136 | -29759.5242 | -2773534.6305 | -1100924.6317 | -1388731.5252 | 0
98
99 |  |  |  | Total Revenue Requirements |  |  | 665034342.0934 | 193533502.9615 | 184909229.4977 | 58003460.3558 | 2346000.4355 | 136336151.8737 | 731079.5722 | 6702141.6769 | 223797.4249 | 493110.5889 | 40722269.6393 | 17503888.8304 | 23529709.2366 | 0
100 |  |  |  | Operating Revenues |  |  | 663070723.3644 | 192861219.0807 | 188106088.6701 | 58186800.9401 | 2655056.4745 | 131784061.5478 | 753768.6049 | 6597386.2919 | 237878.9335 | 603970.6555 | 41538950.0819 | 16544667.5495 | 23200874.534 | 0
101
102 |  |  |  | Increase / (Decrease) Required to
103 |  |  |  | Earn Equal Rates of Return |  |  | 1963618.729 | 672283.8808 | -3196859.1724 | -183340.5843 | -309056.039 | 4552090.3259 | -22689.0326 | 104755.385 | -14081.5086 | -110860.0666 | -816680.4426 | 959221.2809 | 328834.7026 | 0
104
105 |  |  |  | Existing Revenues |  |  | 663070723.3644 | 192861219.0807 | 188106088.6701 | 58186800.9402 | 2655056.4745 | 131784061.5478 | 753768.6048 | 6597386.2919 | 237878.9335 | 603970.6555 | 41538950.0819 | 16544667.5495 | 23200874.534 | 0
106 |  |  |  | check |  |  | 0 | -6.2585e-07 | -8.6427e-07 | -4.0688e-05 | -9.7789e-09 | -8.6427e-07 | 5.5991e-05 | -2.7008e-08 | -1.1059e-09 | -4.3074e-09 | -1.6391e-07 | -1.1176e-07 | -1.9744e-07 | 0
107 |  |  |  | Percent Increase / (Decrease)
108 |  |  |  | Over Existing Rates To
109 |  |  |  | Equal Authorized RoE & RoR |  |  | 0.2961% | 0.3486% | -1.699% | -0.3151% | -11.64% | 3.454% | -3.01% | 1.588% | -5.92% | -18.36% | -1.966% | 5.798% | 1.417%
[5 empty] | 2017 Protocol |  | E: ELECTRIC REVENUES
|  | Production - Energy - Unbundled |  |  | (Non-Wgt)
|  | A |  | B | C |  | D | E | F | G | H | I | J | K | L | M | N | O | P
|  | FERC ACCT |  | DESCRIPTION | COS Factor |  | Utah Jurisdiction Normalized | Residential Sch 1 | General Large Dist. Sch 6 | General +1 MW Sch 8 | Street & Area Lighting Sch. 7,11,12 | General Trans Sch 9 | General Secondary Sch 22 | Irrigation Sch 10 | Traffic Signals Sch 15 | Outdoor Lighting Sch 15 | General Small Dist. Sch 23 | Industrial Cust 1 | Industrial Cust 2 |  | Func Study Row
122 |  | 440 | Residential Sales |  | A |  | 192861219.0807 | 192861219.0807 | 0 | 0 | 0 | 0 | 0 | 0 | 0 | 0 | 0 | 0 | 0 | 0
123
124 |  | 442 | Commercial & Industrial Sales |  | A |  | 463432075.0164 | 0 | 188106088.6701 | 58186800.9402 | 0 | 128503538.344 | 753768.6048 | 6597386.2919 | 0 | 0 | 41538950.0819 | 16544667.5495 | 23200874.534 | 0
125 |  |  |  | Interruptible Demand | F30 |  | 0 | 0 | 0 | 0 | 0 | 0 | 0 | 0 | 0 | 0 | 0 | 0 | 0 | 0 | 100
126 |  |  |  | Interruptible Energy | F30 |  | 0 | 0 | 0 | 0 | 0 | 0 | 0 | 0 | 0 | 0 | 0 | 0 | 0 | 0 | 101
127 | [6 empty] | 463432075.0164 | 0 | 188106088.6701 | 58186800.9402 | 0 | 128503538.344 | 753768.6048 | 6597386.2919 | 0 | 0 | 41538950.0819 | 16544667.5495 | 23200874.534 | 0
128
129 |  | 444 | Public Street & Highway Lighting |  | A |  | 3496906.0635 | 0 | 0 | 0 | 2655056.4745 | 0 | 0 | 0 | 237878.9335 | 603970.6555 | 0 | 0 | 0 | 0
130
131 |  | 445 | Other Sales to Public Authority |  | A |  | 3280523.2038 | 0 | 0 | 0 | 0 | 3280523.2038 | 0 | 0 | 0 | 0 | 0 | 0 | 0 | 0
132
133 |  | 448 | Interdepartmental |  | A | 0 | 0 | 0 | 0 | 0 | 0 | 0 | 0 | 0 | 0 | 0 | 0 | 0 | 0 | 0 | 114
134 |  |  |  | Demand | F30 |  | 0 | 0 | 0 | 0 | 0 | 0 | 0 | 0 | 0 | 0 | 0 | 0 | 0 | 0 | 115
135 | [6 empty] | 0 | 0 | 0 | 0 | 0 | 0 | 0 | 0 | 0 | 0 | 0 | 0 | 0 | 0
136
137 |  | Total Sales to Ultimate Customers |  |  |  |  | 663070723.3644 | 192861219.0807 | 188106088.6701 | 58186800.9402 | 2655056.4745 | 131784061.5478 | 753768.6048 | 6597386.2919 | 237878.9335 | 603970.6555 | 41538950.0819 | 16544667.5495 | 23200874.534 | 0
138
139
140
141 |  | 447 | Sales for Resale |  | F30 |  | 2000884.0225 | 581565.8199 | 556602.8697 | 174619.6101 | 7061.4591 | 410397.3431 | 2203.048 | 20163.74 | 674.0822 | 1490.5939 | 122511.8301 | 52673.6544 | 70919.9719 | 0 | 123
142
143
144 |  | 447 | Sales for Resale |  | F11 |  | 0 | 0 | 0 | 0 | 0 | 0 | 0 | 0 | 0 | 0 | 0 | 0 | 0 | 0 | 127
145 |  |  |  | Demand | F30 |  | 0 | 0 | 0 | 0 | 0 | 0 | 0 | 0 | 0 | 0 | 0 | 0 | 0 | 0 | 128
146 |  |  |  | Demand | F30 |  | 22772025.5229 | 6618790.2673 | 6334687.3739 | 1987342.6813 | 80366.3411 | 4670724.8729 | 25072.8506 | 229483.1673 | 7671.7178 | 16964.4232 | 1394304.9623 | 599477.9249 | 807138.9403 | 0 | 129
147 |  |  |  | Energy | F30 |  | 0 | 0 | 0 | 0 | 0 | 0 | 0 | 0 | 0 | 0 | 0 | 0 | 0 | 0 | 130
148 | [6 empty] | 22772025.5229 | 6618790.2673 | 6334687.3739 | 1987342.6813 | 80366.3411 | 4670724.8729 | 25072.8506 | 229483.1673 | 7671.7178 | 16964.4232 | 1394304.9623 | 599477.9249 | 807138.9403 | 0
149
150 |  | 449 | Provision for Rate Refund |  | F11 |  | 0 | 0 | 0 | 0 | 0 | 0 | 0 | 0 | 0 | 0 | 0 | 0 | 0 | 0 | 134
151 |  |  |  |  | F30 |  | 0 | 0 | 0 | 0 | 0 | 0 | 0 | 0 | 0 | 0 | 0 | 0 | 0 |  | 135
152
153 |  | State Specific Revenue Credit |  |  | F140P |  | 16653421.5476 | 5405730.8123 | 4721186.1437 | 1382775.7161 | 42349.8029 | 3023668.7092 | 15889.0069 | 156432.2042 | 5194.8398 | 9363.7088 | 1093389.6134 | 379276.2289 | 418164.7615 | 0 | 137
154
155 |  | AGA Revenue |  |  | A | 0 | 0 | 0 | 0 | 0 | 0 | 0 | 0 | 0 | 0 | 0 | 0 | 0 | 0 | 0 | 139
156
157 |  | Total Sales from Electricity |  |  |  |  | 704497054.4574 | 205467305.9802 | 199718565.0573 | 61731538.9476 | 2784834.0776 | 139888852.473 | 796933.5103 | 7003465.4034 | 251419.5733 | 631789.3815 | 44149156.4877 | 17576095.3577 | 24497098.2077 | 0
158
159 |  | Other Electric Operating Revenues
160 |  | 450 | Forfeited Discounts & Interest |  | A | 0 | 0 | 0 | 0 | 0 | 0 | 0 | 0 | 0 | 0 | 0 | 0 | 0 | 0 | 0 | 145
161 |  |  |  | Customers | F40 |  | 0 | 0 | 0 | 0 | 0 | 0 | 0 | 0 | 0 | 0 | 0 | 0 | 0 | 0 | 146
162 | [6 empty] | 0 | 0 | 0 | 0 | 0 | 0 | 0 | 0 | 0 | 0 | 0 | 0 | 0 | 0
163
164 |  | 451 | Misc Electric Revenue |  | A | 0 | 0 | 0 | 0 | 0 | 0 | 0 | 0 | 0 | 0 | 0 | 0 | 0 | 0 | 0 | 150
165 |  |  |  | Demand | F30 |  | 0 | 0 | 0 | 0 | 0 | 0 | 0 | 0 | 0 | 0 | 0 | 0 | 0 | 0 | 151
166 |  |  |  | Customer | F40 |  | 0 | 0 | 0 | 0 | 0 | 0 | 0 | 0 | 0 | 0 | 0 | 0 | 0 | 0 | 152
167 | [6 empty] | 0 | 0 | 0 | 0 | 0 | 0 | 0 | 0 | 0 | 0 | 0 | 0 | 0 | 0
168
169 |  | 453 | Water Sales |  | F30 |  | 5894.7039 | 1713.3218 | 1639.7797 | 514.4381 | 20.8034 | 1209.051 | 6.4903 | 59.4034 | 1.9859 | 4.3914 | 360.9259 | 155.1792 | 208.9338 | 0 | 156
170
171 |  | 454 | Rent of Electric Property |  | A | 0 | 0 | 0 | 0 | 0 | 0 | 0 | 0 | 0 | 0 | 0 | 0 | 0 | 0 | 0 | 160
172 |  |  |  | Demand | F30 |  | 0 | 0 | 0 | 0 | 0 | 0 | 0 | 0 | 0 | 0 | 0 | 0 | 0 | 0 | 161
173 |  |  |  | Demand | F30 |  | 0 | 0 | 0 | 0 | 0 | 0 | 0 | 0 | 0 | 0 | 0 | 0 | 0 | 0 | 162
174 |  |  |  | System Overhead | F102P |  | 112446.7006 | 38370.0368 | 31640.1625 | 9071.2323 | 204.7252 | 19710.9281 | 96.5384 | 1031.0793 | 31.8286 | 44.5138 | 7472.7153 | 2487.1377 | 2285.8025 | 0 | 163
175 | [6 empty] | 112446.7006 | 38370.0368 | 31640.1625 | 9071.2323 | 204.7252 | 19710.9281 | 96.5384 | 1031.0793 | 31.8286 | 44.5138 | 7472.7153 | 2487.1377 | 2285.8025 | 0
176
177 |  | 456 | Other Electric Revenue |  | A | 0 | 0 | 0 | 0 | 0 | 0 | 0 | 0 | 0 | 0 | 0 | 0 | 0 | 0 | 0 | 167
178 |  |  |  | Customer | F40 |  | 0 | 0 | 0 | 0 | 0 | 0 | 0 | 0 | 0 | 0 | 0 | 0 | 0 | 0 | 168
179 |  |  |  | Energy | F30 |  | 0 | 0 | 0 | 0 | 0 | 0 | 0 | 0 | 0 | 0 | 0 | 0 | 0 | 0 | 169
180 |  |  |  | Demand | F30 |  | 0 | 0 | 0 | 0 | 0 | 0 | 0 | 0 | 0 | 0 | 0 | 0 | 0 | 0 | 170
181 |  |  |  | Demand | F30 |  | 2539563.9535 | 738135.5322 | 706452.0324 | 221630.8704 | 8962.552 | 520884.9126 | 2796.1548 | 25592.2416 | 855.5593 | 1891.8931 | 155494.5834 | 66854.5065 | 90013.1153 | 0 | 171
182 | [6 empty] | 2539563.9535 | 738135.5322 | 706452.0324 | 221630.8704 | 8962.552 | 520884.9126 | 2796.1548 | 25592.2416 | 855.5593 | 1891.8931 | 155494.5834 | 66854.5065 | 90013.1153 | 0
183 | [19 empty] | 0
184 |  | Total Other Electric Operating Revenues |  |  |  |  | 2657905.358 | 778218.8908 | 739731.9746 | 231216.5407 | 9188.0806 | 541804.8917 | 2899.1835 | 26682.7243 | 889.3738 | 1940.7983 | 163328.2247 | 69496.8235 | 92507.8515 | 0
185 | [19 empty] | 0
186 |  | Total Electric Operating Revenues |  |  |  |  | 707154959.8154 | 206245524.8711 | 200458297.0319 | 61962755.4884 | 2794022.1582 | 140430657.3647 | 799832.6938 | 7030148.1278 | 252308.9471 | 633730.1797 | 44312484.7124 | 17645592.1812 | 24589606.0592 | 0
187
188 |  | Miscellaneous Revenues
189 |  | 41160 | Gain on Sale of Utility Plant - CR |  | F30 |  | 0 | 0 | 0 | 0 | 0 | 0 | 0 | 0 | 0 | 0 | 0 | 0 | 0 | 0 | 185
190 |  | 41170 | Loss on Sale of Utility Plant |  | F30 |  | 0 | 0 | 0 | 0 | 0 | 0 | 0 | 0 | 0 | 0 | 0 | 0 | 0 | 0 | 190
191 |  | 4118 | Gain from Emission Allowances |  | F30 |  | -358.0584 | -104.0713 | -99.6041 | -31.2482 | -1.2636 | -73.4406 | -0.39424 | -3.6083 | -0.12063 | -0.26674 | -21.9235 | -9.426 | -12.6911 | 0 | 193
192 |  | 41181 | Gain from Disposition of NOX Credits |  | F30 |  | 0 | 0 | 0 | 0 | 0 | 0 | 0 | 0 | 0 | 0 | 0 | 0 | 0 | 0 | 196
193 |  | 4194 | Impact Housing Interest Income |  | F30 |  | 0 | 0 | 0 | 0 | 0 | 0 | 0 | 0 | 0 | 0 | 0 | 0 | 0 | 0 | 200
194 |  | 421 | (Gain)/Loss on Sale of Utility Plant |  | F30 |  | -11686.9663 | -3396.8686 | -3251.0625 | -1019.9359 | -41.2453 | -2397.0904 | -12.8678 | -117.7744 | -3.9372 | -8.7064 | -715.5795 | -307.6616 | -414.2366 | 0 | 210
195
196 |  | Total Miscellaneous Revenues |  |  |  |  | -12045.0246 | -3500.9399 | -3350.6666 | -1051.1841 | -42.5089 | -2470.5311 | -13.262 | -121.3827 | -4.0579 | -8.9732 | -737.503 | -317.0876 | -426.9277 | 0
197
198 |  | Miscellaneous Expenses
199 |  | 4311 | Interest on Customer Deposits |  | F80 |  | 0 | 0 | 0 | 0 | 0 | 0 | 0 | 0 | 0 | 0 | 0 | 0 | 0 | 0 | 216
200
201 |  | DFA | Divergence Fairness Adjustment
202 |  |  |  | Production | F105 |  | 0 | 0 | 0 | 0 | 0 | 0 | 0 | 0 | 0 | 0 | 0 | 0 | 0 | 0 | 220
203 |  |  |  | Transmission | F105 |  | 0 | 0 | 0 | 0 | 0 | 0 | 0 | 0 | 0 | 0 | 0 | 0 | 0 | 0 | 221
204 |  |  |  | Distribution | F105 |  | 0 | 0 | 0 | 0 | 0 | 0 | 0 | 0 | 0 | 0 | 0 | 0 | 0 | 0 | 222
205 | [6 empty] | 0 | 0 | 0 | 0 | 0 | 0 | 0 | 0 | 0 | 0 | 0 | 0 | 0 | 0
206
207 |  | Net Miscellaneous Revenues And Expense |  |  |  |  | -12045.0246 | -3500.9399 | -3350.6666 | -1051.1841 | -42.5089 | -2470.5311 | -13.262 | -121.3827 | -4.0579 | -8.9732 | -737.503 | -317.0876 | -426.9277 | 0
208
209 |  | Distribution - METER - Unbundled
210 | [6 empty] | E: STEAM POWER GENERATION
211
212 |  | A |  | B | C |  | D | E | F | G | H | I | J | K | L | M | N | O | P
213 |  | FERC ACCT |  | DESCRIPTION | COS Factor |  | Utah Jurisdiction Normalized | Residential Sch 1 | General Large Dist. Sch 6 | General +1 MW Sch 8 | Street & Area Lighting Sch. 7,11,12 | General Trans Sch 9 | General Secondary Sch 22 | Irrigation Sch 10 | Traffic Signals Sch 15 | Outdoor Lighting Sch 15 | General Small Dist. Sch 23 | Industrial Cust 1 | Industrial Cust 2
214 |  | 500 | Operation Suprvn & Engineering |  | F30 |  | 1693954.1159 | 492355.2806 | 471221.5758 | 147833.4596 | 5978.2514 | 347443.5603 | 1865.1067 | 17070.6798 | 570.6799 | 1261.9411 | 103718.8645 | 44593.6659 | 60041.0503 | 0 | 231
215 |  |  |  | Cholla | F30 |  | 325087.9603 | 94488.2582 | 90432.4736 | 28370.8262 | 1147.2906 | 66678.1451 | 357.934 | 3276.0465 | 109.5196 | 242.18 | 19904.7623 | 8558.0027 | 11522.5214 | 0 | 232
216 |  |  |  | Total 500 |  |  | 2019042.0762 | 586843.5388 | 561654.0494 | 176204.2858 | 7125.542 | 414121.7054 | 2223.0407 | 20346.7263 | 680.1995 | 1504.1211 | 123623.6269 | 53151.6686 | 71563.5717 | 0
217
218 |  | 501 | Fuel Related |  | F30 |  | 304937893.6419 | 88631551.9245 | 84827158.7758 | 26612305.1091 | 1076177.5559 | 62545204.9973 | 335748.0098 | 3072985.914 | 102731.1981 | 227168.877 | 18670996.9157 | 8027548.3413 | 10808316.0234 | 0 | 243
219 |  |  |  | System Energy - Non NPC | F30 |  | 20851404.8739 | 6060553.353 | 5800412.0472 | 1819727.7545 | 73588.145 | 4276790.1908 | 22958.1755 | 210128.2746 | 7024.6757 | 15533.6228 | 1276707.5664 | 548917.2192 | 739063.8491 | 0 | 236
220 |  |  |  | System Energy - Non NPC | F30 |  | 1328006.3122 | 385990.9276 | 369422.7731 | 115896.7446 | 4686.7596 | 272384.734 | 1462.1845 | 13382.8716 | 447.395 | 989.3218 | 81312.3009 | 34960.02 | 47070.2796 | 0 | 239
221 |  |  |  | Cholla - Non NPC | F30 |  | 0 | 0 | 0 | 0 | 0 | 0 | 0 | 0 | 0 | 0 | 0 | 0 | 0 | 0 | 240
222 |  |  |  | Cholla | F30 |  | 22175703.5437 | 6445466.6379 | 6168803.434 | 1935300.9285 | 78261.8197 | 4548414.4576 | 24416.2778 | 223473.7828 | 7470.8216 | 16520.1826 | 1357792.8526 | 583779.6348 | 786002.7138 | 0 | 246
223 |  |  |  | Total 501 |  |  | 349293008.3718 | 101523562.843 | 97165797.0303 | 30483230.5368 | 1232714.2801 | 71642794.3796 | 384584.6477 | 3519970.8431 | 117674.0903 | 260212.0042 | 21386809.6356 | 9195205.2154 | 12380452.8658 | 0
224
225 |  | 502 | Steam Expenses |  | F30 |  | 7512166.1447 | 2183444.4246 | 2089722.9357 | 655595.9808 | 26511.7087 | 1540805.46 | 8271.1755 | 75703.221 | 2530.7902 | 5596.321 | 459961.3031 | 197759.2098 | 266263.6143 | 0 | 250
226 |  |  |  | Cholla | F30 |  | 707835.9113 | 205735.6486 | 196904.7156 | 61773.7108 | 2498.073 | 145182.8162 | 779.3538 | 7133.1567 | 238.4644 | 527.3149 | 43339.9797 | 18633.9157 | 25088.7619 | 0 | 251
227 |  |  |  | Total 502 |  |  | 8220002.056 | 2389180.0732 | 2286627.6513 | 717369.6916 | 29009.7817 | 1685988.2763 | 9050.5293 | 82836.3777 | 2769.2546 | 6123.6359 | 503301.2828 | 216393.1254 | 291352.3763 | 0
228
229 |  | 503 | Steam From Other Sources |  | F30 |  | 1992478.2919 | 579122.657 | 554264.5763 | 173886.0317 | 7031.7939 | 408673.2604 | 2193.793 | 20079.032 | 671.2504 | 1484.3319 | 121997.1569 | 52452.3719 | 70622.0365 | 0 | 258
230 |  |  |  | System Energy - Non NPC | F30 |  | 0 | 0 | 0 | 0 | 0 | 0 | 0 | 0 | 0 | 0 | 0 | 0 | 0 | 0 | 255
231 |  |  |  | Total 503 |  |  | 1992478.2919 | 579122.657 | 554264.5763 | 173886.0317 | 7031.7939 | 408673.2604 | 2193.793 | 20079.032 | 671.2504 | 1484.3319 | 121997.1569 | 52452.3719 | 70622.0365 | 0
232
233 |  | 505 | Electric Expenses |  | F30 |  | 110950.986 | 32248.3964 | 30864.1763 | 9682.829 | 391.5649 | 22756.9361 | 122.1612 | 1118.0992 | 37.3785 | 82.6549 | 6793.4014 | 2920.8059 | 3932.5822 | 0 | 262
234 |  |  |  | Cholla | F30 |  | 21202.8477 | 6162.7018 | 5898.1759 | 1850.3986 | 74.8284 | 4348.8739 | 23.3451 | 213.6699 | 7.1431 | 15.7954 | 1298.226 | 558.169 | 751.5205 | 0 | 263
235 |  |  |  | Total 505 |  |  | 132153.8337 | 38411.0982 | 36762.3522 | 11533.2276 | 466.3933 | 27105.81 | 145.5063 | 1331.7691 | 44.5216 | 98.4503 | 8091.6274 | 3478.9749 | 4684.1027 | 0
236
237 |  | 506 | Misc. Steam Expense |  | F30 |  | 796755.1815 | 231580.429 | 221640.1428 | 69533.8048 | 2811.8842 | 163420.8709 | 877.2572 | 8029.2332 | 268.4206 | 593.5569 | 48784.4045 | 20974.7325 | 28240.4449 | 0 | 267
238 |  |  |  | System Energy | F30 |  | 0 | 0 | 0 | 0 | 0 | 0 | 0 | 0 | 0 | 0 | 0 | 0 | 0 | 0 | 268
239 |  |  |  | Cholla | F30 |  | 328527.2741 | 95487.91 | 91389.2167 | 28670.9794 | 1159.4285 | 67383.5759 | 361.7208 | 3310.7059 | 110.6783 | 244.7422 | 20115.3476 | 8648.5433 | 11644.4256 | 0 | 269
240 |  |  |  | Total 506 |  |  | 1125282.4556 | 327068.3391 | 313029.3595 | 98204.7842 | 3971.3127 | 230804.4468 | 1238.978 | 11339.9391 | 379.0989 | 838.2991 | 68899.752 | 29623.2757 | 39884.8705 | 0
241
242 |  | 507 | Rents |  | F30 |  | 59743.6747 | 17364.7642 | 16619.4044 | 5213.904 | 210.8456 | 12253.9063 | 65.78 | 602.0618 | 20.1272 | 44.5071 | 3658.0366 | 1572.7637 | 2117.5739 | 0 | 273
243 |  |  |  | Cholla | F30 |  | 0 | 0 | 0 | 0 | 0 | 0 | 0 | 0 | 0 | 0 | 0 | 0 | 0 | 0 | 274
244 |  |  |  | Total 507 |  |  | 59743.6747 | 17364.7642 | 16619.4044 | 5213.904 | 210.8456 | 12253.9063 | 65.78 | 602.0618 | 20.1272 | 44.5071 | 3658.0366 | 1572.7637 | 2117.5739 | 0
245
246 |  | 510 | Maint Supervision & Engineering |  | F30 |  | 1436366.4193 | 417486.2735 | 399566.2227 | 125353.4644 | 5069.1808 | 294610.26 | 1581.4931 | 14474.8615 | 483.9006 | 1070.0466 | 87947.0658 | 37812.6206 | 50911.0298 | 0 | 278
247 |  |  |  | Cholla | F30 |  | 277697.8617 | 80714.1158 | 77249.5682 | 24235.034 | 980.0429 | 56958.0562 | 305.7557 | 2798.4768 | 93.5542 | 206.8759 | 17003.1211 | 7310.4493 | 9842.8116 | 0 | 279
248 |  |  |  | Total 510 |  |  | 1714064.281 | 498200.3893 | 476815.7908 | 149588.4984 | 6049.2236 | 351568.3163 | 1887.2488 | 17273.3383 | 577.4549 | 1276.9225 | 104950.1868 | 45123.0699 | 60753.8414 | 0
249
250 |  | 511 | Maintenance of Structures |  | F30 |  | 2952436.5124 | 858138.7735 | 821304.2919 | 257662.7665 | 10419.6493 | 605568.3822 | 3250.7429 | 29752.93 | 994.6528 | 2199.4698 | 180774.2959 | 77723.4556 | 104647.102 | 0 | 283
251 |  |  |  | Cholla | F30 |  | 395691.9526 | 115009.6219 | 110072.9847 | 34532.5235 | 1396.464 | 81159.5896 | 435.6716 | 3987.5523 | 133.3055 | 294.7777 | 24227.7637 | 10416.6663 | 14025.0319 | 0 | 284
252 |  |  |  | Total 511 |  |  | 3348128.4651 | 973148.3954 | 931377.2766 | 292195.29 | 11816.1133 | 686727.9717 | 3686.4145 | 33740.4823 | 1127.9584 | 2494.2475 | 205002.0596 | 88140.1219 | 118672.1339 | 0
253
254 |  | 512 | Maintenance of Boiler Plant |  | F30 |  | 8927695.4118 | 2594874.2874 | 2483492.7111 | 779130.9613 | 31507.3516 | 1831141.8532 | 9829.7261 | 89968.0978 | 3007.671 | 6650.8446 | 546632.5339 | 235023.2883 | 316436.0855 | 0 | 288
255 |  |  |  | Cholla | F30 |  | 637485.7157 | 185288.0521 | 177334.8054 | 55634.1626 | 2249.7952 | 130753.4275 | 701.8956 | 6424.2086 | 214.764 | 474.9063 | 39032.518 | 16781.9333 | 22595.2472 | 0 | 289
256 |  |  |  | Total 512 |  |  | 9565181.1275 | 2780162.3394 | 2660827.5165 | 834765.124 | 33757.1468 | 1961895.2807 | 10531.6217 | 96392.3064 | 3222.4349 | 7125.7509 | 585665.052 | 251805.2216 | 339031.3326 | 0
257
258 |  | 513 | Maintenance of Electric Plant |  | F30 |  | 3187056.781 | 926332.1957 | 886570.6009 | 278138.366 | 11247.664 | 653690.8789 | 3509.0685 | 32117.296 | 1073.6946 | 2374.2543 | 195139.8254 | 83899.879 | 112963.0577 | 0 | 293
259 |  |  |  | Cholla | F30 |  | 80299.0337 | 23339.2705 | 22337.4629 | 7007.7955 | 283.3889 | 16469.9751 | 88.4122 | 809.2067 | 27.0521 | 59.8202 | 4916.6176 | 2113.8874 | 2846.1446 | 0 | 294
260 |  |  |  | Total 513 |  |  | 3267355.8147 | 949671.4662 | 908908.0637 | 285146.1614 | 11531.0529 | 670160.854 | 3597.4808 | 32926.5028 | 1100.7467 | 2434.0745 | 200056.443 | 86013.7664 | 115809.2023 | 0
261
262 |  | 514 | Maint of Misc. Steam Plant |  | F30 |  | 1114061.374 | 323806.8819 | 309907.8961 | 97225.5066 | 3931.7116 | 228502.9131 | 1226.6232 | 11226.8596 | 375.3186 | 829.9397 | 68212.6981 | 29327.8786 | 39487.1469 | 0 | 298
263 |  |  |  | Cholla | F30 |  | 248665.3278 | 72275.681 | 69173.3421 | 21701.3291 | 877.5821 | 51003.2509 | 273.7898 | 2505.9039 | 83.7734 | 185.2476 | 15225.4924 | 6546.1623 | 8813.7732 | 0 | 299
264 |  |  |  | Total 514 |  |  | 1362726.7018 | 396082.5629 | 379081.2382 | 118926.8357 | 4809.2937 | 279506.164 | 1500.413 | 13732.7634 | 459.092 | 1015.1874 | 83438.1905 | 35874.0409 | 48300.9201 | 0
265
266 |  | Total Steam Power Generation |  |  |  |  | 382099167.1498 | 111058818.4665 | 106291764.3092 | 33346264.3711 | 1348492.7797 | 78371600.3717 | 420705.4537 | 3850572.1423 | 128726.2293 | 284651.5324 | 23395493.0499 | 10058833.6163 | 13543244.8277 | 0
267
268
269 | [6 empty] | D: NUCLEAR POWER GENERATION
270
271
272 |  | 517 | Operation Super & Engineering |  | F30 |  | 0 | 0 | 0 | 0 | 0 | 0 | 0 | 0 | 0 | 0 | 0 | 0 | 0 | 0 | 305
273
274 |  | 518 | Nuclear Fuel Expense |  | F30 |  | 0 | 0 | 0 | 0 | 0 | 0 | 0 | 0 | 0 | 0 | 0 | 0 | 0 | 0 | 309
275
276 |  | 519 | Coolants and Water |  | F30 |  | 0 | 0 | 0 | 0 | 0 | 0 | 0 | 0 | 0 | 0 | 0 | 0 | 0 | 0 | 314
277
278 |  | 520 | Steam Expenses |  | F30 |  | 0 | 0 | 0 | 0 | 0 | 0 | 0 | 0 | 0 | 0 | 0 | 0 | 0 | 0 | 318
279
280 |  | 523 | Electric Expenses |  | F30 |  | 0 | 0 | 0 | 0 | 0 | 0 | 0 | 0 | 0 | 0 | 0 | 0 | 0 | 0 | 322
281
282 |  | 524 | Misc. Nuclear Expenses |  | F30 |  | 0 | 0 | 0 | 0 | 0 | 0 | 0 | 0 | 0 | 0 | 0 | 0 | 0 | 0 | 326
283
284 |  | 528 | Maint Supervision & Eng |  | F30 |  | 0 | 0 | 0 | 0 | 0 | 0 | 0 | 0 | 0 | 0 | 0 | 0 | 0 | 0 | 330
285
286 |  | 529 | Maintenance of Structures |  | F30 |  | 0 | 0 | 0 | 0 | 0 | 0 | 0 | 0 | 0 | 0 | 0 | 0 | 0 | 0 | 334
287
288 |  | 530 | Maintenance of Reactor Plant |  | F30 |  | 0 | 0 | 0 | 0 | 0 | 0 | 0 | 0 | 0 | 0 | 0 | 0 | 0 | 0 | 338
289
290 |  | 531 | Maintenance of Electric Plant |  | F30 |  | 0 | 0 | 0 | 0 | 0 | 0 | 0 | 0 | 0 | 0 | 0 | 0 | 0 | 0 | 342
291
292 |  | 532 | Maintenance of Misc Nuclear |  | F30 |  | 0 | 0 | 0 | 0 | 0 | 0 | 0 | 0 | 0 | 0 | 0 | 0 | 0 | 0 | 346
293
294 |  | Total Nuclear Power Generation |  |  |  |  | 0 | 0 | 0 | 0 | 0 | 0 | 0 | 0 | 0 | 0 | 0 | 0 | 0 | 0
295
296
297
298 |  | Distribution - METER - Unbundled |  |  |  |  | D: HYDRAULIC POWER GENERATION
299
300 |  | A |  | B | C |  | D | E | F | G | H | I | J | K | L | M | N | O | P
301 |  | FERC ACCT |  | DESCRIPTION | COS Factor |  | Utah Jurisdiction Normalized | Residential Sch 1 | General Large Dist. Sch 6 | General +1 MW Sch 8 | Street & Area Lighting Sch. 7,11,12 | General Trans Sch 9 | General Secondary Sch 22 | Irrigation Sch 10 | Traffic Signals Sch 15 | Outdoor Lighting Sch 15 | General Small Dist. Sch 23 | Industrial Cust 1 | Industrial Cust 2
302 |  | 535 | Operation Super & Engineering |  | F30 |  | 941714.4144 | 273713.4733 | 261964.6814 | 82184.5754 | 3323.4699 | 193153.1709 | 1036.8627 | 9490.0476 | 317.2562 | 701.5468 | 57660.0918 | 24790.812 | 33378.4263 | 0 | 355
303
304 |  | 536 | Water For Power |  | F30 |  | 13119.9107 | 3813.3603 | 3649.6768 | 1144.9907 | 46.3024 | 2690.9988 | 14.4455 | 132.2148 | 4.42 | 9.7739 | 803.3171 | 345.3842 | 465.0263 | 0 | 360
305
306 |  | 537 | Hydraulic Expenses |  | F30 |  | 428396.2768 | 124515.2788 | 119170.6238 | 37386.6701 | 1511.8831 | 87867.5085 | 471.6803 | 4317.1274 | 144.3234 | 319.1414 | 26230.2119 | 11277.6139 | 15184.2144 | 0 | 365
307
308 |  | 538 | Electric Expenses |  | F30 |  | 0 | 0 | 0 | 0 | 0 | 0 | 0 | 0 | 0 | 0 | 0 | 0 | 0 | 0 | 369
309
310 |  | 539 | Misc. Hydro Expenses |  | F30 |  | 2129748.0566 | 619020.7232 | 592450.0704 | 185865.7329 | 7516.2422 | 436828.3889 | 2344.9322 | 21462.3565 | 717.4955 | 1586.5935 | 130402.0269 | 56066.0247 | 75487.4698 | 0 | 374
311
312 |  | 540 | Rents (Hydro Generation) |  | F30 |  | 206508.7656 | 60022.6891 | 57446.2939 | 18022.274 | 728.8045 | 42356.6023 | 227.3739 | 2081.0747 | 69.5712 | 153.8424 | 12644.2945 | 5436.3827 | 7319.5626 | 0 | 379
313
314 |  | 541 | Maint Supervision & Engineering |  | F30 |  | 42.2534 | 12.2811 | 11.754 | 3.6875 | 0.14912 | 8.6665 | 0.046523 | 0.42581 | 0.014235 | 0.031477 | 2.5871 | 1.1123 | 1.4976 | 0 | 383
315
316 |  | 542 | Maintenance of Structures |  | F30 |  | 79698.2369 | 23164.6462 | 22170.3341 | 6955.3632 | 281.2686 | 16346.7469 | 87.7507 | 803.1523 | 26.8497 | 59.3726 | 4879.8315 | 2098.0713 | 2824.8497 | 0 | 388
317
318 |  | 543 | Maint of Dams & Waterways |  | F30 |  | 222166.6752 | 64573.73 | 61801.9873 | 19388.7591 | 784.0639 | 45568.165 | 244.6138 | 2238.8659 | 74.8462 | 165.507 | 13603.0103 | 5848.5802 | 7874.5465 | 0 | 393
319
320 |  | 544 | Maintenance of Electric Plant |  | F30 |  | 273915.8188 | 79614.8482 | 76197.4853 | 23904.9705 | 966.6954 | 56182.3289 | 301.5915 | 2760.3636 | 92.2801 | 204.0584 | 16771.5509 | 7210.8863 | 9708.7597 | 0 | 398
321
322 |  | 545 | Maint of Misc. Hydro Plant |  | F30 |  | 353346.2648 | 102701.6598 | 98293.3257 | 30836.9632 | 1247.0189 | 72474.1497 | 389.0474 | 3560.8172 | 119.0396 | 263.2315 | 21634.9859 | 9301.908 | 12524.1178 | 0 | 403
323
324 |  | Total Hydraulic Power Generation |  |  |  |  | 4648656.6731 | 1351152.6901 | 1293156.2325 | 405693.9866 | 16405.898 | 953476.7264 | 5118.3446 | 46846.4457 | 1566.0962 | 3463.099 | 284631.9077 | 122376.7755 | 164768.4707 | 0
325
326
327 | [6 empty] | D: OTHER POWER GENERATION
328
329
330 |  | 546 | Operation Super & Engineering |  | F30 |  | 37344.2354 | 10854.2677 | 10388.3625 | 3259.0774 | 131.7941 | 7659.6019 | 41.1174 | 376.3334 | 12.581 | 27.8202 | 2286.5446 | 983.0941 | 1323.641 | 0 | 409
331
332 |  | 547 | Fuel |  | F30 |  | 89290069.756 | 25952554.9921 | 24838575.5992 | 7792454.2312 | 315119.8032 | 18314108.6548 | 98311.7016 | 899813.15 | 30081.1281 | 66518.2167 | 5467128.3949 | 2350578.1548 | 3164825.7294 | 0 | 413
333 |  |  |  | Simple Cycle Combustion Turbine | F30 |  | 1898587.7711 | 551832.9605 | 528146.2543 | 165692.0904 | 6700.4383 | 389415.5624 | 2090.416 | 19132.8582 | 639.6194 | 1414.3865 | 116248.3481 | 49980.686 | 67294.1509 | 0 | 414
334 |  |  |  | Total 547 |  |  | 91188657.5271 | 26504387.9526 | 25366721.8535 | 7958146.3216 | 321820.2415 | 18703524.2172 | 100402.1177 | 918946.0081 | 30720.7475 | 67932.6032 | 5583376.7431 | 2400558.8408 | 3232119.8803 | 0
335
336 |  | 548 | Generation Expense |  | F30 |  | 1649885.7155 | 479546.6045 | 458962.6953 | 143987.5561 | 5822.7266 | 338404.7783 | 1816.5858 | 16626.5842 | 555.8336 | 1229.1115 | 101020.607 | 43433.5568 | 58479.0759 | 0 | 418
337 |  |  |  | Simple Cycle Combustion Turbine | F30 |  | 111418.337 | 32384.2341 | 30994.1833 | 9723.6153 | 393.2142 | 22852.7936 | 122.6758 | 1122.8089 | 37.536 | 83.0031 | 6822.0168 | 2933.109 | 3949.1471 | 0 | 419
338 |  |  |  | Total 548 |  |  | 1761304.0526 | 511930.8385 | 489956.8786 | 153711.1714 | 6215.9408 | 361257.5719 | 1939.2615 | 17749.3931 | 593.3696 | 1312.1146 | 107842.6238 | 46366.6659 | 62428.223 | 0
339
340 |  | 549 | Miscellaneous Other |  | F30 |  | 424228.8251 | 123303.9905 | 118011.3284 | 37022.9715 | 1497.1755 | 87012.7307 | 467.0918 | 4275.1302 | 142.9194 | 316.0368 | 25975.0436 | 11167.9049 | 15036.5019 | 0 | 423
341 |  |  |  | Wind Generation | F30 |  | 156386.4731 | 45454.4224 | 43503.3509 | 13648.0399 | 551.9144 | 32076.1185 | 172.1873 | 1575.9715 | 52.6854 | 116.5029 | 9575.3641 | 4116.9038 | 5543.0121 | 0 | 424
342
343 |  | 550 | Maint Supervision & Engineering
344 |  |  |  | System Generation | F30 |  | 4383.6043 | 1274.114 | 1219.4244 | 382.5625 | 15.4705 | 899.1124 | 4.8265 | 44.1754 | 1.4768 | 3.2656 | 268.4031 | 115.3992 | 155.3739 | 0 | 429
345 |  |  |  | Wind Generation | F30 |  | 376067.4837 | 109305.6829 | 104613.8798 | 32819.8719 | 1327.2059 | 77134.4538 | 414.0643 | 3789.7884 | 126.6942 | 280.1581 | 23026.18 | 9900.0484 | 13329.4559 | 0 | 430
346 |  |  |  | Total 550 |  |  | 380451.088 | 110579.7969 | 105833.3042 | 33202.4345 | 1342.6764 | 78033.5661 | 418.8909 | 3833.9638 | 128.171 | 283.4238 | 23294.5831 | 10015.4476 | 13484.8298 | 0
347
348 |  | 551 | Maint Supervision & Engineering |  | F30 |  | 0 | 0 | 0 | 0 | 0 | 0 | 0 | 0 | 0 | 0 | 0 | 0 | 0 | 0 | 434
349
350 |  | 552 | Maintenance of Structures |  | F30 |  | 295574.4683 | 85910.0308 | 82222.4554 | 25795.1475 | 1043.1324 | 60624.6914 | 325.4385 | 2978.6268 | 99.5767 | 220.1934 | 18097.6851 | 7781.0544 | 10476.4358 | 0 | 440
351
352 |  | 553 | Maint of Generation & Elect Plant |  | F30 |  | 963966.4084 | 280181.1141 | 268154.7072 | 84126.5343 | 3402.001 | 197717.2332 | 1061.363 | 9714.2902 | 324.7528 | 718.1238 | 59022.5558 | 25376.6 | 34167.133 | 0 | 444
353 |  |  |  | Simple Cycle Combustion Turbine | F30 |  | 1227863.4062 | 356883.9476 | 341565.1721 | 107157.15 | 4333.3383 | 251844.6216 | 1351.9235 | 12373.69 | 413.6576 | 914.7186 | 75180.6658 | 32323.7389 | 43520.7824 | 0 | 445
354 |  |  |  | Wind Generation | F30 |  | 49304.6481 | 14330.6148 | 13715.4919 | 4302.8773 | 174.0045 | 10112.7783 | 54.2863 | 496.8634 | 16.6104 | 36.7304 | 3018.867 | 1297.9543 | 1747.5697 | 0 | 446
355 |  |  |  | Total 553 |  |  | 2241134.4627 | 651395.6765 | 623435.3712 | 195586.5616 | 7909.3437 | 459674.6332 | 2467.5727 | 22584.8436 | 755.0207 | 1669.5728 | 137222.0885 | 58998.2931 | 79435.4852 | 0
356
357 |  | 554 | Maintenance of Misc. Other |  | F30 |  | 166708.2984 | 48454.5067 | 46374.6605 | 14548.8383 | 588.3419 | 34193.2076 | 183.5521 | 1679.9888 | 56.1627 | 124.1923 | 10207.3576 | 4388.6278 | 5908.8621 | 0 | 450
358 |  |  |  | Simple Cycle Combustion Turbine | F30 |  | 146943.5351 | 42709.7905 | 40876.5288 | 12823.9431 | 518.5887 | 30139.2963 | 161.7903 | 1480.8111 | 49.5041 | 109.4682 | 8997.1838 | 3868.3167 | 5208.3136 | 0 | 451
359 |  |  |  | Wind Generation | F30 |  | 18817.3221 | 5469.3382 | 5234.574 | 1642.2108 | 66.4095 | 3859.5835 | 20.7186 | 189.63 | 6.3394 | 14.0183 | 1152.163 | 495.3696 | 666.9672 | 0 | 452
360 |  |  |  | Total 554 |  |  | 332469.1556 | 96633.6354 | 92485.7633 | 29014.9922 | 1173.34 | 68192.0874 | 366.061 | 3350.4299 | 112.0063 | 247.6788 | 20356.7045 | 8752.3141 | 11784.1429 | 0
361
362 |  | Total Other Power Generation |  |  |  |  | 96817550.2879 | 28140450.6113 | 26932558.6678 | 8449386.7174 | 341685.559 | 19858055.2183 | 106599.7388 | 975670.7004 | 32617.0776 | 72125.9464 | 5928027.3803 | 2548740.5187 | 3431632.1518 | 0
363
364
365 | [6 empty] | D: OTHER POWER SUPPLY
366
367
368 |  | 555 | Purchased Power |  | F30 |  | 0 | 0 | 0 | 0 | 0 | 0 | 0 | 0 | 0 | 0 | 0 | 0 | 0 | 0 | 458
369 |  |  |  | Demand | F30 |  | 69874371.0262 | 20309296.0007 | 19437546.1003 | 6098022.3181 | 246598.5087 | 14331793.2963 | 76934.2922 | 704153.0829 | 23540.1306 | 52054.1485 | 4278327.4664 | 1839456.1743 | 2476649.5071 | 0 | 459
370 |  |  |  | Energy | F30 |  | 268778.5433 | 78121.6763 | 74768.4058 | 23456.6341 | 948.5651 | 55128.6326 | 295.9352 | 2708.5931 | 90.5494 | 200.2313 | 16457.0014 | 7075.6465 | 9526.6725 | 0 | 460
371 |  |  |  | Seasonal Contracts | F30 |  | 0 | 0 | 0 | 0 | 0 | 0 | 0 | 0 | 0 | 0 | 0 | 0 | 0 | 0 | 461
372 |  |  |  | Demand | F30 |  | 0 | 0 | 0 | 0 | 0 | 0 | 0 | 0 | 0 | 0 | 0 | 0 | 0 | 0 | 462
373 |  |  |  | Total 555 |  |  | 70143149.5695 | 20387417.677 | 19512314.5061 | 6121478.9522 | 247547.0738 | 14386921.9289 | 77230.2274 | 706861.676 | 23630.68 | 52254.3798 | 4294784.4678 | 1846531.8208 | 2486176.1796 | 0
374
375
376 |  | 556 | System Control & Load Dispatch |  | F30 |  | 142532.135 | 41427.5975 | 39649.3722 | 12438.9548 | 503.0201 | 29234.4828 | 156.9332 | 1436.3556 | 48.018 | 106.1818 | 8727.0789 | 3752.1857 | 5051.9545 | 0 | 466
377
378 |  | 557 | Other Expenses |  | F30 |  | 12734.3875 | 3701.3062 | 3542.4325 | 1111.3457 | 44.9418 | 2611.9249 | 14.021 | 128.3297 | 4.2901 | 9.4867 | 779.7119 | 335.2352 | 451.3617 | 0 | 470
379 |  |  |  | Demand | F30 |  | 4194348.0384 | 1219105.8694 | 1166777.3485 | 366045.9131 | 14802.5658 | 860294.3857 | 4618.1338 | 42268.1887 | 1413.0431 | 3124.6538 | 256815.1119 | 110417.0139 | 148665.8105 | 0 | 471
380 |  |  |  | Demand | F30 |  | 71234.6685 | 20704.6725 | 19815.9516 | 6216.7371 | 251.3992 | 14610.8012 | 78.432 | 717.8614 | 23.9984 | 53.0675 | 4361.6169 | 1875.2663 | 2524.8643 | 0 | 472
381 |  |  |  | Energy | F30 |  | 3847.5732 | 1118.3142 | 1070.3121 | 335.7824 | 13.5787 | 789.1681 | 4.2363 | 38.7736 | 1.2962 | 2.8663 | 235.5825 | 101.2881 | 136.3746 | 0 | 473
382 |  |  |  | Demand | F30 |  | 0 | 0 | 0 | 0 | 0 | 0 | 0 | 0 | 0 | 0 | 0 | 0 | 0 | 0 | 474
383 |  |  |  | Demand | F30 |  | 0 | 0 | 0 | 0 | 0 | 0 | 0 | 0 | 0 | 0 | 0 | 0 | 0 | 0 | 475
384 | [6 empty] | 4282164.6676 | 1244630.1624 | 1191206.0447 | 373709.7784 | 15112.4855 | 878306.2799 | 4714.8232 | 43153.1534 | 1442.6279 | 3190.0743 | 262192.0233 | 112728.8034 | 151778.4111 | 0
385
386 |  | 2017 Protocol Adjustment |  | Embedded Cost Differentials
387 |  |  |  | Company Owned Hydro | F30 |  | 0 | 0 | 0 | 0 | 0 | 0 | 0 | 0 | 0 | 0 | 0 | 0 | 0 | 0 | 479
388 |  |  |  | Company Owned Hydro | F30 |  | 0 | 0 | 0 | 0 | 0 | 0 | 0 | 0 | 0 | 0 | 0 | 0 | 0 | 0 | 480
389 |  |  |  | Mid-C Contract | F30 |  | 0 | 0 | 0 | 0 | 0 | 0 | 0 | 0 | 0 | 0 | 0 | 0 | 0 | 0 | 481
390 |  |  |  | Baseline ECD | F30 |  | 0 | 0 | 0 | 0 | 0 | 0 | 0 | 0 | 0 | 0 | 0 | 0 | 0 | 0 | 491
391 |  |  |  | Equalization Adj. | F30 |  | 1100000 | 319719.8812 | 305996.3245 | 95998.3532 | 3882.0866 | 225618.8127 | 1211.1411 | 11085.1573 | 370.5814 | 819.4645 | 67351.7363 | 28957.7103 | 38988.7511 | 0 | 492
392 | [6 empty] | 1100000 | 319719.8812 | 305996.3245 | 95998.3532 | 3882.0866 | 225618.8127 | 1211.1411 | 11085.1573 | 370.5814 | 819.4645 | 67351.7363 | 28957.7103 | 38988.7511 | 0
393
394 |  | Total Other Power Supply |  |  |  |  | 172485396.66 | 50133645.9293 | 47981724.9154 | 15053012.756 | 608730.225 | 35378136.7225 | 189912.8637 | 1738207.0427 | 58108.9849 | 128496.0468 | 10561082.6866 | 4540711.0389 | 6113627.448 | 0
395
396 |  | TOTAL PRODUCTION EXPENSE |  |  |  |  | 559233220.4828 | 162543617.0859 | 155566645.4571 | 48804971.1137 | 1973628.9027 | 114703213.8206 | 615736.6621 | 5635625.6307 | 188401.3104 | 416610.6782 | 34241207.6443 | 14721921.4308 | 19821640.7464 | 0
397
398 |  | Distribution - METER - Unbundled |  |  |  |  | D: TRANSMISSION EXPENSE
399
400
401 |  | A |  | B | C |  | D | E | F | G | H | I | J | K | L | M | N | O | P
402 |  | FERC ACCT |  | DESCRIPTION | COS Factor |  | Utah Jurisdiction Normalized | Residential Sch 1 | General Large Dist. Sch 6 | General +1 MW Sch 8 | Street & Area Lighting Sch. 7,11,12 | General Trans Sch 9 | General Secondary Sch 22 | Irrigation Sch 10 | Traffic Signals Sch 15 | Outdoor Lighting Sch 15 | General Small Dist. Sch 23 | Industrial Cust 1 | Industrial Cust 2
403 |  | 560 | Operation Supervision & Eng |  | F106 |  | 0 | 0 | 0 | 0 | 0 | 0 | 0 | 0 | 0 | 0 | 0 | 0 | 0 | 0 | 500
404
405 |  | 561 | Load Dispatching |  | F106 |  | 0 | 0 | 0 | 0 | 0 | 0 | 0 | 0 | 0 | 0 | 0 | 0 | 0 | 0 | 504
406
407 |  | 562 | Station Expense |  | F106 |  | 0 | 0 | 0 | 0 | 0 | 0 | 0 | 0 | 0 | 0 | 0 | 0 | 0 | 0 | 508
408
409 |  | 563 | Overhead Line Expense |  | F106 |  | 0 | 0 | 0 | 0 | 0 | 0 | 0 | 0 | 0 | 0 | 0 | 0 | 0 | 0 | 512
410
411 |  | 564 | Underground Line Expense |  | F106 |  | 0 | 0 | 0 | 0 | 0 | 0 | 0 | 0 | 0 | 0 | 0 | 0 | 0 | 0 | 516
412
413 |  | 565 | Transm of Electricity by Others |  | F30 |  | 0 | 0 | 0 | 0 | 0 | 0 | 0 | 0 | 0 | 0 | 0 | 0 | 0 | 0 | 520
414 |  |  | Energy |  | F30 |  | 0 | 0 | 0 | 0 | 0 | 0 | 0 | 0 | 0 | 0 | 0 | 0 | 0 | 0 | 521
415 | [6 empty] | 0 | 0 | 0 | 0 | 0 | 0 | 0 | 0 | 0 | 0 | 0 | 0 | 0 | 0
416
417 |  | 566 | Misc. Transmission Expense |  | F106 |  | 0 | 0 | 0 | 0 | 0 | 0 | 0 | 0 | 0 | 0 | 0 | 0 | 0 | 0 | 525
418
419 |  | 567 | Rents - Transmission |  | F106 |  | 0 | 0 | 0 | 0 | 0 | 0 | 0 | 0 | 0 | 0 | 0 | 0 | 0 | 0 | 529
420
421 |  | 568 | Maint Supervision & Engineering |  | F106 |  | 0 | 0 | 0 | 0 | 0 | 0 | 0 | 0 | 0 | 0 | 0 | 0 | 0 | 0 | 533
422
423 |  | 569 | Maintenance of Structures |  | F106 |  | 0 | 0 | 0 | 0 | 0 | 0 | 0 | 0 | 0 | 0 | 0 | 0 | 0 | 0 | 537
424
425 |  | 570 | Maint of Station Equipment |  | F106 |  | 0 | 0 | 0 | 0 | 0 | 0 | 0 | 0 | 0 | 0 | 0 | 0 | 0 | 0 | 541
426
427 |  | 571 | Maintenance of Overhead Lines |  | F106 |  | 0 | 0 | 0 | 0 | 0 | 0 | 0 | 0 | 0 | 0 | 0 | 0 | 0 | 0 | 545
428
429 |  | 572 | Maint of Underground Lines |  | F106 |  | 0 | 0 | 0 | 0 | 0 | 0 | 0 | 0 | 0 | 0 | 0 | 0 | 0 | 0 | 549
430
431 |  | 573 | Maint of Misc Transmission Plant |  | F106 |  | 0 | 0 | 0 | 0 | 0 | 0 | 0 | 0 | 0 | 0 | 0 | 0 | 0 | 0 | 553
432
433
434 |  | TOTAL TRANSMISSION EXPENSE |  |  |  |  | 0 | 0 | 0 | 0 | 0 | 0 | 0 | 0 | 0 | 0 | 0 | 0 | 0 | 0
435
436
437
438
439
440
441
442
443
444
445
446 |  | Distribution - METER - Unbundled |  |  |  |  | D: DISTRIBUTION EXPENSE
447
448
449 |  | A |  | B | C |  | D | E | F | G | H | I | J | K | L | M | N | O | P
450 |  | FERC ACCT |  | DESCRIPTION | COS Factor |  | Utah Jurisdiction Normalized | Residential Sch 1 | General Large Dist. Sch 6 | General +1 MW Sch 8 | Street & Area Lighting Sch. 7,11,12 | General Trans Sch 9 | General Secondary Sch 22 | Irrigation Sch 10 | Traffic Signals Sch 15 | Outdoor Lighting Sch 15 | General Small Dist. Sch 23 | Industrial Cust 1 | Industrial Cust 2
451 |  | 580 | Operation Supervision & Eng |  | F131 |  | 0 | 0 | 0 | 0 | 0 | 0 | 0 | 0 | 0 | 0 | 0 | 0 | 0 | 0 | 561
452
453 |  | 581 | Load Dispatching |  | F20 |  | 0 | 0 | 0 | 0 | 0 | 0 | 0 | 0 | 0 | 0 | 0 | 0 | 0 | 0 | 566
454
455 |  | 582 | Station Expense |  | F120 |  | 0 | 0 | 0 | 0 | 0 | 0 | 0 | 0 | 0 | 0 | 0 | 0 | 0 | 0 | 571
456
457 |  | 583 | Overhead Line Expenses |  | F132 |  | 0 | 0 | 0 | 0 | 0 | 0 | 0 | 0 | 0 | 0 | 0 | 0 | 0 | 0 | 576
458
459 |  | 584 | Underground Line Expense |  | F133 |  | 0 | 0 | 0 | 0 | 0 | 0 | 0 | 0 | 0 | 0 | 0 | 0 | 0 | 0 | 581
460
461 |  | 585 | Street Lighting & Signal Systems |  | F130 |  | 0 | 0 | 0 | 0 | 0 | 0 | 0 | 0 | 0 | 0 | 0 | 0 | 0 | 0 | 586
462
463 |  | 586 | Meter Expenses |  | F127 |  | 0 | 0 | 0 | 0 | 0 | 0 | 0 | 0 | 0 | 0 | 0 | 0 | 0 | 0 | 591
464
465 |  | 587 | Customer Installation Expenses |  | F20 |  | 0 | 0 | 0 | 0 | 0 | 0 | 0 | 0 | 0 | 0 | 0 | 0 | 0 | 0 | 596
466
467 |  | 588 | Misc. Distribution Expenses |  | F131 |  | 0 | 0 | 0 | 0 | 0 | 0 | 0 | 0 | 0 | 0 | 0 | 0 | 0 | 0 | 601
468
469 |  | 589 | Rents |  | F131 |  | 0 | 0 | 0 | 0 | 0 | 0 | 0 | 0 | 0 | 0 | 0 | 0 | 0 | 0 | 606
470
471 |  | 590 | Maint Supervision & Engineering |  | F131 |  | 0 | 0 | 0 | 0 | 0 | 0 | 0 | 0 | 0 | 0 | 0 | 0 | 0 | 0 | 611
472
473 |  | 591 | Maintenance of Structures |  | F119 |  | 0 | 0 | 0 | 0 | 0 | 0 | 0 | 0 | 0 | 0 | 0 | 0 | 0 | 0 | 616
474
475 |  | 592 | Maint of Station Equipment |  | F120 |  | 0 | 0 | 0 | 0 | 0 | 0 | 0 | 0 | 0 | 0 | 0 | 0 | 0 | 0 | 621
476
477 |  | 593 | Maintenance of Overhead Lines |  | F134 |  | 0 | 0 | 0 | 0 | 0 | 0 | 0 | 0 | 0 | 0 | 0 | 0 | 0 | 0 | 626
478
479 |  | 594 | Maint of Underground Lines |  | F135 |  | 0 | 0 | 0 | 0 | 0 | 0 | 0 | 0 | 0 | 0 | 0 | 0 | 0 | 0 | 631
480
481 |  | 595 | Maint of Line Transformers |  | F125 |  | 0 | 0 | 0 | 0 | 0 | 0 | 0 | 0 | 0 | 0 | 0 | 0 | 0 | 0 | 636
482
483 |  | 596 | Maint of Street Lighting & Signals |  | F130 |  | 0 | 0 | 0 | 0 | 0 | 0 | 0 | 0 | 0 | 0 | 0 | 0 | 0 | 0 | 641
484
485 |  | 597 | Maintenance of Meters |  | F127 |  | 0 | 0 | 0 | 0 | 0 | 0 | 0 | 0 | 0 | 0 | 0 | 0 | 0 | 0 | 646
486
487 |  | 598 | Maint of Misc. Distribution Plant |  | F131 |  | 0 | 0 | 0 | 0 | 0 | 0 | 0 | 0 | 0 | 0 | 0 | 0 | 0 | 0 | 651
488
489 |  | TOTAL DISTRIBUTION EXPENSE |  |  |  |  | 0 | 0 | 0 | 0 | 0 | 0 | 0 | 0 | 0 | 0 | 0 | 0 | 0 | 0
490
491
492 | [6 empty] | D: CUSTOMER ACCOUNTS EXPENSE
493
494
495 |  | 901 | Supervision |  | F136 |  | 0 | 0 | 0 | 0 | 0 | 0 | 0 | 0 | 0 | 0 | 0 | 0 | 0 | 0 | 658
496
497 |  | 902 | Meter Reading Expense |  | F47 |  | 0 | 0 | 0 | 0 | 0 | 0 | 0 | 0 | 0 | 0 | 0 | 0 | 0 | 0 | 663
498
499 |  | 903 | Customer Receipts & Collections |  | F48 |  | 0 | 0 | 0 | 0 | 0 | 0 | 0 | 0 | 0 | 0 | 0 | 0 | 0 | 0 | 668
500
501 |  | 904 | Uncollectible Accounts |  | F80 |  | 0 | 0 | 0 | 0 | 0 | 0 | 0 | 0 | 0 | 0 | 0 | 0 | 0 | 0 | 674
502
503 |  | 905 | Misc. Customer Accounts Exp |  | F136 |  | 0 | 0 | 0 | 0 | 0 | 0 | 0 | 0 | 0 | 0 | 0 | 0 | 0 | 0 | 679
504
505 |  | TOTAL CUSTOMER ACCOUNTS EXPENSE |  |  |  |  | 0 | 0 | 0 | 0 | 0 | 0 | 0 | 0 | 0 | 0 | 0 | 0 | 0 | 0
506
507 |  | Distribution - METER - Unbundled |  |  |  |  | D: CUSTOMER SERVICE EXPENSE
508
509 |  | A |  | B | C |  | D | E | F | G | H | I | J | K | L | M | N | O | P
510 |  | FERC ACCT |  | DESCRIPTION | COS Factor |  | Utah Jurisdiction Normalized | Residential Sch 1 | General Large Dist. Sch 6 | General +1 MW Sch 8 | Street & Area Lighting Sch. 7,11,12 | General Trans Sch 9 | General Secondary Sch 22 | Irrigation Sch 10 | Traffic Signals Sch 15 | Outdoor Lighting Sch 15 | General Small Dist. Sch 23 | Industrial Cust 1 | Industrial Cust 2
511 |  | 907 | Supervision |  | F40 |  | 0 | 0 | 0 | 0 | 0 | 0 | 0 | 0 | 0 | 0 | 0 | 0 | 0 | 0 | 686
512
513 |  | 908 | Customer Assistance |  | F40 |  | 0 | 0 | 0 | 0 | 0 | 0 | 0 | 0 | 0 | 0 | 0 | 0 | 0 | 0 | 691
514
515 |  | 909 | Informational & Instructional Adv |  | F40 |  | 0 | 0 | 0 | 0 | 0 | 0 | 0 | 0 | 0 | 0 | 0 | 0 | 0 | 0 | 696
516
517 |  | 910 | Misc. Customer Service |  | F40 |  | 0 | 0 | 0 | 0 | 0 | 0 | 0 | 0 | 0 | 0 | 0 | 0 | 0 | 0 | 701
518
519 |  | TOTAL CUSTOMER SERVICE EXPENSE |  |  |  |  | 0 | 0 | 0 | 0 | 0 | 0 | 0 | 0 | 0 | 0 | 0 | 0 | 0 | 0
520
521
522 | [6 empty] | D: SALES EXPENSE
523
524
525 |  | 911 | Supervision |  | F40 |  | 0 | 0 | 0 | 0 | 0 | 0 | 0 | 0 | 0 | 0 | 0 | 0 | 0 | 0 | 708
526
527 |  | 912 | Demonstration & Selling Expense |  | F40 |  | 0 | 0 | 0 | 0 | 0 | 0 | 0 | 0 | 0 | 0 | 0 | 0 | 0 | 0 | 713
528
529 |  | 913 | Advertising Expense |  | F40 |  | 0 | 0 | 0 | 0 | 0 | 0 | 0 | 0 | 0 | 0 | 0 | 0 | 0 | 0 | 718
530
531 |  | 916 | Misc. Sales Expense |  | F40 |  | 0 | 0 | 0 | 0 | 0 | 0 | 0 | 0 | 0 | 0 | 0 | 0 | 0 | 0 | 723
532
533 |  | TOTAL SALES EXPENSE |  |  |  |  | 0 | 0 | 0 | 0 | 0 | 0 | 0 | 0 | 0 | 0 | 0 | 0 | 0 | 0
534
535
536 | [6 empty] | D: ADMINISTRATION & GENERAL EXPENSE
537
538
539 |  | 920 | Administrative & General Salaries |  | F102P |  | -0.0012296 | -0.00041957 | -0.00034598 | -9.9192e-05 | -2.2386e-06 | -0.00021554 | -1.0556e-06 | -1.1275e-05 | -3.4804e-07 | -4.8675e-07 | -8.1713e-05 | -2.7196e-05 | -2.4995e-05 | 0 | 729
540 |  |  |  | Customer - System | F42 |  | 0 | 0 | 0 | 0 | 0 | 0 | 0 | 0 | 0 | 0 | 0 | 0 | 0 | 0 | 730
541 |  |  |  | System Overheads | F102P |  | 3763437.4659 | 1284192.7178 | 1058953.0167 | 303601.7542 | 6851.8716 | 659697.8391 | 3231.0097 | 34508.8164 | 1065.2613 | 1489.8162 | 250101.5734 | 83241.1025 | 76502.6869 | 0 | 731
542 |  |  |  | Administrative & General Salaries |  |  | 3763437.4647 | 1284192.7173 | 1058953.0164 | 303601.7541 | 6851.8716 | 659697.8389 | 3231.0097 | 34508.8164 | 1065.2613 | 1489.8162 | 250101.5734 | 83241.1025 | 76502.6868 | 0
543
544 |  | 921 | Office Supplies & expenses |  | F102P |  | 16421.0961 | 5603.3486 | 4620.5549 | 1324.7127 | 29.8969 | 2878.4753 | 14.0979 | 150.5731 | 4.6481 | 6.5006 | 1091.2741 | 363.2079 | 333.806 | 0 | 735
545 |  |  |  | Customer - System | F42 |  | 0 | 0 | 0 | 0 | 0 | 0 | 0 | 0 | 0 | 0 | 0 | 0 | 0 | 0 | 736
546 |  |  |  | System Overheads | F102P |  | 471759.2945 | 160977.7912 | 132743.252 | 38057.4809 | 858.9047 | 82695.2992 | 405.0177 | 4325.7939 | 133.534 | 186.7534 | 31351.0568 | 10434.5466 | 9589.864 | 0 | 737
547 |  |  |  | Office Supplies & expenses |  |  | 488180.3906 | 166581.1398 | 137363.8069 | 39382.1936 | 888.8016 | 85573.7744 | 419.1157 | 4476.367 | 138.1821 | 193.2539 | 32442.331 | 10797.7545 | 9923.67 | 0
548
549 |  | 922 | A&G Expenses Transferred |  | F102P |  | -1650828.4992 | -563309.9942 | -464508.7995 | -133174.6396 | -3005.5674 | -289375.8708 | -1417.2795 | -15137.2616 | -467.2759 | -653.5066 | -109706.8329 | -36513.6356 | -33557.8356 | 0 | 741
550
551 |  | 923 | Outside Services |  | F102P |  | 325034.5908 | 110911.1174 | 91457.9726 | 26220.9942 | 591.7716 | 56975.7354 | 279.0507 | 2980.4027 | 92.0028 | 128.6701 | 21600.3755 | 7189.2354 | 6607.2626 | 0 | 744
552 |  |  |  | Customer - System | F42 |  | 0 | 0 | 0 | 0 | 0 | 0 | 0 | 0 | 0 | 0 | 0 | 0 | 0 | 0 | 745
553 |  |  |  | System Overheads | F102P |  | 1098095.5354 | 374701.6664 | 308981.2413 | 88584.8998 | 1999.2386 | 192486.592 | 942.7438 | 10068.9802 | 310.8219 | 434.6985 | 72974.6206 | 24288.0834 | 22321.9489 | 0 | 746
554 |  |  |  | Outside Services |  |  | 1423130.1262 | 485612.7838 | 400439.2139 | 114805.894 | 2591.0102 | 249462.3273 | 1221.7945 | 13049.3828 | 402.8247 | 563.3686 | 94574.9961 | 31477.3187 | 28929.2115 | 0
555
556 |  | 924 | Property Insurance |  | F102P |  | 350561.5164 | 119621.636 | 98640.7184 | 28280.2869 | 638.247 | 61450.3833 | 300.9662 | 3214.4716 | 99.2283 | 138.7753 | 23296.7832 | 7753.8493 | 7126.1707 | 0 | 750
557 |  |  |  | System Generation | F30 |  | 0 | 0 | 0 | 0 | 0 | 0 | 0 | 0 | 0 | 0 | 0 | 0 | 0 | 0 | 751
558 |  |  |  | System Overheads | F102P |  | 295787.1094 | 100931.0385 | 83228.3397 | 23861.559 | 538.5224 | 51848.9064 | 253.941 | 2712.2181 | 83.7241 | 117.092 | 19656.716 | 6542.3287 | 6012.7234 |  | 752
559
560 |  | 925 | Injuries & Damages |  | F102P |  | 517203.9847 | 176484.8219 | 145530.4425 | 41723.5675 | 941.6432 | 90661.3579 | 444.0332 | 4742.4987 | 146.3974 | 204.7434 | 34371.1119 | 11439.7091 | 10513.658 | 0 | 756
561
562 |  | 926 | Employee Pensions & Benefits |  | F138P |  | 4830870.9295 | 1645842.6803 | 1359142.7419 | 390050.9516 | 8882.7462 | 848335.9731 | 4159.8436 | 44343.118 | 1370.1601 | 1930.2474 | 320770.9654 | 107066.3407 | 98975.1613 | 0 | 763
563
564 |  | 927 | Franchise Requirements |  | F102 |  | 0 | 0 | 0 | 0 | 0 | 0 | 0 | 0 | 0 | 0 | 0 | 0 | 0 | 0 | 768
565
566 |  | 928 | Regulatory Commission Expense |  | F102 |  | 250274.5488 | 101429.8373 | 67768.7655 | 18453.1558 | 1164.6645 | 32600.8263 | 189.2495 | 2492.8597 | 87.2387 | 91.8339 | 18152.3051 | 4090.9196 | 3752.8929 | 0 | 775
567 |  |  |  | Regulatory Expense | F103 |  | 0 | 0 | 0 | 0 | 0 | 0 | 0 | 0 | 0 | 0 | 0 | 0 | 0 | 0 | 777
568
569 |  | 929 | Duplicate Charges |  | F102P |  | -5010206.7064 | -1709626.1131 | -1409767.946 | -404180.3694 | -9121.7918 | -878245.6379 | -4301.3937 | -45941.0592 | -1418.1661 | -1983.3696 | -332956.3974 | -110817.6059 | -101846.8563 | 0 | 782
570
571 |  | 930 | Misc General Expenses
572 |  |  |  | Situs | F102P |  | 767.8762 | 262.0214 | 216.0644 | 61.9456 | 1.398 | 134.602 | 0.65924 | 7.041 | 0.21735 | 0.30398 | 51.0297 | 16.9842 | 15.6093 | 0 | 785
573 |  |  |  | Customer | F42 |  | 0 | 0 | 0 | 0 | 0 | 0 | 0 | 0 | 0 | 0 | 0 | 0 | 0 | 0 | 786
574 |  |  |  | Labor | F138P |  | 107408.2579 | 36593.2143 | 30218.8066 | 8672.2858 | 197.4965 | 18861.6691 | 92.4888 | 985.9127 | 30.4638 | 42.9166 | 7131.9336 | 2380.4836 | 2200.5866 | 0 | 787
575
576 |  | 931 | Rents |  | F102P |  | 135483.6593 | 46230.9073 | 38122.2834 | 10929.6559 | 246.6672 | 23749.1065 | 116.3163 | 1242.3166 | 38.3494 | 53.6333 | 9003.6507 | 2996.6777 | 2754.0949 | 0 | 793
577
578 |  | 935 | Maintenance of General Plant |  | F108 |  | 495052.4164 | 211014.9069 | 130145.7642 | 35257.0572 | 2874.4708 | 58466.9262 | 367.8983 | 5053.8831 | 205.1536 | 201.2263 | 36669.3125 | 7348.557 | 7447.2603 | 0 | 799
579
580 |  | TOTAL ADMINISTRATIVE & GEN EXPENSE |  |  |  |  | 5997123.0744 | 2101861.5975 | 1675493.2183 | 477725.2982 | 13690.1801 | 1013222.1829 | 5078.6426 | 55750.5649 | 1781.7588 | 2390.3347 | 403559.4782 | 127820.7842 | 118749.0339 | 0
581
582
583 |  | TOTAL O & M EXPENSE |  |  |  |  | 565230343.5572 | 164645478.6834 | 157242138.6754 | 49282696.4118 | 1987319.0827 | 115716436.0035 | 620815.3048 | 5691376.1956 | 190183.0692 | 419001.013 | 34644767.1225 | 14849742.215 | 19940389.7804 | 0
584
585 |  | Distribution - METER - Unbundled |  |  |  |  | D: DEPRECIATION EXPENSE
586
587 |  | A |  | B | C |  | D | E | F | G | H | I | J | K | L | M | N | O | P
588 |  | FERC ACCT |  | DESCRIPTION | COS Factor |  | Utah Jurisdiction Normalized | Residential Sch 1 | General Large Dist. Sch 6 | General +1 MW Sch 8 | Street & Area Lighting Sch. 7,11,12 | General Trans Sch 9 | General Secondary Sch 22 | Irrigation Sch 10 | Traffic Signals Sch 15 | Outdoor Lighting Sch 15 | General Small Dist. Sch 23 | Industrial Cust 1 | Industrial Cust 2
589 |  | 403SP | Steam Depreciation |  | F30 |  | 25440665.6398 | 7394442.3591 | 7077045.6168 | 2220238.1872 | 89784.4248 | 5218084.3407 | 28011.123 | 256376.1631 | 8570.7618 | 18952.4738 | 1557702.7309 | 669730.3861 | 901727.0723 | 0 | 811
590
591 |  | 403NP | Nuclear Depreciation |  | F30 |  | 0 | 0 | 0 | 0 | 0 | 0 | 0 | 0 | 0 | 0 | 0 | 0 | 0 | 0 | 815
592
593 |  | 403HP | Hydro Depreciation |  | F30 |  | 3746788.1922 | 1089020.6141 | 1042275.8322 | 326986.8148 | 13223.0511 | 768496.2756 | 4125.3537 | 37757.9421 | 1262.2637 | 2791.2361 | 229411.5367 | 98634.9154 | 132802.3565 | 0 | 822
594
595 |  | 403OP | Other Production Depreciation |  | F30 |  | 0 | 0 | 0 | 0 | 0 | 0 | 0 | 0 | 0 | 0 | 0 | 0 | 0 | 0 | 825
596 |  |  |  | Simple Cycle Combustion Turbine | F30 |  | 6179416.4902 | 1796074.8235 | 1718980.6668 | 539285.2789 | 21808.2091 | 1267447.8286 | 6803.7683 | 62272.5487 | 2081.7972 | 4603.4656 | 378358.5728 | 162674.3203 | 219025.2102 | 0 | 826
597 |  |  |  | System Generation | F30 |  | 342462.6702 | 99538.2948 | 95265.744 | 29887.1385 | 1208.6089 | 70241.8373 | 377.0642 | 3451.1387 | 115.373 | 255.1236 | 20968.5959 | 9015.3953 | 12138.3562 | 0 | 827
598 |  |  |  | Wind Generation | F30 |  | 7315805.5793 | 2126371.3549 | 2035099.6527 | 638459.3527 | 25818.7189 | 1500530.3349 | 8054.9752 | 73724.4139 | 2464.6378 | 5450.0388 | 447938.3712 | 192589.9803 | 259303.7478 | 0 | 828
599 |  |  |  | Total 403OP |  |  | 13837684.7397 | 4021984.4732 | 3849346.0635 | 1207631.7702 | 48835.5369 | 2838220.0008 | 15235.8077 | 139448.1013 | 4661.8081 | 10308.628 | 847265.5399 | 364279.696 | 490467.3142 | 0
600
601 |  | 403TP | Transmission Depreciation |  | F106 |  | 0 | 0 | 0 | 0 | 0 | 0 | 0 | 0 | 0 | 0 | 0 | 0 | 0 | 0 | 835
602
603 |  | 403 | Distribution Depreciation
604 |  |  |  | Land Rights | F118 |  | 0 | 0 | 0 | 0 | 0 | 0 | 0 | 0 | 0 | 0 | 0 | 0 | 0 | 0 | 838
605 |  |  |  | Structures | F119 |  | 0 | 0 | 0 | 0 | 0 | 0 | 0 | 0 | 0 | 0 | 0 | 0 | 0 | 0 | 839
606 |  |  |  | Station Equip | F120 |  | 0 | 0 | 0 | 0 | 0 | 0 | 0 | 0 | 0 | 0 | 0 | 0 | 0 | 0 | 840
607 |  |  |  | Poles & Towers | F121 |  | 0 | 0 | 0 | 0 | 0 | 0 | 0 | 0 | 0 | 0 | 0 | 0 | 0 | 0 | 842
608 |  |  |  | OH Conductors | F122 |  | 0 | 0 | 0 | 0 | 0 | 0 | 0 | 0 | 0 | 0 | 0 | 0 | 0 | 0 | 843
609 |  |  |  | UG Conduit | F123 |  | 0 | 0 | 0 | 0 | 0 | 0 | 0 | 0 | 0 | 0 | 0 | 0 | 0 | 0 | 844
610 |  |  |  | UG Conductor | F124 |  | 0 | 0 | 0 | 0 | 0 | 0 | 0 | 0 | 0 | 0 | 0 | 0 | 0 | 0 | 845
611 |  |  |  | Line Transformer | F125 |  | 0 | 0 | 0 | 0 | 0 | 0 | 0 | 0 | 0 | 0 | 0 | 0 | 0 | 0 | 846
612 |  |  |  | Services | F126 |  | 0 | 0 | 0 | 0 | 0 | 0 | 0 | 0 | 0 | 0 | 0 | 0 | 0 | 0 | 847
613 |  |  |  | Meters | F127 |  | 0 | 0 | 0 | 0 | 0 | 0 | 0 | 0 | 0 | 0 | 0 | 0 | 0 | 0 | 848
614 |  |  |  | Inst Cust Premises | F128 |  | 0 | 0 | 0 | 0 | 0 | 0 | 0 | 0 | 0 | 0 | 0 | 0 | 0 | 0 | 849
615 |  |  |  | Leased Property | F129 |  | 0 | 0 | 0 | 0 | 0 | 0 | 0 | 0 | 0 | 0 | 0 | 0 | 0 | 0 | 850
616 |  |  |  | Street Lighting | F130 |  | 0 | 0 | 0 | 0 | 0 | 0 | 0 | 0 | 0 | 0 | 0 | 0 | 0 | 0 | 851
617 |  |  | Total Distribution Expense |  |  |  | 0 | 0 | 0 | 0 | 0 | 0 | 0 | 0 | 0 | 0 | 0 | 0 | 0 | 0
618
619 |  | 403GP | General Depreciation
620 |  |  |  | Situs | F107P |  | 0 | 0 | 0 | 0 | 0 | 0 | 0 | 0 | 0 | 0 | 0 | 0 | 0 | 0 | 855
621 |  |  |  | System Generation | F105P |  | 1723.4932 | 588.1053 | 484.9551 | 139.0366 | 3.1379 | 302.1134 | 1.4797 | 15.8036 | 0.48784 | 0.68227 | 114.5358 | 38.1209 | 35.035 | 0 | 856
622 |  |  |  | System Generation | F105P |  | 5300.1538 | 1808.5644 | 1491.353 | 427.5708 | 9.6497 | 929.0708 | 4.5503 | 48.5997 | 1.5002 | 2.0981 | 352.225 | 117.2308 | 107.7409 | 0 | 857
623 |  |  |  | Energy | F30 |  | 44492.8175 | 12932.0348 | 12376.9442 | 3882.9429 | 157.0227 | 9125.8333 | 48.9883 | 448.3726 | 14.9893 | 33.1457 | 2724.2441 | 1171.2819 | 1577.0176 | 0 | 858
624 |  |  |  | Customer - System | F42 |  | 0 | 0 | 0 | 0 | 0 | 0 | 0 | 0 | 0 | 0 | 0 | 0 | 0 | 0 | 859
625 |  |  |  | System Generation | F105P |  | 422268.2183 | 144090.0176 | 118817.4927 | 34064.9667 | 768.7992 | 74019.9442 | 362.5283 | 3871.9858 | 119.5253 | 167.1616 | 28062.0966 | 9339.8847 | 8583.8156 | 0 | 860
626 |  |  |  | System Overheads | F102P |  | 708504.5119 | 241762.0441 | 199358.4315 | 57156.0481 | 1289.9329 | 124194.6757 | 608.2697 | 6496.6277 | 200.546 | 280.4727 | 47084.1072 | 15670.965 | 14402.3912 | 0 | 861
627 |  |  |  | Simple Cycle Combustion Turbine | F30 |  | 355.0327 | 103.1918 | 98.7624 | 30.9841 | 1.253 | 72.82 | 0.3909 | 3.5778 | 0.11961 | 0.26449 | 21.7382 | 9.3463 | 12.5839 | 0 | 862
628 |  |  |  | Cholla | F30 |  | 6674.1148 | 1939.8611 | 1856.5951 | 582.4582 | 23.5541 | 1368.9144 | 7.3484 | 67.2578 | 2.2485 | 4.972 | 408.6484 | 175.6973 | 236.5595 | 0 | 863
629 |  |  | Total General Expense |  |  |  | 1189318.3422 | 403223.8192 | 334484.5341 | 96284.0074 | 2253.3494 | 210013.3718 | 1033.5556 | 10952.225 | 339.4168 | 488.7969 | 78767.5954 | 26522.5269 | 24955.1436 | 0
630
631 |  | 403GV0 | General Vehicles |  | F105P |  | 0 | 0 | 0 | 0 | 0 | 0 | 0 | 0 | 0 | 0 | 0 | 0 | 0 | 0 | 868
632
633 |  | 403MP | Mining Depreciation |  | F30 |  | 0 | 0 | 0 | 0 | 0 | 0 | 0 | 0 | 0 | 0 | 0 | 0 | 0 | 0 | 872
634
635 |  | 403EP | Experimental Plant Depreciation |  | F30 |  | 0 | 0 | 0 | 0 | 0 | 0 | 0 | 0 | 0 | 0 | 0 | 0 | 0 | 0 | 877
636
637
638 |  | TOTAL DEPRECIATION EXPENSE |  |  |  |  | 44214456.9138 | 12908671.2656 | 12303152.0466 | 3851140.7796 | 154096.3622 | 9034813.989 | 48405.8401 | 444534.4316 | 14834.2504 | 32541.1348 | 2713147.403 | 1159167.5244 | 1549951.8867 | 0
639
640 | [6 empty] | D: AMORTIZATION EXPENSE
641
642
643 |  | 404CLG | Amort of LT Plant - Cap. Lease Gen
644 |  |  | Situs |  | F30 |  | 379.3908 | 110.2716 | 105.5384 | 33.1099 | 1.3389 | 77.8161 | 0.41772 | 3.8233 | 0.12781 | 0.28263 | 23.2297 | 9.9875 | 13.4473 | 0 | 882
645 |  |  | System Generation |  | F30 |  | 0 | 0 | 0 | 0 | 0 | 0 | 0 | 0 | 0 | 0 | 0 | 0 | 0 | 0 | 883
646 |  |  | System Overheads |  | F102P |  | 24461.43 | 8346.941 | 6882.9376 | 1973.3377 | 44.5355 | 4287.8758 | 21.0008 | 224.2989 | 6.9239 | 9.6834 | 1625.5995 | 541.047 | 497.2489 | 0 | 884
647 |  |  | System Generation |  | F30 |  | 0 | 0 | 0 | 0 | 0 | 0 | 0 | 0 | 0 | 0 | 0 | 0 | 0 | 0 | 885
648 |  |  | Customer - System |  | F42 |  | 0 | 0 | 0 | 0 | 0 | 0 | 0 | 0 | 0 | 0 | 0 | 0 | 0 | 0 | 886
649 |  |  | System Generation |  | F30 |  | 0 | 0 | 0 | 0 | 0 | 0 | 0 | 0 | 0 | 0 | 0 | 0 | 0 | 0 | 887
650 |  |  | Total Amort. Cap. Lease General |  |  |  | 24840.8209 | 8457.2126 | 6988.4759 | 2006.4476 | 45.8744 | 4365.6919 | 21.4185 | 228.1222 | 7.0518 | 9.9661 | 1648.8292 | 551.0345 | 510.6961 | 0
651
652 |  | 404CLS | Amort of LT Plant - Cap Lease Steam |  | F30 |  | 0 | 0 | 0 | 0 | 0 | 0 | 0 | 0 | 0 | 0 | 0 | 0 | 0 | 0 | 892
653
654 |  | 404IP | Amort of LT Plant - Intangible Plant
655 |  |  |  | Situs | F107P |  | 2338916.6996 | 798105.4077 | 658122.5057 | 188683.6754 | 4258.3295 | 409991.7447 | 2008.0213 | 21446.6821 | 662.043 | 925.8972 | 155434.1615 | 51733.0251 | 47545.2066 | 0 | 895
656 |  |  |  | Energy | F30 |  | 1340.5736 | 389.6437 | 372.9187 | 116.9935 | 4.7311 | 274.9624 | 1.476 | 13.5095 | 0.45163 | 0.99868 | 82.0818 | 35.2909 | 47.5157 | 0 | 896
657 |  |  |  | System Generation | F105P |  | 1032783.8083 | 352415.4334 | 290603.8799 | 83316.1116 | 1880.3294 | 181038.0145 | 886.672 | 9470.1047 | 292.335 | 408.8438 | 68634.2892 | 22843.4944 | 20994.3003 | 0 | 897
658 |  |  |  | System Overheads | F102P |  | 611018.0965 | 208496.8854 | 171927.7821 | 49291.6828 | 1112.4451 | 107106.1554 | 524.575 | 5602.7266 | 172.952 | 241.8812 | 40605.587 | 13514.7244 | 12420.6996 | 0 | 898
659 |  |  |  | Customer - System | F42 |  | 0 | 0 | 0 | 0 | 0 | 0 | 0 | 0 | 0 | 0 | 0 | 0 | 0 | 0 | 899
660 |  |  |  | System Generation | F105P |  | 235239.8105 | 80270.565 | 66191.5893 | 18977.1239 | 428.2874 | 41235.4918 | 201.9595 | 2157.03 | 66.5859 | 93.1234 | 15633.0077 | 5203.1212 | 4781.9255 | 0 | 900
661 |  |  |  | System Generation | F105P |  | 27867.9605 | 9509.3468 | 7841.4644 | 2248.1473 | 50.7376 | 4885.011 | 23.9254 | 255.5351 | 7.8882 | 11.032 | 1851.9826 | 616.3939 | 566.4964 | 0 | 901
662 |  |  |  | System Generation | F105P |  | 8553.5563 | 2918.7185 | 2406.7928 | 690.0273 | 15.573 | 1499.364 | 7.3435 | 78.4318 | 2.4211 | 3.3861 | 568.4319 | 189.1907 | 173.8756 | 0 | 902
663 |  |  |  | System Generation | F105P |  | 0 | 0 | 0 | 0 | 0 | 0 | 0 | 0 | 0 | 0 | 0 | 0 | 0 | 0 | 903
664 |  |  |  | System Generation | F105P |  | 13342.5464 | 4552.8592 | 3754.315 | 1076.3618 | 24.292 | 2338.8323 | 11.4549 | 122.3444 | 3.7767 | 5.2819 | 886.6872 | 295.1154 | 271.2256 | 0 | 904
665 |  |  |  | System Generation | F30 |  | 1792.9141 | 521.1184 | 498.7501 | 156.4698 | 6.3275 | 367.741 | 1.9741 | 18.0679 | 0.60402 | 1.3357 | 109.7781 | 47.1988 | 63.5486 | 0 | 905
666 |  |  | Total Amort. Intangible Plant |  |  |  | 4270855.966 | 1457179.9781 | 1201719.998 | 344556.5935 | 7781.0526 | 748737.3171 | 3667.4017 | 39164.4321 | 1209.0576 | 1691.7798 | 283806.0069 | 94477.5547 | 86864.794 | 0
667
668 |  | Distribution - METER - Unbundled |  |  |  |  | D: AMORTIZATION EXPENSE (continued)
669
670
671 |  | A |  | B | C |  | D | E | F | G | H | I | J | K | L | M | N | O | P
672 |  | FERC ACCT |  | DESCRIPTION | COS Factor |  | Utah Jurisdiction Normalized | Residential Sch 1 | General Large Dist. Sch 6 | General +1 MW Sch 8 | Street & Area Lighting Sch. 7,11,12 | General Trans Sch 9 | General Secondary Sch 22 | Irrigation Sch 10 | Traffic Signals Sch 15 | Outdoor Lighting Sch 15 | General Small Dist. Sch 23 | Industrial Cust 1 | Industrial Cust 2
673 |  | 404O | Amort of LT Plant - Other Plant |  | F30 |  | 0 | 0 | 0 | 0 | 0 | 0 | 0 | 0 | 0 | 0 | 0 | 0 | 0 | 0 | 910
674
675 |  | 404HP | Amort of Other Electric Plant |  | F30 |  | 33277.3381 | 9672.206 | 9257.0392 | 2904.1542 | 117.4414 | 6825.4487 | 36.6396 | 335.3496 | 11.2109 | 24.7905 | 2037.5332 | 876.0323 | 1179.4926 | 0 | 915
676
677 |  | 405 | Amort of Other Electric Plant |  | F30 |  | 0 | 0 | 0 | 0 | 0 | 0 | 0 | 0 | 0 | 0 | 0 | 0 | 0 | 0 | 923
678
679 |  | 406 | Amort of Plant Acquisition Adj |  | F30 |  | 595453.1868 | 173071.111 | 165642.2605 | 51965.9321 | 2101.4553 | 122132.2191 | 655.6162 | 6000.6293 | 200.6035 | 443.5934 | 36458.9146 | 15675.419 | 21105.4328 | 0 | 931
680
681 |  | 407 | Amort of Prop Losses, Unrec Plant, |  | F151 |  | 893171.07 | 353470.2156 | 237348.2106 | 65559.9823 | 6528.9921 | 126371.8469 | 710.0388 | 8487.6485 | 320.6661 | 342.1988 | 63571.0313 | 15880.5311 | 14579.708 | 0 | 940
682
683
684 |  | TOTAL AMORTIZATION EXPENSE |  |  |  |  | 5817598.3818 | 2001850.7234 | 1620955.9844 | 466993.1098 | 16574.8158 | 1008432.5236 | 5091.1147 | 54216.1816 | 1748.5898 | 2512.3286 | 387522.3151 | 127460.5715 | 124240.1235 | 0
685
686
687 | [6 empty] | D: TAX OTHER THAN INCOME
688
689
690 |  | 408 | Total Taxes Other Than Income |  | F101P |  | 8508375.2081 | 2877496.2732 | 2392591.7738 | 689758.7122 | 16368.9757 | 1506498.5594 | 7429.0995 | 78477.2637 | 2436.3039 | 3548.6001 | 562804.0151 | 190305.0332 | 180660.5984 | 0 | 953
691
692
693 | [6 empty] | D: DEFERRED ITC
694
695
696 |  | 41140 | Deferred I T C - Federal |  | F101P |  | -380004.4328 | -128515.8814 | -106858.884 | -30806.2776 | -731.0777 | -67283.837 | -331.8014 | -3504.9827 | -108.8112 | -158.489 | -25136.1764 | -8499.479 | -8068.7354 | 0 | 958
697
698 |  | 41141 | Deferred I T C - Idaho |  | F101P |  | 0 | 0 | 0 | 0 | 0 | 0 | 0 | 0 | 0 | 0 | 0 | 0 | 0 | 0 | 961
699
700 |  | TOTAL DEFERRED ITC |  |  |  |  | -380004.4328 | -128515.8814 | -106858.884 | -30806.2776 | -731.0777 | -67283.837 | -331.8014 | -3504.9827 | -108.8112 | -158.489 | -25136.1764 | -8499.479 | -8068.7354 | 0
701
702 |  | 427 | Interest on Long-Term Debt |  |  |  | 22261798.5843 | 6258585.0891 | 6179739.7991 | 1970504.8267 | 85759.4269 | 4690551.3612 | 25529.8707 | 228136.8198 | 7727.0192 | 18059.1687 | 1341265.69 | 603574.2209 | 852365.2921 | 0
703
704 |  | 428-432 |  | Electric Interest Deductions for Tax | F104P |  | 408258.0828 | 138931.4957 | 114851.418 | 32984.0597 | 756.0569 | 71786.8631 | 352.3122 | 3750.3034 | 115.9619 | 164.2237 | 27091.9929 | 9061.4344 | 8411.9609 | 0 | 990
705
706 | [6 empty] | D: DEFERRED INCOME TAXES
707
708
709 |  | 41010 | Deferred Income Tax - Federal-DR |  | F101P |  | 21263884.5491 | 7191355.2292 | 5979495.968 | 1723824.9683 | 40908.8692 | 3764997.5063 | 18566.59 | 196128.1012 | 6088.74 | 8868.5584 | 1406543.4714 | 475604.8194 | 451501.7277 | 0 | 1016
710
711 |  | 41020 | Deferred Income Tax - State-DR |  | F101P |  | 0 | 0 | 0 | 0 | 0 | 0 | 0 | 0 | 0 | 0 | 0 | 0 | 0 | 0 | 1031
712
713 |  | 41120 | Deferred Income Tax - Federal-CR |  | F101P |  | -17626676.6452 | -5961267.0005 | -4956697.4315 | -1428963.0494 | -33911.3678 | -3120991.0616 | -15390.7569 | -162580.2009 | -5047.2552 | -7351.583 | -1165952.8578 | -394252.1576 | -374271.9229 | 0 | 1050
714
715 |  | 41111 | Deferred Income Tax - State-CR |  | F101P |  | 0 | 0 | 0 | 0 | 0 | 0 | 0 | 0 | 0 | 0 | 0 | 0 | 0 | 0 | 1065
716
717 |  | TOTAL DEFERRED INCOME TAXES |  |  |  |  | 3637207.9039 | 1230088.2286 | 1022798.5364 | 294861.9188 | 6997.5014 | 644006.4447 | 3175.8331 | 33547.9004 | 1041.4848 | 1516.9754 | 240590.6136 | 81352.6618 | 77229.8048 | 0
718
719 |  | SCHMAF | Additions - Flow Through
720 |  |  |  | S | F101P |  | 0 | 0 | 0 | 0 | 0 | 0 | 0 | 0 | 0 | 0 | 0 | 0 | 0 | 0 | 1070
721 |  |  |  | SNP | F104P |  | 0 | 0 | 0 | 0 | 0 | 0 | 0 | 0 | 0 | 0 | 0 | 0 | 0 | 0 | 1071
722 |  |  |  | SO | F102P |  | 0 | 0 | 0 | 0 | 0 | 0 | 0 | 0 | 0 | 0 | 0 | 0 | 0 | 0 | 1072
723 |  |  |  | SE | F30 |  | 0 | 0 | 0 | 0 | 0 | 0 | 0 | 0 | 0 | 0 | 0 | 0 | 0 | 0 | 1073
724 |  |  |  | TROJP | F30 |  | 0 | 0 | 0 | 0 | 0 | 0 | 0 | 0 | 0 | 0 | 0 | 0 | 0 | 0 | 1074
725 |  |  |  | SG | F30 |  | 0 | 0 | 0 | 0 | 0 | 0 | 0 | 0 | 0 | 0 | 0 | 0 | 0 | 0 | 1075
726
727
728 |  | SCHMAP | Additions - Permanent
729 |  |  |  | S | F101P |  | 0 | 0 | 0 | 0 | 0 | 0 | 0 | 0 | 0 | 0 | 0 | 0 | 0 | 0 | 1079
730 |  |  |  | SE | F30 |  | 17834.3839 | 5183.6428 | 4961.1418 | 1556.4286 | 62.9406 | 3657.975 | 19.6363 | 179.7245 | 6.0083 | 13.286 | 1091.9788 | 469.4936 | 632.1276 | 0 | 1080
731 |  |  |  | SNP | F104P |  | 0 | 0 | 0 | 0 | 0 | 0 | 0 | 0 | 0 | 0 | 0 | 0 | 0 | 0 | 1081
732 |  |  |  | SO | F102P |  | 96817.3697 | 33036.8612 | 27242.3939 | 7810.3924 | 176.2698 | 16971.2424 | 83.1202 | 887.7663 | 27.4047 | 38.3267 | 6434.0584 | 2141.4424 | 1968.0914 | 0 | 1082
733 |  |  |  | SG | F30 |  | 0 | 0 | 0 | 0 | 0 | 0 | 0 | 0 | 0 | 0 | 0 | 0 | 0 | 0 | 1083
734 |  |  |  | BADDEBT | F80 |  | 4502.0008 | 3495.9327 | 492.5078 | 135.1745 | 0 | 246.0089 | 1.5459 | 5.0757 | 0 | 0 | 125.7553 | 0 | 0 | 0 | 1084
735
736
737 |  | SCHMAT | Additions - Temporary
738 |  |  |  | S | F101P |  | -2418893.74 | -818059.5651 | -680203.3435 | -196095.3755 | -4653.628 | -428290.9305 | -2112.0604 | -22310.7417 | -692.6305 | -1008.8514 | -160002.7121 | -54102.8859 | -51361.0154 | 0 | 1088
739 |  |  |  | SGCT | F30 |  | 71234.6685 | 20704.6725 | 19815.9516 | 6216.7371 | 251.3992 | 14610.8012 | 78.432 | 717.8614 | 23.9984 | 53.0675 | 4361.6169 | 1875.2663 | 2524.8643 | 0 | 1089
740 |  |  |  | CIAC | F104P |  | 0 | 0 | 0 | 0 | 0 | 0 | 0 | 0 | 0 | 0 | 0 | 0 | 0 | 0 | 1090
741 |  |  |  | SNP | F104P |  | 873402.0486 | 297221.4344 | 245706.008 | 70564.0539 | 1617.4613 | 153576.3673 | 753.7148 | 8023.1668 | 248.0817 | 351.33 | 57958.9311 | 19385.4713 | 17996.028 | 0 | 1091
742 |  |  |  | TROJD | F30 |  | -3224.0134 | -937.0738 | -896.8511 | -281.3636 | -11.3781 | -661.271 | -3.5498 | -32.4897 | -1.0861 | -2.4018 | -197.4026 | -84.8728 | -114.273 | 0 | 1092
743 |  |  |  | SG | F30 |  | 0 | 0 | 0 | 0 | 0 | 0 | 0 | 0 | 0 | 0 | 0 | 0 | 0 | 0 | 1093
744 |  |  |  | SE | F30 |  | 20775888.2459 | 6038604.11 | 5779404.9467 | 1813137.3255 | 73321.634 | 4261301.1254 | 22875.0289 | 209367.2622 | 6999.2347 | 15477.3654 | 1272083.77 | 546929.2295 | 736387.2136 | 0 | 1094
745 |  |  |  | SG | F30 |  | -1071739.6862 | -311505.8955 | -298134.9134 | -93532.0409 | -3782.3512 | -219822.3959 | -1180.0254 | -10800.3663 | -361.0607 | -798.4114 | -65621.3898 | -28213.7521 | -37987.0835 | 0 | 1095
746 |  |  |  | GPS | F102P |  | -14180.8339 | -4838.9069 | -3990.1917 | -1143.9877 | -25.8182 | -2485.7768 | -12.1746 | -130.0311 | -4.014 | -5.6137 | -942.3961 | -313.6569 | -288.2662 | 0 | 1096
747 |  |  |  | SO | F102P |  | 2995167.3425 | 1022036.9342 | 842777.7854 | 241624.3309 | 5453.1269 | 525026.7718 | 2571.4296 | 27464.1683 | 847.7983 | 1185.6844 | 199045.7054 | 66248.2196 | 60885.3877 | 0 | 1097
748 |  |  |  | SNPD | F104P |  | 104250.9286 | 35476.9153 | 29327.9361 | 8422.6596 | 193.0633 | 18331.1671 | 89.9648 | 957.6604 | 29.6115 | 41.9354 | 6918.0882 | 2313.8867 | 2148.0401 | 0 | 1098
749 |  |  |  | BADDEBT | F80 |  | 0 | 0 | 0 | 0 | 0 | 0 | 0 | 0 | 0 | 0 | 0 | 0 | 0 | 0 | 1099
750 |  |  |  | TAXDEPR | F151P |  | 0 | 0 | 0 | 0 | 0 | 0 | 0 | 0 | 0 | 0 | 0 | 0 | 0 | 0 | 1100
751 |  |  |  | SCHMDEXP | F151P |  | 49161475.3228 | 16774678.3118 | 13832976.8946 | 3966006.5318 | 89526.5843 | 8617947.8754 | 42209.4163 | 450797.0789 | 13916.0877 | 19465.6684 | 3266991.6737 | 1087423.7711 | 999535.4289 | 0 | 1101
752
753
754 |  | TOTAL SCHEDULE - M ADDITIONS |  |  |  |  | 70592534.0377 | 23095097.3736 | 19799480.2661 | 5824420.8666 | 162129.3039 | 12960408.9604 | 65374.4788 | 665126.1356 | 21039.4339 | 34811.3855 | 4588247.6771 | 1644071.6127 | 1732326.5436 | 0
755
756 |  | SCHMDF | Deductions - Flow Through
757 |  |  |  | S | F101P |  | 0 | 0 | 0 | 0 | 0 | 0 | 0 | 0 | 0 | 0 | 0 | 0 | 0 | 0 | 1107
758 |  |  |  | DGP | F30 |  | 0 | 0 | 0 | 0 | 0 | 0 | 0 | 0 | 0 | 0 | 0 | 0 | 0 | 0 | 1108
759 |  |  |  | DGU | F30 |  | 0 | 0 | 0 | 0 | 0 | 0 | 0 | 0 | 0 | 0 | 0 | 0 | 0 | 0 | 1109
760
761 |  | SCHMDP | Deductions - Permanent
762 |  |  |  | S | F101P |  | 0 | 0 | 0 | 0 | 0 | 0 | 0 | 0 | 0 | 0 | 0 | 0 | 0 | 0 | 1112
763 |  |  |  | SE | F30 |  | 690467.2216 | 200687.3618 | 192073.12 | 60257.9238 | 2436.776 | 141620.3588 | 760.2302 | 6958.1252 | 232.613 | 514.3758 | 42276.5148 | 18176.6816 | 24473.1406 | 0 | 1113
764 |  |  |  | SNP | F104P |  | 3541.7159 | 1205.2569 | 996.3577 | 286.1429 | 6.5589 | 622.7646 | 3.0564 | 32.5346 | 1.006 | 1.4247 | 235.0281 | 78.6097 | 72.9753 | 0 | 1114
765 |  |  |  | IBT | F150P |  | -610.0191 | -197.0786 | -216.7522 | -53.3052 | -3.3049 | -64.1355 | -0.78489 | -4.63 | -0.33132 | -1.0151 | -52.3572 | -4.2042 | -12.1198 | 0 | 1115
766 |  |  |  | SG | F30 |  | 3721682.6352 | 1081723.5726 | 1035292.0066 | 324795.8219 | 13134.4494 | 763346.9248 | 4097.7116 | 37504.943 | 1253.8059 | 2772.5333 | 227874.3523 | 97974.0068 | 131912.5071 | 0 | 1116
767 |  |  |  | SO | F102P |  | 0 | 0 | 0 | 0 | 0 | 0 | 0 | 0 | 0 | 0 | 0 | 0 | 0 | 0 | 1117
768
769
770 |  | SCHMDT | Deductions - Temporary
771 |  |  |  | S | F101P |  | 184449.1125 | 62379.9046 | 51867.8853 | 14952.9586 | 354.8554 | 32658.6822 | 161.052 | 1701.2721 | 52.8155 | 76.9285 | 12200.7667 | 4125.5344 | 3916.4572 | 0 | 1121
772 |  |  |  | BADDEBT | F80 |  | 0 | 0 | 0 | 0 | 0 | 0 | 0 | 0 | 0 | 0 | 0 | 0 | 0 | 0 | 1122
773 |  |  |  | SNP | F104P |  | 1688428.0164 | 574577.3069 | 474989.6207 | 136411.777 | 3126.8154 | 296888.0616 | 1457.0532 | 15510.0845 | 479.5822 | 679.178 | 112044.0274 | 37475.2645 | 34789.245 | 0 | 1123
774 |  |  |  | CN | F40 |  | 0 | 0 | 0 | 0 | 0 | 0 | 0 | 0 | 0 | 0 | 0 | 0 | 0 | 0 | 1124
775 |  |  |  | TROJD | F30 |  | 11952.6254 | 3474.0836 | 3324.9631 | 1043.1203 | 42.1828 | 2451.5792 | 13.1603 | 120.4516 | 4.0267 | 8.9043 | 731.8455 | 314.6551 | 423.6527 | 0 | 1125
776 |  |  |  | DGP | F30 |  | 0 | 0 | 0 | 0 | 0 | 0 | 0 | 0 | 0 | 0 | 0 | 0 | 0 | 0 | 1126
777 |  |  |  | SE | F30 |  | 9575614.6656 | 2783194.8936 | 2663729.9022 | 835675.6717 | 33793.9685 | 1964035.283 | 10543.1094 | 96497.4495 | 3225.9499 | 7133.5235 | 586303.8855 | 252079.8865 | 339401.1423 | 0 | 1127
778 |  |  |  | SG | F30 |  | 13749087.867 | 3996233.399 | 3824700.3204 | 1199899.8121 | 48522.8635 | 2820048.0724 | 15138.2592 | 138555.2738 | 4631.9605 | 10242.6262 | 841840.8552 | 361947.3663 | 487327.0584 | 0 | 1128
779 |  |  |  | GPS | F102P |  | 2744188.6225 | 936395.8023 | 772157.5944 | 221377.5271 | 4996.1846 | 481032.3862 | 2355.9578 | 25162.8205 | 776.7574 | 1086.3305 | 182366.7587 | 60696.9794 | 55783.5236 | 0 | 1129
780 |  |  |  | SO | F102P |  | 4225407.4167 | 1441830.1043 | 1188941.7511 | 340869.5151 | 7692.9534 | 740677.1515 | 3627.623 | 38744.847 | 1196.0244 | 1672.6944 | 280802.0733 | 93459.1248 | 85893.5543 | 0 | 1130
781 |  |  |  | TAXDEPR | F151P |  | 34300642.596 | 11703925.516 | 9651459.6721 | 2767137.7168 | 62463.9385 | 6012861.6573 | 29450.0946 | 314527.3689 | 9709.4472 | 13581.4666 | 2279425.3636 | 758710.6343 | 697389.72 | 0 | 1131
782 |  |  |  | SNPD | F104P |  | 0 | 0 | 0 | 0 | 0 | 0 | 0 | 0 | 0 | 0 | 0 | 0 | 0 | 0 | 1132
783
784
785 |  | TOTAL SCHEDULE - M DEDUCTIONS |  |  |  |  | 70894852.4756 | 22785430.123 | 19859316.4414 | 5902654.6823 | 176568.2414 | 13256178.7861 | 67606.5228 | 675310.5407 | 21563.6574 | 37768.9704 | 4566049.114 | 1685034.5393 | 1861370.8567 | 0
786
787 |  | TOTAL SCHEDULE - M ADJUSTMENTS |  |  |  |  | -302318.4378 | 309667.2505 | -59836.1754 | -78233.8157 | -14438.9376 | -295769.8257 | -2232.044 | -10184.4051 | -524.2235 | -2957.585 | 22198.5631 | -40962.9266 | -129044.313 | 0
788
789
790
791 | [6 empty] | D: INCOME TAXES
792
793 |  |  | State Income Taxes Before Credits |  | F150P |  | 2813345.6762 | 828692.7933 | 952617.85 | 259517.6151 | 23681.1195 | 380467.9138 | 4146.0589 | 24233.5339 | 1597.2708 | 7063.1606 | 216162.5378 | 31775.7975 | 83390.0249 | 0 | 1140
794 |  |  | Renewable Energy Credits |  | F30 |  | 0 | 0 | 0 | 0 | 0 | 0 | 0 | 0 | 0 | 0 | 0 | 0 | 0 | 0 | 1142
795 |  | 40911 | State Income Taxes |  |  |  | 2813345.6762 | 828692.7933 | 952617.85 | 259517.6151 | 23681.1195 | 380467.9138 | 4146.0589 | 24233.5339 | 1597.2708 | 7063.1606 | 216162.5378 | 31775.7975 | 83390.0249 | 0
796
797 |  | Calculation of Taxable Income
798
799 |  |  | Operating Revenues |  |  |  | 707154959.8154 | 206245524.8711 | 200458297.0319 | 61962755.4884 | 2794022.1582 | 140430657.3647 | 799832.6938 | 7030148.1278 | 252308.9471 | 633730.1797 | 44312484.7124 | 17645592.1812 | 24589606.0592 | 0
800 |  |  | Operating Deductions
801 |  |  | O & M Expenses |  |  |  | 565230343.5572 | 164645478.6834 | 157242138.6754 | 49282696.4118 | 1987319.0827 | 115716436.0035 | 620815.3048 | 5691376.1956 | 190183.0692 | 419001.013 | 34644767.1225 | 14849742.215 | 19940389.7804 | 0
802 |  |  | Depreciation Expense |  |  |  | 44214456.9138 | 12908671.2656 | 12303152.0466 | 3851140.7796 | 154096.3622 | 9034813.989 | 48405.8401 | 444534.4316 | 14834.2504 | 32541.1348 | 2713147.403 | 1159167.5244 | 1549951.8867 | 0
803 |  |  | Amortization Expense |  |  |  | 5817598.3818 | 2001850.7234 | 1620955.9844 | 466993.1098 | 16574.8158 | 1008432.5236 | 5091.1147 | 54216.1816 | 1748.5898 | 2512.3286 | 387522.3151 | 127460.5715 | 124240.1235 | 0
804 |  |  | Taxes Other Than Income |  |  |  | 8508375.2081 | 2877496.2732 | 2392591.7738 | 689758.7122 | 16368.9757 | 1506498.5594 | 7429.0995 | 78477.2637 | 2436.3039 | 3548.6001 | 562804.0151 | 190305.0332 | 180660.5984 | 0
805 |  |  | Interest & Dividends (AFUDC-Equity) |  | F104P |  | -1544110.7627 | -525465.6965 | -434390.201 | -124752.0717 | -2859.5529 | -271511.7534 | -1332.5125 | -14184.3705 | -438.5902 | -621.1257 | -102467.1392 | -34272.0914 | -31815.6576 | 0 | 1153
806 |  |  | Misc Revenue & Expense |  |  |  | -12045.0246 | -3500.9399 | -3350.6666 | -1051.1841 | -42.5089 | -2470.5311 | -13.262 | -121.3827 | -4.0579 | -8.9732 | -737.503 | -317.0876 | -426.9277 | 0
807 |  |  | Total Operating Deductions |  |  |  | 622214618.2737 | 181904530.3093 | 173121097.6126 | 54164785.7575 | 2171457.1745 | 126992198.7911 | 680395.5845 | 6254298.3193 | 208759.5652 | 456972.9776 | 38205036.2135 | 16292086.1651 | 21762999.8036 | 0
808 |  |  | Other Deductions
809 |  |  | Interest Deductions |  | F101P |  | 22670056.6671 | 6397516.5848 | 6294591.2171 | 2003488.8864 | 86515.4838 | 4762338.2243 | 25882.1828 | 231887.1232 | 7842.9811 | 18223.3924 | 1368357.6829 | 612635.6553 | 860777.253 | 0
810 |  |  | Interest on PCRBS |  |  |  | 0 | 0 | 0 | 0 | 0 | 0 | 0 | 0 | 0 | 0 | 0 | 0 | 0 | 0
811 |  |  | Schedule M Adjustments |  |  |  | -302318.4378 | 309667.2505 | -59836.1754 | -78233.8157 | -14438.9376 | -295769.8257 | -2232.044 | -10184.4051 | -524.2235 | -2957.585 | 22198.5631 | -40962.9266 | -129044.313 | 0
812
813 |  |  | Income Before State Taxes |  |  |  | 61967966.4368 | 18253145.2276 | 20982772.0268 | 5716247.0288 | 521610.5623 | 8380350.5236 | 91322.8825 | 533778.2802 | 35182.1773 | 155576.2248 | 4761289.3791 | 699907.4342 | 1836784.6896 | 0
814
815 |  |  | State Income Taxes |  |  |  | 2813345.6762 | 828692.7933 | 952617.85 | 259517.6151 | 23681.1195 | 380467.9138 | 4146.0589 | 24233.5339 | 1597.2708 | 7063.1606 | 216162.5378 | 31775.7975 | 83390.0249 | 0
816
817 |  |  | Adjustments to Calculated Tax:
818 |  |  |  | PMI | F30 |  | -2021.9388 | -587.6855 | -562.4598 | -176.4571 | -7.1358 | -414.7158 | -2.2262 | -20.3759 | -0.68118 | -1.5063 | -123.801 | -53.2279 | -71.6662 | 0 | 1172
819 |  |  |  | Renewable Energy Credits | F30 |  | -6029318.9916 | -1752448.3195 | -1677226.7733 | -526186.0856 | -21278.4895 | -1236661.6291 | -6638.5054 | -60759.9538 | -2031.2305 | -4491.6478 | -369168.2754 | -158722.975 | -213705.1066 | 0 | 1173
820 |  |  |  | System Overheads | F102P |  | -240.2526 | -81.9811 | -67.6021 | -19.3815 | -0.43741 | -42.1142 | -0.20626 | -2.203 | -0.068005 | -0.095108 | -15.9661 | -5.314 | -4.8838 | 0 | 1174
821 |  |  |  | Situs | F107P |  | 0 | 0 | 0 | 0 | 0 | 0 | 0 | 0 | 0 | 0 | 0 | 0 | 0 | 0 | 1175
822 |  |  |  | Total Adjustments |  |  | -6031581.1829 | -1753117.9861 | -1677856.8352 | -526381.9242 | -21286.0627 | -1237118.4591 | -6640.9379 | -60782.5327 | -2031.9797 | -4493.2492 | -369308.0425 | -158781.5169 | -213781.6567 | 0
823
824 |  |  | 35%
825
826 |  | 40910 | Federal Income Tax |  |  |  | 14672536.0833 | 4345440.3659 | 5332697.1267 | 1383473.3706 | 152989.2423 | 1562840.4543 | 23870.9504 | 117558.1285 | 9722.7375 | 47486.3232 | 1221486.352 | 75064.5559 | 399906.476 | 0
827
828
829 |  | TOTAL OPERATING EXPENSES |  |  |  |  | 644501814.267 | 188705701.5122 | 180756742.4427 | 56196584.4562 | 2357253.513 | 129783741.5203 | 712589.1379 | 6440317.2698 | 221450.8375 | 513502.0736 | 39960606.6796 | 16506051.7927 | 22347273.0315 | 0
830
831
832 |  | Distribution - METER - Unbundled |  |  |  |  | D: STEAM PRODUCTION PLANT
833
834 |  | A |  | B | C |  | D | E | F | G | H | I | J | K | L | M | N | O | P
835 |  | FERC ACCT |  | DESCRIPTION | COS Factor |  | Utah Jurisdiction Normalized | Residential Sch 1 | General Large Dist. Sch 6 | General +1 MW Sch 8 | Street & Area Lighting Sch. 7,11,12 | General Trans Sch 9 | General Secondary Sch 22 | Irrigation Sch 10 | Traffic Signals Sch 15 | Outdoor Lighting Sch 15 | General Small Dist. Sch 23 | Industrial Cust 1 | Industrial Cust 2
836 |  | 310 | Land and Land Rights |  | F30 |  | 10086176.2793 | 2931591.8922 | 2805757.1543 | 880233.0118 | 35595.8271 | 2068755.5603 | 11105.2568 | 101642.5911 | 3397.9541 | 7513.8754 | 617564.9866 | 265520.5186 | 357497.6511 | 0 | 1192
837 |  |  |  | Total 310 |  |  | 10086176.2793 | 2931591.8922 | 2805757.1543 | 880233.0118 | 35595.8271 | 2068755.5603 | 11105.2568 | 101642.5911 | 3397.9541 | 7513.8754 | 617564.9866 | 265520.5186 | 357497.6511 | 0
838
839 |  | 311 | Structures and Improvements |  | F30 |  | 110471567.8404 | 32109051.4015 | 30730812.473 | 9640989.6263 | 389872.9032 | 22658603.6076 | 121633.3221 | 1113267.9111 | 37217.0096 | 82297.7483 | 6764047.1894 | 2908185.1409 | 3915589.5076 | 0 | 1199
840 |  |  |  | Total 311 |  |  | 110471567.8404 | 32109051.4015 | 30730812.473 | 9640989.6263 | 389872.9032 | 22658603.6076 | 121633.3221 | 1113267.9111 | 37217.0096 | 82297.7483 | 6764047.1894 | 2908185.1409 | 3915589.5076 | 0
841
842 |  | 312 | Boiler Plant Equipment |  | F30 |  | 495354926.0794 | 143977107.3627 | 137797078.8185 | 43230233.7788 | 1748191.5655 | 101601263.8772 | 545404.2742 | 4991897.5044 | 166881.2112 | 369023.4131 | 30330013.0612 | 13040313.1198 | 17557518.0928 | 0 | 1206
843 |  |  |  | Total 312 |  |  | 495354926.0794 | 143977107.3627 | 137797078.8185 | 43230233.7788 | 1748191.5655 | 101601263.8772 | 545404.2742 | 4991897.5044 | 166881.2112 | 369023.4131 | 30330013.0612 | 13040313.1198 | 17557518.0928 | 0
844
845 |  | 314 | Turbogenerator Units |  | F30 |  | 106541224.3488 | 30966679.6251 | 29637475.5071 | 9297983.7147 | 376002.0542 | 21852458.6694 | 117305.8671 | 1073660.2059 | 35892.9075 | 79369.7694 | 6523396.7725 | 2804718.0971 | 3776281.1585 | 0 | 1213
846 |  |  |  | Total 314 |  |  | 106541224.3488 | 30966679.6251 | 29637475.5071 | 9297983.7147 | 376002.0542 | 21852458.6694 | 117305.8671 | 1073660.2059 | 35892.9075 | 79369.7694 | 6523396.7725 | 2804718.0971 | 3776281.1585 | 0
847
848 |  | 315 | Accessory Electric Equipment |  | F30 |  | 53065725.3975 | 15423788.5617 | 14761742.6621 | 4631111.1363 | 187277.9469 | 10884205.4153 | 58427.3456 | 534765.3737 | 17877.429 | 39532.2507 | 3249153.4043 | 1396965.365 | 1880878.507 | 0 | 1220
849 |  |  |  | Total 316 |  |  | 53065725.3975 | 15423788.5617 | 14761742.6621 | 4631111.1363 | 187277.9469 | 10884205.4153 | 58427.3456 | 534765.3737 | 17877.429 | 39532.2507 | 3249153.4043 | 1396965.365 | 1880878.507 | 0
850
851 |  | 316 | Misc Power Plant Equipment |  | F30 |  | 3425164.3317 | 995539.2119 | 952806.9966 | 298918.3048 | 12087.986 | 702528.6452 | 3771.2339 | 34516.8048 | 1153.9111 | 2551.6367 | 209718.8772 | 90168.1058 | 121402.6177 | 0 | 1227
852 |  |  |  | Total 316 |  |  | 3425164.3317 | 995539.2119 | 952806.9966 | 298918.3048 | 12087.986 | 702528.6452 | 3771.2339 | 34516.8048 | 1153.9111 | 2551.6367 | 209718.8772 | 90168.1058 | 121402.6177 | 0
853
854 |  | S00 | Unclassified Steam Plant - Acct 300 |  | F30 |  | 3539779.7305 | 1028852.6862 | 984690.5337 | 308920.9317 | 12492.4832 | 726037.1817 | 3897.4297 | 35671.8318 | 1192.5242 | 2637.0215 | 216736.6464 | 93185.3781 | 125465.0825 | 0 | 1232
855
856
857
858 |  | Total Steam Production Plant |  |  |  |  | 782484564.0077 | 227432610.7413 | 217670364.1453 | 68288390.5043 | 2761520.766 | 160493852.9567 | 861544.7294 | 7885422.2228 | 263612.9468 | 582925.715 | 47910630.9376 | 20599055.7253 | 27734632.6172 | 0
859
860
861 | [6 empty] | D: NUCLEAR PRODUCTION
862
863
864 |  | 320 | Land and Land Rights |  | F30 |  | 0 | 0 | 0 | 0 | 0 | 0 | 0 | 0 | 0 | 0 | 0 | 0 | 0 | 0 | 1238
865
866 |  | 321 | Structures and Improvements |  | F30 |  | 0 | 0 | 0 | 0 | 0 | 0 | 0 | 0 | 0 | 0 | 0 | 0 | 0 | 0 | 1242
867
868 |  | 322 | Reactor Plant Equipment |  | F30 |  | 0 | 0 | 0 | 0 | 0 | 0 | 0 | 0 | 0 | 0 | 0 | 0 | 0 | 0 | 1246
869
870 |  | 323 | Turbogenerator Units |  | F30 |  | 0 | 0 | 0 | 0 | 0 | 0 | 0 | 0 | 0 | 0 | 0 | 0 | 0 | 0 | 1250
871
872 |  | 324 | Land and Land Rights |  | F30 |  | 0 | 0 | 0 | 0 | 0 | 0 | 0 | 0 | 0 | 0 | 0 | 0 | 0 | 0 | 1254
873
874 |  | 325 | Misc. Power Plant Equipment |  | F30 |  | 0 | 0 | 0 | 0 | 0 | 0 | 0 | 0 | 0 | 0 | 0 | 0 | 0 | 0 | 1258
875
876 |  | N00 | Unclassified Nuclear Plt - Acct 300 |  | F30 |  | 0 | 0 | 0 | 0 | 0 | 0 | 0 | 0 | 0 | 0 | 0 | 0 | 0 | 0 | 1264
877
878 |  | Total Nuclear Production Plant |  |  |  |  | 0 | 0 | 0 | 0 | 0 | 0 | 0 | 0 | 0 | 0 | 0 | 0 | 0 | 0
879
880
881 | [6 empty] | D: HYDRAULIC PRODUCTION PLANT
882
883
884 |  | 330 | Land and Land Rights |  | F30 |  | 3749241.8251 | 1089733.7734 | 1042958.3801 | 327200.9463 | 13231.7104 | 768999.5354 | 4128.0553 | 37782.6684 | 1263.0903 | 2793.064 | 229561.7698 | 98699.5077 | 132889.3238 | 0 | 1274
885
886 |  | 331 | Structures and Improvements |  | F30 |  | 29093318.185 | 8456102.0297 | 8093134.9381 | 2539009.6683 | 102675.2552 | 5967272.641 | 32032.8299 | 293185.4612 | 9801.312 | 21673.5819 | 1781350.4501 | 765887.1626 | 1031192.8549 | 0 | 1281
887
888 |  | 332 | Reservoirs, Dams & Waterways |  | F30 |  | 54137702.9059 | 15735363.5813 | 15059943.7325 | 4724663.9322 | 191061.1374 | 11104076.5905 | 59607.6328 | 545568.1367 | 18238.5699 | 40330.8393 | 3314789.3557 | 1425185.3778 | 1918874.0199 | 0 | 1288
889
890 |  | 333 | Water Wheel, Turbines, & Generators |  | F30 |  | 14335590.7181 | 4166703.0553 | 3987852.7902 | 1251084.6374 | 50592.7315 | 2940344.5059 | 15784.0208 | 144465.7068 | 4829.5487 | 10679.5518 | 877751.751 | 377387.166 | 508115.2526 | 0 | 1295
891
892 |  | 334 | Accessory Electric Equipment |  | F30 |  | 8787809.908 | 2554215.945 | 2444579.5747 | 766922.9813 | 31013.6719 | 1802450.2157 | 9675.7069 | 88558.4135 | 2960.5446 | 6546.6344 | 538067.5053 | 231340.7757 | 311477.939 | 0 | 1302
893
894 |  | 335 | Misc. Power Plant Equipment |  | F30 |  | 257092.2995 | 74725.0177 | 71517.5443 | 22436.7612 | 907.3223 | 52731.6903 | 283.0682 | 2590.826 | 86.6124 | 191.5255 | 15741.4662 | 6768.0039 | 9112.4615 | 0 | 1309
895
896 |  | 336 | Roads, Railroads & Bridges |  | F30 |  | 2513875.1599 | 730668.9703 | 699305.9629 | 219388.9777 | 8871.8919 | 515615.9352 | 2767.8704 | 25333.365 | 846.9049 | 1872.7558 | 153921.6881 | 66178.2441 | 89102.5935 | 0 | 1316
897
898 |  | H00 | Unclassified Hydro Plant - Acct 300 |  | F30 |  | 0 | 0 | 0 | 0 | 0 | 0 | 0 | 0 | 0 | 0 | 0 | 0 | 0 | 0 | 1322
899
900 |  | Total Hydraulic Plant |  |  |  |  | 112874631.0015 | 32807512.3727 | 31399292.9228 | 9850707.9045 | 398353.7207 | 23151491.114 | 124279.1844 | 1137484.5775 | 38026.5828 | 84087.9527 | 6911183.9861 | 2971446.2379 | 4000764.4452 | 0
901
902 |  | Distribution - METER - Unbundled
903 |  | A |  | B | C |  | D | E | F | G | H | I | J | K | L | M | N | O | P
904 |  | FERC ACCT |  | DESCRIPTION | COS Factor |  | Utah Jurisdiction Normalized | Residential Sch 1 | General Large Dist. Sch 6 | General +1 MW Sch 8 | Street & Area Lighting Sch. 7,11,12 | General Trans Sch 9 | General Secondary Sch 22 | Irrigation Sch 10 | Traffic Signals Sch 15 | Outdoor Lighting Sch 15 | General Small Dist. Sch 23 | Industrial Cust 1 | Industrial Cust 2
905 |  | 340 | Land and Land Rights |  | F30 |  | 4249031.7529 | 1234999.9337 | 1181989.181 | 370818.2282 | 14995.5539 | 871510.4537 | 4678.3427 | 42819.2593 | 1431.4657 | 3165.3914 | 260163.333 | 111856.5731 | 150604.0375 | 0 | 1328
906 |  |  |  | Wind Generation | F30 |  | 663467.7477 | 192839.8449 | 184562.4475 | 57901.6465 | 2341.4902 | 136082.5504 | 730.5028 | 6686.0403 | 223.5171 | 494.262 | 40623.368 | 17465.9153 | 23516.1626 | 0 | 1329
907 |  |  |  | Simple Cycle Combustion Turbine | F30 |  | 25572.772 | 7432.8397 | 7113.7948 | 2231.7673 | 90.2507 | 5245.1804 | 28.1566 | 257.7075 | 8.6153 | 19.0509 | 1565.7915 | 673.2081 | 906.4095 | 0 | 1330
908 |  |  |  | Total 340 |  |  | 4938072.2726 | 1435272.6183 | 1373665.4232 | 430951.642 | 17427.2947 | 1012838.1845 | 5437.002 | 49763.007 | 1663.598 | 3678.7043 | 302352.4924 | 129995.6965 | 175026.6096 | 0
909
910 |  | 341 | Structures and Improvements |  | F30 |  | 18473311.9564 | 5369350.094 | 5138877.7817 | 1612188.6601 | 65195.4517 | 3789024.2813 | 20339.8064 | 186163.2438 | 6223.5147 | 13762.0205 | 1131099.669 | 486313.4686 | 654773.9648 | 0 | 1334
911 |  |  |  | Wind Generation | F30 |  | 5800448.6547 | 1685926.1405 | 1613559.9716 | 506212.2897 | 20470.7673 | 1189718.4894 | 6386.5106 | 58453.5323 | 1954.1259 | 4321.1468 | 355154.8076 | 152697.9196 | 205592.9533 | 0 | 1336
912 |  |  |  | Simple Cycle Combustion Turbine | F30 |  | 464733.1983 | 135076.7663 | 129278.7732 | 40557.8379 | 1640.1223 | 95320.5022 | 511.6886 | 4683.3096 | 156.565 | 346.2112 | 28455.0798 | 12234.1903 | 16472.1518 | 0 | 1337
913 |  |  |  | Total 341 |  |  | 24738493.8095 | 7190353.0008 | 6881716.5266 | 2158958.7878 | 87306.3413 | 5074063.2729 | 27238.0056 | 249300.0857 | 8334.2056 | 18429.3785 | 1514709.5564 | 651245.5785 | 876839.0699 | 0
914
915 |  | 342 | Fuel Holders, Producers & Access |  | F30 |  | 1460534.1957 | 424510.745 | 406289.1779 | 127462.616 | 5154.4729 | 299567.2646 | 1608.1027 | 14718.4102 | 492.0426 | 1088.0508 | 89426.8309 | 38448.8419 | 51767.6402 | 0 | 1341
916 |  |  |  | Simple Cycle Combustion Turbine | F30 |  | 299868.8251 | 87158.2047 | 83417.053 | 26169.9213 | 1058.288 | 61505.4984 | 330.1668 | 3021.9028 | 101.0235 | 223.3926 | 18360.6237 | 7894.1041 | 10628.6463 | 0 | 1343
917 |  |  |  | Total 342 |  |  | 1760403.0208 | 511668.9496 | 489706.2309 | 153632.5373 | 6212.7609 | 361072.763 | 1938.2695 | 17740.313 | 593.066 | 1311.4434 | 107787.4546 | 46342.946 | 62396.2865 | 0
918
919 |  | 343 | Prime Movers |  | F30 |  | 194927158.583 | 56656443.6158 | 54224540.0641 | 17011532.9266 | 687931.0098 | 39981121.8852 | 214622.0818 | 1964362.0064 | 65669.4394 | 145214.4343 | 11935165.9881 | 5131494.7115 | 6909060.4199 | 0 | 1348
920 |  |  |  | Wind Generation | F30 |  | 116327452.6592 | 33811090.3091 | 32359793.5923 | 10152039.8982 | 410539.3141 | 23859692.4983 | 128080.87 | 1172280.0967 | 39189.8115 | 86660.1932 | 7122596.2896 | 3062342.4281 | 4123147.358 | 0 | 1349
921 |  |  |  | Simple Cycle Combustion Turbine | F30 |  | 6004058.7139 | 1745106.3077 | 1670199.9077 | 523981.5901 | 21189.3417 | 1231480.5438 | 6610.6929 | 60505.3955 | 2022.7206 | 4472.8297 | 367621.6176 | 158057.9934 | 212809.7733 | 0 | 1350
922 |  |  |  | Total 343 |  |  | 317258669.9561 | 92212640.2326 | 88254533.5641 | 27687554.415 | 1119659.6656 | 65072294.9273 | 349313.6447 | 3197147.4985 | 106881.9715 | 236347.4572 | 19425383.8953 | 8351895.133 | 11245017.5512 | 0
923
924 |  | 344 | Generators |  | F30 |  | 6168505.3617 | 1792903.4556 | 1715945.4257 | 538333.0513 | 21769.7018 | 1265209.8687 | 6791.7548 | 62162.5927 | 2078.1213 | 4595.3372 | 377690.4969 | 162387.0828 | 218638.4727 | 0 | 1355
925 |  |  |  | Wind Generation | F30 |  | 43489115.0339 | 12640304.2641 | 12097735.7781 | 3795348.5688 | 153480.4644 | 8919965.9067 | 47883.1399 | 438257.8902 | 14651.1437 | 32397.9854 | 2662788.5533 | 1144859.2665 | 1541442.0728 | 0 | 1356
926 |  |  |  | Simple Cycle Combustion Turbine | F30 |  | 1912902.4415 | 555993.583 | 532128.2875 | 166941.3493 | 6750.9572 | 392351.616 | 2106.177 | 19277.1131 | 644.4419 | 1425.0505 | 117124.819 | 50357.5224 | 67801.5246 | 0 | 1357
927 |  |  |  | Total 344 |  |  | 51570522.8371 | 14989201.3027 | 14345809.4913 | 4500622.9694 | 182001.1234 | 10577527.3914 | 56781.0717 | 519697.596 | 17373.7069 | 38418.3731 | 3157603.8692 | 1357603.8718 | 1827882.0702 | 0
928
929 |  | 345 | Accessory Electric Plant |  | F30 |  | 23035509.0905 | 6695372.9354 | 6407982.8314 | 2010337.2163 | 81296.2193 | 4724767.4636 | 25362.9558 | 232138.4007 | 7760.4834 | 17160.7099 | 1410437.7585 | 606414.1802 | 816477.936 | 0 | 1361
930 |  |  |  | Wind Generation | F30 |  | 12212640.0999 | 3549658.0377 | 3397293.6209 | 1065812.1254 | 43100.4786 | 2504910.3261 | 13446.5729 | 123071.851 | 4114.3432 | 9098.0222 | 747765.9235 | 321500.0852 | 432868.7134 | 0 | 1362
931 |  |  |  | Simple Cycle Combustion Turbine | F30 |  | 315567.5088 | 91721.0967 | 87784.0889 | 27539.9647 | 1113.6913 | 64725.4242 | 347.4516 | 3180.105 | 106.3122 | 235.0876 | 19321.836 | 8307.375 | 11185.0755 | 0 | 1364
932 |  |  |  | Total 345 |  |  | 35563716.6992 | 10336752.0698 | 9893060.5412 | 3103689.3064 | 125510.3892 | 7294403.2139 | 39156.9803 | 358390.3567 | 11981.1388 | 26493.8197 | 2177525.518 | 936221.6404 | 1260531.7249 | 0
933
934 |  | 346 | Misc. Power Plant Equipment |  | F30 |  | 1364880.8989 | 396708.6898 | 379680.4895 | 119114.8351 | 4816.8962 | 279948.0071 | 1502.7848 | 13754.4722 | 459.8177 | 1016.7922 | 83570.0895 | 35930.7506 | 48377.2742 | 0 | 1368
935 |  |  |  | Wind Generation | F30 |  | 360912.6575 | 104900.8654 | 100398.1333 | 31497.2916 | 1273.722 | 74026.0775 | 397.3783 | 3637.0669 | 121.5887 | 268.8683 | 22098.2674 | 9501.0947 | 12792.3034 | 0 | 1369
936
937 |  | O00 | Unclassified Other Prod - Acct 300 |  | F30 |  | -63274.2481 | -18390.941 | -17601.5339 | -5522.0215 | -223.3056 | -12978.0552 | -69.6673 | -637.6409 | -21.3166 | -47.1373 | -3874.2095 | -1665.7067 | -2242.7126 | 0 | 1376
938
939 |  | Total Other Production Plant |  |  |  |  | 437492397.9035 | 127159106.7881 | 121700968.866 | 38180499.7631 | 1543984.8878 | 89733195.7824 | 481695.4696 | 4408792.7551 | 147387.7767 | 325917.6993 | 26787156.9333 | 11517071.0048 | 15506620.1773 | 0
940
941 |  | Experimental Plant
942 |  | 103 | Experimental Plant |  | F30 |  | 0 | 0 | 0 | 0 | 0 | 0 | 0 | 0 | 0 | 0 | 0 | 0 | 0 | 0 | 1382
943
944 |  | TOTAL PRODUCTION PLANT |  |  |  |  | 1332851592.9128 | 387399229.9021 | 370770625.9342 | 116319598.1719 | 4703859.3746 | 273378539.8532 | 1467519.3834 | 13431699.5554 | 449027.3064 | 992931.367 | 81608971.857 | 35087572.968 | 47242017.2397 | 0
945
946 | [6 empty] | D: TRANSMISSION PLANT
947 |  | 350 | Land and Land Rights
948 |  |  |  | Demand | F30 |  | 0 | 0 | 0 | 0 | 0 | 0 | 0 | 0 | 0 | 0 | 0 | 0 | 0 | 0 | 1391
949 |  |  |  | Direct Assigned | A | 0 | 0 | 0 | 0 | 0 | 0 | 0 | 0 | 0 | 0 | 0 | 0 | 0 | 0 | 0
950 | [6 empty] | 0 | 0 | 0 | 0 | 0 | 0 | 0 | 0 | 0 | 0 | 0 | 0 | 0 | 0
951 |  | 352 | Structures and Improvements
952 |  |  |  | Demand | F30 |  | 0 | 0 | 0 | 0 | 0 | 0 | 0 | 0 | 0 | 0 | 0 | 0 | 0 | 0 | 1398
953 |  |  |  | Direct Assigned | A | 0 | 0 | 0 | 0 | 0 | 0 | 0 | 0 | 0 | 0 | 0 | 0 | 0 | 0 | 0
954 | [6 empty] | 0 | 0 | 0 | 0 | 0 | 0 | 0 | 0 | 0 | 0 | 0 | 0 | 0 | 0
955 |  | 353 | Station Equipment
956 |  |  |  | Demand | F30 |  | 0 | 0 | 0 | 0 | 0 | 0 | 0 | 0 | 0 | 0 | 0 | 0 | 0 | 0 | 1404
957 |  |  |  | Direct Assigned | A | 0 | 0 | 0 | 0 | 0 | 0 | 0 | 0 | 0 | 0 | 0 | 0 | 0 | 0 | 0
958 | [6 empty] | 0 | 0 | 0 | 0 | 0 | 0 | 0 | 0 | 0 | 0 | 0 | 0 | 0 | 0
959 |  | 354 | Towers and Fixtures
960 |  |  |  | Demand | F30 |  | 0 | 0 | 0 | 0 | 0 | 0 | 0 | 0 | 0 | 0 | 0 | 0 | 0 | 0 | 1410
961 |  |  |  | Direct Assigned | A | 0 | 0 | 0 | 0 | 0 | 0 | 0 | 0 | 0 | 0 | 0 | 0 | 0 | 0 | 0
962 | [6 empty] | 0 | 0 | 0 | 0 | 0 | 0 | 0 | 0 | 0 | 0 | 0 | 0 | 0 | 0
963 |  | 355 | Poles and Fixtures
964 |  |  |  | Demand | F30 |  | 0 | 0 | 0 | 0 | 0 | 0 | 0 | 0 | 0 | 0 | 0 | 0 | 0 | 0 | 1416
965 |  |  |  | Direct Assigned | A | 0 | 0 | 0 | 0 | 0 | 0 | 0 | 0 | 0 | 0 | 0 | 0 | 0 | 0 | 0
966 | [6 empty] | 0 | 0 | 0 | 0 | 0 | 0 | 0 | 0 | 0 | 0 | 0 | 0 | 0 | 0
967 |  | 356 | Overhead Conductors
968 |  |  |  | Demand | F30 |  | 0 | 0 | 0 | 0 | 0 | 0 | 0 | 0 | 0 | 0 | 0 | 0 | 0 | 0 | 1422
969 |  |  |  | Direct Assigned | A | 0 | 0 | 0 | 0 | 0 | 0 | 0 | 0 | 0 | 0 | 0 | 0 | 0 | 0 | 0
970 | [6 empty] | 0 | 0 | 0 | 0 | 0 | 0 | 0 | 0 | 0 | 0 | 0 | 0 | 0 | 0
971 |  | 357 | Underground Conduit
972 |  |  |  | Demand | F30 |  | 0 | 0 | 0 | 0 | 0 | 0 | 0 | 0 | 0 | 0 | 0 | 0 | 0 | 0 | 1428
973 |  |  |  | Direct Assigned | A | 0 | 0 | 0 | 0 | 0 | 0 | 0 | 0 | 0 | 0 | 0 | 0 | 0 | 0 | 0
974 | [6 empty] | 0 | 0 | 0 | 0 | 0 | 0 | 0 | 0 | 0 | 0 | 0 | 0 | 0 | 0
975 |  | 358 | Underground Conductors
976 |  |  |  | Demand | F30 |  | 0 | 0 | 0 | 0 | 0 | 0 | 0 | 0 | 0 | 0 | 0 | 0 | 0 | 0 | 1434
977 |  |  |  | Direct Assigned | A | 0 | 0 | 0 | 0 | 0 | 0 | 0 | 0 | 0 | 0 | 0 | 0 | 0 | 0 | 0
978 | [6 empty] | 0 | 0 | 0 | 0 | 0 | 0 | 0 | 0 | 0 | 0 | 0 | 0 | 0 | 0
979 |  | 359 | Roads and Trails
980 |  |  |  | Demand | F30 |  | 0 | 0 | 0 | 0 | 0 | 0 | 0 | 0 | 0 | 0 | 0 | 0 | 0 | 0 | 1440
981 |  |  |  | Direct Assigned | A | 0 | 0 | 0 | 0 | 0 | 0 | 0 | 0 | 0 | 0 | 0 | 0 | 0 | 0 | 0
982 | [6 empty] | 0 | 0 | 0 | 0 | 0 | 0 | 0 | 0 | 0 | 0 | 0 | 0 | 0 | 0
983
984 |  | T00 | Unclassified Trans Plant - Acct 300 |  | F30 |  | 0 | 0 | 0 | 0 | 0 | 0 | 0 | 0 | 0 | 0 | 0 | 0 | 0 | 0 | 1444
985 |  | TS0 | Unclassified Trans Sub - Acct 300 |  | F30 |  | 0 | 0 | 0 | 0 | 0 | 0 | 0 | 0 | 0 | 0 | 0 | 0 | 0 | 0 | 1448
986
987 |  | TOTAL TRANSMISSION PLANT |  |  |  |  | 0 | 0 | 0 | 0 | 0 | 0 | 0 | 0 | 0 | 0 | 0 | 0 | 0 | 0
988 |  | Distribution - METER - Unbundled |  |  |  |  | D: DISTRIBUTION PLANT
989 |  | A |  | B | C |  | D | E | F | G | H | I | J | K | L | M | N | O | P
990 |  | FERC ACCT |  | DESCRIPTION | COS Factor |  | Utah Jurisdiction Normalized | Residential Sch 1 | General Large Dist. Sch 6 | General +1 MW Sch 8 | Street & Area Lighting Sch. 7,11,12 | General Trans Sch 9 | General Secondary Sch 22 | Irrigation Sch 10 | Traffic Signals Sch 15 | Outdoor Lighting Sch 15 | General Small Dist. Sch 23 | Industrial Cust 1 | Industrial Cust 2
991
992 |  | 360 | Land and Land Rights
993 |  |  |  | Demand Primary | F20 |  | 0 | 0 | 0 | 0 | 0 | 0 | 0 | 0 | 0 | 0 | 0 | 0 | 0 | 0 | 1453
994 |  |  |  | Assigned | A | 0 | 0 | 0 | 0 | 0 | 0 | 0 | 0 | 0 | 0 | 0 | 0 | 0 | 0 | 0
995 | [6 empty] | 0 | 0 | 0 | 0 | 0 | 0 | 0 | 0 | 0 | 0 | 0 | 0 | 0 | 0
996 |  | 361 | Structures and Improvements
997 |  |  |  | Demand Primary | F20 |  | 0 | 0 | 0 | 0 | 0 | 0 | 0 | 0 | 0 | 0 | 0 | 0 | 0 | 0 | 1457
998 |  |  |  | Assigned | A | 0 | 0 | 0 | 0 | 0 | 0 | 0 | 0 | 0 | 0 | 0 | 0 | 0 | 0 | 0
999 | [6 empty] | 0 | 0 | 0 | 0 | 0 | 0 | 0 | 0 | 0 | 0 | 0 | 0 | 0 | 0
1000 |  | 362 | Station Equipment
1001 |  |  |  | Demand Primary | F20 |  | 0 | 0 | 0 | 0 | 0 | 0 | 0 | 0 | 0 | 0 | 0 | 0 | 0 | 0 | 1461
1002 |  |  |  | Assigned | A | 0 | 0 | 0 | 0 | 0 | 0 | 0 | 0 | 0 | 0 | 0 | 0 | 0 | 0 | 0
1003 | [6 empty] | 0 | 0 | 0 | 0 | 0 | 0 | 0 | 0 | 0 | 0 | 0 | 0 | 0 | 0
1004 |  | 364 | Poles, Towers & Fixtures
1005 |  |  |  | Demand Primary | F20 | 0 | 0 | 0 | 0 | 0 | 0 | 0 | 0 | 0 | 0 | 0 | 0 | 0 | 0 | 0 | 1465
1006 |  |  |  | Demand Secondary | F22 | 0 | 0 | 0 | 0 | 0 | 0 | 0 | 0 | 0 | 0 | 0 | 0 | 0 | 0 | 0
1007 |  |  |  | Assigned | A | 0 | 0 | 0 | 0 | 0 | 0 | 0 | 0 | 0 | 0 | 0 | 0 | 0 | 0 | 0
1008 | [6 empty] | 0 | 0 | 0 | 0 | 0 | 0 | 0 | 0 | 0 | 0 | 0 | 0 | 0 | 0
1009 |  | 365 | Overhead Conductors
1010 |  |  |  | Demand Primary | F20 | 0 | 0 | 0 | 0 | 0 | 0 | 0 | 0 | 0 | 0 | 0 | 0 | 0 | 0 | 0 | 1469
1011 |  |  |  | Demand Secondary | F22 | 0 | 0 | 0 | 0 | 0 | 0 | 0 | 0 | 0 | 0 | 0 | 0 | 0 | 0 | 0
1012 |  |  |  | Assigned | A | 0 | 0 | 0 | 0 | 0 | 0 | 0 | 0 | 0 | 0 | 0 | 0 | 0 | 0 | 0
1013 | [6 empty] | 0 | 0 | 0 | 0 | 0 | 0 | 0 | 0 | 0 | 0 | 0 | 0 | 0 | 0
1014 |  | 366 | Underground Conduit
1015 |  |  |  | Demand Primary | F20 | 0 | 0 | 0 | 0 | 0 | 0 | 0 | 0 | 0 | 0 | 0 | 0 | 0 | 0 | 0 | 1473
1016 |  |  |  | Demand Secondary | F22 | 0 | 0 | 0 | 0 | 0 | 0 | 0 | 0 | 0 | 0 | 0 | 0 | 0 | 0 | 0
1017 |  |  |  | Assigned | A | 0 | 0 | 0 | 0 | 0 | 0 | 0 | 0 | 0 | 0 | 0 | 0 | 0 | 0 | 0
1018 | [6 empty] | 0 | 0 | 0 | 0 | 0 | 0 | 0 | 0 | 0 | 0 | 0 | 0 | 0 | 0
1019 |  | 367 | Underground Conductors
1020 |  |  |  | Demand Primary | F20 | 0 | 0 | 0 | 0 | 0 | 0 | 0 | 0 | 0 | 0 | 0 | 0 | 0 | 0 | 0 | 1477
1021 |  |  |  | Demand Secondary | F22 | 0 | 0 | 0 | 0 | 0 | 0 | 0 | 0 | 0 | 0 | 0 | 0 | 0 | 0 | 0
1022 |  |  |  | Assigned | A | 0 | 0 | 0 | 0 | 0 | 0 | 0 | 0 | 0 | 0 | 0 | 0 | 0 | 0 | 0
1023 | [6 empty] | 0 | 0 | 0 | 0 | 0 | 0 | 0 | 0 | 0 | 0 | 0 | 0 | 0 | 0
1024 |  | 368 | Line Transformers
1025 |  |  |  | Demand Secondary | F21 |  | 0 | 0 | 0 | 0 | 0 | 0 | 0 | 0 | 0 | 0 | 0 | 0 | 0 | 0 | 1481
1026 |  |  |  | Assigned | A | 0 | 0 | 0 | 0 | 0 | 0 | 0 | 0 | 0 | 0 | 0 | 0 | 0 | 0 | 0
1027 | [6 empty] | 0 | 0 | 0 | 0 | 0 | 0 | 0 | 0 | 0 | 0 | 0 | 0 | 0 | 0
1028 |  | 369 | Services
1029 |  |  |  | Customer | F70 |  | 0 | 0 | 0 | 0 | 0 | 0 | 0 | 0 | 0 | 0 | 0 | 0 | 0 | 0 | 1485
1030 |  |  |  | Assigned | A | 0 | 0 | 0 | 0 | 0 | 0 | 0 | 0 | 0 | 0 | 0 | 0 | 0 | 0 | 0
1031 | [6 empty] | 0 | 0 | 0 | 0 | 0 | 0 | 0 | 0 | 0 | 0 | 0 | 0 | 0 | 0
1032 |  | 370 | Meters
1033 |  |  |  | Customer | F60 |  | 0 | 0 | 0 | 0 | 0 | 0 | 0 | 0 | 0 | 0 | 0 | 0 | 0 | 0 | 1489
1034 |  |  |  | Assigned | A | 0 | 0 | 0 | 0 | 0 | 0 | 0 | 0 | 0 | 0 | 0 | 0 | 0 | 0 | 0
1035 | [6 empty] | 0 | 0 | 0 | 0 | 0 | 0 | 0 | 0 | 0 | 0 | 0 | 0 | 0 | 0
1036 |  | 371 | Install on Customers' Premises
1037 |  |  |  | Demand Primary | F20 | 0 | 0 | 0 | 0 | 0 | 0 | 0 | 0 | 0 | 0 | 0 | 0 | 0 | 0 | 0 | 1493
1038 |  |  |  | Demand Secondary | F22 | 0 | 0 | 0 | 0 | 0 | 0 | 0 | 0 | 0 | 0 | 0 | 0 | 0 | 0 | 0
1039 |  |  |  | Assigned | A | 0 | 0 | 0 | 0 | 0 | 0 | 0 | 0 | 0 | 0 | 0 | 0 | 0 | 0 | 0
1040 | [6 empty] | 0 | 0 | 0 | 0 | 0 | 0 | 0 | 0 | 0 | 0 | 0 | 0 | 0 | 0
1041 |  | 372 | Leased Property
1042 |  |  |  | Demand Primary | F20 | 0 | 0 | 0 | 0 | 0 | 0 | 0 | 0 | 0 | 0 | 0 | 0 | 0 | 0 | 0 | 1497
1043 |  |  |  | Demand Secondary | F22 | 0.25 | 0 | 0 | 0 | 0 | 0 | 0 | 0 | 0 | 0 | 0 | 0 | 0 | 0 | 0
1044 |  |  |  | Assigned | A | 0 | 0 | 0 | 0 | 0 | 0 | 0 | 0 | 0 | 0 | 0 | 0 | 0 | 0 | 0
1045 | [6 empty] | 0 | 0 | 0 | 0 | 0 | 0 | 0 | 0 | 0 | 0 | 0 | 0 | 0 | 0
1046
1047 |  | 373 | Street Lights |  | A | 0 | 0 | 0 | 0 | 0 | 0 | 0 | 0 | 0 | 0 | 0 | 0 | 0 | 0 | 0 | 1502
1048
1049
1050 |  | D00 | Unclassified Dist Plant - Acct 300 |  | F22 |  | 0 | 0 | 0 | 0 | 0 | 0 | 0 | 0 | 0 | 0 | 0 | 0 | 0 | 0 | 1505
1051 |  | DS0 | Unclassified Dist Sub - Acct 300 |  | F20 |  | 0 | 0 | 0 | 0 | 0 | 0 | 0 | 0 | 0 | 0 | 0 | 0 | 0 | 0 | 1509
1052 |  | TOTAL DISTRIBUTION PLANT |  |  |  |  | 0 | 0 | 0 | 0 | 0 | 0 | 0 | 0 | 0 | 0 | 0 | 0 | 0 | 0
1053
1054 |  | Distribution - METER - Unbundled |  |  |  |  | DISTRIBUTION PLANT D: GENERAL PLANT
1055
1056 |  | A |  | B | C |  | D | E | F | G | H | I | J | K | L | M | N | O | P
1057 |  | FERC ACCT |  | DESCRIPTION | COS Factor |  | Utah Jurisdiction Normalized | Residential Sch 1 | General Large Dist. Sch 6 | General +1 MW Sch 8 | Street & Area Lighting Sch. 7,11,12 | General Trans Sch 9 | General Secondary Sch 22 | Irrigation Sch 10 | Traffic Signals Sch 15 | Outdoor Lighting Sch 15 | General Small Dist. Sch 23 | Industrial Cust 1 | Industrial Cust 2
1058 |  | 389 | Land and Land Rights
1059 |  |  |  | Situs | F107P |  | 0 | 0 | 0 | 0 | 0 | 0 | 0 | 0 | 0 | 0 | 0 | 0 | 0 | 0 | 1516
1060 |  |  |  | Customer - System | F42 |  | 0 | 0 | 0 | 0 | 0 | 0 | 0 | 0 | 0 | 0 | 0 | 0 | 0 | 0 | 1517
1061 |  |  |  | System Generation | F105P |  | 24.1019 | 8.2243 | 6.7818 | 1.9443 | 0.043881 | 4.2249 | 0.020692 | 0.221 | 0.0068222 | 0.0095411 | 1.6017 | 0.53309 | 0.48994 | 0 | 1518
1062 |  |  |  | System Generation | F105P |  | 56.2389 | 19.1903 | 15.8244 | 4.5369 | 0.10239 | 9.8582 | 0.048283 | 0.51568 | 0.015919 | 0.022263 | 3.7374 | 1.2439 | 1.1432 | 0 | 1519
1063 |  |  |  | System Overheads | F102P |  | 398456.5527 | 135964.7949 | 112117.3853 | 32144.0464 | 725.4467 | 69845.9664 | 342.0854 | 3653.6449 | 112.7853 | 157.7353 | 26479.6776 | 8813.2095 | 8099.775 | 0 | 1520
1064 |  |  | Total Land & Land Rights |  |  |  | 398536.8935 | 135992.2095 | 112139.9916 | 32150.5276 | 725.5929 | 69860.0494 | 342.1544 | 3654.3816 | 112.808 | 157.7671 | 26485.0167 | 8814.9865 | 8101.4082 | 0
1065
1066 |  | 390 | Structures and Improvements
1067 |  |  |  | Situs | F107P |  | 0 | 0 | 0 | 0 | 0 | 0 | 0 | 0 | 0 | 0 | 0 | 0 | 0 | 0 | 1524
1068 |  |  |  | System Generation | F105P |  | 24313.6031 | 8296.4982 | 6841.3422 | 1961.4123 | 44.2664 | 4261.9631 | 20.8739 | 222.9434 | 6.8821 | 9.6249 | 1615.7756 | 537.7773 | 494.2439 | 0 | 1525
1069 |  |  |  | System Generation | F105P |  | 107977.2842 | 36844.9438 | 30382.5617 | 8710.6783 | 196.588 | 18927.4783 | 92.7013 | 990.097 | 30.5636 | 42.7445 | 7175.6975 | 2388.2815 | 2194.9487 | 0 | 1526
1070 |  |  |  | System Generation | F105P |  | 107771.7029 | 36774.7936 | 30324.7153 | 8694.0937 | 196.2137 | 18891.4417 | 92.5248 | 988.212 | 30.5054 | 42.6631 | 7162.0354 | 2383.7344 | 2190.7697 | 0 | 1527
1071 |  |  |  | Customer - System | F42 |  | 0 | 0 | 0 | 0 | 0 | 0 | 0 | 0 | 0 | 0 | 0 | 0 | 0 | 0 | 1528
1072 |  |  |  | System Generation | F102P |  | 265725.1209 | 90673.0265 | 74769.5215 | 21436.4165 | 483.7903 | 46579.3014 | 228.132 | 2436.5648 | 75.2149 | 105.1915 | 17658.9279 | 5877.4066 | 5401.6271 | 0 | 1529
1073 |  |  |  | System Overheads | F102P |  | 5098754.665 | 1739841.2143 | 1434683.4996 | 411323.6568 | 9283.006 | 893767.3245 | 4377.4145 | 46752.9991 | 1443.2301 | 2018.4227 | 338840.907 | 112776.1424 | 103646.8481 | 0 | 1530
1074
1075 |  |  | Total Structures and Improvements |  |  |  | 5604542.3762 | 1912430.4764 | 1577001.6403 | 452126.2576 | 10203.8642 | 982427.509 | 4811.6465 | 51390.8164 | 1586.396 | 2218.6467 | 372453.3433 | 123963.3422 | 113928.4376 | 0
1076
1077 |  | 391 | Office Furniture & Equipment
1078 |  |  |  | Situs | F107P |  | 0 | 0 | 0 | 0 | 0 | 0 | 0 | 0 | 0 | 0 | 0 | 0 | 0 | 0 | 1534
1079 |  |  |  | System Generation | F105P |  | 0 | 0 | 0 | 0 | 0 | 0 | 0 | 0 | 0 | 0 | 0 | 0 | 0 | 0 | 1535
1080 |  |  |  | System Generation | F105P |  | 0 | 0 | 0 | 0 | 0 | 0 | 0 | 0 | 0 | 0 | 0 | 0 | 0 | 0 | 1536
1081 |  |  |  | Customer - System | F42 |  | 0 | 0 | 0 | 0 | 0 | 0 | 0 | 0 | 0 | 0 | 0 | 0 | 0 | 0 | 1537
1082 |  |  |  | System Generation | F105P |  | 147014.1631 | 50165.4457 | 41366.7274 | 11859.8378 | 267.6601 | 25770.3035 | 126.2155 | 1348.0455 | 41.6132 | 58.1979 | 9769.9175 | 3251.7137 | 2988.4856 | 0 | 1538
1083 |  |  |  | Energy | F30 |  | 38533.9104 | 11200.052 | 10719.3045 | 3362.9018 | 135.9927 | 7903.6137 | 42.4273 | 388.3222 | 12.9818 | 28.7065 | 2359.3871 | 1014.4126 | 1365.8082 | 0 | 1539
1084 |  |  |  | System Overheads | F102P |  | 2907739.6375 | 992204.0957 | 818177.4479 | 234571.4158 | 5293.9524 | 509701.4559 | 2496.3707 | 26662.5005 | 823.0514 | 1151.0747 | 193235.643 | 64314.4613 | 59108.1683 | 0 | 1540
1085 |  |  |  | Cholla | F30 |  | 262.0247 | 76.1586 | 72.8896 | 22.8672 | 0.92473 | 53.7434 | 0.2885 | 2.6405 | 0.088274 | 0.1952 | 16.0435 | 6.8979 | 9.2873 | 0 | 1541
1086 |  |  |  | Simple Cycle Combustion Turbine | F30 |  | 202.7316 | 58.9248 | 56.3956 | 17.6926 | 0.71547 | 41.5819 | 0.22322 | 2.043 | 0.068299 | 0.15103 | 12.413 | 5.3369 | 7.1857 | 0 | 1542
1087 |  |  | Total Office Furniture & Equipment |  |  |  | 3093752.4673 | 1053704.6769 | 870392.7649 | 249834.7152 | 5699.2454 | 543470.6984 | 2665.5252 | 28403.5517 | 877.8029 | 1238.3253 | 205393.404 | 68592.8223 | 63478.935 | 0
1088
1089 |  | 392 | Transportation Equipment
1090 |  |  |  | Situs | F107P |  | 0 | 0 | 0 | 0 | 0 | 0 | 0 | 0 | 0 | 0 | 0 | 0 | 0 | 0 | 1546
1091 |  |  |  | System Overheads | F102P |  | 448750.6424 | 153126.5797 | 126269.096 | 36201.3408 | 817.0142 | 78662.0827 | 385.2642 | 4114.8162 | 127.0213 | 177.645 | 29822.0026 | 9925.6328 | 9122.147 | 0 | 1547
1092 |  |  |  | System Generation | F105P |  | 931477.6646 | 317846.8739 | 262098.4384 | 75143.6036 | 1695.8872 | 163279.9291 | 799.698 | 8541.1786 | 263.6598 | 368.7402 | 61901.9265 | 20602.7677 | 18934.9616 | 0 | 1548
1093 |  |  |  | Customer - System | F42 |  | 0 | 0 | 0 | 0 | 0 | 0 | 0 | 0 | 0 | 0 | 0 | 0 | 0 | 0 | 1549
1094 |  |  |  | System Generation | F105P |  | 42709.6216 | 14573.7469 | 12017.5991 | 3445.4448 | 77.7589 | 7486.625 | 36.6673 | 391.6256 | 12.0892 | 16.9073 | 2838.2944 | 944.6672 | 868.1959 | 0 | 1550
1095 |  |  |  | Energy | F30 |  | 230635.3288 | 67035.1817 | 64157.7845 | 20127.8289 | 813.9512 | 47305.1537 | 253.9381 | 2324.2081 | 77.6992 | 171.8159 | 14121.5362 | 6071.5191 | 8174.7122 | 0 | 1551
1096 |  |  |  | System Generation | F105P |  | 5156.647 | 1759.5957 | 1450.9732 | 415.9939 | 9.3884 | 903.9153 | 4.4271 | 47.2838 | 1.4596 | 2.0413 | 342.6882 | 114.0566 | 104.8237 | 0 | 1552
1097 |  |  |  | Cholla | F30 |  | 14720.2438 | 4278.5042 | 4094.855 | 1284.6538 | 51.9502 | 3019.2399 | 16.2075 | 148.342 | 4.9591 | 10.9661 | 901.3036 | 387.5132 | 521.749 | 0 | 1553
1098 |  |  |  | Simple Cycle Combustion Turbine | F30 |  | 3238.6711 | 941.3341 | 900.9286 | 282.6428 | 11.4298 | 664.2774 | 3.5659 | 32.6374 | 1.0911 | 2.4127 | 198.3001 | 85.2586 | 114.7925 | 0 | 1554
1099 |  |  | Total Transportation Equipment |  |  |  | 1676688.8192 | 559561.8162 | 470989.6747 | 136901.5085 | 3477.38 | 301321.2231 | 1499.7682 | 15600.0918 | 487.9794 | 750.5285 | 110126.0516 | 38131.4153 | 37841.3819 | 0
1100
1101 |  | 393 | Stores Equipment
1102 |  |  |  | Situs | F107P |  | 0 | 0 | 0 | 0 | 0 | 0 | 0 | 0 | 0 | 0 | 0 | 0 | 0 | 0 | 1558
1103 |  |  |  | System Generation | F105P |  | 0 | 0 | 0 | 0 | 0 | 0 | 0 | 0 | 0 | 0 | 0 | 0 | 0 | 0 | 1559
1104 |  |  |  | System Generation | F105P |  | 0 | 0 | 0 | 0 | 0 | 0 | 0 | 0 | 0 | 0 | 0 | 0 | 0 | 0 | 1560
1105 |  |  |  | System Overheads | F102P |  | 10611.9484 | 3621.1009 | 2985.9815 | 856.0807 | 19.3206 | 1860.1822 | 9.1106 | 97.3062 | 3.0038 | 4.2009 | 705.2236 | 234.719 | 215.7184 | 0 | 1561
1106 |  |  |  | System Generation | F105P |  | 271918.7286 | 92786.463 | 76512.2738 | 21936.0634 | 495.0666 | 47664.9869 | 233.4494 | 2493.3571 | 76.9681 | 107.6433 | 18070.5279 | 6014.3991 | 5527.53 | 0 | 1562
1107 |  |  |  | Simple Cycle Combustion Turbine | F30 |  | 3914.3027 | 1137.7095 | 1088.8748 | 341.606 | 13.8142 | 802.8548 | 4.3098 | 39.4461 | 1.3187 | 2.916 | 239.6683 | 103.0448 | 138.7398 | 0 | 1563
1108 |  |  | Total Stores Equipment |  |  |  | 286444.9797 | 97545.2734 | 80587.1301 | 23133.7502 | 528.2014 | 50328.024 | 246.8698 | 2630.1093 | 81.2905 | 114.7603 | 19015.4198 | 6352.1628 | 5881.9881 | 0 | 1564
1109
1110 |  | 394 | Tools, Shop & Garage Equipment
1111 |  |  |  | Situs | F107P |  | 0 | 0 | 0 | 0 | 0 | 0 | 0 | 0 | 0 | 0 | 0 | 0 | 0 | 0 | 1567
1112 |  |  |  | System Generation | F105P |  | 7990.11 | 2726.4545 | 2248.2507 | 644.5733 | 14.5471 | 1400.5967 | 6.8597 | 73.2653 | 2.2616 | 3.163 | 530.9877 | 176.7282 | 162.422 | 0 | 1568
1113 |  |  |  | System Generation | F105P |  | 1016438.6198 | 346837.9867 | 286004.6839 | 81997.5224 | 1850.5707 | 178172.8452 | 872.6392 | 9320.2276 | 287.7084 | 402.3733 | 67548.0596 | 22481.9655 | 20662.0373 | 0 | 1569
1114 |  |  |  | System Overheads | F102P |  | 198235.4641 | 67643.6215 | 55779.3359 | 15991.9316 | 360.9158 | 34748.9519 | 170.1903 | 1817.7189 | 56.1116 | 78.4746 | 13173.8608 | 4384.6453 | 4029.7058 | 0 | 1570
1115 |  |  |  | Energy | F30 |  | 58739.2045 | 17072.8104 | 16339.9824 | 5126.2426 | 207.3006 | 12047.8814 | 64.6741 | 591.9394 | 19.7888 | 43.7588 | 3596.534 | 1546.3208 | 2081.9711 | 0 | 1571
1116 |  |  |  | System Generation | F105P |  | 0 | 0 | 0 | 0 | 0 | 0 | 0 | 0 | 0 | 0 | 0 | 0 | 0 | 0 | 1572
1117 |  |  |  | Cholla | F30 |  | 76270.2021 | 22168.2727 | 21216.7286 | 6656.1944 | 269.1705 | 15643.6295 | 83.9763 | 768.6065 | 25.6948 | 56.8188 | 4669.9369 | 2007.8276 | 2703.3454 | 0 | 1573
1118 |  |  |  | Simple Cycle Combustion Turbine | F30 |  | 4119.2843 | 1197.2883 | 1145.8962 | 359.495 | 14.5377 | 844.8982 | 4.5355 | 41.5117 | 1.3878 | 3.0687 | 252.219 | 108.4409 | 146.0052 | 0 | 1574
1119 |  |  | Total Tools, Shop & Garage Equipment |  |  |  | 1361792.8847 | 457646.434 | 382734.8779 | 110775.9594 | 2717.0423 | 242858.8029 | 1202.8751 | 12613.2694 | 392.9531 | 587.6573 | 89771.598 | 30705.9285 | 29785.4868 | 0
1120
1121 |  | 395 | Laboratory Equipment
1122 |  |  |  | Situs | F107P |  | 0 | 0 | 0 | 0 | 0 | 0 | 0 | 0 | 0 | 0 | 0 | 0 | 0 | 0 | 1578
1123 |  |  |  | System Generation | F105P |  | 8.467 | 2.8892 | 2.3825 | 0.68305 | 0.015415 | 1.4842 | 0.0072692 | 0.077639 | 0.0023966 | 0.0033518 | 0.56268 | 0.18728 | 0.17212 | 0 | 1579
1124 |  |  |  | System Generation | F105P |  | 0 | 0 | 0 | 0 | 0 | 0 | 0 | 0 | 0 | 0 | 0 | 0 | 0 | 0 | 1580
1125 |  |  |  | System Overheads | F102P |  | 259892.3842 | 88682.7296 | 73128.3107 | 20965.8815 | 473.1709 | 45556.8734 | 223.1244 | 2383.0816 | 73.5639 | 102.8825 | 17271.3098 | 5748.3959 | 5283.0599 | 0 | 1581
1126 |  |  |  | Energy | F30 |  | 462319.2544 | 134375.1428 | 128607.266 | 40347.1701 | 1631.6031 | 94825.383 | 509.0308 | 4658.9833 | 155.7518 | 344.4129 | 28307.2768 | 12170.6427 | 16386.5912 | 0 | 1582
1127 |  |  |  | System Generation | F105P |  | 276011.0191 | 94182.8698 | 77663.7592 | 22266.1942 | 502.5172 | 48382.3299 | 236.9627 | 2530.8813 | 78.1264 | 109.2633 | 18342.4836 | 6104.9139 | 5610.7175 | 0 | 1583
1128 |  |  |  | Cholla | F30 |  | 10243.4007 | 2977.2899 | 2849.4936 | 893.9542 | 36.1507 | 2101.0036 | 11.2784 | 103.227 | 3.4509 | 7.631 | 627.1917 | 269.6595 | 363.0704 | 0 | 1584
1129 |  |  |  | Simple Cycle Combustion Turbine | F30 |  | 642.3803 | 186.7107 | 178.6964 | 56.0613 | 2.2671 | 131.7573 | 0.70728 | 6.4735 | 0.21641 | 0.47855 | 39.3322 | 16.9108 | 22.7687 | 0 | 1585
1130 |  |  | Total Laboratory Equipment |  |  |  | 1009116.9058 | 320407.6319 | 282429.9084 | 84529.9443 | 2645.7244 | 190998.8313 | 981.1108 | 9682.7244 | 311.1118 | 564.6716 | 64588.1568 | 24310.7101 | 27666.3799 | 0
1131
1132 |  | 396 | Power Operated Equipment
1133 |  |  |  | Situs | F107P |  | 0 | 0 | 0 | 0 | 0 | 0 | 0 | 0 | 0 | 0 | 0 | 0 | 0 | 0 | 1589
1134 |  |  |  | System Generation | F105P |  | 34137.2898 | 11648.6216 | 9605.5232 | 2753.9028 | 62.1518 | 5983.9698 | 29.3078 | 313.0217 | 9.6627 | 13.5138 | 2268.6148 | 755.0612 | 693.9386 | 0 | 1590
1135 |  |  |  | System Generation | F105P |  | 1849287.1086 | 631029.7592 | 520350.9239 | 149184.5727 | 3366.8894 | 324163.938 | 1587.6614 | 16957.0266 | 523.4507 | 732.0695 | 122895.523 | 40903.2166 | 37592.0774 | 0 | 1591
1136 |  |  |  | System Overheads | F102P |  | 229728.071 | 78389.8015 | 64640.7004 | 18532.4842 | 418.2525 | 40269.3318 | 197.2276 | 2106.4901 | 65.0258 | 90.9415 | 15266.7216 | 5081.2105 | 4669.8835 | 0 | 1592
1137 |  |  |  | System Generation | F105P |  | 78619.4855 | 26827.2216 | 22121.8878 | 6342.3437 | 143.1379 | 13781.3117 | 67.4969 | 720.9009 | 22.2537 | 31.1228 | 5224.7067 | 1738.9349 | 1598.1671 | 0 | 1593
1138 |  |  |  | Energy | F30 |  | 172054.3986 | 50008.3744 | 47861.8305 | 15015.399 | 607.2092 | 35289.7356 | 189.4383 | 1733.8637 | 57.9638 | 128.175 | 10534.6932 | 4529.3649 | 6098.351 | 0 | 1594
1139 |  |  |  | Cholla | F30 |  | 0 | 0 | 0 | 0 | 0 | 0 | 0 | 0 | 0 | 0 | 0 | 0 | 0 | 0 | 1595
1140 |  |  |  | Simple Cycle Combustion Turbine | F30 |  | 44182.4707 | 12841.8312 | 12290.6124 | 3855.8586 | 155.9274 | 9062.1787 | 48.6466 | 445.2451 | 14.8847 | 32.9145 | 2705.2419 | 1163.112 | 1566.0176 | 0 | 1596
1141 |  |  | Total Power Operated Equipment |  |  |  | 2408008.8242 | 810745.6095 | 676871.4783 | 195684.561 | 4753.5683 | 428550.4656 | 2119.7785 | 22276.5481 | 693.2414 | 1028.7371 | 158895.5012 | 54170.9001 | 52218.4352 | 0
1142
1143 |  | 397 | Communication Equipment
1144 |  |  |  | Situs | F107P |  | 0 | 0 | 0 | 0 | 0 | 0 | 0 | 0 | 0 | 0 | 0 | 0 | 0 | 0 | 1600
1145 |  |  |  | System Generation | F105P |  | 29920.2961 | 10209.6625 | 8418.9489 | 2413.7121 | 54.4741 | 5244.7675 | 25.6874 | 274.354 | 8.4691 | 11.8444 | 1988.3719 | 661.7882 | 608.216 | 0 | 1601
1146 |  |  |  | System Generation | F105P |  | 82444.3589 | 28132.378 | 23198.1276 | 6650.9015 | 150.1016 | 14451.7787 | 70.7806 | 755.973 | 23.3363 | 32.6369 | 5478.8911 | 1823.5348 | 1675.9186 | 0 | 1602
1147 |  |  |  | System Overheads | F102P |  | 4623190.3187 | 1577565.0304 | 1300869.5851 | 372959.2171 | 8417.1736 | 810405.0328 | 3969.13 | 42392.3148 | 1308.619 | 1830.163 | 307236.9831 | 102257.4342 | 93979.6355 | 0 | 1603
1148 |  |  |  | Customer - System | F42 |  | 0 | 0 | 0 | 0 | 0 | 0 | 0 | 0 | 0 | 0 | 0 | 0 | 0 | 0 | 1604
1149 |  |  |  | System Generation | F105P |  | 7502448.398 | 2560050.4022 | 2111032.915 | 605232.9859 | 13659.2713 | 1315113.9195 | 6441.0485 | 68793.6538 | 2123.6086 | 2969.9628 | 498579.8664 | 165941.9299 | 152508.8342 | 0 | 1605
1150 |  |  |  | Energy | F30 |  | 146115.313 | 42469.0641 | 40646.1352 | 12751.6631 | 515.6657 | 29969.4213 | 160.8784 | 1472.4647 | 49.2251 | 108.8512 | 8946.4728 | 3846.5135 | 5178.9578 | 0 | 1606
1151 |  |  |  | Cholla | F30 |  | 59424.3876 | 17271.9619 | 16530.5856 | 5186.0394 | 209.7187 | 12188.418 | 65.4285 | 598.8443 | 20.0196 | 44.2692 | 3638.487 | 1564.3584 | 2106.257 | 0 | 1607
1152 |  |  |  | Simple Cycle Combustion Turbine | F30 |  | 762.017 | 221.4836 | 211.9767 | 66.5022 | 2.6893 | 156.2958 | 0.83901 | 7.6792 | 0.25672 | 0.56768 | 46.6574 | 20.0602 | 27.0092 | 0 | 1608
1153 |  |  | Total Communication Equipment |  |  |  | 12444305.0893 | 4235919.9827 | 3500908.2742 | 1005261.0213 | 23009.0944 | 2187529.6336 | 10733.7924 | 114295.2838 | 3533.5344 | 4998.2953 | 825915.7295 | 276115.6193 | 256084.8283 | 0
1154
1155 |  | Distribution - METER - Unbundled |  |  |  |  | D: GENERAL PLANT
1156
1157 |  | A |  | B | C |  | D | E | F | G | H | I | J | K | L | M | N | O | P
1158 |  | FERC ACCT |  | DESCRIPTION | COS Factor |  | Utah Jurisdiction Normalized | Residential Sch 1 | General Large Dist. Sch 6 | General +1 MW Sch 8 | Street & Area Lighting Sch. 7,11,12 | General Trans Sch 9 | General Secondary Sch 22 | Irrigation Sch 10 | Traffic Signals Sch 15 | Outdoor Lighting Sch 15 | General Small Dist. Sch 23 | Industrial Cust 1 | Industrial Cust 2
1159 |  | 398 | Misc. Equipment
1160 |  |  |  | Situs | F107P |  | 0 | 0 | 0 | 0 | 0 | 0 | 0 | 0 | 0 | 0 | 0 | 0 | 0 | 0 | 1612
1161 |  |  |  | System Generation | F105P |  | 0 | 0 | 0 | 0 | 0 | 0 | 0 | 0 | 0 | 0 | 0 | 0 | 0 | 0 | 1613
1162 |  |  |  | System Generation | F105P |  | 0 | 0 | 0 | 0 | 0 | 0 | 0 | 0 | 0 | 0 | 0 | 0 | 0 | 0 | 1614
1163 |  |  |  | Customer - System | F42 |  | 0 | 0 | 0 | 0 | 0 | 0 | 0 | 0 | 0 | 0 | 0 | 0 | 0 | 0 | 1615
1164 |  |  |  | System Overheads | F102P |  | 139135.001 | 47476.8497 | 39149.695 | 11224.2148 | 253.315 | 24389.155 | 119.451 | 1275.7975 | 39.3829 | 55.0788 | 9246.3029 | 3077.4394 | 2828.3189 | 0 | 1616
1165 |  |  |  | System Energy | F30 |  | 1928.6218 | 560.5625 | 536.5011 | 168.3132 | 6.8064 | 395.5758 | 2.1235 | 19.4355 | 0.64974 | 1.4368 | 118.0873 | 50.7713 | 68.3587 | 0 | 1617
1166 |  |  |  | Simple Cycle Combustion Turbine | F105P |  | 116452.2308 | 39736.8385 | 32767.2353 | 9394.364 | 212.0178 | 20413.0627 | 99.9773 | 1067.808 | 32.9624 | 46.0995 | 7738.9053 | 2575.7335 | 2367.2264 | 0 | 1618
1167 |  |  | Total Misc. Equipment |  |  |  | 257515.8536 | 87774.2507 | 72453.4314 | 20786.892 | 472.1392 | 45197.7934 | 221.5518 | 2363.0411 | 72.9951 | 102.615 | 17103.2955 | 5703.9443 | 5263.904 | 0
1168
1169 |  | 399 | Coal Mine |  | F30 |  | 67554195.1063 | 19634926.574 | 18792123.097 | 5895537.7113 | 238410.2143 | 13855906.627 | 74379.6918 | 680771.7057 | 22758.4815 | 50325.6924 | 4136265.7602 | 1778377.0997 | 2394412.4513 | 0 | 1626
1170 |  | 399L | WIDCO Capital Lease |  | F30 |  | 0 | 0 | 0 | 0 | 0 | 0 | 0 | 0 | 0 | 0 | 0 | 0 | 0 | 0 | 1629
1171 |  |  | Remove Capital Lease |  | F30 |  | 0 | 0 | 0 | 0 | 0 | 0 | 0 | 0 | 0 | 0 | 0 | 0 | 0 | 0 | 1632
1172
1173 |  | 390L | General Capital Lease
1174 |  |  |  | Situs | F107P |  | 0 | 0 | 0 | 0 | 0 | 0 | 0 | 0 | 0 | 0 | 0 | 0 | 0 | 0 | 1637
1175 |  |  |  | System Generation | F105P |  | 5191289.3102 | 1771416.6871 | 1460720.8239 | 418788.5558 | 9451.4784 | 909987.8426 | 4456.8579 | 47601.495 | 1469.4225 | 2055.054 | 344990.3543 | 114822.858 | 105527.8808 | 0 | 1638
1176 |  |  |  | System Overheads | F102P |  | -1082491.1303 | -369376.9962 | -304590.4863 | -87326.0707 | -1970.8286 | -189751.2755 | -929.347 | -9925.8957 | -306.405 | -428.5212 | -71937.6202 | -23942.9394 | -22004.7445 | 0 | 1639
1177
1178 |  |  | Remove Capital Lease |  |  |  | -4108798.18 | -1402039.6909 | -1156130.3376 | -331462.4852 | -7480.6498 | -720236.5671 | -3527.5109 | -37675.5993 | -1163.0175 | -1626.5327 | -273052.7341 | -90879.9186 | -83523.1363
1179
1180 |  | 392L | General Vehicles Capital Lease |  | F30 |  | 0 | 0 | 0 | 0 | 0 | 0 | 0 | 0 | 0 | 0 | 0 | 0 | 0 | 0 | 1646
1181 |  |  | Remove Capital Lease |  | F30 |  | 0 | 0 | 0 | 0 | 0 | 0 | 0 | 0 | 0 | 0 | 0 | 0 | 0 | 0 | 1649
1182
1183 |  | G00 | Unclassified Gen Plant - Acct 300 |  | F102P |  | 520473.9583 | 177600.6306 | 146450.5451 | 41987.3608 | 947.5967 | 91234.5558 | 446.8405 | 4772.4827 | 147.323 | 206.0378 | 34588.42 | 11512.0356 | 10580.1296 | 0 | 1659
1184 |  | GV0 | Unclassified Gen Veh - Acct 300 |  | F102P |  | 0 | 0 | 0 | 0 | 0 | 0 | 0 | 0 | 0 | 0 | 0 | 0 | 0 | 0 | 1667
1185
1186 |  | TOTAL GENERAL PLANT |  |  |  |  | 96615374.158 | 29484255.5657 | 26965082.8139 | 8248710.2091 | 293589.6636 | 18989684.2138 | 99651.605 | 948454.0059 | 31055.9171 | 62293.7346 | 6060601.6968 | 2426750.9665 | 3005243.7659 | 0
1187
1188
1189
1190 | [6 empty] | D: INTANGIBLE PLANT
1191
1192 |  | 301 | Organization
1193 |  |  |  | Situs | F107P |  | 0 | 0 | 0 | 0 | 0 | 0 | 0 | 0 | 0 | 0 | 0 | 0 | 0 | 0 | 1672
1194 |  |  |  | System Overheads | F102P |  | 0 | 0 | 0 | 0 | 0 | 0 | 0 | 0 | 0 | 0 | 0 | 0 | 0 | 0 | 1673
1195 |  |  |  | System Generation | F105P |  | 0 | 0 | 0 | 0 | 0 | 0 | 0 | 0 | 0 | 0 | 0 | 0 | 0 | 0 | 1674
1196 |  |  | Total Organization |  |  |  | 0 | 0 | 0 | 0 | 0 | 0 | 0 | 0 | 0 | 0 | 0 | 0 | 0 | 0
1197
1198 |  | 302 | Franchise & Consent
1199 |  |  |  | Situs | F107P |  | 0 | 0 | 0 | 0 | 0 | 0 | 0 | 0 | 0 | 0 | 0 | 0 | 0 | 0 | 1677
1200 |  |  |  | System Generation | F105P |  | 952639.707 | 325067.9692 | 268052.9969 | 76850.7751 | 1734.4157 | 166989.451 | 817.8661 | 8735.2239 | 269.6498 | 377.1175 | 63308.2632 | 21070.8376 | 19365.141 | 0 | 1678
1201 |  |  |  | System Generation | F105P |  | 9011889.927 | 3075115.1101 | 2535758.3622 | 727001.7413 | 16407.4236 | 1579705.8846 | 7736.9436 | 82634.4685 | 2550.8642 | 3567.4991 | 598890.7404 | 199328.3162 | 183192.5731 | 0 | 1679
1202 |  |  |  | System Generation | F105P |  | 833693.2684 | 284480.0356 | 234583.9434 | 67255.1998 | 1517.8568 | 146139.1753 | 715.7475 | 7644.5452 | 235.9814 | 330.0307 | 55403.6038 | 18439.9362 | 16947.2127 | 0 | 1680
1203 |  |  |  | System Generation | F105P |  | 0 | 0 | 0 | 0 | 0 | 0 | 0 | 0 | 0 | 0 | 0 | 0 | 0 | 0 | 1681
1204 |  |  |  | System Generation | F105P |  | 65364.2447 | 22304.1535 | 18392.1388 | 5273.0249 | 119.0049 | 11457.7833 | 56.1169 | 599.357 | 18.5017 | 25.8755 | 4343.8215 | 1445.7506 | 1328.7162 | 0 | 1682
1205 |  |  | Total Franchise & Consent |  |  |  | 10863587.147 | 3706967.2685 | 3056787.4413 | 876380.741 | 19778.701 | 1904292.2942 | 9326.6742 | 99613.5946 | 3074.9971 | 4300.5228 | 721946.4288 | 240284.8405 | 220833.643 | 0
1206
1207 |  | 303 | Miscellaneous Intangible Plant
1208 |  |  |  | Situs | F107P |  | 2141125.524 | 730613.3902 | 602468.1833 | 172727.5851 | 3898.2227 | 375320.6727 | 1838.2124 | 19633.0371 | 606.0572 | 847.5984 | 142289.8261 | 47358.2066 | 43524.5323 | 0 | 1686
1209 |  |  |  | System Generation | F105P |  | 13944300.2439 | 4758194.8657 | 3923636.0225 | 1124906.1673 | 25387.5761 | 2444314.4924 | 11971.5471 | 127862.1742 | 3947.0096 | 5520.0718 | 926677.1304 | 308425.1928 | 283457.9941 | 0 | 1687
1210 |  |  |  | System Overheads | F102P |  | 19623775.7896 | 6696194.687 | 5521722.2979 | 1583077.3883 | 35727.8668 | 3439877.134 | 16847.5257 | 179940.0898 | 5554.6158 | 7768.382 | 1304110.2041 | 434045.9345 | 398909.6638 | 0 | 1688
1211 |  |  |  | Energy | F30 |  | 7092.4472 | 2061.4513 | 1972.9662 | 618.9666 | 25.0304 | 1454.7177 | 7.809 | 71.4735 | 2.3894 | 5.2836 | 434.2624 | 186.71 | 251.387 | 0 | 1689
1212 |  |  |  | Customer - System | F42 |  | 0 | 0 | 0 | 0 | 0 | 0 | 0 | 0 | 0 | 0 | 0 | 0 | 0 | 0 | 1690
1213 |  |  |  | Simple Cycle Combustion Turbine | F30 |  | 0 | 0 | 0 | 0 | 0 | 0 | 0 | 0 | 0 | 0 | 0 | 0 | 0 | 0 | 1691
1214 |  |  |  | System Generation | F105P |  | 0 | 0 | 0 | 0 | 0 | 0 | 0 | 0 | 0 | 0 | 0 | 0 | 0 | 0 | 1692
1215 |  |  | Total Miscellaneous Intangible Plant |  |  |  | 35716294.0048 | 12187064.3941 | 10049799.4699 | 2881330.1073 | 65038.696 | 6260967.0169 | 30665.0942 | 327506.7746 | 10110.0719 | 14141.3358 | 2373511.423 | 790016.0439 | 726143.5771 | 0
1216
1217 |  | I00 | Unclass Intangible Plant - Acct 300 |  | F102P |  | 0 | 0 | 0 | 0 | 0 | 0 | 0 | 0 | 0 | 0 | 0 | 0 | 0 | 0 | 1703
1218
1219 |  | TOTAL INTANGIBLE PLANT |  |  |  |  | 46579881.1518 | 15894031.6626 | 13106586.9112 | 3757710.8483 | 84817.397 | 8165259.3111 | 39991.7684 | 427120.3692 | 13185.069 | 18441.8586 | 3095457.8518 | 1030300.8844 | 946977.2201 | 0
1220
1221
1222 |  | TOTAL ELECTRIC PLANT IN SERVICE |  |  |  |  | 1476046848.2226 | 432777517.1305 | 410842295.6593 | 128326019.2293 | 5082266.4351 | 300533483.3781 | 1607162.7569 | 14807273.9305 | 493268.2925 | 1073666.9602 | 90765031.4057 | 38544624.8189 | 51194238.2256 | 0
1223
1224
1225 |  | Distribution - METER - Unbundled |  |  |  |  | D: MISC RATE BASE
1226
1227 |  | A |  | B | C |  | D | E | F | G | H | I | J | K | L | M | N | O | P
1228 |  | FERC ACCT |  | DESCRIPTION | COS Factor |  | Utah Jurisdiction Normalized | Residential Sch 1 | General Large Dist. Sch 6 | General +1 MW Sch 8 | Street & Area Lighting Sch. 7,11,12 | General Trans Sch 9 | General Secondary Sch 22 | Irrigation Sch 10 | Traffic Signals Sch 15 | Outdoor Lighting Sch 15 | General Small Dist. Sch 23 | Industrial Cust 1 | Industrial Cust 2
1229 |  | 105 | Plant Held For Future Use
1230 |  |  |  | Situs | F20 |  | 0 | 0 | 0 | 0 | 0 | 0 | 0 | 0 | 0 | 0 | 0 | 0 | 0 | 0 | 1711
1231 |  |  |  | System Generation | F30 |  | 0 | 0 | 0 | 0 | 0 | 0 | 0 | 0 | 0 | 0 | 0 | 0 | 0 | 0 | 1712
1232 |  |  |  | System Generation | F30 |  | 0 | 0 | 0 | 0 | 0 | 0 | 0 | 0 | 0 | 0 | 0 | 0 | 0 | 0 | 1713
1233 |  |  |  | System Generation | F30 |  | 0 | 0 | 0 | 0 | 0 | 0 | 0 | 0 | 0 | 0 | 0 | 0 | 0 | 0 | 1714
1234 |  |  |  | Energy | F30 |  | 0 | 0 | 0 | 0 | 0 | 0 | 0 | 0 | 0 | 0 | 0 | 0 | 0 | 0 | 1715
1235 |  |  |  | General | F102 |  | 0 | 0 | 0 | 0 | 0 | 0 | 0 | 0 | 0 | 0 | 0 | 0 | 0 | 0 | 1716
1236 |  |  | Total Plant Held For Future Use |  |  |  | 0 | 0 | 0 | 0 | 0 | 0 | 0 | 0 | 0 | 0 | 0 | 0 | 0 | 0
1237
1238 |  | 114 | Electric Plant Acquisition Adjust |  | F30 |  | 18679086.9221 | 5429159.5009 | 5196119.9483 | 1630146.8945 | 65921.6664 | 3831230.3753 | 20566.3723 | 188236.9236 | 6292.8387 | 13915.3162 | 1143699.0337 | 491730.5339 | 662067.5183 | 0 | 1723
1239
1240 |  | 115 | Accum Prov for Asset Acquisition Adj |  | F30 |  | -13099384.5382 | -3807394.2435 | -3643966.838 | -1143199.4034 | -46229.9502 | -2686788.7146 | -14422.9116 | -132007.9433 | -4413.0805 | -9758.6182 | -802060.2667 | -344843.802 | -464298.7662 | 0 | 1729
1241
1242 |  | 128 | Pensions |  | F102P |  | 0 | 0 | 0 | 0 | 0 | 0 | 0 | 0 | 0 | 0 | 0 | 0 | 0 | 0 | 1732
1243
1244 |  | 124 | Weatherization |  | F11 |  | 0 | 0 | 0 | 0 | 0 | 0 | 0 | 0 | 0 | 0 | 0 | 0 | 0 | 0 | 1754
1245
1246 |  | 151 | Fuel Stock |  | F30 |  | 83463945.3191 | 24259166.0716 | 23217873.1777 | 7284001.1844 | 294558.4217 | 17119123.8567 | 91896.921 | 841100.8721 | 28118.3522 | 62177.9422 | 5110401.4887 | 2197204.3153 | 2958322.7155 | 0 | 1757
1247 |  |  |  | Cholla | F30 |  | 6680849.5516 | 1941818.5679 | 1858468.5521 | 583045.9591 | 23577.8514 | 1370295.7667 | 7355.8649 | 67325.6981 | 2250.7261 | 4977.017 | 409060.7431 | 175874.6415 | 236798.1637 | 0 | 1759
1248 |  |  |  | Total Fuel Stock |  |  | 90144794.8707 | 26200984.6395 | 25076341.7298 | 7867047.1434 | 318136.2731 | 18489419.6234 | 99252.7859 | 908426.5702 | 30369.0783 | 67154.9592 | 5519462.2318 | 2373078.9568 | 3195120.8792 | 0
1249
1250 |  | 152 | Fuel Stock - Undistributed |  | F30 |  | 0 | 0 | 0 | 0 | 0 | 0 | 0 | 0 | 0 | 0 | 0 | 0 | 0 | 0 | 1763
1251
1252 |  | 25316 | DG&T Working Capital Deposit |  | F30 |  | -1196327.7674 | -347717.9742 | -332792.6361 | -104404.996 | -4222.0436 | -245376.4095 | -1317.2016 | -12055.8922 | -403.0335 | -891.2255 | -73249.7749 | -31493.5572 | -42403.0232 | 0 | 1768
1253
1254 |  | 25317 | DG&T Working Capital Deposit |  | F30 |  | -1106200.9025 | -321522.201 | -307721.2821 | -96539.5136 | -3903.9706 | -226890.6674 | -1217.9685 | -11147.6463 | -372.6705 | -824.0839 | -67731.4105 | -29120.9502 | -39208.5378 | 0 | 1772
1255
1256 |  | 25319 | Provo Working Capital Deposit |  | F30 |  | 0 | 0 | 0 | 0 | 0 | 0 | 0 | 0 | 0 | 0 | 0 | 0 | 0 | 0 | 1776
1257
1258 |  | 154 | Materials and Supplies |  | F102P |  | 21802458.6983 | 7439623.7332 | 6134758.348 | 1758834.78 | 39694.468 | 3821781.2894 | 18717.9821 | 199917.5091 | 6171.3038 | 8630.8481 | 1448895.9295 | 482234.8493 | 443197.6579 | 0 | 1794
1259
1260 |  | 163 | Stores Expense Undistributed |  | F102P |  | 0 | 0 | 0 | 0 | 0 | 0 | 0 | 0 | 0 | 0 | 0 | 0 | 0 | 0 | 1797
1261
1262 |  | 25318 | Provo Working Capital Deposit |  | F102P |  | -25770.1908 | -8793.5276 | -7251.1956 | -2078.9173 | -46.9183 | -4517.2902 | -22.1244 | -236.2996 | -7.2944 | -10.2015 | -1712.574 | -569.9946 | -523.8532 | 0 | 1802
1263
1264 |  | 165 | Prepayments |  | F102P |  | 0 | 0 | 0 | 0 | 0 | 0 | 0 | 0 | 0 | 0 | 0 | 0 | 0 | 0 | 1809
1265 |  |  |  | General Plant | F102P |  | 283821.1167 | 96847.8989 | 79861.3583 | 22896.2457 | 516.7366 | 49751.372 | 243.6679 | 2602.496 | 80.3371 | 112.3551 | 18861.5085 | 6277.6605 | 5769.4802 | 0 | 1810
1266 |  |  |  | System Generation | F102P |  | 241341.8638 | 82352.7604 | 67908.5801 | 19469.3851 | 439.3971 | 42305.1286 | 207.1983 | 2212.9827 | 68.3131 | 95.539 | 16038.5234 | 5338.0887 | 4905.9673 | 0 | 1811
1267 |  |  |  | System Energy | F30 |  | -3048.6346 | -886.0992 | -848.0645 | -266.0581 | -10.7591 | -625.2994 | -3.3567 | -30.7224 | -1.0271 | -2.2711 | -186.6644 | -80.2559 | -108.0568 | 0 | 1812
1268 |  |  |  | System Overheads | F102P |  | 1132665.7414 | 386498.0114 | 318708.5782 | 91373.7266 | 2062.1786 | 198546.4482 | 972.4232 | 10385.9715 | 320.6072 | 448.3836 | 75272.0051 | 25052.72 | 23024.6878 | 0 | 1813
1269 |  |  |  | Total Prepayments |  |  | 1654780.0873 | 564812.5716 | 465630.452 | 133473.2993 | 3007.5531 | 289977.6495 | 1419.9327 | 15170.7278 | 468.2303 | 654.0066 | 109985.3726 | 36588.2132 | 33592.0785 | 0
1270
1271 |  | 182 | Misc Regulatory Assets |  | F102P |  | 2121441.2263 | 723896.5437 | 596929.4313 | 171139.6253 | 3862.3846 | 371870.1866 | 1821.3129 | 19452.5421 | 600.4854 | 839.8061 | 140981.6939 | 46922.8221 | 43124.3923 | 0 | 1817
1272 |  |  |  | System Generation | F102P |  | 295185.7657 | 100725.8428 | 83059.1341 | 23813.0478 | 537.4275 | 51743.4961 | 253.4247 | 2706.704 | 83.5539 | 116.854 | 19616.7533 | 6529.028 | 6000.4994 | 0 | 1818
1273 |  |  |  | Simple Cycle Combustion Turbine | F102P |  | 21918.3595 | 7479.1724 | 6167.3704 | 1768.1847 | 39.9055 | 3842.0977 | 18.8175 | 200.9803 | 6.2041 | 8.6767 | 1456.5982 | 484.7984 | 445.5537 | 0 | 1819
1274 |  |  |  | System Generation | F102P |  | 0 | 0 | 0 | 0 | 0 | 0 | 0 | 0 | 0 | 0 | 0 | 0 | 0 | 0 | 1820
1275 |  |  |  | Energy | F30 |  | 21533680.9879 | 6258859.9331 | 5990206.5774 | 1879270.8303 | 75996.0132 | 4416730.4878 | 23709.387 | 217003.8547 | 7254.5292 | 16041.8965 | 1318482.549 | 566878.2683 | 763246.6614 | 0 | 1821
1276 |  |  |  | System Generation | F102P |  | 0 | 0 | 0 | 0 | 0 | 0 | 0 | 0 | 0 | 0 | 0 | 0 | 0 | 0 | 1822
1277 |  |  |  | System Overheads | F102P |  | 25720455.9645 | 8776556.6843 | 7237201.2774 | 2074905.0891 | 46827.7376 | 4508572.1166 | 22081.6854 | 235843.5606 | 7280.3141 | 10181.8493 | 1709268.8704 | 568894.5626 | 522842.2171 | 0 | 1823
1278 |  |  |  | Total Misc Regulatory Assets |  |  | 49692682.3039 | 15867518.1763 | 13913563.7907 | 4150896.7772 | 127263.4684 | 9352758.3848 | 47884.6275 | 475207.6417 | 15225.0867 | 27189.0825 | 3189806.4648 | 1189709.4794 | 1335659.3239 | 0
1279
1280 |  | 186 | Misc Deferred Debits |  | F102P |  | 0 | 0 | 0 | 0 | 0 | 0 | 0 | 0 | 0 | 0 | 0 | 0 | 0 | 0 | 1827
1281 |  |  |  | System Generation | F102P |  | 0 | 0 | 0 | 0 | 0 | 0 | 0 | 0 | 0 | 0 | 0 | 0 | 0 | 0 | 1828
1282 |  |  |  | System Generation | F102P |  | 0 | 0 | 0 | 0 | 0 | 0 | 0 | 0 | 0 | 0 | 0 | 0 | 0 | 0 | 1829
1283 |  |  |  | System Generation | F102P |  | 4978171.0101 | 1698694.6155 | 1400753.7675 | 401596.0051 | 9063.4663 | 872630.0591 | 4273.8902 | 45647.308 | 1409.0982 | 1970.6877 | 330827.4453 | 110109.0285 | 101195.6387 | 0 | 1830
1284 |  |  |  | System Overheads | F102P |  | 13340.3354 | 4552.1047 | 3753.6929 | 1076.1835 | 24.288 | 2338.4447 | 11.453 | 122.3241 | 3.7761 | 5.281 | 886.5403 | 295.0665 | 271.1807 | 0 | 1831
1285 |  |  |  | System Energy | F30 |  | 229825.3681 | 66799.7631 | 63932.4708 | 20057.1426 | 811.0927 | 47139.0242 | 253.0463 | 2316.0458 | 77.4264 | 171.2125 | 14071.9433 | 6050.1967 | 8146.0037 | 0 | 1832
1286 |  |  |  | System Net Steam Plant | F102P |  | 0 | 0 | 0 | 0 | 0 | 0 | 0 | 0 | 0 | 0 | 0 | 0 | 0 | 0 | 1833
1287 |  |  |  | Excise Tax | F102P |  | 0 | 0 | 0 | 0 | 0 | 0 | 0 | 0 | 0 | 0 | 0 | 0 | 0 | 0 | 1834
1288 |  |  |  | Total Misc Deferred Debits |  |  | 5221336.7136 | 1770046.4833 | 1468439.9312 | 422729.3311 | 9898.847 | 922107.528 | 4538.3896 | 48085.6779 | 1490.3006 | 2147.1812 | 345785.9289 | 116454.2917 | 109612.823 | 0
1289
1290 |  | CWC | Cash Working Capital |  |  |  | 6577676.7857 | 1921361.5971 | 1845975.7231 | 574248.6845 | 24259.551 | 1325742.0237 | 7301.3546 | 65769.1211 | 2269.0289 | 5308.7322 | 407706.0928 | 168508.2378 | 229226.639 | 0
1291
1292 |  | OWC | Other Working Capital |  | F137P |  | 306838.7129 | 97408.6526 | 85856.0674 | 25706.4326 | 811.1502 | 58079.1458 | 298.6604 | 2946.8013 | 94.8049 | 172.3376 | 19636.4418 | 7393.1761 | 8435.0421 | 0 | 1854
1293 |  |  |  | Total Other Working Capital |  |  | 306838.7129 | 97408.6526 | 85856.0674 | 25706.4326 | 811.1502 | 58079.1458 | 298.6604 | 2946.8013 | 94.8049 | 172.3376 | 19636.4418 | 7393.1761 | 8435.0421 | 0
1294
1295 |  | 18222 | Nuclear Plant |  | F30 |  | 0 | 0 | 0 | 0 | 0 | 0 | 0 | 0 | 0 | 0 | 0 | 0 | 0 | 0 | 1868
1296
1297 |  | 1869 | Misc Deferred Debits-Trojan |  | F30 |  | 0 | 0 | 0 | 0 | 0 | 0 | 0 | 0 | 0 | 0 | 0 | 0 | 0 | 0 | 1873
1298
1299 |  | 141 | Impact Housing - Notes Receivable |  | F30 |  | 0 | 0 | 0 | 0 | 0 | 0 | 0 | 0 | 0 | 0 | 0 | 0 | 0 | 0 | 1876
1300 |  | TOTAL RATE BASE ADDITIONS |  |  |  |  | 178651971.6956 | 54805487.4081 | 49894954.0384 | 15216860.5124 | 534590.0946 | 34927522.9384 | 182999.899 | 1748313.1913 | 57184.5935 | 113688.3344 | 11240223.4698 | 4459669.4343 | 5470477.7813 | 0
1301
1302 |  | Distribution - METER - Unbundled
1303
1304 |  | A |  | B | C |  | D | E | F | G | H | I | J | K | L | M | N | O | P
1305 |  | FERC ACCT |  | DESCRIPTION | COS Factor |  | Utah Jurisdiction Normalized | Residential Sch 1 | General Large Dist. Sch 6 | General +1 MW Sch 8 | Street & Area Lighting Sch. 7,11,12 | General Trans Sch 9 | General Secondary Sch 22 | Irrigation Sch 10 | Traffic Signals Sch 15 | Outdoor Lighting Sch 15 | General Small Dist. Sch 23 | Industrial Cust 1 | Industrial Cust 2
1306
1307 |  | 235 | Customer Service Deposits |  | F51 |  | 0 | 0 | 0 | 0 | 0 | 0 | 0 | 0 | 0 | 0 | 0 | 0 | 0 | 0 | 1886
1308
1309 |  | 2281 | Accum Prov for Property Insurance |  | F102P |  | -393943.2517 | -134424.7273 | -110847.4363 | -31779.9521 | -717.2296 | -69054.824 | -338.2106 | -3612.2602 | -111.5078 | -155.9487 | -26179.7434 | -8713.3826 | -8008.0292 | 0 | 1891
1310
1311 |  | 2282 | Accum Prov for Injuries & Damages |  | F102P |  | 226087.3585 | 77147.486 | 63616.2797 | 18238.7828 | 411.6241 | 39631.1466 | 194.1019 | 2073.1066 | 63.9952 | 89.5003 | 15024.7758 | 5000.6839 | 4595.8756 | 0 | 1895
1312
1313 |  | 2283 | Accum Prov for Pension & Benefits |  | F102P |  | -13154730.8818 | -4488771.1715 | -3701467.6285 | -1061210.5046 | -23950.0531 | -2305909.8539 | -11293.6811 | -120622.2228 | -3723.5177 | -5207.5083 | -874205.8082 | -290961.2054 | -267407.7267 | 0 | 1900
1314
1315 |  | 25335 | Accum Prov for Pension & Benefits |  | F30 |  | -12260404.0062 | -3563540.829 | -3410580.5116 | -1069980.5402 | -43269.0456 | -2514707.086 | -13499.1627 | -123553.1877 | -4130.4345 | -9133.6048 | -750690.4526 | -322757.4791 | -434561.6725 | 0 | 1905
1316
1317 |  | 22844 | Accum Hydro Relicensing Obligation |  | F30 |  | -88998.5883 | -25867.8346 | -24757.4917 | -7767.0163 | -314.0911 | -18254.3235 | -97.9908 | -896.8758 | -29.9829 | -66.3011 | -5449.2813 | -2342.9048 | -3154.4944 | 0 | 1909
1318
1319 |  | 254 | Reg Liabilities - Insurance Provision |  | F30 |  | -42349.8616 | -12309.1752 | -11780.82 | -3695.9245 | -149.4598 | -8686.2959 | -46.6288 | -426.7772 | -14.2673 | -31.5493 | -2593.0334 | -1114.8682 | -1501.062 | 0 | 1912
1320 |  | 254 |  | Situs | F102P |  | -3091683.5446 | -1054971.0284 | -869935.437 | -249410.4276 | -5628.8483 | -541945.2222 | -2654.2913 | -28349.173 | -875.1177 | -1223.8918 | -205459.7495 | -68383.0007 | -62847.357 | 0 | 1913
1321
1322 |  | 22842 | Accum Misc Oper Prov - Trojan |  | F30 |  | -589382.8277 | -171306.7342 | -163953.6173 | -51436.1644 | -2080.032 | -120887.1398 | -648.9325 | -5939.4558 | -198.5585 | -439.0712 | -36087.2335 | -15515.6156 | -20890.273 | 0 | 1918
1323
1324 |  | 252 | Customer Advances for Const |  | F50 |  | 0 | 0 | 0 | 0 | 0 | 0 | 0 | 0 | 0 | 0 | 0 | 0 | 0 | 0 | 1926
1325
1326 |  | 25398 | SO2 Emissions |  | F30 |  | -855.6023 | -248.6846 | -238.0101 | -74.6695 | -3.0196 | -175.4909 | -0.94205 | -8.6223 | -0.28825 | -0.6374 | -52.3875 | -22.5239 | -30.3262 | 0 | 1929
1327
1328 |  | 25399 | Other Deferred Credits |  | F30 |  | -3067688.9742 | -891637.413 | -853365.0462 | -267720.9906 | -10826.3948 | -629207.5854 | -3377.6401 | -30914.377 | -1033.4805 | -2285.3292 | -187831.0717 | -80757.4987 | -108732.1471 | 0 | 1937
1329
1330 |  | 190 | Accum Deferred Income Taxes |  | F104P |  | 371591.7829 | 126453.8398 | 104536.4317 | 30021.7095 | 688.1542 | 65339.5721 | 320.6705 | 3413.4828 | 105.5472 | 149.4745 | 24658.8184 | 8247.6127 | 7656.4695 | 0 | 1940
1331 |  |  |  | Customer System | F42 |  | 0 | 0 | 0 | 0 | 0 | 0 | 0 | 0 | 0 | 0 | 0 | 0 | 0 | 0 | 1941
1332 |  |  |  | Labor | F138P |  | 8061912.6761 | 2746635.1639 | 2268181.092 | 650929.5646 | 14823.8124 | 1415730.3383 | 6942.0806 | 74001.2205 | 2286.5672 | 3221.2589 | 535312.8969 | 178675.7505 | 165172.9304 | 0 | 1942
1333 |  |  |  | System Generation | F104P |  | 0 | 0 | 0 | 0 | 0 | 0 | 0 | 0 | 0 | 0 | 0 | 0 | 0 | 0 | 1943
1334 |  |  |  | IBT | F141 |  | 0 | 0 | 0 | 0 | 0 | 0 | 0 | 0 | 0 | 0 | 0 | 0 | 0 | 0 | 1944
1335 |  |  |  | Bad Debt Expense | F104P |  | 0 | 0 | 0 | 0 | 0 | 0 | 0 | 0 | 0 | 0 | 0 | 0 | 0 | 0 | 1947
1336 |  |  |  | TROJP | F104P |  | 223676.6257 | 76117.8516 | 62924.8476 | 18071.3218 | 414.2288 | 39330.6195 | 193.025 | 2054.718 | 63.5333 | 89.975 | 14843.1735 | 4964.5828 | 4608.749 | 0 | 1948
1337 |  |  |  | System Generation | F104P |  | 881899.52 | 300113.1503 | 248096.522 | 71250.5831 | 1633.1978 | 155070.5369 | 761.0478 | 8101.2255 | 250.4953 | 354.7482 | 58522.823 | 19574.0757 | 18171.1143 | 0 | 1949
1338 |  |  |  | Energy | F104P |  | 2223769.5622 | 756755.7004 | 625592.2377 | 179663.1865 | 4118.2193 | 391020.8954 | 1919.0338 | 20427.7906 | 631.641 | 894.5216 | 147569.2747 | 49357.3618 | 45819.6994 | 0 | 1950
1339 |  |  |  | System Net Plant | F104P |  | 0 | 0 | 0 | 0 | 0 | 0 | 0 | 0 | 0 | 0 | 0 | 0 | 0 | 0 | 1951
1340 |  |  |  | Division Net Plant Distribution | F104P |  | 0 | 0 | 0 | 0 | 0 | 0 | 0 | 0 | 0 | 0 | 0 | 0 | 0 | 0 | 1952
1341 |  |  |  | Simple Cycle Combustion Turbine | F30 |  | 0 | 0 | 0 | 0 | 0 | 0 | 0 | 0 | 0 | 0 | 0 | 0 | 0 | 0 | 1953
1342 |  |  |  | Total Accum Deferred Income Taxes |  |  | 11762850.1669 | 4006075.7061 | 3309331.1309 | 949936.3655 | 21677.6126 | 2066491.9621 | 10135.8577 | 107998.4373 | 3337.7839 | 4709.9782 | 780906.9865 | 260819.3835 | 241428.9626 | 0
1343
1344 |  | 281 | Accum Deferred Income Taxes |  | F104P |  | 0 | 0 | 0 | 0 | 0 | 0 | 0 | 0 | 0 | 0 | 0 | 0 | 0 | 0 | 1960
1345
1346 |  | 282 | Accum Deferred Income Taxes |  | F104P |  | -239572832.2235 | -81527380.1464 | -67396778.308 | -19355610.9283 | -443667.1311 | -42125760.2234 | -206742.8118 | -2200742.2554 | -68048.4254 | -96369.2856 | -15898045.2288 | -5317404.8072 | -4936282.6722 | 0 | 1963
1347 |  |  |  | DITBAL | F104P |  | -0.019555 | -0.0066545 | -0.0055011 | -0.0015799 | -3.6214e-05 | -0.0034384 | -1.6875e-05 | -0.00017963 | -5.5543e-06 | -7.866e-06 | -0.0012976 | -0.00043402 | -0.00040292 | 0 | 1964
1348 |  |  |  | System Net Plant | F104P |  | -531885.6912 | -181002.3555 | -149630.4138 | -42972.2035 | -985.004 | -93525.1668 | -458.9984 | -4885.9602 | -151.0772 | -213.9535 | -35295.9169 | -11805.3934 | -10959.2482 | 0 | 1965
1349 |  |  |  | Labor | F138P |  | -101604.2886 | -34615.844 | -28585.8872 | -8203.6656 | -186.8245 | -17842.45 | -87.491 | -932.6374 | -28.8176 | -40.5975 | -6746.5486 | -2251.8506 | -2081.6745 | 0 | 1966
1350 |  |  |  | GPS | F104P |  | 0 | 0 | 0 | 0 | 0 | 0 | 0 | 0 | 0 | 0 | 0 | 0 | 0 | 0 | 1967
1351 |  |  |  | CIAC | F104P |  | 0 | 0 | 0 | 0 | 0 | 0 | 0 | 0 | 0 | 0 | 0 | 0 | 0 | 0 | 1968
1352 |  |  |  | SNPD | F104P |  | -95433.7259 | -32476.3938 | -26847.4752 | -7710.2986 | -176.7346 | -16780.7769 | -82.3559 | -876.6647 | -27.1071 | -38.3887 | -6332.9789 | -2118.1857 | -1966.3659 | 0 | 1969
1353 |  |  |  | SCHMDEXP | F104P |  | 0 | 0 | 0 | 0 | 0 | 0 | 0 | 0 | 0 | 0 | 0 | 0 | 0 | 0 | 1970
1354 |  |  |  | TAXDEPR | F104P |  | 0 | 0 | 0 | 0 | 0 | 0 | 0 | 0 | 0 | 0 | 0 | 0 | 0 | 0 | 1971
1355 |  |  |  | DGP | F104P |  | 0 | 0 | 0 | 0 | 0 | 0 | 0 | 0 | 0 | 0 | 0 | 0 | 0 | 0 | 1972
1356 |  |  |  | IBT | F104P |  | 0 | 0 | 0 | 0 | 0 | 0 | 0 | 0 | 0 | 0 | 0 | 0 | 0 | 0 | 1973
1357 |  |  |  | SSGCT | F104P |  | 0 | 0 | 0 | 0 | 0 | 0 | 0 | 0 | 0 | 0 | 0 | 0 | 0 | 0 | 1974
1358 |  |  |  | SSGCH | F104P |  | 0 | 0 | 0 | 0 | 0 | 0 | 0 | 0 | 0 | 0 | 0 | 0 | 0 | 0 | 1975
1359 |  |  |  | SE | F104P |  | 27265.0688 | 9278.3877 | 7670.2261 | 2202.8043 | 50.4924 | 4794.207 | 23.5288 | 250.4599 | 7.7444 | 10.9675 | 1809.3091 | 605.158 | 561.7836 | 0 | 1976
1360 |  |  |  | SG | F104P |  | -10533.0407 | -3584.4265 | -2963.1616 | -850.9873 | -19.5062 | -1852.0979 | -9.0896 | -96.7577 | -2.9918 | -4.237 | -698.9722 | -233.7846 | -217.0282 | 0 | 1977
1361 |  |  |  | Total Accum Deferred Income Taxes |  |  | -240285023.9207 | -81769780.7852 | -67597135.0251 | -19413145.2805 | -444984.708 | -42250966.5115 | -207357.218 | -2207283.8156 | -68250.6747 | -96655.4947 | -15945310.3377 | -5333208.8639 | -4950945.2058 | 0
1362
1363
1364 |  | 283 | Accum Deferred Income Taxes |  | F104P |  | -835660.3903 | -284377.8307 | -235088.5012 | -67514.8231 | -1547.5672 | -146939.9886 | -721.1451 | -7676.4678 | -237.3615 | -336.1483 | -55454.3959 | -18547.7816 | -17218.3793 | 0 | 1981
1365 |  |  |  | System Generation | F104P |  | -315822.3441 | -107475.3263 | -88847.3385 | -25515.9751 | -584.8743 | -55533.2431 | -272.5434 | -2901.1786 | -89.7064 | -127.041 | -20957.9603 | -7009.79 | -6507.3671 | 0 | 1982
1366 |  |  |  | Energy | F104P |  | -8042508.221 | -2736890.5688 | -2262523.4196 | -649771.7565 | -14893.9949 | -1414170.2536 | -6940.3978 | -73879.3607 | -2284.3993 | -3235.1363 | -533700.5798 | -178506.3502 | -165712.0033 | 0 | 1983
1367 |  |  |  | Labor | F138P |  | -10752013.193 | -3663132.8947 | -3025028.1794 | -868131.8625 | -19770.2249 | -1888131.5001 | -9258.5154 | -98693.9615 | -3049.5493 | -4296.1292 | -713936.2036 | -238296.3081 | -220287.8644 | 0 | 1984
1368 |  |  |  | General Plant | F104P |  | -423715.9231 | -144191.8469 | -119200.0273 | -34232.9323 | -784.6834 | -74504.9228 | -365.6517 | -3892.3008 | -120.3526 | -170.4417 | -28117.7747 | -9404.5267 | -8730.4623 | 0 | 1985
1369 |  |  |  | System Net Plant | F104P |  | -113314.3393 | -38561.2222 | -31877.6605 | -9154.9123 | -209.8479 | -19924.8497 | -97.7862 | -1040.9179 | -32.1859 | -45.5812 | -7519.5358 | -2515.0523 | -2334.7873 | 0 | 1986
1370 |  |  |  | TROJP | F104P |  | 0 | 0 | 0 | 0 | 0 | 0 | 0 | 0 | 0 | 0 | 0 | 0 | 0 | 0 | 1987
1371 |  |  |  | System Generation | F104P |  | 0 | 0 | 0 | 0 | 0 | 0 | 0 | 0 | 0 | 0 | 0 | 0 | 0 | 0 | 1988
1372 |  |  |  | Simple Cycle Combustion Turbine | F104P |  | -8318.202 | -2830.71 | -2340.0818 | -672.0457 | -15.4046 | -1462.6474 | -7.1783 | -76.4119 | -2.3627 | -3.346 | -551.9956 | -184.6255 | -171.3925 | 0 | 1989
1373 |  |  |  | System Generation | F104P |  | 0 | 0 | 0 | 0 | 0 | 0 | 0 | 0 | 0 | 0 | 0 | 0 | 0 | 0 | 1990
1374 |  |  |  | Total Accum Deferred Income Taxes |  |  | -20491352.6128 | -6977460.3996 | -5764905.2082 | -1654994.3074 | -37806.5971 | -3600667.4054 | -17663.2181 | -188160.5992 | -5815.9177 | -8213.8237 | -1360238.4456 | -454464.4344 | -420962.2563 | 0
1375
1376 |  | 255 | Accum Investment Tax Credit |  | F104P |  | -18609.8581 | -6332.9926 | -5235.3369 | -1503.531 | -34.4638 | -3272.301 | -16.0596 | -170.9522 | -5.286 | -7.4859 | -1234.9496 | -413.0525 | -383.4472 | 0 | 2004
1377 |  | TOTAL MISC RATE BASE DEDUCTIONS |  |  |  |  | -269235682.3984 | -91449887.754 | -75730673.6467 | -21774563.6201 | -504405.6606 | -47442903.8448 | -233164.8533 | -2476313.587 | -76656.8199 | -109487.5627 | -17848710.2792 | -5990077.2833 | -5598837.4867 | 0
1378
1379 | [6 empty] | D: ACCUMULATED DEPRECIATION
1380 | [6 empty] | D: PRODUCTION PLANT
1381
1382 |  | 108SP | Steam Prod Accumulated Depr |  | F30 |  | -318231133.5358 | -92495291.0873 | -88525052.0014 | -27772422.5079 | -1123091.6546 | -65271754.9984 | -350384.3634 | -3206947.4183 | -107209.5869 | -237071.9112 | -19484926.7232 | -8377495.4226 | -11279485.8607 | 0 | 2016
1383
1384 |  | 108NP | Nuclear Prod Accumulated Depr |  | F30 |  | 0 | 0 | 0 | 0 | 0 | 0 | 0 | 0 | 0 | 0 | 0 | 0 | 0 | 0 | 2022
1385
1386 |  | 108HP | Hydraulic Prod Accum Depr |  | F30 |  | -40040273.8366 | -11637883.2661 | -11138342.387 | -3494363.9548 | -141308.9187 | -8212580.9467 | -44085.8369 | -403502.4838 | -13489.256 | -29828.7101 | -2451619.9688 | -1054067.8627 | -1419200.2447 | 0 | 2030
1387
1388 |  | 108OP | Other Production - Accum Depr |  | F30 |  | 0 | 0 | 0 | 0 | 0 | 0 | 0 | 0 | 0 | 0 | 0 | 0 | 0 | 0 | 2033
1389 |  |  |  | Simple Cycle Combustion Turbine | F30 |  | 0 | 0 | 0 | 0 | 0 | 0 | 0 | 0 | 0 | 0 | 0 | 0 | 0 | 0 | 2034
1390 |  |  |  | Wind Generation | F30 |  | -67537077.6142 | -19629951.2989 | -18787361.3791 | -5894043.8467 | -238349.8038 | -13852395.6923 | -74360.8448 | -680599.2056 | -22752.7147 | -50312.9404 | -4135217.6759 | -1777926.4784 | -2393805.7335 | 0 | 2035
1391 |  |  |  | System Generation | F30 |  | -35353341.2352 | -10275605.5076 | -9834538.6151 | -3085329.5809 | -124767.9385 | -7251253.5208 | -38925.3491 | -356270.3157 | -11910.2649 | -26337.0968 | -2164644.47 | -930683.4661 | -1253075.1098 | 0 | 2036
1392 |  |  |  | System Generation | F30 |  | -3677115.9214 | -1068770.0595 | -1022894.5061 | -320906.43 | -12977.1659 | -754205.9347 | -4048.642 | -37055.8257 | -1238.7917 | -2739.3325 | -225145.5836 | -96800.7795 | -130332.8703 | 0 | 2037
1393 |  |  |  | Total Other Production - Accum Depr |  |  | -106567534.7708 | -30974326.866 | -29644794.5003 | -9300279.8576 | -376094.9082 | -21857855.1478 | -117334.8359 | -1073925.347 | -35901.7713 | -79389.3698 | -6525007.7295 | -2805410.724 | -3777213.7135 | 0
1394
1395 |  | 108EP | Experimental Plant - Accum Depr |  | F30 |  | 0 | 0 | 0 | 0 | 0 | 0 | 0 | 0 | 0 | 0 | 0 | 0 | 0 | 0 | 2043
1396
1397
1398
1399 |  | TOTAL PRODUCTION PLANT DEPRECIATION |  |  |  |  | -464838942.1432 | -135107501.2195 | -129308188.8887 | -40567066.3203 | -1640495.4815 | -95342191.0929 | -511805.0362 | -4684375.2491 | -156600.6142 | -346289.9911 | -28461554.4215 | -12236974.0094 | -16475899.819 | 0
1400
1401
1402 | [6 empty] | D: TRANSMISSION PLANT
1403
1404 |  | 108TP | Transmission Plant Accum Depr |  | F106 |  | 0 | 0 | 0 | 0 | 0 | 0 | 0 | 0 | 0 | 0 | 0 | 0 | 0 | 0 | 2051
1405
1406
1407 | [6 empty] | D: DISTRIBUTION PLANT
1408
1409 |  | 108360 | Land and Land Rights |  | F118 |  | 0 | 0 | 0 | 0 | 0 | 0 | 0 | 0 | 0 | 0 | 0 | 0 | 0 | 0 | 2055
1410
1411 |  | 108361 | Structures and Improvements |  | F119 |  | 0 | 0 | 0 | 0 | 0 | 0 | 0 | 0 | 0 | 0 | 0 | 0 | 0 | 0 | 2059
1412
1413 |  | 108362 | Station Equipment |  | F120 |  | 0 | 0 | 0 | 0 | 0 | 0 | 0 | 0 | 0 | 0 | 0 | 0 | 0 | 0 | 2063
1414
1415 |  | Distribution - METER - Unbundled
1416
1417 |  | A |  | B | C |  | D | E | F | G | H | I | J | K | L | M | N | O | P
1418 |  | FERC ACCT |  | DESCRIPTION | COS Factor |  | Utah Jurisdiction Normalized | Residential Sch 1 | General Large Dist. Sch 6 | General +1 MW Sch 8 | Street & Area Lighting Sch. 7,11,12 | General Trans Sch 9 | General Secondary Sch 22 | Irrigation Sch 10 | Traffic Signals Sch 15 | Outdoor Lighting Sch 15 | General Small Dist. Sch 23 | Industrial Cust 1 | Industrial Cust 2
1419
1420 |  | 108364 | Poles, Towers & Fixtures |  | F121 |  | 0 | 0 | 0 | 0 | 0 | 0 | 0 | 0 | 0 | 0 | 0 | 0 | 0 | 0 | 2067
1421
1422 |  | 108365 | Overhead Conductors |  | F122 |  | 0 | 0 | 0 | 0 | 0 | 0 | 0 | 0 | 0 | 0 | 0 | 0 | 0 | 0 | 2071
1423
1424 |  | 108366 | Underground Conduit |  | F123 |  | 0 | 0 | 0 | 0 | 0 | 0 | 0 | 0 | 0 | 0 | 0 | 0 | 0 | 0 | 2075
1425
1426 |  | 108367 | Underground Conductors |  | F124 |  | 0 | 0 | 0 | 0 | 0 | 0 | 0 | 0 | 0 | 0 | 0 | 0 | 0 | 0 | 2079
1427
1428 |  | 108368 | Line Transformers |  | F125 |  | 0 | 0 | 0 | 0 | 0 | 0 | 0 | 0 | 0 | 0 | 0 | 0 | 0 | 0 | 2083
1429
1430 |  | 108369 | Services |  | F126 |  | 0 | 0 | 0 | 0 | 0 | 0 | 0 | 0 | 0 | 0 | 0 | 0 | 0 | 0 | 2087
1431
1432 |  | 108370 | Meters |  | F127 |  | 0 | 0 | 0 | 0 | 0 | 0 | 0 | 0 | 0 | 0 | 0 | 0 | 0 | 0 | 2091
1433
1434 |  | 108371 | Install on Customers' Premises |  | F128 |  | 0 | 0 | 0 | 0 | 0 | 0 | 0 | 0 | 0 | 0 | 0 | 0 | 0 | 0 | 2095
1435
1436 |  | 108372 | Leased Property |  | F129 |  | 0 | 0 | 0 | 0 | 0 | 0 | 0 | 0 | 0 | 0 | 0 | 0 | 0 | 0 | 2099
1437
1438 |  | 108373 | Street Lights |  | F130 |  | 0 | 0 | 0 | 0 | 0 | 0 | 0 | 0 | 0 | 0 | 0 | 0 | 0 | 0 | 2103
1439
1440 |  | 108D00 | Unclassified Dist Plant - Acct 300 |  | F121 |  | 0 | 0 | 0 | 0 | 0 | 0 | 0 | 0 | 0 | 0 | 0 | 0 | 0 | 0 | 2107
1441
1442 |  | 108DS | Unclassified Dist Sub - Acct 300 |  | F120 |  | 0 | 0 | 0 | 0 | 0 | 0 | 0 | 0 | 0 | 0 | 0 | 0 | 0 | 0 | 2111
1443
1444 |  | 108D | Unclassified Dist Sub - Acct 300 |  | F102P |  | 0 | 0 | 0 | 0 | 0 | 0 | 0 | 0 | 0 | 0 | 0 | 0 | 0 | 0 | 2115
1445
1446
1447 |  | TOTAL DISTRIBUTION PLANT DEPR |  |  |  |  | 0 | 0 | 0 | 0 | 0 | 0 | 0 | 0 | 0 | 0 | 0 | 0 | 0 | 0
1448
1449 | [6 empty] | D: GENERAL PLANT
1450 |  | 108GP | General Plant Accumulated Depr
1451 |  |  |  | Situs | F107P |  | 0 | 0 | 0 | 0 | 0 | 0 | 0 | 0 | 0 | 0 | 0 | 0 | 0 | 0 | 2121
1452 |  |  |  | System Generation | F105P |  | -68810.8024 | -23480.2178 | -19361.9284 | -5551.0635 | -125.2798 | -12061.9349 | -59.0759 | -630.9602 | -19.4773 | -27.2398 | -4572.8646 | -1521.9828 | -1398.7774 | 0 | 2122
1453 |  |  |  | System Generation | F105P |  | -217638.4744 | -74264.4846 | -61238.9394 | -17557.1996 | -396.2417 | -38150.1307 | -186.8483 | -1995.6346 | -61.6037 | -86.1556 | -14463.2999 | -4813.8083 | -4424.1277 | 0 | 2123
1454 |  |  |  | System Generation | F105P |  | -4492423.8239 | -1532943.7547 | -1264074.6137 | -362410.1014 | -8179.0947 | -787482.8042 | -3856.8636 | -41193.2522 | -1271.6048 | -1778.397 | -298546.8145 | -99365.0925 | -91321.4305 | 0 | 2124
1455 |  |  |  | Customer - System | F42 |  | 0 | 0 | 0 | 0 | 0 | 0 | 0 | 0 | 0 | 0 | 0 | 0 | 0 | 0 | 2125
1456 |  |  |  | System Overheads | F102P |  | -5678932.8052 | -1937814.6227 | -1597933.5595 | -458127.4373 | -10339.3025 | -995467.5039 | -4875.5126 | -52072.939 | -1607.4526 | -2248.0954 | -377397.0055 | -125608.7372 | -115440.6369 | 0 | 2126
1457 |  |  |  | Energy | F30 |  | -688168.2926 | -200019.1679 | -191433.6074 | -60057.2935 | -2428.6626 | -141148.8301 | -757.699 | -6934.9579 | -231.8385 | -512.6631 | -42135.754 | -18116.1619 | -24391.6566 | 0 | 2127
1458 |  |  |  | Simple Cycle Combustion Turbine | F30 |  | -4300.1713 | -1249.8639 | -1196.2151 | -375.2812 | -15.176 | -881.9996 | -4.7346 | -43.3346 | -1.4487 | -3.2035 | -263.2945 | -113.2028 | -152.4166 | 0 | 2128
1459 |  |  |  | Cholla | F30 |  | -113128.7917 | -32881.3853 | -31469.995 | -9872.8888 | -399.2507 | -23203.6215 | -124.559 | -1140.0459 | -38.1122 | -84.2773 | -6926.746 | -2978.1371 | -4009.773 | 0 | 2129
1460 |  |  | Total General Plant Accumulated Depr |  |  |  | -11263403.1614 | -3802653.497 | -3166708.8585 | -913951.2653 | -21883.0081 | -1998396.8248 | -9865.293 | -104011.1245 | -3231.5379 | -4740.0318 | -744305.779 | -252517.1226 | -241138.8188 | 0
1461
1462 |  | 108MP | Mining Plant Accumulated Depr. |  | F30 |  | 0 | 0 | 0 | 0 | 0 | 0 | 0 | 0 | 0 | 0 | 0 | 0 | 0 | 0 | 2137
1463
1464 |  | 1081390 | Accum Depr - Capital Lease |  | F30 |  | 0 | 0 | 0 | 0 | 0 | 0 | 0 | 0 | 0 | 0 | 0 | 0 | 0 | 0 | 2144
1465 |  |  | Remove Capital Lease |  | F30 |  | 0 | 0 | 0 | 0 | 0 | 0 | 0 | 0 | 0 | 0 | 0 | 0 | 0 | 0 | 2147
1466
1467 |  | 1081399L | Accum Depr - Capital Lease |  | F30 |  | 0 | 0 | 0 | 0 | 0 | 0 | 0 | 0 | 0 | 0 | 0 | 0 | 0 | 0 | 2151
1468 |  |  |  | Energy | F30 |  | 0 | 0 | 0 | 0 | 0 | 0 | 0 | 0 | 0 | 0 | 0 | 0 | 0 | 0 | 2152
1469 |  |  | Remove Capital Lease |  | F30 |  | 0 | 0 | 0 | 0 | 0 | 0 | 0 | 0 | 0 | 0 | 0 | 0 | 0 | 0 | 2155
1470
1471 |  | TOTAL GENERAL PLANT ACCUM DEPR |  |  |  |  | -11263403.1614 | -3802653.497 | -3166708.8585 | -913951.2653 | -21883.0081 | -1998396.8248 | -9865.293 | -104011.1245 | -3231.5379 | -4740.0318 | -744305.779 | -252517.1226 | -241138.8188 | 0
1472
1473
1474 |  | TOTAL ACCUM DEPR - PLANT IN SERVICE |  |  |  |  | -476102345.3046 | -138910154.7164 | -132474897.7473 | -41481017.5856 | -1662378.4896 | -97340587.9178 | -521670.3292 | -4788386.3735 | -159832.1521 | -351030.0229 | -29205860.2005 | -12489491.1319 | -16717038.6378 | 0
1475
1476
1477 | [6 empty] | D: ACCUMULATED AMORTIZATION
1478
1479 |  | 111CLS | Accum Prov for Amort-Steam |  | F30 |  | 0 | 0 | 0 | 0 | 0 | 0 | 0 | 0 | 0 | 0 | 0 | 0 | 0 | 0 | 2168
1480
1481 |  | 111CLG | Accum Prov for Amort-General
1482 |  |  | Situs |  | F108P |  | 0 | 0 | 0 | 0 | 0 | 0 | 0 | 0 | 0 | 0 | 0 | 0 | 0 | 0 | 2172
1483 |  |  | Customer - System |  | F40 |  | 0 | 0 | 0 | 0 | 0 | 0 | 0 | 0 | 0 | 0 | 0 | 0 | 0 | 0 | 2173
1484 |  |  | System Generation |  | F108P |  | 0 | 0 | 0 | 0 | 0 | 0 | 0 | 0 | 0 | 0 | 0 | 0 | 0 | 0 | 2174
1485 |  |  | System Overheads |  | F108P |  | -198741.0853 | -63991.8781 | -55679.578 | -16531.7811 | -491.0302 | -37092.2362 | -188.9624 | -1891.0096 | -60.3257 | -105.0729 | -12812.2291 | -4713.9365 | -5183.0456 | 0 | 2175
1486 |  |  | Energy |  | F108P |  | 0 | 0 | 0 | 0 | 0 | 0 | 0 | 0 | 0 | 0 | 0 | 0 | 0 | 0 | 2176
1487 |  |  | Total Accum Prov for Amort-General |  |  |  | -198741.0853 | -63991.8781 | -55679.578 | -16531.7811 | -491.0302 | -37092.2362 | -188.9624 | -1891.0096 | -60.3257 | -105.0729 | -12812.2291 | -4713.9365 | -5183.0456 | 0 | 2177
1488
1489 |  | 111CLH | Accum Prov for Amort-Hydro |  | F30 |  | -206435.881 | -60001.5048 | -57426.0189 | -18015.9133 | -728.5472 | -42341.653 | -227.2936 | -2080.3402 | -69.5466 | -153.7881 | -12639.8318 | -5434.464 | -7316.9792 | 0 | 2185
1490
1491 |  | 111IP | Accum Prov for Amort-Intangible
1492 |  |  |  | Situs | F107P |  | -11595.3066 | -3956.6509 | -3262.6781 | -935.4096 | -21.1109 | -2032.5563 | -9.9549 | -106.3231 | -3.2821 | -4.5902 | -770.5733 | -256.4693 | -235.7079 | 0 | 2189
1493 |  |  |  | System Generation | F105P |  | 0 | 0 | 0 | 0 | 0 | 0 | 0 | 0 | 0 | 0 | 0 | 0 | 0 | 0 | 2190
1494 |  |  |  | System Generation | F105P |  | -49687.9393 | -16954.9489 | -13981.1525 | -4008.3954 | -90.4639 | -8709.8634 | -42.6584 | -455.6132 | -14.0644 | -19.6698 | -3302.0429 | -1099.0162 | -1010.0502 | 0 | 2191
1495 |  |  |  | Energy | F30 |  | -5306.5691 | -1542.3779 | -1476.1733 | -463.1108 | -18.7278 | -1088.4198 | -5.8427 | -53.4765 | -1.7877 | -3.9532 | -324.9151 | -139.6964 | -188.0877 | 0 | 2192
1496 |  |  |  | System Generation | F105P |  | -6203669.65 | -2116869.8723 | -1745583.5922 | -500458.6912 | -11294.6604 | -1087449.3066 | -5326.0129 | -56884.5102 | -1755.9822 | -2455.8207 | -412268.7183 | -137215.0609 | -126107.422 | 0 | 2193
1497 |  |  |  | System Generation | F105P |  | -2731900.607 | -932202.7792 | -768700.0025 | -220386.2358 | -4973.8125 | -478878.404 | -2345.4083 | -25050.1456 | -773.2792 | -1081.4661 | -181550.151 | -60425.1885 | -55533.7344 | 0 | 2194
1498 |  |  |  | System Generation | F105P |  | -487020.7528 | -166185.4381 | -137037.5089 | -39288.644 | -886.6903 | -85370.5 | -418.1201 | -4465.7338 | -137.8539 | -192.7949 | -32365.2665 | -10772.1052 | -9900.097 | 0 | 2195
1499 |  |  |  | Customer - System | F42 |  | 0 | 0 | 0 | 0 | 0 | 0 | 0 | 0 | 0 | 0 | 0 | 0 | 0 | 0 | 2196
1500 |  |  |  | System Generation | F105P |  | 0 | 0 | 0 | 0 | 0 | 0 | 0 | 0 | 0 | 0 | 0 | 0 | 0 | 0 | 2197
1501 |  |  |  | Cholla | F30 |  | -66327.9766 | -19278.5207 | -18451.0155 | -5788.5241 | -234.0827 | -13604.3994 | -73.0296 | -668.4146 | -22.3454 | -49.4122 | -4061.1858 | -1746.0967 | -2350.95 | 0 | 2198
1502 |  |  |  | System Overheads | F102P |  | -14508265.5461 | -4950635.9892 | -4082324.1271 | -1170402.0356 | -26414.3549 | -2543172.7024 | -12455.7261 | -133033.4505 | -4106.643 | -5743.3264 | -964155.7947 | -320899.186 | -294922.2103 | 0 | 2199
1503 |  |  | Total Accum Prov for Amort-Intangible |  |  |  | -24063774.3475 | -8207626.5772 | -6770816.2501 | -1941731.0464 | -43933.9034 | -4220306.152 | -20676.753 | -220717.6674 | -6815.238 | -9551.0334 | -1598798.6477 | -532552.8193 | -490248.2596 | 0
1504
1505 |  | 111390 | Accum Prov for Amort-Capital Lease |  | F30 |  | 0 | 0 | 0 | 0 | 0 | 0 | 0 | 0 | 0 | 0 | 0 | 0 | 0 | 0 | 2210
1506
1507
1508 |  | TOTAL ACCUM PROV FOR AMORTIZATION |  |  |  |  | -24468951.3138 | -8331619.9601 | -6883921.847 | -1976278.7408 | -45153.4809 | -4299740.0412 | -21093.009 | -224689.0172 | -6945.1103 | -9809.8943 | -1624250.7086 | -542701.2198 | -502748.2845 | 0

## Transmission-Demand
Transmission Demand |  |  | - | Transmission - Demand - Unbundled
Rocky Mountain Power
3 | Cost Of Service By Rate Schedule
4 | State of Utah
5 | 2017 Protocol (Non Wgt)
6 | 12 Months Ended Dec 2017
7
8
9 |  | A |  | B | C |  | D | E | F | G | H | I | J | K | L | M | N | O | P | Chk Total
12 |  |  |  | DESCRIPTION |  |  | Utah Jurisdiction Normalized | Residential Sch 1 | General Large Dist. Sch 6 | General +1 MW Sch 8 | Street & Area Lighting Sch. 7,11,12 | General Trans Sch 9 | General Secondary Sch 22 | Irrigation Sch 10 | Traffic Signals Sch 15 | Outdoor Lighting Sch 15 | General Small Dist. Sch 23 | Industrial Cust 1 | Industrial Cust 2 | 0
13
12 |  |  |  | Operating Revenues |  |  | 251043230.0174 | 88820609.9522 | 75640789.3001 | 19927801.471 | 405674.7531 | 37480414.2072 | 215782.8087 | 2109860.2349 | 73757.3071 | 90424.5243 | 18253427.7425 | 4291423.8185 | 3733263.8977 | 0
13
14 |  |  |  | Operating Expenses
15 |  |  |  | Operation & Maintenance Expenses |  |  | 77251435.8867 | 27303992.6809 | 21696488.356 | 6099105.7292 | 127753.2159 | 13032237.1876 | 62371.969 | 697354.7143 | 21428.2827 | 25515.644 | 5224349.4391 | 1627342.7829 | 1333495.8849 | 0
16 |  |  |  | Depreciation Expense |  |  | 38830930.0642 | 13199900.4638 | 10884345.2323 | 3120468.3984 | 70409.5932 | 6924238.4942 | 33207.1812 | 354685.7254 | 10948.6334 | 15309.5158 | 2570687.7917 | 860551.8587 | 786177.1762 | 0
17 |  |  |  | Amortization Expense |  |  | -58287.8201 | -19818.4212 | -16338.6597 | -4683.5645 | -105.5505 | -10390.5388 | -49.827 | -532.3409 | -16.4305 | -22.9522 | -3859.2676 | -1291.3884 | -1178.8788 | 0
18 |  |  |  | Taxes Other Than Income |  |  | 12576760.9691 | 4261506.4428 | 3548346.7218 | 1011457.2069 | 22107.2659 | 2242055.0412 | 10832.3337 | 114520.5063 | 3144.0345 | 4357.635 | 821363.0013 | 280628.8398 | 256441.94 | 0
19 |  |  |  | Income Taxes - Federal |  |  | 16046100.7721 | 5997346.4127 | 6204201.7941 | 1280123.3653 | 27024.1626 | 844771.4937 | 16618.4132 | 93601.2766 | 6336.5 | 7688.8728 | 1552819.7836 | -19224.731 | 34793.4286 | 0
20 |  |  |  | Income Taxes - State |  |  | 2180398.5964 | 814939.7717 | 843047.9826 | 173947.5047 | 3672.1349 | 114790.4158 | 2258.1663 | 12718.8589 | 861.0251 | 1044.7901 | 211002.4189 | -2612.3217 | 4727.8491 | 0
21 |  |  |  | Income Taxes Deferred |  |  | 18962608.3307 | 6425285.3156 | 5350018.9176 | 1525024.3607 | 33332.2249 | 3380457.9499 | 16332.4485 | 172668.2659 | 4740.4173 | 6570.2231 | 1238409.8679 | 423118.0658 | 386650.2735 | 0
22 |  |  |  | Investment Tax Credit Adj |  |  | -569552.1235 | -192986.8946 | -160690.691 | -45804.9256 | -1001.1513 | -101533.8697 | -490.5539 | -5186.1841 | -142.381 | -197.3402 | -37196.3054 | -12708.5783 | -11613.2486 | 0
23 |  |  |  | Misc Revenues & Expense |  |  | -134.1897 | -48.0515 | -37.9013 | -10.5301 | -0.16789 | -22.1886 | -0.10436 | -1.1898 | -0.035575 | -0.037506 | -9.1515 | -2.7799 | -2.0516 | 0
24
25 |  |  |  | Total Operating Expenses |  |  | 165220260.486 | 57790117.7202 | 48349381.7523 | 13159627.5451 | 283191.7276 | 26426603.9854 | 141080.0266 | 1439829.6326 | 47300.0461 | 60266.3508 | 11577567.5781 | 3155801.7479 | 2789492.3733 | 0
26
27 |  |  |  | Operating Revenue For Return |  |  | 85822969.5314 | 31030492.232 | 27291407.5478 | 6768173.926 | 122483.0254 | 11053810.2218 | 74702.7821 | 670030.6022 | 26457.2611 | 30158.1735 | 6675860.1644 | 1135622.0706 | 943771.5244 | 0
28
29
30 |  |  |  | Rate Base :
31 |  |  |  | Electric Plant In Service |  |  | 2165221645.265 | 769563963.7288 | 609035189.8669 | 169621506.4031 | 2793136.8014 | 366328115.9408 | 1690830.1744 | 19175295.2975 | 574798.7179 | 622173.9308 | 146807793.8625 | 45195088.6704 | 33813751.8704 | 0
32 |  |  |  | Plant Held For Future Use |  |  | 1124669.4774 | 402729.2179 | 317658.5137 | 88254.4461 | 1407.1106 | 185966.7903 | 874.6433 | 9972.2791 | 298.1609 | 314.3435 | 76700.0712 | 23298.7612 | 17195.1396 | 0
33 |  |  |  | Electric Plant Acquisition Adj |  |  | 0 | 0 | 0 | 0 | 0 | 0 | 0 | 0 | 0 | 0 | 0 | 0 | 0 | 0
34 |  |  |  | Pensions |  |  | 0 | 0 | 0 | 0 | 0 | 0 | 0 | 0 | 0 | 0 | 0 | 0 | 0 | 0
35 |  |  |  | Prepayments |  |  | 2493625.631 | 847630.9345 | 698961.5521 | 200392.227 | 4522.5754 | 444681.4942 | 2132.6268 | 22777.5317 | 703.1253 | 983.3527 | 165079.4522 | 55265.1887 | 50495.5705 | 0
36 |  |  |  | Fuel Stock |  |  | 0 | 0 | 0 | 0 | 0 | 0 | 0 | 0 | 0 | 0 | 0 | 0 | 0 | 0
37 |  |  |  | Materials & Supplies |  |  | 336812.7129 | 114489.068 | 94408.3721 | 27066.8735 | 610.8619 | 60062.8974 | 288.0528 | 3076.5493 | 94.9708 | 132.8209 | 22297.1955 | 7464.6402 | 6820.4104 | 0
38 |  |  |  | Misc Deferred Debits |  |  | 19144224.5395 | 6507487.2244 | 5366112.9925 | 1538464.2115 | 34721.0091 | 3413937.6286 | 16372.7405 | 174869.1443 | 5398.0795 | 7549.4589 | 1267358.6849 | 424285.4938 | 387667.8714 | 0
39 |  |  |  | Cash Working Capital |  |  | 3240787.0873 | 1127346.2206 | 930612.5607 | 258872.8883 | 6056.9063 | 536360.9756 | 2767.0782 | 28977.6422 | 940.306 | 1241.7902 | 222680.597 | 65599.0633 | 59331.0588 | 0
40 |  |  |  | Weatherization Loans |  |  | 0 | 0 | 0 | 0 | 0 | 0 | 0 | 0 | 0 | 0 | 0 | 0 | 0 | 0
41 |  |  |  | Miscellaneous Rate Base |  |  | 0 | 0 | 0 | 0 | 0 | 0 | 0 | 0 | 0 | 0 | 0 | 0 | 0 | 0
42
43 |  |  |  | Total Rate Base Additions |  |  | 2191561764.713 | 778563646.3942 | 616442943.8581 | 171734557.0496 | 2840455.2646 | 370969125.7269 | 1713265.3159 | 19414968.4441 | 582233.3605 | 632395.697 | 148561909.8632 | 45771001.8177 | 34335261.921 | 0
44
45 |  |  |  | Rate Base Deductions :
46 |  |  |  | Accum Provision For Depreciation |  |  | -581630249.7366 | -197716014.0023 | -163031598.7164 | -46739934.8129 | -1054604.0467 | -103714264.4054 | -497390.8771 | -5312657.3816 | -163993.5902 | -229308.2928 | -38505224.0978 | -12889729.4095 | -11775530.104 | 0
47 |  |  |  | Accum Provision For Amortization |  |  | -27657731.9814 | -9401393.6333 | -7752445.5729 | -2222625.5919 | -50161.585 | -4932121.8762 | -23653.7658 | -252634.1741 | -7798.6277 | -10906.7344 | -1830958.3193 | -612966.728 | -560065.3727 | 0
48 |  |  |  | Accum Deferred Income Taxes |  |  | -371031656.9505 | -126120862.2202 | -104000019.3705 | -29816798.1227 | -672923.888 | -66164785.7418 | -317318.2032 | -3389118.795 | -104619.5589 | -146315.1956 | -24562533.0589 | -8223016.3214 | -7513346.4742 | 0
49 |  |  |  | Unamortized ITC |  |  | -27892.5278 | -9481.2117 | -7818.264 | -2241.4957 | -50.5875 | -4973.9774 | -23.8546 | -254.779 | -7.8648 | -10.9993 | -1846.5032 | -618.1702 | -564.8203 | 0
50 |  |  |  | Customer Advance For Construction |  |  | -8275920.2736 | -4099798.3801 | -172084.3018 | -593940.5138 | -82207.219 | -1509402.9083 | 0 | -109037.9148 | -40181.7293 | -60059.6349 | -1609207.6717 | 0 | 0 | 0
51 |  |  |  | Customer Service Deposits |  |  | 0 | 0 | 0 | 0 | 0 | 0 | 0 | 0 | 0 | 0 | 0 | 0 | 0 | 0
52 |  |  |  | Misc Rate Base Deductions |  |  | -21119673.091 | -7195623.8697 | -5922031.5018 | -1695596.1978 | -37800.5143 | -3753793.9133 | -17993.4228 | -192682.2997 | -5940.234 | -8225.7418 | -1399992.5119 | -466756.6106 | -423236.2733 | 0
53 | [19 empty] | 0
54 |  |  |  | Total Rate Base Deductions |  |  | -1009743124.5609 | -344543173.3172 | -280885997.7274 | -81071136.7348 | -1897747.8405 | -180079342.8225 | -856380.1234 | -9256385.3442 | -322541.605 | -454826.5987 | -67909762.1628 | -22193087.2397 | -20272743.0446 | 0
55 | [19 empty] | 0
56 |  |  |  | Total Rate Base |  |  | 1181818640.1521 | 434020473.077 | 335556946.1307 | 90663420.3148 | 942707.4241 | 190889782.9044 | 856885.1926 | 10158583.0999 | 259691.7555 | 177569.0983 | 80652147.7004 | 23577914.5781 | 14062518.8764 | 0
57
58
59 |  |  |  | Return On Rate Base |  |  | 7.262% | 7.15% | 8.133% | 7.465% | 12.99% | 5.791% | 8.718% | 6.596% | 10.19% | 16.98% | 8.277% | 4.816% | 6.711%
60
61 |  |  |  | Return On Equity |  |  | 9.146% | 8.928% | 10.84% | 9.541% | 20.28% | 6.289% | 11.97% | 7.852% | 14.83% | 28.03% | 11.12% | 4.397% | 8.077%
Rocky Mountain Power
Cost Of Service By Rate Schedule
State of Utah
2017 Protocol (Non Wgt)
12 Months Ended Dec 2017
|  | A |  | B | C |  | D | E | F | G | H | I | J | K | L | M | N | O | P
|  |  |  | DESCRIPTION | COS Factor |  | Utah Jurisdiction Normalized | Residential Sch 1 | General Large Dist. Sch 6 | General +1 MW Sch 8 | Street & Area Lighting Sch. 7,11,12 | General Trans Sch 9 | General Secondary Sch 22 | Irrigation Sch 10 | Traffic Signals Sch 15 | Outdoor Lighting Sch 15 | General Small Dist. Sch 23 | Industrial Cust 1 | Industrial Cust 2
79 |  |  |  | Total Rate Base |  |  | 1181818640.1521 | 434020473.077 | 335556946.1307 | 90663420.3148 | 942707.4241 | 190889782.9044 | 856885.1926 | 10158583.0999 | 259691.7555 | 177569.0983 | 80652147.7004 | 23577914.5781 | 14062518.8764 | 0
80
81
82 |  |  |  | Return On Ratebase ($$) | 7.319% |  | 86493432.6113 | 31764535.8303 | 24558313.0282 | 6635358.5642 | 68993.6664 | 13970597.529 | 62712.6186 | 743473.4002 | 19005.9884 | 12995.7003 | 5902666.3357 | 1725590.2864 | 1029189.6637 | 0
83 |  |  |  | Operating & Maintenance Expense |  |  | 77251435.8867 | 27303992.6809 | 21696488.356 | 6099105.7292 | 127753.2159 | 13032237.1876 | 62371.969 | 697354.7143 | 21428.2827 | 25515.644 | 5224349.4391 | 1627342.7829 | 1333495.8849 | 0
84 |  |  |  | Bad Debt to Produce ROR | F80 |  | 0 | 0 | 0 | 0 | 0 | 0 | 0 | 0 | 0 | 0 | 0 | 0 | 0 | 0
85 |  |  |  | Depreciation Expense |  |  | 38830930.0642 | 13199900.4638 | 10884345.2323 | 3120468.3984 | 70409.5932 | 6924238.4942 | 33207.1812 | 354685.7254 | 10948.6334 | 15309.5158 | 2570687.7917 | 860551.8587 | 786177.1762 | 0
86 |  |  |  | Amortization Expense |  |  | -58287.8201 | -19818.4212 | -16338.6597 | -4683.5645 | -105.5505 | -10390.5388 | -49.827 | -532.3409 | -16.4305 | -22.9522 | -3859.2676 | -1291.3884 | -1178.8788 | 0
87 |  |  |  | Taxes Other Than Income |  |  | 12576760.9691 | 4261506.4428 | 3548346.7218 | 1011457.2069 | 22107.2659 | 2242055.0412 | 10832.3337 | 114520.5063 | 3144.0345 | 4357.635 | 821363.0013 | 280628.8398 | 256441.94 | 0
88 |  |  |  | Federal Income Taxes |  |  | 16046100.7721 | 5997346.4127 | 6204201.7941 | 1280123.3653 | 27024.1626 | 844771.4937 | 16618.4132 | 93601.2766 | 6336.5 | 7688.8728 | 1552819.7836 | -19224.731 | 34793.4286 | 0
89 |  |  |  | FIT Adj to Produce Target ROR | F101 |  | 0 | 0 | 0 | 0 | 0 | 0 | 0 | 0 | 0 | 0 | 0 | 0 | 0 | 0
90 |  |  |  | State Income Taxes |  |  | 2180398.5964 | 814939.7717 | 843047.9826 | 173947.5047 | 3672.1349 | 114790.4158 | 2258.1663 | 12718.8589 | 861.0251 | 1044.7901 | 211002.4189 | -2612.3217 | 4727.8491 | 0
91 |  |  |  | SIT Adj to Produce Target ROR | F101 |  | 0 | 0 | 0 | 0 | 0 | 0 | 0 | 0 | 0 | 0 | 0 | 0 | 0 | 0
92 |  |  |  | Deferred Income Taxes |  |  | 18962608.3307 | 6425285.3156 | 5350018.9176 | 1525024.3607 | 33332.2249 | 3380457.9499 | 16332.4485 | 172668.2659 | 4740.4173 | 6570.2231 | 1238409.8679 | 423118.0658 | 386650.2735 | 0
93 |  |  |  | Investment Tax Credit |  |  | -569552.1235 | -192986.8946 | -160690.691 | -45804.9256 | -1001.1513 | -101533.8697 | -490.5539 | -5186.1841 | -142.381 | -197.3402 | -37196.3054 | -12708.5783 | -11613.2486 | 0
94 |  |  |  | Misc Revenue & Expenses |  |  | -134.1897 | -48.0515 | -37.9013 | -10.5301 | -0.16789 | -22.1886 | -0.10436 | -1.1898 | -0.035575 | -0.037506 | -9.1515 | -2.7799 | -2.0516 | 0
|  |  |  | Total Operating Expenses |  |  | 165220260.486 | 57790117.7202 | 48349381.7523 | 13159627.5451 | 283191.7276 | 26426603.9854 | 141080.0266 | 1439829.6326 | 47300.0461 | 60266.3508 | 11577567.5781 | 3155801.7479 | 2789492.3733
|  |  |  | Total Op. exp. Adjusted for Taxes |  |  | 86909318.0092 | 32219859.9534 | 22862986.1179 | 6552973.7601 | 35814.4445 | 15779868.2944 | 55275.1712 | 789029.6555 | 14383.9956 | 2349.8911 | 5423057.491 | 2091545.0622 | 1082174.1723
97 |  |  |  | Revenue Credits |  |  | -38920121.1956 | -13861262.9777 | -11017084.9615 | -3063906.0729 | -52178.89 | -6454883.1788 | -30741.2082 | -345549.1991 | -10394.2614 | -11605.1149 | -2651951.6231 | -806192.0744 | -614371.6334 | 0
98
99 |  |  |  | Total Revenue Requirements |  |  | 213209457.2996 | 76148714.6959 | 60195282.9086 | 16648695.2323 | 266827.2821 | 35751589.101 | 165613.9895 | 1883310.089 | 51289.7802 | 51011.127 | 14348673.446 | 4441154.7356 | 3257294.9123 | 0
100 |  |  |  | Operating Revenues |  |  | 212123108.8218 | 74959346.9745 | 64623704.3386 | 16863895.3981 | 353495.863 | 31025531.0284 | 185041.6005 | 1764311.0358 | 63363.0457 | 78819.4093 | 15601476.1194 | 3485231.744 | 3118892.2644 | 0
101
102 |  |  |  | Increase / (Decrease) Required to
103 |  |  |  | Earn Equal Rates of Return |  |  | 1086348.4778 | 1189367.7214 | -4428421.43 | -215200.1658 | -86668.5809 | 4726058.0726 | -19427.6109 | 118999.0533 | -12073.2655 | -27808.2824 | -1252802.6734 | 955922.9916 | 138402.6479 | 0
104
105 |  |  |  | Existing Revenues |  |  | 212123108.8218 | 74959346.9745 | 64623704.3386 | 16863895.3982 | 353495.863 | 31025531.0284 | 185041.6004 | 1764311.0358 | 63363.0457 | 78819.4093 | 15601476.1194 | 3485231.744 | 3118892.2644 | 0
106 |  |  |  | check |  |  | 0 | -1.1325e-06 | -1.1474e-06 | -4.7203e-05 | -2.794e-09 | -8.9779e-07 | 4.7602e-05 | -2.9802e-08 | -9.3132e-10 | -1.0623e-09 | -2.4587e-07 | -1.1036e-07 | -8.2888e-08 | 0
107 |  |  |  | Percent Increase / (Decrease)
108 |  |  |  | Over Existing Rates To
109 |  |  |  | Equal Authorized RoE & RoR |  |  | 0.5121% | 1.587% | -6.853% | -1.276% | -24.52% | 15.23% | -10.5% | 6.745% | -19.05% | -35.28% | -8.03% | 27.43% | 4.438%
[5 empty] | 2017 Protocol |  | E: ELECTRIC REVENUES
|  | Transmission - Demand - Unbundled |  |  | (Non-Wgt)
|  | A |  | B | C |  | D | E | F | G | H | I | J | K | L | M | N | O | P
|  | FERC ACCT |  | DESCRIPTION | COS Factor |  | Utah Jurisdiction Normalized | Residential Sch 1 | General Large Dist. Sch 6 | General +1 MW Sch 8 | Street & Area Lighting Sch. 7,11,12 | General Trans Sch 9 | General Secondary Sch 22 | Irrigation Sch 10 | Traffic Signals Sch 15 | Outdoor Lighting Sch 15 | General Small Dist. Sch 23 | Industrial Cust 1 | Industrial Cust 2 |  | Func Study Row
122 |  | 440 | Residential Sales |  | A |  | 74959346.9745 | 74959346.9745 | 0 | 0 | 0 | 0 | 0 | 0 | 0 | 0 | 0 | 0 | 0 | 0
123
124 |  | 442 | Commercial & Industrial Sales |  | A |  | 136668083.5292 | 0 | 64623704.3386 | 16863895.3982 | 0 | 31025531.0284 | 185041.6004 | 1764311.0358 | 0 | 0 | 15601476.1194 | 3485231.744 | 3118892.2644 | 0
125 |  |  |  | Interruptible Demand | F12 |  | 0 | 0 | 0 | 0 | 0 | 0 | 0 | 0 | 0 | 0 | 0 | 0 | 0 | 0 | 100
126 |  |  |  | Interruptible Energy | F30 |  | 0 | 0 | 0 | 0 | 0 | 0 | 0 | 0 | 0 | 0 | 0 | 0 | 0 | 0 | 101
127 | [6 empty] | 136668083.5292 | 0 | 64623704.3386 | 16863895.3982 | 0 | 31025531.0284 | 185041.6004 | 1764311.0358 | 0 | 0 | 15601476.1194 | 3485231.744 | 3118892.2644 | 0
128
129 |  | 444 | Public Street & Highway Lighting |  | A |  | 495678.3181 | 0 | 0 | 0 | 353495.863 | 0 | 0 | 0 | 63363.0457 | 78819.4093 | 0 | 0 | 0 | 0
130
131 |  | 445 | Other Sales to Public Authority |  | A |  | 0 | 0 | 0 | 0 | 0 | 0 | 0 | 0 | 0 | 0 | 0 | 0 | 0 | 0
132
133 |  | 448 | Interdepartmental |  | A | 0 | 0 | 0 | 0 | 0 | 0 | 0 | 0 | 0 | 0 | 0 | 0 | 0 | 0 | 0 | 114
134 |  |  |  | Demand | F12 |  | 0 | 0 | 0 | 0 | 0 | 0 | 0 | 0 | 0 | 0 | 0 | 0 | 0 | 0 | 115
135 | [6 empty] | 0 | 0 | 0 | 0 | 0 | 0 | 0 | 0 | 0 | 0 | 0 | 0 | 0 | 0
136
137 |  | Total Sales to Ultimate Customers |  |  |  |  | 212123108.8218 | 74959346.9745 | 64623704.3386 | 16863895.3982 | 353495.863 | 31025531.0284 | 185041.6004 | 1764311.0358 | 63363.0457 | 78819.4093 | 15601476.1194 | 3485231.744 | 3118892.2644 | 0
138
139
140
141 |  | 447 | Sales for Resale |  | F12 |  | 0 | 0 | 0 | 0 | 0 | 0 | 0 | 0 | 0 | 0 | 0 | 0 | 0 | 0 | 123
142
143
144 |  | 447 | Sales for Resale |  | F11 |  | 0 | 0 | 0 | 0 | 0 | 0 | 0 | 0 | 0 | 0 | 0 | 0 | 0 | 0 | 127
145 |  |  |  | Demand | F12 |  | 0 | 0 | 0 | 0 | 0 | 0 | 0 | 0 | 0 | 0 | 0 | 0 | 0 | 0 | 128
146 |  |  |  | Demand | F12 |  | 0 | 0 | 0 | 0 | 0 | 0 | 0 | 0 | 0 | 0 | 0 | 0 | 0 | 0 | 129
147 |  |  |  | Energy | F30 |  | 0 | 0 | 0 | 0 | 0 | 0 | 0 | 0 | 0 | 0 | 0 | 0 | 0 | 0 | 130
148 | [6 empty] | 0 | 0 | 0 | 0 | 0 | 0 | 0 | 0 | 0 | 0 | 0 | 0 | 0 | 0
149
150 |  | 449 | Provision for Rate Refund |  | F11 |  | 0 | 0 | 0 | 0 | 0 | 0 | 0 | 0 | 0 | 0 | 0 | 0 | 0 | 0 | 134
151 |  |  |  |  | F12 |  | 0 | 0 | 0 | 0 | 0 | 0 | 0 | 0 | 0 | 0 | 0 | 0 | 0 |  | 135
152
153 |  | State Specific Revenue Credit |  |  | F140T |  | 3897912.9731 | 1323400.5892 | 1125567.9988 | 315337.3362 | 8264.6849 | 661644.9098 | 3491.4758 | 34966.4085 | 1106.63 | 1796.7001 | 263854.9909 | 80419.7697 | 78061.4792 | 0 | 137
154
155 |  | AGA Revenue |  |  | A | 0 | 0 | 0 | 0 | 0 | 0 | 0 | 0 | 0 | 0 | 0 | 0 | 0 | 0 | 0 | 139
156
157 |  | Total Sales from Electricity |  |  |  |  | 216021021.7949 | 76282747.5638 | 65749272.3374 | 17179232.7343 | 361760.5479 | 31687175.9382 | 188533.0763 | 1799277.4443 | 64469.6757 | 80616.1094 | 15865331.1103 | 3565651.5137 | 3196953.7436 | 0
158
159 |  | Other Electric Operating Revenues
160 |  | 450 | Forfeited Discounts & Interest |  | A | 0 | 0 | 0 | 0 | 0 | 0 | 0 | 0 | 0 | 0 | 0 | 0 | 0 | 0 | 0 | 145
161 |  |  |  | Customers | F40 |  | 0 | 0 | 0 | 0 | 0 | 0 | 0 | 0 | 0 | 0 | 0 | 0 | 0 | 0 | 146
162 | [6 empty] | 0 | 0 | 0 | 0 | 0 | 0 | 0 | 0 | 0 | 0 | 0 | 0 | 0 | 0
163
164 |  | 451 | Misc Electric Revenue |  | A | 0 | 0 | 0 | 0 | 0 | 0 | 0 | 0 | 0 | 0 | 0 | 0 | 0 | 0 | 0 | 150
165 |  |  |  | Demand | F12 |  | 0 | 0 | 0 | 0 | 0 | 0 | 0 | 0 | 0 | 0 | 0 | 0 | 0 | 0 | 151
166 |  |  |  | Customer | F40 |  | 0 | 0 | 0 | 0 | 0 | 0 | 0 | 0 | 0 | 0 | 0 | 0 | 0 | 0 | 152
167 | [6 empty] | 0 | 0 | 0 | 0 | 0 | 0 | 0 | 0 | 0 | 0 | 0 | 0 | 0 | 0
168
169 |  | 453 | Water Sales |  | F12 |  | 0 | 0 | 0 | 0 | 0 | 0 | 0 | 0 | 0 | 0 | 0 | 0 | 0 | 0 | 156
170
171 |  | 454 | Rent of Electric Property |  | A | 0 | 0 | 0 | 0 | 0 | 0 | 0 | 0 | 0 | 0 | 0 | 0 | 0 | 0 | 0 | 160
172 |  |  |  | Demand | F12 |  | 1899679.4173 | 680249.9947 | 536557.0529 | 149070.6009 | 2376.7507 | 314116.5391 | 1477.3601 | 16844.1784 | 503.6236 | 530.9576 | 129554.1041 | 39353.9418 | 29044.3135 | 0 | 161
173 |  |  |  | Demand | F12 |  | 0 | 0 | 0 | 0 | 0 | 0 | 0 | 0 | 0 | 0 | 0 | 0 | 0 | 0 | 162
174 |  |  |  | System Overhead | F102T |  | 172047.9581 | 58482.3839 | 48224.9245 | 13826.0824 | 312.0356 | 30680.8456 | 147.1408 | 1571.5381 | 48.5122 | 67.8465 | 11389.6739 | 3813.0274 | 3483.9471 | 0 | 163
175 | [6 empty] | 2071727.3754 | 738732.3786 | 584781.9774 | 162896.6833 | 2688.7863 | 344797.3847 | 1624.5009 | 18415.7165 | 552.1358 | 598.8041 | 140943.7779 | 43166.9692 | 32528.2606 | 0
176
177 |  | 456 | Other Electric Revenue |  | A | 0 | 0 | 0 | 0 | 0 | 0 | 0 | 0 | 0 | 0 | 0 | 0 | 0 | 0 | 0 | 167
178 |  |  |  | Customer | F40 |  | 0 | 0 | 0 | 0 | 0 | 0 | 0 | 0 | 0 | 0 | 0 | 0 | 0 | 0 | 168
179 |  |  |  | Energy | F30 |  | 0 | 0 | 0 | 0 | 0 | 0 | 0 | 0 | 0 | 0 | 0 | 0 | 0 | 0 | 169
180 |  |  |  | Demand | F12 |  | 0 | 0 | 0 | 0 | 0 | 0 | 0 | 0 | 0 | 0 | 0 | 0 | 0 | 0 | 170
181 |  |  |  | Demand | F12 |  | 32950480.8471 | 11799130.0099 | 9306734.9853 | 2585672.0534 | 41225.4188 | 5448440.8843 | 25625.2315 | 292167.074 | 8735.4956 | 9209.6108 | 2247152.8543 | 682605.3355 | 503781.8936 | 0 | 171
182 | [6 empty] | 32950480.8471 | 11799130.0099 | 9306734.9853 | 2585672.0534 | 41225.4188 | 5448440.8843 | 25625.2315 | 292167.074 | 8735.4956 | 9209.6108 | 2247152.8543 | 682605.3355 | 503781.8936 | 0
183 | [19 empty] | 0
184 |  | Total Other Electric Operating Revenues |  |  |  |  | 35022208.2225 | 12537862.3885 | 9891516.9627 | 2748568.7367 | 43914.2051 | 5793238.269 | 27249.7324 | 310582.7906 | 9287.6315 | 9808.4149 | 2388096.6322 | 725772.3047 | 536310.1542 | 0
185 | [19 empty] | 0
186 |  | Total Electric Operating Revenues |  |  |  |  | 251043230.0173 | 88820609.9522 | 75640789.3001 | 19927801.471 | 405674.7531 | 37480414.2072 | 215782.8087 | 2109860.2349 | 73757.3071 | 90424.5243 | 18253427.7425 | 4291423.8185 | 3733263.8977 | 0
187
188 |  | Miscellaneous Revenues
189 |  | 41160 | Gain on Sale of Utility Plant - CR |  | F12 |  | 0 | 0 | 0 | 0 | 0 | 0 | 0 | 0 | 0 | 0 | 0 | 0 | 0 | 0 | 185
190 |  | 41170 | Loss on Sale of Utility Plant |  | F12 |  | 0 | 0 | 0 | 0 | 0 | 0 | 0 | 0 | 0 | 0 | 0 | 0 | 0 | 0 | 190
191 |  | 4118 | Gain from Emission Allowances |  | F30 |  | 0 | 0 | 0 | 0 | 0 | 0 | 0 | 0 | 0 | 0 | 0 | 0 | 0 | 0 | 193
192 |  | 41181 | Gain from Disposition of NOX Credits |  | F12 |  | 0 | 0 | 0 | 0 | 0 | 0 | 0 | 0 | 0 | 0 | 0 | 0 | 0 | 0 | 196
193 |  | 4194 | Impact Housing Interest Income |  | F12 |  | 0 | 0 | 0 | 0 | 0 | 0 | 0 | 0 | 0 | 0 | 0 | 0 | 0 | 0 | 200
194 |  | 421 | (Gain)/Loss on Sale of Utility Plant |  | F12 |  | -134.1897 | -48.0515 | -37.9013 | -10.5301 | -0.16789 | -22.1886 | -0.10436 | -1.1898 | -0.035575 | -0.037506 | -9.1515 | -2.7799 | -2.0516 | 0 | 210
195
196 |  | Total Miscellaneous Revenues |  |  |  |  | -134.1897 | -48.0515 | -37.9013 | -10.5301 | -0.16789 | -22.1886 | -0.10436 | -1.1898 | -0.035575 | -0.037506 | -9.1515 | -2.7799 | -2.0516 | 0
197
198 |  | Miscellaneous Expenses
199 |  | 4311 | Interest on Customer Deposits |  | F80 |  | 0 | 0 | 0 | 0 | 0 | 0 | 0 | 0 | 0 | 0 | 0 | 0 | 0 | 0 | 216
200
201 |  | DFA | Divergence Fairness Adjustment
202 |  |  |  | Production | F105 |  | 0 | 0 | 0 | 0 | 0 | 0 | 0 | 0 | 0 | 0 | 0 | 0 | 0 | 0 | 220
203 |  |  |  | Transmission | F105 |  | 0 | 0 | 0 | 0 | 0 | 0 | 0 | 0 | 0 | 0 | 0 | 0 | 0 | 0 | 221
204 |  |  |  | Distribution | F105 |  | 0 | 0 | 0 | 0 | 0 | 0 | 0 | 0 | 0 | 0 | 0 | 0 | 0 | 0 | 222
205 | [6 empty] | 0 | 0 | 0 | 0 | 0 | 0 | 0 | 0 | 0 | 0 | 0 | 0 | 0 | 0
206
207 |  | Net Miscellaneous Revenues And Expense |  |  |  |  | -134.1897 | -48.0515 | -37.9013 | -10.5301 | -0.16789 | -22.1886 | -0.10436 | -1.1898 | -0.035575 | -0.037506 | -9.1515 | -2.7799 | -2.0516 | 0
208
209 |  | Distribution - METER - Unbundled
210 | [6 empty] | E: STEAM POWER GENERATION
211
212 |  | A |  | B | C |  | D | E | F | G | H | I | J | K | L | M | N | O | P
213 |  | FERC ACCT |  | DESCRIPTION | COS Factor |  | Utah Jurisdiction Normalized | Residential Sch 1 | General Large Dist. Sch 6 | General +1 MW Sch 8 | Street & Area Lighting Sch. 7,11,12 | General Trans Sch 9 | General Secondary Sch 22 | Irrigation Sch 10 | Traffic Signals Sch 15 | Outdoor Lighting Sch 15 | General Small Dist. Sch 23 | Industrial Cust 1 | Industrial Cust 2
214 |  | 500 | Operation Suprvn & Engineering |  | F12 |  | 0 | 0 | 0 | 0 | 0 | 0 | 0 | 0 | 0 | 0 | 0 | 0 | 0 | 0 | 231
215 |  |  |  | Cholla | F12 |  | 0 | 0 | 0 | 0 | 0 | 0 | 0 | 0 | 0 | 0 | 0 | 0 | 0 | 0 | 232
216 |  |  |  | Total 500 |  |  | 0 | 0 | 0 | 0 | 0 | 0 | 0 | 0 | 0 | 0 | 0 | 0 | 0 | 0
217
218 |  | 501 | Fuel Related |  | F30 |  | 0 | 0 | 0 | 0 | 0 | 0 | 0 | 0 | 0 | 0 | 0 | 0 | 0 | 0 | 243
219 |  |  |  | System Energy - Non NPC | F30 |  | 0 | 0 | 0 | 0 | 0 | 0 | 0 | 0 | 0 | 0 | 0 | 0 | 0 | 0 | 236
220 |  |  |  | System Energy - Non NPC | F30 |  | 0 | 0 | 0 | 0 | 0 | 0 | 0 | 0 | 0 | 0 | 0 | 0 | 0 | 0 | 239
221 |  |  |  | Cholla - Non NPC | F30 |  | 0 | 0 | 0 | 0 | 0 | 0 | 0 | 0 | 0 | 0 | 0 | 0 | 0 | 0 | 240
222 |  |  |  | Cholla | F30 |  | 0 | 0 | 0 | 0 | 0 | 0 | 0 | 0 | 0 | 0 | 0 | 0 | 0 | 0 | 246
223 |  |  |  | Total 501 |  |  | 0 | 0 | 0 | 0 | 0 | 0 | 0 | 0 | 0 | 0 | 0 | 0 | 0 | 0
224
225 |  | 502 | Steam Expenses |  | F12 |  | 0 | 0 | 0 | 0 | 0 | 0 | 0 | 0 | 0 | 0 | 0 | 0 | 0 | 0 | 250
226 |  |  |  | Cholla | F12 |  | 0 | 0 | 0 | 0 | 0 | 0 | 0 | 0 | 0 | 0 | 0 | 0 | 0 | 0 | 251
227 |  |  |  | Total 502 |  |  | 0 | 0 | 0 | 0 | 0 | 0 | 0 | 0 | 0 | 0 | 0 | 0 | 0 | 0
228
229 |  | 503 | Steam From Other Sources |  | F30 |  | 0 | 0 | 0 | 0 | 0 | 0 | 0 | 0 | 0 | 0 | 0 | 0 | 0 | 0 | 258
230 |  |  |  | System Energy - Non NPC | F30 |  | 0 | 0 | 0 | 0 | 0 | 0 | 0 | 0 | 0 | 0 | 0 | 0 | 0 | 0 | 255
231 |  |  |  | Total 503 |  |  | 0 | 0 | 0 | 0 | 0 | 0 | 0 | 0 | 0 | 0 | 0 | 0 | 0 | 0
232
233 |  | 505 | Electric Expenses |  | F12 |  | 0 | 0 | 0 | 0 | 0 | 0 | 0 | 0 | 0 | 0 | 0 | 0 | 0 | 0 | 262
234 |  |  |  | Cholla | F12 |  | 0 | 0 | 0 | 0 | 0 | 0 | 0 | 0 | 0 | 0 | 0 | 0 | 0 | 0 | 263
235 |  |  |  | Total 505 |  |  | 0 | 0 | 0 | 0 | 0 | 0 | 0 | 0 | 0 | 0 | 0 | 0 | 0 | 0
236
237 |  | 506 | Misc. Steam Expense |  | F12 |  | 0 | 0 | 0 | 0 | 0 | 0 | 0 | 0 | 0 | 0 | 0 | 0 | 0 | 0 | 267
238 |  |  |  | System Energy | F30 |  | 0 | 0 | 0 | 0 | 0 | 0 | 0 | 0 | 0 | 0 | 0 | 0 | 0 | 0 | 268
239 |  |  |  | Cholla | F12 |  | 0 | 0 | 0 | 0 | 0 | 0 | 0 | 0 | 0 | 0 | 0 | 0 | 0 | 0 | 269
240 |  |  |  | Total 506 |  |  | 0 | 0 | 0 | 0 | 0 | 0 | 0 | 0 | 0 | 0 | 0 | 0 | 0 | 0
241
242 |  | 507 | Rents |  | F12 |  | 0 | 0 | 0 | 0 | 0 | 0 | 0 | 0 | 0 | 0 | 0 | 0 | 0 | 0 | 273
243 |  |  |  | Cholla | F12 |  | 0 | 0 | 0 | 0 | 0 | 0 | 0 | 0 | 0 | 0 | 0 | 0 | 0 | 0 | 274
244 |  |  |  | Total 507 |  |  | 0 | 0 | 0 | 0 | 0 | 0 | 0 | 0 | 0 | 0 | 0 | 0 | 0 | 0
245
246 |  | 510 | Maint Supervision & Engineering |  | F12 |  | 0 | 0 | 0 | 0 | 0 | 0 | 0 | 0 | 0 | 0 | 0 | 0 | 0 | 0 | 278
247 |  |  |  | Cholla | F12 |  | 0 | 0 | 0 | 0 | 0 | 0 | 0 | 0 | 0 | 0 | 0 | 0 | 0 | 0 | 279
248 |  |  |  | Total 510 |  |  | 0 | 0 | 0 | 0 | 0 | 0 | 0 | 0 | 0 | 0 | 0 | 0 | 0 | 0
249
250 |  | 511 | Maintenance of Structures |  | F12 |  | 0 | 0 | 0 | 0 | 0 | 0 | 0 | 0 | 0 | 0 | 0 | 0 | 0 | 0 | 283
251 |  |  |  | Cholla | F12 |  | 0 | 0 | 0 | 0 | 0 | 0 | 0 | 0 | 0 | 0 | 0 | 0 | 0 | 0 | 284
252 |  |  |  | Total 511 |  |  | 0 | 0 | 0 | 0 | 0 | 0 | 0 | 0 | 0 | 0 | 0 | 0 | 0 | 0
253
254 |  | 512 | Maintenance of Boiler Plant |  | F12 |  | 0 | 0 | 0 | 0 | 0 | 0 | 0 | 0 | 0 | 0 | 0 | 0 | 0 | 0 | 288
255 |  |  |  | Cholla | F12 |  | 0 | 0 | 0 | 0 | 0 | 0 | 0 | 0 | 0 | 0 | 0 | 0 | 0 | 0 | 289
256 |  |  |  | Total 512 |  |  | 0 | 0 | 0 | 0 | 0 | 0 | 0 | 0 | 0 | 0 | 0 | 0 | 0 | 0
257
258 |  | 513 | Maintenance of Electric Plant |  | F12 |  | 0 | 0 | 0 | 0 | 0 | 0 | 0 | 0 | 0 | 0 | 0 | 0 | 0 | 0 | 293
259 |  |  |  | Cholla | F12 |  | 0 | 0 | 0 | 0 | 0 | 0 | 0 | 0 | 0 | 0 | 0 | 0 | 0 | 0 | 294
260 |  |  |  | Total 513 |  |  | 0 | 0 | 0 | 0 | 0 | 0 | 0 | 0 | 0 | 0 | 0 | 0 | 0 | 0
261
262 |  | 514 | Maint of Misc. Steam Plant |  | F12 |  | 0 | 0 | 0 | 0 | 0 | 0 | 0 | 0 | 0 | 0 | 0 | 0 | 0 | 0 | 298
263 |  |  |  | Cholla | F12 |  | 0 | 0 | 0 | 0 | 0 | 0 | 0 | 0 | 0 | 0 | 0 | 0 | 0 | 0 | 299
264 |  |  |  | Total 514 |  |  | 0 | 0 | 0 | 0 | 0 | 0 | 0 | 0 | 0 | 0 | 0 | 0 | 0 | 0
265
266 |  | Total Steam Power Generation |  |  |  |  | 0 | 0 | 0 | 0 | 0 | 0 | 0 | 0 | 0 | 0 | 0 | 0 | 0 | 0
267
268
269 | [6 empty] | D: NUCLEAR POWER GENERATION
270
271
272 |  | 517 | Operation Super & Engineering |  | F12 |  | 0 | 0 | 0 | 0 | 0 | 0 | 0 | 0 | 0 | 0 | 0 | 0 | 0 | 0 | 305
273
274 |  | 518 | Nuclear Fuel Expense |  | F30 |  | 0 | 0 | 0 | 0 | 0 | 0 | 0 | 0 | 0 | 0 | 0 | 0 | 0 | 0 | 309
275
276 |  | 519 | Coolants and Water |  | F12 |  | 0 | 0 | 0 | 0 | 0 | 0 | 0 | 0 | 0 | 0 | 0 | 0 | 0 | 0 | 314
277
278 |  | 520 | Steam Expenses |  | F12 |  | 0 | 0 | 0 | 0 | 0 | 0 | 0 | 0 | 0 | 0 | 0 | 0 | 0 | 0 | 318
279
280 |  | 523 | Electric Expenses |  | F12 |  | 0 | 0 | 0 | 0 | 0 | 0 | 0 | 0 | 0 | 0 | 0 | 0 | 0 | 0 | 322
281
282 |  | 524 | Misc. Nuclear Expenses |  | F12 |  | 0 | 0 | 0 | 0 | 0 | 0 | 0 | 0 | 0 | 0 | 0 | 0 | 0 | 0 | 326
283
284 |  | 528 | Maint Supervision & Eng |  | F12 |  | 0 | 0 | 0 | 0 | 0 | 0 | 0 | 0 | 0 | 0 | 0 | 0 | 0 | 0 | 330
285
286 |  | 529 | Maintenance of Structures |  | F12 |  | 0 | 0 | 0 | 0 | 0 | 0 | 0 | 0 | 0 | 0 | 0 | 0 | 0 | 0 | 334
287
288 |  | 530 | Maintenance of Reactor Plant |  | F12 |  | 0 | 0 | 0 | 0 | 0 | 0 | 0 | 0 | 0 | 0 | 0 | 0 | 0 | 0 | 338
289
290 |  | 531 | Maintenance of Electric Plant |  | F12 |  | 0 | 0 | 0 | 0 | 0 | 0 | 0 | 0 | 0 | 0 | 0 | 0 | 0 | 0 | 342
291
292 |  | 532 | Maintenance of Misc Nuclear |  | F12 |  | 0 | 0 | 0 | 0 | 0 | 0 | 0 | 0 | 0 | 0 | 0 | 0 | 0 | 0 | 346
293
294 |  | Total Nuclear Power Generation |  |  |  |  | 0 | 0 | 0 | 0 | 0 | 0 | 0 | 0 | 0 | 0 | 0 | 0 | 0 | 0
295
296
297
298 |  | Distribution - METER - Unbundled |  |  |  |  | D: HYDRAULIC POWER GENERATION
299
300 |  | A |  | B | C |  | D | E | F | G | H | I | J | K | L | M | N | O | P
301 |  | FERC ACCT |  | DESCRIPTION | COS Factor |  | Utah Jurisdiction Normalized | Residential Sch 1 | General Large Dist. Sch 6 | General +1 MW Sch 8 | Street & Area Lighting Sch. 7,11,12 | General Trans Sch 9 | General Secondary Sch 22 | Irrigation Sch 10 | Traffic Signals Sch 15 | Outdoor Lighting Sch 15 | General Small Dist. Sch 23 | Industrial Cust 1 | Industrial Cust 2
302 |  | 535 | Operation Super & Engineering |  | F12 |  | 0 | 0 | 0 | 0 | 0 | 0 | 0 | 0 | 0 | 0 | 0 | 0 | 0 | 0 | 355
303
304 |  | 536 | Water For Power |  | F12 |  | 0 | 0 | 0 | 0 | 0 | 0 | 0 | 0 | 0 | 0 | 0 | 0 | 0 | 0 | 360
305
306 |  | 537 | Hydraulic Expenses |  | F12 |  | 0 | 0 | 0 | 0 | 0 | 0 | 0 | 0 | 0 | 0 | 0 | 0 | 0 | 0 | 365
307
308 |  | 538 | Electric Expenses |  | F12 |  | 0 | 0 | 0 | 0 | 0 | 0 | 0 | 0 | 0 | 0 | 0 | 0 | 0 | 0 | 369
309
310 |  | 539 | Misc. Hydro Expenses |  | F12 |  | 0 | 0 | 0 | 0 | 0 | 0 | 0 | 0 | 0 | 0 | 0 | 0 | 0 | 0 | 374
311
312 |  | 540 | Rents (Hydro Generation) |  | F12 |  | 0 | 0 | 0 | 0 | 0 | 0 | 0 | 0 | 0 | 0 | 0 | 0 | 0 | 0 | 379
313
314 |  | 541 | Maint Supervision & Engineering |  | F12 |  | 0 | 0 | 0 | 0 | 0 | 0 | 0 | 0 | 0 | 0 | 0 | 0 | 0 | 0 | 383
315
316 |  | 542 | Maintenance of Structures |  | F12 |  | 0 | 0 | 0 | 0 | 0 | 0 | 0 | 0 | 0 | 0 | 0 | 0 | 0 | 0 | 388
317
318 |  | 543 | Maint of Dams & Waterways |  | F12 |  | 0 | 0 | 0 | 0 | 0 | 0 | 0 | 0 | 0 | 0 | 0 | 0 | 0 | 0 | 393
319
320 |  | 544 | Maintenance of Electric Plant |  | F12 |  | 0 | 0 | 0 | 0 | 0 | 0 | 0 | 0 | 0 | 0 | 0 | 0 | 0 | 0 | 398
321
322 |  | 545 | Maint of Misc. Hydro Plant |  | F12 |  | 0 | 0 | 0 | 0 | 0 | 0 | 0 | 0 | 0 | 0 | 0 | 0 | 0 | 0 | 403
323
324 |  | Total Hydraulic Power Generation |  |  |  |  | 0 | 0 | 0 | 0 | 0 | 0 | 0 | 0 | 0 | 0 | 0 | 0 | 0 | 0
325
326
327 | [6 empty] | D: OTHER POWER GENERATION
328
329
330 |  | 546 | Operation Super & Engineering |  | F12 |  | 0 | 0 | 0 | 0 | 0 | 0 | 0 | 0 | 0 | 0 | 0 | 0 | 0 | 0 | 409
331
332 |  | 547 | Fuel |  | F30 |  | 0 | 0 | 0 | 0 | 0 | 0 | 0 | 0 | 0 | 0 | 0 | 0 | 0 | 0 | 413
333 |  |  |  | Simple Cycle Combustion Turbine | F30 |  | 0 | 0 | 0 | 0 | 0 | 0 | 0 | 0 | 0 | 0 | 0 | 0 | 0 | 0 | 414
334 |  |  |  | Total 547 |  |  | 0 | 0 | 0 | 0 | 0 | 0 | 0 | 0 | 0 | 0 | 0 | 0 | 0 | 0
335
336 |  | 548 | Generation Expense |  | F12 |  | 0 | 0 | 0 | 0 | 0 | 0 | 0 | 0 | 0 | 0 | 0 | 0 | 0 | 0 | 418
337 |  |  |  | Simple Cycle Combustion Turbine | F12 |  | 0 | 0 | 0 | 0 | 0 | 0 | 0 | 0 | 0 | 0 | 0 | 0 | 0 | 0 | 419
338 |  |  |  | Total 548 |  |  | 0 | 0 | 0 | 0 | 0 | 0 | 0 | 0 | 0 | 0 | 0 | 0 | 0 | 0
339
340 |  | 549 | Miscellaneous Other |  | F12 |  | 0 | 0 | 0 | 0 | 0 | 0 | 0 | 0 | 0 | 0 | 0 | 0 | 0 | 0 | 423
341 |  |  |  | Wind Generation | F12 |  | 0 | 0 | 0 | 0 | 0 | 0 | 0 | 0 | 0 | 0 | 0 | 0 | 0 | 0 | 424
342
343 |  | 550 | Maint Supervision & Engineering
344 |  |  |  | System Generation | F12 |  | 0 | 0 | 0 | 0 | 0 | 0 | 0 | 0 | 0 | 0 | 0 | 0 | 0 | 0 | 429
345 |  |  |  | Wind Generation | F12 |  | 0 | 0 | 0 | 0 | 0 | 0 | 0 | 0 | 0 | 0 | 0 | 0 | 0 | 0 | 430
346 |  |  |  | Total 550 |  |  | 0 | 0 | 0 | 0 | 0 | 0 | 0 | 0 | 0 | 0 | 0 | 0 | 0 | 0
347
348 |  | 551 | Maint Supervision & Engineering |  | F12 |  | 0 | 0 | 0 | 0 | 0 | 0 | 0 | 0 | 0 | 0 | 0 | 0 | 0 | 0 | 434
349
350 |  | 552 | Maintenance of Structures |  | F12 |  | 0 | 0 | 0 | 0 | 0 | 0 | 0 | 0 | 0 | 0 | 0 | 0 | 0 | 0 | 440
351
352 |  | 553 | Maint of Generation & Elect Plant |  | F12 |  | 0 | 0 | 0 | 0 | 0 | 0 | 0 | 0 | 0 | 0 | 0 | 0 | 0 | 0 | 444
353 |  |  |  | Simple Cycle Combustion Turbine | F12 |  | 0 | 0 | 0 | 0 | 0 | 0 | 0 | 0 | 0 | 0 | 0 | 0 | 0 | 0 | 445
354 |  |  |  | Wind Generation | F12 |  | 0 | 0 | 0 | 0 | 0 | 0 | 0 | 0 | 0 | 0 | 0 | 0 | 0 | 0 | 446
355 |  |  |  | Total 553 |  |  | 0 | 0 | 0 | 0 | 0 | 0 | 0 | 0 | 0 | 0 | 0 | 0 | 0 | 0
356
357 |  | 554 | Maintenance of Misc. Other |  | F12 |  | 0 | 0 | 0 | 0 | 0 | 0 | 0 | 0 | 0 | 0 | 0 | 0 | 0 | 0 | 450
358 |  |  |  | Simple Cycle Combustion Turbine | F12 |  | 0 | 0 | 0 | 0 | 0 | 0 | 0 | 0 | 0 | 0 | 0 | 0 | 0 | 0 | 451
359 |  |  |  | Wind Generation | F12 |  | 0 | 0 | 0 | 0 | 0 | 0 | 0 | 0 | 0 | 0 | 0 | 0 | 0 | 0 | 452
360 |  |  |  | Total 554 |  |  | 0 | 0 | 0 | 0 | 0 | 0 | 0 | 0 | 0 | 0 | 0 | 0 | 0 | 0
361
362 |  | Total Other Power Generation |  |  |  |  | 0 | 0 | 0 | 0 | 0 | 0 | 0 | 0 | 0 | 0 | 0 | 0 | 0 | 0
363
364
365 | [6 empty] | D: OTHER POWER SUPPLY
366
367
368 |  | 555 | Purchased Power |  | F12 |  | 0 | 0 | 0 | 0 | 0 | 0 | 0 | 0 | 0 | 0 | 0 | 0 | 0 | 0 | 458
369 |  |  |  | Demand | F12 |  | 0 | 0 | 0 | 0 | 0 | 0 | 0 | 0 | 0 | 0 | 0 | 0 | 0 | 0 | 459
370 |  |  |  | Energy | F30 |  | 0 | 0 | 0 | 0 | 0 | 0 | 0 | 0 | 0 | 0 | 0 | 0 | 0 | 0 | 460
371 |  |  |  | Seasonal Contracts | F12 |  | 0 | 0 | 0 | 0 | 0 | 0 | 0 | 0 | 0 | 0 | 0 | 0 | 0 | 0 | 461
372 |  |  |  | Demand | F12 |  | 0 | 0 | 0 | 0 | 0 | 0 | 0 | 0 | 0 | 0 | 0 | 0 | 0 | 0 | 462
373 |  |  |  | Total 555 |  |  | 0 | 0 | 0 | 0 | 0 | 0 | 0 | 0 | 0 | 0 | 0 | 0 | 0 | 0
374
375
376 |  | 556 | System Control & Load Dispatch |  | F12 |  | 0 | 0 | 0 | 0 | 0 | 0 | 0 | 0 | 0 | 0 | 0 | 0 | 0 | 0 | 466
377
378 |  | 557 | Other Expenses |  | F12 |  | 0 | 0 | 0 | 0 | 0 | 0 | 0 | 0 | 0 | 0 | 0 | 0 | 0 | 0 | 470
379 |  |  |  | Demand | F12 |  | 0 | 0 | 0 | 0 | 0 | 0 | 0 | 0 | 0 | 0 | 0 | 0 | 0 | 0 | 471
380 |  |  |  | Demand | F12 |  | 0 | 0 | 0 | 0 | 0 | 0 | 0 | 0 | 0 | 0 | 0 | 0 | 0 | 0 | 472
381 |  |  |  | Energy | F30 |  | 0 | 0 | 0 | 0 | 0 | 0 | 0 | 0 | 0 | 0 | 0 | 0 | 0 | 0 | 473
382 |  |  |  | Demand | F12 |  | 0 | 0 | 0 | 0 | 0 | 0 | 0 | 0 | 0 | 0 | 0 | 0 | 0 | 0 | 474
383 |  |  |  | Demand | F12 |  | 0 | 0 | 0 | 0 | 0 | 0 | 0 | 0 | 0 | 0 | 0 | 0 | 0 | 0 | 475
384 | [6 empty] | 0 | 0 | 0 | 0 | 0 | 0 | 0 | 0 | 0 | 0 | 0 | 0 | 0 | 0
385
386 |  | 2017 Protocol Adjustment |  | Embedded Cost Differentials
387 |  |  |  | Company Owned Hydro | F12 |  | 0 | 0 | 0 | 0 | 0 | 0 | 0 | 0 | 0 | 0 | 0 | 0 | 0 | 0 | 479
388 |  |  |  | Company Owned Hydro | F12 |  | 0 | 0 | 0 | 0 | 0 | 0 | 0 | 0 | 0 | 0 | 0 | 0 | 0 | 0 | 480
389 |  |  |  | Mid-C Contract | F12 |  | 0 | 0 | 0 | 0 | 0 | 0 | 0 | 0 | 0 | 0 | 0 | 0 | 0 | 0 | 481
390 |  |  |  | Baseline ECD | F12 |  | 0 | 0 | 0 | 0 | 0 | 0 | 0 | 0 | 0 | 0 | 0 | 0 | 0 | 0 | 491
391 |  |  |  | Equalization Adj. | F12 |  | 0 | 0 | 0 | 0 | 0 | 0 | 0 | 0 | 0 | 0 | 0 | 0 | 0 | 0 | 492
392 | [6 empty] | 0 | 0 | 0 | 0 | 0 | 0 | 0 | 0 | 0 | 0 | 0 | 0 | 0 | 0
393
394 |  | Total Other Power Supply |  |  |  |  | 0 | 0 | 0 | 0 | 0 | 0 | 0 | 0 | 0 | 0 | 0 | 0 | 0 | 0
395
396 |  | TOTAL PRODUCTION EXPENSE |  |  |  |  | 0 | 0 | 0 | 0 | 0 | 0 | 0 | 0 | 0 | 0 | 0 | 0 | 0 | 0
397
398 |  | Distribution - METER - Unbundled |  |  |  |  | D: TRANSMISSION EXPENSE
399
400
401 |  | A |  | B | C |  | D | E | F | G | H | I | J | K | L | M | N | O | P
402 |  | FERC ACCT |  | DESCRIPTION | COS Factor |  | Utah Jurisdiction Normalized | Residential Sch 1 | General Large Dist. Sch 6 | General +1 MW Sch 8 | Street & Area Lighting Sch. 7,11,12 | General Trans Sch 9 | General Secondary Sch 22 | Irrigation Sch 10 | Traffic Signals Sch 15 | Outdoor Lighting Sch 15 | General Small Dist. Sch 23 | Industrial Cust 1 | Industrial Cust 2
403 |  | 560 | Operation Supervision & Eng |  | F106 |  | 2071185.3197 | 704035.4118 | 580551.8229 | 166444.1661 | 3756.4146 | 369348.8594 | 1771.3426 | 18918.8339 | 584.0102 | 816.7648 | 137113.6604 | 45902.8196 | 41941.2133 | 0 | 500
404
405 |  | 561 | Load Dispatching |  | F106 |  | 6489988.9264 | 2206071.0758 | 1819139.4395 | 521547.1473 | 11770.5977 | 1157342.1195 | 5550.4418 | 59281.5242 | 1829.9763 | 2559.3047 | 429641.0029 | 143834.9279 | 131421.3687 | 0 | 504
406
407 |  | 562 | Station Expense |  | F106 |  | 1113702.6909 | 378568.7959 | 312170.0995 | 89499.1452 | 2019.8719 | 198603.5797 | 952.4734 | 10172.8976 | 314.0297 | 439.1848 | 73727.7592 | 24682.53 | 22552.3238 | 0 | 508
408
409 |  | 563 | Overhead Line Expense |  | F106 |  | 164819.9764 | 56025.455 | 46198.9262 | 13245.2288 | 298.9265 | 29391.8993 | 140.9592 | 1505.5156 | 46.4741 | 64.9962 | 10911.1773 | 3652.8367 | 3337.5815 | 0 | 512
410
411 |  | 564 | Underground Line Expense |  | F106 |  | 0 | 0 | 0 | 0 | 0 | 0 | 0 | 0 | 0 | 0 | 0 | 0 | 0 | 0 | 516
412
413 |  | 565 | Transm of Electricity by Others |  | F12 |  | 43148678.5315 | 15450969.2927 | 12187176.2031 | 3385939.4264 | 53984.7158 | 7134737.2837 | 33556.2592 | 382592.995 | 11439.1378 | 12059.992 | 2942648.2901 | 893872.1812 | 659702.7545 | 0 | 520
414 |  |  | Energy |  | F30 |  | 0 | 0 | 0 | 0 | 0 | 0 | 0 | 0 | 0 | 0 | 0 | 0 | 0 | 0 | 521
415 | [6 empty] | 43148678.5315 | 15450969.2927 | 12187176.2031 | 3385939.4264 | 53984.7158 | 7134737.2837 | 33556.2592 | 382592.995 | 11439.1378 | 12059.992 | 2942648.2901 | 893872.1812 | 659702.7545 | 0
416
417 |  | 566 | Misc. Transmission Expense |  | F106 |  | 766470.0766 | 260537.8045 | 214841.0362 | 61594.9097 | 1390.1119 | 136682.5295 | 655.5092 | 7001.1698 | 216.1209 | 302.2548 | 50740.7603 | 16986.9578 | 15520.9119 | 0 | 525
418
419 |  | 567 | Rents - Transmission |  | F106 |  | 705259.7787 | 239731.2563 | 197683.8317 | 56675.9404 | 1279.0976 | 125767.0631 | 603.1603 | 6442.0564 | 198.8615 | 278.1168 | 46688.6033 | 15630.3794 | 14281.412 | 0 | 529
420
421 |  | 568 | Maint Supervision & Engineering |  | F106 |  | 346715.3574 | 117855.1659 | 97184.0766 | 27862.6678 | 628.8219 | 61828.8091 | 296.5218 | 3167.0031 | 97.763 | 136.726 | 22952.7562 | 7684.1084 | 7020.9375 | 0 | 533
422
423 |  | 569 | Maintenance of Structures |  | F106 |  | 1898934.1388 | 645483.9486 | 532269.9352 | 152601.7524 | 3444.0105 | 338631.7736 | 1624.028 | 17345.4395 | 535.4407 | 748.8381 | 125710.5331 | 42085.2883 | 38453.1509 | 0 | 537
424
425 |  | 570 | Maint of Station Equipment |  | F106 |  | 3858636.1121 | 1311624.0436 | 1081573.0526 | 310086.9169 | 6998.2328 | 688100.1103 | 3300.0265 | 35245.9507 | 1088.0161 | 1521.6398 | 255443.9318 | 85517.3488 | 78136.842 | 0 | 541
426
427 |  | 571 | Maintenance of Overhead Lines |  | F106 |  | 5498418.3921 | 1869017.3304 | 1541202.8997 | 441862.7612 | 9972.2313 | 980518.036 | 4702.4197 | 50224.2187 | 1550.384 | 2168.2823 | 363998.4627 | 121859.1622 | 111342.204 | 0 | 545
428
429 |  | 572 | Maint of Underground Lines |  | F106 |  | 6455.6922 | 2194.413 | 1809.5261 | 518.791 | 11.7084 | 1151.2261 | 5.5211 | 58.9682 | 1.8203 | 2.5458 | 427.3705 | 143.0748 | 130.7269 | 0 | 549
430
431 |  | 573 | Maint of Misc Transmission Plant |  | F106 |  | 27658.4398 | 9401.6314 | 7752.6417 | 2222.6818 | 50.1629 | 4932.2545 | 23.6544 | 252.6406 | 7.7988 | 10.907 | 1831.0046 | 612.9825 | 560.0795 | 0 | 553
432
433
434 |  | TOTAL TRANSMISSION EXPENSE |  |  |  |  | 66096923.4325 | 23251515.6249 | 18619553.4908 | 5230101.5352 | 95604.9036 | 11227035.544 | 53182.3172 | 592209.2133 | 17909.8335 | 21109.5532 | 4461835.3127 | 1402464.5977 | 1124401.5066 | 0
435
436
437
438
439
440
441
442
443
444
445
446 |  | Distribution - METER - Unbundled |  |  |  |  | D: DISTRIBUTION EXPENSE
447
448
449 |  | A |  | B | C |  | D | E | F | G | H | I | J | K | L | M | N | O | P
450 |  | FERC ACCT |  | DESCRIPTION | COS Factor |  | Utah Jurisdiction Normalized | Residential Sch 1 | General Large Dist. Sch 6 | General +1 MW Sch 8 | Street & Area Lighting Sch. 7,11,12 | General Trans Sch 9 | General Secondary Sch 22 | Irrigation Sch 10 | Traffic Signals Sch 15 | Outdoor Lighting Sch 15 | General Small Dist. Sch 23 | Industrial Cust 1 | Industrial Cust 2
451 |  | 580 | Operation Supervision & Eng |  | F131 |  | 0 | 0 | 0 | 0 | 0 | 0 | 0 | 0 | 0 | 0 | 0 | 0 | 0 | 0 | 561
452
453 |  | 581 | Load Dispatching |  | F20 |  | 0 | 0 | 0 | 0 | 0 | 0 | 0 | 0 | 0 | 0 | 0 | 0 | 0 | 0 | 566
454
455 |  | 582 | Station Expense |  | F120 |  | 0 | 0 | 0 | 0 | 0 | 0 | 0 | 0 | 0 | 0 | 0 | 0 | 0 | 0 | 571
456
457 |  | 583 | Overhead Line Expenses |  | F132 |  | 0 | 0 | 0 | 0 | 0 | 0 | 0 | 0 | 0 | 0 | 0 | 0 | 0 | 0 | 576
458
459 |  | 584 | Underground Line Expense |  | F133 |  | 0 | 0 | 0 | 0 | 0 | 0 | 0 | 0 | 0 | 0 | 0 | 0 | 0 | 0 | 581
460
461 |  | 585 | Street Lighting & Signal Systems |  | F130 |  | 0 | 0 | 0 | 0 | 0 | 0 | 0 | 0 | 0 | 0 | 0 | 0 | 0 | 0 | 586
462
463 |  | 586 | Meter Expenses |  | F127 |  | 0 | 0 | 0 | 0 | 0 | 0 | 0 | 0 | 0 | 0 | 0 | 0 | 0 | 0 | 591
464
465 |  | 587 | Customer Installation Expenses |  | F20 |  | 0 | 0 | 0 | 0 | 0 | 0 | 0 | 0 | 0 | 0 | 0 | 0 | 0 | 0 | 596
466
467 |  | 588 | Misc. Distribution Expenses |  | F131 |  | 0 | 0 | 0 | 0 | 0 | 0 | 0 | 0 | 0 | 0 | 0 | 0 | 0 | 0 | 601
468
469 |  | 589 | Rents |  | F131 |  | 0 | 0 | 0 | 0 | 0 | 0 | 0 | 0 | 0 | 0 | 0 | 0 | 0 | 0 | 606
470
471 |  | 590 | Maint Supervision & Engineering |  | F131 |  | 0 | 0 | 0 | 0 | 0 | 0 | 0 | 0 | 0 | 0 | 0 | 0 | 0 | 0 | 611
472
473 |  | 591 | Maintenance of Structures |  | F119 |  | 0 | 0 | 0 | 0 | 0 | 0 | 0 | 0 | 0 | 0 | 0 | 0 | 0 | 0 | 616
474
475 |  | 592 | Maint of Station Equipment |  | F120 |  | 0 | 0 | 0 | 0 | 0 | 0 | 0 | 0 | 0 | 0 | 0 | 0 | 0 | 0 | 621
476
477 |  | 593 | Maintenance of Overhead Lines |  | F134 |  | 0 | 0 | 0 | 0 | 0 | 0 | 0 | 0 | 0 | 0 | 0 | 0 | 0 | 0 | 626
478
479 |  | 594 | Maint of Underground Lines |  | F135 |  | 0 | 0 | 0 | 0 | 0 | 0 | 0 | 0 | 0 | 0 | 0 | 0 | 0 | 0 | 631
480
481 |  | 595 | Maint of Line Transformers |  | F125 |  | 0 | 0 | 0 | 0 | 0 | 0 | 0 | 0 | 0 | 0 | 0 | 0 | 0 | 0 | 636
482
483 |  | 596 | Maint of Street Lighting & Signals |  | F130 |  | 0 | 0 | 0 | 0 | 0 | 0 | 0 | 0 | 0 | 0 | 0 | 0 | 0 | 0 | 641
484
485 |  | 597 | Maintenance of Meters |  | F127 |  | 0 | 0 | 0 | 0 | 0 | 0 | 0 | 0 | 0 | 0 | 0 | 0 | 0 | 0 | 646
486
487 |  | 598 | Maint of Misc. Distribution Plant |  | F131 |  | 0 | 0 | 0 | 0 | 0 | 0 | 0 | 0 | 0 | 0 | 0 | 0 | 0 | 0 | 651
488
489 |  | TOTAL DISTRIBUTION EXPENSE |  |  |  |  | 0 | 0 | 0 | 0 | 0 | 0 | 0 | 0 | 0 | 0 | 0 | 0 | 0 | 0
490
491
492 | [6 empty] | D: CUSTOMER ACCOUNTS EXPENSE
493
494
495 |  | 901 | Supervision |  | F136 |  | 0 | 0 | 0 | 0 | 0 | 0 | 0 | 0 | 0 | 0 | 0 | 0 | 0 | 0 | 658
496
497 |  | 902 | Meter Reading Expense |  | F47 |  | 0 | 0 | 0 | 0 | 0 | 0 | 0 | 0 | 0 | 0 | 0 | 0 | 0 | 0 | 663
498
499 |  | 903 | Customer Receipts & Collections |  | F48 |  | 0 | 0 | 0 | 0 | 0 | 0 | 0 | 0 | 0 | 0 | 0 | 0 | 0 | 0 | 668
500
501 |  | 904 | Uncollectible Accounts |  | F80 |  | 0 | 0 | 0 | 0 | 0 | 0 | 0 | 0 | 0 | 0 | 0 | 0 | 0 | 0 | 674
502
503 |  | 905 | Misc. Customer Accounts Exp |  | F136 |  | 0 | 0 | 0 | 0 | 0 | 0 | 0 | 0 | 0 | 0 | 0 | 0 | 0 | 0 | 679
504
505 |  | TOTAL CUSTOMER ACCOUNTS EXPENSE |  |  |  |  | 0 | 0 | 0 | 0 | 0 | 0 | 0 | 0 | 0 | 0 | 0 | 0 | 0 | 0
506
507 |  | Distribution - METER - Unbundled |  |  |  |  | D: CUSTOMER SERVICE EXPENSE
508
509 |  | A |  | B | C |  | D | E | F | G | H | I | J | K | L | M | N | O | P
510 |  | FERC ACCT |  | DESCRIPTION | COS Factor |  | Utah Jurisdiction Normalized | Residential Sch 1 | General Large Dist. Sch 6 | General +1 MW Sch 8 | Street & Area Lighting Sch. 7,11,12 | General Trans Sch 9 | General Secondary Sch 22 | Irrigation Sch 10 | Traffic Signals Sch 15 | Outdoor Lighting Sch 15 | General Small Dist. Sch 23 | Industrial Cust 1 | Industrial Cust 2
511 |  | 907 | Supervision |  | F40 |  | 0 | 0 | 0 | 0 | 0 | 0 | 0 | 0 | 0 | 0 | 0 | 0 | 0 | 0 | 686
512
513 |  | 908 | Customer Assistance |  | F40 |  | 0 | 0 | 0 | 0 | 0 | 0 | 0 | 0 | 0 | 0 | 0 | 0 | 0 | 0 | 691
514
515 |  | 909 | Informational & Instructional Adv |  | F40 |  | 0 | 0 | 0 | 0 | 0 | 0 | 0 | 0 | 0 | 0 | 0 | 0 | 0 | 0 | 696
516
517 |  | 910 | Misc. Customer Service |  | F40 |  | 0 | 0 | 0 | 0 | 0 | 0 | 0 | 0 | 0 | 0 | 0 | 0 | 0 | 0 | 701
518
519 |  | TOTAL CUSTOMER SERVICE EXPENSE |  |  |  |  | 0 | 0 | 0 | 0 | 0 | 0 | 0 | 0 | 0 | 0 | 0 | 0 | 0 | 0
520
521
522 | [6 empty] | D: SALES EXPENSE
523
524
525 |  | 911 | Supervision |  | F40 |  | 0 | 0 | 0 | 0 | 0 | 0 | 0 | 0 | 0 | 0 | 0 | 0 | 0 | 0 | 708
526
527 |  | 912 | Demonstration & Selling Expense |  | F40 |  | 0 | 0 | 0 | 0 | 0 | 0 | 0 | 0 | 0 | 0 | 0 | 0 | 0 | 0 | 713
528
529 |  | 913 | Advertising Expense |  | F40 |  | 0 | 0 | 0 | 0 | 0 | 0 | 0 | 0 | 0 | 0 | 0 | 0 | 0 | 0 | 718
530
531 |  | 916 | Misc. Sales Expense |  | F40 |  | 0 | 0 | 0 | 0 | 0 | 0 | 0 | 0 | 0 | 0 | 0 | 0 | 0 | 0 | 723
532
533 |  | TOTAL SALES EXPENSE |  |  |  |  | 0 | 0 | 0 | 0 | 0 | 0 | 0 | 0 | 0 | 0 | 0 | 0 | 0 | 0
534
535
536 | [6 empty] | D: ADMINISTRATION & GENERAL EXPENSE
537
538
539 |  | 920 | Administrative & General Salaries |  | F102T |  | -0.0018429 | -0.00062644 | -0.00051657 | -0.0001481 | -3.3424e-06 | -0.00032864 | -1.5761e-06 | -1.6834e-05 | -5.1964e-07 | -7.2674e-07 | -0.000122 | -4.0844e-05 | -3.7319e-05 | 0 | 729
540 |  |  |  | Customer - System | F42 |  | 0 | 0 | 0 | 0 | 0 | 0 | 0 | 0 | 0 | 0 | 0 | 0 | 0 | 0 | 730
541 |  |  |  | System Overheads | F102T |  | 5640654.7282 | 1917366.1751 | 1581071.647 | 453293.1282 | 10230.1989 | 1005882.656 | 4824.0646 | 51523.4484 | 1590.4903 | 2224.3727 | 373414.59 | 125011.487 | 114222.4699 | 0 | 731
542 |  |  |  | Administrative & General Salaries |  |  | 5640654.7264 | 1917366.1745 | 1581071.6465 | 453293.1281 | 10230.1989 | 1005882.6557 | 4824.0646 | 51523.4484 | 1590.4903 | 2224.3727 | 373414.5899 | 125011.4869 | 114222.4699 | 0
543
544 |  | 921 | Office Supplies & expenses |  | F102T |  | 24612.0028 | 8366.0894 | 6898.7275 | 1977.8647 | 44.6377 | 4388.9917 | 21.049 | 224.8135 | 6.9398 | 9.7057 | 1629.3288 | 545.4656 | 498.3896 | 0 | 735
545 |  |  |  | Customer - System | F42 |  | 0 | 0 | 0 | 0 | 0 | 0 | 0 | 0 | 0 | 0 | 0 | 0 | 0 | 0 | 736
546 |  |  |  | System Overheads | F102T |  | 707074.6676 | 240348.1717 | 198192.5438 | 56821.7881 | 1282.3892 | 126090.7073 | 604.7124 | 6458.6341 | 199.3732 | 278.8325 | 46808.75 | 15670.6021 | 14318.1632 | 0 | 737
547 |  |  |  | Office Supplies & expenses |  |  | 731686.6703 | 248714.261 | 205091.2713 | 58799.6528 | 1327.0268 | 130479.699 | 625.7614 | 6683.4476 | 206.313 | 288.5381 | 48438.0788 | 16216.0676 | 14816.5528 | 0
548
549 |  | 922 | A&G Expenses Transferred |  | F102T |  | -2474268.1827 | -841050.9684 | -693535.6726 | -198836.6278 | -4487.4676 | -441229.533 | -2116.0717 | -22600.7149 | -697.6671 | -975.7191 | -163797.978 | -54836.1776 | -50103.5849 | 0 | 741
550
551 |  | 923 | Outside Services |  | F102T |  | 487163.1104 | 165596.0371 | 136551.4853 | 39149.3011 | 883.5456 | 86874.4759 | 416.6372 | 4449.8954 | 137.3649 | 192.1111 | 32250.4783 | 10796.7936 | 9864.9849 | 0 | 744
552 |  |  |  | Customer - System | F42 |  | 0 | 0 | 0 | 0 | 0 | 0 | 0 | 0 | 0 | 0 | 0 | 0 | 0 | 0 | 745
553 |  |  |  | System Overheads | F102T |  | 1645829.8643 | 559448.976 | 461324.9808 | 132261.839 | 2984.9667 | 293496.375 | 1407.5653 | 15033.5084 | 464.0731 | 649.0273 | 108954.8844 | 36475.8434 | 33327.8247 | 0 | 746
554 |  |  |  | Outside Services |  |  | 2132992.9747 | 725045.0131 | 597876.4661 | 171411.1401 | 3868.5123 | 380370.8509 | 1824.2024 | 19483.4038 | 601.4381 | 841.1384 | 141205.3628 | 47272.637 | 43192.8096 | 0
555
556 |  | 924 | Property Insurance |  | F102T |  | 525422.9658 | 178601.292 | 147275.6965 | 42223.9317 | 952.9357 | 93697.2522 | 449.3582 | 4799.3725 | 148.153 | 207.1987 | 34783.3028 | 11644.7309 | 10639.7416 | 0 | 750
557 |  |  |  | System Generation | F12 |  | 0 | 0 | 0 | 0 | 0 | 0 | 0 | 0 | 0 | 0 | 0 | 0 | 0 | 0 | 751
558 |  |  |  | System Overheads | F102T |  | 443326.8713 | 150695.2629 | 124264.2176 | 35626.5423 | 804.0418 | 79057.2783 | 379.147 | 4049.4819 | 125.0045 | 174.8244 | 29348.4941 | 9825.2692 | 8977.3072 |  | 752
559
560 |  | 925 | Injuries & Damages |  | F102T |  | 775187.3462 | 263500.9708 | 217284.4808 | 62295.4451 | 1405.922 | 138237.0565 | 662.9645 | 7080.796 | 218.5789 | 305.6925 | 51317.8486 | 17180.1551 | 15697.4354 | 0 | 756
561
562 |  | 926 | Employee Pensions & Benefits |  | F138T |  | 2737030.7701 | 930368.9858 | 767187.8454 | 219952.7005 | 4964.0282 | 488087.2724 | 2340.7945 | 25000.8679 | 771.7581 | 1079.3386 | 181193.0126 | 60659.6757 | 55424.4906 | 0 | 763
563
564 |  | 927 | Franchise Requirements |  | F102 |  | 0 | 0 | 0 | 0 | 0 | 0 | 0 | 0 | 0 | 0 | 0 | 0 | 0 | 0 | 768
565
566 |  | 928 | Regulatory Commission Expense |  | F102 |  | 800595.2051 | 324460.6447 | 216783.3245 | 59029.2066 | 3725.6078 | 104285.7349 | 605.3841 | 7974.3288 | 279.0651 | 293.7644 | 58066.8249 | 13086.311 | 12005.0085 | 0 | 775
567 |  |  |  | Regulatory Expense | F103 |  | 0 | 0 | 0 | 0 | 0 | 0 | 0 | 0 | 0 | 0 | 0 | 0 | 0 | 0 | 777
568
569 |  | 929 | Duplicate Charges |  | F102T |  | -2838637.1982 | -964906.9495 | -795668.0574 | -228117.9752 | -5148.3071 | -506206.471 | -2427.6915 | -25928.9718 | -800.4079 | -1119.4068 | -187919.4166 | -62911.5367 | -57482.0065 | 0 | 782
570
571 |  | 930 | Misc General Expenses
572 |  |  |  | Situs | F102T |  | 1150.8959 | 391.2115 | 322.5953 | 92.4881 | 2.0873 | 205.2361 | 0.98428 | 10.5126 | 0.32452 | 0.45385 | 76.19 | 25.5068 | 23.3055 | 0 | 785
573 |  |  |  | Customer | F42 |  | 0 | 0 | 0 | 0 | 0 | 0 | 0 | 0 | 0 | 0 | 0 | 0 | 0 | 0 | 786
574 |  |  |  | Labor | F138T |  | 60854.3907 | 20685.5686 | 17057.4439 | 4890.368 | 110.3688 | 10851.9984 | 52.0446 | 555.8624 | 17.1591 | 23.9977 | 4028.5957 | 1348.6906 | 1232.2929 | 0 | 787
575
576 |  | 931 | Rents |  | F102T |  | 203063.4361 | 69025.1367 | 56918.5417 | 16318.5418 | 368.2869 | 36211.7517 | 173.6662 | 1854.8429 | 57.2576 | 80.0774 | 13442.9164 | 4500.4106 | 4112.0062 | 0 | 793
577
578 |  | 935 | Maintenance of General Plant |  | F108 |  | 2415451.5826 | 1029580.4523 | 635005.0655 | 172025.652 | 14025.0705 | 285270.8615 | 1795.0433 | 24658.8229 | 1000.9823 | 981.8199 | 178916.3047 | 35854.9582 | 36336.5496 | 0 | 799
579
580 |  | TOTAL ADMINISTRATIVE & GEN EXPENSE |  |  |  |  | 11154512.4542 | 4052477.0561 | 3076934.8652 | 869004.194 | 32148.3123 | 1805201.6436 | 9189.6519 | 105145.501 | 3518.4492 | 4406.0908 | 762514.1265 | 224878.1852 | 209094.3784 | 0
581
582
583 |  | TOTAL O & M EXPENSE |  |  |  |  | 77251435.8867 | 27303992.6809 | 21696488.356 | 6099105.7292 | 127753.2159 | 13032237.1876 | 62371.969 | 697354.7143 | 21428.2827 | 25515.644 | 5224349.4391 | 1627342.7829 | 1333495.8849 | 0
584
585 |  | Distribution - METER - Unbundled |  |  |  |  | D: DEPRECIATION EXPENSE
586
587 |  | A |  | B | C |  | D | E | F | G | H | I | J | K | L | M | N | O | P
588 |  | FERC ACCT |  | DESCRIPTION | COS Factor |  | Utah Jurisdiction Normalized | Residential Sch 1 | General Large Dist. Sch 6 | General +1 MW Sch 8 | Street & Area Lighting Sch. 7,11,12 | General Trans Sch 9 | General Secondary Sch 22 | Irrigation Sch 10 | Traffic Signals Sch 15 | Outdoor Lighting Sch 15 | General Small Dist. Sch 23 | Industrial Cust 1 | Industrial Cust 2
589 |  | 403SP | Steam Depreciation |  | F12 |  | 0 | 0 | 0 | 0 | 0 | 0 | 0 | 0 | 0 | 0 | 0 | 0 | 0 | 0 | 811
590
591 |  | 403NP | Nuclear Depreciation |  | F12 |  | 0 | 0 | 0 | 0 | 0 | 0 | 0 | 0 | 0 | 0 | 0 | 0 | 0 | 0 | 815
592
593 |  | 403HP | Hydro Depreciation |  | F12 |  | 0 | 0 | 0 | 0 | 0 | 0 | 0 | 0 | 0 | 0 | 0 | 0 | 0 | 0 | 822
594
595 |  | 403OP | Other Production Depreciation |  | F12 |  | 0 | 0 | 0 | 0 | 0 | 0 | 0 | 0 | 0 | 0 | 0 | 0 | 0 | 0 | 825
596 |  |  |  | Simple Cycle Combustion Turbine | F12 |  | 0 | 0 | 0 | 0 | 0 | 0 | 0 | 0 | 0 | 0 | 0 | 0 | 0 | 0 | 826
597 |  |  |  | System Generation | F12 |  | 0 | 0 | 0 | 0 | 0 | 0 | 0 | 0 | 0 | 0 | 0 | 0 | 0 | 0 | 827
598 |  |  |  | Wind Generation | F12 |  | 0 | 0 | 0 | 0 | 0 | 0 | 0 | 0 | 0 | 0 | 0 | 0 | 0 | 0 | 828
599 |  |  |  | Total 403OP |  |  | 0 | 0 | 0 | 0 | 0 | 0 | 0 | 0 | 0 | 0 | 0 | 0 | 0 | 0
600
601 |  | 403TP | Transmission Depreciation |  | F106 |  | 34874331.6649 | 11854450.7927 | 9775251.2183 | 2802563.8258 | 63249.9888 | 6219044.9604 | 29825.6209 | 318552.7063 | 9833.4835 | 13752.5724 | 2308700.8316 | 772905.322 | 706200.3423 | 0 | 835
602
603 |  | 403 | Distribution Depreciation
604 |  |  |  | Land Rights | F118 |  | 0 | 0 | 0 | 0 | 0 | 0 | 0 | 0 | 0 | 0 | 0 | 0 | 0 | 0 | 838
605 |  |  |  | Structures | F119 |  | 0 | 0 | 0 | 0 | 0 | 0 | 0 | 0 | 0 | 0 | 0 | 0 | 0 | 0 | 839
606 |  |  |  | Station Equip | F120 |  | 0 | 0 | 0 | 0 | 0 | 0 | 0 | 0 | 0 | 0 | 0 | 0 | 0 | 0 | 840
607 |  |  |  | Poles & Towers | F121 |  | 0 | 0 | 0 | 0 | 0 | 0 | 0 | 0 | 0 | 0 | 0 | 0 | 0 | 0 | 842
608 |  |  |  | OH Conductors | F122 |  | 0 | 0 | 0 | 0 | 0 | 0 | 0 | 0 | 0 | 0 | 0 | 0 | 0 | 0 | 843
609 |  |  |  | UG Conduit | F123 |  | 0 | 0 | 0 | 0 | 0 | 0 | 0 | 0 | 0 | 0 | 0 | 0 | 0 | 0 | 844
610 |  |  |  | UG Conductor | F124 |  | 0 | 0 | 0 | 0 | 0 | 0 | 0 | 0 | 0 | 0 | 0 | 0 | 0 | 0 | 845
611 |  |  |  | Line Transformer | F125 |  | 0 | 0 | 0 | 0 | 0 | 0 | 0 | 0 | 0 | 0 | 0 | 0 | 0 | 0 | 846
612 |  |  |  | Services | F126 |  | 0 | 0 | 0 | 0 | 0 | 0 | 0 | 0 | 0 | 0 | 0 | 0 | 0 | 0 | 847
613 |  |  |  | Meters | F127 |  | 0 | 0 | 0 | 0 | 0 | 0 | 0 | 0 | 0 | 0 | 0 | 0 | 0 | 0 | 848
614 |  |  |  | Inst Cust Premises | F128 |  | 0 | 0 | 0 | 0 | 0 | 0 | 0 | 0 | 0 | 0 | 0 | 0 | 0 | 0 | 849
615 |  |  |  | Leased Property | F129 |  | 0 | 0 | 0 | 0 | 0 | 0 | 0 | 0 | 0 | 0 | 0 | 0 | 0 | 0 | 850
616 |  |  |  | Street Lighting | F130 |  | 0 | 0 | 0 | 0 | 0 | 0 | 0 | 0 | 0 | 0 | 0 | 0 | 0 | 0 | 851
617 |  |  | Total Distribution Expense |  |  |  | 0 | 0 | 0 | 0 | 0 | 0 | 0 | 0 | 0 | 0 | 0 | 0 | 0 | 0
618
619 |  | 403GP | General Depreciation
620 |  |  |  | Situs | F107T |  | 1114650.1178 | 378890.8444 | 312435.6626 | 89575.2821 | 2021.5902 | 198772.5317 | 953.2837 | 10181.5517 | 314.2969 | 439.5584 | 73790.4794 | 24703.5274 | 22571.5091 | 0 | 855
621 |  |  |  | System Generation | F105T |  | 2583.1625 | 878.0662 | 724.0587 | 207.5876 | 4.685 | 460.6484 | 2.2092 | 23.5954 | 0.72837 | 1.0187 | 171.0068 | 57.2496 | 52.3087 | 0 | 856
622 |  |  |  | System Generation | F105T |  | 7943.8425 | 2700.2637 | 2226.6536 | 638.3814 | 14.4074 | 1416.6039 | 6.7938 | 72.5615 | 2.2399 | 3.1326 | 525.8869 | 176.0561 | 160.8617 | 0 | 857
623 |  |  |  | Energy | F30 |  | 0 | 0 | 0 | 0 | 0 | 0 | 0 | 0 | 0 | 0 | 0 | 0 | 0 | 0 | 858
624 |  |  |  | Customer - System | F42 |  | 0 | 0 | 0 | 0 | 0 | 0 | 0 | 0 | 0 | 0 | 0 | 0 | 0 | 0 | 859
625 |  |  |  | System Generation | F105T |  | 1740538.6571 | 591642.3019 | 487871.7904 | 139872.8074 | 3156.7358 | 310385.5371 | 1488.5632 | 15898.6072 | 490.7781 | 686.3754 | 115224.661 | 38574.835 | 35245.6646 | 0 | 860
626 |  |  |  | System Overheads | F102T |  | 1061909.3213 | 360963.2413 | 297652.4536 | 85336.9372 | 1925.9366 | 189367.4086 | 908.1781 | 9699.8013 | 299.4256 | 418.7603 | 70299.0084 | 23534.6551 | 21503.5153 | 0 | 861
627 |  |  |  | Simple Cycle Combustion Turbine | F12 |  | 1463.4018 | 524.0248 | 413.3322 | 114.8353 | 1.8309 | 241.977 | 1.1381 | 12.9758 | 0.38796 | 0.40902 | 99.8009 | 30.316 | 22.374 | 0 | 862
628 |  |  |  | Cholla | F12 |  | 27509.8963 | 9850.9289 | 7770.0631 | 2158.7415 | 34.4185 | 4548.8272 | 21.3941 | 243.9262 | 7.2931 | 7.689 | 1876.1165 | 569.8977 | 420.6005 | 0 | 863
629 |  |  | Total General Expense |  |  |  | 3956598.3993 | 1345449.6711 | 1109094.0141 | 317904.5725 | 7159.6044 | 705193.5338 | 3381.5602 | 36133.019 | 1115.15 | 1556.9434 | 261986.9601 | 87646.5368 | 79976.8339 | 0
630
631 |  | 403GV0 | General Vehicles |  | F105T |  | 0 | 0 | 0 | 0 | 0 | 0 | 0 | 0 | 0 | 0 | 0 | 0 | 0 | 0 | 868
632
633 |  | 403MP | Mining Depreciation |  | F30 |  | 0 | 0 | 0 | 0 | 0 | 0 | 0 | 0 | 0 | 0 | 0 | 0 | 0 | 0 | 872
634
635 |  | 403EP | Experimental Plant Depreciation |  | F12 |  | 0 | 0 | 0 | 0 | 0 | 0 | 0 | 0 | 0 | 0 | 0 | 0 | 0 | 0 | 877
636
637
638 |  | TOTAL DEPRECIATION EXPENSE |  |  |  |  | 38830930.0642 | 13199900.4638 | 10884345.2323 | 3120468.3984 | 70409.5932 | 6924238.4942 | 33207.1812 | 354685.7254 | 10948.6334 | 15309.5158 | 2570687.7917 | 860551.8587 | 786177.1762 | 0
639
640 | [6 empty] | D: AMORTIZATION EXPENSE
641
642
643 |  | 404CLG | Amort of LT Plant - Cap. Lease Gen
644 |  |  | Situs |  | F12 |  | -290.566 | -104.0478 | -82.0692 | -22.8011 | -0.36354 | -48.0458 | -0.22597 | -2.5764 | -0.077032 | -0.081213 | -19.816 | -6.0194 | -4.4425 | 0 | 882
645 |  |  | System Generation |  | F12 |  | 0 | 0 | 0 | 0 | 0 | 0 | 0 | 0 | 0 | 0 | 0 | 0 | 0 | 0 | 883
646 |  |  | System Overheads |  | F102T |  | 36662.8866 | 12462.4147 | 10276.5819 | 2946.2953 | 66.4938 | 6537.9931 | 31.3552 | 334.8899 | 10.3378 | 14.4579 | 2427.1042 | 812.5443 | 742.4183 | 0 | 884
647 |  |  | System Generation |  | F12 |  | 0 | 0 | 0 | 0 | 0 | 0 | 0 | 0 | 0 | 0 | 0 | 0 | 0 | 0 | 885
648 |  |  | Customer - System |  | F42 |  | 0 | 0 | 0 | 0 | 0 | 0 | 0 | 0 | 0 | 0 | 0 | 0 | 0 | 0 | 886
649 |  |  | System Generation |  | F12 |  | 0 | 0 | 0 | 0 | 0 | 0 | 0 | 0 | 0 | 0 | 0 | 0 | 0 | 0 | 887
650 |  |  | Total Amort. Cap. Lease General |  |  |  | 36372.3206 | 12358.3669 | 10194.5127 | 2923.4942 | 66.1303 | 6489.9473 | 31.1293 | 332.3135 | 10.2608 | 14.3767 | 2407.2882 | 806.5249 | 737.9758 | 0
651
652 |  | 404CLS | Amort of LT Plant - Cap Lease Steam |  | F12 |  | 0 | 0 | 0 | 0 | 0 | 0 | 0 | 0 | 0 | 0 | 0 | 0 | 0 | 0 | 892
653
654 |  | 404IP | Amort of LT Plant - Intangible Plant
655 |  |  |  | Situs | F107T |  | -1791318.0882 | -608903.1995 | -502105.2301 | -143953.5336 | -3248.8321 | -319440.8953 | -1531.9913 | -16362.4419 | -505.0963 | -706.4001 | -118586.2886 | -39700.2385 | -36273.9409 | 0 | 895
656 |  |  |  | Energy | F30 |  | 0 | 0 | 0 | 0 | 0 | 0 | 0 | 0 | 0 | 0 | 0 | 0 | 0 | 0 | 896
657 |  |  |  | System Generation | F105T |  | 615979.4095 | 209383.1552 | 172658.6055 | 49501.2099 | 1117.1738 | 109845.9371 | 526.8049 | 5626.5425 | 173.6872 | 242.9094 | 40778.1915 | 13651.6957 | 12473.497 | 0 | 897
658 |  |  |  | System Overheads | F102T |  | 915796.3023 | 311296.6381 | 256697.0747 | 73595.033 | 1660.9381 | 163311.4703 | 783.2177 | 8365.1608 | 258.2262 | 361.1411 | 60626.2424 | 20296.4129 | 18544.7471 | 0 | 898
659 |  |  |  | Customer - System | F42 |  | 0 | 0 | 0 | 0 | 0 | 0 | 0 | 0 | 0 | 0 | 0 | 0 | 0 | 0 | 899
660 |  |  |  | System Generation | F105T |  | 140303.2061 | 47691.737 | 39326.8923 | 11275.0172 | 254.4615 | 25019.8901 | 119.9917 | 1281.572 | 39.5612 | 55.3281 | 9288.153 | 3109.4817 | 2841.1203 | 0 | 900
661 |  |  |  | System Generation | F105T |  | 16621.1842 | 5649.8577 | 4658.9065 | 1335.7082 | 30.1451 | 2964.0107 | 14.215 | 151.8229 | 4.6867 | 6.5545 | 1100.332 | 368.3684 | 336.5767 | 0 | 901
662 |  |  |  | System Generation | F105T |  | 0 | 0 | 0 | 0 | 0 | 0 | 0 | 0 | 0 | 0 | 0 | 0 | 0 | 0 | 902
663 |  |  |  | System Generation | F105T |  | 0 | 0 | 0 | 0 | 0 | 0 | 0 | 0 | 0 | 0 | 0 | 0 | 0 | 0 | 903
664 |  |  |  | System Generation | F105T |  | 7957.8454 | 2705.0235 | 2230.5786 | 639.5067 | 14.4328 | 1419.101 | 6.8058 | 72.6894 | 2.2439 | 3.1381 | 526.8139 | 176.3664 | 161.1453 | 0 | 904
665 |  |  |  | System Generation | F12 |  | 0 | 0 | 0 | 0 | 0 | 0 | 0 | 0 | 0 | 0 | 0 | 0 | 0 | 0 | 905
666 |  |  | Total Amort. Intangible Plant |  |  |  | -94660.1407 | -32176.7881 | -26533.1724 | -7607.0586 | -171.6808 | -16880.4861 | -80.9563 | -864.6544 | -26.6912 | -37.3289 | -6266.5558 | -2097.9134 | -1916.8546 | 0
667
668 |  | Distribution - METER - Unbundled |  |  |  |  | D: AMORTIZATION EXPENSE (continued)
669
670
671 |  | A |  | B | C |  | D | E | F | G | H | I | J | K | L | M | N | O | P
672 |  | FERC ACCT |  | DESCRIPTION | COS Factor |  | Utah Jurisdiction Normalized | Residential Sch 1 | General Large Dist. Sch 6 | General +1 MW Sch 8 | Street & Area Lighting Sch. 7,11,12 | General Trans Sch 9 | General Secondary Sch 22 | Irrigation Sch 10 | Traffic Signals Sch 15 | Outdoor Lighting Sch 15 | General Small Dist. Sch 23 | Industrial Cust 1 | Industrial Cust 2
673 |  | 404O | Amort of LT Plant - Other Plant |  | F12 |  | 0 | 0 | 0 | 0 | 0 | 0 | 0 | 0 | 0 | 0 | 0 | 0 | 0 | 0 | 910
674
675 |  | 404HP | Amort of Other Electric Plant |  | F12 |  | 0 | 0 | 0 | 0 | 0 | 0 | 0 | 0 | 0 | 0 | 0 | 0 | 0 | 0 | 915
676
677 |  | 405 | Amort of Other Electric Plant |  | F12 |  | 0 | 0 | 0 | 0 | 0 | 0 | 0 | 0 | 0 | 0 | 0 | 0 | 0 | 0 | 923
678
679 |  | 406 | Amort of Plant Acquisition Adj |  | F12 |  | 0 | 0 | 0 | 0 | 0 | 0 | 0 | 0 | 0 | 0 | 0 | 0 | 0 | 0 | 931
680
681 |  | 407 | Amort of Prop Losses, Unrec Plant, |  | F151 |  | 0 | 0 | 0 | 0 | 0 | 0 | 0 | 0 | 0 | 0 | 0 | 0 | 0 | 0 | 940
682
683
684 |  | TOTAL AMORTIZATION EXPENSE |  |  |  |  | -58287.8201 | -19818.4212 | -16338.6597 | -4683.5645 | -105.5505 | -10390.5388 | -49.827 | -532.3409 | -16.4305 | -22.9522 | -3859.2676 | -1291.3884 | -1178.8788 | 0
685
686
687 | [6 empty] | D: TAX OTHER THAN INCOME
688
689
690 |  | 408 | Total Taxes Other Than Income |  | F101T |  | 12576760.9691 | 4261506.4428 | 3548346.7218 | 1011457.2069 | 22107.2659 | 2242055.0412 | 10832.3337 | 114520.5063 | 3144.0345 | 4357.635 | 821363.0013 | 280628.8398 | 256441.94 | 0 | 953
691
692
693 | [6 empty] | D: DEFERRED ITC
694
695
696 |  | 41140 | Deferred I T C - Federal |  | F101T |  | -569552.1235 | -192986.8946 | -160690.691 | -45804.9256 | -1001.1513 | -101533.8697 | -490.5539 | -5186.1841 | -142.381 | -197.3402 | -37196.3054 | -12708.5783 | -11613.2486 | 0 | 958
697
698 |  | 41141 | Deferred I T C - Idaho |  | F101T |  | 0 | 0 | 0 | 0 | 0 | 0 | 0 | 0 | 0 | 0 | 0 | 0 | 0 | 0 | 961
699
700 |  | TOTAL DEFERRED ITC |  |  |  |  | -569552.1235 | -192986.8946 | -160690.691 | -45804.9256 | -1001.1513 | -101533.8697 | -490.5539 | -5186.1841 | -142.381 | -197.3402 | -37196.3054 | -12708.5783 | -11613.2486 | 0
701
702 |  | 427 | Interest on Long-Term Debt |  |  |  | 30149508.0487 | 11072345.0297 | 8560430.9362 | 2312924.6973 | 24049.515 | 4869810.6888 | 21860.0944 | 259156.7543 | 6625.0255 | 4529.9852 | 2057525.9973 | 601498.8266 | 358750.4983 | 0
703
704 |  | 428-432 |  | Electric Interest Deductions for Tax | F104T |  | 624651.2269 | 212331.0779 | 175089.4802 | 50198.1415 | 1132.9026 | 111391.8801 | 534.2218 | 5705.759 | 176.1325 | 246.3293 | 41352.311 | 13843.8786 | 12649.1123 | 0 | 990
705
706 | [6 empty] | D: DEFERRED INCOME TAXES
707
708
709 |  | 41010 | Deferred Income Tax - Federal-DR |  | F101T |  | 41847058.1813 | 14179446.4003 | 11806527.299 | 3365453.8468 | 73558.2115 | 7460061.2975 | 36042.7695 | 381047.7358 | 10461.2464 | 14499.2979 | 2732947.3294 | 933745.2953 | 853267.4519 | 0 | 1016
710
711 |  | 41020 | Deferred Income Tax - State-DR |  | F101T |  | 0 | 0 | 0 | 0 | 0 | 0 | 0 | 0 | 0 | 0 | 0 | 0 | 0 | 0 | 1031
712
713 |  | 41120 | Deferred Income Tax - Federal-CR |  | F101T |  | -22884449.8506 | -7754161.0847 | -6456508.3814 | -1840429.4861 | -40225.9866 | -4079603.3477 | -19710.3211 | -208379.4699 | -5720.8291 | -7929.0748 | -1494537.4615 | -510627.2296 | -466617.1784 | 0 | 1050
714
715 |  | 41111 | Deferred Income Tax - State-CR |  | F101T |  | 0 | 0 | 0 | 0 | 0 | 0 | 0 | 0 | 0 | 0 | 0 | 0 | 0 | 0 | 1065
716
717 |  | TOTAL DEFERRED INCOME TAXES |  |  |  |  | 18962608.3307 | 6425285.3156 | 5350018.9176 | 1525024.3607 | 33332.2249 | 3380457.9499 | 16332.4485 | 172668.2659 | 4740.4173 | 6570.2231 | 1238409.8679 | 423118.0658 | 386650.2735 | 0
718
719 |  | SCHMAF | Additions - Flow Through
720 |  |  |  | S | F101T |  | 0 | 0 | 0 | 0 | 0 | 0 | 0 | 0 | 0 | 0 | 0 | 0 | 0 | 0 | 1070
721 |  |  |  | SNP | F104T |  | 0 | 0 | 0 | 0 | 0 | 0 | 0 | 0 | 0 | 0 | 0 | 0 | 0 | 0 | 1071
722 |  |  |  | SO | F102T |  | 0 | 0 | 0 | 0 | 0 | 0 | 0 | 0 | 0 | 0 | 0 | 0 | 0 | 0 | 1072
723 |  |  |  | SE | F30 |  | 0 | 0 | 0 | 0 | 0 | 0 | 0 | 0 | 0 | 0 | 0 | 0 | 0 | 0 | 1073
724 |  |  |  | TROJP | F12 |  | 0 | 0 | 0 | 0 | 0 | 0 | 0 | 0 | 0 | 0 | 0 | 0 | 0 | 0 | 1074
725 |  |  |  | SG | F12 |  | 0 | 0 | 0 | 0 | 0 | 0 | 0 | 0 | 0 | 0 | 0 | 0 | 0 | 0 | 1075
726
727
728 |  | SCHMAP | Additions - Permanent
729 |  |  |  | S | F101T |  | 0 | 0 | 0 | 0 | 0 | 0 | 0 | 0 | 0 | 0 | 0 | 0 | 0 | 0 | 1079
730 |  |  |  | SE | F30 |  | 0 | 0 | 0 | 0 | 0 | 0 | 0 | 0 | 0 | 0 | 0 | 0 | 0 | 0 | 1080
731 |  |  |  | SNP | F104T |  | 0 | 0 | 0 | 0 | 0 | 0 | 0 | 0 | 0 | 0 | 0 | 0 | 0 | 0 | 1081
732 |  |  |  | SO | F102T |  | 0 | 0 | 0 | 0 | 0 | 0 | 0 | 0 | 0 | 0 | 0 | 0 | 0 | 0 | 1082
733 |  |  |  | SG | F12 |  | 0 | 0 | 0 | 0 | 0 | 0 | 0 | 0 | 0 | 0 | 0 | 0 | 0 | 0 | 1083
734 |  |  |  | BADDEBT | F80 |  | 3596.9023 | 2793.0978 | 393.4923 | 107.9985 | 0 | 196.5504 | 1.2351 | 4.0553 | 0 | 0 | 100.473 | 0 | 0 | 0 | 1084
735
736
737 |  | SCHMAT | Additions - Temporary
738 |  |  |  | S | F101T |  | 5928385.7623 | 2008772.7025 | 1672606.1851 | 476776.8521 | 10420.8389 | 1056851.3799 | 5106.1043 | 53982.2408 | 1482.023 | 2054.0854 | 387170.9683 | 132281.7554 | 120880.6266 | 0 | 1088
739 |  |  |  | SGCT | F12 |  | 0 | 0 | 0 | 0 | 0 | 0 | 0 | 0 | 0 | 0 | 0 | 0 | 0 | 0 | 1089
740 |  |  |  | CIAC | F104T |  | 0 | 0 | 0 | 0 | 0 | 0 | 0 | 0 | 0 | 0 | 0 | 0 | 0 | 0 | 1090
741 |  |  |  | SNP | F104T |  | 1309862.9023 | 445247.8278 | 367154.0291 | 105263.0339 | 2375.6411 | 233583.2942 | 1120.2369 | 11964.696 | 369.3412 | 516.5404 | 86713.7625 | 29029.9326 | 26524.5665 | 0 | 1091
742 |  |  |  | TROJD | F12 |  | 0 | 0 | 0 | 0 | 0 | 0 | 0 | 0 | 0 | 0 | 0 | 0 | 0 | 0 | 1092
743 |  |  |  | SG | F12 |  | 0 | 0 | 0 | 0 | 0 | 0 | 0 | 0 | 0 | 0 | 0 | 0 | 0 | 0 | 1093
744 |  |  |  | SE | F30 |  | 0 | 0 | 0 | 0 | 0 | 0 | 0 | 0 | 0 | 0 | 0 | 0 | 0 | 0 | 1094
745 |  |  |  | SG | F12 |  | 0 | 0 | 0 | 0 | 0 | 0 | 0 | 0 | 0 | 0 | 0 | 0 | 0 | 0 | 1095
746 |  |  |  | GPS | F102T |  | -18483.3742 | -6282.8516 | -5180.8771 | -1485.3571 | -33.5225 | -3296.09 | -15.8076 | -168.8327 | -5.2117 | -7.2889 | -1223.61 | -409.6393 | -374.2857 | 0 | 1096
747 |  |  |  | SO | F102T |  | 3570163.6831 | 1213566.7605 | 1000714.4288 | 286904.7552 | 6475.0435 | 636657.6047 | 3053.3158 | 32610.9562 | 1006.6758 | 1407.8817 | 236346.891 | 79124.0543 | 72295.3156 | 0 | 1097
748 |  |  |  | SNPD | F104T |  | 156347.7256 | 53145.627 | 43824.2028 | 12564.3958 | 283.561 | 27880.946 | 133.7136 | 1428.1289 | 44.0853 | 61.6552 | 10350.3195 | 3465.0679 | 3166.0227 | 0 | 1098
749 |  |  |  | BADDEBT | F80 |  | 0 | 0 | 0 | 0 | 0 | 0 | 0 | 0 | 0 | 0 | 0 | 0 | 0 | 0 | 1099
750 |  |  |  | TAXDEPR | F151T |  | 0 | 0 | 0 | 0 | 0 | 0 | 0 | 0 | 0 | 0 | 0 | 0 | 0 | 0 | 1100
751 |  |  |  | SCHMDEXP | F151T |  | 39277875.2151 | 13351337.6518 | 11009593.0995 | 3156449.555 | 71236.7001 | 7004227.9609 | 33591.7659 | 358777.038 | 11075.1785 | 15489.1391 | 2600225.4241 | 870497.9322 | 795373.7701 | 0 | 1101
752
753
754 |  | TOTAL SCHEDULE - M ADDITIONS |  |  |  |  | 50227748.8166 | 17068580.8159 | 14089104.5605 | 4036581.2334 | 90758.2622 | 8956101.6461 | 42990.564 | 458598.2825 | 13972.092 | 19522.0131 | 3319684.2283 | 1113989.103 | 1017866.0157 | 0
755
756 |  | SCHMDF | Deductions - Flow Through
757 |  |  |  | S | F101T |  | 0 | 0 | 0 | 0 | 0 | 0 | 0 | 0 | 0 | 0 | 0 | 0 | 0 | 0 | 1107
758 |  |  |  | DGP | F12 |  | 0 | 0 | 0 | 0 | 0 | 0 | 0 | 0 | 0 | 0 | 0 | 0 | 0 | 0 | 1108
759 |  |  |  | DGU | F12 |  | 0 | 0 | 0 | 0 | 0 | 0 | 0 | 0 | 0 | 0 | 0 | 0 | 0 | 0 | 1109
760
761 |  | SCHMDP | Deductions - Permanent
762 |  |  |  | S | F101T |  | 0 | 0 | 0 | 0 | 0 | 0 | 0 | 0 | 0 | 0 | 0 | 0 | 0 | 0 | 1112
763 |  |  |  | SE | F30 |  | 0 | 0 | 0 | 0 | 0 | 0 | 0 | 0 | 0 | 0 | 0 | 0 | 0 | 0 | 1113
764 |  |  |  | SNP | F104T |  | 5308.3375 | 1804.407 | 1487.9248 | 426.5879 | 9.6275 | 946.6174 | 4.5399 | 48.488 | 1.4968 | 2.0933 | 351.4153 | 117.6464 | 107.4932 | 0 | 1114
765 |  |  |  | IBT | F150T |  | -711.4932 | -231.6884 | -275.3622 | -62.6032 | -4.0721 | -53.3552 | -0.98492 | -4.7858 | -0.35006 | -1.1529 | -64.8395 | -0.66377 | -11.6351 | 0 | 1115
766 |  |  |  | SG | F12 |  | 0 | 0 | 0 | 0 | 0 | 0 | 0 | 0 | 0 | 0 | 0 | 0 | 0 | 0 | 1116
767 |  |  |  | SO | F102T |  | 0 | 0 | 0 | 0 | 0 | 0 | 0 | 0 | 0 | 0 | 0 | 0 | 0 | 0 | 1117
768
769
770 |  | SCHMDT | Deductions - Temporary
771 |  |  |  | S | F101T |  | 282214.5336 | 95625.4998 | 79622.6483 | 22696.4577 | 496.073 | 50310.2921 | 243.0707 | 2569.7675 | 70.5501 | 97.7826 | 18430.8644 | 6297.133 | 5754.3944 | 0 | 1121
772 |  |  |  | BADDEBT | F80 |  | 0 | 0 | 0 | 0 | 0 | 0 | 0 | 0 | 0 | 0 | 0 | 0 | 0 | 0 | 1122
773 |  |  |  | SNP | F104T |  | 2530607.0012 | 860202.4444 | 709328.0945 | 203364.314 | 4589.6513 | 451274.3423 | 2164.2565 | 23115.3532 | 713.5536 | 997.9371 | 167527.8031 | 56084.7632 | 51244.4879 | 0 | 1123
774 |  |  |  | CN | F40 |  | 0 | 0 | 0 | 0 | 0 | 0 | 0 | 0 | 0 | 0 | 0 | 0 | 0 | 0 | 1124
775 |  |  |  | TROJD | F12 |  | 22591.4592 | 8089.7018 | 6380.8697 | 1772.7846 | 28.2649 | 3735.5519 | 17.5691 | 200.3152 | 5.9892 | 6.3143 | 1540.6896 | 468.0068 | 345.4022 | 0 | 1125
776 |  |  |  | DGP | F12 |  | 0 | 0 | 0 | 0 | 0 | 0 | 0 | 0 | 0 | 0 | 0 | 0 | 0 | 0 | 1126
777 |  |  |  | SE | F30 |  | 0 | 0 | 0 | 0 | 0 | 0 | 0 | 0 | 0 | 0 | 0 | 0 | 0 | 0 | 1127
778 |  |  |  | SG | F12 |  | 25262.0746 | 9046.0137 | 7135.1746 | 1982.3517 | 31.6062 | 4177.1445 | 19.646 | 223.9951 | 6.6972 | 7.0607 | 1722.8199 | 523.3316 | 386.2334 | 0 | 1128
779 |  |  |  | GPS | F102T |  | 4112975.4263 | 1398078.8298 | 1152864.1877 | 330526.0802 | 7459.5164 | 733455.7503 | 3517.5454 | 37569.1631 | 1159.7319 | 1621.9377 | 272281.3409 | 91154.1654 | 83287.1776 | 0 | 1129
780 |  |  |  | SO | F102T |  | 2894737.2524 | 983976.4285 | 811392.8641 | 232626.2762 | 5250.0533 | 516210.6415 | 2475.67 | 26441.4067 | 816.2264 | 1141.5296 | 191633.2725 | 64154.8589 | 58618.0248 | 0 | 1130
781 |  |  |  | TAXDEPR | F151T |  | 86359280.5985 | 29355251.737 | 24206516.6344 | 6940006.5895 | 156626.3486 | 15400020.6106 | 73857.3744 | 788834.0885 | 24350.7175 | 34055.5823 | 5717050.5224 | 1913942.0035 | 1748768.3898 | 0 | 1131
782 |  |  |  | SNPD | F104T |  | 0 | 0 | 0 | 0 | 0 | 0 | 0 | 0 | 0 | 0 | 0 | 0 | 0 | 0 | 1132
783
784
785 |  | TOTAL SCHEDULE - M DEDUCTIONS |  |  |  |  | 96232265.1901 | 32711843.3735 | 26974453.0359 | 7733338.8386 | 174487.069 | 17160077.5953 | 82298.6871 | 878997.7913 | 27124.6128 | 37929.0847 | 6370473.8886 | 2132741.2452 | 1948499.9681 | 0
786
787 |  | TOTAL SCHEDULE - M ADJUSTMENTS |  |  |  |  | -46004516.3734 | -15643262.5576 | -12885348.4754 | -3696757.6052 | -83728.8069 | -8203975.9493 | -39308.1231 | -420399.5089 | -13152.5208 | -18407.0716 | -3050789.6602 | -1018752.1421 | -930633.9524 | 0
788
789
790
791 | [6 empty] | D: INCOME TAXES
792
793 |  |  | State Income Taxes Before Credits |  | F150T |  | 2180398.5964 | 814939.7717 | 843047.9826 | 173947.5047 | 3672.1349 | 114790.4158 | 2258.1663 | 12718.8589 | 861.0251 | 1044.7901 | 211002.4189 | -2612.3217 | 4727.8491 | 0 | 1140
794 |  |  | Renewable Energy Credits |  | F12 |  | 0 | 0 | 0 | 0 | 0 | 0 | 0 | 0 | 0 | 0 | 0 | 0 | 0 | 0 | 1142
795 |  | 40911 | State Income Taxes |  |  |  | 2180398.5964 | 814939.7717 | 843047.9826 | 173947.5047 | 3672.1349 | 114790.4158 | 2258.1663 | 12718.8589 | 861.0251 | 1044.7901 | 211002.4189 | -2612.3217 | 4727.8491 | 0
796
797 |  | Calculation of Taxable Income
798
799 |  |  | Operating Revenues |  |  |  | 251043230.0174 | 88820609.9522 | 75640789.3001 | 19927801.471 | 405674.7531 | 37480414.2072 | 215782.8087 | 2109860.2349 | 73757.3071 | 90424.5243 | 18253427.7425 | 4291423.8185 | 3733263.8977 | 0
800 |  |  | Operating Deductions
801 |  |  | O & M Expenses |  |  |  | 77251435.8867 | 27303992.6809 | 21696488.356 | 6099105.7292 | 127753.2159 | 13032237.1876 | 62371.969 | 697354.7143 | 21428.2827 | 25515.644 | 5224349.4391 | 1627342.7829 | 1333495.8849 | 0
802 |  |  | Depreciation Expense |  |  |  | 38830930.0642 | 13199900.4638 | 10884345.2323 | 3120468.3984 | 70409.5932 | 6924238.4942 | 33207.1812 | 354685.7254 | 10948.6334 | 15309.5158 | 2570687.7917 | 860551.8587 | 786177.1762 | 0
803 |  |  | Amortization Expense |  |  |  | -58287.8201 | -19818.4212 | -16338.6597 | -4683.5645 | -105.5505 | -10390.5388 | -49.827 | -532.3409 | -16.4305 | -22.9522 | -3859.2676 | -1291.3884 | -1178.8788 | 0
804 |  |  | Taxes Other Than Income |  |  |  | 12576760.9691 | 4261506.4428 | 3548346.7218 | 1011457.2069 | 22107.2659 | 2242055.0412 | 10832.3337 | 114520.5063 | 3144.0345 | 4357.635 | 821363.0013 | 280628.8398 | 256441.94 | 0
805 |  |  | Interest & Dividends (AFUDC-Equity) |  | F104T |  | -2362551.3443 | -803077.0643 | -662222.1635 | -189859.047 | -4284.8561 | -421305.5617 | -2020.5299 | -21580.2804 | -666.1671 | -931.6649 | -156402.4111 | -52360.2174 | -47841.3811 | 0 | 1153
806 |  |  | Misc Revenue & Expense |  |  |  | -134.1897 | -48.0515 | -37.9013 | -10.5301 | -0.16789 | -22.1886 | -0.10436 | -1.1898 | -0.035575 | -0.037506 | -9.1515 | -2.7799 | -2.0516 | 0
807 |  |  | Total Operating Deductions |  |  |  | 126238153.5659 | 43942456.0505 | 35450581.5855 | 10036478.193 | 215879.5005 | 21766812.434 | 104341.0226 | 1144447.1349 | 34838.3175 | 44228.1401 | 8456129.402 | 2714869.0957 | 2327092.6897 | 0
808 |  |  | Other Deductions
809 |  |  | Interest Deductions |  | F101T |  | 30774159.2756 | 11284676.1076 | 8735520.4164 | 2363122.8387 | 25182.4176 | 4981202.5689 | 22394.3162 | 264862.5133 | 6801.158 | 4776.3145 | 2098878.3083 | 615342.7053 | 371399.6106 | 0
810 |  |  | Interest on PCRBS |  |  |  | 0 | 0 | 0 | 0 | 0 | 0 | 0 | 0 | 0 | 0 | 0 | 0 | 0 | 0
811 |  |  | Schedule M Adjustments |  |  |  | -46004516.3734 | -15643262.5576 | -12885348.4754 | -3696757.6052 | -83728.8069 | -8203975.9493 | -39308.1231 | -420399.5089 | -13152.5208 | -18407.0716 | -3050789.6602 | -1018752.1421 | -930633.9524 | 0
812
813 |  |  | Income Before State Taxes |  |  |  | 48026400.8024 | 17950215.2365 | 18569338.8227 | 3831442.8341 | 80884.0282 | 2528423.255 | 49739.3468 | 280151.0778 | 18965.3108 | 23012.998 | 4647630.372 | -57540.1246 | 104137.6451 | 0
814
815 |  |  | State Income Taxes |  |  |  | 2180398.5964 | 814939.7717 | 843047.9826 | 173947.5047 | 3672.1349 | 114790.4158 | 2258.1663 | 12718.8589 | 861.0251 | 1044.7901 | 211002.4189 | -2612.3217 | 4727.8491 | 0
816
817 |  |  | Adjustments to Calculated Tax:
818 |  |  |  | PMI | F30 |  | 0 | 0 | 0 | 0 | 0 | 0 | 0 | 0 | 0 | 0 | 0 | 0 | 0 | 0 | 1172
819 |  |  |  | Renewable Energy Credits | F12 |  | 0 | 0 | 0 | 0 | 0 | 0 | 0 | 0 | 0 | 0 | 0 | 0 | 0 | 0 | 1173
820 |  |  |  | System Overheads | F102T |  | 0 | 0 | 0 | 0 | 0 | 0 | 0 | 0 | 0 | 0 | 0 | 0 | 0 | 0 | 1174
821 |  |  |  | Situs | F107T |  | 0 | 0 | 0 | 0 | 0 | 0 | 0 | 0 | 0 | 0 | 0 | 0 | 0 | 0 | 1175
822 |  |  |  | Total Adjustments |  |  | 0 | 0 | 0 | 0 | 0 | 0 | 0 | 0 | 0 | 0 | 0 | 0 | 0 | 0
823
824 |  |  | 35%
825
826 |  | 40910 | Federal Income Tax |  |  |  | 16046100.7721 | 5997346.4127 | 6204201.7941 | 1280123.3653 | 27024.1626 | 844771.4937 | 16618.4132 | 93601.2766 | 6336.5 | 7688.8728 | 1552819.7836 | -19224.731 | 34793.4286 | 0
827
828
829 |  | TOTAL OPERATING EXPENSES |  |  |  |  | 165220260.486 | 57790117.7202 | 48349381.7523 | 13159627.5451 | 283191.7276 | 26426603.9854 | 141080.0266 | 1439829.6326 | 47300.0461 | 60266.3508 | 11577567.5781 | 3155801.7479 | 2789492.3733 | 0
830
831
832 |  | Distribution - METER - Unbundled |  |  |  |  | D: STEAM PRODUCTION PLANT
833
834 |  | A |  | B | C |  | D | E | F | G | H | I | J | K | L | M | N | O | P
835 |  | FERC ACCT |  | DESCRIPTION | COS Factor |  | Utah Jurisdiction Normalized | Residential Sch 1 | General Large Dist. Sch 6 | General +1 MW Sch 8 | Street & Area Lighting Sch. 7,11,12 | General Trans Sch 9 | General Secondary Sch 22 | Irrigation Sch 10 | Traffic Signals Sch 15 | Outdoor Lighting Sch 15 | General Small Dist. Sch 23 | Industrial Cust 1 | Industrial Cust 2
836 |  | 310 | Land and Land Rights |  | F12 |  | 0 | 0 | 0 | 0 | 0 | 0 | 0 | 0 | 0 | 0 | 0 | 0 | 0 | 0 | 1192
837 |  |  |  | Total 310 |  |  | 0 | 0 | 0 | 0 | 0 | 0 | 0 | 0 | 0 | 0 | 0 | 0 | 0 | 0
838
839 |  | 311 | Structures and Improvements |  | F12 |  | 0 | 0 | 0 | 0 | 0 | 0 | 0 | 0 | 0 | 0 | 0 | 0 | 0 | 0 | 1199
840 |  |  |  | Total 311 |  |  | 0 | 0 | 0 | 0 | 0 | 0 | 0 | 0 | 0 | 0 | 0 | 0 | 0 | 0
841
842 |  | 312 | Boiler Plant Equipment |  | F12 |  | 0 | 0 | 0 | 0 | 0 | 0 | 0 | 0 | 0 | 0 | 0 | 0 | 0 | 0 | 1206
843 |  |  |  | Total 312 |  |  | 0 | 0 | 0 | 0 | 0 | 0 | 0 | 0 | 0 | 0 | 0 | 0 | 0 | 0
844
845 |  | 314 | Turbogenerator Units |  | F12 |  | 0 | 0 | 0 | 0 | 0 | 0 | 0 | 0 | 0 | 0 | 0 | 0 | 0 | 0 | 1213
846 |  |  |  | Total 314 |  |  | 0 | 0 | 0 | 0 | 0 | 0 | 0 | 0 | 0 | 0 | 0 | 0 | 0 | 0
847
848 |  | 315 | Accessory Electric Equipment |  | F12 |  | 0 | 0 | 0 | 0 | 0 | 0 | 0 | 0 | 0 | 0 | 0 | 0 | 0 | 0 | 1220
849 |  |  |  | Total 316 |  |  | 0 | 0 | 0 | 0 | 0 | 0 | 0 | 0 | 0 | 0 | 0 | 0 | 0 | 0
850
851 |  | 316 | Misc Power Plant Equipment |  | F12 |  | 0 | 0 | 0 | 0 | 0 | 0 | 0 | 0 | 0 | 0 | 0 | 0 | 0 | 0 | 1227
852 |  |  |  | Total 316 |  |  | 0 | 0 | 0 | 0 | 0 | 0 | 0 | 0 | 0 | 0 | 0 | 0 | 0 | 0
853
854 |  | S00 | Unclassified Steam Plant - Acct 300 |  | F12 |  | 0 | 0 | 0 | 0 | 0 | 0 | 0 | 0 | 0 | 0 | 0 | 0 | 0 | 0 | 1232
855
856
857
858 |  | Total Steam Production Plant |  |  |  |  | 0 | 0 | 0 | 0 | 0 | 0 | 0 | 0 | 0 | 0 | 0 | 0 | 0 | 0
859
860
861 | [6 empty] | D: NUCLEAR PRODUCTION
862
863
864 |  | 320 | Land and Land Rights |  | F12 |  | 0 | 0 | 0 | 0 | 0 | 0 | 0 | 0 | 0 | 0 | 0 | 0 | 0 | 0 | 1238
865
866 |  | 321 | Structures and Improvements |  | F12 |  | 0 | 0 | 0 | 0 | 0 | 0 | 0 | 0 | 0 | 0 | 0 | 0 | 0 | 0 | 1242
867
868 |  | 322 | Reactor Plant Equipment |  | F12 |  | 0 | 0 | 0 | 0 | 0 | 0 | 0 | 0 | 0 | 0 | 0 | 0 | 0 | 0 | 1246
869
870 |  | 323 | Turbogenerator Units |  | F12 |  | 0 | 0 | 0 | 0 | 0 | 0 | 0 | 0 | 0 | 0 | 0 | 0 | 0 | 0 | 1250
871
872 |  | 324 | Land and Land Rights |  | F12 |  | 0 | 0 | 0 | 0 | 0 | 0 | 0 | 0 | 0 | 0 | 0 | 0 | 0 | 0 | 1254
873
874 |  | 325 | Misc. Power Plant Equipment |  | F12 |  | 0 | 0 | 0 | 0 | 0 | 0 | 0 | 0 | 0 | 0 | 0 | 0 | 0 | 0 | 1258
875
876 |  | N00 | Unclassified Nuclear Plt - Acct 300 |  | F12 |  | 0 | 0 | 0 | 0 | 0 | 0 | 0 | 0 | 0 | 0 | 0 | 0 | 0 | 0 | 1264
877
878 |  | Total Nuclear Production Plant |  |  |  |  | 0 | 0 | 0 | 0 | 0 | 0 | 0 | 0 | 0 | 0 | 0 | 0 | 0 | 0
879
880
881 | [6 empty] | D: HYDRAULIC PRODUCTION PLANT
882
883
884 |  | 330 | Land and Land Rights |  | F12 |  | 0 | 0 | 0 | 0 | 0 | 0 | 0 | 0 | 0 | 0 | 0 | 0 | 0 | 0 | 1274
885
886 |  | 331 | Structures and Improvements |  | F12 |  | 0 | 0 | 0 | 0 | 0 | 0 | 0 | 0 | 0 | 0 | 0 | 0 | 0 | 0 | 1281
887
888 |  | 332 | Reservoirs, Dams & Waterways |  | F12 |  | 0 | 0 | 0 | 0 | 0 | 0 | 0 | 0 | 0 | 0 | 0 | 0 | 0 | 0 | 1288
889
890 |  | 333 | Water Wheel, Turbines, & Generators |  | F12 |  | 0 | 0 | 0 | 0 | 0 | 0 | 0 | 0 | 0 | 0 | 0 | 0 | 0 | 0 | 1295
891
892 |  | 334 | Accessory Electric Equipment |  | F12 |  | 0 | 0 | 0 | 0 | 0 | 0 | 0 | 0 | 0 | 0 | 0 | 0 | 0 | 0 | 1302
893
894 |  | 335 | Misc. Power Plant Equipment |  | F12 |  | 0 | 0 | 0 | 0 | 0 | 0 | 0 | 0 | 0 | 0 | 0 | 0 | 0 | 0 | 1309
895
896 |  | 336 | Roads, Railroads & Bridges |  | F12 |  | 0 | 0 | 0 | 0 | 0 | 0 | 0 | 0 | 0 | 0 | 0 | 0 | 0 | 0 | 1316
897
898 |  | H00 | Unclassified Hydro Plant - Acct 300 |  | F12 |  | 0 | 0 | 0 | 0 | 0 | 0 | 0 | 0 | 0 | 0 | 0 | 0 | 0 | 0 | 1322
899
900 |  | Total Hydraulic Plant |  |  |  |  | 0 | 0 | 0 | 0 | 0 | 0 | 0 | 0 | 0 | 0 | 0 | 0 | 0 | 0
901
902 |  | Distribution - METER - Unbundled
903 |  | A |  | B | C |  | D | E | F | G | H | I | J | K | L | M | N | O | P
904 |  | FERC ACCT |  | DESCRIPTION | COS Factor |  | Utah Jurisdiction Normalized | Residential Sch 1 | General Large Dist. Sch 6 | General +1 MW Sch 8 | Street & Area Lighting Sch. 7,11,12 | General Trans Sch 9 | General Secondary Sch 22 | Irrigation Sch 10 | Traffic Signals Sch 15 | Outdoor Lighting Sch 15 | General Small Dist. Sch 23 | Industrial Cust 1 | Industrial Cust 2
905 |  | 340 | Land and Land Rights |  | F12 |  | 0 | 0 | 0 | 0 | 0 | 0 | 0 | 0 | 0 | 0 | 0 | 0 | 0 | 0 | 1328
906 |  |  |  | Wind Generation | F12 |  | 0 | 0 | 0 | 0 | 0 | 0 | 0 | 0 | 0 | 0 | 0 | 0 | 0 | 0 | 1329
907 |  |  |  | Simple Cycle Combustion Turbine | F12 |  | 0 | 0 | 0 | 0 | 0 | 0 | 0 | 0 | 0 | 0 | 0 | 0 | 0 | 0 | 1330
908 |  |  |  | Total 340 |  |  | 0 | 0 | 0 | 0 | 0 | 0 | 0 | 0 | 0 | 0 | 0 | 0 | 0 | 0
909
910 |  | 341 | Structures and Improvements |  | F12 |  | 0 | 0 | 0 | 0 | 0 | 0 | 0 | 0 | 0 | 0 | 0 | 0 | 0 | 0 | 1334
911 |  |  |  | Wind Generation | F12 |  | 0 | 0 | 0 | 0 | 0 | 0 | 0 | 0 | 0 | 0 | 0 | 0 | 0 | 0 | 1336
912 |  |  |  | Simple Cycle Combustion Turbine | F12 |  | 0 | 0 | 0 | 0 | 0 | 0 | 0 | 0 | 0 | 0 | 0 | 0 | 0 | 0 | 1337
913 |  |  |  | Total 341 |  |  | 0 | 0 | 0 | 0 | 0 | 0 | 0 | 0 | 0 | 0 | 0 | 0 | 0 | 0
914
915 |  | 342 | Fuel Holders, Producers & Access |  | F12 |  | 0 | 0 | 0 | 0 | 0 | 0 | 0 | 0 | 0 | 0 | 0 | 0 | 0 | 0 | 1341
916 |  |  |  | Simple Cycle Combustion Turbine | F12 |  | 0 | 0 | 0 | 0 | 0 | 0 | 0 | 0 | 0 | 0 | 0 | 0 | 0 | 0 | 1343
917 |  |  |  | Total 342 |  |  | 0 | 0 | 0 | 0 | 0 | 0 | 0 | 0 | 0 | 0 | 0 | 0 | 0 | 0
918
919 |  | 343 | Prime Movers |  | F12 |  | 0 | 0 | 0 | 0 | 0 | 0 | 0 | 0 | 0 | 0 | 0 | 0 | 0 | 0 | 1348
920 |  |  |  | Wind Generation | F12 |  | 0 | 0 | 0 | 0 | 0 | 0 | 0 | 0 | 0 | 0 | 0 | 0 | 0 | 0 | 1349
921 |  |  |  | Simple Cycle Combustion Turbine | F12 |  | 0 | 0 | 0 | 0 | 0 | 0 | 0 | 0 | 0 | 0 | 0 | 0 | 0 | 0 | 1350
922 |  |  |  | Total 343 |  |  | 0 | 0 | 0 | 0 | 0 | 0 | 0 | 0 | 0 | 0 | 0 | 0 | 0 | 0
923
924 |  | 344 | Generators |  | F12 |  | 0 | 0 | 0 | 0 | 0 | 0 | 0 | 0 | 0 | 0 | 0 | 0 | 0 | 0 | 1355
925 |  |  |  | Wind Generation | F12 |  | 0 | 0 | 0 | 0 | 0 | 0 | 0 | 0 | 0 | 0 | 0 | 0 | 0 | 0 | 1356
926 |  |  |  | Simple Cycle Combustion Turbine | F12 |  | 0 | 0 | 0 | 0 | 0 | 0 | 0 | 0 | 0 | 0 | 0 | 0 | 0 | 0 | 1357
927 |  |  |  | Total 344 |  |  | 0 | 0 | 0 | 0 | 0 | 0 | 0 | 0 | 0 | 0 | 0 | 0 | 0 | 0
928
929 |  | 345 | Accessory Electric Plant |  | F12 |  | 0 | 0 | 0 | 0 | 0 | 0 | 0 | 0 | 0 | 0 | 0 | 0 | 0 | 0 | 1361
930 |  |  |  | Wind Generation | F12 |  | 0 | 0 | 0 | 0 | 0 | 0 | 0 | 0 | 0 | 0 | 0 | 0 | 0 | 0 | 1362
931 |  |  |  | Simple Cycle Combustion Turbine | F12 |  | 0 | 0 | 0 | 0 | 0 | 0 | 0 | 0 | 0 | 0 | 0 | 0 | 0 | 0 | 1364
932 |  |  |  | Total 345 |  |  | 0 | 0 | 0 | 0 | 0 | 0 | 0 | 0 | 0 | 0 | 0 | 0 | 0 | 0
933
934 |  | 346 | Misc. Power Plant Equipment |  | F12 |  | 0 | 0 | 0 | 0 | 0 | 0 | 0 | 0 | 0 | 0 | 0 | 0 | 0 | 0 | 1368
935 |  |  |  | Wind Generation | F12 |  | 0 | 0 | 0 | 0 | 0 | 0 | 0 | 0 | 0 | 0 | 0 | 0 | 0 | 0 | 1369
936
937 |  | O00 | Unclassified Other Prod - Acct 300 |  | F12 |  | 0 | 0 | 0 | 0 | 0 | 0 | 0 | 0 | 0 | 0 | 0 | 0 | 0 | 0 | 1376
938
939 |  | Total Other Production Plant |  |  |  |  | 0 | 0 | 0 | 0 | 0 | 0 | 0 | 0 | 0 | 0 | 0 | 0 | 0 | 0
940
941 |  | Experimental Plant
942 |  | 103 | Experimental Plant |  | F12 |  | 0 | 0 | 0 | 0 | 0 | 0 | 0 | 0 | 0 | 0 | 0 | 0 | 0 | 0 | 1382
943
944 |  | TOTAL PRODUCTION PLANT |  |  |  |  | 0 | 0 | 0 | 0 | 0 | 0 | 0 | 0 | 0 | 0 | 0 | 0 | 0 | 0
945
946 | [6 empty] | D: TRANSMISSION PLANT
947 |  | 350 | Land and Land Rights
948 |  |  |  | Demand | F12 |  | 83891620.9197 | 30040476.3913 | 23694861.6019 | 6583097.2462 | 104959.5369 | 13871680.3373 | 65241.6036 | 743854.681 | 22240.4914 | 23447.5843 | 5721230.4815 | 1737906.9007 | 1282624.0637 | 0 | 1391
949 |  |  |  | Direct Assigned | A | 0.75 | 534606.54 | 0 | 0 | 0 | 0 | 515925.5025 | 0 | 0 | 0 | 0 | 0 | 18681.0375 | 0 | 0
950 | [6 empty] | 84426227.4597 | 30040476.3913 | 23694861.6019 | 6583097.2462 | 104959.5369 | 14387605.8398 | 65241.6036 | 743854.681 | 22240.4914 | 23447.5843 | 5721230.4815 | 1756587.9382 | 1282624.0637 | 0
951 |  | 352 | Structures and Improvements
952 |  |  |  | Demand | F12 |  | 80028519.6503 | 28657151.0817 | 22603743.6938 | 6279954.083 | 100126.2851 | 13232907.295 | 62237.3116 | 709601.1295 | 21216.3454 | 22367.8532 | 5457775.1746 | 1657878.5226 | 1223560.8748 | 0 | 1398
953 |  |  |  | Direct Assigned | A | 0.75 | 360.4725 | 0 | 0 | 0 | 0 | 360.4725 | 0 | 0 | 0 | 0 | 0 | 0 | 0 | 0
954 | [6 empty] | 80028880.1228 | 28657151.0817 | 22603743.6938 | 6279954.083 | 100126.2851 | 13233267.7675 | 62237.3116 | 709601.1295 | 21216.3454 | 22367.8532 | 5457775.1746 | 1657878.5226 | 1223560.8748 | 0
955 |  | 353 | Station Equipment
956 |  |  |  | Demand | F12 |  | 667798784.8308 | 239129884.6051 | 188617165.9463 | 52403139.8275 | 835504.7906 | 110422127.6361 | 519339.8712 | 5921273.7414 | 177040.0066 | 186648.7751 | 45542459.6806 | 13834183.9591 | 10210015.9912 | 0 | 1404
957 |  |  |  | Direct Assigned | A | 0.75 | 215967.015 | 0 | 0 | 0 | 0 | 215967.015 | 0 | 0 | 0 | 0 | 0 | 0 | 0 | 0
958 | [6 empty] | 668014751.8458 | 239129884.6051 | 188617165.9463 | 52403139.8275 | 835504.7906 | 110638094.6511 | 519339.8712 | 5921273.7414 | 177040.0066 | 186648.7751 | 45542459.6806 | 13834183.9591 | 10210015.9912 | 0
959 |  | 354 | Towers and Fixtures
960 |  |  |  | Demand | F12 |  | 420055003.5944 | 150416123.5675 | 118642899.8064 | 32962325.7613 | 525544.484 | 69457100.3642 | 326672.2198 | 3724566.0208 | 111360.7007 | 117404.7537 | 28646859.652 | 8701899.9206 | 6422246.3432 | 0 | 1410
961 |  |  |  | Direct Assigned | A | 0.75 | 1372390.6125 | 0 | 0 | 0 | 0 | 1372390.6125 | 0 | 0 | 0 | 0 | 0 | 0 | 0 | 0
962 | [6 empty] | 421427394.2069 | 150416123.5675 | 118642899.8064 | 32962325.7613 | 525544.484 | 70829490.9767 | 326672.2198 | 3724566.0208 | 111360.7007 | 117404.7537 | 28646859.652 | 8701899.9206 | 6422246.3432 | 0
963 |  | 355 | Poles and Fixtures
964 |  |  |  | Demand | F12 |  | 298197905.4954 | 106780713.5179 | 84224837.0367 | 23400022.4213 | 373085.1032 | 49307737.4943 | 231905.2765 | 2644077.0299 | 79055.189 | 83345.8746 | 20336464.211 | 6177496.5372 | 4559165.8038 | 0 | 1416
965 |  |  |  | Direct Assigned | A | 0.75 | 3107417.475 | 0 | 0 | 0 | 0 | 2946503.13 | 0 | 0 | 0 | 0 | 0 | 160914.345 | 0 | 0
966 | [6 empty] | 301305322.9704 | 106780713.5179 | 84224837.0367 | 23400022.4213 | 373085.1032 | 52254240.6243 | 231905.2765 | 2644077.0299 | 79055.189 | 83345.8746 | 20336464.211 | 6338410.8822 | 4559165.8038 | 0
967 |  | 356 | Overhead Conductors
968 |  |  |  | Demand | F12 |  | 394323149.1594 | 141201887.9002 | 111375037.7373 | 30943109.799 | 493350.5236 | 65202276.6369 | 306660.8358 | 3496405.447 | 104538.9338 | 110212.7384 | 26892001.797 | 8168836.3452 | 6028830.4652 | 0 | 1422
969 |  |  |  | Direct Assigned | A | 0.75 | 2426417.0475 | 0 | 0 | 0 | 0 | 2348109.6525 | 0 | 0 | 0 | 0 | 0 | 78307.395 | 0 | 0
970 | [6 empty] | 396749566.2069 | 141201887.9002 | 111375037.7373 | 30943109.799 | 493350.5236 | 67550386.2894 | 306660.8358 | 3496405.447 | 104538.9338 | 110212.7384 | 26892001.797 | 8247143.7402 | 6028830.4652 | 0
971 |  | 357 | Underground Conduit
972 |  |  |  | Demand | F12 |  | 1148311.8893 | 411195.2519 | 324336.2209 | 90109.7005 | 1436.6904 | 189876.1197 | 893.0297 | 10181.9129 | 304.4287 | 320.9515 | 78312.4335 | 23788.5397 | 17556.6099 | 0 | 1428
973 |  |  |  | Direct Assigned | A | 0.75 | 0 | 0 | 0 | 0 | 0 | 0 | 0 | 0 | 0 | 0 | 0 | 0 | 0 | 0
974 | [6 empty] | 1148311.8893 | 411195.2519 | 324336.2209 | 90109.7005 | 1436.6904 | 189876.1197 | 893.0297 | 10181.9129 | 304.4287 | 320.9515 | 78312.4335 | 23788.5397 | 17556.6099 | 0
975 |  | 358 | Underground Conductors
976 |  |  |  | Demand | F12 |  | 2621784.9411 | 938826.402 | 740512.9457 | 205735.2693 | 3280.2005 | 433518.416 | 2038.9337 | 23246.982 | 695.0609 | 732.785 | 178800.1681 | 54313.1494 | 40084.6285 | 0 | 1434
977 |  |  |  | Direct Assigned | A | 0.75 | 0 | 0 | 0 | 0 | 0 | 0 | 0 | 0 | 0 | 0 | 0 | 0 | 0 | 0
978 | [6 empty] | 2621784.9411 | 938826.402 | 740512.9457 | 205735.2693 | 3280.2005 | 433518.416 | 2038.9337 | 23246.982 | 695.0609 | 732.785 | 178800.1681 | 54313.1494 | 40084.6285 | 0
979 |  | 359 | Roads and Trails
980 |  |  |  | Demand | F12 |  | 3885279.2859 | 1391266.963 | 1097382.0026 | 304883.5043 | 4860.9993 | 642440.2304 | 3021.5396 | 34450.2008 | 1030.0256 | 1085.9298 | 264967.8005 | 80487.82 | 59402.2699 | 0 | 1440
981 |  |  |  | Direct Assigned | A | 0.75 | 9604.785 | 0 | 0 | 0 | 0 | 9604.785 | 0 | 0 | 0 | 0 | 0 | 0 | 0 | 0
982 | [6 empty] | 3894884.0709 | 1391266.963 | 1097382.0026 | 304883.5043 | 4860.9993 | 652045.0154 | 3021.5396 | 34450.2008 | 1030.0256 | 1085.9298 | 264967.8005 | 80487.82 | 59402.2699 | 0
983
984 |  | T00 | Unclassified Trans Plant - Acct 300 |  | F12 |  | 38066033.7004 | 13630941.6143 | 10751602.9656 | 2987096.91 | 47625.6535 | 6294309.7941 | 29603.5415 | 337525.9298 | 10091.6788 | 10639.4003 | 2596022.7008 | 788579.6212 | 581993.8904 | 0 | 1444
985 |  | TS0 | Unclassified Trans Sub - Acct 300 |  | F12 |  | 0 | 0 | 0 | 0 | 0 | 0 | 0 | 0 | 0 | 0 | 0 | 0 | 0 | 0 | 1448
986
987 |  | TOTAL TRANSMISSION PLANT |  |  |  |  | 1997683157.4142 | 712598467.2949 | 562072379.9571 | 156159474.5224 | 2489774.2672 | 336462835.494 | 1547614.163 | 17645183.0751 | 527572.861 | 556206.6458 | 135714894.0997 | 41483274.0933 | 30425480.9406 | 0
988 |  | Distribution - METER - Unbundled |  |  |  |  | D: DISTRIBUTION PLANT
989 |  | A |  | B | C |  | D | E | F | G | H | I | J | K | L | M | N | O | P
990 |  | FERC ACCT |  | DESCRIPTION | COS Factor |  | Utah Jurisdiction Normalized | Residential Sch 1 | General Large Dist. Sch 6 | General +1 MW Sch 8 | Street & Area Lighting Sch. 7,11,12 | General Trans Sch 9 | General Secondary Sch 22 | Irrigation Sch 10 | Traffic Signals Sch 15 | Outdoor Lighting Sch 15 | General Small Dist. Sch 23 | Industrial Cust 1 | Industrial Cust 2
991
992 |  | 360 | Land and Land Rights
993 |  |  |  | Demand Primary | F20 |  | 0 | 0 | 0 | 0 | 0 | 0 | 0 | 0 | 0 | 0 | 0 | 0 | 0 | 0 | 1453
994 |  |  |  | Assigned | A | 0 | 0 | 0 | 0 | 0 | 0 | 0 | 0 | 0 | 0 | 0 | 0 | 0 | 0 | 0
995 | [6 empty] | 0 | 0 | 0 | 0 | 0 | 0 | 0 | 0 | 0 | 0 | 0 | 0 | 0 | 0
996 |  | 361 | Structures and Improvements
997 |  |  |  | Demand Primary | F20 |  | 0 | 0 | 0 | 0 | 0 | 0 | 0 | 0 | 0 | 0 | 0 | 0 | 0 | 0 | 1457
998 |  |  |  | Assigned | A | 0 | 0 | 0 | 0 | 0 | 0 | 0 | 0 | 0 | 0 | 0 | 0 | 0 | 0 | 0
999 | [6 empty] | 0 | 0 | 0 | 0 | 0 | 0 | 0 | 0 | 0 | 0 | 0 | 0 | 0 | 0
1000 |  | 362 | Station Equipment
1001 |  |  |  | Demand Primary | F20 |  | 0 | 0 | 0 | 0 | 0 | 0 | 0 | 0 | 0 | 0 | 0 | 0 | 0 | 0 | 1461
1002 |  |  |  | Assigned | A | 0 | 0 | 0 | 0 | 0 | 0 | 0 | 0 | 0 | 0 | 0 | 0 | 0 | 0 | 0
1003 | [6 empty] | 0 | 0 | 0 | 0 | 0 | 0 | 0 | 0 | 0 | 0 | 0 | 0 | 0 | 0
1004 |  | 364 | Poles, Towers & Fixtures
1005 |  |  |  | Demand Primary | F20 | 0 | 0 | 0 | 0 | 0 | 0 | 0 | 0 | 0 | 0 | 0 | 0 | 0 | 0 | 0 | 1465
1006 |  |  |  | Demand Secondary | F22 | 0 | 0 | 0 | 0 | 0 | 0 | 0 | 0 | 0 | 0 | 0 | 0 | 0 | 0 | 0
1007 |  |  |  | Assigned | A | 0 | 0 | 0 | 0 | 0 | 0 | 0 | 0 | 0 | 0 | 0 | 0 | 0 | 0 | 0
1008 | [6 empty] | 0 | 0 | 0 | 0 | 0 | 0 | 0 | 0 | 0 | 0 | 0 | 0 | 0 | 0
1009 |  | 365 | Overhead Conductors
1010 |  |  |  | Demand Primary | F20 | 0 | 0 | 0 | 0 | 0 | 0 | 0 | 0 | 0 | 0 | 0 | 0 | 0 | 0 | 0 | 1469
1011 |  |  |  | Demand Secondary | F22 | 0 | 0 | 0 | 0 | 0 | 0 | 0 | 0 | 0 | 0 | 0 | 0 | 0 | 0 | 0
1012 |  |  |  | Assigned | A | 0 | 0 | 0 | 0 | 0 | 0 | 0 | 0 | 0 | 0 | 0 | 0 | 0 | 0 | 0
1013 | [6 empty] | 0 | 0 | 0 | 0 | 0 | 0 | 0 | 0 | 0 | 0 | 0 | 0 | 0 | 0
1014 |  | 366 | Underground Conduit
1015 |  |  |  | Demand Primary | F20 | 0 | 0 | 0 | 0 | 0 | 0 | 0 | 0 | 0 | 0 | 0 | 0 | 0 | 0 | 0 | 1473
1016 |  |  |  | Demand Secondary | F22 | 0 | 0 | 0 | 0 | 0 | 0 | 0 | 0 | 0 | 0 | 0 | 0 | 0 | 0 | 0
1017 |  |  |  | Assigned | A | 0 | 0 | 0 | 0 | 0 | 0 | 0 | 0 | 0 | 0 | 0 | 0 | 0 | 0 | 0
1018 | [6 empty] | 0 | 0 | 0 | 0 | 0 | 0 | 0 | 0 | 0 | 0 | 0 | 0 | 0 | 0
1019 |  | 367 | Underground Conductors
1020 |  |  |  | Demand Primary | F20 | 0 | 0 | 0 | 0 | 0 | 0 | 0 | 0 | 0 | 0 | 0 | 0 | 0 | 0 | 0 | 1477
1021 |  |  |  | Demand Secondary | F22 | 0 | 0 | 0 | 0 | 0 | 0 | 0 | 0 | 0 | 0 | 0 | 0 | 0 | 0 | 0
1022 |  |  |  | Assigned | A | 0 | 0 | 0 | 0 | 0 | 0 | 0 | 0 | 0 | 0 | 0 | 0 | 0 | 0 | 0
1023 | [6 empty] | 0 | 0 | 0 | 0 | 0 | 0 | 0 | 0 | 0 | 0 | 0 | 0 | 0 | 0
1024 |  | 368 | Line Transformers
1025 |  |  |  | Demand Secondary | F21 |  | 0 | 0 | 0 | 0 | 0 | 0 | 0 | 0 | 0 | 0 | 0 | 0 | 0 | 0 | 1481
1026 |  |  |  | Assigned | A | 0 | 0 | 0 | 0 | 0 | 0 | 0 | 0 | 0 | 0 | 0 | 0 | 0 | 0 | 0
1027 | [6 empty] | 0 | 0 | 0 | 0 | 0 | 0 | 0 | 0 | 0 | 0 | 0 | 0 | 0 | 0
1028 |  | 369 | Services
1029 |  |  |  | Customer | F70 |  | 0 | 0 | 0 | 0 | 0 | 0 | 0 | 0 | 0 | 0 | 0 | 0 | 0 | 0 | 1485
1030 |  |  |  | Assigned | A | 0 | 0 | 0 | 0 | 0 | 0 | 0 | 0 | 0 | 0 | 0 | 0 | 0 | 0 | 0
1031 | [6 empty] | 0 | 0 | 0 | 0 | 0 | 0 | 0 | 0 | 0 | 0 | 0 | 0 | 0 | 0
1032 |  | 370 | Meters
1033 |  |  |  | Customer | F60 |  | 0 | 0 | 0 | 0 | 0 | 0 | 0 | 0 | 0 | 0 | 0 | 0 | 0 | 0 | 1489
1034 |  |  |  | Assigned | A | 0 | 0 | 0 | 0 | 0 | 0 | 0 | 0 | 0 | 0 | 0 | 0 | 0 | 0 | 0
1035 | [6 empty] | 0 | 0 | 0 | 0 | 0 | 0 | 0 | 0 | 0 | 0 | 0 | 0 | 0 | 0
1036 |  | 371 | Install on Customers' Premises
1037 |  |  |  | Demand Primary | F20 | 0 | 0 | 0 | 0 | 0 | 0 | 0 | 0 | 0 | 0 | 0 | 0 | 0 | 0 | 0 | 1493
1038 |  |  |  | Demand Secondary | F22 | 0 | 0 | 0 | 0 | 0 | 0 | 0 | 0 | 0 | 0 | 0 | 0 | 0 | 0 | 0
1039 |  |  |  | Assigned | A | 0 | 0 | 0 | 0 | 0 | 0 | 0 | 0 | 0 | 0 | 0 | 0 | 0 | 0 | 0
1040 | [6 empty] | 0 | 0 | 0 | 0 | 0 | 0 | 0 | 0 | 0 | 0 | 0 | 0 | 0 | 0
1041 |  | 372 | Leased Property
1042 |  |  |  | Demand Primary | F20 | 0 | 0 | 0 | 0 | 0 | 0 | 0 | 0 | 0 | 0 | 0 | 0 | 0 | 0 | 0 | 1497
1043 |  |  |  | Demand Secondary | F22 | 0 | 0 | 0 | 0 | 0 | 0 | 0 | 0 | 0 | 0 | 0 | 0 | 0 | 0 | 0
1044 |  |  |  | Assigned | A | 0 | 0 | 0 | 0 | 0 | 0 | 0 | 0 | 0 | 0 | 0 | 0 | 0 | 0 | 0
1045 | [6 empty] | 0 | 0 | 0 | 0 | 0 | 0 | 0 | 0 | 0 | 0 | 0 | 0 | 0 | 0
1046
1047 |  | 373 | Street Lights |  | A | 0 | 0 | 0 | 0 | 0 | 0 | 0 | 0 | 0 | 0 | 0 | 0 | 0 | 0 | 0 | 1502
1048
1049
1050 |  | D00 | Unclassified Dist Plant - Acct 300 |  | F22 |  | 0 | 0 | 0 | 0 | 0 | 0 | 0 | 0 | 0 | 0 | 0 | 0 | 0 | 0 | 1505
1051 |  | DS0 | Unclassified Dist Sub - Acct 300 |  | F20 |  | 0 | 0 | 0 | 0 | 0 | 0 | 0 | 0 | 0 | 0 | 0 | 0 | 0 | 0 | 1509
1052 |  | TOTAL DISTRIBUTION PLANT |  |  |  |  | 0 | 0 | 0 | 0 | 0 | 0 | 0 | 0 | 0 | 0 | 0 | 0 | 0 | 0
1053
1054 |  | Distribution - METER - Unbundled |  |  |  |  | DISTRIBUTION PLANT D: GENERAL PLANT
1055
1056 |  | A |  | B | C |  | D | E | F | G | H | I | J | K | L | M | N | O | P
1057 |  | FERC ACCT |  | DESCRIPTION | COS Factor |  | Utah Jurisdiction Normalized | Residential Sch 1 | General Large Dist. Sch 6 | General +1 MW Sch 8 | Street & Area Lighting Sch. 7,11,12 | General Trans Sch 9 | General Secondary Sch 22 | Irrigation Sch 10 | Traffic Signals Sch 15 | Outdoor Lighting Sch 15 | General Small Dist. Sch 23 | Industrial Cust 1 | Industrial Cust 2
1058 |  | 389 | Land and Land Rights
1059 |  |  |  | Situs | F107T |  | 979060.0149 | 332801.1812 | 274429.8499 | 78679.0184 | 1775.6766 | 174593.1165 | 837.3228 | 8943.0307 | 276.0647 | 386.0889 | 64814.3366 | 21698.5003 | 19825.8285 | 0 | 1516
1060 |  |  |  | Customer - System | F42 |  | 0 | 0 | 0 | 0 | 0 | 0 | 0 | 0 | 0 | 0 | 0 | 0 | 0 | 0 | 1517
1061 |  |  |  | System Generation | F105T |  | 36.124 | 12.2792 | 10.1255 | 2.903 | 0.065517 | 6.4419 | 0.030894 | 0.32997 | 0.010186 | 0.014245 | 2.3914 | 0.8006 | 0.73151 | 0 | 1518
1062 |  |  |  | System Generation | F105T |  | 231.8099 | 78.7966 | 64.9761 | 18.6287 | 0.42042 | 41.338 | 0.19825 | 2.1174 | 0.065363 | 0.091413 | 15.3459 | 5.1375 | 4.6941 | 0 | 1519
1063 |  |  |  | System Overheads | F102T |  | 597208.2328 | 203002.474 | 167397.0576 | 47992.7244 | 1083.1294 | 106498.5241 | 510.7512 | 5455.0808 | 168.3943 | 235.507 | 39535.5288 | 13235.6779 | 12093.3832 | 0 | 1520
1064 |  |  | Total Land & Land Rights |  |  |  | 1576536.1816 | 535894.731 | 441902.0091 | 126693.2744 | 2859.2919 | 281139.4205 | 1348.3031 | 14400.5589 | 444.5345 | 621.7016 | 104367.6028 | 34940.1163 | 31924.6373 | 0
1065
1066 |  | 390 | Structures and Improvements
1067 |  |  |  | Situs | F107T |  | 10043692.068 | 3414042.5841 | 2815239.9899 | 807129.1039 | 18215.7874 | 1791064.3604 | 8589.6801 | 91742.1249 | 2832.0107 | 3960.6953 | 664898.1965 | 222594.174 | 203383.3607 | 0 | 1524
1068 |  |  |  | System Generation | F105T |  | 36441.1001 | 12387.0253 | 10214.4153 | 2928.4721 | 66.0916 | 6498.4425 | 31.1656 | 332.864 | 10.2753 | 14.3704 | 2412.4218 | 807.629 | 737.9272 | 0 | 1525
1069 |  |  |  | System Generation | F105T |  | 161835.7838 | 55011.071 | 45362.4591 | 13005.4138 | 293.5142 | 28859.7363 | 138.407 | 1478.2571 | 45.6327 | 63.8194 | 10713.622 | 3586.6992 | 3277.152 | 0 | 1526
1070 |  |  |  | System Generation | F105T |  | 0 | 0 | 0 | 0 | 0 | 0 | 0 | 0 | 0 | 0 | 0 | 0 | 0 | 0 | 1527
1071 |  |  |  | Customer - System | F42 |  | 0 | 0 | 0 | 0 | 0 | 0 | 0 | 0 | 0 | 0 | 0 | 0 | 0 | 0 | 1528
1072 |  |  |  | System Generation | F102T |  | 1095286.8936 | 372308.915 | 307008.1642 | 88019.2187 | 1986.472 | 195319.5405 | 936.7237 | 10004.6822 | 308.837 | 431.9226 | 72508.6229 | 24274.3883 | 22179.4065 | 0 | 1529
1073 |  |  |  | System Overheads | F102T |  | 7642033.3459 | 2597672.9569 | 2142056.6992 | 614127.5026 | 13860.0082 | 1362783.0756 | 6535.7063 | 69804.6468 | 2154.8172 | 3013.6095 | 505907.0066 | 169367.2097 | 154750.1072 | 0 | 1530
1074
1075 |  |  | Total Structures and Improvements |  |  |  | 18979289.1913 | 6451422.5523 | 5319881.7277 | 1525209.7112 | 34421.8734 | 3384525.1554 | 16231.6827 | 173362.5749 | 5351.5728 | 7484.4172 | 1256439.8699 | 420630.1002 | 384327.9536 | 0
1076
1077 |  | 391 | Office Furniture & Equipment
1078 |  |  |  | Situs | F107T |  | 459221.109 | 156098.0177 | 128719.3615 | 36903.8318 | 832.8684 | 81891.6546 | 392.7403 | 4194.6647 | 129.4862 | 181.0923 | 30400.7018 | 10177.5266 | 9299.1633 | 0 | 1534
1079 |  |  |  | System Generation | F105T |  | 0 | 0 | 0 | 0 | 0 | 0 | 0 | 0 | 0 | 0 | 0 | 0 | 0 | 0 | 1535
1080 |  |  |  | System Generation | F105T |  | 0 | 0 | 0 | 0 | 0 | 0 | 0 | 0 | 0 | 0 | 0 | 0 | 0 | 0 | 1536
1081 |  |  |  | Customer - System | F42 |  | 0 | 0 | 0 | 0 | 0 | 0 | 0 | 0 | 0 | 0 | 0 | 0 | 0 | 0 | 1537
1082 |  |  |  | System Generation | F105T |  | 605974.646 | 205982.3452 | 169854.2772 | 48697.2091 | 1099.0286 | 108061.8148 | 518.2485 | 5535.1559 | 170.8661 | 238.964 | 40115.8704 | 13429.9643 | 12270.9019 | 0 | 1538
1083 |  |  |  | Energy | F30 |  | 0 | 0 | 0 | 0 | 0 | 0 | 0 | 0 | 0 | 0 | 0 | 0 | 0 | 0 | 1539
1084 |  |  |  | System Overheads | F102T |  | 4358131.4911 | 1481412.0542 | 1221581.2643 | 350227.2612 | 7904.1448 | 777173.7663 | 3727.2106 | 39808.4928 | 1228.8584 | 1718.6141 | 288510.8135 | 96587.4574 | 88251.5536 | 0 | 1540
1085 |  |  |  | Cholla | F12 |  | 1080.0342 | 386.7459 | 305.0515 | 84.7519 | 1.3513 | 178.5862 | 0.83993 | 9.5765 | 0.28633 | 0.30187 | 73.656 | 22.3741 | 16.5127 | 0 | 1541
1086 |  |  |  | Simple Cycle Combustion Turbine | F12 |  | 0 | 0 | 0 | 0 | 0 | 0 | 0 | 0 | 0 | 0 | 0 | 0 | 0 | 0 | 1542
1087 |  |  | Total Office Furniture & Equipment |  |  |  | 5424407.2803 | 1843879.1629 | 1520459.9545 | 435913.0539 | 9837.3932 | 967305.8219 | 4639.0393 | 49547.8899 | 1529.497 | 2138.9723 | 359101.0417 | 120217.3224 | 109838.1315 | 0
1088
1089 |  | 392 | Transportation Equipment
1090 |  |  |  | Situs | F107T |  | 7827993.782 | 2660884.4575 | 2194181.2818 | 629071.6167 | 14197.2762 | 1395944.8957 | 6694.7455 | 71503.2657 | 2207.2523 | 3086.9423 | 518217.6945 | 173488.5736 | 158515.7801 | 0 | 1546
1091 |  |  |  | System Overheads | F102T |  | 672589.2101 | 228625.9066 | 188526.2938 | 54050.4749 | 1219.8445 | 119941.0093 | 575.2194 | 6143.6335 | 189.6494 | 265.2332 | 44525.7929 | 14906.3152 | 13619.8375 | 0 | 1547
1092 |  |  |  | System Generation | F105T |  | 3839438.5681 | 1305098.4321 | 1076191.9942 | 308544.1678 | 6963.4151 | 684676.6644 | 3283.6081 | 35070.5946 | 1082.603 | 1514.0694 | 254173.0434 | 85091.8817 | 77748.0944 | 0 | 1548
1093 |  |  |  | Customer - System | F42 |  | 0 | 0 | 0 | 0 | 0 | 0 | 0 | 0 | 0 | 0 | 0 | 0 | 0 | 0 | 1549
1094 |  |  |  | System Generation | F105T |  | 64013.3471 | 21759.3582 | 17942.8972 | 5144.2274 | 116.0981 | 11415.3265 | 54.7462 | 584.7173 | 18.0498 | 25.2434 | 4237.7204 | 1418.7012 | 1296.2613 | 0 | 1550
1095 |  |  |  | Energy | F30 |  | 0 | 0 | 0 | 0 | 0 | 0 | 0 | 0 | 0 | 0 | 0 | 0 | 0 | 0 | 1551
1096 |  |  |  | System Generation | F105T |  | 7728.7553 | 2627.1514 | 2166.3648 | 621.0966 | 14.0173 | 1378.248 | 6.6099 | 70.5968 | 2.1793 | 3.0478 | 511.6481 | 171.2892 | 156.5062 | 0 | 1552
1097 |  |  |  | Cholla | F12 |  | 60675.0694 | 21726.9373 | 17137.437 | 4761.2608 | 75.9126 | 10032.768 | 47.1863 | 537.9969 | 16.0856 | 16.9586 | 4137.9109 | 1256.9506 | 927.6648 | 0 | 1553
1098 |  |  |  | Simple Cycle Combustion Turbine | F12 |  | 4854.1031 | 1738.1899 | 1371.0225 | 380.9085 | 6.0731 | 802.6376 | 3.775 | 43.0406 | 1.2869 | 1.3567 | 331.0395 | 100.5581 | 74.2147 | 0 | 1554
1099 |  |  | Total Transportation Equipment |  |  |  | 12477292.8352 | 4242460.4331 | 3497517.2913 | 1002573.7528 | 22592.6368 | 2224191.5495 | 10665.8904 | 113953.8455 | 3517.1061 | 4912.8515 | 826134.8498 | 276434.2695 | 252338.359 | 0
1100
1101 |  | 393 | Stores Equipment
1102 |  |  |  | Situs | F107T |  | 856721.5656 | 291216.0078 | 240138.4666 | 68847.6812 | 1553.7969 | 152776.8327 | 732.6951 | 7825.5542 | 241.569 | 337.8452 | 56715.4608 | 18987.1641 | 17348.492 | 0 | 1558
1103 |  |  |  | System Generation | F105T |  | 0 | 0 | 0 | 0 | 0 | 0 | 0 | 0 | 0 | 0 | 0 | 0 | 0 | 0 | 1559
1104 |  |  |  | System Generation | F105T |  | 0 | 0 | 0 | 0 | 0 | 0 | 0 | 0 | 0 | 0 | 0 | 0 | 0 | 0 | 1560
1105 |  |  |  | System Overheads | F102T |  | 15905.2296 | 5406.491 | 4458.2249 | 1278.1728 | 28.8466 | 2836.3365 | 13.6027 | 145.2832 | 4.4848 | 6.2722 | 1052.9354 | 352.501 | 322.0787 | 0 | 1561
1106 |  |  |  | System Generation | F105T |  | 1120816.1975 | 380986.8125 | 314164.0105 | 90070.7994 | 2032.7733 | 199872.112 | 958.5571 | 10237.8746 | 316.0355 | 441.99 | 74198.6775 | 24840.1837 | 22696.3714 | 0 | 1562
1107 |  |  |  | Simple Cycle Combustion Turbine | F12 |  | 5866.7363 | 2100.8004 | 1657.0368 | 460.3713 | 7.3401 | 970.0789 | 4.5625 | 52.0195 | 1.5553 | 1.6397 | 400.099 | 121.5359 | 89.6969 | 0 | 1563
1108 |  |  | Total Stores Equipment |  |  |  | 1999309.729 | 679710.1118 | 560417.7388 | 160657.0247 | 3622.7569 | 356455.3601 | 1709.4174 | 18260.7315 | 563.6446 | 787.7471 | 132367.1726 | 44301.3846 | 40456.6389 | 0 | 1564
1109
1110 |  | 394 | Tools, Shop & Garage Equipment
1111 |  |  |  | Situs | F107T |  | 3185732.4802 | 1082891.259 | 892958.6266 | 256011.1744 | 5777.8181 | 568103.0311 | 2724.5382 | 29099.4452 | 898.2781 | 1256.2826 | 210897.3241 | 70604.0652 | 64510.6375 | 0 | 1567
1112 |  |  |  | System Generation | F105T |  | 11975.6079 | 4070.7377 | 3356.7547 | 962.3813 | 21.7196 | 2135.5777 | 10.2419 | 109.3888 | 3.3768 | 4.7225 | 792.7921 | 265.4104 | 242.5044 | 0 | 1568
1113 |  |  |  | System Generation | F105T |  | 4189637.3769 | 1424137.6896 | 1174352.4798 | 336686.7721 | 7598.5547 | 747126.668 | 3583.1091 | 38269.4165 | 1181.3482 | 1652.169 | 277356.4061 | 92853.1923 | 84839.5713 | 0 | 1569
1114 |  |  |  | System Overheads | F102T |  | 297116.0855 | 100995.4269 | 83281.4347 | 23876.7814 | 538.8659 | 52983.9055 | 254.103 | 2713.9483 | 83.7776 | 117.1667 | 19669.2559 | 6584.8603 | 6016.5592 | 0 | 1570
1115 |  |  |  | Energy | F30 |  | 0 | 0 | 0 | 0 | 0 | 0 | 0 | 0 | 0 | 0 | 0 | 0 | 0 | 0 | 1571
1116 |  |  |  | System Generation | F105T |  | 0 | 0 | 0 | 0 | 0 | 0 | 0 | 0 | 0 | 0 | 0 | 0 | 0 | 0 | 1572
1117 |  |  |  | Cholla | F12 |  | 314376.5724 | 112574.0795 | 88794.4385 | 24669.5859 | 393.3268 | 51982.9188 | 244.4873 | 2787.5309 | 83.3443 | 87.8678 | 21439.815 | 6512.6554 | 4806.5224 | 0 | 1573
1118 |  |  |  | Simple Cycle Combustion Turbine | F12 |  | 16979.1928 | 6080.0237 | 4795.7069 | 1332.3819 | 21.2432 | 2807.5502 | 13.2045 | 150.552 | 4.5014 | 4.7457 | 1157.9449 | 351.7426 | 259.5959 | 0 | 1574
1119 |  |  | Total Tools, Shop & Garage Equipment |  |  |  | 8015817.3157 | 2730749.2164 | 2247539.4412 | 643539.077 | 14351.5283 | 1425139.6512 | 6829.684 | 73130.2818 | 2254.6263 | 3122.9543 | 531313.5381 | 177171.9263 | 160675.3908 | 0
1120
1121 |  | 395 | Laboratory Equipment
1122 |  |  |  | Situs | F107T |  | 1646453.3656 | 559660.916 | 461499.7478 | 132311.9447 | 2986.0976 | 293607.5623 | 1408.0985 | 15039.2036 | 464.249 | 649.2732 | 108996.1606 | 36489.6618 | 33340.4505 | 0 | 1578
1123 |  |  |  | System Generation | F105T |  | 12.6904 | 4.3137 | 3.5571 | 1.0198 | 0.023016 | 2.2631 | 0.010853 | 0.11592 | 0.0035783 | 0.0050044 | 0.84011 | 0.28125 | 0.25698 | 0 | 1579
1124 |  |  |  | System Generation | F105T |  | 0 | 0 | 0 | 0 | 0 | 0 | 0 | 0 | 0 | 0 | 0 | 0 | 0 | 0 | 1580
1125 |  |  |  | System Overheads | F102T |  | 389527.7175 | 132407.904 | 109184.3517 | 31303.1458 | 706.4687 | 69463.4212 | 333.1363 | 3558.0641 | 109.8348 | 153.6089 | 25786.9591 | 8632.9409 | 7887.8818 | 0 | 1581
1126 |  |  |  | Energy | F30 |  | 0 | 0 | 0 | 0 | 0 | 0 | 0 | 0 | 0 | 0 | 0 | 0 | 0 | 0 | 1582
1127 |  |  |  | System Generation | F105T |  | 1137684.1251 | 386720.543 | 318892.079 | 91426.3363 | 2063.3659 | 202880.1238 | 972.9831 | 10391.9513 | 320.7918 | 448.6418 | 75315.344 | 25214.0205 | 23037.9445 | 0 | 1583
1128 |  |  |  | Cholla | F12 |  | 42222.0621 | 15119.1602 | 11925.457 | 3313.2265 | 52.8254 | 6981.519 | 32.8356 | 374.3768 | 11.1935 | 11.801 | 2879.455 | 874.6763 | 645.5357 | 0 | 1584
1129 |  |  |  | Simple Cycle Combustion Turbine | F12 |  | 2647.8142 | 948.1471 | 747.8648 | 207.7778 | 3.3128 | 437.8224 | 2.0592 | 23.4778 | 0.70196 | 0.74006 | 180.5753 | 54.8524 | 40.4826 | 0 | 1585
1130 |  |  | Total Laboratory Equipment |  |  |  | 3218547.7749 | 1094860.9841 | 902253.0575 | 258563.451 | 5812.0934 | 573372.7117 | 2749.1236 | 29387.1896 | 906.7745 | 1264.07 | 213159.3341 | 71266.4332 | 64952.5522 | 0
1131
1132 |  | 396 | Power Operated Equipment
1133 |  |  |  | Situs | F107T |  | 11051242.1979 | 3756528.099 | 3097655.5994 | 888097.639 | 20043.1352 | 1970738.0419 | 9451.3685 | 100945.3929 | 3116.1087 | 4358.0192 | 731598.5951 | 244924.0889 | 223786.11 | 0 | 1589
1134 |  |  |  | System Generation | F105T |  | 51164.7897 | 17391.8883 | 14341.4554 | 4111.6942 | 92.7953 | 9124.0782 | 43.7577 | 467.3547 | 14.4269 | 20.1767 | 3387.1385 | 1133.944 | 1036.0798 | 0 | 1590
1135 |  |  |  | System Generation | F105T |  | 7622538.3801 | 2591046.246 | 2136592.2737 | 612560.8522 | 13824.6511 | 1359306.5913 | 6519.0336 | 69626.5739 | 2149.3202 | 3005.9217 | 504616.4287 | 168935.1509 | 154355.3369 | 0 | 1591
1136 |  |  |  | System Overheads | F102T |  | 344317.3274 | 117040.0297 | 96511.9104 | 27669.9578 | 624.4727 | 61401.1749 | 294.471 | 3145.0987 | 97.0868 | 135.7804 | 22794.0053 | 7630.9619 | 6972.3778 | 0 | 1592
1137 |  |  |  | System Generation | F105T |  | 117834.47 | 40054.1848 | 33028.921 | 9469.3893 | 213.711 | 21013.1014 | 100.7757 | 1076.3357 | 33.2257 | 46.4676 | 7800.7097 | 2611.5164 | 2386.1315 | 0 | 1593
1138 |  |  |  | Energy | F30 |  | 0 | 0 | 0 | 0 | 0 | 0 | 0 | 0 | 0 | 0 | 0 | 0 | 0 | 0 | 1594
1139 |  |  |  | Cholla | F12 |  | 0 | 0 | 0 | 0 | 0 | 0 | 0 | 0 | 0 | 0 | 0 | 0 | 0 | 0 | 1595
1140 |  |  |  | Simple Cycle Combustion Turbine | F12 |  | 182114.8143 | 65212.8987 | 51437.62 | 14290.8138 | 227.8498 | 30113.1205 | 141.6287 | 1614.7853 | 48.2804 | 50.9008 | 12419.8438 | 3772.708 | 2784.3644 | 0 | 1596
1141 |  |  | Total Power Operated Equipment |  |  |  | 19369211.9795 | 6587273.3467 | 5429567.7801 | 1556200.3464 | 35026.615 | 3451696.1081 | 16551.0353 | 176875.5412 | 5458.4487 | 7617.2664 | 1282616.7212 | 429008.37 | 391320.4005 | 0
1142
1143 |  | 397 | Communication Equipment
1144 |  |  |  | Situs | F107T |  | 13964632.2217 | 4746844.9604 | 3914276.8225 | 1122222.8853 | 25327.0181 | 2490274.9815 | 11942.9909 | 127557.1796 | 3937.5946 | 5506.9045 | 924466.6918 | 309492.3415 | 282781.8508 | 0 | 1600
1145 |  |  |  | System Generation | F105T |  | 44844.3819 | 15243.4611 | 12569.8495 | 3603.7749 | 81.3322 | 7996.977 | 38.3523 | 409.6222 | 12.6447 | 17.6842 | 2968.7239 | 993.8674 | 908.0925 | 0 | 1601
1146 |  |  |  | System Generation | F105T |  | 123567.17 | 42002.839 | 34635.7929 | 9930.0794 | 224.1082 | 22035.3982 | 105.6785 | 1128.7 | 34.8421 | 48.7283 | 8180.2178 | 2738.5678 | 2502.2179 | 0 | 1602
1147 |  |  |  | System Overheads | F102T |  | 6929255.6518 | 2355386.2177 | 1942265.601 | 556847.409 | 12567.2757 | 1235675.363 | 5926.1165 | 63293.9195 | 1953.8359 | 2732.5281 | 458720.713 | 153570.2138 | 140316.4585 | 0 | 1603
1148 |  |  |  | Customer - System | F42 |  | 0 | 0 | 0 | 0 | 0 | 0 | 0 | 0 | 0 | 0 | 0 | 0 | 0 | 0 | 1604
1149 |  |  |  | System Generation | F105T |  | 30924187.2682 | 10511721.337 | 8668028.4563 | 2485123.1391 | 56085.7916 | 5514626.4259 | 26447.3337 | 282470.8912 | 8719.6649 | 12194.8466 | 2047198.9986 | 685359.913 | 626210.4703 | 0 | 1605
1150 |  |  |  | Energy | F30 |  | 0 | 0 | 0 | 0 | 0 | 0 | 0 | 0 | 0 | 0 | 0 | 0 | 0 | 0 | 1606
1151 |  |  |  | Cholla | F12 |  | 244940.1571 | 87709.8204 | 69182.3934 | 19220.8096 | 306.4526 | 40501.4413 | 190.4873 | 2171.8484 | 64.936 | 68.4604 | 16704.3988 | 5074.2039 | 3744.9049 | 0 | 1607
1152 |  |  |  | Simple Cycle Combustion Turbine | F12 |  | 3140.9419 | 1124.7296 | 887.1468 | 246.4743 | 3.9297 | 519.3623 | 2.4427 | 27.8503 | 0.83269 | 0.87789 | 214.2056 | 65.0681 | 48.0221 | 0 | 1608
1153 |  |  | Total Communication Equipment |  |  |  | 52234567.7927 | 17760033.3652 | 14641846.0625 | 4197194.5717 | 94595.9082 | 9311629.9493 | 44653.4019 | 477060.0111 | 14724.3509 | 20570.03 | 3458453.9495 | 1157294.1755 | 1056512.017 | 0
1154
1155 |  | Distribution - METER - Unbundled |  |  |  |  | D: GENERAL PLANT
1156
1157 |  | A |  | B | C |  | D | E | F | G | H | I | J | K | L | M | N | O | P
1158 |  | FERC ACCT |  | DESCRIPTION | COS Factor |  | Utah Jurisdiction Normalized | Residential Sch 1 | General Large Dist. Sch 6 | General +1 MW Sch 8 | Street & Area Lighting Sch. 7,11,12 | General Trans Sch 9 | General Secondary Sch 22 | Irrigation Sch 10 | Traffic Signals Sch 15 | Outdoor Lighting Sch 15 | General Small Dist. Sch 23 | Industrial Cust 1 | Industrial Cust 2
1159 |  | 398 | Misc. Equipment
1160 |  |  |  | Situs | F107T |  | 245433.2803 | 83427.4553 | 68794.7799 | 19723.4585 | 445.1312 | 43767.4511 | 209.9022 | 2241.8619 | 69.2046 | 96.7858 | 16247.8244 | 5439.4358 | 4969.9896 | 0 | 1612
1161 |  |  |  | System Generation | F105T |  | 0 | 0 | 0 | 0 | 0 | 0 | 0 | 0 | 0 | 0 | 0 | 0 | 0 | 0 | 1613
1162 |  |  |  | System Generation | F105T |  | 0 | 0 | 0 | 0 | 0 | 0 | 0 | 0 | 0 | 0 | 0 | 0 | 0 | 0 | 1614
1163 |  |  |  | Customer - System | F42 |  | 0 | 0 | 0 | 0 | 0 | 0 | 0 | 0 | 0 | 0 | 0 | 0 | 0 | 0 | 1615
1164 |  |  |  | System Overheads | F102T |  | 208536.0813 | 70885.3932 | 58452.5204 | 16758.3334 | 378.2124 | 37187.6737 | 178.3466 | 1904.8317 | 58.8007 | 82.2355 | 13805.2086 | 4621.6985 | 4222.8265 | 0 | 1616
1165 |  |  |  | System Energy | F30 |  | 0 | 0 | 0 | 0 | 0 | 0 | 0 | 0 | 0 | 0 | 0 | 0 | 0 | 0 | 1617
1166 |  |  |  | Simple Cycle Combustion Turbine | F105T |  | 480002.0475 | 163161.8552 | 134544.2443 | 38573.8252 | 870.5579 | 85597.463 | 410.5128 | 4384.4841 | 135.3457 | 189.2872 | 31776.4119 | 10638.0859 | 9719.9744 | 0 | 1618
1167 |  |  | Total Misc. Equipment |  |  |  | 933971.4091 | 317474.7037 | 261791.5446 | 75055.6171 | 1693.9015 | 166552.5878 | 798.7616 | 8531.1777 | 263.3511 | 368.3084 | 61829.4449 | 20699.2203 | 18912.7905 | 0
1168
1169 |  | 399 | Coal Mine |  | F30 |  | 0 | 0 | 0 | 0 | 0 | 0 | 0 | 0 | 0 | 0 | 0 | 0 | 0 | 0 | 1626
1170 |  | 399L | WIDCO Capital Lease |  | F30 |  | 0 | 0 | 0 | 0 | 0 | 0 | 0 | 0 | 0 | 0 | 0 | 0 | 0 | 0 | 1629
1171 |  |  | Remove Capital Lease |  | F30 |  | 0 | 0 | 0 | 0 | 0 | 0 | 0 | 0 | 0 | 0 | 0 | 0 | 0 | 0 | 1632
1172
1173 |  | 390L | General Capital Lease
1174 |  |  |  | Situs | F107T |  | 0 | 0 | 0 | 0 | 0 | 0 | 0 | 0 | 0 | 0 | 0 | 0 | 0 | 0 | 1637
1175 |  |  |  | System Generation | F105T |  | 0 | 0 | 0 | 0 | 0 | 0 | 0 | 0 | 0 | 0 | 0 | 0 | 0 | 0 | 1638
1176 |  |  |  | System Overheads | F102T |  | 0 | 0 | 0 | 0 | 0 | 0 | 0 | 0 | 0 | 0 | 0 | 0 | 0 | 0 | 1639
1177
1178 |  |  | Remove Capital Lease |  |  |  | 0 | 0 | 0 | 0 | 0 | 0 | 0 | 0 | 0 | 0 | 0 | 0 | 0
1179
1180 |  | 392L | General Vehicles Capital Lease |  | F30 |  | 0 | 0 | 0 | 0 | 0 | 0 | 0 | 0 | 0 | 0 | 0 | 0 | 0 | 0 | 1646
1181 |  |  | Remove Capital Lease |  | F30 |  | 0 | 0 | 0 | 0 | 0 | 0 | 0 | 0 | 0 | 0 | 0 | 0 | 0 | 0 | 1649
1182
1183 |  | G00 | Unclassified Gen Plant - Acct 300 |  | F102T |  | 780088.3953 | 265166.9309 | 218658.2415 | 62689.3022 | 1414.8108 | 139111.0474 | 667.156 | 7125.5636 | 219.9608 | 307.6252 | 51642.3008 | 17288.775 | 15796.681 | 0 | 1659
1184 |  | GV0 | Unclassified Gen Veh - Acct 300 |  | F102T |  | 0 | 0 | 0 | 0 | 0 | 0 | 0 | 0 | 0 | 0 | 0 | 0 | 0 | 0 | 1667
1185
1186 |  | TOTAL GENERAL PLANT |  |  |  |  | 125009039.8847 | 42508925.5382 | 35041834.849 | 10044289.1825 | 226228.8093 | 22281119.3628 | 106843.4953 | 1141635.3656 | 35233.8673 | 49195.944 | 8277425.8253 | 2769252.0933 | 2527055.5522 | 0
1187
1188
1189
1190 | [6 empty] | D: INTANGIBLE PLANT
1191
1192 |  | 301 | Organization
1193 |  |  |  | Situs | F107T |  | 0 | 0 | 0 | 0 | 0 | 0 | 0 | 0 | 0 | 0 | 0 | 0 | 0 | 0 | 1672
1194 |  |  |  | System Overheads | F102T |  | 0 | 0 | 0 | 0 | 0 | 0 | 0 | 0 | 0 | 0 | 0 | 0 | 0 | 0 | 1673
1195 |  |  |  | System Generation | F105T |  | 0 | 0 | 0 | 0 | 0 | 0 | 0 | 0 | 0 | 0 | 0 | 0 | 0 | 0 | 1674
1196 |  |  | Total Organization |  |  |  | 0 | 0 | 0 | 0 | 0 | 0 | 0 | 0 | 0 | 0 | 0 | 0 | 0 | 0
1197
1198 |  | 302 | Franchise & Consent
1199 |  |  |  | Situs | F107T |  | 0 | 0 | 0 | 0 | 0 | 0 | 0 | 0 | 0 | 0 | 0 | 0 | 0 | 0 | 1677
1200 |  |  |  | System Generation | F105T |  | 568179.3609 | 193135.0066 | 159260.2847 | 45659.9122 | 1030.4811 | 101321.8841 | 485.9248 | 5189.9223 | 160.209 | 224.0596 | 37613.8008 | 12592.3231 | 11505.5527 | 0 | 1678
1201 |  |  |  | System Generation | F105T |  | 5374928.0255 | 1827040.5984 | 1506588.6347 | 431938.8539 | 9748.2624 | 958496.334 | 4596.8068 | 49096.2203 | 1515.5635 | 2119.5843 | 355823.3294 | 119122.2965 | 108841.5413 | 0 | 1679
1202 |  |  |  | System Generation | F105T |  | 497236.5785 | 169020.2011 | 139375.0715 | 39958.823 | 901.8154 | 88670.8502 | 425.2523 | 4541.9095 | 140.2053 | 196.0835 | 32917.3477 | 11020.0477 | 10068.9712 | 0 | 1680
1203 |  |  |  | System Generation | F105T |  | 0 | 0 | 0 | 0 | 0 | 0 | 0 | 0 | 0 | 0 | 0 | 0 | 0 | 0 | 1681
1204 |  |  |  | System Generation | F105T |  | 0 | 0 | 0 | 0 | 0 | 0 | 0 | 0 | 0 | 0 | 0 | 0 | 0 | 0 | 1682
1205 |  |  | Total Franchise & Consent |  |  |  | 6440343.9649 | 2189195.8061 | 1805223.9909 | 517557.5892 | 11680.5589 | 1148489.0682 | 5507.9839 | 58828.0521 | 1815.9779 | 2539.7274 | 426354.4779 | 142734.6673 | 130416.0652 | 0
1206
1207 |  | 303 | Miscellaneous Intangible Plant
1208 |  |  |  | Situs | F107T |  | -1639834.7495 | -557411.1221 | -459644.5542 | -131780.0609 | -2974.0937 | -292427.2824 | -1402.438 | -14978.7472 | -462.3827 | -646.6632 | -108558.0044 | -36342.9762 | -33206.4245 | 0 | 1686
1209 |  |  |  | System Generation | F105T |  | 8316747.1846 | 2827021.0653 | 2331178.5249 | 668348.7165 | 15083.706 | 1483102.9642 | 7112.7427 | 75967.6873 | 2345.0656 | 3279.6806 | 550573.4511 | 184320.6121 | 168412.9682 | 0 | 1687
1210 |  |  |  | System Overheads | F102T |  | 29412191.566 | 9997765.1464 | 8244217.0993 | 2363616.4533 | 53343.5538 | 5244996.334 | 25154.2276 | 268659.8646 | 8293.3288 | 11598.5963 | 1947104.0128 | 651850.1805 | 595592.7686 | 0 | 1688
1211 |  |  |  | Energy | F30 |  | 0 | 0 | 0 | 0 | 0 | 0 | 0 | 0 | 0 | 0 | 0 | 0 | 0 | 0 | 1689
1212 |  |  |  | Customer - System | F42 |  | 0 | 0 | 0 | 0 | 0 | 0 | 0 | 0 | 0 | 0 | 0 | 0 | 0 | 0 | 1690
1213 |  |  |  | Simple Cycle Combustion Turbine | F12 |  | 0 | 0 | 0 | 0 | 0 | 0 | 0 | 0 | 0 | 0 | 0 | 0 | 0 | 0 | 1691
1214 |  |  |  | System Generation | F105T |  | 0 | 0 | 0 | 0 | 0 | 0 | 0 | 0 | 0 | 0 | 0 | 0 | 0 | 0 | 1692
1215 |  |  | Total Miscellaneous Intangible Plant |  |  |  | 36089104.0011 | 12267375.0896 | 10115751.0699 | 2900185.109 | 65453.1661 | 6435672.0158 | 30864.5323 | 329648.8047 | 10176.0117 | 14231.6137 | 2389119.4595 | 799827.8165 | 730799.3123 | 0
1216
1217 |  | I00 | Unclass Intangible Plant - Acct 300 |  | F102T |  | 0 | 0 | 0 | 0 | 0 | 0 | 0 | 0 | 0 | 0 | 0 | 0 | 0 | 0 | 1703
1218
1219 |  | TOTAL INTANGIBLE PLANT |  |  |  |  | 42529447.966 | 14456570.8957 | 11920975.0609 | 3417742.6982 | 77133.7249 | 7584161.084 | 36372.5162 | 388476.8568 | 11991.9896 | 16771.3411 | 2815473.9374 | 942562.4838 | 861215.3775 | 0
1220
1221
1222 |  | TOTAL ELECTRIC PLANT IN SERVICE |  |  |  |  | 2165221645.265 | 769563963.7288 | 609035189.8669 | 169621506.4031 | 2793136.8014 | 366328115.9408 | 1690830.1744 | 19175295.2975 | 574798.7179 | 622173.9308 | 146807793.8625 | 45195088.6704 | 33813751.8704 | 0
1223
1224
1225 |  | Distribution - METER - Unbundled |  |  |  |  | D: MISC RATE BASE
1226
1227 |  | A |  | B | C |  | D | E | F | G | H | I | J | K | L | M | N | O | P
1228 |  | FERC ACCT |  | DESCRIPTION | COS Factor |  | Utah Jurisdiction Normalized | Residential Sch 1 | General Large Dist. Sch 6 | General +1 MW Sch 8 | Street & Area Lighting Sch. 7,11,12 | General Trans Sch 9 | General Secondary Sch 22 | Irrigation Sch 10 | Traffic Signals Sch 15 | Outdoor Lighting Sch 15 | General Small Dist. Sch 23 | Industrial Cust 1 | Industrial Cust 2
1229 |  | 105 | Plant Held For Future Use
1230 |  |  |  | Situs | F20 |  | 0 | 0 | 0 | 0 | 0 | 0 | 0 | 0 | 0 | 0 | 0 | 0 | 0 | 0 | 1711
1231 |  |  |  | System Generation | F12 |  | 0 | 0 | 0 | 0 | 0 | 0 | 0 | 0 | 0 | 0 | 0 | 0 | 0 | 0 | 1712
1232 |  |  |  | System Generation | F12 |  | 1124669.4774 | 402729.2179 | 317658.5137 | 88254.4461 | 1407.1106 | 185966.7903 | 874.6433 | 9972.2791 | 298.1609 | 314.3435 | 76700.0712 | 23298.7612 | 17195.1396 | 0 | 1713
1233 |  |  |  | System Generation | F12 |  | 0 | 0 | 0 | 0 | 0 | 0 | 0 | 0 | 0 | 0 | 0 | 0 | 0 | 0 | 1714
1234 |  |  |  | Energy | F30 |  | 0 | 0 | 0 | 0 | 0 | 0 | 0 | 0 | 0 | 0 | 0 | 0 | 0 | 0 | 1715
1235 |  |  |  | General | F102 |  | 0 | 0 | 0 | 0 | 0 | 0 | 0 | 0 | 0 | 0 | 0 | 0 | 0 | 0 | 1716
1236 |  |  | Total Plant Held For Future Use |  |  |  | 1124669.4774 | 402729.2179 | 317658.5137 | 88254.4461 | 1407.1106 | 185966.7903 | 874.6433 | 9972.2791 | 298.1609 | 314.3435 | 76700.0712 | 23298.7612 | 17195.1396 | 0
1237
1238 |  | 114 | Electric Plant Acquisition Adjust |  | F12 |  | 0 | 0 | 0 | 0 | 0 | 0 | 0 | 0 | 0 | 0 | 0 | 0 | 0 | 0 | 1723
1239
1240 |  | 115 | Accum Prov for Asset Acquisition Adj |  | F12 |  | 0 | 0 | 0 | 0 | 0 | 0 | 0 | 0 | 0 | 0 | 0 | 0 | 0 | 0 | 1729
1241
1242 |  | 128 | Pensions |  | F102T |  | 0 | 0 | 0 | 0 | 0 | 0 | 0 | 0 | 0 | 0 | 0 | 0 | 0 | 0 | 1732
1243
1244 |  | 124 | Weatherization |  | F11 |  | 0 | 0 | 0 | 0 | 0 | 0 | 0 | 0 | 0 | 0 | 0 | 0 | 0 | 0 | 1754
1245
1246 |  | 151 | Fuel Stock |  | F30 |  | 0 | 0 | 0 | 0 | 0 | 0 | 0 | 0 | 0 | 0 | 0 | 0 | 0 | 0 | 1757
1247 |  |  |  | Cholla | F30 |  | 0 | 0 | 0 | 0 | 0 | 0 | 0 | 0 | 0 | 0 | 0 | 0 | 0 | 0 | 1759
1248 |  |  |  | Total Fuel Stock |  |  | 0 | 0 | 0 | 0 | 0 | 0 | 0 | 0 | 0 | 0 | 0 | 0 | 0 | 0
1249
1250 |  | 152 | Fuel Stock - Undistributed |  | F30 |  | 0 | 0 | 0 | 0 | 0 | 0 | 0 | 0 | 0 | 0 | 0 | 0 | 0 | 0 | 1763
1251
1252 |  | 25316 | DG&T Working Capital Deposit |  | F30 |  | 0 | 0 | 0 | 0 | 0 | 0 | 0 | 0 | 0 | 0 | 0 | 0 | 0 | 0 | 1768
1253
1254 |  | 25317 | DG&T Working Capital Deposit |  | F30 |  | 0 | 0 | 0 | 0 | 0 | 0 | 0 | 0 | 0 | 0 | 0 | 0 | 0 | 0 | 1772
1255
1256 |  | 25319 | Provo Working Capital Deposit |  | F30 |  | 0 | 0 | 0 | 0 | 0 | 0 | 0 | 0 | 0 | 0 | 0 | 0 | 0 | 0 | 1776
1257
1258 |  | 154 | Materials and Supplies |  | F102T |  | 337211.2917 | 114624.5526 | 94520.0935 | 27098.9041 | 611.5848 | 60133.9749 | 288.3937 | 3080.1901 | 95.0832 | 132.9781 | 22323.5816 | 7473.4737 | 6828.4815 | 0 | 1794
1259
1260 |  | 163 | Stores Expense Undistributed |  | F102T |  | 0 | 0 | 0 | 0 | 0 | 0 | 0 | 0 | 0 | 0 | 0 | 0 | 0 | 0 | 1797
1261
1262 |  | 25318 | Provo Working Capital Deposit |  | F102T |  | -398.5789 | -135.4846 | -111.7214 | -32.0305 | -0.72288 | -71.0775 | -0.34088 | -3.6407 | -0.11239 | -0.15718 | -26.3862 | -8.8335 | -8.0712 | 0 | 1802
1263
1264 |  | 165 | Prepayments |  | F102T |  | 0 | 0 | 0 | 0 | 0 | 0 | 0 | 0 | 0 | 0 | 0 | 0 | 0 | 0 | 1809
1265 |  |  |  | General Plant | F102T |  | 434257.6821 | 147612.4725 | 121722.1301 | 34897.726 | 787.5934 | 77439.9944 | 371.3908 | 3966.6412 | 122.4472 | 171.248 | 28748.1085 | 9624.2726 | 8793.6574 | 0 | 1810
1266 |  |  |  | System Generation | F102T |  | 361724.1253 | 122956.9325 | 101391.0239 | 29068.7993 | 656.0426 | 64505.282 | 309.3578 | 3304.0977 | 101.995 | 142.6447 | 23946.3453 | 8016.7415 | 7324.863 | 0 | 1811
1267 |  |  |  | System Energy | F30 |  | 0 | 0 | 0 | 0 | 0 | 0 | 0 | 0 | 0 | 0 | 0 | 0 | 0 | 0 | 1812
1268 |  |  |  | System Overheads | F102T |  | 1697643.8236 | 577061.5295 | 475848.398 | 136425.7017 | 3078.9394 | 302736.2178 | 1451.8782 | 15506.7928 | 478.6831 | 669.46 | 112384.9984 | 37624.1747 | 34377.0502 | 0 | 1813
1269 |  |  |  | Total Prepayments |  |  | 2493625.631 | 847630.9345 | 698961.5521 | 200392.227 | 4522.5754 | 444681.4942 | 2132.6268 | 22777.5317 | 703.1253 | 983.3527 | 165079.4522 | 55265.1887 | 50495.5705 | 0
1270
1271 |  | 182 | Misc Regulatory Assets |  | F102T |  | -93504.6164 | -31784.0033 | -26209.2798 | -7514.1986 | -169.5851 | -16674.4246 | -79.9681 | -854.0995 | -26.3654 | -36.8732 | -6190.0594 | -2072.304 | -1893.4554 | 0 | 1817
1272 |  |  |  | System Generation | F102T |  | 242749.783 | 82515.2833 | 68042.5975 | 19507.8078 | 440.2642 | 43288.9103 | 207.6072 | 2217.35 | 68.4479 | 95.7275 | 16070.1754 | 5379.9626 | 4915.6492 | 0 | 1818
1273 |  |  |  | Simple Cycle Combustion Turbine | F102T |  | 0 | 0 | 0 | 0 | 0 | 0 | 0 | 0 | 0 | 0 | 0 | 0 | 0 | 0 | 1819
1274 |  |  |  | System Generation | F102T |  | 0 | 0 | 0 | 0 | 0 | 0 | 0 | 0 | 0 | 0 | 0 | 0 | 0 | 0 | 1820
1275 |  |  |  | Energy | F30 |  | 0 | 0 | 0 | 0 | 0 | 0 | 0 | 0 | 0 | 0 | 0 | 0 | 0 | 0 | 1821
1276 |  |  |  | System Generation | F102T |  | 0 | 0 | 0 | 0 | 0 | 0 | 0 | 0 | 0 | 0 | 0 | 0 | 0 | 0 | 1822
1277 |  |  |  | System Overheads | F102T |  | 14893558.6414 | 5062604.7759 | 4174654.2601 | 1196873.0781 | 27011.7697 | 2655927.91 | 12737.4379 | 136042.2748 | 4199.5231 | 5873.2235 | 985962.1555 | 330079.7517 | 301592.481 | 0 | 1823
1278 |  |  |  | Total Misc Regulatory Assets |  |  | 15042803.808 | 5113336.0559 | 4216487.5778 | 1208866.6873 | 27282.4489 | 2682542.3957 | 12865.077 | 137405.5254 | 4241.6057 | 5932.0778 | 995842.2715 | 333387.4103 | 304614.6748 | 0
1279
1280 |  | 186 | Misc Deferred Debits |  | F102T |  | 0 | 0 | 0 | 0 | 0 | 0 | 0 | 0 | 0 | 0 | 0 | 0 | 0 | 0 | 1827
1281 |  |  |  | System Generation | F102T |  | 0 | 0 | 0 | 0 | 0 | 0 | 0 | 0 | 0 | 0 | 0 | 0 | 0 | 0 | 1828
1282 |  |  |  | System Generation | F102T |  | 0 | 0 | 0 | 0 | 0 | 0 | 0 | 0 | 0 | 0 | 0 | 0 | 0 | 0 | 1829
1283 |  |  |  | System Generation | F102T |  | 4093862.4859 | 1391581.9766 | 1147506.8436 | 328990.1301 | 7424.8521 | 730047.3915 | 3501.1994 | 37394.5797 | 1154.3427 | 1614.4005 | 271016.0532 | 90730.5732 | 82900.1432 | 0 | 1830
1284 |  |  |  | System Overheads | F102T |  | 7558.2455 | 2569.1919 | 2118.571 | 607.3942 | 13.708 | 1347.8414 | 6.464 | 69.0393 | 2.1312 | 2.9806 | 500.3602 | 167.5103 | 153.0534 | 0 | 1831
1285 |  |  |  | System Energy | F30 |  | 0 | 0 | 0 | 0 | 0 | 0 | 0 | 0 | 0 | 0 | 0 | 0 | 0 | 0 | 1832
1286 |  |  |  | System Net Steam Plant | F102T |  | 0 | 0 | 0 | 0 | 0 | 0 | 0 | 0 | 0 | 0 | 0 | 0 | 0 | 0 | 1833
1287 |  |  |  | Excise Tax | F102T |  | 0 | 0 | 0 | 0 | 0 | 0 | 0 | 0 | 0 | 0 | 0 | 0 | 0 | 0 | 1834
1288 |  |  |  | Total Misc Deferred Debits |  |  | 4101420.7314 | 1394151.1685 | 1149625.4147 | 329597.5242 | 7438.5602 | 731395.2329 | 3507.6635 | 37463.619 | 1156.4739 | 1617.3811 | 271516.4134 | 90898.0835 | 83053.1966 | 0
1289
1290 |  | CWC | Cash Working Capital |  |  |  | 1204404.7415 | 427768.4192 | 359935.6758 | 95463.5562 | 2012.5311 | 180946.6093 | 1026.3566 | 10234.4357 | 354.1146 | 430.3227 | 87047.0316 | 21023.3289 | 18162.3598 | 0
1291
1292 |  | OWC | Other Working Capital |  | F137T |  | 2036382.3458 | 699577.8014 | 570676.8849 | 163409.3321 | 4044.3751 | 355414.3663 | 1740.7216 | 18743.2065 | 586.1914 | 811.4675 | 135633.5655 | 44575.7344 | 41168.699 | 0 | 1854
1293 |  |  |  | Total Other Working Capital |  |  | 2036382.3458 | 699577.8014 | 570676.8849 | 163409.3321 | 4044.3751 | 355414.3663 | 1740.7216 | 18743.2065 | 586.1914 | 811.4675 | 135633.5655 | 44575.7344 | 41168.699 | 0
1294
1295 |  | 18222 | Nuclear Plant |  | F12 |  | 0 | 0 | 0 | 0 | 0 | 0 | 0 | 0 | 0 | 0 | 0 | 0 | 0 | 0 | 1868
1296
1297 |  | 1869 | Misc Deferred Debits-Trojan |  | F12 |  | 0 | 0 | 0 | 0 | 0 | 0 | 0 | 0 | 0 | 0 | 0 | 0 | 0 | 0 | 1873
1298
1299 |  | 141 | Impact Housing - Notes Receivable |  | F30 |  | 0 | 0 | 0 | 0 | 0 | 0 | 0 | 0 | 0 | 0 | 0 | 0 | 0 | 0 | 1876
1300 |  | TOTAL RATE BASE ADDITIONS |  |  |  |  | 26340119.448 | 8999682.6654 | 7407753.9911 | 2113050.6466 | 47318.4632 | 4641009.786 | 22435.1415 | 239673.1466 | 7434.6426 | 10221.7661 | 1754116.0008 | 575913.1473 | 521510.0507 | 0
1301
1302 |  | Distribution - METER - Unbundled
1303
1304 |  | A |  | B | C |  | D | E | F | G | H | I | J | K | L | M | N | O | P
1305 |  | FERC ACCT |  | DESCRIPTION | COS Factor |  | Utah Jurisdiction Normalized | Residential Sch 1 | General Large Dist. Sch 6 | General +1 MW Sch 8 | Street & Area Lighting Sch. 7,11,12 | General Trans Sch 9 | General Secondary Sch 22 | Irrigation Sch 10 | Traffic Signals Sch 15 | Outdoor Lighting Sch 15 | General Small Dist. Sch 23 | Industrial Cust 1 | Industrial Cust 2
1306
1307 |  | 235 | Customer Service Deposits |  | F51 |  | 0 | 0 | 0 | 0 | 0 | 0 | 0 | 0 | 0 | 0 | 0 | 0 | 0 | 0 | 1886
1308
1309 |  | 2281 | Accum Prov for Property Insurance |  | F102T |  | -590443.6796 | -200703.0733 | -165500.9579 | -47449.1128 | -1070.8608 | -105292.2197 | -504.9659 | -5393.2914 | -166.4869 | -232.8394 | -39087.7115 | -13085.7579 | -11956.402 | 0 | 1891
1310
1311 |  | 2282 | Accum Prov for Injuries & Damages |  | F102T |  | 338860.6133 | 115185.1885 | 94982.3972 | 27231.4465 | 614.5761 | 60428.0939 | 289.8042 | 3095.2555 | 95.5482 | 133.6285 | 22432.7677 | 7510.027 | 6861.8801 | 0 | 1895
1312
1313 |  | 2283 | Accum Prov for Pension & Benefits |  | F102T |  | -19716361.8685 | -6701967.6198 | -5526482.693 | -1584442.1932 | -35758.6685 | -3515965.3264 | -16862.0503 | -180095.22 | -5559.4046 | -7775.0793 | -1305234.5054 | -436965.5357 | -399253.5723 | 0 | 1900
1314
1315 |  | 25335 | Accum Prov for Pension & Benefits |  | F30 |  | 0 | 0 | 0 | 0 | 0 | 0 | 0 | 0 | 0 | 0 | 0 | 0 | 0 | 0 | 1905
1316
1317 |  | 22844 | Accum Hydro Relicensing Obligation |  | F12 |  | 0 | 0 | 0 | 0 | 0 | 0 | 0 | 0 | 0 | 0 | 0 | 0 | 0 | 0 | 1909
1318
1319 |  | 254 | Reg Liabilities - Insurance Provision |  | F30 |  | -63474.1375 | -18449.0397 | -17657.1389 | -5539.4661 | -224.011 | -13019.0541 | -69.8874 | -639.6553 | -21.3839 | -47.2862 | -3886.4485 | -1670.9688 | -2249.7976 | 0 | 1912
1320 |  | 254 |  | Situs | F102T |  | 0 | 0 | 0 | 0 | 0 | 0 | 0 | 0 | 0 | 0 | 0 | 0 | 0 | 0 | 1913
1321
1322 |  | 22842 | Accum Misc Oper Prov - Trojan |  | F12 |  | 0 | 0 | 0 | 0 | 0 | 0 | 0 | 0 | 0 | 0 | 0 | 0 | 0 | 0 | 1918
1323
1324 |  | 252 | Customer Advances for Const |  | F50 |  | -8275920.2736 | -4099798.3801 | -172084.3018 | -593940.5138 | -82207.219 | -1509402.9083 | 0 | -109037.9148 | -40181.7293 | -60059.6349 | -1609207.6717 | 0 | 0 | 0 | 1926
1325
1326 |  | 25398 | SO2 Emissions |  | F30 |  | 0 | 0 | 0 | 0 | 0 | 0 | 0 | 0 | 0 | 0 | 0 | 0 | 0 | 0 | 1929
1327
1328 |  | 25399 | Other Deferred Credits |  | F12 |  | -1088254.0187 | -389689.3253 | -307373.1092 | -85396.8722 | -1361.55 | -179945.407 | -846.3233 | -9649.3885 | -288.5068 | -304.1654 | -74216.6142 | -22544.3751 | -16638.3815 | 0 | 1937
1329
1330 |  | 190 | Accum Deferred Income Taxes |  | F104T |  | 0 | 0 | 0 | 0 | 0 | 0 | 0 | 0 | 0 | 0 | 0 | 0 | 0 | 0 | 1940
1331 |  |  |  | Customer System | F42 |  | 0 | 0 | 0 | 0 | 0 | 0 | 0 | 0 | 0 | 0 | 0 | 0 | 0 | 0 | 1941
1332 |  |  |  | Labor | F138T |  | 4567644.9201 | 1552629.6666 | 1280307.7346 | 367064.136 | 8284.1298 | 814535.7277 | 3906.393 | 41722.2519 | 1287.9347 | 1801.235 | 302380.7231 | 101230.8165 | 92494.1713 | 0 | 1942
1333 |  |  |  | System Generation | F104T |  | 0 | 0 | 0 | 0 | 0 | 0 | 0 | 0 | 0 | 0 | 0 | 0 | 0 | 0 | 1943
1334 |  |  |  | IBT | F141 |  | 0 | 0 | 0 | 0 | 0 | 0 | 0 | 0 | 0 | 0 | 0 | 0 | 0 | 0 | 1944
1335 |  |  |  | Bad Debt Expense | F104T |  | 0 | 0 | 0 | 0 | 0 | 0 | 0 | 0 | 0 | 0 | 0 | 0 | 0 | 0 | 1947
1336 |  |  |  | TROJP | F104T |  | 0 | 0 | 0 | 0 | 0 | 0 | 0 | 0 | 0 | 0 | 0 | 0 | 0 | 0 | 1948
1337 |  |  |  | System Generation | F104T |  | 0 | 0 | 0 | 0 | 0 | 0 | 0 | 0 | 0 | 0 | 0 | 0 | 0 | 0 | 1949
1338 |  |  |  | Energy | F104T |  | 0 | 0 | 0 | 0 | 0 | 0 | 0 | 0 | 0 | 0 | 0 | 0 | 0 | 0 | 1950
1339 |  |  |  | System Net Plant | F104T |  | 0 | 0 | 0 | 0 | 0 | 0 | 0 | 0 | 0 | 0 | 0 | 0 | 0 | 0 | 1951
1340 |  |  |  | Division Net Plant Distribution | F104T |  | 0 | 0 | 0 | 0 | 0 | 0 | 0 | 0 | 0 | 0 | 0 | 0 | 0 | 0 | 1952
1341 |  |  |  | Simple Cycle Combustion Turbine | F12 |  | 0 | 0 | 0 | 0 | 0 | 0 | 0 | 0 | 0 | 0 | 0 | 0 | 0 | 0 | 1953
1342 |  |  |  | Total Accum Deferred Income Taxes |  |  | 4567644.9201 | 1552629.6666 | 1280307.7346 | 367064.136 | 8284.1298 | 814535.7277 | 3906.393 | 41722.2519 | 1287.9347 | 1801.235 | 302380.7231 | 101230.8165 | 92494.1713 | 0
1343
1344 |  | 281 | Accum Deferred Income Taxes |  | F104T |  | 0 | 0 | 0 | 0 | 0 | 0 | 0 | 0 | 0 | 0 | 0 | 0 | 0 | 0 | 1960
1345
1346 |  | 282 | Accum Deferred Income Taxes |  | F104T |  | -366556033.741 | -124599511.5324 | -102745504.4693 | -29457128.7902 | -664806.6487 | -65366662.2139 | -313490.5076 | -3348237.0715 | -103357.5707 | -144550.2479 | -24266244.0398 | -8123824.9762 | -7422715.6728 | 0 | 1963
1347 |  |  |  | DITBAL | F104T |  | -0.029937 | -0.010176 | -0.0083912 | -0.0024058 | -5.4295e-05 | -0.0053385 | -2.5603e-05 | -0.00027345 | -8.4412e-06 | -1.1805e-05 | -0.0019818 | -0.00066347 | -0.00060621 | 0 | 1964
1348 |  |  |  | System Net Plant | F104T |  | -797192.3451 | -270981.1534 | -223452.6842 | -64063.8686 | -1445.8329 | -142160.5374 | -681.7845 | -7281.8034 | -224.7838 | -314.3704 | -52774.6435 | -17667.8338 | -16143.0493 | 0 | 1965
1349 |  |  |  | Labor | F138T |  | -57566.0307 | -19567.7923 | -16135.7189 | -4626.1094 | -104.4049 | -10265.5941 | -49.2323 | -525.8256 | -16.2318 | -22.701 | -3810.9044 | -1275.812 | -1165.7041 | 0 | 1966
1350 |  |  |  | GPS | F104T |  | 0 | 0 | 0 | 0 | 0 | 0 | 0 | 0 | 0 | 0 | 0 | 0 | 0 | 0 | 1967
1351 |  |  |  | CIAC | F104T |  | 0 | 0 | 0 | 0 | 0 | 0 | 0 | 0 | 0 | 0 | 0 | 0 | 0 | 0 | 1968
1352 |  |  |  | SNPD | F104T |  | 0 | 0 | 0 | 0 | 0 | 0 | 0 | 0 | 0 | 0 | 0 | 0 | 0 | 0 | 1969
1353 |  |  |  | SCHMDEXP | F104T |  | 0 | 0 | 0 | 0 | 0 | 0 | 0 | 0 | 0 | 0 | 0 | 0 | 0 | 0 | 1970
1354 |  |  |  | TAXDEPR | F104T |  | 0 | 0 | 0 | 0 | 0 | 0 | 0 | 0 | 0 | 0 | 0 | 0 | 0 | 0 | 1971
1355 |  |  |  | DGP | F104T |  | 0 | 0 | 0 | 0 | 0 | 0 | 0 | 0 | 0 | 0 | 0 | 0 | 0 | 0 | 1972
1356 |  |  |  | IBT | F104T |  | 0 | 0 | 0 | 0 | 0 | 0 | 0 | 0 | 0 | 0 | 0 | 0 | 0 | 0 | 1973
1357 |  |  |  | SSGCT | F104T |  | 0 | 0 | 0 | 0 | 0 | 0 | 0 | 0 | 0 | 0 | 0 | 0 | 0 | 0 | 1974
1358 |  |  |  | SSGCH | F104T |  | 0 | 0 | 0 | 0 | 0 | 0 | 0 | 0 | 0 | 0 | 0 | 0 | 0 | 0 | 1975
1359 |  |  |  | SE | F104T |  | 0 | 0 | 0 | 0 | 0 | 0 | 0 | 0 | 0 | 0 | 0 | 0 | 0 | 0 | 1976
1360 |  |  |  | SG | F104T |  | 0 | 0 | 0 | 0 | 0 | 0 | 0 | 0 | 0 | 0 | 0 | 0 | 0 | 0 | 1977
1361 |  |  |  | Total Accum Deferred Income Taxes |  |  | -367410792.1468 | -124890060.4883 | -102985092.8808 | -29525818.7706 | -666356.8865 | -65519088.3507 | -314221.5244 | -3356044.7007 | -103598.5864 | -144887.3192 | -24322829.5896 | -8142768.6227 | -7440024.4267 | 0
1362
1363
1364 |  | 283 | Accum Deferred Income Taxes |  | F104T |  | -1278593.8847 | -434618.8818 | -358389.3364 | -102750.1971 | -2318.9298 | -228007.1991 | -1093.4946 | -11679.0751 | -360.5243 | -504.2096 | -84643.7335 | -28336.9307 | -25891.3727 | 0 | 1981
1365 |  |  |  | System Generation | F104T |  | 0 | 0 | 0 | 0 | 0 | 0 | 0 | 0 | 0 | 0 | 0 | 0 | 0 | 0 | 1982
1366 |  |  |  | Energy | F104T |  | 0 | 0 | 0 | 0 | 0 | 0 | 0 | 0 | 0 | 0 | 0 | 0 | 0 | 0 | 1983
1367 |  |  |  | Labor | F138T |  | -6091777.5241 | -2070711.4216 | -1707521.0569 | -489546.165 | -11048.3798 | -1086330.1604 | -5209.879 | -55644.1407 | -1717.6929 | -2402.2715 | -403279.1788 | -135009.5341 | -123357.6435 | 0 | 1984
1368 |  |  |  | General Plant | F104T |  | -648302.342 | -220370.551 | -181718.878 | -52098.7893 | -1175.7976 | -115609.5011 | -554.449 | -5921.7957 | -182.8014 | -255.656 | -42918.03 | -14368.0482 | -13128.0446 | 0 | 1985
1369 |  |  |  | System Net Plant | F104T |  | -169835.9729 | -57730.5441 | -47604.9529 | -13648.3366 | -308.0241 | -30286.2582 | -145.2492 | -1551.3347 | -47.8885 | -66.9743 | -11243.2501 | -3764.0022 | -3439.1581 | 0 | 1986
1370 |  |  |  | TROJP | F104T |  | 0 | 0 | 0 | 0 | 0 | 0 | 0 | 0 | 0 | 0 | 0 | 0 | 0 | 0 | 1987
1371 |  |  |  | System Generation | F104T |  | 0 | 0 | 0 | 0 | 0 | 0 | 0 | 0 | 0 | 0 | 0 | 0 | 0 | 0 | 1988
1372 |  |  |  | Simple Cycle Combustion Turbine | F104T |  | 0 | 0 | 0 | 0 | 0 | 0 | 0 | 0 | 0 | 0 | 0 | 0 | 0 | 0 | 1989
1373 |  |  |  | System Generation | F104T |  | 0 | 0 | 0 | 0 | 0 | 0 | 0 | 0 | 0 | 0 | 0 | 0 | 0 | 0 | 1990
1374 |  |  |  | Total Accum Deferred Income Taxes |  |  | -8188509.7238 | -2783431.3985 | -2295234.2243 | -658043.4881 | -14851.1313 | -1460233.1188 | -7003.0718 | -74796.3461 | -2308.9072 | -3229.1114 | -542084.1924 | -181478.5152 | -165816.2188 | 0
1375
1376 |  | 255 | Accum Investment Tax Credit |  | F104T |  | -27892.5278 | -9481.2117 | -7818.264 | -2241.4957 | -50.5875 | -4973.9774 | -23.8546 | -254.779 | -7.8648 | -10.9993 | -1846.5032 | -618.1702 | -564.8203 | 0 | 2004
1377 |  | TOTAL MISC RATE BASE DEDUCTIONS |  |  |  |  | -400455142.8429 | -137425765.6817 | -110101953.4381 | -32108576.33 | -792982.2088 | -71432956.5409 | -335335.4805 | -3691093.7885 | -150749.387 | -214611.5715 | -27573579.7458 | -8690391.1022 | -7937147.5679 | 0
1378
1379 | [6 empty] | D: ACCUMULATED DEPRECIATION
1380 | [6 empty] | D: PRODUCTION PLANT
1381
1382 |  | 108SP | Steam Prod Accumulated Depr |  | F12 |  | 0 | 0 | 0 | 0 | 0 | 0 | 0 | 0 | 0 | 0 | 0 | 0 | 0 | 0 | 2016
1383
1384 |  | 108NP | Nuclear Prod Accumulated Depr |  | F12 |  | 0 | 0 | 0 | 0 | 0 | 0 | 0 | 0 | 0 | 0 | 0 | 0 | 0 | 0 | 2022
1385
1386 |  | 108HP | Hydraulic Prod Accum Depr |  | F12 |  | 0 | 0 | 0 | 0 | 0 | 0 | 0 | 0 | 0 | 0 | 0 | 0 | 0 | 0 | 2030
1387
1388 |  | 108OP | Other Production - Accum Depr |  | F12 |  | 0 | 0 | 0 | 0 | 0 | 0 | 0 | 0 | 0 | 0 | 0 | 0 | 0 | 0 | 2033
1389 |  |  |  | Simple Cycle Combustion Turbine | F12 |  | 0 | 0 | 0 | 0 | 0 | 0 | 0 | 0 | 0 | 0 | 0 | 0 | 0 | 0 | 2034
1390 |  |  |  | Wind Generation | F12 |  | 0 | 0 | 0 | 0 | 0 | 0 | 0 | 0 | 0 | 0 | 0 | 0 | 0 | 0 | 2035
1391 |  |  |  | System Generation | F12 |  | 0 | 0 | 0 | 0 | 0 | 0 | 0 | 0 | 0 | 0 | 0 | 0 | 0 | 0 | 2036
1392 |  |  |  | System Generation | F12 |  | 0 | 0 | 0 | 0 | 0 | 0 | 0 | 0 | 0 | 0 | 0 | 0 | 0 | 0 | 2037
1393 |  |  |  | Total Other Production - Accum Depr |  |  | 0 | 0 | 0 | 0 | 0 | 0 | 0 | 0 | 0 | 0 | 0 | 0 | 0 | 0
1394
1395 |  | 108EP | Experimental Plant - Accum Depr |  | F12 |  | 0 | 0 | 0 | 0 | 0 | 0 | 0 | 0 | 0 | 0 | 0 | 0 | 0 | 0 | 2043
1396
1397
1398
1399 |  | TOTAL PRODUCTION PLANT DEPRECIATION |  |  |  |  | 0 | 0 | 0 | 0 | 0 | 0 | 0 | 0 | 0 | 0 | 0 | 0 | 0 | 0
1400
1401
1402 | [6 empty] | D: TRANSMISSION PLANT
1403
1404 |  | 108TP | Transmission Plant Accum Depr |  | F106 |  | -535159288.4044 | -181910853.8509 | -150004781.0581 | -43006360.0115 | -970594.0547 | -95433504.1472 | -457684.9878 | -4888307.0012 | -150898.376 | -211038.2191 | -35427852.9566 | -11860512.9435 | -10836900.7978 | 0 | 2051
1405
1406
1407 | [6 empty] | D: DISTRIBUTION PLANT
1408
1409 |  | 108360 | Land and Land Rights |  | F118 |  | 0 | 0 | 0 | 0 | 0 | 0 | 0 | 0 | 0 | 0 | 0 | 0 | 0 | 0 | 2055
1410
1411 |  | 108361 | Structures and Improvements |  | F119 |  | 0 | 0 | 0 | 0 | 0 | 0 | 0 | 0 | 0 | 0 | 0 | 0 | 0 | 0 | 2059
1412
1413 |  | 108362 | Station Equipment |  | F120 |  | 0 | 0 | 0 | 0 | 0 | 0 | 0 | 0 | 0 | 0 | 0 | 0 | 0 | 0 | 2063
1414
1415 |  | Distribution - METER - Unbundled
1416
1417 |  | A |  | B | C |  | D | E | F | G | H | I | J | K | L | M | N | O | P
1418 |  | FERC ACCT |  | DESCRIPTION | COS Factor |  | Utah Jurisdiction Normalized | Residential Sch 1 | General Large Dist. Sch 6 | General +1 MW Sch 8 | Street & Area Lighting Sch. 7,11,12 | General Trans Sch 9 | General Secondary Sch 22 | Irrigation Sch 10 | Traffic Signals Sch 15 | Outdoor Lighting Sch 15 | General Small Dist. Sch 23 | Industrial Cust 1 | Industrial Cust 2
1419
1420 |  | 108364 | Poles, Towers & Fixtures |  | F121 |  | 0 | 0 | 0 | 0 | 0 | 0 | 0 | 0 | 0 | 0 | 0 | 0 | 0 | 0 | 2067
1421
1422 |  | 108365 | Overhead Conductors |  | F122 |  | 0 | 0 | 0 | 0 | 0 | 0 | 0 | 0 | 0 | 0 | 0 | 0 | 0 | 0 | 2071
1423
1424 |  | 108366 | Underground Conduit |  | F123 |  | 0 | 0 | 0 | 0 | 0 | 0 | 0 | 0 | 0 | 0 | 0 | 0 | 0 | 0 | 2075
1425
1426 |  | 108367 | Underground Conductors |  | F124 |  | 0 | 0 | 0 | 0 | 0 | 0 | 0 | 0 | 0 | 0 | 0 | 0 | 0 | 0 | 2079
1427
1428 |  | 108368 | Line Transformers |  | F125 |  | 0 | 0 | 0 | 0 | 0 | 0 | 0 | 0 | 0 | 0 | 0 | 0 | 0 | 0 | 2083
1429
1430 |  | 108369 | Services |  | F126 |  | 0 | 0 | 0 | 0 | 0 | 0 | 0 | 0 | 0 | 0 | 0 | 0 | 0 | 0 | 2087
1431
1432 |  | 108370 | Meters |  | F127 |  | 0 | 0 | 0 | 0 | 0 | 0 | 0 | 0 | 0 | 0 | 0 | 0 | 0 | 0 | 2091
1433
1434 |  | 108371 | Install on Customers' Premises |  | F128 |  | 0 | 0 | 0 | 0 | 0 | 0 | 0 | 0 | 0 | 0 | 0 | 0 | 0 | 0 | 2095
1435
1436 |  | 108372 | Leased Property |  | F129 |  | 0 | 0 | 0 | 0 | 0 | 0 | 0 | 0 | 0 | 0 | 0 | 0 | 0 | 0 | 2099
1437
1438 |  | 108373 | Street Lights |  | F130 |  | 0 | 0 | 0 | 0 | 0 | 0 | 0 | 0 | 0 | 0 | 0 | 0 | 0 | 0 | 2103
1439
1440 |  | 108D00 | Unclassified Dist Plant - Acct 300 |  | F121 |  | 0 | 0 | 0 | 0 | 0 | 0 | 0 | 0 | 0 | 0 | 0 | 0 | 0 | 0 | 2107
1441
1442 |  | 108DS | Unclassified Dist Sub - Acct 300 |  | F120 |  | 0 | 0 | 0 | 0 | 0 | 0 | 0 | 0 | 0 | 0 | 0 | 0 | 0 | 0 | 2111
1443
1444 |  | 108D | Unclassified Dist Sub - Acct 300 |  | F102T |  | 0 | 0 | 0 | 0 | 0 | 0 | 0 | 0 | 0 | 0 | 0 | 0 | 0 | 0 | 2115
1445
1446
1447 |  | TOTAL DISTRIBUTION PLANT DEPR |  |  |  |  | 0 | 0 | 0 | 0 | 0 | 0 | 0 | 0 | 0 | 0 | 0 | 0 | 0 | 0
1448
1449 | [6 empty] | D: GENERAL PLANT
1450 |  | 108GP | General Plant Accumulated Depr
1451 |  |  |  | Situs | F107T |  | -18528768.9704 | -6298282.1325 | -5193601.2191 | -1489005.0984 | -33604.7853 | -3304185.1066 | -15846.3837 | -169247.3868 | -5224.5401 | -7306.7561 | -1226615.1719 | -410645.4078 | -375204.9821 | 0 | 2121
1452 |  |  |  | System Generation | F105T |  | -103133.2675 | -35056.9656 | -28908.1841 | -8287.9743 | -187.0481 | -18391.4758 | -88.2028 | -942.0505 | -29.0804 | -40.6702 | -6827.4817 | -2285.6998 | -2088.4343 | 0 | 2122
1453 |  |  |  | System Generation | F105T |  | -326195.3969 | -110880.0398 | -91432.3458 | -26213.647 | -591.6058 | -58169.5402 | -278.9725 | -2979.5675 | -91.977 | -128.634 | -21594.323 | -7229.333 | -6605.4112 | 0 | 2123
1454 |  |  |  | System Generation | F105T |  | -18517229.0761 | -6294359.5022 | -5190366.5947 | -1488077.7318 | -33583.8559 | -3302127.2285 | -15836.5144 | -169141.9779 | -5221.2862 | -7302.2054 | -1225851.2243 | -410389.6539 | -374971.3009 | 0 | 2124
1455 |  |  |  | Customer - System | F42 |  | 0 | 0 | 0 | 0 | 0 | 0 | 0 | 0 | 0 | 0 | 0 | 0 | 0 | 0 | 2125
1456 |  |  |  | System Overheads | F102T |  | -8511606.6015 | -2893257.4993 | -2385797.4857 | -684007.9687 | -15437.1137 | -1517851.7154 | -7279.3926 | -77747.5922 | -2400.0099 | -3356.5227 | -563473.2567 | -188639.2004 | -172358.8441 | 0 | 2126
1457 |  |  |  | Energy | F30 |  | 0 | 0 | 0 | 0 | 0 | 0 | 0 | 0 | 0 | 0 | 0 | 0 | 0 | 0 | 2127
1458 |  |  |  | Simple Cycle Combustion Turbine | F12 |  | -17724.7872 | -6347.0111 | -5006.2971 | -1390.8898 | -22.1761 | -2930.836 | -13.7844 | -157.1631 | -4.699 | -4.9541 | -1208.7929 | -367.1884 | -270.9953 | 0 | 2128
1459 |  |  |  | Cholla | F12 |  | -466303.2326 | -166977.0008 | -131705.532 | -36591.4914 | -583.4071 | -77104.3557 | -362.639 | -4134.6423 | -123.6216 | -130.3311 | -31800.8907 | -9659.9827 | -7129.3383 | 0 | 2129
1460 |  |  | Total General Plant Accumulated Depr |  |  |  | -46470961.3321 | -15805160.1513 | -13026817.6583 | -3733574.8014 | -84009.992 | -8280760.2582 | -39705.8893 | -424350.3803 | -13095.2142 | -18270.0736 | -3077371.1412 | -1029216.4659 | -938629.3062 | 0
1461
1462 |  | 108MP | Mining Plant Accumulated Depr. |  | F30 |  | 0 | 0 | 0 | 0 | 0 | 0 | 0 | 0 | 0 | 0 | 0 | 0 | 0 | 0 | 2137
1463
1464 |  | 1081390 | Accum Depr - Capital Lease |  | F30 |  | 0 | 0 | 0 | 0 | 0 | 0 | 0 | 0 | 0 | 0 | 0 | 0 | 0 | 0 | 2144
1465 |  |  | Remove Capital Lease |  | F30 |  | 0 | 0 | 0 | 0 | 0 | 0 | 0 | 0 | 0 | 0 | 0 | 0 | 0 | 0 | 2147
1466
1467 |  | 1081399L | Accum Depr - Capital Lease |  | F30 |  | 0 | 0 | 0 | 0 | 0 | 0 | 0 | 0 | 0 | 0 | 0 | 0 | 0 | 0 | 2151
1468 |  |  |  | Energy | F30 |  | 0 | 0 | 0 | 0 | 0 | 0 | 0 | 0 | 0 | 0 | 0 | 0 | 0 | 0 | 2152
1469 |  |  | Remove Capital Lease |  | F30 |  | 0 | 0 | 0 | 0 | 0 | 0 | 0 | 0 | 0 | 0 | 0 | 0 | 0 | 0 | 2155
1470
1471 |  | TOTAL GENERAL PLANT ACCUM DEPR |  |  |  |  | -46470961.3321 | -15805160.1513 | -13026817.6583 | -3733574.8014 | -84009.992 | -8280760.2582 | -39705.8893 | -424350.3803 | -13095.2142 | -18270.0736 | -3077371.1412 | -1029216.4659 | -938629.3062 | 0
1472
1473
1474 |  | TOTAL ACCUM DEPR - PLANT IN SERVICE |  |  |  |  | -581630249.7366 | -197716014.0023 | -163031598.7164 | -46739934.8129 | -1054604.0467 | -103714264.4054 | -497390.8771 | -5312657.3816 | -163993.5902 | -229308.2928 | -38505224.0978 | -12889729.4095 | -11775530.104 | 0
1475
1476
1477 | [6 empty] | D: ACCUMULATED AMORTIZATION
1478
1479 |  | 111CLS | Accum Prov for Amort-Steam |  | F12 |  | 0 | 0 | 0 | 0 | 0 | 0 | 0 | 0 | 0 | 0 | 0 | 0 | 0 | 0 | 2168
1480
1481 |  | 111CLG | Accum Prov for Amort-General
1482 |  |  | Situs |  | F108T |  | -3812.7852 | -1296.0736 | -1068.75 | -306.4106 | -6.9153 | -679.8423 | -3.2609 | -34.8281 | -1.0751 | -1.5036 | -252.4154 | -84.5 | -77.2105 | 0 | 2172
1483 |  |  | Customer - System |  | F40 |  | 0 | 0 | 0 | 0 | 0 | 0 | 0 | 0 | 0 | 0 | 0 | 0 | 0 | 0 | 2173
1484 |  |  | System Generation |  | F108T |  | 0 | 0 | 0 | 0 | 0 | 0 | 0 | 0 | 0 | 0 | 0 | 0 | 0 | 0 | 2174
1485 |  |  | System Overheads |  | F108T |  | -297873.9125 | -101255.7694 | -83496.1147 | -23938.3301 | -540.255 | -53112.6886 | -254.758 | -2720.9442 | -83.9935 | -117.4687 | -19719.9586 | -6601.5632 | -6032.0685 | 0 | 2175
1486 |  |  | Energy |  | F108T |  | 0 | 0 | 0 | 0 | 0 | 0 | 0 | 0 | 0 | 0 | 0 | 0 | 0 | 0 | 2176
1487 |  |  | Total Accum Prov for Amort-General |  |  |  | -301686.6977 | -102551.8429 | -84564.8647 | -24244.7407 | -547.1703 | -53792.5309 | -258.0189 | -2755.7723 | -85.0686 | -118.9723 | -19972.374 | -6686.0631 | -6109.2789 | 0 | 2177
1488
1489 |  | 111CLH | Accum Prov for Amort-Hydro |  | F12 |  | 0 | 0 | 0 | 0 | 0 | 0 | 0 | 0 | 0 | 0 | 0 | 0 | 0 | 0 | 2185
1490
1491 |  | 111IP | Accum Prov for Amort-Intangible
1492 |  |  |  | Situs | F107T |  | 8880.5567 | 3018.6707 | 2489.214 | 713.6575 | 16.1063 | 1583.6456 | 7.5949 | 81.1177 | 2.504 | 3.502 | 587.898 | 196.8161 | 179.83 | 0 | 2189
1493 |  |  |  | System Generation | F105T |  | 0 | 0 | 0 | 0 | 0 | 0 | 0 | 0 | 0 | 0 | 0 | 0 | 0 | 0 | 2190
1494 |  |  |  | System Generation | F105T |  | 0 | 0 | 0 | 0 | 0 | 0 | 0 | 0 | 0 | 0 | 0 | 0 | 0 | 0 | 2191
1495 |  |  |  | Energy | F30 |  | 0 | 0 | 0 | 0 | 0 | 0 | 0 | 0 | 0 | 0 | 0 | 0 | 0 | 0 | 2192
1496 |  |  |  | System Generation | F105T |  | -3700031.6397 | -1257711.357 | -1037116.3279 | -297341.1771 | -6710.5791 | -659816.605 | -3164.383 | -33797.2095 | -1043.2945 | -1459.0947 | -244944.2245 | -82002.2638 | -74925.1236 | 0 | 2193
1497 |  |  |  | System Generation | F105T |  | -1629377.3287 | -553856.4452 | -456713.3464 | -130939.6838 | -2955.1275 | -290562.4389 | -1393.4945 | -14883.2259 | -459.434 | -642.5393 | -107865.7171 | -36111.2127 | -32994.6632 | 0 | 2194
1498 |  |  |  | System Generation | F105T |  | -290471.9781 | -98736.968 | -81419.096 | -23342.849 | -526.8158 | -51799.0799 | -248.4207 | -2653.259 | -81.9041 | -114.5466 | -19229.4122 | -6437.6098 | -5882.017 | 0 | 2195
1499 |  |  |  | Customer - System | F42 |  | 0 | 0 | 0 | 0 | 0 | 0 | 0 | 0 | 0 | 0 | 0 | 0 | 0 | 0 | 2196
1500 |  |  |  | System Generation | F105T |  | 0 | 0 | 0 | 0 | 0 | 0 | 0 | 0 | 0 | 0 | 0 | 0 | 0 | 0 | 2197
1501 |  |  |  | Cholla | F12 |  | 0 | 0 | 0 | 0 | 0 | 0 | 0 | 0 | 0 | 0 | 0 | 0 | 0 | 0 | 2198
1502 |  |  |  | System Overheads | F102T |  | -21745044.8939 | -7391555.6908 | -6095121.1519 | -1747470.7988 | -39437.9986 | -3877734.867 | -18597.0436 | -198625.8251 | -6131.4305 | -8575.0834 | -1439534.4895 | -481926.3946 | -440334.1201 | 0 | 2199
1503 |  |  | Total Accum Prov for Amort-Intangible |  |  |  | -27356045.2836 | -9298841.7904 | -7667880.7082 | -2198380.8512 | -49614.4148 | -4878329.3453 | -23395.7469 | -249878.4018 | -7713.5591 | -10787.7621 | -1810985.9453 | -606280.6648 | -553956.0938 | 0
1504
1505 |  | 111390 | Accum Prov for Amort-Capital Lease |  | F30 |  | 0 | 0 | 0 | 0 | 0 | 0 | 0 | 0 | 0 | 0 | 0 | 0 | 0 | 0 | 2210
1506
1507
1508 |  | TOTAL ACCUM PROV FOR AMORTIZATION |  |  |  |  | -27657731.9814 | -9401393.6333 | -7752445.5729 | -2222625.5919 | -50161.585 | -4932121.8762 | -23653.7658 | -252634.1741 | -7798.6277 | -10906.7344 | -1830958.3193 | -612966.728 | -560065.3727 | 0

## Transmission-Energy
Transmission Energy |  |  | - | Transmission - Energy - Unbundled
Rocky Mountain Power
3 | Cost Of Service By Rate Schedule
4 | State of Utah
5 | 2017 Protocol (Non Wgt)
6 | 12 Months Ended Dec 2017
7
8
9 |  | A |  | B | C |  | D | E | F | G | H | I | J | K | L | M | N | O | P | Chk Total
12 |  |  |  | DESCRIPTION |  |  | Utah Jurisdiction Normalized | Residential Sch 1 | General Large Dist. Sch 6 | General +1 MW Sch 8 | Street & Area Lighting Sch. 7,11,12 | General Trans Sch 9 | General Secondary Sch 22 | Irrigation Sch 10 | Traffic Signals Sch 15 | Outdoor Lighting Sch 15 | General Small Dist. Sch 23 | Industrial Cust 1 | Industrial Cust 2 | 0
13
12 |  |  |  | Operating Revenues |  |  | 83911872.1714 | 24453827.3143 | 25089574.7977 | 7463829.0529 | 464529.9225 | 15311225.229 | 104438.0752 | 803160.7313 | 33020.7962 | 117357.1165 | 5497451.0408 | 1767068.2734 | 2806389.8215 | 0
13
14 |  |  |  | Operating Expenses
15 |  |  |  | Operation & Maintenance Expenses |  |  | 26700169.0637 | 8407491.1631 | 7434965.3797 | 2242482.1723 | 78700.7874 | 5110668.9688 | 26486.9834 | 259433.3884 | 8495.1427 | 15907.4964 | 1699363.5098 | 648123.3863 | 768050.6853 | 0
16 |  |  |  | Depreciation Expense |  |  | 12943643.3547 | 4399315.5759 | 3628073.8617 | 1040241.119 | 23491.8651 | 2308463.4485 | 11072.1832 | 118240.2665 | 3650.2377 | 5107.6673 | 856828.6253 | 286904.7909 | 262253.7135 | 0
17 |  |  |  | Amortization Expense |  |  | -19429.2734 | -6599.6092 | -5445.8066 | -1562.0405 | -35.4041 | -3467.3635 | -16.6403 | -177.5642 | -5.4838 | -7.6958 | -1285.7475 | -431.0061 | -394.9117 | 0
18 |  |  |  | Taxes Other Than Income |  |  | 4192253.6564 | 1420502.1476 | 1182782.2406 | 337152.4023 | 7369.0886 | 747351.6804 | 3610.7779 | 38173.5021 | 1048.0115 | 1452.545 | 273787.6671 | 93542.9466 | 85480.6467 | 0
19 |  |  |  | Income Taxes - Federal |  |  | 5108445.9718 | 891353.8886 | 1983032.5591 | 581234.1426 | 94050.5451 | 741617.9425 | 12665.6831 | 48693.6966 | 4071.6544 | 26589.8077 | 375027.127 | 38960.4816 | 311148.4435 | 0
20 |  |  |  | Income Taxes - State |  |  | 694152.9649 | 121120.1896 | 269461.19 | 78980.0667 | 12779.9071 | 100773.5614 | 1721.056 | 6616.6646 | 553.2702 | 3613.1133 | 50959.958 | 5294.0824 | 42279.9058 | 0
21 |  |  |  | Income Taxes Deferred |  |  | 6320869.4436 | 2141761.7719 | 1783339.6392 | 508341.4536 | 11110.7416 | 1126819.3166 | 5444.1495 | 57556.0886 | 1580.1391 | 2190.0744 | 412803.2893 | 141039.3553 | 128883.4245 | 0
22 |  |  |  | Investment Tax Credit Adj |  |  | -189850.7078 | -64328.9649 | -53563.5637 | -15268.3085 | -333.7171 | -33844.6232 | -163.518 | -1728.728 | -47.4603 | -65.7801 | -12398.7685 | -4236.1928 | -3871.0829 | 0
23 |  |  |  | Misc Revenues & Expense |  |  | -44.7299 | -13.0009 | -12.4429 | -3.9036 | -0.15786 | -9.1745 | -0.049249 | -0.45076 | -0.015069 | -0.033322 | -2.7388 | -1.1775 | -1.5854 | 0
24
25 |  |  |  | Total Operating Expenses |  |  | 55750209.744 | 17310603.1616 | 16222633.0571 | 4771597.1038 | 227133.6559 | 10098373.757 | 60820.6256 | 526806.8638 | 19345.4965 | 54787.1949 | 3655082.9218 | 1209196.6666 | 1593829.2393 | 0
26
27 |  |  |  | Operating Revenue For Return |  |  | 28161662.4274 | 7143224.1527 | 8866941.7406 | 2692231.9491 | 237396.2666 | 5212851.472 | 43617.4496 | 276353.8675 | 13675.2997 | 62569.9216 | 1842368.119 | 557871.6068 | 1212560.5822 | 0
28
29
30 |  |  |  | Rate Base :
31 |  |  |  | Electric Plant In Service |  |  | 721740548.4217 | 211771108.5527 | 200179596.0897 | 62380314.9123 | 2442823.3772 | 148492462.6851 | 778194.1914 | 7195132.8702 | 239236.6495 | 516291.4309 | 44311064.1162 | 18787403.0462 | 24646920.5004 | 0
32 |  |  |  | Plant Held For Future Use |  |  | 374889.8258 | 108963.3914 | 104286.2807 | 32717.0963 | 1323.0498 | 76892.9067 | 412.7677 | 3777.9206 | 126.2975 | 279.2808 | 22954.0734 | 9869.0463 | 13287.7146 | 0
33 |  |  |  | Electric Plant Acquisition Adj |  |  | 0 | 0 | 0 | 0 | 0 | 0 | 0 | 0 | 0 | 0 | 0 | 0 | 0 | 0
34 |  |  |  | Pensions |  |  | 0 | 0 | 0 | 0 | 0 | 0 | 0 | 0 | 0 | 0 | 0 | 0 | 0 | 0
35 |  |  |  | Prepayments |  |  | 831208.5437 | 282543.6448 | 232987.184 | 66797.409 | 1507.5251 | 148227.1647 | 710.8756 | 7592.5106 | 234.3751 | 327.7842 | 55026.4841 | 18421.7296 | 16831.8568 | 0
36 |  |  |  | Fuel Stock |  |  | 0 | 0 | 0 | 0 | 0 | 0 | 0 | 0 | 0 | 0 | 0 | 0 | 0 | 0
37 |  |  |  | Materials & Supplies |  |  | 112270.9043 | 38163.0227 | 31469.4574 | 9022.2912 | 203.6206 | 20020.9658 | 96.0176 | 1025.5164 | 31.6569 | 44.2736 | 7432.3985 | 2488.2134 | 2273.4701 | 0
38 |  |  |  | Misc Deferred Debits |  |  | 6381408.1798 | 2169162.4081 | 1788704.3308 | 512821.4038 | 11573.6697 | 1137979.2095 | 5457.5802 | 58289.7148 | 1799.3598 | 2516.4863 | 422452.895 | 141428.4979 | 129222.6238 | 0
39 |  |  |  | Cash Working Capital |  |  | 1087806.0288 | 354023.1685 | 311388.0646 | 90581.9444 | 3498.2405 | 193155.9296 | 1076.0759 | 10181.4397 | 353.3181 | 800.6379 | 71952.5852 | 23618.6495 | 27175.9749 | 0
40 |  |  |  | Weatherization Loans |  |  | 0 | 0 | 0 | 0 | 0 | 0 | 0 | 0 | 0 | 0 | 0 | 0 | 0 | 0
41 |  |  |  | Miscellaneous Rate Base |  |  | 0 | 0 | 0 | 0 | 0 | 0 | 0 | 0 | 0 | 0 | 0 | 0 | 0 | 0
42
43 |  |  |  | Total Rate Base Additions |  |  | 730528131.9041 | 214723964.1882 | 202648431.4072 | 63092255.057 | 2460929.4829 | 150068738.8615 | 785947.5084 | 7275999.9722 | 241781.657 | 520259.8937 | 44890882.5522 | 18983229.183 | 24835712.1407 | 0
44
45 |  |  |  | Rate Base Deductions :
46 |  |  |  | Accum Provision For Depreciation |  |  | -193876749.9122 | -65894458.2941 | -54343177.6882 | -15581398.0508 | -351902.2268 | -34577835.7461 | -165849.1289 | -1771081.1093 | -54676.1116 | -76511.1976 | -12833950.2979 | -4297481.4562 | -3928428.6046 | 0
47 |  |  |  | Accum Provision For Amortization |  |  | -9219243.9938 | -3133797.8778 | -2584148.5243 | -740875.1973 | -16720.5283 | -1644040.6254 | -7884.5886 | -84211.3914 | -2599.5426 | -3635.5781 | -610319.4398 | -204322.2427 | -186688.4576 | 0
48 |  |  |  | Accum Deferred Income Taxes |  |  | -123677218.9835 | -42040287.4067 | -34666673.1235 | -9938932.7076 | -224307.9627 | -22054928.5806 | -105772.7344 | -1129706.265 | -34873.1863 | -48771.7319 | -8187511.0196 | -2741005.4405 | -2504448.8247 | 0
49 |  |  |  | Unamortized ITC |  |  | -9297.5093 | -3160.4039 | -2606.088 | -747.1652 | -16.8625 | -1657.9925 | -7.9515 | -84.9263 | -2.6216 | -3.6664 | -615.5011 | -206.0567 | -188.2734 | 0
50 |  |  |  | Customer Advance For Construction |  |  | -2758640.0912 | -1366599.46 | -57361.4339 | -197980.1713 | -27402.4063 | -503134.3028 | 0 | -36345.9716 | -13393.9098 | -20019.8783 | -536402.5572 | 0 | 0 | 0
51 |  |  |  | Customer Service Deposits |  |  | 0 | 0 | 0 | 0 | 0 | 0 | 0 | 0 | 0 | 0 | 0 | 0 | 0 | 0
52 |  |  |  | Misc Rate Base Deductions |  |  | -7039891.0303 | -2374080.1347 | -1972462.4126 | -568390.8642 | -13426.5324 | -1265686.0414 | -6115.1026 | -64666.5664 | -2006.1171 | -2910.7635 | -464136.147 | -157620.2435 | -148390.1049 | 0
53 | [19 empty] | 0
54 |  |  |  | Total Rate Base Deductions |  |  | -336581041.5203 | -114812383.5771 | -93626429.2706 | -27028324.1564 | -633776.5191 | -60047283.2887 | -285629.506 | -3086096.23 | -107551.4891 | -151852.8158 | -22632934.9627 | -7400635.4396 | -6768144.2653 | 0
55 | [19 empty] | 0
56 |  |  |  | Total Rate Base |  |  | 393947090.3838 | 99911580.6111 | 109022002.1367 | 36063930.9007 | 1827152.9638 | 90021455.5728 | 500318.0024 | 4189903.7423 | 134230.1679 | 368407.0779 | 22257947.5896 | 11582593.7434 | 18067567.8755 | 0
57
58
59 |  |  |  | Return On Rate Base |  |  | 7.149% | 7.15% | 8.133% | 7.465% | 12.99% | 5.791% | 8.718% | 6.596% | 10.19% | 16.98% | 8.277% | 4.816% | 6.711%
60
61 |  |  |  | Return On Equity |  |  | 8.926% | 8.928% | 10.84% | 9.541% | 20.28% | 6.289% | 11.97% | 7.852% | 14.83% | 28.03% | 11.12% | 4.397% | 8.077%
Rocky Mountain Power
Cost Of Service By Rate Schedule
State of Utah
2017 Protocol (Non Wgt)
12 Months Ended Dec 2017
|  | A |  | B | C |  | D | E | F | G | H | I | J | K | L | M | N | O | P
|  |  |  | DESCRIPTION | COS Factor |  | Utah Jurisdiction Normalized | Residential Sch 1 | General Large Dist. Sch 6 | General +1 MW Sch 8 | Street & Area Lighting Sch. 7,11,12 | General Trans Sch 9 | General Secondary Sch 22 | Irrigation Sch 10 | Traffic Signals Sch 15 | Outdoor Lighting Sch 15 | General Small Dist. Sch 23 | Industrial Cust 1 | Industrial Cust 2
79 |  |  |  | Total Rate Base |  |  | 393947090.3838 | 99911580.6111 | 109022002.1367 | 36063930.9007 | 1827152.9638 | 90021455.5728 | 500318.0024 | 4189903.7423 | 134230.1679 | 368407.0779 | 22257947.5896 | 11582593.7434 | 18067567.8755 | 0
80
81
82 |  |  |  | Return On Ratebase ($$) | 7.319% |  | 28831696.3 | 7312201.1035 | 7978962.9936 | 2639400.8954 | 133723.3365 | 6588375.2689 | 36616.6347 | 306645.3216 | 9823.866 | 26962.5065 | 1628986.2289 | 847692.0717 | 1322306.0725 | 0
83 |  |  |  | Operating & Maintenance Expense |  |  | 26700169.0637 | 8407491.1631 | 7434965.3797 | 2242482.1723 | 78700.7874 | 5110668.9688 | 26486.9834 | 259433.3884 | 8495.1427 | 15907.4964 | 1699363.5098 | 648123.3863 | 768050.6853 | 0
84 |  |  |  | Bad Debt to Produce ROR | F80 |  | 0 | 0 | 0 | 0 | 0 | 0 | 0 | 0 | 0 | 0 | 0 | 0 | 0 | 0
85 |  |  |  | Depreciation Expense |  |  | 12943643.3547 | 4399315.5759 | 3628073.8617 | 1040241.119 | 23491.8651 | 2308463.4485 | 11072.1832 | 118240.2665 | 3650.2377 | 5107.6673 | 856828.6253 | 286904.7909 | 262253.7135 | 0
86 |  |  |  | Amortization Expense |  |  | -19429.2734 | -6599.6092 | -5445.8066 | -1562.0405 | -35.4041 | -3467.3635 | -16.6403 | -177.5642 | -5.4838 | -7.6958 | -1285.7475 | -431.0061 | -394.9117 | 0
87 |  |  |  | Taxes Other Than Income |  |  | 4192253.6564 | 1420502.1476 | 1182782.2406 | 337152.4023 | 7369.0886 | 747351.6804 | 3610.7779 | 38173.5021 | 1048.0115 | 1452.545 | 273787.6671 | 93542.9466 | 85480.6467 | 0
88 |  |  |  | Federal Income Taxes |  |  | 5108445.9718 | 891353.8886 | 1983032.5591 | 581234.1426 | 94050.5451 | 741617.9425 | 12665.6831 | 48693.6966 | 4071.6544 | 26589.8077 | 375027.127 | 38960.4816 | 311148.4435 | 0
89 |  |  |  | FIT Adj to Produce Target ROR | F101 |  | 0 | 0 | 0 | 0 | 0 | 0 | 0 | 0 | 0 | 0 | 0 | 0 | 0 | 0
90 |  |  |  | State Income Taxes |  |  | 694152.9649 | 121120.1896 | 269461.19 | 78980.0667 | 12779.9071 | 100773.5614 | 1721.056 | 6616.6646 | 553.2702 | 3613.1133 | 50959.958 | 5294.0824 | 42279.9058 | 0
91 |  |  |  | SIT Adj to Produce Target ROR | F101 |  | 0 | 0 | 0 | 0 | 0 | 0 | 0 | 0 | 0 | 0 | 0 | 0 | 0 | 0
92 |  |  |  | Deferred Income Taxes |  |  | 6320869.4436 | 2141761.7719 | 1783339.6392 | 508341.4536 | 11110.7416 | 1126819.3166 | 5444.1495 | 57556.0886 | 1580.1391 | 2190.0744 | 412803.2893 | 141039.3553 | 128883.4245 | 0
93 |  |  |  | Investment Tax Credit |  |  | -189850.7078 | -64328.9649 | -53563.5637 | -15268.3085 | -333.7171 | -33844.6232 | -163.518 | -1728.728 | -47.4603 | -65.7801 | -12398.7685 | -4236.1928 | -3871.0829 | 0
94 |  |  |  | Misc Revenue & Expenses |  |  | -44.7299 | -13.0009 | -12.4429 | -3.9036 | -0.15786 | -9.1745 | -0.049249 | -0.45076 | -0.015069 | -0.033322 | -2.7388 | -1.1775 | -1.5854 | 0
|  |  |  | Total Operating Expenses |  |  | 55750209.744 | 17310603.1616 | 16222633.0571 | 4771597.1038 | 227133.6559 | 10098373.757 | 60820.6256 | 526806.8638 | 19345.4965 | 54787.1949 | 3655082.9218 | 1209196.6666 | 1593829.2393
|  |  |  | Total Op. exp. Adjusted for Taxes |  |  | 29247315.4624 | 7417016.7877 | 7428153.5523 | 2606630.0175 | 69415.4588 | 7441606.832 | 32274.059 | 325434.9818 | 7434.8381 | 4875.3783 | 1496626.3497 | 1027466.4738 | 1390380.7336
97 |  |  |  | Revenue Credits |  |  | -21734758.1261 | -6510584.0763 | -6087516.0432 | -1871584.5038 | -71115.5537 | -4318588.8944 | -23116.4117 | -214661.6248 | -7112.5742 | -15064.4654 | -1356269.6537 | -549739.4053 | -709404.9196 | 0
98
99 |  |  |  | Total Revenue Requirements |  |  | 63262767.0803 | 18217035.873 | 17563270.5663 | 5506642.6174 | 225433.5611 | 13221391.6946 | 69978.2728 | 637580.2208 | 19667.7604 | 44598.1077 | 3795439.6178 | 1686923.7351 | 2274805.0533 | 0
100 |  |  |  | Operating Revenues |  |  | 62177114.0453 | 17943243.238 | 19002058.7546 | 5592244.549 | 393414.3688 | 10992636.3346 | 81321.6635 | 588499.1064 | 25908.222 | 102292.6511 | 4141181.3871 | 1217328.8681 | 2096984.9019 | 0
101
102 |  |  |  | Increase / (Decrease) Required to
103 |  |  |  | Earn Equal Rates of Return |  |  | 1085653.035 | 273792.635 | -1438788.1883 | -85601.9317 | -167980.8077 | 2228755.36 | -11343.3907 | 49081.1143 | -6240.4617 | -57694.5434 | -345741.7693 | 469594.8671 | 177820.1514 | 0
104
105 |  |  |  | Existing Revenues |  |  | 62177114.0453 | 17943243.238 | 19002058.7546 | 5592244.5491 | 393414.3688 | 10992636.3346 | 81321.6635 | 588499.1064 | 25908.222 | 102292.6511 | 4141181.3871 | 1217328.8681 | 2096984.9019 | 0
106 |  |  |  | check |  |  | 0 | -2.5705e-07 | -3.7625e-07 | -1.9032e-05 | -5.5879e-09 | -4.2655e-07 | 2.8003e-05 | -1.2456e-08 | -4.8021e-10 | -2.241e-09 | -6.6124e-08 | -5.4482e-08 | -1.0733e-07 | 0
107 |  |  |  | Percent Increase / (Decrease)
108 |  |  |  | Over Existing Rates To
109 |  |  |  | Equal Authorized RoE & RoR |  |  | 1.746% | 1.526% | -7.572% | -1.531% | -42.7% | 20.27% | -13.95% | 8.34% | -24.09% | -56.4% | -8.349% | 38.58% | 8.48%
[5 empty] | 2017 Protocol |  | E: ELECTRIC REVENUES
|  | Transmission - Energy - Unbundled |  |  | (Non-Wgt)
|  | A |  | B | C |  | D | E | F | G | H | I | J | K | L | M | N | O | P
|  | FERC ACCT |  | DESCRIPTION | COS Factor |  | Utah Jurisdiction Normalized | Residential Sch 1 | General Large Dist. Sch 6 | General +1 MW Sch 8 | Street & Area Lighting Sch. 7,11,12 | General Trans Sch 9 | General Secondary Sch 22 | Irrigation Sch 10 | Traffic Signals Sch 15 | Outdoor Lighting Sch 15 | General Small Dist. Sch 23 | Industrial Cust 1 | Industrial Cust 2 |  | Func Study Row
122 |  | 440 | Residential Sales |  | A |  | 17943243.238 | 17943243.238 | 0 | 0 | 0 | 0 | 0 | 0 | 0 | 0 | 0 | 0 | 0 | 0
123
124 |  | 442 | Commercial & Industrial Sales |  | A |  | 43712255.5653 | 0 | 19002058.7546 | 5592244.5491 | 0 | 10992636.3346 | 81321.6635 | 588499.1064 | 0 | 0 | 4141181.3871 | 1217328.8681 | 2096984.9019 | 0
125 |  |  |  | Interruptible Demand | F30 |  | 0 | 0 | 0 | 0 | 0 | 0 | 0 | 0 | 0 | 0 | 0 | 0 | 0 | 0 | 100
126 |  |  |  | Interruptible Energy | F30 |  | 0 | 0 | 0 | 0 | 0 | 0 | 0 | 0 | 0 | 0 | 0 | 0 | 0 | 0 | 101
127 | [6 empty] | 43712255.5653 | 0 | 19002058.7546 | 5592244.5491 | 0 | 10992636.3346 | 81321.6635 | 588499.1064 | 0 | 0 | 4141181.3871 | 1217328.8681 | 2096984.9019 | 0
128
129 |  | 444 | Public Street & Highway Lighting |  | A |  | 521615.2419 | 0 | 0 | 0 | 393414.3688 | 0 | 0 | 0 | 25908.222 | 102292.6511 | 0 | 0 | 0 | 0
130
131 |  | 445 | Other Sales to Public Authority |  | A |  | 0 | 0 | 0 | 0 | 0 | 0 | 0 | 0 | 0 | 0 | 0 | 0 | 0 | 0
132
133 |  | 448 | Interdepartmental |  | A | 0 | 0 | 0 | 0 | 0 | 0 | 0 | 0 | 0 | 0 | 0 | 0 | 0 | 0 | 0 | 114
134 |  |  |  | Demand | F30 |  | 0 | 0 | 0 | 0 | 0 | 0 | 0 | 0 | 0 | 0 | 0 | 0 | 0 | 0 | 115
135 | [6 empty] | 0 | 0 | 0 | 0 | 0 | 0 | 0 | 0 | 0 | 0 | 0 | 0 | 0 | 0
136
137 |  | Total Sales to Ultimate Customers |  |  |  |  | 62177114.0453 | 17943243.238 | 19002058.7546 | 5592244.5491 | 393414.3688 | 10992636.3346 | 81321.6635 | 588499.1064 | 25908.222 | 102292.6511 | 4141181.3871 | 1217328.8681 | 2096984.9019 | 0
138
139
140
141 |  | 447 | Sales for Resale |  | F30 |  | 0 | 0 | 0 | 0 | 0 | 0 | 0 | 0 | 0 | 0 | 0 | 0 | 0 | 0 | 123
142
143
144 |  | 447 | Sales for Resale |  | F11 |  | 0 | 0 | 0 | 0 | 0 | 0 | 0 | 0 | 0 | 0 | 0 | 0 | 0 | 0 | 127
145 |  |  |  | Demand | F30 |  | 0 | 0 | 0 | 0 | 0 | 0 | 0 | 0 | 0 | 0 | 0 | 0 | 0 | 0 | 128
146 |  |  |  | Demand | F30 |  | 0 | 0 | 0 | 0 | 0 | 0 | 0 | 0 | 0 | 0 | 0 | 0 | 0 | 0 | 129
147 |  |  |  | Energy | F30 |  | 0 | 0 | 0 | 0 | 0 | 0 | 0 | 0 | 0 | 0 | 0 | 0 | 0 | 0 | 130
148 | [6 empty] | 0 | 0 | 0 | 0 | 0 | 0 | 0 | 0 | 0 | 0 | 0 | 0 | 0 | 0
149
150 |  | 449 | Provision for Rate Refund |  | F11 |  | 0 | 0 | 0 | 0 | 0 | 0 | 0 | 0 | 0 | 0 | 0 | 0 | 0 | 0 | 134
151 |  |  |  |  | F30 |  | 0 | 0 | 0 | 0 | 0 | 0 | 0 | 0 | 0 | 0 | 0 | 0 | 0 |  | 135
152
153 |  | State Specific Revenue Credit |  |  | F140T |  | 3897912.9731 | 1323400.5892 | 1125567.9988 | 315337.3362 | 8264.6849 | 661644.9098 | 3491.4758 | 34966.4085 | 1106.63 | 1796.7001 | 263854.9909 | 80419.7697 | 78061.4792 | 0 | 137
154
155 |  | AGA Revenue |  |  | A | 0 | 0 | 0 | 0 | 0 | 0 | 0 | 0 | 0 | 0 | 0 | 0 | 0 | 0 | 0 | 139
156
157 |  | Total Sales from Electricity |  |  |  |  | 66075027.0183 | 19266643.8272 | 20127626.7534 | 5907581.8852 | 401679.0537 | 11654281.2444 | 84813.1393 | 623465.515 | 27014.852 | 104089.3511 | 4405036.378 | 1297748.6378 | 2175046.3811 | 0
158
159 |  | Other Electric Operating Revenues
160 |  | 450 | Forfeited Discounts & Interest |  | A | 0 | 0 | 0 | 0 | 0 | 0 | 0 | 0 | 0 | 0 | 0 | 0 | 0 | 0 | 0 | 145
161 |  |  |  | Customers | F40 |  | 0 | 0 | 0 | 0 | 0 | 0 | 0 | 0 | 0 | 0 | 0 | 0 | 0 | 0 | 146
162 | [6 empty] | 0 | 0 | 0 | 0 | 0 | 0 | 0 | 0 | 0 | 0 | 0 | 0 | 0 | 0
163
164 |  | 451 | Misc Electric Revenue |  | A | 0 | 0 | 0 | 0 | 0 | 0 | 0 | 0 | 0 | 0 | 0 | 0 | 0 | 0 | 0 | 150
165 |  |  |  | Demand | F30 |  | 0 | 0 | 0 | 0 | 0 | 0 | 0 | 0 | 0 | 0 | 0 | 0 | 0 | 0 | 151
166 |  |  |  | Customer | F40 |  | 0 | 0 | 0 | 0 | 0 | 0 | 0 | 0 | 0 | 0 | 0 | 0 | 0 | 0 | 152
167 | [6 empty] | 0 | 0 | 0 | 0 | 0 | 0 | 0 | 0 | 0 | 0 | 0 | 0 | 0 | 0
168
169 |  | 453 | Water Sales |  | F30 |  | 0 | 0 | 0 | 0 | 0 | 0 | 0 | 0 | 0 | 0 | 0 | 0 | 0 | 0 | 156
170
171 |  | 454 | Rent of Electric Property |  | A | 0 | 0 | 0 | 0 | 0 | 0 | 0 | 0 | 0 | 0 | 0 | 0 | 0 | 0 | 0 | 160
172 |  |  |  | Demand | F30 |  | 633226.4724 | 184050.0841 | 176149.9756 | 55262.4532 | 2234.7636 | 129879.8226 | 697.206 | 6381.2864 | 213.3291 | 471.7333 | 38771.7295 | 16669.8079 | 22444.2812 | 0 | 161
173 |  |  |  | Demand | F30 |  | 0 | 0 | 0 | 0 | 0 | 0 | 0 | 0 | 0 | 0 | 0 | 0 | 0 | 0 | 162
174 |  |  |  | System Overhead | F102T |  | 57349.3194 | 19494.128 | 16074.9748 | 4608.6941 | 104.0119 | 10226.9485 | 49.0469 | 523.846 | 16.1707 | 22.6155 | 3796.558 | 1271.0091 | 1161.3157 | 0 | 163
175 | [6 empty] | 690575.7918 | 203544.2121 | 192224.9504 | 59871.1474 | 2338.7755 | 140106.7711 | 746.2529 | 6905.1324 | 229.4998 | 494.3488 | 42568.2874 | 17940.8171 | 23605.5969 | 0
176
177 |  | 456 | Other Electric Revenue |  | A | 0 | 0 | 0 | 0 | 0 | 0 | 0 | 0 | 0 | 0 | 0 | 0 | 0 | 0 | 0 | 167
178 |  |  |  | Customer | F40 |  | 0 | 0 | 0 | 0 | 0 | 0 | 0 | 0 | 0 | 0 | 0 | 0 | 0 | 0 | 168
179 |  |  |  | Energy | F30 |  | 6162775.7455 | 1791238.1173 | 1714351.5698 | 537833.0207 | 21749.4811 | 1264034.6785 | 6785.4463 | 62104.853 | 2076.1911 | 4591.0688 | 377339.6791 | 162236.2496 | 218435.3904 | 0 | 169
180 |  |  |  | Demand | F30 |  | 0 | 0 | 0 | 0 | 0 | 0 | 0 | 0 | 0 | 0 | 0 | 0 | 0 | 0 | 170
181 |  |  |  | Demand | F30 |  | 10983493.6157 | 3192401.1578 | 3055371.5241 | 958542.9996 | 38762.6122 | 2252802.5349 | 12093.2367 | 110685.2309 | 3700.2533 | 8182.3478 | 672506.6963 | 289142.569 | 389302.4531 | 0 | 171
182 | [6 empty] | 17146269.3612 | 4983639.275 | 4769723.0939 | 1496376.0203 | 60512.0932 | 3516837.2134 | 18878.6829 | 172790.0839 | 5776.4444 | 12773.4166 | 1049846.3754 | 451378.8186 | 607737.8435 | 0
183 | [19 empty] | 0
184 |  | Total Other Electric Operating Revenues |  |  |  |  | 17836845.153 | 5187183.4871 | 4961948.0443 | 1556247.1677 | 62850.8687 | 3656943.9845 | 19624.9359 | 179695.2163 | 6005.9442 | 13267.7654 | 1092414.6628 | 469319.6356 | 631343.4404 | 0
185 | [19 empty] | 0
186 |  | Total Electric Operating Revenues |  |  |  |  | 83911872.1714 | 24453827.3143 | 25089574.7977 | 7463829.0529 | 464529.9225 | 15311225.229 | 104438.0752 | 803160.7313 | 33020.7962 | 117357.1165 | 5497451.0408 | 1767068.2734 | 2806389.8215 | 0
187
188 |  | Miscellaneous Revenues
189 |  | 41160 | Gain on Sale of Utility Plant - CR |  | F30 |  | 0 | 0 | 0 | 0 | 0 | 0 | 0 | 0 | 0 | 0 | 0 | 0 | 0 | 0 | 185
190 |  | 41170 | Loss on Sale of Utility Plant |  | F30 |  | 0 | 0 | 0 | 0 | 0 | 0 | 0 | 0 | 0 | 0 | 0 | 0 | 0 | 0 | 190
191 |  | 4118 | Gain from Emission Allowances |  | F30 |  | 0 | 0 | 0 | 0 | 0 | 0 | 0 | 0 | 0 | 0 | 0 | 0 | 0 | 0 | 193
192 |  | 41181 | Gain from Disposition of NOX Credits |  | F30 |  | 0 | 0 | 0 | 0 | 0 | 0 | 0 | 0 | 0 | 0 | 0 | 0 | 0 | 0 | 196
193 |  | 4194 | Impact Housing Interest Income |  | F30 |  | 0 | 0 | 0 | 0 | 0 | 0 | 0 | 0 | 0 | 0 | 0 | 0 | 0 | 0 | 200
194 |  | 421 | (Gain)/Loss on Sale of Utility Plant |  | F30 |  | -44.7299 | -13.0009 | -12.4429 | -3.9036 | -0.15786 | -9.1745 | -0.049249 | -0.45076 | -0.015069 | -0.033322 | -2.7388 | -1.1775 | -1.5854 | 0 | 210
195
196 |  | Total Miscellaneous Revenues |  |  |  |  | -44.7299 | -13.0009 | -12.4429 | -3.9036 | -0.15786 | -9.1745 | -0.049249 | -0.45076 | -0.015069 | -0.033322 | -2.7388 | -1.1775 | -1.5854 | 0
197
198 |  | Miscellaneous Expenses
199 |  | 4311 | Interest on Customer Deposits |  | F80 |  | 0 | 0 | 0 | 0 | 0 | 0 | 0 | 0 | 0 | 0 | 0 | 0 | 0 | 0 | 216
200
201 |  | DFA | Divergence Fairness Adjustment
202 |  |  |  | Production | F105 |  | 0 | 0 | 0 | 0 | 0 | 0 | 0 | 0 | 0 | 0 | 0 | 0 | 0 | 0 | 220
203 |  |  |  | Transmission | F105 |  | 0 | 0 | 0 | 0 | 0 | 0 | 0 | 0 | 0 | 0 | 0 | 0 | 0 | 0 | 221
204 |  |  |  | Distribution | F105 |  | 0 | 0 | 0 | 0 | 0 | 0 | 0 | 0 | 0 | 0 | 0 | 0 | 0 | 0 | 222
205 | [6 empty] | 0 | 0 | 0 | 0 | 0 | 0 | 0 | 0 | 0 | 0 | 0 | 0 | 0 | 0
206
207 |  | Net Miscellaneous Revenues And Expense |  |  |  |  | -44.7299 | -13.0009 | -12.4429 | -3.9036 | -0.15786 | -9.1745 | -0.049249 | -0.45076 | -0.015069 | -0.033322 | -2.7388 | -1.1775 | -1.5854 | 0
208
209 |  | Distribution - METER - Unbundled
210 | [6 empty] | E: STEAM POWER GENERATION
211
212 |  | A |  | B | C |  | D | E | F | G | H | I | J | K | L | M | N | O | P
213 |  | FERC ACCT |  | DESCRIPTION | COS Factor |  | Utah Jurisdiction Normalized | Residential Sch 1 | General Large Dist. Sch 6 | General +1 MW Sch 8 | Street & Area Lighting Sch. 7,11,12 | General Trans Sch 9 | General Secondary Sch 22 | Irrigation Sch 10 | Traffic Signals Sch 15 | Outdoor Lighting Sch 15 | General Small Dist. Sch 23 | Industrial Cust 1 | Industrial Cust 2
214 |  | 500 | Operation Suprvn & Engineering |  | F30 |  | 0 | 0 | 0 | 0 | 0 | 0 | 0 | 0 | 0 | 0 | 0 | 0 | 0 | 0 | 231
215 |  |  |  | Cholla | F30 |  | 0 | 0 | 0 | 0 | 0 | 0 | 0 | 0 | 0 | 0 | 0 | 0 | 0 | 0 | 232
216 |  |  |  | Total 500 |  |  | 0 | 0 | 0 | 0 | 0 | 0 | 0 | 0 | 0 | 0 | 0 | 0 | 0 | 0
217
218 |  | 501 | Fuel Related |  | F30 |  | 0 | 0 | 0 | 0 | 0 | 0 | 0 | 0 | 0 | 0 | 0 | 0 | 0 | 0 | 243
219 |  |  |  | System Energy - Non NPC | F30 |  | 0 | 0 | 0 | 0 | 0 | 0 | 0 | 0 | 0 | 0 | 0 | 0 | 0 | 0 | 236
220 |  |  |  | System Energy - Non NPC | F30 |  | 0 | 0 | 0 | 0 | 0 | 0 | 0 | 0 | 0 | 0 | 0 | 0 | 0 | 0 | 239
221 |  |  |  | Cholla - Non NPC | F30 |  | 0 | 0 | 0 | 0 | 0 | 0 | 0 | 0 | 0 | 0 | 0 | 0 | 0 | 0 | 240
222 |  |  |  | Cholla | F30 |  | 0 | 0 | 0 | 0 | 0 | 0 | 0 | 0 | 0 | 0 | 0 | 0 | 0 | 0 | 246
223 |  |  |  | Total 501 |  |  | 0 | 0 | 0 | 0 | 0 | 0 | 0 | 0 | 0 | 0 | 0 | 0 | 0 | 0
224
225 |  | 502 | Steam Expenses |  | F30 |  | 0 | 0 | 0 | 0 | 0 | 0 | 0 | 0 | 0 | 0 | 0 | 0 | 0 | 0 | 250
226 |  |  |  | Cholla | F30 |  | 0 | 0 | 0 | 0 | 0 | 0 | 0 | 0 | 0 | 0 | 0 | 0 | 0 | 0 | 251
227 |  |  |  | Total 502 |  |  | 0 | 0 | 0 | 0 | 0 | 0 | 0 | 0 | 0 | 0 | 0 | 0 | 0 | 0
228
229 |  | 503 | Steam From Other Sources |  | F30 |  | 0 | 0 | 0 | 0 | 0 | 0 | 0 | 0 | 0 | 0 | 0 | 0 | 0 | 0 | 258
230 |  |  |  | System Energy - Non NPC | F30 |  | 0 | 0 | 0 | 0 | 0 | 0 | 0 | 0 | 0 | 0 | 0 | 0 | 0 | 0 | 255
231 |  |  |  | Total 503 |  |  | 0 | 0 | 0 | 0 | 0 | 0 | 0 | 0 | 0 | 0 | 0 | 0 | 0 | 0
232
233 |  | 505 | Electric Expenses |  | F30 |  | 0 | 0 | 0 | 0 | 0 | 0 | 0 | 0 | 0 | 0 | 0 | 0 | 0 | 0 | 262
234 |  |  |  | Cholla | F30 |  | 0 | 0 | 0 | 0 | 0 | 0 | 0 | 0 | 0 | 0 | 0 | 0 | 0 | 0 | 263
235 |  |  |  | Total 505 |  |  | 0 | 0 | 0 | 0 | 0 | 0 | 0 | 0 | 0 | 0 | 0 | 0 | 0 | 0
236
237 |  | 506 | Misc. Steam Expense |  | F30 |  | 0 | 0 | 0 | 0 | 0 | 0 | 0 | 0 | 0 | 0 | 0 | 0 | 0 | 0 | 267
238 |  |  |  | System Energy | F30 |  | 0 | 0 | 0 | 0 | 0 | 0 | 0 | 0 | 0 | 0 | 0 | 0 | 0 | 0 | 268
239 |  |  |  | Cholla | F30 |  | 0 | 0 | 0 | 0 | 0 | 0 | 0 | 0 | 0 | 0 | 0 | 0 | 0 | 0 | 269
240 |  |  |  | Total 506 |  |  | 0 | 0 | 0 | 0 | 0 | 0 | 0 | 0 | 0 | 0 | 0 | 0 | 0 | 0
241
242 |  | 507 | Rents |  | F30 |  | 0 | 0 | 0 | 0 | 0 | 0 | 0 | 0 | 0 | 0 | 0 | 0 | 0 | 0 | 273
243 |  |  |  | Cholla | F30 |  | 0 | 0 | 0 | 0 | 0 | 0 | 0 | 0 | 0 | 0 | 0 | 0 | 0 | 0 | 274
244 |  |  |  | Total 507 |  |  | 0 | 0 | 0 | 0 | 0 | 0 | 0 | 0 | 0 | 0 | 0 | 0 | 0 | 0
245
246 |  | 510 | Maint Supervision & Engineering |  | F30 |  | 0 | 0 | 0 | 0 | 0 | 0 | 0 | 0 | 0 | 0 | 0 | 0 | 0 | 0 | 278
247 |  |  |  | Cholla | F30 |  | 0 | 0 | 0 | 0 | 0 | 0 | 0 | 0 | 0 | 0 | 0 | 0 | 0 | 0 | 279
248 |  |  |  | Total 510 |  |  | 0 | 0 | 0 | 0 | 0 | 0 | 0 | 0 | 0 | 0 | 0 | 0 | 0 | 0
249
250 |  | 511 | Maintenance of Structures |  | F30 |  | 0 | 0 | 0 | 0 | 0 | 0 | 0 | 0 | 0 | 0 | 0 | 0 | 0 | 0 | 283
251 |  |  |  | Cholla | F30 |  | 0 | 0 | 0 | 0 | 0 | 0 | 0 | 0 | 0 | 0 | 0 | 0 | 0 | 0 | 284
252 |  |  |  | Total 511 |  |  | 0 | 0 | 0 | 0 | 0 | 0 | 0 | 0 | 0 | 0 | 0 | 0 | 0 | 0
253
254 |  | 512 | Maintenance of Boiler Plant |  | F30 |  | 0 | 0 | 0 | 0 | 0 | 0 | 0 | 0 | 0 | 0 | 0 | 0 | 0 | 0 | 288
255 |  |  |  | Cholla | F30 |  | 0 | 0 | 0 | 0 | 0 | 0 | 0 | 0 | 0 | 0 | 0 | 0 | 0 | 0 | 289
256 |  |  |  | Total 512 |  |  | 0 | 0 | 0 | 0 | 0 | 0 | 0 | 0 | 0 | 0 | 0 | 0 | 0 | 0
257
258 |  | 513 | Maintenance of Electric Plant |  | F30 |  | 0 | 0 | 0 | 0 | 0 | 0 | 0 | 0 | 0 | 0 | 0 | 0 | 0 | 0 | 293
259 |  |  |  | Cholla | F30 |  | 0 | 0 | 0 | 0 | 0 | 0 | 0 | 0 | 0 | 0 | 0 | 0 | 0 | 0 | 294
260 |  |  |  | Total 513 |  |  | 0 | 0 | 0 | 0 | 0 | 0 | 0 | 0 | 0 | 0 | 0 | 0 | 0 | 0
261
262 |  | 514 | Maint of Misc. Steam Plant |  | F30 |  | 0 | 0 | 0 | 0 | 0 | 0 | 0 | 0 | 0 | 0 | 0 | 0 | 0 | 0 | 298
263 |  |  |  | Cholla | F30 |  | 0 | 0 | 0 | 0 | 0 | 0 | 0 | 0 | 0 | 0 | 0 | 0 | 0 | 0 | 299
264 |  |  |  | Total 514 |  |  | 0 | 0 | 0 | 0 | 0 | 0 | 0 | 0 | 0 | 0 | 0 | 0 | 0 | 0
265
266 |  | Total Steam Power Generation |  |  |  |  | 0 | 0 | 0 | 0 | 0 | 0 | 0 | 0 | 0 | 0 | 0 | 0 | 0 | 0
267
268
269 | [6 empty] | D: NUCLEAR POWER GENERATION
270
271
272 |  | 517 | Operation Super & Engineering |  | F30 |  | 0 | 0 | 0 | 0 | 0 | 0 | 0 | 0 | 0 | 0 | 0 | 0 | 0 | 0 | 305
273
274 |  | 518 | Nuclear Fuel Expense |  | F30 |  | 0 | 0 | 0 | 0 | 0 | 0 | 0 | 0 | 0 | 0 | 0 | 0 | 0 | 0 | 309
275
276 |  | 519 | Coolants and Water |  | F30 |  | 0 | 0 | 0 | 0 | 0 | 0 | 0 | 0 | 0 | 0 | 0 | 0 | 0 | 0 | 314
277
278 |  | 520 | Steam Expenses |  | F30 |  | 0 | 0 | 0 | 0 | 0 | 0 | 0 | 0 | 0 | 0 | 0 | 0 | 0 | 0 | 318
279
280 |  | 523 | Electric Expenses |  | F30 |  | 0 | 0 | 0 | 0 | 0 | 0 | 0 | 0 | 0 | 0 | 0 | 0 | 0 | 0 | 322
281
282 |  | 524 | Misc. Nuclear Expenses |  | F30 |  | 0 | 0 | 0 | 0 | 0 | 0 | 0 | 0 | 0 | 0 | 0 | 0 | 0 | 0 | 326
283
284 |  | 528 | Maint Supervision & Eng |  | F30 |  | 0 | 0 | 0 | 0 | 0 | 0 | 0 | 0 | 0 | 0 | 0 | 0 | 0 | 0 | 330
285
286 |  | 529 | Maintenance of Structures |  | F30 |  | 0 | 0 | 0 | 0 | 0 | 0 | 0 | 0 | 0 | 0 | 0 | 0 | 0 | 0 | 334
287
288 |  | 530 | Maintenance of Reactor Plant |  | F30 |  | 0 | 0 | 0 | 0 | 0 | 0 | 0 | 0 | 0 | 0 | 0 | 0 | 0 | 0 | 338
289
290 |  | 531 | Maintenance of Electric Plant |  | F30 |  | 0 | 0 | 0 | 0 | 0 | 0 | 0 | 0 | 0 | 0 | 0 | 0 | 0 | 0 | 342
291
292 |  | 532 | Maintenance of Misc Nuclear |  | F30 |  | 0 | 0 | 0 | 0 | 0 | 0 | 0 | 0 | 0 | 0 | 0 | 0 | 0 | 0 | 346
293
294 |  | Total Nuclear Power Generation |  |  |  |  | 0 | 0 | 0 | 0 | 0 | 0 | 0 | 0 | 0 | 0 | 0 | 0 | 0 | 0
295
296
297
298 |  | Distribution - METER - Unbundled |  |  |  |  | D: HYDRAULIC POWER GENERATION
299
300 |  | A |  | B | C |  | D | E | F | G | H | I | J | K | L | M | N | O | P
301 |  | FERC ACCT |  | DESCRIPTION | COS Factor |  | Utah Jurisdiction Normalized | Residential Sch 1 | General Large Dist. Sch 6 | General +1 MW Sch 8 | Street & Area Lighting Sch. 7,11,12 | General Trans Sch 9 | General Secondary Sch 22 | Irrigation Sch 10 | Traffic Signals Sch 15 | Outdoor Lighting Sch 15 | General Small Dist. Sch 23 | Industrial Cust 1 | Industrial Cust 2
302 |  | 535 | Operation Super & Engineering |  | F30 |  | 0 | 0 | 0 | 0 | 0 | 0 | 0 | 0 | 0 | 0 | 0 | 0 | 0 | 0 | 355
303
304 |  | 536 | Water For Power |  | F30 |  | 0 | 0 | 0 | 0 | 0 | 0 | 0 | 0 | 0 | 0 | 0 | 0 | 0 | 0 | 360
305
306 |  | 537 | Hydraulic Expenses |  | F30 |  | 0 | 0 | 0 | 0 | 0 | 0 | 0 | 0 | 0 | 0 | 0 | 0 | 0 | 0 | 365
307
308 |  | 538 | Electric Expenses |  | F30 |  | 0 | 0 | 0 | 0 | 0 | 0 | 0 | 0 | 0 | 0 | 0 | 0 | 0 | 0 | 369
309
310 |  | 539 | Misc. Hydro Expenses |  | F30 |  | 0 | 0 | 0 | 0 | 0 | 0 | 0 | 0 | 0 | 0 | 0 | 0 | 0 | 0 | 374
311
312 |  | 540 | Rents (Hydro Generation) |  | F30 |  | 0 | 0 | 0 | 0 | 0 | 0 | 0 | 0 | 0 | 0 | 0 | 0 | 0 | 0 | 379
313
314 |  | 541 | Maint Supervision & Engineering |  | F30 |  | 0 | 0 | 0 | 0 | 0 | 0 | 0 | 0 | 0 | 0 | 0 | 0 | 0 | 0 | 383
315
316 |  | 542 | Maintenance of Structures |  | F30 |  | 0 | 0 | 0 | 0 | 0 | 0 | 0 | 0 | 0 | 0 | 0 | 0 | 0 | 0 | 388
317
318 |  | 543 | Maint of Dams & Waterways |  | F30 |  | 0 | 0 | 0 | 0 | 0 | 0 | 0 | 0 | 0 | 0 | 0 | 0 | 0 | 0 | 393
319
320 |  | 544 | Maintenance of Electric Plant |  | F30 |  | 0 | 0 | 0 | 0 | 0 | 0 | 0 | 0 | 0 | 0 | 0 | 0 | 0 | 0 | 398
321
322 |  | 545 | Maint of Misc. Hydro Plant |  | F30 |  | 0 | 0 | 0 | 0 | 0 | 0 | 0 | 0 | 0 | 0 | 0 | 0 | 0 | 0 | 403
323
324 |  | Total Hydraulic Power Generation |  |  |  |  | 0 | 0 | 0 | 0 | 0 | 0 | 0 | 0 | 0 | 0 | 0 | 0 | 0 | 0
325
326
327 | [6 empty] | D: OTHER POWER GENERATION
328
329
330 |  | 546 | Operation Super & Engineering |  | F30 |  | 0 | 0 | 0 | 0 | 0 | 0 | 0 | 0 | 0 | 0 | 0 | 0 | 0 | 0 | 409
331
332 |  | 547 | Fuel |  | F30 |  | 0 | 0 | 0 | 0 | 0 | 0 | 0 | 0 | 0 | 0 | 0 | 0 | 0 | 0 | 413
333 |  |  |  | Simple Cycle Combustion Turbine | F30 |  | 0 | 0 | 0 | 0 | 0 | 0 | 0 | 0 | 0 | 0 | 0 | 0 | 0 | 0 | 414
334 |  |  |  | Total 547 |  |  | 0 | 0 | 0 | 0 | 0 | 0 | 0 | 0 | 0 | 0 | 0 | 0 | 0 | 0
335
336 |  | 548 | Generation Expense |  | F30 |  | 0 | 0 | 0 | 0 | 0 | 0 | 0 | 0 | 0 | 0 | 0 | 0 | 0 | 0 | 418
337 |  |  |  | Simple Cycle Combustion Turbine | F30 |  | 0 | 0 | 0 | 0 | 0 | 0 | 0 | 0 | 0 | 0 | 0 | 0 | 0 | 0 | 419
338 |  |  |  | Total 548 |  |  | 0 | 0 | 0 | 0 | 0 | 0 | 0 | 0 | 0 | 0 | 0 | 0 | 0 | 0
339
340 |  | 549 | Miscellaneous Other |  | F30 |  | 0 | 0 | 0 | 0 | 0 | 0 | 0 | 0 | 0 | 0 | 0 | 0 | 0 | 0 | 423
341 |  |  |  | Wind Generation | F30 |  | 0 | 0 | 0 | 0 | 0 | 0 | 0 | 0 | 0 | 0 | 0 | 0 | 0 | 0 | 424
342
343 |  | 550 | Maint Supervision & Engineering
344 |  |  |  | System Generation | F30 |  | 0 | 0 | 0 | 0 | 0 | 0 | 0 | 0 | 0 | 0 | 0 | 0 | 0 | 0 | 429
345 |  |  |  | Wind Generation | F30 |  | 0 | 0 | 0 | 0 | 0 | 0 | 0 | 0 | 0 | 0 | 0 | 0 | 0 | 0 | 430
346 |  |  |  | Total 550 |  |  | 0 | 0 | 0 | 0 | 0 | 0 | 0 | 0 | 0 | 0 | 0 | 0 | 0 | 0
347
348 |  | 551 | Maint Supervision & Engineering |  | F30 |  | 0 | 0 | 0 | 0 | 0 | 0 | 0 | 0 | 0 | 0 | 0 | 0 | 0 | 0 | 434
349
350 |  | 552 | Maintenance of Structures |  | F30 |  | 0 | 0 | 0 | 0 | 0 | 0 | 0 | 0 | 0 | 0 | 0 | 0 | 0 | 0 | 440
351
352 |  | 553 | Maint of Generation & Elect Plant |  | F30 |  | 0 | 0 | 0 | 0 | 0 | 0 | 0 | 0 | 0 | 0 | 0 | 0 | 0 | 0 | 444
353 |  |  |  | Simple Cycle Combustion Turbine | F30 |  | 0 | 0 | 0 | 0 | 0 | 0 | 0 | 0 | 0 | 0 | 0 | 0 | 0 | 0 | 445
354 |  |  |  | Wind Generation | F30 |  | 0 | 0 | 0 | 0 | 0 | 0 | 0 | 0 | 0 | 0 | 0 | 0 | 0 | 0 | 446
355 |  |  |  | Total 553 |  |  | 0 | 0 | 0 | 0 | 0 | 0 | 0 | 0 | 0 | 0 | 0 | 0 | 0 | 0
356
357 |  | 554 | Maintenance of Misc. Other |  | F30 |  | 0 | 0 | 0 | 0 | 0 | 0 | 0 | 0 | 0 | 0 | 0 | 0 | 0 | 0 | 450
358 |  |  |  | Simple Cycle Combustion Turbine | F30 |  | 0 | 0 | 0 | 0 | 0 | 0 | 0 | 0 | 0 | 0 | 0 | 0 | 0 | 0 | 451
359 |  |  |  | Wind Generation | F30 |  | 0 | 0 | 0 | 0 | 0 | 0 | 0 | 0 | 0 | 0 | 0 | 0 | 0 | 0 | 452
360 |  |  |  | Total 554 |  |  | 0 | 0 | 0 | 0 | 0 | 0 | 0 | 0 | 0 | 0 | 0 | 0 | 0 | 0
361
362 |  | Total Other Power Generation |  |  |  |  | 0 | 0 | 0 | 0 | 0 | 0 | 0 | 0 | 0 | 0 | 0 | 0 | 0 | 0
363
364
365 | [6 empty] | D: OTHER POWER SUPPLY
366
367
368 |  | 555 | Purchased Power |  | F30 |  | 0 | 0 | 0 | 0 | 0 | 0 | 0 | 0 | 0 | 0 | 0 | 0 | 0 | 0 | 458
369 |  |  |  | Demand | F30 |  | 0 | 0 | 0 | 0 | 0 | 0 | 0 | 0 | 0 | 0 | 0 | 0 | 0 | 0 | 459
370 |  |  |  | Energy | F30 |  | 0 | 0 | 0 | 0 | 0 | 0 | 0 | 0 | 0 | 0 | 0 | 0 | 0 | 0 | 460
371 |  |  |  | Seasonal Contracts | F30 |  | 0 | 0 | 0 | 0 | 0 | 0 | 0 | 0 | 0 | 0 | 0 | 0 | 0 | 0 | 461
372 |  |  |  | Demand | F30 |  | 0 | 0 | 0 | 0 | 0 | 0 | 0 | 0 | 0 | 0 | 0 | 0 | 0 | 0 | 462
373 |  |  |  | Total 555 |  |  | 0 | 0 | 0 | 0 | 0 | 0 | 0 | 0 | 0 | 0 | 0 | 0 | 0 | 0
374
375
376 |  | 556 | System Control & Load Dispatch |  | F30 |  | 0 | 0 | 0 | 0 | 0 | 0 | 0 | 0 | 0 | 0 | 0 | 0 | 0 | 0 | 466
377
378 |  | 557 | Other Expenses |  | F30 |  | 0 | 0 | 0 | 0 | 0 | 0 | 0 | 0 | 0 | 0 | 0 | 0 | 0 | 0 | 470
379 |  |  |  | Demand | F30 |  | 0 | 0 | 0 | 0 | 0 | 0 | 0 | 0 | 0 | 0 | 0 | 0 | 0 | 0 | 471
380 |  |  |  | Demand | F30 |  | 0 | 0 | 0 | 0 | 0 | 0 | 0 | 0 | 0 | 0 | 0 | 0 | 0 | 0 | 472
381 |  |  |  | Energy | F30 |  | 0 | 0 | 0 | 0 | 0 | 0 | 0 | 0 | 0 | 0 | 0 | 0 | 0 | 0 | 473
382 |  |  |  | Demand | F30 |  | 0 | 0 | 0 | 0 | 0 | 0 | 0 | 0 | 0 | 0 | 0 | 0 | 0 | 0 | 474
383 |  |  |  | Demand | F30 |  | 0 | 0 | 0 | 0 | 0 | 0 | 0 | 0 | 0 | 0 | 0 | 0 | 0 | 0 | 475
384 | [6 empty] | 0 | 0 | 0 | 0 | 0 | 0 | 0 | 0 | 0 | 0 | 0 | 0 | 0 | 0
385
386 |  | 2017 Protocol Adjustment |  | Embedded Cost Differentials
387 |  |  |  | Company Owned Hydro | F30 |  | 0 | 0 | 0 | 0 | 0 | 0 | 0 | 0 | 0 | 0 | 0 | 0 | 0 | 0 | 479
388 |  |  |  | Company Owned Hydro | F30 |  | 0 | 0 | 0 | 0 | 0 | 0 | 0 | 0 | 0 | 0 | 0 | 0 | 0 | 0 | 480
389 |  |  |  | Mid-C Contract | F30 |  | 0 | 0 | 0 | 0 | 0 | 0 | 0 | 0 | 0 | 0 | 0 | 0 | 0 | 0 | 481
390 |  |  |  | Baseline ECD | F30 |  | 0 | 0 | 0 | 0 | 0 | 0 | 0 | 0 | 0 | 0 | 0 | 0 | 0 | 0 | 491
391 |  |  |  | Equalization Adj. | F30 |  | 0 | 0 | 0 | 0 | 0 | 0 | 0 | 0 | 0 | 0 | 0 | 0 | 0 | 0 | 492
392 | [6 empty] | 0 | 0 | 0 | 0 | 0 | 0 | 0 | 0 | 0 | 0 | 0 | 0 | 0 | 0
393
394 |  | Total Other Power Supply |  |  |  |  | 0 | 0 | 0 | 0 | 0 | 0 | 0 | 0 | 0 | 0 | 0 | 0 | 0 | 0
395
396 |  | TOTAL PRODUCTION EXPENSE |  |  |  |  | 0 | 0 | 0 | 0 | 0 | 0 | 0 | 0 | 0 | 0 | 0 | 0 | 0 | 0
397
398 |  | Distribution - METER - Unbundled |  |  |  |  | D: TRANSMISSION EXPENSE
399
400
401 |  | A |  | B | C |  | D | E | F | G | H | I | J | K | L | M | N | O | P
402 |  | FERC ACCT |  | DESCRIPTION | COS Factor |  | Utah Jurisdiction Normalized | Residential Sch 1 | General Large Dist. Sch 6 | General +1 MW Sch 8 | Street & Area Lighting Sch. 7,11,12 | General Trans Sch 9 | General Secondary Sch 22 | Irrigation Sch 10 | Traffic Signals Sch 15 | Outdoor Lighting Sch 15 | General Small Dist. Sch 23 | Industrial Cust 1 | Industrial Cust 2
403 |  | 560 | Operation Supervision & Eng |  | F106 |  | 690395.1066 | 234678.4706 | 193517.2743 | 55481.3887 | 1252.1382 | 123116.2865 | 590.4475 | 6306.278 | 194.6701 | 272.2549 | 45704.5535 | 15300.9399 | 13980.4044 | 0 | 500
404
405 |  | 561 | Load Dispatching |  | F106 |  | 2163329.6421 | 735357.0253 | 606379.8132 | 173849.0491 | 3923.5326 | 385780.7065 | 1850.1473 | 19760.5081 | 609.9921 | 853.1016 | 143213.6676 | 47944.976 | 43807.1229 | 0 | 504
406
407 |  | 562 | Station Expense |  | F106 |  | 371234.2303 | 126189.5986 | 104056.6998 | 29833.0484 | 673.2906 | 66201.1932 | 317.4911 | 3390.9659 | 104.6766 | 146.3949 | 24575.9197 | 8227.51 | 7517.4413 | 0 | 508
408
409 |  | 563 | Overhead Line Expense |  | F106 |  | 54939.9921 | 18675.1517 | 15399.6421 | 4415.0763 | 99.6422 | 9797.2998 | 46.9864 | 501.8385 | 15.4914 | 21.6654 | 3637.0591 | 1217.6122 | 1112.5272 | 0 | 512
410
411 |  | 564 | Underground Line Expense |  | F106 |  | 0 | 0 | 0 | 0 | 0 | 0 | 0 | 0 | 0 | 0 | 0 | 0 | 0 | 0 | 516
412
413 |  | 565 | Transm of Electricity by Others |  | F30 |  | 14382892.8438 | 4180451.628 | 4001011.2235 | 1255212.7521 | 50759.6687 | 2950046.5509 | 15836.1022 | 144942.39 | 4845.4844 | 10714.7904 | 880648.0058 | 378632.4035 | 509791.8443 | 0 | 520
414 |  |  | Energy |  | F30 |  | 949690.4348 | 276031.739 | 264183.4386 | 82880.6525 | 3351.6186 | 194789.1166 | 1045.6446 | 9570.4253 | 319.9433 | 707.4887 | 58148.4543 | 25000.7822 | 33661.1309 | 0 | 521
415 | [6 empty] | 15332583.2786 | 4456483.367 | 4265194.6621 | 1338093.4047 | 54111.2874 | 3144835.6675 | 16881.7468 | 154512.8153 | 5165.4277 | 11422.2791 | 938796.4601 | 403633.1857 | 543452.9751 | 0
416
417 |  | 566 | Misc. Transmission Expense |  | F106 |  | 255490.0255 | 86845.9348 | 71613.6787 | 20531.6366 | 463.3706 | 45560.8432 | 218.5031 | 2333.7233 | 72.0403 | 100.7516 | 16913.5868 | 5662.3193 | 5173.6373 | 0 | 525
418
419 |  | 567 | Rents - Transmission |  | F106 |  | 235086.5929 | 79910.4188 | 65894.6106 | 18891.9801 | 426.3659 | 41922.3544 | 201.0534 | 2147.3521 | 66.2872 | 92.7056 | 15562.8678 | 5210.1265 | 4760.4707 | 0 | 529
420
421 |  | 568 | Maint Supervision & Engineering |  | F106 |  | 115571.7858 | 39285.0553 | 32394.6922 | 9287.5559 | 209.6073 | 20609.603 | 98.8406 | 1055.6677 | 32.5877 | 45.5753 | 7650.9187 | 2561.3695 | 2340.3125 | 0 | 533
422
423 |  | 569 | Maintenance of Structures |  | F106 |  | 632978.0463 | 215161.3162 | 177423.3117 | 50867.2508 | 1148.0035 | 112877.2579 | 541.3427 | 5781.8132 | 178.4802 | 249.6127 | 41903.511 | 14028.4294 | 12817.717 | 0 | 537
424
425 |  | 570 | Maint of Station Equipment |  | F106 |  | 1286212.0374 | 437208.0145 | 360524.3509 | 103362.3056 | 2332.7443 | 229366.7034 | 1100.0088 | 11748.6502 | 362.672 | 507.2133 | 85147.9773 | 28505.7829 | 26045.614 | 0 | 541
426
427 |  | 571 | Maintenance of Overhead Lines |  | F106 |  | 1832806.1307 | 623005.7768 | 513734.2999 | 147287.5871 | 3324.0771 | 326839.3453 | 1567.4732 | 16741.4062 | 516.7947 | 722.7608 | 121332.8209 | 40619.7207 | 37114.068 | 0 | 545
428
429 |  | 572 | Maint of Underground Lines |  | F106 |  | 2151.8974 | 731.471 | 603.1754 | 172.9303 | 3.9028 | 383.742 | 1.8404 | 19.6561 | 0.60677 | 0.84859 | 142.4568 | 47.6916 | 43.5756 | 0 | 549
430
431 |  | 573 | Maint of Misc Transmission Plant |  | F106 |  | 9219.4799 | 3133.8771 | 2584.2139 | 740.8939 | 16.721 | 1644.0848 | 7.8848 | 84.2135 | 2.5996 | 3.6357 | 610.3349 | 204.3275 | 186.6932 | 0 | 553
432
433
434 |  | TOTAL TRANSMISSION EXPENSE |  |  |  |  | 22981998.2456 | 7056665.4778 | 6409320.4246 | 1952814.1076 | 67984.6833 | 4508935.0876 | 23423.7661 | 224384.8881 | 7322.3263 | 14438.7995 | 1445192.1343 | 573163.9912 | 698352.5592 | 0
435
436
437
438
439
440
441
442
443
444
445
446 |  | Distribution - METER - Unbundled |  |  |  |  | D: DISTRIBUTION EXPENSE
447
448
449 |  | A |  | B | C |  | D | E | F | G | H | I | J | K | L | M | N | O | P
450 |  | FERC ACCT |  | DESCRIPTION | COS Factor |  | Utah Jurisdiction Normalized | Residential Sch 1 | General Large Dist. Sch 6 | General +1 MW Sch 8 | Street & Area Lighting Sch. 7,11,12 | General Trans Sch 9 | General Secondary Sch 22 | Irrigation Sch 10 | Traffic Signals Sch 15 | Outdoor Lighting Sch 15 | General Small Dist. Sch 23 | Industrial Cust 1 | Industrial Cust 2
451 |  | 580 | Operation Supervision & Eng |  | F131 |  | 0 | 0 | 0 | 0 | 0 | 0 | 0 | 0 | 0 | 0 | 0 | 0 | 0 | 0 | 561
452
453 |  | 581 | Load Dispatching |  | F20 |  | 0 | 0 | 0 | 0 | 0 | 0 | 0 | 0 | 0 | 0 | 0 | 0 | 0 | 0 | 566
454
455 |  | 582 | Station Expense |  | F120 |  | 0 | 0 | 0 | 0 | 0 | 0 | 0 | 0 | 0 | 0 | 0 | 0 | 0 | 0 | 571
456
457 |  | 583 | Overhead Line Expenses |  | F132 |  | 0 | 0 | 0 | 0 | 0 | 0 | 0 | 0 | 0 | 0 | 0 | 0 | 0 | 0 | 576
458
459 |  | 584 | Underground Line Expense |  | F133 |  | 0 | 0 | 0 | 0 | 0 | 0 | 0 | 0 | 0 | 0 | 0 | 0 | 0 | 0 | 581
460
461 |  | 585 | Street Lighting & Signal Systems |  | F130 |  | 0 | 0 | 0 | 0 | 0 | 0 | 0 | 0 | 0 | 0 | 0 | 0 | 0 | 0 | 586
462
463 |  | 586 | Meter Expenses |  | F127 |  | 0 | 0 | 0 | 0 | 0 | 0 | 0 | 0 | 0 | 0 | 0 | 0 | 0 | 0 | 591
464
465 |  | 587 | Customer Installation Expenses |  | F20 |  | 0 | 0 | 0 | 0 | 0 | 0 | 0 | 0 | 0 | 0 | 0 | 0 | 0 | 0 | 596
466
467 |  | 588 | Misc. Distribution Expenses |  | F131 |  | 0 | 0 | 0 | 0 | 0 | 0 | 0 | 0 | 0 | 0 | 0 | 0 | 0 | 0 | 601
468
469 |  | 589 | Rents |  | F131 |  | 0 | 0 | 0 | 0 | 0 | 0 | 0 | 0 | 0 | 0 | 0 | 0 | 0 | 0 | 606
470
471 |  | 590 | Maint Supervision & Engineering |  | F131 |  | 0 | 0 | 0 | 0 | 0 | 0 | 0 | 0 | 0 | 0 | 0 | 0 | 0 | 0 | 611
472
473 |  | 591 | Maintenance of Structures |  | F119 |  | 0 | 0 | 0 | 0 | 0 | 0 | 0 | 0 | 0 | 0 | 0 | 0 | 0 | 0 | 616
474
475 |  | 592 | Maint of Station Equipment |  | F120 |  | 0 | 0 | 0 | 0 | 0 | 0 | 0 | 0 | 0 | 0 | 0 | 0 | 0 | 0 | 621
476
477 |  | 593 | Maintenance of Overhead Lines |  | F134 |  | 0 | 0 | 0 | 0 | 0 | 0 | 0 | 0 | 0 | 0 | 0 | 0 | 0 | 0 | 626
478
479 |  | 594 | Maint of Underground Lines |  | F135 |  | 0 | 0 | 0 | 0 | 0 | 0 | 0 | 0 | 0 | 0 | 0 | 0 | 0 | 0 | 631
480
481 |  | 595 | Maint of Line Transformers |  | F125 |  | 0 | 0 | 0 | 0 | 0 | 0 | 0 | 0 | 0 | 0 | 0 | 0 | 0 | 0 | 636
482
483 |  | 596 | Maint of Street Lighting & Signals |  | F130 |  | 0 | 0 | 0 | 0 | 0 | 0 | 0 | 0 | 0 | 0 | 0 | 0 | 0 | 0 | 641
484
485 |  | 597 | Maintenance of Meters |  | F127 |  | 0 | 0 | 0 | 0 | 0 | 0 | 0 | 0 | 0 | 0 | 0 | 0 | 0 | 0 | 646
486
487 |  | 598 | Maint of Misc. Distribution Plant |  | F131 |  | 0 | 0 | 0 | 0 | 0 | 0 | 0 | 0 | 0 | 0 | 0 | 0 | 0 | 0 | 651
488
489 |  | TOTAL DISTRIBUTION EXPENSE |  |  |  |  | 0 | 0 | 0 | 0 | 0 | 0 | 0 | 0 | 0 | 0 | 0 | 0 | 0 | 0
490
491
492 | [6 empty] | D: CUSTOMER ACCOUNTS EXPENSE
493
494
495 |  | 901 | Supervision |  | F136 |  | 0 | 0 | 0 | 0 | 0 | 0 | 0 | 0 | 0 | 0 | 0 | 0 | 0 | 0 | 658
496
497 |  | 902 | Meter Reading Expense |  | F47 |  | 0 | 0 | 0 | 0 | 0 | 0 | 0 | 0 | 0 | 0 | 0 | 0 | 0 | 0 | 663
498
499 |  | 903 | Customer Receipts & Collections |  | F48 |  | 0 | 0 | 0 | 0 | 0 | 0 | 0 | 0 | 0 | 0 | 0 | 0 | 0 | 0 | 668
500
501 |  | 904 | Uncollectible Accounts |  | F80 |  | 0 | 0 | 0 | 0 | 0 | 0 | 0 | 0 | 0 | 0 | 0 | 0 | 0 | 0 | 674
502
503 |  | 905 | Misc. Customer Accounts Exp |  | F136 |  | 0 | 0 | 0 | 0 | 0 | 0 | 0 | 0 | 0 | 0 | 0 | 0 | 0 | 0 | 679
504
505 |  | TOTAL CUSTOMER ACCOUNTS EXPENSE |  |  |  |  | 0 | 0 | 0 | 0 | 0 | 0 | 0 | 0 | 0 | 0 | 0 | 0 | 0 | 0
506
507 |  | Distribution - METER - Unbundled |  |  |  |  | D: CUSTOMER SERVICE EXPENSE
508
509 |  | A |  | B | C |  | D | E | F | G | H | I | J | K | L | M | N | O | P
510 |  | FERC ACCT |  | DESCRIPTION | COS Factor |  | Utah Jurisdiction Normalized | Residential Sch 1 | General Large Dist. Sch 6 | General +1 MW Sch 8 | Street & Area Lighting Sch. 7,11,12 | General Trans Sch 9 | General Secondary Sch 22 | Irrigation Sch 10 | Traffic Signals Sch 15 | Outdoor Lighting Sch 15 | General Small Dist. Sch 23 | Industrial Cust 1 | Industrial Cust 2
511 |  | 907 | Supervision |  | F40 |  | 0 | 0 | 0 | 0 | 0 | 0 | 0 | 0 | 0 | 0 | 0 | 0 | 0 | 0 | 686
512
513 |  | 908 | Customer Assistance |  | F40 |  | 0 | 0 | 0 | 0 | 0 | 0 | 0 | 0 | 0 | 0 | 0 | 0 | 0 | 0 | 691
514
515 |  | 909 | Informational & Instructional Adv |  | F40 |  | 0 | 0 | 0 | 0 | 0 | 0 | 0 | 0 | 0 | 0 | 0 | 0 | 0 | 0 | 696
516
517 |  | 910 | Misc. Customer Service |  | F40 |  | 0 | 0 | 0 | 0 | 0 | 0 | 0 | 0 | 0 | 0 | 0 | 0 | 0 | 0 | 701
518
519 |  | TOTAL CUSTOMER SERVICE EXPENSE |  |  |  |  | 0 | 0 | 0 | 0 | 0 | 0 | 0 | 0 | 0 | 0 | 0 | 0 | 0 | 0
520
521
522 | [6 empty] | D: SALES EXPENSE
523
524
525 |  | 911 | Supervision |  | F40 |  | 0 | 0 | 0 | 0 | 0 | 0 | 0 | 0 | 0 | 0 | 0 | 0 | 0 | 0 | 708
526
527 |  | 912 | Demonstration & Selling Expense |  | F40 |  | 0 | 0 | 0 | 0 | 0 | 0 | 0 | 0 | 0 | 0 | 0 | 0 | 0 | 0 | 713
528
529 |  | 913 | Advertising Expense |  | F40 |  | 0 | 0 | 0 | 0 | 0 | 0 | 0 | 0 | 0 | 0 | 0 | 0 | 0 | 0 | 718
530
531 |  | 916 | Misc. Sales Expense |  | F40 |  | 0 | 0 | 0 | 0 | 0 | 0 | 0 | 0 | 0 | 0 | 0 | 0 | 0 | 0 | 723
532
533 |  | TOTAL SALES EXPENSE |  |  |  |  | 0 | 0 | 0 | 0 | 0 | 0 | 0 | 0 | 0 | 0 | 0 | 0 | 0 | 0
534
535
536 | [6 empty] | D: ADMINISTRATION & GENERAL EXPENSE
537
538
539 |  | 920 | Administrative & General Salaries |  | F102T |  | -0.0006143 | -0.00020881 | -0.00017219 | -4.9366e-05 | -1.1141e-06 | -0.00010955 | -5.2537e-07 | -5.6112e-06 | -1.7321e-07 | -2.4225e-07 | -4.0667e-05 | -1.3615e-05 | -1.244e-05 | 0 | 729
540 |  |  |  | Customer - System | F42 |  | 0 | 0 | 0 | 0 | 0 | 0 | 0 | 0 | 0 | 0 | 0 | 0 | 0 | 0 | 730
541 |  |  |  | System Overheads | F102T |  | 1880218.2427 | 639122.0584 | 527023.8823 | 151097.7094 | 3410.0663 | 335294.2187 | 1608.0215 | 17174.4828 | 530.1634 | 741.4576 | 124471.53 | 41670.4957 | 38074.1566 | 0 | 731
542 |  |  |  | Administrative & General Salaries |  |  | 1880218.2421 | 639122.0582 | 527023.8822 | 151097.7094 | 3410.0663 | 335294.2186 | 1608.0215 | 17174.4828 | 530.1634 | 741.4576 | 124471.53 | 41670.4956 | 38074.1566 | 0
543
544 |  | 921 | Office Supplies & expenses |  | F102T |  | 8204.0009 | 2788.6965 | 2299.5758 | 659.2882 | 14.8792 | 1462.9972 | 7.0163 | 74.9378 | 2.3133 | 3.2352 | 543.1096 | 181.8219 | 166.1299 | 0 | 735
545 |  |  |  | Customer - System | F42 |  | 0 | 0 | 0 | 0 | 0 | 0 | 0 | 0 | 0 | 0 | 0 | 0 | 0 | 0 | 736
546 |  |  |  | System Overheads | F102T |  | 235691.5559 | 80116.0572 | 66064.1813 | 18940.596 | 427.4631 | 42030.2358 | 201.5708 | 2152.878 | 66.4577 | 92.9442 | 15602.9167 | 5223.534 | 4772.7211 | 0 | 737
547 |  |  |  | Office Supplies & expenses |  |  | 243895.5568 | 82904.7537 | 68363.7571 | 19599.8843 | 442.3423 | 43493.233 | 208.5871 | 2227.8159 | 68.771 | 96.1794 | 16146.0263 | 5405.3559 | 4938.8509 | 0
548
549 |  | 922 | A&G Expenses Transferred |  | F102T |  | -824756.0609 | -280350.3228 | -231178.5575 | -66278.8759 | -1495.8225 | -147076.511 | -705.3572 | -7533.5716 | -232.5557 | -325.2397 | -54599.326 | -18278.7259 | -16701.195 | 0 | 741
550
551 |  | 923 | Outside Services |  | F102T |  | 162387.7035 | 55198.679 | 45517.1618 | 13049.767 | 294.5152 | 28958.1586 | 138.8791 | 1483.2985 | 45.7883 | 64.037 | 10750.1594 | 3598.9312 | 3288.3283 | 0 | 744
552 |  |  |  | Customer - System | F42 |  | 0 | 0 | 0 | 0 | 0 | 0 | 0 | 0 | 0 | 0 | 0 | 0 | 0 | 0 | 745
553 |  |  |  | System Overheads | F102T |  | 548609.9548 | 186482.992 | 153774.9936 | 44087.2797 | 994.9889 | 97832.125 | 469.1884 | 5011.1695 | 154.691 | 216.3424 | 36318.2948 | 12158.6145 | 11109.2749 | 0 | 746
554 |  |  |  | Outside Services |  |  | 710997.6582 | 241681.671 | 199292.1554 | 57137.0467 | 1289.5041 | 126790.2836 | 608.0675 | 6494.4679 | 200.4794 | 280.3795 | 47068.4543 | 15757.5457 | 14397.6032 | 0
555
556 |  | 924 | Property Insurance |  | F102T |  | 175140.9886 | 59533.764 | 49091.8988 | 14074.6439 | 317.6452 | 31232.4174 | 149.7861 | 1599.7908 | 49.3843 | 69.0662 | 11594.4343 | 3881.577 | 3546.5805 | 0 | 750
557 |  |  |  | System Generation | F30 |  | 0 | 0 | 0 | 0 | 0 | 0 | 0 | 0 | 0 | 0 | 0 | 0 | 0 | 0 | 751
558 |  |  |  | System Overheads | F102T |  | 147775.6238 | 50231.7543 | 41421.4059 | 11875.5141 | 268.0139 | 26352.4261 | 126.3823 | 1349.8273 | 41.6682 | 58.2748 | 9782.8314 | 3275.0897 | 2992.4357 |  | 752
559
560 |  | 925 | Injuries & Damages |  | F102T |  | 258395.7821 | 87833.6569 | 72428.1603 | 20765.1484 | 468.6407 | 46079.0188 | 220.9882 | 2360.2653 | 72.8596 | 101.8975 | 17105.9495 | 5726.7184 | 5232.4785 | 0 | 756
561
562 |  | 926 | Employee Pensions & Benefits |  | F138T |  | 912343.59 | 310122.9953 | 255729.2818 | 73317.5668 | 1654.6761 | 162695.7575 | 780.2648 | 8333.6226 | 257.2527 | 359.7795 | 60397.6709 | 20219.8919 | 18474.8302 | 0 | 763
563
564 |  | 927 | Franchise Requirements |  | F102 |  | 0 | 0 | 0 | 0 | 0 | 0 | 0 | 0 | 0 | 0 | 0 | 0 | 0 | 0 | 768
565
566 |  | 928 | Regulatory Commission Expense |  | F102 |  | 266865.0684 | 108153.5482 | 72261.1082 | 19676.4022 | 1241.8693 | 34761.9116 | 201.7947 | 2658.1096 | 93.0217 | 97.9215 | 19355.6083 | 4362.1037 | 4001.6695 | 0 | 775
567 |  |  |  | Regulatory Expense | F103 |  | 0 | 0 | 0 | 0 | 0 | 0 | 0 | 0 | 0 | 0 | 0 | 0 | 0 | 0 | 777
568
569 |  | 929 | Duplicate Charges |  | F102T |  | -946212.3994 | -321635.6498 | -265222.6858 | -76039.3251 | -1716.1024 | -168735.4903 | -809.2305 | -8642.9906 | -266.8026 | -373.1356 | -62639.8055 | -20970.5122 | -19160.6688 | 0 | 782
570
571 |  | 930 | Misc General Expenses
572 |  |  |  | Situs | F102T |  | 383.632 | 130.4038 | 107.5318 | 30.8294 | 0.69578 | 68.412 | 0.32809 | 3.5042 | 0.10817 | 0.15128 | 25.3967 | 8.5023 | 7.7685 | 0 | 785
573 |  |  |  | Customer | F42 |  | 0 | 0 | 0 | 0 | 0 | 0 | 0 | 0 | 0 | 0 | 0 | 0 | 0 | 0 | 786
574 |  |  |  | Labor | F138T |  | 20284.7969 | 6895.1895 | 5685.8146 | 1630.1227 | 36.7896 | 3617.3328 | 17.3482 | 185.2875 | 5.7197 | 7.9992 | 1342.8652 | 449.5635 | 410.7643 | 0 | 787
575
576 |  | 931 | Rents |  | F102T |  | 67687.812 | 23008.3789 | 18972.8472 | 5439.5139 | 122.7623 | 12070.5839 | 57.8887 | 618.281 | 19.0859 | 26.6925 | 4480.9721 | 1500.1369 | 1370.6687 | 0 | 793
577
578 |  | 935 | Maintenance of General Plant |  | F108 |  | 805150.5275 | 343193.4841 | 211668.3552 | 57341.884 | 4675.0235 | 95090.2872 | 598.3478 | 8219.6076 | 333.6608 | 327.2733 | 59638.7682 | 11951.6527 | 12112.1832 | 0 | 799
579
580 |  | TOTAL ADMINISTRATIVE & GEN EXPENSE |  |  |  |  | 3718170.8181 | 1350825.6854 | 1025644.9551 | 289668.0647 | 10716.1041 | 601733.8812 | 3063.2173 | 35048.5003 | 1172.8164 | 1468.6969 | 254171.3755 | 74959.3951 | 69698.1261 | 0
581
582
583 |  | TOTAL O & M EXPENSE |  |  |  |  | 26700169.0637 | 8407491.1631 | 7434965.3797 | 2242482.1723 | 78700.7874 | 5110668.9688 | 26486.9834 | 259433.3884 | 8495.1427 | 15907.4964 | 1699363.5098 | 648123.3863 | 768050.6853 | 0
584
585 |  | Distribution - METER - Unbundled |  |  |  |  | D: DEPRECIATION EXPENSE
586
587 |  | A |  | B | C |  | D | E | F | G | H | I | J | K | L | M | N | O | P
588 |  | FERC ACCT |  | DESCRIPTION | COS Factor |  | Utah Jurisdiction Normalized | Residential Sch 1 | General Large Dist. Sch 6 | General +1 MW Sch 8 | Street & Area Lighting Sch. 7,11,12 | General Trans Sch 9 | General Secondary Sch 22 | Irrigation Sch 10 | Traffic Signals Sch 15 | Outdoor Lighting Sch 15 | General Small Dist. Sch 23 | Industrial Cust 1 | Industrial Cust 2
589 |  | 403SP | Steam Depreciation |  | F30 |  | 0 | 0 | 0 | 0 | 0 | 0 | 0 | 0 | 0 | 0 | 0 | 0 | 0 | 0 | 811
590
591 |  | 403NP | Nuclear Depreciation |  | F30 |  | 0 | 0 | 0 | 0 | 0 | 0 | 0 | 0 | 0 | 0 | 0 | 0 | 0 | 0 | 815
592
593 |  | 403HP | Hydro Depreciation |  | F30 |  | 0 | 0 | 0 | 0 | 0 | 0 | 0 | 0 | 0 | 0 | 0 | 0 | 0 | 0 | 822
594
595 |  | 403OP | Other Production Depreciation |  | F30 |  | 0 | 0 | 0 | 0 | 0 | 0 | 0 | 0 | 0 | 0 | 0 | 0 | 0 | 0 | 825
596 |  |  |  | Simple Cycle Combustion Turbine | F30 |  | 0 | 0 | 0 | 0 | 0 | 0 | 0 | 0 | 0 | 0 | 0 | 0 | 0 | 0 | 826
597 |  |  |  | System Generation | F30 |  | 0 | 0 | 0 | 0 | 0 | 0 | 0 | 0 | 0 | 0 | 0 | 0 | 0 | 0 | 827
598 |  |  |  | Wind Generation | F30 |  | 0 | 0 | 0 | 0 | 0 | 0 | 0 | 0 | 0 | 0 | 0 | 0 | 0 | 0 | 828
599 |  |  |  | Total 403OP |  |  | 0 | 0 | 0 | 0 | 0 | 0 | 0 | 0 | 0 | 0 | 0 | 0 | 0 | 0
600
601 |  | 403TP | Transmission Depreciation |  | F106 |  | 11624777.2216 | 3951483.5976 | 3258417.0728 | 934187.9419 | 21083.3296 | 2073014.9868 | 9941.8736 | 106184.2354 | 3277.8278 | 4584.1908 | 769566.9439 | 257635.1073 | 235400.1141 | 0 | 835
602
603 |  | 403 | Distribution Depreciation
604 |  |  |  | Land Rights | F118 |  | 0 | 0 | 0 | 0 | 0 | 0 | 0 | 0 | 0 | 0 | 0 | 0 | 0 | 0 | 838
605 |  |  |  | Structures | F119 |  | 0 | 0 | 0 | 0 | 0 | 0 | 0 | 0 | 0 | 0 | 0 | 0 | 0 | 0 | 839
606 |  |  |  | Station Equip | F120 |  | 0 | 0 | 0 | 0 | 0 | 0 | 0 | 0 | 0 | 0 | 0 | 0 | 0 | 0 | 840
607 |  |  |  | Poles & Towers | F121 |  | 0 | 0 | 0 | 0 | 0 | 0 | 0 | 0 | 0 | 0 | 0 | 0 | 0 | 0 | 842
608 |  |  |  | OH Conductors | F122 |  | 0 | 0 | 0 | 0 | 0 | 0 | 0 | 0 | 0 | 0 | 0 | 0 | 0 | 0 | 843
609 |  |  |  | UG Conduit | F123 |  | 0 | 0 | 0 | 0 | 0 | 0 | 0 | 0 | 0 | 0 | 0 | 0 | 0 | 0 | 844
610 |  |  |  | UG Conductor | F124 |  | 0 | 0 | 0 | 0 | 0 | 0 | 0 | 0 | 0 | 0 | 0 | 0 | 0 | 0 | 845
611 |  |  |  | Line Transformer | F125 |  | 0 | 0 | 0 | 0 | 0 | 0 | 0 | 0 | 0 | 0 | 0 | 0 | 0 | 0 | 846
612 |  |  |  | Services | F126 |  | 0 | 0 | 0 | 0 | 0 | 0 | 0 | 0 | 0 | 0 | 0 | 0 | 0 | 0 | 847
613 |  |  |  | Meters | F127 |  | 0 | 0 | 0 | 0 | 0 | 0 | 0 | 0 | 0 | 0 | 0 | 0 | 0 | 0 | 848
614 |  |  |  | Inst Cust Premises | F128 |  | 0 | 0 | 0 | 0 | 0 | 0 | 0 | 0 | 0 | 0 | 0 | 0 | 0 | 0 | 849
615 |  |  |  | Leased Property | F129 |  | 0 | 0 | 0 | 0 | 0 | 0 | 0 | 0 | 0 | 0 | 0 | 0 | 0 | 0 | 850
616 |  |  |  | Street Lighting | F130 |  | 0 | 0 | 0 | 0 | 0 | 0 | 0 | 0 | 0 | 0 | 0 | 0 | 0 | 0 | 851
617 |  |  | Total Distribution Expense |  |  |  | 0 | 0 | 0 | 0 | 0 | 0 | 0 | 0 | 0 | 0 | 0 | 0 | 0 | 0
618
619 |  | 403GP | General Depreciation
620 |  |  |  | Situs | F107T |  | 371550.0393 | 126296.9481 | 104145.2209 | 29858.4274 | 673.8634 | 66257.5106 | 317.7612 | 3393.8506 | 104.7656 | 146.5195 | 24596.8265 | 8234.5091 | 7523.8364 | 0 | 855
621 |  |  |  | System Generation | F105T |  | 861.0542 | 292.6887 | 241.3529 | 69.1959 | 1.5617 | 153.5495 | 0.7364 | 7.8651 | 0.24279 | 0.33955 | 57.0023 | 19.0832 | 17.4362 | 0 | 856
622 |  |  |  | System Generation | F105T |  | 2647.9475 | 900.0879 | 742.2179 | 212.7938 | 4.8025 | 472.2013 | 2.2646 | 24.1872 | 0.74664 | 1.0442 | 175.2956 | 58.6854 | 53.6206 | 0 | 857
623 |  |  |  | Energy | F30 |  | 0 | 0 | 0 | 0 | 0 | 0 | 0 | 0 | 0 | 0 | 0 | 0 | 0 | 0 | 858
624 |  |  |  | Customer - System | F42 |  | 0 | 0 | 0 | 0 | 0 | 0 | 0 | 0 | 0 | 0 | 0 | 0 | 0 | 0 | 859
625 |  |  |  | System Generation | F105T |  | 580179.5524 | 197214.1006 | 162623.9301 | 46624.2691 | 1052.2453 | 103461.8457 | 496.1877 | 5299.5357 | 163.5927 | 228.7918 | 38408.2203 | 12858.2783 | 11748.5549 | 0 | 860
626 |  |  |  | System Overheads | F102T |  | 353969.7738 | 120321.0804 | 99217.4845 | 28445.6457 | 641.9789 | 63122.4695 | 302.726 | 3233.2671 | 99.8085 | 139.5868 | 23433.0028 | 7844.885 | 7167.8384 | 0 | 861
627 |  |  |  | Simple Cycle Combustion Turbine | F30 |  | 487.8006 | 141.7814 | 135.6956 | 42.571 | 1.7215 | 100.0518 | 0.53709 | 4.9158 | 0.16434 | 0.3634 | 29.8675 | 12.8414 | 17.2898 | 0 | 862
628 |  |  |  | Cholla | F30 |  | 9169.9654 | 2665.2911 | 2550.887 | 800.2742 | 32.3624 | 1880.8334 | 10.0965 | 92.4096 | 3.0893 | 6.8313 | 561.4664 | 241.4011 | 325.0232 | 0 | 863
629 |  |  | Total General Expense |  |  |  | 1318866.1331 | 447831.9784 | 369656.7889 | 106053.177 | 2408.5355 | 235448.4617 | 1130.3096 | 12056.031 | 372.4099 | 523.4765 | 87261.6815 | 29269.6836 | 26853.5994 | 0
630
631 |  | 403GV0 | General Vehicles |  | F105T |  | 0 | 0 | 0 | 0 | 0 | 0 | 0 | 0 | 0 | 0 | 0 | 0 | 0 | 0 | 868
632
633 |  | 403MP | Mining Depreciation |  | F30 |  | 0 | 0 | 0 | 0 | 0 | 0 | 0 | 0 | 0 | 0 | 0 | 0 | 0 | 0 | 872
634
635 |  | 403EP | Experimental Plant Depreciation |  | F30 |  | 0 | 0 | 0 | 0 | 0 | 0 | 0 | 0 | 0 | 0 | 0 | 0 | 0 | 0 | 877
636
637
638 |  | TOTAL DEPRECIATION EXPENSE |  |  |  |  | 12943643.3547 | 4399315.5759 | 3628073.8617 | 1040241.119 | 23491.8651 | 2308463.4485 | 11072.1832 | 118240.2665 | 3650.2377 | 5107.6673 | 856828.6253 | 286904.7909 | 262253.7135 | 0
639
640 | [6 empty] | D: AMORTIZATION EXPENSE
641
642
643 |  | 404CLG | Amort of LT Plant - Cap. Lease Gen
644 |  |  | Situs |  | F30 |  | -96.8553 | -28.1514 | -26.9431 | -8.4527 | -0.34182 | -19.8658 | -0.10664 | -0.97605 | -0.03263 | -0.072154 | -5.9303 | -2.5497 | -3.433 | 0 | 882
645 |  |  | System Generation |  | F30 |  | 0 | 0 | 0 | 0 | 0 | 0 | 0 | 0 | 0 | 0 | 0 | 0 | 0 | 0 | 883
646 |  |  | System Overheads |  | F102T |  | 12220.9622 | 4154.1382 | 3425.5273 | 982.0984 | 22.1646 | 2179.331 | 10.4517 | 111.63 | 3.4459 | 4.8193 | 809.0347 | 270.8481 | 247.4728 | 0 | 884
647 |  |  | System Generation |  | F30 |  | 0 | 0 | 0 | 0 | 0 | 0 | 0 | 0 | 0 | 0 | 0 | 0 | 0 | 0 | 885
648 |  |  | Customer - System |  | F42 |  | 0 | 0 | 0 | 0 | 0 | 0 | 0 | 0 | 0 | 0 | 0 | 0 | 0 | 0 | 886
649 |  |  | System Generation |  | F30 |  | 0 | 0 | 0 | 0 | 0 | 0 | 0 | 0 | 0 | 0 | 0 | 0 | 0 | 0 | 887
650 |  |  | Total Amort. Cap. Lease General |  |  |  | 12124.1069 | 4125.9868 | 3398.5842 | 973.6458 | 21.8228 | 2159.4652 | 10.3451 | 110.6539 | 3.4133 | 4.7471 | 803.1044 | 268.2984 | 244.0398 | 0
651
652 |  | 404CLS | Amort of LT Plant - Cap Lease Steam |  | F30 |  | 0 | 0 | 0 | 0 | 0 | 0 | 0 | 0 | 0 | 0 | 0 | 0 | 0 | 0 | 892
653
654 |  | 404IP | Amort of LT Plant - Intangible Plant
655 |  |  |  | Situs | F107T |  | -597106.0294 | -202967.7332 | -167368.41 | -47984.5112 | -1082.944 | -106480.2984 | -510.6638 | -5454.1473 | -168.3654 | -235.4667 | -39528.7629 | -13233.4128 | -12091.3136 | 0 | 895
656 |  |  |  | Energy | F30 |  | 0 | 0 | 0 | 0 | 0 | 0 | 0 | 0 | 0 | 0 | 0 | 0 | 0 | 0 | 896
657 |  |  |  | System Generation | F105T |  | 205326.4698 | 69794.3851 | 57552.8685 | 16500.4033 | 372.3913 | 36615.3124 | 175.6016 | 1875.5142 | 57.8957 | 80.9698 | 13592.7305 | 4550.5652 | 4157.8323 | 0 | 897
658 |  |  |  | System Overheads | F102T |  | 305265.4341 | 103765.546 | 85565.6916 | 24531.6777 | 553.646 | 54437.1568 | 261.0726 | 2788.3869 | 86.0754 | 120.3804 | 20208.7475 | 6765.471 | 6181.5824 | 0 | 898
659 |  |  |  | Customer - System | F42 |  | 0 | 0 | 0 | 0 | 0 | 0 | 0 | 0 | 0 | 0 | 0 | 0 | 0 | 0 | 899
660 |  |  |  | System Generation | F105T |  | 46767.7354 | 15897.2457 | 13108.9641 | 3758.3391 | 84.8205 | 8339.9634 | 39.9972 | 427.1907 | 13.1871 | 18.4427 | 3096.051 | 1036.4939 | 947.0401 | 0 | 900
661 |  |  |  | System Generation | F105T |  | 5540.3947 | 1883.2859 | 1552.9688 | 445.2361 | 10.0484 | 988.0036 | 4.7383 | 50.6076 | 1.5622 | 2.1848 | 366.7773 | 122.7895 | 112.1922 | 0 | 901
662 |  |  |  | System Generation | F105T |  | 0 | 0 | 0 | 0 | 0 | 0 | 0 | 0 | 0 | 0 | 0 | 0 | 0 | 0 | 902
663 |  |  |  | System Generation | F105T |  | 0 | 0 | 0 | 0 | 0 | 0 | 0 | 0 | 0 | 0 | 0 | 0 | 0 | 0 | 903
664 |  |  |  | System Generation | F105T |  | 2652.6151 | 901.6745 | 743.5262 | 213.1689 | 4.8109 | 473.0337 | 2.2686 | 24.2298 | 0.74796 | 1.046 | 175.6046 | 58.7888 | 53.7151 | 0 | 904
665 |  |  |  | System Generation | F30 |  | 0 | 0 | 0 | 0 | 0 | 0 | 0 | 0 | 0 | 0 | 0 | 0 | 0 | 0 | 905
666 |  |  | Total Amort. Intangible Plant |  |  |  | -31553.3802 | -10725.596 | -8844.3908 | -2535.6862 | -57.2269 | -5626.8287 | -26.9854 | -288.2181 | -8.8971 | -12.443 | -2088.8519 | -699.3045 | -638.9515 | 0
667
668 |  | Distribution - METER - Unbundled |  |  |  |  | D: AMORTIZATION EXPENSE (continued)
669
670
671 |  | A |  | B | C |  | D | E | F | G | H | I | J | K | L | M | N | O | P
672 |  | FERC ACCT |  | DESCRIPTION | COS Factor |  | Utah Jurisdiction Normalized | Residential Sch 1 | General Large Dist. Sch 6 | General +1 MW Sch 8 | Street & Area Lighting Sch. 7,11,12 | General Trans Sch 9 | General Secondary Sch 22 | Irrigation Sch 10 | Traffic Signals Sch 15 | Outdoor Lighting Sch 15 | General Small Dist. Sch 23 | Industrial Cust 1 | Industrial Cust 2
673 |  | 404O | Amort of LT Plant - Other Plant |  | F30 |  | 0 | 0 | 0 | 0 | 0 | 0 | 0 | 0 | 0 | 0 | 0 | 0 | 0 | 0 | 910
674
675 |  | 404HP | Amort of Other Electric Plant |  | F30 |  | 0 | 0 | 0 | 0 | 0 | 0 | 0 | 0 | 0 | 0 | 0 | 0 | 0 | 0 | 915
676
677 |  | 405 | Amort of Other Electric Plant |  | F30 |  | 0 | 0 | 0 | 0 | 0 | 0 | 0 | 0 | 0 | 0 | 0 | 0 | 0 | 0 | 923
678
679 |  | 406 | Amort of Plant Acquisition Adj |  | F30 |  | 0 | 0 | 0 | 0 | 0 | 0 | 0 | 0 | 0 | 0 | 0 | 0 | 0 | 0 | 931
680
681 |  | 407 | Amort of Prop Losses, Unrec Plant, |  | F151 |  | 0 | 0 | 0 | 0 | 0 | 0 | 0 | 0 | 0 | 0 | 0 | 0 | 0 | 0 | 940
682
683
684 |  | TOTAL AMORTIZATION EXPENSE |  |  |  |  | -19429.2734 | -6599.6092 | -5445.8066 | -1562.0405 | -35.4041 | -3467.3635 | -16.6403 | -177.5642 | -5.4838 | -7.6958 | -1285.7475 | -431.0061 | -394.9117 | 0
685
686
687 | [6 empty] | D: TAX OTHER THAN INCOME
688
689
690 |  | 408 | Total Taxes Other Than Income |  | F101T |  | 4192253.6564 | 1420502.1476 | 1182782.2406 | 337152.4023 | 7369.0886 | 747351.6804 | 3610.7779 | 38173.5021 | 1048.0115 | 1452.545 | 273787.6671 | 93542.9466 | 85480.6467 | 0 | 953
691
692
693 | [6 empty] | D: DEFERRED ITC
694
695
696 |  | 41140 | Deferred I T C - Federal |  | F101T |  | -189850.7078 | -64328.9649 | -53563.5637 | -15268.3085 | -333.7171 | -33844.6232 | -163.518 | -1728.728 | -47.4603 | -65.7801 | -12398.7685 | -4236.1928 | -3871.0829 | 0 | 958
697
698 |  | 41141 | Deferred I T C - Idaho |  | F101T |  | 0 | 0 | 0 | 0 | 0 | 0 | 0 | 0 | 0 | 0 | 0 | 0 | 0 | 0 | 961
699
700 |  | TOTAL DEFERRED ITC |  |  |  |  | -189850.7078 | -64328.9649 | -53563.5637 | -15268.3085 | -333.7171 | -33844.6232 | -163.518 | -1728.728 | -47.4603 | -65.7801 | -12398.7685 | -4236.1928 | -3871.0829 | 0
701
702 |  | 427 | Interest on Long-Term Debt |  |  |  | 10050028.4635 | 2548855.5532 | 2781272.5398 | 920030.9912 | 46612.7045 | 2296547.4626 | 12763.6687 | 106889.1049 | 3424.3609 | 9398.4743 | 567825.0006 | 295484.8497 | 460923.7531 | 0
703
704 |  | 428-432 |  | Electric Interest Deductions for Tax | F104T |  | 208217.0756 | 70777.026 | 58363.1601 | 16732.7138 | 377.6342 | 37130.6267 | 178.0739 | 1901.9197 | 58.7108 | 82.1098 | 13784.1037 | 4614.6262 | 4216.3708 | 0 | 990
705
706 | [6 empty] | D: DEFERRED INCOME TAXES
707
708
709 |  | 41010 | Deferred Income Tax - Federal-DR |  | F101T |  | 13949019.3938 | 4726482.1334 | 3935509.0997 | 1121817.9489 | 24519.4038 | 2486687.0992 | 12014.2565 | 127015.9119 | 3487.0821 | 4833.0993 | 910982.4431 | 311248.4318 | 284422.484 | 0 | 1016
710
711 |  | 41020 | Deferred Income Tax - State-DR |  | F101T |  | 0 | 0 | 0 | 0 | 0 | 0 | 0 | 0 | 0 | 0 | 0 | 0 | 0 | 0 | 1031
712
713 |  | 41120 | Deferred Income Tax - Federal-CR |  | F101T |  | -7628149.9502 | -2584720.3616 | -2152169.4605 | -613476.4954 | -13408.6622 | -1359867.7826 | -6570.107 | -69459.8233 | -1906.943 | -2643.0249 | -498179.1538 | -170209.0765 | -155539.0595 | 0 | 1050
714
715 |  | 41111 | Deferred Income Tax - State-CR |  | F101T |  | 0 | 0 | 0 | 0 | 0 | 0 | 0 | 0 | 0 | 0 | 0 | 0 | 0 | 0 | 1065
716
717 |  | TOTAL DEFERRED INCOME TAXES |  |  |  |  | 6320869.4436 | 2141761.7719 | 1783339.6392 | 508341.4536 | 11110.7416 | 1126819.3166 | 5444.1495 | 57556.0886 | 1580.1391 | 2190.0744 | 412803.2893 | 141039.3553 | 128883.4245 | 0
718
719 |  | SCHMAF | Additions - Flow Through
720 |  |  |  | S | F101T |  | 0 | 0 | 0 | 0 | 0 | 0 | 0 | 0 | 0 | 0 | 0 | 0 | 0 | 0 | 1070
721 |  |  |  | SNP | F104T |  | 0 | 0 | 0 | 0 | 0 | 0 | 0 | 0 | 0 | 0 | 0 | 0 | 0 | 0 | 1071
722 |  |  |  | SO | F102T |  | 0 | 0 | 0 | 0 | 0 | 0 | 0 | 0 | 0 | 0 | 0 | 0 | 0 | 0 | 1072
723 |  |  |  | SE | F30 |  | 0 | 0 | 0 | 0 | 0 | 0 | 0 | 0 | 0 | 0 | 0 | 0 | 0 | 0 | 1073
724 |  |  |  | TROJP | F30 |  | 0 | 0 | 0 | 0 | 0 | 0 | 0 | 0 | 0 | 0 | 0 | 0 | 0 | 0 | 1074
725 |  |  |  | SG | F30 |  | 0 | 0 | 0 | 0 | 0 | 0 | 0 | 0 | 0 | 0 | 0 | 0 | 0 | 0 | 1075
726
727
728 |  | SCHMAP | Additions - Permanent
729 |  |  |  | S | F101T |  | 0 | 0 | 0 | 0 | 0 | 0 | 0 | 0 | 0 | 0 | 0 | 0 | 0 | 0 | 1079
730 |  |  |  | SE | F30 |  | 0 | 0 | 0 | 0 | 0 | 0 | 0 | 0 | 0 | 0 | 0 | 0 | 0 | 0 | 1080
731 |  |  |  | SNP | F104T |  | 0 | 0 | 0 | 0 | 0 | 0 | 0 | 0 | 0 | 0 | 0 | 0 | 0 | 0 | 1081
732 |  |  |  | SO | F102T |  | 0 | 0 | 0 | 0 | 0 | 0 | 0 | 0 | 0 | 0 | 0 | 0 | 0 | 0 | 1082
733 |  |  |  | SG | F30 |  | 0 | 0 | 0 | 0 | 0 | 0 | 0 | 0 | 0 | 0 | 0 | 0 | 0 | 0 | 1083
734 |  |  |  | BADDEBT | F80 |  | 1198.9674 | 931.0326 | 131.1641 | 35.9995 | 0 | 65.5168 | 0.41171 | 1.3518 | 0 | 0 | 33.491 | 0 | 0 | 0 | 1084
735
736
737 |  | SCHMAT | Additions - Temporary
738 |  |  |  | S | F101T |  | 1976128.5874 | 669590.9008 | 557535.395 | 158925.6174 | 3473.613 | 352283.7933 | 1702.0348 | 17994.0803 | 494.0077 | 684.6951 | 129056.9894 | 44093.9185 | 40293.5422 | 0 | 1088
739 |  |  |  | SGCT | F30 |  | 0 | 0 | 0 | 0 | 0 | 0 | 0 | 0 | 0 | 0 | 0 | 0 | 0 | 0 | 1089
740 |  |  |  | CIAC | F104T |  | 0 | 0 | 0 | 0 | 0 | 0 | 0 | 0 | 0 | 0 | 0 | 0 | 0 | 0 | 1090
741 |  |  |  | SNP | F104T |  | 436620.9674 | 148415.9426 | 122384.6764 | 35087.678 | 791.8804 | 77861.0981 | 373.4123 | 3988.232 | 123.1137 | 172.1801 | 28904.5875 | 9676.6442 | 8841.5222 | 0 | 1091
742 |  |  |  | TROJD | F30 |  | 0 | 0 | 0 | 0 | 0 | 0 | 0 | 0 | 0 | 0 | 0 | 0 | 0 | 0 | 1092
743 |  |  |  | SG | F30 |  | 0 | 0 | 0 | 0 | 0 | 0 | 0 | 0 | 0 | 0 | 0 | 0 | 0 | 0 | 1093
744 |  |  |  | SE | F30 |  | 0 | 0 | 0 | 0 | 0 | 0 | 0 | 0 | 0 | 0 | 0 | 0 | 0 | 0 | 1094
745 |  |  |  | SG | F30 |  | 0 | 0 | 0 | 0 | 0 | 0 | 0 | 0 | 0 | 0 | 0 | 0 | 0 | 0 | 1095
746 |  |  |  | GPS | F102T |  | -6161.1247 | -2094.2839 | -1726.959 | -495.119 | -11.1742 | -1098.6967 | -5.2692 | -56.2776 | -1.7372 | -2.4296 | -407.87 | -136.5464 | -124.7619 | 0 | 1096
747 |  |  |  | SO | F102T |  | 1190054.561 | 404522.2535 | 333571.4763 | 95634.9184 | 2158.3478 | 212219.2016 | 1017.7719 | 10870.3187 | 335.5586 | 469.2939 | 78782.297 | 26374.6848 | 24098.4385 | 0 | 1097
748 |  |  |  | SNPD | F104T |  | 52115.9085 | 17715.209 | 14608.0676 | 4188.1319 | 94.5203 | 9293.6487 | 44.5712 | 476.043 | 14.6951 | 20.5517 | 3450.1065 | 1155.0226 | 1055.3409 | 0 | 1098
749 |  |  |  | BADDEBT | F80 |  | 0 | 0 | 0 | 0 | 0 | 0 | 0 | 0 | 0 | 0 | 0 | 0 | 0 | 0 | 1099
750 |  |  |  | TAXDEPR | F151T |  | 0 | 0 | 0 | 0 | 0 | 0 | 0 | 0 | 0 | 0 | 0 | 0 | 0 | 0 | 1100
751 |  |  |  | SCHMDEXP | F151T |  | 13092625.0717 | 4450445.8839 | 3669864.3665 | 1052149.8517 | 23745.5667 | 2334742.6536 | 11197.2553 | 119592.346 | 3691.7262 | 5163.0464 | 866741.808 | 290165.9774 | 265124.59 | 0 | 1101
752
753
754 |  | TOTAL SCHEDULE - M ADDITIONS |  |  |  |  | 16742582.9389 | 5689526.9386 | 4696368.1868 | 1345527.0778 | 30252.7541 | 2985367.2154 | 14330.188 | 152866.0942 | 4657.364 | 6507.3377 | 1106561.4094 | 371329.701 | 339288.6719 | 0
755
756 |  | SCHMDF | Deductions - Flow Through
757 |  |  |  | S | F101T |  | 0 | 0 | 0 | 0 | 0 | 0 | 0 | 0 | 0 | 0 | 0 | 0 | 0 | 0 | 1107
758 |  |  |  | DGP | F30 |  | 0 | 0 | 0 | 0 | 0 | 0 | 0 | 0 | 0 | 0 | 0 | 0 | 0 | 0 | 1108
759 |  |  |  | DGU | F30 |  | 0 | 0 | 0 | 0 | 0 | 0 | 0 | 0 | 0 | 0 | 0 | 0 | 0 | 0 | 1109
760
761 |  | SCHMDP | Deductions - Permanent
762 |  |  |  | S | F101T |  | 0 | 0 | 0 | 0 | 0 | 0 | 0 | 0 | 0 | 0 | 0 | 0 | 0 | 0 | 1112
763 |  |  |  | SE | F30 |  | 0 | 0 | 0 | 0 | 0 | 0 | 0 | 0 | 0 | 0 | 0 | 0 | 0 | 0 | 1113
764 |  |  |  | SNP | F104T |  | 1769.4458 | 601.469 | 495.9749 | 142.196 | 3.2092 | 315.5391 | 1.5133 | 16.1627 | 0.49893 | 0.69778 | 117.1384 | 39.2155 | 35.8311 | 0 | 1114
765 |  |  |  | IBT | F150T |  | -237.1644 | -77.2295 | -91.7874 | -20.8677 | -1.3574 | -17.7851 | -0.32831 | -1.5953 | -0.11669 | -0.3843 | -21.6132 | -0.22126 | -3.8784 | 0 | 1115
766 |  |  |  | SG | F30 |  | 0 | 0 | 0 | 0 | 0 | 0 | 0 | 0 | 0 | 0 | 0 | 0 | 0 | 0 | 1116
767 |  |  |  | SO | F102T |  | 0 | 0 | 0 | 0 | 0 | 0 | 0 | 0 | 0 | 0 | 0 | 0 | 0 | 0 | 1117
768
769
770 |  | SCHMDT | Deductions - Temporary
771 |  |  |  | S | F101T |  | 94071.5112 | 31875.1666 | 26540.8828 | 7565.4859 | 165.3577 | 16770.0974 | 81.0236 | 856.5892 | 23.5167 | 32.5942 | 6143.6215 | 2099.0443 | 1918.1315 | 0 | 1121
772 |  |  |  | BADDEBT | F80 |  | 0 | 0 | 0 | 0 | 0 | 0 | 0 | 0 | 0 | 0 | 0 | 0 | 0 | 0 | 1122
773 |  |  |  | SNP | F104T |  | 843535.6671 | 286734.1481 | 236442.6982 | 67788.1047 | 1529.8838 | 150424.7808 | 721.4188 | 7705.1177 | 237.8512 | 332.6457 | 55842.601 | 18694.9211 | 17081.496 | 0 | 1123
774 |  |  |  | CN | F40 |  | 0 | 0 | 0 | 0 | 0 | 0 | 0 | 0 | 0 | 0 | 0 | 0 | 0 | 0 | 1124
775 |  |  |  | TROJD | F30 |  | 7530.4864 | 2188.7693 | 2094.8192 | 657.1948 | 26.5764 | 1544.5631 | 8.2913 | 75.8878 | 2.537 | 5.61 | 461.083 | 198.2415 | 266.913 | 0 | 1125
776 |  |  |  | DGP | F30 |  | 0 | 0 | 0 | 0 | 0 | 0 | 0 | 0 | 0 | 0 | 0 | 0 | 0 | 0 | 1126
777 |  |  |  | SE | F30 |  | 0 | 0 | 0 | 0 | 0 | 0 | 0 | 0 | 0 | 0 | 0 | 0 | 0 | 0 | 1127
778 |  |  |  | SG | F30 |  | 8420.6915 | 2447.5114 | 2342.4551 | 734.8841 | 29.718 | 1727.1513 | 9.2715 | 84.8588 | 2.8369 | 6.2731 | 515.5893 | 221.6763 | 298.4657 | 0 | 1128
779 |  |  |  | GPS | F102T |  | 1370991.8088 | 466026.2766 | 384288.0626 | 110175.3601 | 2486.5055 | 244485.2501 | 1172.5151 | 12523.0544 | 386.5773 | 540.6459 | 90760.447 | 30384.7218 | 27762.3925 | 0 | 1129
780 |  |  |  | SO | F102T |  | 964912.4175 | 327992.1428 | 270464.288 | 77542.0921 | 1750.0178 | 172070.2138 | 825.2233 | 8813.8022 | 272.0755 | 380.5099 | 63877.7575 | 21384.953 | 19539.3416 | 0 | 1130
781 |  |  |  | TAXDEPR | F151T |  | 28786426.8662 | 9785083.9123 | 8068838.8781 | 2313335.5298 | 52208.7829 | 5133340.2035 | 24619.1248 | 262944.6962 | 8116.9058 | 11351.8608 | 1905683.5075 | 637980.6678 | 582922.7966 | 0 | 1131
782 |  |  |  | SNPD | F104T |  | 0 | 0 | 0 | 0 | 0 | 0 | 0 | 0 | 0 | 0 | 0 | 0 | 0 | 0 | 1132
783
784
785 |  | TOTAL SCHEDULE - M DEDUCTIONS |  |  |  |  | 32077421.73 | 10902872.1666 | 8991416.2716 | 2577919.9797 | 58198.6937 | 5720660.014 | 27438.0535 | 293018.5737 | 9042.6826 | 12650.453 | 2123380.132 | 711003.2201 | 649821.4895 | 0
786
787 |  | TOTAL SCHEDULE - M ADJUSTMENTS |  |  |  |  | -15334838.7911 | -5213345.228 | -4295048.0848 | -1232392.9019 | -27945.9397 | -2735292.7987 | -13107.8655 | -140152.4795 | -4385.3186 | -6143.1153 | -1016818.7226 | -339673.5191 | -310532.8176 | 0
788
789
790
791 | [6 empty] | D: INCOME TAXES
792
793 |  |  | State Income Taxes Before Credits |  | F150T |  | 694152.9649 | 121120.1896 | 269461.19 | 78980.0667 | 12779.9071 | 100773.5614 | 1721.056 | 6616.6646 | 553.2702 | 3613.1133 | 50959.958 | 5294.0824 | 42279.9058 | 0 | 1140
794 |  |  | Renewable Energy Credits |  | F30 |  | 0 | 0 | 0 | 0 | 0 | 0 | 0 | 0 | 0 | 0 | 0 | 0 | 0 | 0 | 1142
795 |  | 40911 | State Income Taxes |  |  |  | 694152.9649 | 121120.1896 | 269461.19 | 78980.0667 | 12779.9071 | 100773.5614 | 1721.056 | 6616.6646 | 553.2702 | 3613.1133 | 50959.958 | 5294.0824 | 42279.9058 | 0
796
797 |  | Calculation of Taxable Income
798
799 |  |  | Operating Revenues |  |  |  | 83911872.1714 | 24453827.3143 | 25089574.7977 | 7463829.0529 | 464529.9225 | 15311225.229 | 104438.0752 | 803160.7313 | 33020.7962 | 117357.1165 | 5497451.0408 | 1767068.2734 | 2806389.8215 | 0
800 |  |  | Operating Deductions
801 |  |  | O & M Expenses |  |  |  | 26700169.0637 | 8407491.1631 | 7434965.3797 | 2242482.1723 | 78700.7874 | 5110668.9688 | 26486.9834 | 259433.3884 | 8495.1427 | 15907.4964 | 1699363.5098 | 648123.3863 | 768050.6853 | 0
802 |  |  | Depreciation Expense |  |  |  | 12943643.3547 | 4399315.5759 | 3628073.8617 | 1040241.119 | 23491.8651 | 2308463.4485 | 11072.1832 | 118240.2665 | 3650.2377 | 5107.6673 | 856828.6253 | 286904.7909 | 262253.7135 | 0
803 |  |  | Amortization Expense |  |  |  | -19429.2734 | -6599.6092 | -5445.8066 | -1562.0405 | -35.4041 | -3467.3635 | -16.6403 | -177.5642 | -5.4838 | -7.6958 | -1285.7475 | -431.0061 | -394.9117 | 0
804 |  |  | Taxes Other Than Income |  |  |  | 4192253.6564 | 1420502.1476 | 1182782.2406 | 337152.4023 | 7369.0886 | 747351.6804 | 3610.7779 | 38173.5021 | 1048.0115 | 1452.545 | 273787.6671 | 93542.9466 | 85480.6467 | 0
805 |  |  | Interest & Dividends (AFUDC-Equity) |  | F104T |  | -787517.1148 | -267692.3548 | -220740.7212 | -63286.349 | -1428.2854 | -140435.1872 | -673.51 | -7193.4268 | -222.0557 | -310.555 | -52134.137 | -17453.4058 | -15947.127 | 0 | 1153
806 |  |  | Misc Revenue & Expense |  |  |  | -44.7299 | -13.0009 | -12.4429 | -3.9036 | -0.15786 | -9.1745 | -0.049249 | -0.45076 | -0.015069 | -0.033322 | -2.7388 | -1.1775 | -1.5854 | 0
807 |  |  | Total Operating Deductions |  |  |  | 43029074.9568 | 13953003.9217 | 12019622.5113 | 3555023.4005 | 108097.8938 | 8022572.3726 | 40479.745 | 408475.7152 | 12965.8374 | 22149.4246 | 2776557.1789 | 1010685.5344 | 1099441.4213 | 0
808 |  |  | Other Deductions
809 |  |  | Interest Deductions |  | F101T |  | 10258245.5392 | 2619632.5791 | 2839635.6999 | 936763.7051 | 46990.3387 | 2333678.0893 | 12941.7427 | 108791.0246 | 3483.0717 | 9480.5841 | 581609.1042 | 300099.4759 | 465140.1239 | 0
810 |  |  | Interest on PCRBS |  |  |  | 0 | 0 | 0 | 0 | 0 | 0 | 0 | 0 | 0 | 0 | 0 | 0 | 0 | 0
811 |  |  | Schedule M Adjustments |  |  |  | -15334838.7911 | -5213345.228 | -4295048.0848 | -1232392.9019 | -27945.9397 | -2735292.7987 | -13107.8655 | -140152.4795 | -4385.3186 | -6143.1153 | -1016818.7226 | -339673.5191 | -310532.8176 | 0
812
813 |  |  | Income Before State Taxes |  |  |  | 15289712.8843 | 2667845.5854 | 5935268.5017 | 1739649.0455 | 281495.7503 | 2219681.9684 | 37908.7221 | 145741.512 | 12186.5685 | 79583.9925 | 1122466.0351 | 116609.744 | 931275.4588 | 0
814
815 |  |  | State Income Taxes |  |  |  | 694152.9649 | 121120.1896 | 269461.19 | 78980.0667 | 12779.9071 | 100773.5614 | 1721.056 | 6616.6646 | 553.2702 | 3613.1133 | 50959.958 | 5294.0824 | 42279.9058 | 0
816
817 |  |  | Adjustments to Calculated Tax:
818 |  |  |  | PMI | F30 |  | 0 | 0 | 0 | 0 | 0 | 0 | 0 | 0 | 0 | 0 | 0 | 0 | 0 | 0 | 1172
819 |  |  |  | Renewable Energy Credits | F30 |  | 0 | 0 | 0 | 0 | 0 | 0 | 0 | 0 | 0 | 0 | 0 | 0 | 0 | 0 | 1173
820 |  |  |  | System Overheads | F102T |  | 0 | 0 | 0 | 0 | 0 | 0 | 0 | 0 | 0 | 0 | 0 | 0 | 0 | 0 | 1174
821 |  |  |  | Situs | F107T |  | 0 | 0 | 0 | 0 | 0 | 0 | 0 | 0 | 0 | 0 | 0 | 0 | 0 | 0 | 1175
822 |  |  |  | Total Adjustments |  |  | 0 | 0 | 0 | 0 | 0 | 0 | 0 | 0 | 0 | 0 | 0 | 0 | 0 | 0
823
824 |  |  | 35%
825
826 |  | 40910 | Federal Income Tax |  |  |  | 5108445.9718 | 891353.8886 | 1983032.5591 | 581234.1426 | 94050.5451 | 741617.9425 | 12665.6831 | 48693.6966 | 4071.6544 | 26589.8077 | 375027.127 | 38960.4816 | 311148.4435 | 0
827
828
829 |  | TOTAL OPERATING EXPENSES |  |  |  |  | 55750209.744 | 17310603.1616 | 16222633.0571 | 4771597.1038 | 227133.6559 | 10098373.757 | 60820.6256 | 526806.8638 | 19345.4965 | 54787.1949 | 3655082.9218 | 1209196.6666 | 1593829.2393 | 0
830
831
832 |  | Distribution - METER - Unbundled |  |  |  |  | D: STEAM PRODUCTION PLANT
833
834 |  | A |  | B | C |  | D | E | F | G | H | I | J | K | L | M | N | O | P
835 |  | FERC ACCT |  | DESCRIPTION | COS Factor |  | Utah Jurisdiction Normalized | Residential Sch 1 | General Large Dist. Sch 6 | General +1 MW Sch 8 | Street & Area Lighting Sch. 7,11,12 | General Trans Sch 9 | General Secondary Sch 22 | Irrigation Sch 10 | Traffic Signals Sch 15 | Outdoor Lighting Sch 15 | General Small Dist. Sch 23 | Industrial Cust 1 | Industrial Cust 2
836 |  | 310 | Land and Land Rights |  | F30 |  | 0 | 0 | 0 | 0 | 0 | 0 | 0 | 0 | 0 | 0 | 0 | 0 | 0 | 0 | 1192
837 |  |  |  | Total 310 |  |  | 0 | 0 | 0 | 0 | 0 | 0 | 0 | 0 | 0 | 0 | 0 | 0 | 0 | 0
838
839 |  | 311 | Structures and Improvements |  | F30 |  | 0 | 0 | 0 | 0 | 0 | 0 | 0 | 0 | 0 | 0 | 0 | 0 | 0 | 0 | 1199
840 |  |  |  | Total 311 |  |  | 0 | 0 | 0 | 0 | 0 | 0 | 0 | 0 | 0 | 0 | 0 | 0 | 0 | 0
841
842 |  | 312 | Boiler Plant Equipment |  | F30 |  | 0 | 0 | 0 | 0 | 0 | 0 | 0 | 0 | 0 | 0 | 0 | 0 | 0 | 0 | 1206
843 |  |  |  | Total 312 |  |  | 0 | 0 | 0 | 0 | 0 | 0 | 0 | 0 | 0 | 0 | 0 | 0 | 0 | 0
844
845 |  | 314 | Turbogenerator Units |  | F30 |  | 0 | 0 | 0 | 0 | 0 | 0 | 0 | 0 | 0 | 0 | 0 | 0 | 0 | 0 | 1213
846 |  |  |  | Total 314 |  |  | 0 | 0 | 0 | 0 | 0 | 0 | 0 | 0 | 0 | 0 | 0 | 0 | 0 | 0
847
848 |  | 315 | Accessory Electric Equipment |  | F30 |  | 0 | 0 | 0 | 0 | 0 | 0 | 0 | 0 | 0 | 0 | 0 | 0 | 0 | 0 | 1220
849 |  |  |  | Total 316 |  |  | 0 | 0 | 0 | 0 | 0 | 0 | 0 | 0 | 0 | 0 | 0 | 0 | 0 | 0
850
851 |  | 316 | Misc Power Plant Equipment |  | F30 |  | 0 | 0 | 0 | 0 | 0 | 0 | 0 | 0 | 0 | 0 | 0 | 0 | 0 | 0 | 1227
852 |  |  |  | Total 316 |  |  | 0 | 0 | 0 | 0 | 0 | 0 | 0 | 0 | 0 | 0 | 0 | 0 | 0 | 0
853
854 |  | S00 | Unclassified Steam Plant - Acct 300 |  | F30 |  | 0 | 0 | 0 | 0 | 0 | 0 | 0 | 0 | 0 | 0 | 0 | 0 | 0 | 0 | 1232
855
856
857
858 |  | Total Steam Production Plant |  |  |  |  | 0 | 0 | 0 | 0 | 0 | 0 | 0 | 0 | 0 | 0 | 0 | 0 | 0 | 0
859
860
861 | [6 empty] | D: NUCLEAR PRODUCTION
862
863
864 |  | 320 | Land and Land Rights |  | F30 |  | 0 | 0 | 0 | 0 | 0 | 0 | 0 | 0 | 0 | 0 | 0 | 0 | 0 | 0 | 1238
865
866 |  | 321 | Structures and Improvements |  | F30 |  | 0 | 0 | 0 | 0 | 0 | 0 | 0 | 0 | 0 | 0 | 0 | 0 | 0 | 0 | 1242
867
868 |  | 322 | Reactor Plant Equipment |  | F30 |  | 0 | 0 | 0 | 0 | 0 | 0 | 0 | 0 | 0 | 0 | 0 | 0 | 0 | 0 | 1246
869
870 |  | 323 | Turbogenerator Units |  | F30 |  | 0 | 0 | 0 | 0 | 0 | 0 | 0 | 0 | 0 | 0 | 0 | 0 | 0 | 0 | 1250
871
872 |  | 324 | Land and Land Rights |  | F30 |  | 0 | 0 | 0 | 0 | 0 | 0 | 0 | 0 | 0 | 0 | 0 | 0 | 0 | 0 | 1254
873
874 |  | 325 | Misc. Power Plant Equipment |  | F30 |  | 0 | 0 | 0 | 0 | 0 | 0 | 0 | 0 | 0 | 0 | 0 | 0 | 0 | 0 | 1258
875
876 |  | N00 | Unclassified Nuclear Plt - Acct 300 |  | F30 |  | 0 | 0 | 0 | 0 | 0 | 0 | 0 | 0 | 0 | 0 | 0 | 0 | 0 | 0 | 1264
877
878 |  | Total Nuclear Production Plant |  |  |  |  | 0 | 0 | 0 | 0 | 0 | 0 | 0 | 0 | 0 | 0 | 0 | 0 | 0 | 0
879
880
881 | [6 empty] | D: HYDRAULIC PRODUCTION PLANT
882
883
884 |  | 330 | Land and Land Rights |  | F30 |  | 0 | 0 | 0 | 0 | 0 | 0 | 0 | 0 | 0 | 0 | 0 | 0 | 0 | 0 | 1274
885
886 |  | 331 | Structures and Improvements |  | F30 |  | 0 | 0 | 0 | 0 | 0 | 0 | 0 | 0 | 0 | 0 | 0 | 0 | 0 | 0 | 1281
887
888 |  | 332 | Reservoirs, Dams & Waterways |  | F30 |  | 0 | 0 | 0 | 0 | 0 | 0 | 0 | 0 | 0 | 0 | 0 | 0 | 0 | 0 | 1288
889
890 |  | 333 | Water Wheel, Turbines, & Generators |  | F30 |  | 0 | 0 | 0 | 0 | 0 | 0 | 0 | 0 | 0 | 0 | 0 | 0 | 0 | 0 | 1295
891
892 |  | 334 | Accessory Electric Equipment |  | F30 |  | 0 | 0 | 0 | 0 | 0 | 0 | 0 | 0 | 0 | 0 | 0 | 0 | 0 | 0 | 1302
893
894 |  | 335 | Misc. Power Plant Equipment |  | F30 |  | 0 | 0 | 0 | 0 | 0 | 0 | 0 | 0 | 0 | 0 | 0 | 0 | 0 | 0 | 1309
895
896 |  | 336 | Roads, Railroads & Bridges |  | F30 |  | 0 | 0 | 0 | 0 | 0 | 0 | 0 | 0 | 0 | 0 | 0 | 0 | 0 | 0 | 1316
897
898 |  | H00 | Unclassified Hydro Plant - Acct 300 |  | F30 |  | 0 | 0 | 0 | 0 | 0 | 0 | 0 | 0 | 0 | 0 | 0 | 0 | 0 | 0 | 1322
899
900 |  | Total Hydraulic Plant |  |  |  |  | 0 | 0 | 0 | 0 | 0 | 0 | 0 | 0 | 0 | 0 | 0 | 0 | 0 | 0
901
902 |  | Distribution - METER - Unbundled
903 |  | A |  | B | C |  | D | E | F | G | H | I | J | K | L | M | N | O | P
904 |  | FERC ACCT |  | DESCRIPTION | COS Factor |  | Utah Jurisdiction Normalized | Residential Sch 1 | General Large Dist. Sch 6 | General +1 MW Sch 8 | Street & Area Lighting Sch. 7,11,12 | General Trans Sch 9 | General Secondary Sch 22 | Irrigation Sch 10 | Traffic Signals Sch 15 | Outdoor Lighting Sch 15 | General Small Dist. Sch 23 | Industrial Cust 1 | Industrial Cust 2
905 |  | 340 | Land and Land Rights |  | F30 |  | 0 | 0 | 0 | 0 | 0 | 0 | 0 | 0 | 0 | 0 | 0 | 0 | 0 | 0 | 1328
906 |  |  |  | Wind Generation | F30 |  | 0 | 0 | 0 | 0 | 0 | 0 | 0 | 0 | 0 | 0 | 0 | 0 | 0 | 0 | 1329
907 |  |  |  | Simple Cycle Combustion Turbine | F30 |  | 0 | 0 | 0 | 0 | 0 | 0 | 0 | 0 | 0 | 0 | 0 | 0 | 0 | 0 | 1330
908 |  |  |  | Total 340 |  |  | 0 | 0 | 0 | 0 | 0 | 0 | 0 | 0 | 0 | 0 | 0 | 0 | 0 | 0
909
910 |  | 341 | Structures and Improvements |  | F30 |  | 0 | 0 | 0 | 0 | 0 | 0 | 0 | 0 | 0 | 0 | 0 | 0 | 0 | 0 | 1334
911 |  |  |  | Wind Generation | F30 |  | 0 | 0 | 0 | 0 | 0 | 0 | 0 | 0 | 0 | 0 | 0 | 0 | 0 | 0 | 1336
912 |  |  |  | Simple Cycle Combustion Turbine | F30 |  | 0 | 0 | 0 | 0 | 0 | 0 | 0 | 0 | 0 | 0 | 0 | 0 | 0 | 0 | 1337
913 |  |  |  | Total 341 |  |  | 0 | 0 | 0 | 0 | 0 | 0 | 0 | 0 | 0 | 0 | 0 | 0 | 0 | 0
914
915 |  | 342 | Fuel Holders, Producers & Access |  | F30 |  | 0 | 0 | 0 | 0 | 0 | 0 | 0 | 0 | 0 | 0 | 0 | 0 | 0 | 0 | 1341
916 |  |  |  | Simple Cycle Combustion Turbine | F30 |  | 0 | 0 | 0 | 0 | 0 | 0 | 0 | 0 | 0 | 0 | 0 | 0 | 0 | 0 | 1343
917 |  |  |  | Total 342 |  |  | 0 | 0 | 0 | 0 | 0 | 0 | 0 | 0 | 0 | 0 | 0 | 0 | 0 | 0
918
919 |  | 343 | Prime Movers |  | F30 |  | 0 | 0 | 0 | 0 | 0 | 0 | 0 | 0 | 0 | 0 | 0 | 0 | 0 | 0 | 1348
920 |  |  |  | Wind Generation | F30 |  | 0 | 0 | 0 | 0 | 0 | 0 | 0 | 0 | 0 | 0 | 0 | 0 | 0 | 0 | 1349
921 |  |  |  | Simple Cycle Combustion Turbine | F30 |  | 0 | 0 | 0 | 0 | 0 | 0 | 0 | 0 | 0 | 0 | 0 | 0 | 0 | 0 | 1350
922 |  |  |  | Total 343 |  |  | 0 | 0 | 0 | 0 | 0 | 0 | 0 | 0 | 0 | 0 | 0 | 0 | 0 | 0
923
924 |  | 344 | Generators |  | F30 |  | 0 | 0 | 0 | 0 | 0 | 0 | 0 | 0 | 0 | 0 | 0 | 0 | 0 | 0 | 1355
925 |  |  |  | Wind Generation | F30 |  | 0 | 0 | 0 | 0 | 0 | 0 | 0 | 0 | 0 | 0 | 0 | 0 | 0 | 0 | 1356
926 |  |  |  | Simple Cycle Combustion Turbine | F30 |  | 0 | 0 | 0 | 0 | 0 | 0 | 0 | 0 | 0 | 0 | 0 | 0 | 0 | 0 | 1357
927 |  |  |  | Total 344 |  |  | 0 | 0 | 0 | 0 | 0 | 0 | 0 | 0 | 0 | 0 | 0 | 0 | 0 | 0
928
929 |  | 345 | Accessory Electric Plant |  | F30 |  | 0 | 0 | 0 | 0 | 0 | 0 | 0 | 0 | 0 | 0 | 0 | 0 | 0 | 0 | 1361
930 |  |  |  | Wind Generation | F30 |  | 0 | 0 | 0 | 0 | 0 | 0 | 0 | 0 | 0 | 0 | 0 | 0 | 0 | 0 | 1362
931 |  |  |  | Simple Cycle Combustion Turbine | F30 |  | 0 | 0 | 0 | 0 | 0 | 0 | 0 | 0 | 0 | 0 | 0 | 0 | 0 | 0 | 1364
932 |  |  |  | Total 345 |  |  | 0 | 0 | 0 | 0 | 0 | 0 | 0 | 0 | 0 | 0 | 0 | 0 | 0 | 0
933
934 |  | 346 | Misc. Power Plant Equipment |  | F30 |  | 0 | 0 | 0 | 0 | 0 | 0 | 0 | 0 | 0 | 0 | 0 | 0 | 0 | 0 | 1368
935 |  |  |  | Wind Generation | F30 |  | 0 | 0 | 0 | 0 | 0 | 0 | 0 | 0 | 0 | 0 | 0 | 0 | 0 | 0 | 1369
936
937 |  | O00 | Unclassified Other Prod - Acct 300 |  | F30 |  | 0 | 0 | 0 | 0 | 0 | 0 | 0 | 0 | 0 | 0 | 0 | 0 | 0 | 0 | 1376
938
939 |  | Total Other Production Plant |  |  |  |  | 0 | 0 | 0 | 0 | 0 | 0 | 0 | 0 | 0 | 0 | 0 | 0 | 0 | 0
940
941 |  | Experimental Plant
942 |  | 103 | Experimental Plant |  | F30 |  | 0 | 0 | 0 | 0 | 0 | 0 | 0 | 0 | 0 | 0 | 0 | 0 | 0 | 0 | 1382
943
944 |  | TOTAL PRODUCTION PLANT |  |  |  |  | 0 | 0 | 0 | 0 | 0 | 0 | 0 | 0 | 0 | 0 | 0 | 0 | 0 | 0
945
946 | [6 empty] | D: TRANSMISSION PLANT
947 |  | 350 | Land and Land Rights
948 |  |  |  | Demand | F30 |  | 27963873.6399 | 8127823.9609 | 7778947.7749 | 2440441.6534 | 98689.2538 | 5735614.5162 | 30789.2693 | 281803.579 | 9420.8109 | 20832.1822 | 1712195.8581 | 736154.3191 | 991160.462 | 0 | 1391
949 |  |  |  | Direct Assigned | A | 0.25 | 178202.18 | 0 | 0 | 0 | 0 | 171975.1675 | 0 | 0 | 0 | 0 | 0 | 6227.0125 | 0 | 0
950 | [6 empty] | 28142075.8199 | 8127823.9609 | 7778947.7749 | 2440441.6534 | 98689.2538 | 5907589.6837 | 30789.2693 | 281803.579 | 9420.8109 | 20832.1822 | 1712195.8581 | 742381.3316 | 991160.462 | 0
951 |  | 352 | Structures and Improvements
952 |  |  |  | Demand | F30 |  | 26676173.2168 | 7753548.1188 | 7420737.2326 | 2328062.4533 | 94144.7406 | 5471496.843 | 29371.463 | 268826.8865 | 8986.9947 | 19872.887 | 1633351.4405 | 702255.3593 | 945518.7972 | 0 | 1398
953 |  |  |  | Direct Assigned | A | 0.25 | 120.1575 | 0 | 0 | 0 | 0 | 120.1575 | 0 | 0 | 0 | 0 | 0 | 0 | 0 | 0
954 | [6 empty] | 26676293.3743 | 7753548.1188 | 7420737.2326 | 2328062.4533 | 94144.7406 | 5471617.0005 | 29371.463 | 268826.8865 | 8986.9947 | 19872.887 | 1633351.4405 | 702255.3593 | 945518.7972 | 0
955 |  | 353 | Station Equipment
956 |  |  |  | Demand | F30 |  | 222599594.9436 | 64699560.0382 | 61922416.2606 | 19426540.4901 | 785591.7321 | 45656960.2806 | 245090.4677 | 2243228.6508 | 74992.0674 | 165829.5052 | 13629517.4765 | 5859976.8885 | 7889891.086 | 0 | 1404
957 |  |  |  | Direct Assigned | A | 0.25 | 71989.005 | 0 | 0 | 0 | 0 | 71989.005 | 0 | 0 | 0 | 0 | 0 | 0 | 0 | 0
958 | [6 empty] | 222671583.9486 | 64699560.0382 | 61922416.2606 | 19426540.4901 | 785591.7321 | 45728949.2856 | 245090.4677 | 2243228.6508 | 74992.0674 | 165829.5052 | 13629517.4765 | 5859976.8885 | 7889891.086 | 0
959 |  | 354 | Towers and Fixtures
960 |  |  |  | Demand | F30 |  | 140018334.5315 | 40696950.2517 | 38950087.0259 | 12219572.3035 | 494148.4551 | 28718882.1699 | 154165.4158 | 1411022.9613 | 47171.0849 | 104309.1347 | 8573161.7706 | 3686009.4221 | 4962854.5361 | 0 | 1410
961 |  |  |  | Direct Assigned | A | 0.25 | 457463.5375 | 0 | 0 | 0 | 0 | 457463.5375 | 0 | 0 | 0 | 0 | 0 | 0 | 0 | 0
962 | [6 empty] | 140475798.069 | 40696950.2517 | 38950087.0259 | 12219572.3035 | 494148.4551 | 29176345.7074 | 154165.4158 | 1411022.9613 | 47171.0849 | 104309.1347 | 8573161.7706 | 3686009.4221 | 4962854.5361 | 0
963 |  | 355 | Poles and Fixtures
964 |  |  |  | Demand | F30 |  | 99399301.8318 | 28890848.1538 | 27650746.3798 | 8674699.3507 | 350796.9981 | 20387593.1437 | 109442.3437 | 1001688.0839 | 33486.8495 | 74049.2679 | 6086105.0615 | 2616705.6216 | 3523140.5775 | 0 | 1416
965 |  |  |  | Direct Assigned | A | 0.25 | 1035805.825 | 0 | 0 | 0 | 0 | 982167.71 | 0 | 0 | 0 | 0 | 0 | 53638.115 | 0 | 0
966 | [6 empty] | 100435107.6568 | 28890848.1538 | 27650746.3798 | 8674699.3507 | 350796.9981 | 21369760.8537 | 109442.3437 | 1001688.0839 | 33486.8495 | 74049.2679 | 6086105.0615 | 2670343.7366 | 3523140.5775 | 0
967 |  | 356 | Overhead Conductors
968 |  |  |  | Demand | F30 |  | 131441049.7198 | 38203924.3602 | 36564071.0017 | 11471022.1063 | 463877.7619 | 26959612.3381 | 144721.5048 | 1324586.0968 | 44281.4645 | 97919.3347 | 8047984.4752 | 3460210.7598 | 4658838.5158 | 0 | 1422
969 |  |  |  | Direct Assigned | A | 0.25 | 808805.6825 | 0 | 0 | 0 | 0 | 782703.2175 | 0 | 0 | 0 | 0 | 0 | 26102.465 | 0 | 0
970 | [6 empty] | 132249855.4023 | 38203924.3602 | 36564071.0017 | 11471022.1063 | 463877.7619 | 27742315.5556 | 144721.5048 | 1324586.0968 | 44281.4645 | 97919.3347 | 8047984.4752 | 3486313.2248 | 4658838.5158 | 0
971 |  | 357 | Underground Conduit
972 |  |  |  | Demand | F30 |  | 382770.6298 | 111253.9821 | 106478.5508 | 33404.8637 | 1350.8625 | 78509.3227 | 421.4448 | 3857.3388 | 128.9524 | 285.1518 | 23436.6059 | 10076.51 | 13567.0444 | 0 | 1428
973 |  |  |  | Direct Assigned | A | 0.25 | 0 | 0 | 0 | 0 | 0 | 0 | 0 | 0 | 0 | 0 | 0 | 0 | 0 | 0
974 | [6 empty] | 382770.6298 | 111253.9821 | 106478.5508 | 33404.8637 | 1350.8625 | 78509.3227 | 421.4448 | 3857.3388 | 128.9524 | 285.1518 | 23436.6059 | 10076.51 | 13567.0444 | 0
975 |  | 358 | Underground Conductors
976 |  |  |  | Demand | F30 |  | 873928.3137 | 254011.1424 | 243108.0471 | 76268.799 | 3084.2413 | 179249.6986 | 962.2277 | 8806.9389 | 294.4196 | 651.0484 | 53509.6267 | 23006.3299 | 30975.7941 | 0 | 1434
977 |  |  |  | Direct Assigned | A | 0.25 | 0 | 0 | 0 | 0 | 0 | 0 | 0 | 0 | 0 | 0 | 0 | 0 | 0 | 0
978 | [6 empty] | 873928.3137 | 254011.1424 | 243108.0471 | 76268.799 | 3084.2413 | 179249.6986 | 962.2277 | 8806.9389 | 294.4196 | 651.0484 | 53509.6267 | 23006.3299 | 30975.7941 | 0
979 |  | 359 | Roads and Trails
980 |  |  |  | Demand | F30 |  | 1295093.0953 | 376424.555 | 360267.0246 | 113024.3676 | 4570.6032 | 265633.9695 | 1425.9459 | 13051.1915 | 436.3068 | 964.8025 | 79297.0624 | 34093.5733 | 45903.693 | 0 | 1440
981 |  |  |  | Direct Assigned | A | 0.25 | 3201.595 | 0 | 0 | 0 | 0 | 3201.595 | 0 | 0 | 0 | 0 | 0 | 0 | 0 | 0
982 | [6 empty] | 1298294.6903 | 376424.555 | 360267.0246 | 113024.3676 | 4570.6032 | 268835.5645 | 1425.9459 | 13051.1915 | 436.3068 | 964.8025 | 79297.0624 | 34093.5733 | 45903.693 | 0
983
984 |  | T00 | Unclassified Trans Plant - Acct 300 |  | F30 |  | 12688677.9001 | 3688020.5367 | 3529717.091 | 1107356.5298 | 44780.4968 | 2602549.4927 | 13970.7083 | 127869.0818 | 4274.7166 | 9452.655 | 776913.1711 | 334031.8713 | 449741.5491 | 0 | 1444
985 |  | TS0 | Unclassified Trans Sub - Acct 300 |  | F30 |  | 0 | 0 | 0 | 0 | 0 | 0 | 0 | 0 | 0 | 0 | 0 | 0 | 0 | 0 | 1448
986
987 |  | TOTAL TRANSMISSION PLANT |  |  |  |  | 665894385.8047 | 192802365.0997 | 184526576.3891 | 57890392.9175 | 2341035.1454 | 138525722.1652 | 730360.7909 | 6684740.8092 | 223473.6674 | 494165.9693 | 40615472.5485 | 17548488.2473 | 23511592.055 | 0
988 |  | Distribution - METER - Unbundled |  |  |  |  | D: DISTRIBUTION PLANT
989 |  | A |  | B | C |  | D | E | F | G | H | I | J | K | L | M | N | O | P
990 |  | FERC ACCT |  | DESCRIPTION | COS Factor |  | Utah Jurisdiction Normalized | Residential Sch 1 | General Large Dist. Sch 6 | General +1 MW Sch 8 | Street & Area Lighting Sch. 7,11,12 | General Trans Sch 9 | General Secondary Sch 22 | Irrigation Sch 10 | Traffic Signals Sch 15 | Outdoor Lighting Sch 15 | General Small Dist. Sch 23 | Industrial Cust 1 | Industrial Cust 2
991
992 |  | 360 | Land and Land Rights
993 |  |  |  | Demand Primary | F20 |  | 0 | 0 | 0 | 0 | 0 | 0 | 0 | 0 | 0 | 0 | 0 | 0 | 0 | 0 | 1453
994 |  |  |  | Assigned | A | 0 | 0 | 0 | 0 | 0 | 0 | 0 | 0 | 0 | 0 | 0 | 0 | 0 | 0 | 0
995 | [6 empty] | 0 | 0 | 0 | 0 | 0 | 0 | 0 | 0 | 0 | 0 | 0 | 0 | 0 | 0
996 |  | 361 | Structures and Improvements
997 |  |  |  | Demand Primary | F20 |  | 0 | 0 | 0 | 0 | 0 | 0 | 0 | 0 | 0 | 0 | 0 | 0 | 0 | 0 | 1457
998 |  |  |  | Assigned | A | 0 | 0 | 0 | 0 | 0 | 0 | 0 | 0 | 0 | 0 | 0 | 0 | 0 | 0 | 0
999 | [6 empty] | 0 | 0 | 0 | 0 | 0 | 0 | 0 | 0 | 0 | 0 | 0 | 0 | 0 | 0
1000 |  | 362 | Station Equipment
1001 |  |  |  | Demand Primary | F20 |  | 0 | 0 | 0 | 0 | 0 | 0 | 0 | 0 | 0 | 0 | 0 | 0 | 0 | 0 | 1461
1002 |  |  |  | Assigned | A | 0 | 0 | 0 | 0 | 0 | 0 | 0 | 0 | 0 | 0 | 0 | 0 | 0 | 0 | 0
1003 | [6 empty] | 0 | 0 | 0 | 0 | 0 | 0 | 0 | 0 | 0 | 0 | 0 | 0 | 0 | 0
1004 |  | 364 | Poles, Towers & Fixtures
1005 |  |  |  | Demand Primary | F20 | 0 | 0 | 0 | 0 | 0 | 0 | 0 | 0 | 0 | 0 | 0 | 0 | 0 | 0 | 0 | 1465
1006 |  |  |  | Demand Secondary | F22 | 0 | 0 | 0 | 0 | 0 | 0 | 0 | 0 | 0 | 0 | 0 | 0 | 0 | 0 | 0
1007 |  |  |  | Assigned | A | 0 | 0 | 0 | 0 | 0 | 0 | 0 | 0 | 0 | 0 | 0 | 0 | 0 | 0 | 0
1008 | [6 empty] | 0 | 0 | 0 | 0 | 0 | 0 | 0 | 0 | 0 | 0 | 0 | 0 | 0 | 0
1009 |  | 365 | Overhead Conductors
1010 |  |  |  | Demand Primary | F20 | 0 | 0 | 0 | 0 | 0 | 0 | 0 | 0 | 0 | 0 | 0 | 0 | 0 | 0 | 0 | 1469
1011 |  |  |  | Demand Secondary | F22 | 0 | 0 | 0 | 0 | 0 | 0 | 0 | 0 | 0 | 0 | 0 | 0 | 0 | 0 | 0
1012 |  |  |  | Assigned | A | 0 | 0 | 0 | 0 | 0 | 0 | 0 | 0 | 0 | 0 | 0 | 0 | 0 | 0 | 0
1013 | [6 empty] | 0 | 0 | 0 | 0 | 0 | 0 | 0 | 0 | 0 | 0 | 0 | 0 | 0 | 0
1014 |  | 366 | Underground Conduit
1015 |  |  |  | Demand Primary | F20 | 0 | 0 | 0 | 0 | 0 | 0 | 0 | 0 | 0 | 0 | 0 | 0 | 0 | 0 | 0 | 1473
1016 |  |  |  | Demand Secondary | F22 | 0 | 0 | 0 | 0 | 0 | 0 | 0 | 0 | 0 | 0 | 0 | 0 | 0 | 0 | 0
1017 |  |  |  | Assigned | A | 0 | 0 | 0 | 0 | 0 | 0 | 0 | 0 | 0 | 0 | 0 | 0 | 0 | 0 | 0
1018 | [6 empty] | 0 | 0 | 0 | 0 | 0 | 0 | 0 | 0 | 0 | 0 | 0 | 0 | 0 | 0
1019 |  | 367 | Underground Conductors
1020 |  |  |  | Demand Primary | F20 | 0 | 0 | 0 | 0 | 0 | 0 | 0 | 0 | 0 | 0 | 0 | 0 | 0 | 0 | 0 | 1477
1021 |  |  |  | Demand Secondary | F22 | 0 | 0 | 0 | 0 | 0 | 0 | 0 | 0 | 0 | 0 | 0 | 0 | 0 | 0 | 0
1022 |  |  |  | Assigned | A | 0 | 0 | 0 | 0 | 0 | 0 | 0 | 0 | 0 | 0 | 0 | 0 | 0 | 0 | 0
1023 | [6 empty] | 0 | 0 | 0 | 0 | 0 | 0 | 0 | 0 | 0 | 0 | 0 | 0 | 0 | 0
1024 |  | 368 | Line Transformers
1025 |  |  |  | Demand Secondary | F21 |  | 0 | 0 | 0 | 0 | 0 | 0 | 0 | 0 | 0 | 0 | 0 | 0 | 0 | 0 | 1481
1026 |  |  |  | Assigned | A | 0 | 0 | 0 | 0 | 0 | 0 | 0 | 0 | 0 | 0 | 0 | 0 | 0 | 0 | 0
1027 | [6 empty] | 0 | 0 | 0 | 0 | 0 | 0 | 0 | 0 | 0 | 0 | 0 | 0 | 0 | 0
1028 |  | 369 | Services
1029 |  |  |  | Customer | F70 |  | 0 | 0 | 0 | 0 | 0 | 0 | 0 | 0 | 0 | 0 | 0 | 0 | 0 | 0 | 1485
1030 |  |  |  | Assigned | A | 0 | 0 | 0 | 0 | 0 | 0 | 0 | 0 | 0 | 0 | 0 | 0 | 0 | 0 | 0
1031 | [6 empty] | 0 | 0 | 0 | 0 | 0 | 0 | 0 | 0 | 0 | 0 | 0 | 0 | 0 | 0
1032 |  | 370 | Meters
1033 |  |  |  | Customer | F60 |  | 0 | 0 | 0 | 0 | 0 | 0 | 0 | 0 | 0 | 0 | 0 | 0 | 0 | 0 | 1489
1034 |  |  |  | Assigned | A | 0 | 0 | 0 | 0 | 0 | 0 | 0 | 0 | 0 | 0 | 0 | 0 | 0 | 0 | 0
1035 | [6 empty] | 0 | 0 | 0 | 0 | 0 | 0 | 0 | 0 | 0 | 0 | 0 | 0 | 0 | 0
1036 |  | 371 | Install on Customers' Premises
1037 |  |  |  | Demand Primary | F20 | 0 | 0 | 0 | 0 | 0 | 0 | 0 | 0 | 0 | 0 | 0 | 0 | 0 | 0 | 0 | 1493
1038 |  |  |  | Demand Secondary | F22 | 0 | 0 | 0 | 0 | 0 | 0 | 0 | 0 | 0 | 0 | 0 | 0 | 0 | 0 | 0
1039 |  |  |  | Assigned | A | 0 | 0 | 0 | 0 | 0 | 0 | 0 | 0 | 0 | 0 | 0 | 0 | 0 | 0 | 0
1040 | [6 empty] | 0 | 0 | 0 | 0 | 0 | 0 | 0 | 0 | 0 | 0 | 0 | 0 | 0 | 0
1041 |  | 372 | Leased Property
1042 |  |  |  | Demand Primary | F20 | 0 | 0 | 0 | 0 | 0 | 0 | 0 | 0 | 0 | 0 | 0 | 0 | 0 | 0 | 0 | 1497
1043 |  |  |  | Demand Secondary | F22 | 0 | 0 | 0 | 0 | 0 | 0 | 0 | 0 | 0 | 0 | 0 | 0 | 0 | 0 | 0
1044 |  |  |  | Assigned | A | 0 | 0 | 0 | 0 | 0 | 0 | 0 | 0 | 0 | 0 | 0 | 0 | 0 | 0 | 0
1045 | [6 empty] | 0 | 0 | 0 | 0 | 0 | 0 | 0 | 0 | 0 | 0 | 0 | 0 | 0 | 0
1046
1047 |  | 373 | Street Lights |  | A | 0 | 0 | 0 | 0 | 0 | 0 | 0 | 0 | 0 | 0 | 0 | 0 | 0 | 0 | 0 | 1502
1048
1049
1050 |  | D00 | Unclassified Dist Plant - Acct 300 |  | F22 |  | 0 | 0 | 0 | 0 | 0 | 0 | 0 | 0 | 0 | 0 | 0 | 0 | 0 | 0 | 1505
1051 |  | DS0 | Unclassified Dist Sub - Acct 300 |  | F20 |  | 0 | 0 | 0 | 0 | 0 | 0 | 0 | 0 | 0 | 0 | 0 | 0 | 0 | 0 | 1509
1052 |  | TOTAL DISTRIBUTION PLANT |  |  |  |  | 0 | 0 | 0 | 0 | 0 | 0 | 0 | 0 | 0 | 0 | 0 | 0 | 0 | 0
1053
1054 |  | Distribution - METER - Unbundled |  |  |  |  | DISTRIBUTION PLANT D: GENERAL PLANT
1055
1056 |  | A |  | B | C |  | D | E | F | G | H | I | J | K | L | M | N | O | P
1057 |  | FERC ACCT |  | DESCRIPTION | COS Factor |  | Utah Jurisdiction Normalized | Residential Sch 1 | General Large Dist. Sch 6 | General +1 MW Sch 8 | Street & Area Lighting Sch. 7,11,12 | General Trans Sch 9 | General Secondary Sch 22 | Irrigation Sch 10 | Traffic Signals Sch 15 | Outdoor Lighting Sch 15 | General Small Dist. Sch 23 | Industrial Cust 1 | Industrial Cust 2
1058 |  | 389 | Land and Land Rights
1059 |  |  |  | Situs | F107T |  | 326353.3383 | 110933.7271 | 91476.6166 | 26226.3395 | 591.8922 | 58197.7055 | 279.1076 | 2981.0102 | 92.0216 | 128.6963 | 21604.7789 | 7232.8334 | 6608.6095 | 0 | 1516
1060 |  |  |  | Customer - System | F42 |  | 0 | 0 | 0 | 0 | 0 | 0 | 0 | 0 | 0 | 0 | 0 | 0 | 0 | 0 | 1517
1061 |  |  |  | System Generation | F105T |  | 12.0413 | 4.0931 | 3.3752 | 0.96766 | 0.021839 | 2.1473 | 0.010298 | 0.10999 | 0.0033953 | 0.0047485 | 0.79714 | 0.26687 | 0.24384 | 0 | 1518
1062 |  |  |  | System Generation | F105T |  | 77.27 | 26.2655 | 21.6587 | 6.2096 | 0.14014 | 13.7793 | 0.066084 | 0.70581 | 0.021788 | 0.030471 | 5.1153 | 1.7125 | 1.5647 | 0 | 1519
1063 |  |  |  | System Overheads | F102T |  | 199069.4109 | 67667.4913 | 55799.0192 | 15997.5748 | 361.0431 | 35499.508 | 170.2504 | 1818.3603 | 56.1314 | 78.5023 | 13178.5096 | 4411.8926 | 4031.1277 | 0 | 1520
1064 |  |  | Total Land & Land Rights |  |  |  | 525512.0605 | 178631.577 | 147300.6697 | 42231.0915 | 953.0973 | 93713.1402 | 449.4344 | 4800.1863 | 148.1782 | 207.2339 | 34789.2009 | 11646.7054 | 10641.5458 | 0
1065
1066 |  | 390 | Structures and Improvements
1067 |  |  |  | Situs | F107T |  | 3347897.356 | 1138014.1947 | 938413.33 | 269043.0346 | 6071.9291 | 597021.4535 | 2863.2267 | 30580.7083 | 944.0036 | 1320.2318 | 221632.7322 | 74198.058 | 67794.4536 | 0 | 1524
1068 |  |  |  | System Generation | F105T |  | 12147.0334 | 4129.0084 | 3404.8051 | 976.1574 | 22.0305 | 2166.1475 | 10.3885 | 110.9547 | 3.4251 | 4.7901 | 804.1406 | 269.2097 | 245.9757 | 0 | 1525
1069 |  |  |  | System Generation | F105T |  | 53945.2613 | 18337.0237 | 15120.8197 | 4335.1379 | 97.8381 | 9619.9121 | 46.1357 | 492.7524 | 15.2109 | 21.2731 | 3571.2073 | 1195.5664 | 1092.384 | 0 | 1526
1070 |  |  |  | System Generation | F105T |  | 0 | 0 | 0 | 0 | 0 | 0 | 0 | 0 | 0 | 0 | 0 | 0 | 0 | 0 | 1527
1071 |  |  |  | Customer - System | F42 |  | 0 | 0 | 0 | 0 | 0 | 0 | 0 | 0 | 0 | 0 | 0 | 0 | 0 | 0 | 1528
1072 |  |  |  | System Generation | F102T |  | 365095.6312 | 124102.9717 | 102336.0547 | 29339.7396 | 662.1573 | 65106.5135 | 312.2412 | 3334.8941 | 102.9457 | 143.9742 | 24169.541 | 8091.4628 | 7393.1355 | 0 | 1529
1073 |  |  |  | System Overheads | F102T |  | 2547344.4486 | 865890.9856 | 714018.8997 | 204709.1675 | 4620.0027 | 454261.0252 | 2178.5688 | 23268.2156 | 718.2724 | 1004.5365 | 168635.6689 | 56455.7366 | 51583.3691 | 0 | 1530
1074
1075 |  |  | Total Structures and Improvements |  |  |  | 6326429.7304 | 2150474.1841 | 1773293.9092 | 508403.2371 | 11473.9578 | 1128175.0518 | 5410.5609 | 57787.525 | 1783.8576 | 2494.8057 | 418813.29 | 140210.0334 | 128109.3179 | 0
1076
1077 |  | 391 | Office Furniture & Equipment
1078 |  |  |  | Situs | F107T |  | 153073.703 | 52032.6726 | 42906.4538 | 12301.2773 | 277.6228 | 27297.2182 | 130.9134 | 1398.2216 | 43.1621 | 60.3641 | 10133.5673 | 3392.5089 | 3099.7211 | 0 | 1534
1079 |  |  |  | System Generation | F105T |  | 0 | 0 | 0 | 0 | 0 | 0 | 0 | 0 | 0 | 0 | 0 | 0 | 0 | 0 | 1535
1080 |  |  |  | System Generation | F105T |  | 0 | 0 | 0 | 0 | 0 | 0 | 0 | 0 | 0 | 0 | 0 | 0 | 0 | 0 | 1536
1081 |  |  |  | Customer - System | F42 |  | 0 | 0 | 0 | 0 | 0 | 0 | 0 | 0 | 0 | 0 | 0 | 0 | 0 | 0 | 1537
1082 |  |  |  | System Generation | F105T |  | 201991.5487 | 68660.7817 | 56618.0924 | 16232.403 | 366.3429 | 36020.6049 | 172.7495 | 1845.052 | 56.9554 | 79.6547 | 13371.9568 | 4476.6548 | 4090.3006 | 0 | 1538
1083 |  |  |  | Energy | F30 |  | 0 | 0 | 0 | 0 | 0 | 0 | 0 | 0 | 0 | 0 | 0 | 0 | 0 | 0 | 1539
1084 |  |  |  | System Overheads | F102T |  | 1452710.497 | 493804.0181 | 407193.7548 | 116742.4204 | 2634.7149 | 259057.9221 | 1242.4035 | 13269.4976 | 409.6195 | 572.8714 | 96170.2712 | 32195.8191 | 29417.1845 | 0 | 1540
1085 |  |  |  | Cholla | F30 |  | 360.0114 | 104.6389 | 100.1474 | 31.4186 | 1.2705 | 73.8412 | 0.39639 | 3.628 | 0.12129 | 0.2682 | 22.0431 | 9.4774 | 12.7604 | 0 | 1541
1086 |  |  |  | Simple Cycle Combustion Turbine | F30 |  | 0 | 0 | 0 | 0 | 0 | 0 | 0 | 0 | 0 | 0 | 0 | 0 | 0 | 0 | 1542
1087 |  |  | Total Office Furniture & Equipment |  |  |  | 1808135.7601 | 614602.1112 | 506818.4484 | 145307.5193 | 3279.9512 | 322449.5864 | 1546.4628 | 16516.3991 | 509.8582 | 713.1583 | 119697.8383 | 40074.4601 | 36619.9666 | 0
1088
1089 |  | 392 | Transportation Equipment
1090 |  |  |  | Situs | F107T |  | 2609331.2607 | 886961.4858 | 731393.7606 | 209690.5389 | 4732.4254 | 465314.9652 | 2231.5818 | 23834.4219 | 735.7508 | 1028.9808 | 172739.2315 | 57829.5245 | 52838.5934 | 0 | 1546
1091 |  |  |  | System Overheads | F102T |  | 224196.4034 | 76208.6355 | 62842.0979 | 18016.825 | 406.6148 | 39980.3364 | 191.7398 | 2047.8778 | 63.2165 | 88.4111 | 14841.931 | 4968.7717 | 4539.9458 | 0 | 1547
1092 |  |  |  | System Generation | F105T |  | 1279812.856 | 435032.8107 | 358730.6647 | 102848.0559 | 2321.1384 | 228225.5548 | 1094.536 | 11690.1982 | 360.8677 | 504.6898 | 84724.3478 | 28363.9606 | 25916.0315 | 0 | 1548
1093 |  |  |  | Customer - System | F42 |  | 0 | 0 | 0 | 0 | 0 | 0 | 0 | 0 | 0 | 0 | 0 | 0 | 0 | 0 | 1549
1094 |  |  |  | System Generation | F105T |  | 21337.7824 | 7253.1194 | 5980.9657 | 1714.7425 | 38.6994 | 3805.1088 | 18.2487 | 194.9058 | 6.0166 | 8.4145 | 1412.5735 | 472.9004 | 432.0871 | 0 | 1550
1095 |  |  |  | Energy | F30 |  | 0 | 0 | 0 | 0 | 0 | 0 | 0 | 0 | 0 | 0 | 0 | 0 | 0 | 0 | 1551
1096 |  |  |  | System Generation | F105T |  | 2576.2518 | 875.7171 | 722.1216 | 207.0322 | 4.6724 | 459.416 | 2.2033 | 23.5323 | 0.72642 | 1.0159 | 170.5494 | 57.0964 | 52.1687 | 0 | 1552
1097 |  |  |  | Cholla | F30 |  | 20225.0231 | 5878.4927 | 5626.1661 | 1765.0626 | 71.3775 | 4148.3143 | 22.2685 | 203.816 | 6.8137 | 15.067 | 1238.3549 | 532.4276 | 716.8622 | 0 | 1553
1098 |  |  |  | Simple Cycle Combustion Turbine | F30 |  | 1618.0344 | 470.2889 | 450.1023 | 141.2079 | 5.7103 | 331.8718 | 1.7815 | 16.3056 | 0.5451 | 1.2054 | 99.0704 | 42.5951 | 57.3501 | 0 | 1554
1099 |  |  | Total Transportation Equipment |  |  |  | 4159097.6117 | 1412680.5502 | 1165745.8791 | 334383.465 | 7580.6382 | 742265.5674 | 3562.3597 | 38011.0575 | 1173.9366 | 1647.7844 | 275226.0584 | 92267.2763 | 84553.0388 | 0
1100
1101 |  | 393 | Stores Equipment
1102 |  |  |  | Situs | F107T |  | 285573.8552 | 97072.0026 | 80046.1555 | 22949.2271 | 517.9323 | 50925.6109 | 244.2317 | 2608.5181 | 80.523 | 112.6151 | 18905.1536 | 6329.0547 | 5782.8307 | 0 | 1558
1103 |  |  |  | System Generation | F105T |  | 0 | 0 | 0 | 0 | 0 | 0 | 0 | 0 | 0 | 0 | 0 | 0 | 0 | 0 | 1559
1104 |  |  |  | System Generation | F105T |  | 0 | 0 | 0 | 0 | 0 | 0 | 0 | 0 | 0 | 0 | 0 | 0 | 0 | 0 | 1560
1105 |  |  |  | System Overheads | F102T |  | 5301.7432 | 1802.1637 | 1486.075 | 426.0576 | 9.6155 | 945.4455 | 4.5342 | 48.4277 | 1.4949 | 2.0907 | 350.9785 | 117.5003 | 107.3596 | 0 | 1561
1106 |  |  |  | System Generation | F105T |  | 373605.3992 | 126995.6042 | 104721.3368 | 30023.5998 | 677.5911 | 66624.0373 | 319.519 | 3412.6249 | 105.3452 | 147.33 | 24732.8925 | 8280.0612 | 7565.4571 | 0 | 1562
1107 |  |  |  | Simple Cycle Combustion Turbine | F30 |  | 1955.5788 | 568.3976 | 543.9999 | 170.6658 | 6.9016 | 401.1049 | 2.1532 | 19.7072 | 0.65882 | 1.4568 | 119.7378 | 51.481 | 69.3142 | 0 | 1563
1108 |  |  | Total Stores Equipment |  |  |  | 666436.5763 | 226438.1681 | 186797.5673 | 53569.5502 | 1212.0405 | 118896.1986 | 570.4381 | 6089.2778 | 188.0219 | 263.4926 | 44108.7624 | 14778.0972 | 13524.9615 | 0 | 1564
1109
1110 |  | 394 | Tools, Shop & Garage Equipment
1111 |  |  |  | Situs | F107T |  | 1061910.8267 | 360963.753 | 297652.8755 | 85337.0581 | 1925.9394 | 189367.677 | 908.1794 | 9699.8151 | 299.426 | 418.7609 | 70299.108 | 23534.6884 | 21503.5458 | 0 | 1567
1112 |  |  |  | System Generation | F105T |  | 3991.8693 | 1356.9126 | 1118.9182 | 320.7938 | 7.2399 | 711.8592 | 3.414 | 36.4629 | 1.1256 | 1.5742 | 264.264 | 88.4701 | 80.8348 | 0 | 1568
1113 |  |  |  | System Generation | F105T |  | 1396545.7923 | 474712.5632 | 391450.8266 | 112228.924 | 2532.8516 | 249042.2227 | 1194.3697 | 12756.4722 | 393.7827 | 550.723 | 92452.1354 | 30951.0641 | 28279.8571 | 0 | 1569
1114 |  |  |  | System Overheads | F102T |  | 99038.6952 | 33665.1423 | 27760.4782 | 7958.9271 | 179.622 | 17661.3018 | 84.701 | 904.6494 | 27.9259 | 39.0556 | 6556.4186 | 2194.9534 | 2005.5197 | 0 | 1570
1115 |  |  |  | Energy | F30 |  | 0 | 0 | 0 | 0 | 0 | 0 | 0 | 0 | 0 | 0 | 0 | 0 | 0 | 0 | 1571
1116 |  |  |  | System Generation | F105T |  | 0 | 0 | 0 | 0 | 0 | 0 | 0 | 0 | 0 | 0 | 0 | 0 | 0 | 0 | 1572
1117 |  |  |  | Cholla | F30 |  | 104792.1908 | 30458.3153 | 29150.932 | 9145.3434 | 369.8294 | 21493.7179 | 115.3801 | 1056.0345 | 35.3037 | 78.0668 | 6416.3055 | 2758.6745 | 3714.2879 | 0 | 1573
1118 |  |  |  | Simple Cycle Combustion Turbine | F30 |  | 5659.7309 | 1645.0259 | 1574.4153 | 493.9317 | 19.9742 | 1160.8562 | 6.2316 | 57.0355 | 1.9067 | 4.2163 | 346.5388 | 148.9935 | 200.6053 | 0 | 1574
1119 |  |  | Total Tools, Shop & Garage Equipment |  |  |  | 2671939.1052 | 902801.7122 | 748708.446 | 215484.9782 | 5035.4563 | 479437.6348 | 2312.2758 | 24510.4696 | 759.4706 | 1092.3967 | 176334.7703 | 59676.8441 | 55784.6506 | 0
1120
1121 |  | 395 | Laboratory Equipment
1122 |  |  |  | Situs | F107T |  | 548817.7885 | 186553.6387 | 153833.2493 | 44103.9816 | 995.3659 | 97869.1874 | 469.3662 | 5013.0679 | 154.7497 | 216.4244 | 36332.0535 | 12163.2206 | 11113.4835 | 0 | 1578
1123 |  |  |  | System Generation | F105T |  | 4.2301 | 1.4379 | 1.1857 | 0.33994 | 0.007672 | 0.75435 | 0.0036178 | 0.038639 | 0.0011928 | 0.0016681 | 0.28004 | 0.093751 | 0.08566 | 0 | 1579
1124 |  |  |  | System Generation | F105T |  | 0 | 0 | 0 | 0 | 0 | 0 | 0 | 0 | 0 | 0 | 0 | 0 | 0 | 0 | 1580
1125 |  |  |  | System Overheads | F102T |  | 129842.5725 | 44135.968 | 36394.7839 | 10434.3819 | 235.4896 | 23154.4737 | 111.0454 | 1186.0214 | 36.6116 | 51.203 | 8595.653 | 2877.647 | 2629.2939 | 0 | 1581
1126 |  |  |  | Energy | F30 |  | 0 | 0 | 0 | 0 | 0 | 0 | 0 | 0 | 0 | 0 | 0 | 0 | 0 | 0 | 1582
1127 |  |  |  | System Generation | F105T |  | 379228.0417 | 128906.8477 | 106297.3597 | 30475.4454 | 687.7886 | 67626.7079 | 324.3277 | 3463.9838 | 106.9306 | 149.5473 | 25105.1147 | 8404.6735 | 7679.3148 | 0 | 1583
1128 |  |  |  | Cholla | F30 |  | 14074.0207 | 4090.6766 | 3915.0896 | 1228.2571 | 49.6696 | 2886.6944 | 15.496 | 141.8298 | 4.7414 | 10.4847 | 861.7361 | 370.5013 | 498.8441 | 0 | 1584
1129 |  |  |  | Simple Cycle Combustion Turbine | F30 |  | 882.6047 | 256.533 | 245.5216 | 77.026 | 3.1149 | 181.0293 | 0.97178 | 8.8944 | 0.29734 | 0.65751 | 54.0409 | 23.2347 | 31.2833 | 0 | 1585
1130 |  |  | Total Laboratory Equipment |  |  |  | 1072849.2583 | 363945.1018 | 300687.1898 | 86319.432 | 1971.4362 | 191718.8471 | 921.2107 | 9813.8358 | 303.3318 | 428.3185 | 70948.8783 | 23839.3709 | 21952.3054 | 0
1131
1132 |  | 396 | Power Operated Equipment
1133 |  |  |  | Situs | F107T |  | 3683747.3993 | 1252176.033 | 1032551.8665 | 296032.5463 | 6681.0451 | 656912.6806 | 3150.4562 | 33648.4643 | 1038.7029 | 1452.6731 | 243866.1984 | 81641.363 | 74595.37 | 0 | 1589
1134 |  |  |  | System Generation | F105T |  | 17054.9299 | 5797.2961 | 4780.4851 | 1370.5647 | 30.9318 | 3041.3594 | 14.5859 | 155.7849 | 4.809 | 6.7256 | 1129.0462 | 377.9813 | 345.3599 | 0 | 1590
1135 |  |  |  | System Generation | F105T |  | 2540846.1267 | 863682.082 | 712197.4246 | 204186.9507 | 4608.217 | 453102.1971 | 2173.0112 | 23208.858 | 716.4401 | 1001.9739 | 168205.4762 | 56311.717 | 51451.779 | 0 | 1591
1136 |  |  |  | System Overheads | F102T |  | 114772.4425 | 39013.3432 | 32170.6368 | 9223.3193 | 208.1576 | 20467.0583 | 98.157 | 1048.3662 | 32.3623 | 45.2601 | 7598.0018 | 2543.654 | 2324.1259 | 0 | 1592
1137 |  |  |  | System Generation | F105T |  | 39278.1567 | 13351.3949 | 11009.6403 | 3156.4631 | 71.237 | 7004.3671 | 33.5919 | 358.7786 | 11.0752 | 15.4892 | 2600.2366 | 870.5055 | 795.3772 | 0 | 1593
1138 |  |  |  | Energy | F30 |  | 0 | 0 | 0 | 0 | 0 | 0 | 0 | 0 | 0 | 0 | 0 | 0 | 0 | 0 | 1594
1139 |  |  |  | Cholla | F30 |  | 0 | 0 | 0 | 0 | 0 | 0 | 0 | 0 | 0 | 0 | 0 | 0 | 0 | 0 | 1595
1140 |  |  |  | Simple Cycle Combustion Turbine | F30 |  | 60704.9381 | 17644.1596 | 16886.8072 | 5297.7946 | 214.238 | 12451.0691 | 66.8384 | 611.7489 | 20.451 | 45.2232 | 3716.8936 | 1598.0691 | 2151.6452 | 0 | 1596
1141 |  |  | Total Power Operated Equipment |  |  |  | 6456403.9932 | 2191664.3089 | 1809596.8606 | 519267.6388 | 11813.8264 | 1152978.7317 | 5536.6406 | 59032.0009 | 1823.8404 | 2567.3451 | 427115.8527 | 143343.2898 | 131663.6572 | 0
1142
1143 |  | 397 | Communication Equipment
1144 |  |  |  | Situs | F107T |  | 4654877.4072 | 1582281.6535 | 1304758.9408 | 374074.2951 | 8442.3394 | 830091.6605 | 3980.997 | 42519.0599 | 1312.5315 | 1835.6348 | 308155.5639 | 103164.1138 | 94260.6169 | 0 | 1600
1145 |  |  |  | System Generation | F105T |  | 14948.1273 | 5081.1537 | 4189.9498 | 1201.2583 | 27.1107 | 2665.659 | 12.7841 | 136.5407 | 4.2149 | 5.8947 | 989.5746 | 331.2891 | 302.6975 | 0 | 1601
1146 |  |  |  | System Generation | F105T |  | 41189.0567 | 14000.9463 | 11545.2643 | 3310.0265 | 74.7027 | 7345.1327 | 35.2262 | 376.2333 | 11.614 | 16.2428 | 2726.7393 | 912.8559 | 834.0726 | 0 | 1602
1147 |  |  |  | System Overheads | F102T |  | 2309751.8839 | 785128.7392 | 647421.867 | 185615.803 | 4189.0919 | 411891.7877 | 1975.3722 | 21097.9732 | 651.2786 | 910.8427 | 152906.9043 | 51190.0713 | 46772.1528 | 0 | 1603
1148 |  |  |  | Customer - System | F42 |  | 0 | 0 | 0 | 0 | 0 | 0 | 0 | 0 | 0 | 0 | 0 | 0 | 0 | 0 | 1604
1149 |  |  |  | System Generation | F105T |  | 10308062.4227 | 3503907.1123 | 2889342.8188 | 828374.3797 | 18695.2639 | 1838208.8086 | 8815.7779 | 94156.9637 | 2906.555 | 4064.9489 | 682399.6662 | 228453.3043 | 208736.8234 | 0 | 1605
1150 |  |  |  | Energy | F30 |  | 0 | 0 | 0 | 0 | 0 | 0 | 0 | 0 | 0 | 0 | 0 | 0 | 0 | 0 | 1606
1151 |  |  |  | Cholla | F30 |  | 81646.719 | 23730.9812 | 22712.3599 | 7125.4096 | 288.1451 | 16746.3962 | 89.8961 | 822.7879 | 27.5061 | 60.8242 | 4999.1348 | 2149.3655 | 2893.9124 | 0 | 1607
1152 |  |  |  | Simple Cycle Combustion Turbine | F30 |  | 1046.9806 | 304.3096 | 291.2475 | 91.3713 | 3.695 | 214.7441 | 1.1528 | 10.5509 | 0.35272 | 0.77997 | 64.1054 | 27.562 | 37.1095 | 0 | 1608
1153 |  |  | Total Communication Equipment |  |  |  | 17411522.5976 | 5914434.8958 | 4880262.4482 | 1399792.5435 | 31720.3487 | 3107164.1889 | 14911.2062 | 159120.1096 | 4914.0529 | 6895.168 | 1152241.6886 | 386228.562 | 353837.3852 | 0
1154
1155 |  | Distribution - METER - Unbundled |  |  |  |  | D: GENERAL PLANT
1156
1157 |  | A |  | B | C |  | D | E | F | G | H | I | J | K | L | M | N | O | P
1158 |  | FERC ACCT |  | DESCRIPTION | COS Factor |  | Utah Jurisdiction Normalized | Residential Sch 1 | General Large Dist. Sch 6 | General +1 MW Sch 8 | Street & Area Lighting Sch. 7,11,12 | General Trans Sch 9 | General Secondary Sch 22 | Irrigation Sch 10 | Traffic Signals Sch 15 | Outdoor Lighting Sch 15 | General Small Dist. Sch 23 | Industrial Cust 1 | Industrial Cust 2
1159 |  | 398 | Misc. Equipment
1160 |  |  |  | Situs | F107T |  | 81811.0934 | 27809.1518 | 22931.5933 | 6574.4862 | 148.3771 | 14589.1504 | 69.9674 | 747.2873 | 23.0682 | 32.2619 | 5415.9415 | 1813.1453 | 1656.6632 | 0 | 1612
1161 |  |  |  | System Generation | F105T |  | 0 | 0 | 0 | 0 | 0 | 0 | 0 | 0 | 0 | 0 | 0 | 0 | 0 | 0 | 1613
1162 |  |  |  | System Generation | F105T |  | 0 | 0 | 0 | 0 | 0 | 0 | 0 | 0 | 0 | 0 | 0 | 0 | 0 | 0 | 1614
1163 |  |  |  | Customer - System | F42 |  | 0 | 0 | 0 | 0 | 0 | 0 | 0 | 0 | 0 | 0 | 0 | 0 | 0 | 0 | 1615
1164 |  |  |  | System Overheads | F102T |  | 69512.0271 | 23628.4644 | 19484.1735 | 5586.1111 | 126.0708 | 12395.8912 | 59.4489 | 634.9439 | 19.6002 | 27.4118 | 4601.7362 | 1540.5662 | 1407.6088 | 0 | 1616
1165 |  |  |  | System Energy | F30 |  | 0 | 0 | 0 | 0 | 0 | 0 | 0 | 0 | 0 | 0 | 0 | 0 | 0 | 0 | 1617
1166 |  |  |  | Simple Cycle Combustion Turbine | F105T |  | 160000.6825 | 54387.2851 | 44848.0814 | 12857.9417 | 290.186 | 28532.4877 | 136.8376 | 1461.4947 | 45.1152 | 63.0957 | 10592.1373 | 3546.0286 | 3239.9915 | 0 | 1618
1167 |  |  | Total Misc. Equipment |  |  |  | 311323.803 | 105824.9012 | 87263.8482 | 25018.539 | 564.6338 | 55517.5293 | 266.2539 | 2843.7259 | 87.7837 | 122.7695 | 20609.815 | 6899.7401 | 6304.2635 | 0
1168
1169 |  | 399 | Coal Mine |  | F30 |  | 0 | 0 | 0 | 0 | 0 | 0 | 0 | 0 | 0 | 0 | 0 | 0 | 0 | 0 | 1626
1170 |  | 399L | WIDCO Capital Lease |  | F30 |  | 0 | 0 | 0 | 0 | 0 | 0 | 0 | 0 | 0 | 0 | 0 | 0 | 0 | 0 | 1629
1171 |  |  | Remove Capital Lease |  | F30 |  | 0 | 0 | 0 | 0 | 0 | 0 | 0 | 0 | 0 | 0 | 0 | 0 | 0 | 0 | 1632
1172
1173 |  | 390L | General Capital Lease
1174 |  |  |  | Situs | F107T |  | 1805244.4424 | 613637.033 | 506008.7776 | 145072.6804 | 3274.0897 | 321924.3442 | 1543.9016 | 16489.6494 | 509.0231 | 711.8919 | 119508.2213 | 40008.8825 | 36555.9477 | 0 | 1637
1175 |  |  |  | System Generation | F105T |  | 0 | 0 | 0 | 0 | 0 | 0 | 0 | 0 | 0 | 0 | 0 | 0 | 0 | 0 | 1638
1176 |  |  |  | System Overheads | F102T |  | -540813.9737 | -183832.9893 | -151589.7855 | -43460.7807 | -980.8497 | -96441.8888 | -462.5211 | -4939.9586 | -152.4928 | -213.2681 | -35802.1964 | -11985.8354 | -10951.4074 | 0 | 1639
1177
1178 |  |  | Remove Capital Lease |  |  |  | -1264430.4687 | -429804.0437 | -354418.9921 | -101611.8997 | -2293.24 | -225482.4554 | -1081.3805 | -11549.6908 | -356.5303 | -498.6238 | -83706.0249 | -28023.0471 | -25604.5403
1179
1180 |  | 392L | General Vehicles Capital Lease |  | F30 |  | 0 | 0 | 0 | 0 | 0 | 0 | 0 | 0 | 0 | 0 | 0 | 0 | 0 | 0 | 1646
1181 |  |  | Remove Capital Lease |  | F30 |  | 0 | 0 | 0 | 0 | 0 | 0 | 0 | 0 | 0 | 0 | 0 | 0 | 0 | 0 | 1649
1182
1183 |  | G00 | Unclassified Gen Plant - Acct 300 |  | F102T |  | 260029.4651 | 88388.977 | 72886.0805 | 20896.4341 | 471.6036 | 46370.3491 | 222.3853 | 2375.1879 | 73.3203 | 102.5417 | 17214.1003 | 5762.925 | 5265.5603 | 0 | 1659
1184 |  | GV0 | Unclassified Gen Veh - Acct 300 |  | F102T |  | 0 | 0 | 0 | 0 | 0 | 0 | 0 | 0 | 0 | 0 | 0 | 0 | 0 | 0 | 1667
1185
1186 |  | TOTAL GENERAL PLANT |  |  |  |  | 41669679.9616 | 14149886.4877 | 11679361.347 | 3350674.4287 | 76076.9901 | 7438686.8253 | 35709.2284 | 380899.7753 | 11765.6522 | 16535.0145 | 2757100.2552 | 924727.3042 | 848256.6529 | 0
1187
1188
1189
1190 | [6 empty] | D: INTANGIBLE PLANT
1191
1192 |  | 301 | Organization
1193 |  |  |  | Situs | F107T |  | 0 | 0 | 0 | 0 | 0 | 0 | 0 | 0 | 0 | 0 | 0 | 0 | 0 | 0 | 1672
1194 |  |  |  | System Overheads | F102T |  | 0 | 0 | 0 | 0 | 0 | 0 | 0 | 0 | 0 | 0 | 0 | 0 | 0 | 0 | 1673
1195 |  |  |  | System Generation | F105T |  | 0 | 0 | 0 | 0 | 0 | 0 | 0 | 0 | 0 | 0 | 0 | 0 | 0 | 0 | 1674
1196 |  |  | Total Organization |  |  |  | 0 | 0 | 0 | 0 | 0 | 0 | 0 | 0 | 0 | 0 | 0 | 0 | 0 | 0
1197
1198 |  | 302 | Franchise & Consent
1199 |  |  |  | Situs | F107T |  | 0 | 0 | 0 | 0 | 0 | 0 | 0 | 0 | 0 | 0 | 0 | 0 | 0 | 0 | 1677
1200 |  |  |  | System Generation | F105T |  | 189393.1203 | 64378.3355 | 53086.7616 | 15219.9707 | 343.4937 | 33773.9614 | 161.9749 | 1729.9741 | 53.403 | 74.6865 | 12537.9336 | 4197.441 | 3835.1842 | 0 | 1678
1201 |  |  |  | System Generation | F105T |  | 1791642.6752 | 609013.5328 | 502196.2116 | 143979.618 | 3249.4208 | 319498.778 | 1532.2689 | 16365.4068 | 505.1878 | 706.5281 | 118607.7765 | 39707.4322 | 36280.5138 | 0 | 1679
1202 |  |  |  | System Generation | F105T |  | 165745.5262 | 56340.067 | 46458.3572 | 13319.6077 | 300.6051 | 29556.9501 | 141.7508 | 1513.9698 | 46.7351 | 65.3612 | 10972.4492 | 3673.3492 | 3356.3237 | 0 | 1680
1203 |  |  |  | System Generation | F105T |  | 0 | 0 | 0 | 0 | 0 | 0 | 0 | 0 | 0 | 0 | 0 | 0 | 0 | 0 | 1681
1204 |  |  |  | System Generation | F105T |  | 0 | 0 | 0 | 0 | 0 | 0 | 0 | 0 | 0 | 0 | 0 | 0 | 0 | 0 | 1682
1205 |  |  | Total Franchise & Consent |  |  |  | 2146781.3216 | 729731.9354 | 601741.3303 | 172519.1964 | 3893.5196 | 382829.6894 | 1835.9946 | 19609.3507 | 605.326 | 846.5758 | 142118.1593 | 47578.2224 | 43472.0217 | 0
1206
1207 |  | 303 | Miscellaneous Intangible Plant
1208 |  |  |  | Situs | F107T |  | -546611.5832 | -185803.7074 | -153214.8514 | -43926.687 | -991.3646 | -97475.7608 | -467.4793 | -4992.9157 | -154.1276 | -215.5544 | -36186.0015 | -12114.3254 | -11068.8082 | 0 | 1686
1209 |  |  |  | System Generation | F105T |  | 2772249.0615 | 942340.3551 | 777059.5083 | 222782.9055 | 5027.902 | 494367.6547 | 2370.9142 | 25322.5624 | 781.6885 | 1093.2269 | 183524.4837 | 61440.204 | 56137.6561 | 0 | 1687
1210 |  |  |  | System Overheads | F102T |  | 9804063.8553 | 3332588.3821 | 2748072.3664 | 787872.1511 | 17781.1846 | 1748332.1113 | 8384.7425 | 89553.2882 | 2764.4429 | 3866.1988 | 649034.6709 | 217283.3935 | 198530.9229 | 0 | 1688
1211 |  |  |  | Energy | F30 |  | 0 | 0 | 0 | 0 | 0 | 0 | 0 | 0 | 0 | 0 | 0 | 0 | 0 | 0 | 1689
1212 |  |  |  | Customer - System | F42 |  | 0 | 0 | 0 | 0 | 0 | 0 | 0 | 0 | 0 | 0 | 0 | 0 | 0 | 0 | 1690
1213 |  |  |  | Simple Cycle Combustion Turbine | F30 |  | 0 | 0 | 0 | 0 | 0 | 0 | 0 | 0 | 0 | 0 | 0 | 0 | 0 | 0 | 1691
1214 |  |  |  | System Generation | F105T |  | 0 | 0 | 0 | 0 | 0 | 0 | 0 | 0 | 0 | 0 | 0 | 0 | 0 | 0 | 1692
1215 |  |  | Total Miscellaneous Intangible Plant |  |  |  | 12029701.3337 | 4089125.0299 | 3371917.0233 | 966728.3697 | 21817.722 | 2145224.0053 | 10288.1774 | 109882.9349 | 3392.0039 | 4743.8712 | 796373.1532 | 266609.2722 | 243599.7708 | 0
1216
1217 |  | I00 | Unclass Intangible Plant - Acct 300 |  | F102T |  | 0 | 0 | 0 | 0 | 0 | 0 | 0 | 0 | 0 | 0 | 0 | 0 | 0 | 0 | 1703
1218
1219 |  | TOTAL INTANGIBLE PLANT |  |  |  |  | 14176482.6553 | 4818856.9652 | 3973658.3536 | 1139247.5661 | 25711.2416 | 2528053.6947 | 12124.1721 | 129492.2856 | 3997.3299 | 5590.447 | 938491.3125 | 314187.4946 | 287071.7925 | 0
1220
1221
1222 |  | TOTAL ELECTRIC PLANT IN SERVICE |  |  |  |  | 721740548.4217 | 211771108.5527 | 200179596.0897 | 62380314.9123 | 2442823.3772 | 148492462.6851 | 778194.1914 | 7195132.8702 | 239236.6495 | 516291.4309 | 44311064.1162 | 18787403.0462 | 24646920.5004 | 0
1223
1224
1225 |  | Distribution - METER - Unbundled |  |  |  |  | D: MISC RATE BASE
1226
1227 |  | A |  | B | C |  | D | E | F | G | H | I | J | K | L | M | N | O | P
1228 |  | FERC ACCT |  | DESCRIPTION | COS Factor |  | Utah Jurisdiction Normalized | Residential Sch 1 | General Large Dist. Sch 6 | General +1 MW Sch 8 | Street & Area Lighting Sch. 7,11,12 | General Trans Sch 9 | General Secondary Sch 22 | Irrigation Sch 10 | Traffic Signals Sch 15 | Outdoor Lighting Sch 15 | General Small Dist. Sch 23 | Industrial Cust 1 | Industrial Cust 2
1229 |  | 105 | Plant Held For Future Use
1230 |  |  |  | Situs | F20 |  | 0 | 0 | 0 | 0 | 0 | 0 | 0 | 0 | 0 | 0 | 0 | 0 | 0 | 0 | 1711
1231 |  |  |  | System Generation | F30 |  | 0 | 0 | 0 | 0 | 0 | 0 | 0 | 0 | 0 | 0 | 0 | 0 | 0 | 0 | 1712
1232 |  |  |  | System Generation | F30 |  | 374889.8258 | 108963.3914 | 104286.2807 | 32717.0963 | 1323.0498 | 76892.9067 | 412.7677 | 3777.9206 | 126.2975 | 279.2808 | 22954.0734 | 9869.0463 | 13287.7146 | 0 | 1713
1233 |  |  |  | System Generation | F30 |  | 0 | 0 | 0 | 0 | 0 | 0 | 0 | 0 | 0 | 0 | 0 | 0 | 0 | 0 | 1714
1234 |  |  |  | Energy | F30 |  | 0 | 0 | 0 | 0 | 0 | 0 | 0 | 0 | 0 | 0 | 0 | 0 | 0 | 0 | 1715
1235 |  |  |  | General | F102 |  | 0 | 0 | 0 | 0 | 0 | 0 | 0 | 0 | 0 | 0 | 0 | 0 | 0 | 0 | 1716
1236 |  |  | Total Plant Held For Future Use |  |  |  | 374889.8258 | 108963.3914 | 104286.2807 | 32717.0963 | 1323.0498 | 76892.9067 | 412.7677 | 3777.9206 | 126.2975 | 279.2808 | 22954.0734 | 9869.0463 | 13287.7146 | 0
1237
1238 |  | 114 | Electric Plant Acquisition Adjust |  | F30 |  | 0 | 0 | 0 | 0 | 0 | 0 | 0 | 0 | 0 | 0 | 0 | 0 | 0 | 0 | 1723
1239
1240 |  | 115 | Accum Prov for Asset Acquisition Adj |  | F30 |  | 0 | 0 | 0 | 0 | 0 | 0 | 0 | 0 | 0 | 0 | 0 | 0 | 0 | 0 | 1729
1241
1242 |  | 128 | Pensions |  | F102T |  | 0 | 0 | 0 | 0 | 0 | 0 | 0 | 0 | 0 | 0 | 0 | 0 | 0 | 0 | 1732
1243
1244 |  | 124 | Weatherization |  | F11 |  | 0 | 0 | 0 | 0 | 0 | 0 | 0 | 0 | 0 | 0 | 0 | 0 | 0 | 0 | 1754
1245
1246 |  | 151 | Fuel Stock |  | F30 |  | 0 | 0 | 0 | 0 | 0 | 0 | 0 | 0 | 0 | 0 | 0 | 0 | 0 | 0 | 1757
1247 |  |  |  | Cholla | F30 |  | 0 | 0 | 0 | 0 | 0 | 0 | 0 | 0 | 0 | 0 | 0 | 0 | 0 | 0 | 1759
1248 |  |  |  | Total Fuel Stock |  |  | 0 | 0 | 0 | 0 | 0 | 0 | 0 | 0 | 0 | 0 | 0 | 0 | 0 | 0
1249
1250 |  | 152 | Fuel Stock - Undistributed |  | F30 |  | 0 | 0 | 0 | 0 | 0 | 0 | 0 | 0 | 0 | 0 | 0 | 0 | 0 | 0 | 1763
1251
1252 |  | 25316 | DG&T Working Capital Deposit |  | F30 |  | 0 | 0 | 0 | 0 | 0 | 0 | 0 | 0 | 0 | 0 | 0 | 0 | 0 | 0 | 1768
1253
1254 |  | 25317 | DG&T Working Capital Deposit |  | F30 |  | 0 | 0 | 0 | 0 | 0 | 0 | 0 | 0 | 0 | 0 | 0 | 0 | 0 | 0 | 1772
1255
1256 |  | 25319 | Provo Working Capital Deposit |  | F30 |  | 0 | 0 | 0 | 0 | 0 | 0 | 0 | 0 | 0 | 0 | 0 | 0 | 0 | 0 | 1776
1257
1258 |  | 154 | Materials and Supplies |  | F102T |  | 112403.7639 | 38208.1842 | 31506.6978 | 9032.968 | 203.8616 | 20044.6583 | 96.1312 | 1026.73 | 31.6944 | 44.326 | 7441.1939 | 2491.1579 | 2276.1605 | 0 | 1794
1259
1260 |  | 163 | Stores Expense Undistributed |  | F102T |  | 0 | 0 | 0 | 0 | 0 | 0 | 0 | 0 | 0 | 0 | 0 | 0 | 0 | 0 | 1797
1261
1262 |  | 25318 | Provo Working Capital Deposit |  | F102T |  | -132.8596 | -45.1615 | -37.2405 | -10.6768 | -0.24096 | -23.6925 | -0.11363 | -1.2136 | -0.037462 | -0.052393 | -8.7954 | -2.9445 | -2.6904 | 0 | 1802
1263
1264 |  | 165 | Prepayments |  | F102T |  | 0 | 0 | 0 | 0 | 0 | 0 | 0 | 0 | 0 | 0 | 0 | 0 | 0 | 0 | 1809
1265 |  |  |  | General Plant | F102T |  | 144752.5607 | 49204.1575 | 40574.0434 | 11632.5753 | 262.5311 | 25813.3315 | 123.7969 | 1322.2137 | 40.8157 | 57.0827 | 9582.7028 | 3208.0909 | 2931.2191 | 0 | 1810
1266 |  |  |  | System Generation | F102T |  | 120574.7084 | 40985.6442 | 33797.008 | 9689.5998 | 218.6809 | 21501.7607 | 103.1193 | 1101.3659 | 33.9983 | 47.5482 | 7982.1151 | 2672.2472 | 2441.621 | 0 | 1811
1267 |  |  |  | System Energy | F30 |  | 0 | 0 | 0 | 0 | 0 | 0 | 0 | 0 | 0 | 0 | 0 | 0 | 0 | 0 | 1812
1268 |  |  |  | System Overheads | F102T |  | 565881.2745 | 192353.8432 | 158616.1327 | 45475.2339 | 1026.3131 | 100912.0726 | 483.9594 | 5168.9309 | 159.561 | 223.1533 | 37461.6661 | 12541.3916 | 11459.0167 | 0 | 1813
1269 |  |  |  | Total Prepayments |  |  | 831208.5437 | 282543.6448 | 232987.184 | 66797.409 | 1507.5251 | 148227.1647 | 710.8756 | 7592.5106 | 234.3751 | 327.7842 | 55026.4841 | 18421.7296 | 16831.8568 | 0
1270
1271 |  | 182 | Misc Regulatory Assets |  | F102T |  | -31168.2055 | -10594.6678 | -8736.4266 | -2504.7329 | -56.5284 | -5558.1415 | -26.656 | -284.6998 | -8.7885 | -12.2911 | -2063.3531 | -690.768 | -631.1518 | 0 | 1817
1272 |  |  |  | System Generation | F102T |  | 80916.5943 | 27505.0944 | 22680.8658 | 6502.6026 | 146.7547 | 14429.6368 | 69.2024 | 739.1167 | 22.816 | 31.9092 | 5356.7251 | 1793.3209 | 1638.5497 | 0 | 1818
1273 |  |  |  | Simple Cycle Combustion Turbine | F102T |  | 0 | 0 | 0 | 0 | 0 | 0 | 0 | 0 | 0 | 0 | 0 | 0 | 0 | 0 | 1819
1274 |  |  |  | System Generation | F102T |  | 0 | 0 | 0 | 0 | 0 | 0 | 0 | 0 | 0 | 0 | 0 | 0 | 0 | 0 | 1820
1275 |  |  |  | Energy | F30 |  | 0 | 0 | 0 | 0 | 0 | 0 | 0 | 0 | 0 | 0 | 0 | 0 | 0 | 0 | 1821
1276 |  |  |  | System Generation | F102T |  | 0 | 0 | 0 | 0 | 0 | 0 | 0 | 0 | 0 | 0 | 0 | 0 | 0 | 0 | 1822
1277 |  |  |  | System Overheads | F102T |  | 4964519.5471 | 1687534.9253 | 1391551.42 | 398957.6927 | 9003.9232 | 885309.3033 | 4245.8126 | 45347.4249 | 1399.841 | 1957.7412 | 328654.0518 | 110026.5839 | 100530.827 | 0 | 1823
1278 |  |  |  | Total Misc Regulatory Assets |  |  | 5014267.936 | 1704445.352 | 1405495.8593 | 402955.5624 | 9094.1496 | 894180.7986 | 4288.359 | 45801.8418 | 1413.8686 | 1977.3593 | 331947.4238 | 111129.1368 | 101538.2249 | 0
1279
1280 |  | 186 | Misc Deferred Debits |  | F102T |  | 0 | 0 | 0 | 0 | 0 | 0 | 0 | 0 | 0 | 0 | 0 | 0 | 0 | 0 | 1827
1281 |  |  |  | System Generation | F102T |  | 0 | 0 | 0 | 0 | 0 | 0 | 0 | 0 | 0 | 0 | 0 | 0 | 0 | 0 | 1828
1282 |  |  |  | System Generation | F102T |  | 0 | 0 | 0 | 0 | 0 | 0 | 0 | 0 | 0 | 0 | 0 | 0 | 0 | 0 | 1829
1283 |  |  |  | System Generation | F102T |  | 1364620.8286 | 463860.6589 | 382502.2812 | 109663.3767 | 2474.9507 | 243349.1305 | 1167.0665 | 12464.8599 | 384.7809 | 538.1335 | 90338.6844 | 30243.5244 | 27633.3811 | 0 | 1830
1284 |  |  |  | System Overheads | F102T |  | 2519.4152 | 856.3973 | 706.1903 | 202.4647 | 4.5693 | 449.2805 | 2.1547 | 23.0131 | 0.7104 | 0.99352 | 166.7867 | 55.8368 | 51.0178 | 0 | 1831
1285 |  |  |  | System Energy | F30 |  | 0 | 0 | 0 | 0 | 0 | 0 | 0 | 0 | 0 | 0 | 0 | 0 | 0 | 0 | 1832
1286 |  |  |  | System Net Steam Plant | F102T |  | 0 | 0 | 0 | 0 | 0 | 0 | 0 | 0 | 0 | 0 | 0 | 0 | 0 | 0 | 1833
1287 |  |  |  | Excise Tax | F102T |  | 0 | 0 | 0 | 0 | 0 | 0 | 0 | 0 | 0 | 0 | 0 | 0 | 0 | 0 | 1834
1288 |  |  |  | Total Misc Deferred Debits |  |  | 1367140.2438 | 464717.0562 | 383208.4716 | 109865.8414 | 2479.5201 | 243798.411 | 1169.2212 | 12487.873 | 385.4913 | 539.127 | 90505.4711 | 30299.3612 | 27684.3989 | 0
1289
1290 |  | CWC | Cash Working Capital |  |  |  | 409011.9136 | 120830.568 | 121162.4363 | 36112.167 | 2150.1154 | 74684.4742 | 495.8354 | 3933.7042 | 157.921 | 530.1487 | 26741.3967 | 8760.0714 | 13453.0753 | 0
1291
1292 |  | OWC | Other Working Capital |  | F137T |  | 678794.1153 | 233192.6005 | 190225.6283 | 54469.7774 | 1348.125 | 118471.4554 | 580.2405 | 6247.7355 | 195.3971 | 270.4892 | 45211.1885 | 14858.5781 | 13722.8997 | 0 | 1854
1293 |  |  |  | Total Other Working Capital |  |  | 678794.1153 | 233192.6005 | 190225.6283 | 54469.7774 | 1348.125 | 118471.4554 | 580.2405 | 6247.7355 | 195.3971 | 270.4892 | 45211.1885 | 14858.5781 | 13722.8997 | 0
1294
1295 |  | 18222 | Nuclear Plant |  | F30 |  | 0 | 0 | 0 | 0 | 0 | 0 | 0 | 0 | 0 | 0 | 0 | 0 | 0 | 0 | 1868
1296
1297 |  | 1869 | Misc Deferred Debits-Trojan |  | F30 |  | 0 | 0 | 0 | 0 | 0 | 0 | 0 | 0 | 0 | 0 | 0 | 0 | 0 | 0 | 1873
1298
1299 |  | 141 | Impact Housing - Notes Receivable |  | F30 |  | 0 | 0 | 0 | 0 | 0 | 0 | 0 | 0 | 0 | 0 | 0 | 0 | 0 | 0 | 1876
1300 |  | TOTAL RATE BASE ADDITIONS |  |  |  |  | 8787583.4824 | 2952855.6355 | 2468835.3175 | 711940.1447 | 18106.1057 | 1576276.1763 | 7753.317 | 80867.1021 | 2545.0074 | 3968.4629 | 579818.4361 | 195826.1368 | 188791.6403 | 0
1301
1302 |  | Distribution - METER - Unbundled
1303
1304 |  | A |  | B | C |  | D | E | F | G | H | I | J | K | L | M | N | O | P
1305 |  | FERC ACCT |  | DESCRIPTION | COS Factor |  | Utah Jurisdiction Normalized | Residential Sch 1 | General Large Dist. Sch 6 | General +1 MW Sch 8 | Street & Area Lighting Sch. 7,11,12 | General Trans Sch 9 | General Secondary Sch 22 | Irrigation Sch 10 | Traffic Signals Sch 15 | Outdoor Lighting Sch 15 | General Small Dist. Sch 23 | Industrial Cust 1 | Industrial Cust 2
1306
1307 |  | 235 | Customer Service Deposits |  | F51 |  | 0 | 0 | 0 | 0 | 0 | 0 | 0 | 0 | 0 | 0 | 0 | 0 | 0 | 0 | 1886
1308
1309 |  | 2281 | Accum Prov for Property Insurance |  | F102T |  | -196814.5599 | -66901.0244 | -55166.986 | -15816.3709 | -356.9536 | -35097.4066 | -168.322 | -1797.7638 | -55.4956 | -77.6131 | -13029.2372 | -4361.9193 | -3985.4673 | 0 | 1891
1310
1311 |  | 2282 | Accum Prov for Injuries & Damages |  | F102T |  | 112953.5378 | 38395.0628 | 31660.7991 | 9077.1488 | 204.8587 | 20142.698 | 96.6014 | 1031.7518 | 31.8494 | 44.5428 | 7477.5892 | 2503.3423 | 2287.2934 | 0 | 1895
1312
1313 |  | 2283 | Accum Prov for Pension & Benefits |  | F102T |  | -6572120.6228 | -2233989.2066 | -1842160.8977 | -528147.3977 | -11919.5562 | -1171988.4421 | -5620.6834 | -60031.74 | -1853.1349 | -2591.6931 | -435078.1685 | -145655.1786 | -133084.5241 | 0 | 1900
1314
1315 |  | 25335 | Accum Prov for Pension & Benefits |  | F30 |  | 0 | 0 | 0 | 0 | 0 | 0 | 0 | 0 | 0 | 0 | 0 | 0 | 0 | 0 | 1905
1316
1317 |  | 22844 | Accum Hydro Relicensing Obligation |  | F30 |  | 0 | 0 | 0 | 0 | 0 | 0 | 0 | 0 | 0 | 0 | 0 | 0 | 0 | 0 | 1909
1318
1319 |  | 254 | Reg Liabilities - Insurance Provision |  | F30 |  | -21158.0458 | -6149.6799 | -5885.713 | -1846.4887 | -74.6703 | -4339.6847 | -23.2958 | -213.2184 | -7.128 | -15.7621 | -1295.4828 | -556.9896 | -749.9325 | 0 | 1912
1320 |  | 254 |  | Situs | F102T |  | 0 | 0 | 0 | 0 | 0 | 0 | 0 | 0 | 0 | 0 | 0 | 0 | 0 | 0 | 1913
1321
1322 |  | 22842 | Accum Misc Oper Prov - Trojan |  | F30 |  | 0 | 0 | 0 | 0 | 0 | 0 | 0 | 0 | 0 | 0 | 0 | 0 | 0 | 0 | 1918
1323
1324 |  | 252 | Customer Advances for Const |  | F50 |  | -2758640.0912 | -1366599.46 | -57361.4339 | -197980.1713 | -27402.4063 | -503134.3028 | 0 | -36345.9716 | -13393.9098 | -20019.8783 | -536402.5572 | 0 | 0 | 0 | 1926
1325
1326 |  | 25398 | SO2 Emissions |  | F30 |  | 0 | 0 | 0 | 0 | 0 | 0 | 0 | 0 | 0 | 0 | 0 | 0 | 0 | 0 | 1929
1327
1328 |  | 25399 | Other Deferred Credits |  | F30 |  | -362751.3396 | -105435.2865 | -100909.6151 | -31657.7557 | -1280.211 | -74403.2059 | -399.4028 | -3655.596 | -122.2081 | -270.238 | -22210.8478 | -9549.4984 | -12857.4743 | 0 | 1937
1329
1330 |  | 190 | Accum Deferred Income Taxes |  | F104T |  | 0 | 0 | 0 | 0 | 0 | 0 | 0 | 0 | 0 | 0 | 0 | 0 | 0 | 0 | 1940
1331 |  |  |  | Customer System | F42 |  | 0 | 0 | 0 | 0 | 0 | 0 | 0 | 0 | 0 | 0 | 0 | 0 | 0 | 0 | 1941
1332 |  |  |  | Labor | F138T |  | 1522548.3067 | 517543.2222 | 426769.2449 | 122354.712 | 2761.3766 | 271511.9092 | 1302.131 | 13907.4173 | 429.3116 | 600.4117 | 100793.5744 | 33743.6055 | 30831.3904 | 0 | 1942
1333 |  |  |  | System Generation | F104T |  | 0 | 0 | 0 | 0 | 0 | 0 | 0 | 0 | 0 | 0 | 0 | 0 | 0 | 0 | 1943
1334 |  |  |  | IBT | F141 |  | 0 | 0 | 0 | 0 | 0 | 0 | 0 | 0 | 0 | 0 | 0 | 0 | 0 | 0 | 1944
1335 |  |  |  | Bad Debt Expense | F104T |  | 0 | 0 | 0 | 0 | 0 | 0 | 0 | 0 | 0 | 0 | 0 | 0 | 0 | 0 | 1947
1336 |  |  |  | TROJP | F104T |  | 0 | 0 | 0 | 0 | 0 | 0 | 0 | 0 | 0 | 0 | 0 | 0 | 0 | 0 | 1948
1337 |  |  |  | System Generation | F104T |  | 0 | 0 | 0 | 0 | 0 | 0 | 0 | 0 | 0 | 0 | 0 | 0 | 0 | 0 | 1949
1338 |  |  |  | Energy | F104T |  | 0 | 0 | 0 | 0 | 0 | 0 | 0 | 0 | 0 | 0 | 0 | 0 | 0 | 0 | 1950
1339 |  |  |  | System Net Plant | F104T |  | 0 | 0 | 0 | 0 | 0 | 0 | 0 | 0 | 0 | 0 | 0 | 0 | 0 | 0 | 1951
1340 |  |  |  | Division Net Plant Distribution | F104T |  | 0 | 0 | 0 | 0 | 0 | 0 | 0 | 0 | 0 | 0 | 0 | 0 | 0 | 0 | 1952
1341 |  |  |  | Simple Cycle Combustion Turbine | F30 |  | 0 | 0 | 0 | 0 | 0 | 0 | 0 | 0 | 0 | 0 | 0 | 0 | 0 | 0 | 1953
1342 |  |  |  | Total Accum Deferred Income Taxes |  |  | 1522548.3067 | 517543.2222 | 426769.2449 | 122354.712 | 2761.3766 | 271511.9092 | 1302.131 | 13907.4173 | 429.3116 | 600.4117 | 100793.5744 | 33743.6055 | 30831.3904 | 0
1343
1344 |  | 281 | Accum Deferred Income Taxes |  | F104T |  | 0 | 0 | 0 | 0 | 0 | 0 | 0 | 0 | 0 | 0 | 0 | 0 | 0 | 0 | 1960
1345
1346 |  | 282 | Accum Deferred Income Taxes |  | F104T |  | -122185344.5803 | -41533170.5108 | -34248501.4898 | -9819042.9301 | -221602.2162 | -21788887.4046 | -104496.8359 | -1116079.0238 | -34452.5236 | -48183.416 | -8088748.0133 | -2707941.6587 | -2474238.5576 | 0 | 1963
1347 |  |  |  | DITBAL | F104T |  | -0.0099789 | -0.003392 | -0.0027971 | -0.00080192 | -1.8098e-05 | -0.0017795 | -8.5343e-06 | -9.115e-05 | -2.8137e-06 | -3.9351e-06 | -0.00066061 | -0.00022116 | -0.00020207 | 0 | 1964
1348 |  |  |  | System Net Plant | F104T |  | -265730.7817 | -90327.0511 | -74484.2281 | -21354.6229 | -481.9443 | -47386.8458 | -227.2615 | -2427.2678 | -74.9279 | -104.7901 | -17591.5478 | -5889.2779 | -5381.0164 | 0 | 1965
1349 |  |  |  | Labor | F138T |  | -19188.6769 | -6522.5974 | -5378.573 | -1542.0365 | -34.8016 | -3421.8647 | -16.4108 | -175.2752 | -5.4106 | -7.567 | -1270.3015 | -425.2707 | -388.568 | 0 | 1966
1350 |  |  |  | GPS | F104T |  | 0 | 0 | 0 | 0 | 0 | 0 | 0 | 0 | 0 | 0 | 0 | 0 | 0 | 0 | 1967
1351 |  |  |  | CIAC | F104T |  | 0 | 0 | 0 | 0 | 0 | 0 | 0 | 0 | 0 | 0 | 0 | 0 | 0 | 0 | 1968
1352 |  |  |  | SNPD | F104T |  | 0 | 0 | 0 | 0 | 0 | 0 | 0 | 0 | 0 | 0 | 0 | 0 | 0 | 0 | 1969
1353 |  |  |  | SCHMDEXP | F104T |  | 0 | 0 | 0 | 0 | 0 | 0 | 0 | 0 | 0 | 0 | 0 | 0 | 0 | 0 | 1970
1354 |  |  |  | TAXDEPR | F104T |  | 0 | 0 | 0 | 0 | 0 | 0 | 0 | 0 | 0 | 0 | 0 | 0 | 0 | 0 | 1971
1355 |  |  |  | DGP | F104T |  | 0 | 0 | 0 | 0 | 0 | 0 | 0 | 0 | 0 | 0 | 0 | 0 | 0 | 0 | 1972
1356 |  |  |  | IBT | F104T |  | 0 | 0 | 0 | 0 | 0 | 0 | 0 | 0 | 0 | 0 | 0 | 0 | 0 | 0 | 1973
1357 |  |  |  | SSGCT | F104T |  | 0 | 0 | 0 | 0 | 0 | 0 | 0 | 0 | 0 | 0 | 0 | 0 | 0 | 0 | 1974
1358 |  |  |  | SSGCH | F104T |  | 0 | 0 | 0 | 0 | 0 | 0 | 0 | 0 | 0 | 0 | 0 | 0 | 0 | 0 | 1975
1359 |  |  |  | SE | F104T |  | 0 | 0 | 0 | 0 | 0 | 0 | 0 | 0 | 0 | 0 | 0 | 0 | 0 | 0 | 1976
1360 |  |  |  | SG | F104T |  | 0 | 0 | 0 | 0 | 0 | 0 | 0 | 0 | 0 | 0 | 0 | 0 | 0 | 0 | 1977
1361 |  |  |  | Total Accum Deferred Income Taxes |  |  | -122470264.0489 | -41630020.1628 | -34328364.2936 | -9841939.5902 | -222118.9622 | -21839696.1169 | -104740.5081 | -1118681.5669 | -34532.8621 | -48295.7731 | -8107609.8632 | -2714256.2076 | -2480008.1422 | 0
1362
1363
1364 |  | 283 | Accum Deferred Income Taxes |  | F104T |  | -426197.9616 | -144872.9606 | -119463.1121 | -34250.0657 | -772.9766 | -76002.3997 | -364.4982 | -3893.025 | -120.1748 | -168.0699 | -28214.5778 | -9445.6436 | -8630.4576 | 0 | 1981
1365 |  |  |  | System Generation | F104T |  | 0 | 0 | 0 | 0 | 0 | 0 | 0 | 0 | 0 | 0 | 0 | 0 | 0 | 0 | 1982
1366 |  |  |  | Energy | F104T |  | 0 | 0 | 0 | 0 | 0 | 0 | 0 | 0 | 0 | 0 | 0 | 0 | 0 | 0 | 1983
1367 |  |  |  | Labor | F138T |  | -2030592.508 | -690237.1405 | -569173.6856 | -163182.055 | -3682.7933 | -362110.0535 | -1736.6263 | -18548.0469 | -572.5643 | -800.7572 | -134426.3929 | -45003.178 | -41119.2145 | 0 | 1984
1368 |  |  |  | General Plant | F104T |  | -216100.7807 | -73456.8503 | -60572.9593 | -17366.2631 | -391.9325 | -38536.5004 | -184.8163 | -1973.9319 | -60.9338 | -85.2187 | -14306.01 | -4789.3494 | -4376.0149 | 0 | 1985
1369 |  |  |  | System Net Plant | F104T |  | -56611.991 | -19243.5147 | -15868.3176 | -4549.4455 | -102.6747 | -10095.4194 | -48.4164 | -517.1116 | -15.9628 | -22.3248 | -3747.75 | -1254.6674 | -1146.386 | 0 | 1986
1370 |  |  |  | TROJP | F104T |  | 0 | 0 | 0 | 0 | 0 | 0 | 0 | 0 | 0 | 0 | 0 | 0 | 0 | 0 | 1987
1371 |  |  |  | System Generation | F104T |  | 0 | 0 | 0 | 0 | 0 | 0 | 0 | 0 | 0 | 0 | 0 | 0 | 0 | 0 | 1988
1372 |  |  |  | Simple Cycle Combustion Turbine | F104T |  | 0 | 0 | 0 | 0 | 0 | 0 | 0 | 0 | 0 | 0 | 0 | 0 | 0 | 0 | 1989
1373 |  |  |  | System Generation | F104T |  | 0 | 0 | 0 | 0 | 0 | 0 | 0 | 0 | 0 | 0 | 0 | 0 | 0 | 0 | 1990
1374 |  |  |  | Total Accum Deferred Income Taxes |  |  | -2729503.2413 | -927810.4662 | -765078.0748 | -219347.8294 | -4950.3771 | -486744.3729 | -2334.3573 | -24932.1154 | -769.6357 | -1076.3705 | -180694.7308 | -60492.8384 | -55272.0729 | 0
1375
1376 |  | 255 | Accum Investment Tax Credit |  | F104T |  | -9297.5093 | -3160.4039 | -2606.088 | -747.1652 | -16.8625 | -1657.9925 | -7.9515 | -84.9263 | -2.6216 | -3.6664 | -615.5011 | -206.0567 | -188.2734 | 0 | 2004
1377 |  | TOTAL MISC RATE BASE DEDUCTIONS |  |  |  |  | -133485047.6143 | -45784127.4053 | -36699103.0581 | -10706050.9083 | -265153.7639 | -23825406.9172 | -111895.7885 | -1230803.7294 | -50275.8348 | -71706.0401 | -9188665.225 | -2898831.7407 | -2653027.2031 | 0
1378
1379 | [6 empty] | D: ACCUMULATED DEPRECIATION
1380 | [6 empty] | D: PRODUCTION PLANT
1381
1382 |  | 108SP | Steam Prod Accumulated Depr |  | F30 |  | 0 | 0 | 0 | 0 | 0 | 0 | 0 | 0 | 0 | 0 | 0 | 0 | 0 | 0 | 2016
1383
1384 |  | 108NP | Nuclear Prod Accumulated Depr |  | F30 |  | 0 | 0 | 0 | 0 | 0 | 0 | 0 | 0 | 0 | 0 | 0 | 0 | 0 | 0 | 2022
1385
1386 |  | 108HP | Hydraulic Prod Accum Depr |  | F30 |  | 0 | 0 | 0 | 0 | 0 | 0 | 0 | 0 | 0 | 0 | 0 | 0 | 0 | 0 | 2030
1387
1388 |  | 108OP | Other Production - Accum Depr |  | F30 |  | 0 | 0 | 0 | 0 | 0 | 0 | 0 | 0 | 0 | 0 | 0 | 0 | 0 | 0 | 2033
1389 |  |  |  | Simple Cycle Combustion Turbine | F30 |  | 0 | 0 | 0 | 0 | 0 | 0 | 0 | 0 | 0 | 0 | 0 | 0 | 0 | 0 | 2034
1390 |  |  |  | Wind Generation | F30 |  | 0 | 0 | 0 | 0 | 0 | 0 | 0 | 0 | 0 | 0 | 0 | 0 | 0 | 0 | 2035
1391 |  |  |  | System Generation | F30 |  | 0 | 0 | 0 | 0 | 0 | 0 | 0 | 0 | 0 | 0 | 0 | 0 | 0 | 0 | 2036
1392 |  |  |  | System Generation | F30 |  | 0 | 0 | 0 | 0 | 0 | 0 | 0 | 0 | 0 | 0 | 0 | 0 | 0 | 0 | 2037
1393 |  |  |  | Total Other Production - Accum Depr |  |  | 0 | 0 | 0 | 0 | 0 | 0 | 0 | 0 | 0 | 0 | 0 | 0 | 0 | 0
1394
1395 |  | 108EP | Experimental Plant - Accum Depr |  | F30 |  | 0 | 0 | 0 | 0 | 0 | 0 | 0 | 0 | 0 | 0 | 0 | 0 | 0 | 0 | 2043
1396
1397
1398
1399 |  | TOTAL PRODUCTION PLANT DEPRECIATION |  |  |  |  | 0 | 0 | 0 | 0 | 0 | 0 | 0 | 0 | 0 | 0 | 0 | 0 | 0 | 0
1400
1401
1402 | [6 empty] | D: TRANSMISSION PLANT
1403
1404 |  | 108TP | Transmission Plant Accum Depr |  | F106 |  | -178386429.4681 | -60636951.2836 | -50001593.686 | -14335453.3372 | -323531.3516 | -31811168.0491 | -152561.6626 | -1629435.6671 | -50299.4587 | -70346.073 | -11809284.3189 | -3953504.3145 | -3612300.2659 | 0 | 2051
1405
1406
1407 | [6 empty] | D: DISTRIBUTION PLANT
1408
1409 |  | 108360 | Land and Land Rights |  | F118 |  | 0 | 0 | 0 | 0 | 0 | 0 | 0 | 0 | 0 | 0 | 0 | 0 | 0 | 0 | 2055
1410
1411 |  | 108361 | Structures and Improvements |  | F119 |  | 0 | 0 | 0 | 0 | 0 | 0 | 0 | 0 | 0 | 0 | 0 | 0 | 0 | 0 | 2059
1412
1413 |  | 108362 | Station Equipment |  | F120 |  | 0 | 0 | 0 | 0 | 0 | 0 | 0 | 0 | 0 | 0 | 0 | 0 | 0 | 0 | 2063
1414
1415 |  | Distribution - METER - Unbundled
1416
1417 |  | A |  | B | C |  | D | E | F | G | H | I | J | K | L | M | N | O | P
1418 |  | FERC ACCT |  | DESCRIPTION | COS Factor |  | Utah Jurisdiction Normalized | Residential Sch 1 | General Large Dist. Sch 6 | General +1 MW Sch 8 | Street & Area Lighting Sch. 7,11,12 | General Trans Sch 9 | General Secondary Sch 22 | Irrigation Sch 10 | Traffic Signals Sch 15 | Outdoor Lighting Sch 15 | General Small Dist. Sch 23 | Industrial Cust 1 | Industrial Cust 2
1419
1420 |  | 108364 | Poles, Towers & Fixtures |  | F121 |  | 0 | 0 | 0 | 0 | 0 | 0 | 0 | 0 | 0 | 0 | 0 | 0 | 0 | 0 | 2067
1421
1422 |  | 108365 | Overhead Conductors |  | F122 |  | 0 | 0 | 0 | 0 | 0 | 0 | 0 | 0 | 0 | 0 | 0 | 0 | 0 | 0 | 2071
1423
1424 |  | 108366 | Underground Conduit |  | F123 |  | 0 | 0 | 0 | 0 | 0 | 0 | 0 | 0 | 0 | 0 | 0 | 0 | 0 | 0 | 2075
1425
1426 |  | 108367 | Underground Conductors |  | F124 |  | 0 | 0 | 0 | 0 | 0 | 0 | 0 | 0 | 0 | 0 | 0 | 0 | 0 | 0 | 2079
1427
1428 |  | 108368 | Line Transformers |  | F125 |  | 0 | 0 | 0 | 0 | 0 | 0 | 0 | 0 | 0 | 0 | 0 | 0 | 0 | 0 | 2083
1429
1430 |  | 108369 | Services |  | F126 |  | 0 | 0 | 0 | 0 | 0 | 0 | 0 | 0 | 0 | 0 | 0 | 0 | 0 | 0 | 2087
1431
1432 |  | 108370 | Meters |  | F127 |  | 0 | 0 | 0 | 0 | 0 | 0 | 0 | 0 | 0 | 0 | 0 | 0 | 0 | 0 | 2091
1433
1434 |  | 108371 | Install on Customers' Premises |  | F128 |  | 0 | 0 | 0 | 0 | 0 | 0 | 0 | 0 | 0 | 0 | 0 | 0 | 0 | 0 | 2095
1435
1436 |  | 108372 | Leased Property |  | F129 |  | 0 | 0 | 0 | 0 | 0 | 0 | 0 | 0 | 0 | 0 | 0 | 0 | 0 | 0 | 2099
1437
1438 |  | 108373 | Street Lights |  | F130 |  | 0 | 0 | 0 | 0 | 0 | 0 | 0 | 0 | 0 | 0 | 0 | 0 | 0 | 0 | 2103
1439
1440 |  | 108D00 | Unclassified Dist Plant - Acct 300 |  | F121 |  | 0 | 0 | 0 | 0 | 0 | 0 | 0 | 0 | 0 | 0 | 0 | 0 | 0 | 0 | 2107
1441
1442 |  | 108DS | Unclassified Dist Sub - Acct 300 |  | F120 |  | 0 | 0 | 0 | 0 | 0 | 0 | 0 | 0 | 0 | 0 | 0 | 0 | 0 | 0 | 2111
1443
1444 |  | 108D | Unclassified Dist Sub - Acct 300 |  | F102T |  | 0 | 0 | 0 | 0 | 0 | 0 | 0 | 0 | 0 | 0 | 0 | 0 | 0 | 0 | 2115
1445
1446
1447 |  | TOTAL DISTRIBUTION PLANT DEPR |  |  |  |  | 0 | 0 | 0 | 0 | 0 | 0 | 0 | 0 | 0 | 0 | 0 | 0 | 0 | 0
1448
1449 | [6 empty] | D: GENERAL PLANT
1450 |  | 108GP | General Plant Accumulated Depr
1451 |  |  |  | Situs | F107T |  | -6176256.3235 | -2099427.3775 | -1731200.4064 | -496335.0328 | -11201.5951 | -1101395.0355 | -5282.1279 | -56415.7956 | -1741.5134 | -2435.5854 | -408871.724 | -136881.8026 | -125068.3274 | 0 | 2121
1452 |  |  |  | System Generation | F105T |  | -34377.7558 | -11685.6552 | -9636.0614 | -2762.6581 | -62.3494 | -6130.4919 | -29.4009 | -314.0168 | -9.6935 | -13.5567 | -2275.8272 | -761.8999 | -696.1448 | 0 | 2122
1453 |  |  |  | System Generation | F105T |  | -108731.799 | -36960.0133 | -30477.4486 | -8737.8823 | -197.2019 | -19389.8467 | -92.9908 | -993.1892 | -30.659 | -42.878 | -7198.1077 | -2409.7777 | -2201.8037 | 0 | 2123
1454 |  |  |  | System Generation | F105T |  | -6172409.692 | -2098119.8341 | -1730122.1982 | -496025.9106 | -11194.6186 | -1100709.0762 | -5278.8381 | -56380.6593 | -1740.4287 | -2434.0685 | -408617.0748 | -136796.5513 | -124990.4336 | 0 | 2124
1455 |  |  |  | Customer - System | F42 |  | 0 | 0 | 0 | 0 | 0 | 0 | 0 | 0 | 0 | 0 | 0 | 0 | 0 | 0 | 2125
1456 |  |  |  | System Overheads | F102T |  | -2837202.2005 | -964419.1664 | -795265.8286 | -228002.6562 | -5145.7046 | -505950.5718 | -2426.4642 | -25915.8641 | -800.0033 | -1118.8409 | -187824.4189 | -62879.7335 | -57452.948 | 0 | 2126
1457 |  |  |  | Energy | F30 |  | 0 | 0 | 0 | 0 | 0 | 0 | 0 | 0 | 0 | 0 | 0 | 0 | 0 | 0 | 2127
1458 |  |  |  | Simple Cycle Combustion Turbine | F30 |  | -5908.2624 | -1717.2627 | -1643.5514 | -515.6213 | -20.8513 | -1211.832 | -6.5052 | -59.54 | -1.9904 | -4.4015 | -361.7561 | -155.5361 | -209.4143 | 0 | 2128
1459 |  |  |  | Cholla | F30 |  | -155434.4109 | -45177.7012 | -43238.5077 | -13564.9523 | -548.5544 | -31880.8429 | -171.1391 | -1566.3772 | -52.3646 | -115.7936 | -9517.0704 | -4091.8406 | -5509.2669 | 0 | 2129
1460 |  |  | Total General Plant Accumulated Depr |  |  |  | -15490320.444 | -5257507.0104 | -4341584.0022 | -1245944.7137 | -28370.8753 | -2766667.697 | -13287.4663 | -141645.4422 | -4376.653 | -6165.1246 | -1024665.9791 | -343977.1417 | -316128.3387 | 0
1461
1462 |  | 108MP | Mining Plant Accumulated Depr. |  | F30 |  | 0 | 0 | 0 | 0 | 0 | 0 | 0 | 0 | 0 | 0 | 0 | 0 | 0 | 0 | 2137
1463
1464 |  | 1081390 | Accum Depr - Capital Lease |  | F30 |  | 0 | 0 | 0 | 0 | 0 | 0 | 0 | 0 | 0 | 0 | 0 | 0 | 0 | 0 | 2144
1465 |  |  | Remove Capital Lease |  | F30 |  | 0 | 0 | 0 | 0 | 0 | 0 | 0 | 0 | 0 | 0 | 0 | 0 | 0 | 0 | 2147
1466
1467 |  | 1081399L | Accum Depr - Capital Lease |  | F30 |  | 0 | 0 | 0 | 0 | 0 | 0 | 0 | 0 | 0 | 0 | 0 | 0 | 0 | 0 | 2151
1468 |  |  |  | Energy | F30 |  | 0 | 0 | 0 | 0 | 0 | 0 | 0 | 0 | 0 | 0 | 0 | 0 | 0 | 0 | 2152
1469 |  |  | Remove Capital Lease |  | F30 |  | 0 | 0 | 0 | 0 | 0 | 0 | 0 | 0 | 0 | 0 | 0 | 0 | 0 | 0 | 2155
1470
1471 |  | TOTAL GENERAL PLANT ACCUM DEPR |  |  |  |  | -15490320.444 | -5257507.0104 | -4341584.0022 | -1245944.7137 | -28370.8753 | -2766667.697 | -13287.4663 | -141645.4422 | -4376.653 | -6165.1246 | -1024665.9791 | -343977.1417 | -316128.3387 | 0
1472
1473
1474 |  | TOTAL ACCUM DEPR - PLANT IN SERVICE |  |  |  |  | -193876749.9122 | -65894458.2941 | -54343177.6882 | -15581398.0508 | -351902.2268 | -34577835.7461 | -165849.1289 | -1771081.1093 | -54676.1116 | -76511.1976 | -12833950.2979 | -4297481.4562 | -3928428.6046 | 0
1475
1476
1477 | [6 empty] | D: ACCUMULATED AMORTIZATION
1478
1479 |  | 111CLS | Accum Prov for Amort-Steam |  | F30 |  | 0 | 0 | 0 | 0 | 0 | 0 | 0 | 0 | 0 | 0 | 0 | 0 | 0 | 0 | 2168
1480
1481 |  | 111CLG | Accum Prov for Amort-General
1482 |  |  | Situs |  | F108T |  | -1270.9284 | -432.0245 | -356.25 | -102.1369 | -2.3051 | -226.6141 | -1.087 | -11.6094 | -0.35837 | -0.5012 | -84.1385 | -28.1667 | -25.7368 | 0 | 2172
1483 |  |  | Customer - System |  | F40 |  | 0 | 0 | 0 | 0 | 0 | 0 | 0 | 0 | 0 | 0 | 0 | 0 | 0 | 0 | 2173
1484 |  |  | System Generation |  | F108T |  | 0 | 0 | 0 | 0 | 0 | 0 | 0 | 0 | 0 | 0 | 0 | 0 | 0 | 0 | 2174
1485 |  |  | System Overheads |  | F108T |  | -99291.3042 | -33751.9231 | -27832.0382 | -7979.4434 | -180.085 | -17704.2295 | -84.9193 | -906.9814 | -27.9978 | -39.1562 | -6573.3195 | -2200.5211 | -2010.6895 | 0 | 2175
1486 |  |  | Energy |  | F108T |  | 0 | 0 | 0 | 0 | 0 | 0 | 0 | 0 | 0 | 0 | 0 | 0 | 0 | 0 | 2176
1487 |  |  | Total Accum Prov for Amort-General |  |  |  | -100562.2326 | -34183.9476 | -28188.2882 | -8081.5802 | -182.3901 | -17930.8436 | -86.0063 | -918.5908 | -28.3562 | -39.6574 | -6657.458 | -2228.6877 | -2036.4263 | 0 | 2177
1488
1489 |  | 111CLH | Accum Prov for Amort-Hydro |  | F30 |  | 0 | 0 | 0 | 0 | 0 | 0 | 0 | 0 | 0 | 0 | 0 | 0 | 0 | 0 | 2185
1490
1491 |  | 111IP | Accum Prov for Amort-Intangible
1492 |  |  |  | Situs | F107T |  | 2960.1856 | 1006.2236 | 829.738 | 237.8858 | 5.3688 | 527.8819 | 2.5316 | 27.0392 | 0.83468 | 1.1673 | 195.966 | 65.6054 | 59.9433 | 0 | 2189
1493 |  |  |  | System Generation | F105T |  | 0 | 0 | 0 | 0 | 0 | 0 | 0 | 0 | 0 | 0 | 0 | 0 | 0 | 0 | 2190
1494 |  |  |  | System Generation | F105T |  | 0 | 0 | 0 | 0 | 0 | 0 | 0 | 0 | 0 | 0 | 0 | 0 | 0 | 0 | 2191
1495 |  |  |  | Energy | F30 |  | 0 | 0 | 0 | 0 | 0 | 0 | 0 | 0 | 0 | 0 | 0 | 0 | 0 | 0 | 2192
1496 |  |  |  | System Generation | F105T |  | -1233343.8799 | -419237.119 | -345705.4426 | -99113.7257 | -2236.8597 | -219938.8683 | -1054.7943 | -11265.7365 | -347.7648 | -486.3649 | -81648.0748 | -27334.0879 | -24975.0412 | 0 | 2193
1497 |  |  |  | System Generation | F105T |  | -543125.7762 | -184618.8151 | -152237.7821 | -43646.5613 | -985.0425 | -96854.1463 | -464.4982 | -4961.0753 | -153.1447 | -214.1798 | -35955.239 | -12037.0709 | -10998.2211 | 0 | 2194
1498 |  |  |  | System Generation | F105T |  | -96823.9927 | -32912.3227 | -27139.6987 | -7780.9497 | -175.6053 | -17266.36 | -82.8069 | -884.4197 | -27.3014 | -38.1822 | -6409.8041 | -2145.8699 | -1960.6723 | 0 | 2195
1499 |  |  |  | Customer - System | F42 |  | 0 | 0 | 0 | 0 | 0 | 0 | 0 | 0 | 0 | 0 | 0 | 0 | 0 | 0 | 2196
1500 |  |  |  | System Generation | F105T |  | 0 | 0 | 0 | 0 | 0 | 0 | 0 | 0 | 0 | 0 | 0 | 0 | 0 | 0 | 2197
1501 |  |  |  | Cholla | F30 |  | 0 | 0 | 0 | 0 | 0 | 0 | 0 | 0 | 0 | 0 | 0 | 0 | 0 | 0 | 2198
1502 |  |  |  | System Overheads | F102T |  | -7248348.298 | -2463851.8969 | -2031707.0506 | -582490.2663 | -13145.9995 | -1292578.289 | -6199.0145 | -66208.6084 | -2043.8102 | -2858.3611 | -479844.8298 | -160642.1315 | -146778.04 | 0 | 2199
1503 |  |  | Total Accum Prov for Amort-Intangible |  |  |  | -9118681.7612 | -3099613.9301 | -2555960.2361 | -732793.6171 | -16538.1383 | -1626109.7818 | -7798.5823 | -83292.8006 | -2571.1864 | -3595.9207 | -603661.9818 | -202093.5549 | -184652.0313 | 0
1504
1505 |  | 111390 | Accum Prov for Amort-Capital Lease |  | F30 |  | 0 | 0 | 0 | 0 | 0 | 0 | 0 | 0 | 0 | 0 | 0 | 0 | 0 | 0 | 2210
1506
1507
1508 |  | TOTAL ACCUM PROV FOR AMORTIZATION |  |  |  |  | -9219243.9938 | -3133797.8778 | -2584148.5243 | -740875.1973 | -16720.5283 | -1644040.6254 | -7884.5886 | -84211.3914 | -2599.5426 | -3635.5781 | -610319.4398 | -204322.2427 | -186688.4576 | 0

## Dist-Subs
DIS SUBS |  |  | - | DIS - SUBS - Unbundled
Rocky Mountain Power
3 | Cost Of Service By Rate Schedule
4 | State of Utah
5 | 2017 Protocol (Non Wgt)
6 | 12 Months Ended Dec 2017
7
8
9 |  | A |  | B | C |  | D | E | F | G | H | I | J | K | L | M | N | O | P | Chk Total
12 |  |  |  | DESCRIPTION |  |  | Utah Jurisdiction Normalized | Residential Sch 1 | General Large Dist. Sch 6 | General +1 MW Sch 8 | Street & Area Lighting Sch. 7,11,12 | General Trans Sch 9 | General Secondary Sch 22 | Irrigation Sch 10 | Traffic Signals Sch 15 | Outdoor Lighting Sch 15 | General Small Dist. Sch 23 | Industrial Cust 1 | Industrial Cust 2 | 0
13
12 |  |  |  | Operating Revenues |  |  | 48923491.1345 | 23335136.0551 | 16523152.5554 | 3625853.5222 | 181156.6754 | 38586.1286 | 10708.3217 | 636234.057 | 15718.8255 | 10527.0162 | 4529876.4006 | 8477.898 | 8063.6789 | 0
13
14 |  |  |  | Operating Expenses
15 |  |  |  | Operation & Maintenance Expenses |  |  | 15735249.1603 | 7872575.7185 | 4874463.7103 | 1162274.0995 | 123711.5189 | 80624.187 | 3197.0416 | 223831.8528 | 5311.2411 | 2724.7623 | 1366351.4376 | 10026.581 | 10157.0098 | 0
16 |  |  |  | Depreciation Expense |  |  | -10455942.1848 | -4915114.4041 | -3612243.8499 | -865641.347 | 4110.3537 | 719.4836 | -1609.612 | -165934.047 | -2287.6557 | -1401.4528 | -896674.8106 | 67.5785 | 67.5785 | 0
17 |  |  |  | Amortization Expense |  |  | -192737.7121 | -113021.7232 | -46644.2961 | -10509.5905 | -2431.8898 | -178.906 | -90.9201 | -2354.3575 | -102.8491 | -55.3315 | -17313.5837 | -17.194 | -17.0705 | 0
18 |  |  |  | Taxes Other Than Income |  |  | 3123347.8384 | 1835462.5164 | 770112.6193 | 171789.5138 | 28069.2267 | -2977.462 | 1609.2708 | 39003.4609 | 1542.1318 | 804.5492 | 278004.1587 | -45.3801 | -26.7671 | 0
19 |  |  |  | Income Taxes - Federal |  |  | 12768501.0249 | 6088393.2466 | 4348668.1813 | 928713.3645 | 34602.3948 | -8554.3219 | 3286.0492 | 160672.5604 | 4323.8024 | 3173.4907 | 1205840.9439 | -210.6922 | -407.9949 | 0
20 |  |  |  | Income Taxes - State |  |  | 1735027.2262 | 827311.5243 | 590911.7818 | 126196.7219 | 4701.8908 | -1162.3903 | 446.5195 | 21832.7325 | 587.5329 | 431.2247 | 163853.7573 | -28.6296 | -55.4397 | 0
21 |  |  |  | Income Taxes Deferred |  |  | 1811321.3666 | 1064438.7515 | 446610.981 | 99625.7968 | 16278.1709 | -1726.7179 | 933.2635 | 22619.2553 | 894.3276 | 466.5818 | 161222.7964 | -26.3172 | -15.523 | 0
22 |  |  |  | Investment Tax Credit Adj |  |  | -139080.8517 | -81732.0719 | -34292.6643 | -7649.6865 | -1249.9062 | 132.5846 | -71.6599 | -1736.8013 | -68.6702 | -35.8261 | -12379.3625 | 2.0207 | 1.1919 | 0
23 |  |  |  | Misc Revenues & Expense |  |  | -4954.7322 | -1690.6966 | -1394.1586 | -399.7052 | -9.0208 | -868.5214 | -4.2538 | -45.4324 | -1.4025 | -1.9614 | -329.2698 | -109.5906 | -100.7192 | 0
24
25 |  |  |  | Total Operating Expenses |  |  | 24380731.1356 | 12576622.8614 | 7336192.3047 | 1604399.1673 | 207782.739 | 66007.9357 | 7695.699 | 297889.2236 | 10198.4584 | 6106.0368 | 2248576.0673 | 9658.3766 | 9602.2659 | 0
26
27 |  |  |  | Operating Revenue For Return |  |  | 24542759.9988 | 10758513.1936 | 9186960.2506 | 2021454.3549 | -26626.0636 | -27421.8071 | 3012.6227 | 338344.8334 | 5520.3671 | 4420.9794 | 2281300.3334 | -1180.4786 | -1538.587 | 0
28
29
30 |  |  |  | Rate Base :
31 |  |  |  | Electric Plant In Service |  |  | 535429222.7281 | 262685710.0404 | 175363280.0111 | 41766453.6941 | 757541.329 | 32900.8333 | 105136.5238 | 8137218.3844 | 139292.5274 | 82370.4319 | 46353138.4361 | 3090.2583 | 3090.2583 | 0
32 |  |  |  | Plant Held For Future Use |  |  | 985982.0817 | 471939.5994 | 333118.3147 | 79576.6329 | 557.1592 | 0 | 174.8433 | 15382.1612 | 238.584 | 143.2625 | 84851.5246 | 0 | 0 | 0
33 |  |  |  | Electric Plant Acquisition Adj |  |  | 0 | 0 | 0 | 0 | 0 | 0 | 0 | 0 | 0 | 0 | 0 | 0 | 0 | 0
34 |  |  |  | Pensions |  |  | 0 | 0 | 0 | 0 | 0 | 0 | 0 | 0 | 0 | 0 | 0 | 0 | 0 | 0
35 |  |  |  | Prepayments |  |  | 522398.1261 | 306381.0071 | 126417.78 | 28480.4043 | 6593.4365 | 452.2976 | 246.3583 | 6381.8427 | 278.8101 | 149.9506 | 46931.2735 | 42.4827 | 42.4827 | 0
36 |  |  |  | Fuel Stock |  |  | 0 | 0 | 0 | 0 | 0 | 0 | 0 | 0 | 0 | 0 | 0 | 0 | 0 | 0
37 |  |  |  | Materials & Supplies |  |  | 2195864.5056 | 1287851.4393 | 531388.422 | 119715.4159 | 27715.0555 | 1901.2016 | 1035.5502 | 26825.6358 | 1171.9592 | 630.3071 | 197272.3726 | 178.5731 | 178.5731 | 0
38 |  |  |  | Misc Deferred Debits |  |  | 13447346.1415 | 7886727.0905 | 3254191.699 | 733130.2235 | 169725.3834 | 11642.848 | 6341.6491 | 164278.6289 | 7177.01 | 3859.9641 | 1208084.5024 | 1093.5713 | 1093.5713 | 0
39 |  |  |  | Cash Working Capital |  |  | 879600.3742 | 463578.8851 | 248473.6957 | 57327.4746 | 15095.3972 | 3463.6703 | 174.6277 | 10858.7685 | 401.7699 | 178.6098 | 79168.0525 | 438.1278 | 441.2951 | 0
40 |  |  |  | Weatherization Loans |  |  | 0 | 0 | 0 | 0 | 0 | 0 | 0 | 0 | 0 | 0 | 0 | 0 | 0 | 0
41 |  |  |  | Miscellaneous Rate Base |  |  | 0 | 0 | 0 | 0 | 0 | 0 | 0 | 0 | 0 | 0 | 0 | 0 | 0 | 0
42
43 |  |  |  | Total Rate Base Additions |  |  | 553460413.9572 | 273102188.0618 | 179856869.9225 | 42784683.8453 | 977227.7608 | 50360.8507 | 113109.5524 | 8360945.4215 | 148560.6607 | 87332.526 | 47969446.1617 | 4843.0132 | 4846.1804 | 0
44
45 |  |  |  | Rate Base Deductions :
46 |  |  |  | Accum Provision For Depreciation |  |  | -126070873.5243 | -61549133.4097 | -41522107.4116 | -9882190.3273 | -206002.6172 | -9677.7396 | -25645.1913 | -1928983.2223 | -33767.0509 | -19902.3704 | -10891646.1927 | -908.9957 | -908.9957 | 0
47 |  |  |  | Accum Provision For Amortization |  |  | -5382581.8921 | -3156827.6728 | -1302558.3731 | -293450.7243 | -67936.1389 | -4660.2937 | -2538.3778 | -65755.9613 | -2872.7486 | -1545.0314 | -483561.1204 | -437.7248 | -437.7248 | 0
48 |  |  |  | Accum Deferred Income Taxes |  |  | -92071071.2948 | -53986912.8774 | -22588067.5094 | -5078975.984 | -830080.7567 | -63124.3722 | -47223.6853 | -1148268.8977 | -47652.2095 | -27298.9443 | -8241607.9628 | -5929.0478 | -5929.0478 | 0
49 |  |  |  | Unamortized ITC |  |  | -6811.1703 | -3995.4742 | -1670.4376 | -375.4868 | -60.53 | -4.6693 | -3.5127 | -84.9867 | -3.5241 | -2.025 | -609.6467 | -0.43857 | -0.43857 | 0
50 |  |  |  | Customer Advance For Construction |  |  | -1482932.027 | -734627.9472 | -30835.1596 | -106426.0385 | -14730.4123 | -270464.4125 | 0 | -19538.107 | -7200.0178 | -10761.8673 | -288348.0647 | 0 | 0 | 0
51 |  |  |  | Customer Service Deposits |  |  | 0 | 0 | 0 | 0 | 0 | 0 | 0 | 0 | 0 | 0 | 0 | 0 | 0 | 0
52 |  |  |  | Misc Rate Base Deductions |  |  | -5853250.1108 | -3192414.313 | -1454894.7205 | -344769.9872 | -63348.4605 | -175980.3569 | -3142.2167 | -68542.4193 | -2879.8401 | -1791.8874 | -502914.4252 | -22076.0377 | -20495.4463 | 0
53 | [19 empty] | 0
54 |  |  |  | Total Rate Base Deductions |  |  | -230867520.0193 | -122623911.6944 | -66900133.6118 | -15706188.5482 | -1182158.9155 | -523911.8442 | -78552.9838 | -3231173.5943 | -94375.3909 | -61302.126 | -20408687.4125 | -29352.2445 | -27771.6531 | 0
55 | [19 empty] | 0
56 |  |  |  | Total Rate Base |  |  | 322592893.9379 | 150478276.3674 | 112956736.3107 | 27078495.2971 | -204931.1547 | -473550.9934 | 34556.5686 | 5129771.8272 | 54185.2697 | 26030.4 | 27560758.7492 | -24509.2313 | -22925.4726 | 0
57
58
59 |  |  |  | Return On Rate Base |  |  | 7.608% | 7.15% | 8.133% | 7.465% | 12.99% | 5.791% | 8.718% | 6.596% | 10.19% | 16.98% | 8.277% | 4.816% | 6.711%
60
61 |  |  |  | Return On Equity |  |  | 9.818% | 8.928% | 10.84% | 9.541% | 20.28% | 6.289% | 11.97% | 7.852% | 14.83% | 28.03% | 11.12% | 4.397% | 8.077%
Rocky Mountain Power
Cost Of Service By Rate Schedule
State of Utah
2017 Protocol (Non Wgt)
12 Months Ended Dec 2017
|  | A |  | B | C |  | D | E | F | G | H | I | J | K | L | M | N | O | P
|  |  |  | DESCRIPTION | COS Factor |  | Utah Jurisdiction Normalized | Residential Sch 1 | General Large Dist. Sch 6 | General +1 MW Sch 8 | Street & Area Lighting Sch. 7,11,12 | General Trans Sch 9 | General Secondary Sch 22 | Irrigation Sch 10 | Traffic Signals Sch 15 | Outdoor Lighting Sch 15 | General Small Dist. Sch 23 | Industrial Cust 1 | Industrial Cust 2
79 |  |  |  | Total Rate Base |  |  | 322592893.9379 | 150478276.3674 | 112956736.3107 | 27078495.2971 | -204931.1547 | -473550.9934 | 34556.5686 | 5129771.8272 | 54185.2697 | 26030.4 | 27560758.7492 | -24509.2313 | -22925.4726 | 0
80
81
82 |  |  |  | Return On Ratebase ($$) | 7.319% |  | 23609516.5406 | 11013011.8228 | 8266933.2909 | 1981786.3153 | -14998.2395 | -34657.645 | 2529.082 | 375431.1861 | 3965.6423 | 1905.0797 | 2017081.5966 | -1793.7503 | -1677.8402 | 0
83 |  |  |  | Operating & Maintenance Expense |  |  | 15735249.1603 | 7872575.7185 | 4874463.7103 | 1162274.0995 | 123711.5189 | 80624.187 | 3197.0416 | 223831.8528 | 5311.2411 | 2724.7623 | 1366351.4376 | 10026.581 | 10157.0098 | 0
84 |  |  |  | Bad Debt to Produce ROR | F80 |  | 0 | 0 | 0 | 0 | 0 | 0 | 0 | 0 | 0 | 0 | 0 | 0 | 0 | 0
85 |  |  |  | Depreciation Expense |  |  | -10455942.1848 | -4915114.4041 | -3612243.8499 | -865641.347 | 4110.3537 | 719.4836 | -1609.612 | -165934.047 | -2287.6557 | -1401.4528 | -896674.8106 | 67.5785 | 67.5785 | 0
86 |  |  |  | Amortization Expense |  |  | -192737.7121 | -113021.7232 | -46644.2961 | -10509.5905 | -2431.8898 | -178.906 | -90.9201 | -2354.3575 | -102.8491 | -55.3315 | -17313.5837 | -17.194 | -17.0705 | 0
87 |  |  |  | Taxes Other Than Income |  |  | 3123347.8384 | 1835462.5164 | 770112.6193 | 171789.5138 | 28069.2267 | -2977.462 | 1609.2708 | 39003.4609 | 1542.1318 | 804.5492 | 278004.1587 | -45.3801 | -26.7671 | 0
88 |  |  |  | Federal Income Taxes |  |  | 12768501.0249 | 6088393.2466 | 4348668.1813 | 928713.3645 | 34602.3948 | -8554.3219 | 3286.0492 | 160672.5604 | 4323.8024 | 3173.4907 | 1205840.9439 | -210.6922 | -407.9949 | 0
89 |  |  |  | FIT Adj to Produce Target ROR | F101 |  | 0 | 0 | 0 | 0 | 0 | 0 | 0 | 0 | 0 | 0 | 0 | 0 | 0 | 0
90 |  |  |  | State Income Taxes |  |  | 1735027.2262 | 827311.5243 | 590911.7818 | 126196.7219 | 4701.8908 | -1162.3903 | 446.5195 | 21832.7325 | 587.5329 | 431.2247 | 163853.7573 | -28.6296 | -55.4397 | 0
91 |  |  |  | SIT Adj to Produce Target ROR | F101 |  | 0 | 0 | 0 | 0 | 0 | 0 | 0 | 0 | 0 | 0 | 0 | 0 | 0 | 0
92 |  |  |  | Deferred Income Taxes |  |  | 1811321.3666 | 1064438.7515 | 446610.981 | 99625.7968 | 16278.1709 | -1726.7179 | 933.2635 | 22619.2553 | 894.3276 | 466.5818 | 161222.7964 | -26.3172 | -15.523 | 0
93 |  |  |  | Investment Tax Credit |  |  | -139080.8517 | -81732.0719 | -34292.6643 | -7649.6865 | -1249.9062 | 132.5846 | -71.6599 | -1736.8013 | -68.6702 | -35.8261 | -12379.3625 | 2.0207 | 1.1919 | 0
94 |  |  |  | Misc Revenue & Expenses |  |  | -4954.7322 | -1690.6966 | -1394.1586 | -399.7052 | -9.0208 | -868.5214 | -4.2538 | -45.4324 | -1.4025 | -1.9614 | -329.2698 | -109.5906 | -100.7192 | 0
|  |  |  | Total Operating Expenses |  |  | 24380731.1356 | 12576622.8614 | 7336192.3047 | 1604399.1673 | 207782.739 | 66007.9357 | 7695.699 | 297889.2236 | 10198.4584 | 6106.0368 | 2248576.0673 | 9658.3766 | 9602.2659
|  |  |  | Total Op. exp. Adjusted for Taxes |  |  | 23030629.5914 | 11170876.2405 | 7696244.4794 | 1957180.399 | -7785.5497 | -39146.0045 | 2229.1437 | 398435.693 | 3001.2531 | 344.4778 | 1853187.8376 | -2174.1601 | -1764.2184
97 |  |  |  | Revenue Credits |  |  | -3243064.8282 | -1314939.8573 | -1096718.2192 | -247558.21 | -26590.5907 | -136089.9589 | -2217.2388 | -88308.2549 | -2049.1145 | -622.0874 | -327360.9942 | -300.954 | -309.3482 | 0
98
99 |  |  |  | Total Revenue Requirements |  |  | 44168295.8988 | 22432559.2447 | 13935718.565 | 3314021.3563 | 173406.5986 | -109228.0277 | 7707.6038 | 608016.6617 | 11150.597 | 5828.4271 | 3774402.9107 | 7183.2624 | 7528.6993 | 0
100 |  |  |  | Operating Revenues |  |  | 45680426.3062 | 22020196.1978 | 15426434.3362 | 3378295.3122 | 154566.0847 | -97503.8303 | 8491.0829 | 547925.8021 | 13669.711 | 9904.9287 | 4202515.4064 | 8176.9439 | 7754.3307 | 0
101
102 |  |  |  | Increase / (Decrease) Required to
103 |  |  |  | Earn Equal Rates of Return |  |  | -1512130.4074 | 412363.0469 | -1490715.7712 | -64273.9559 | 18840.5139 | -11724.1974 | -783.479 | 60090.8596 | -2519.114 | -4076.5016 | -428112.4958 | -993.6815 | -225.6314 | 0
104
105 |  |  |  | Existing Revenues |  |  | 45680426.3062 | 22020196.1978 | 15426434.3362 | 3378295.3122 | 154566.0847 | -97503.8303 | 8491.0829 | 547925.8021 | 13669.711 | 9904.9287 | 4202515.4064 | 8176.9439 | 7754.3307 | 0
106 |  |  |  | check |  |  | 0 | 4.8056e-07 | 4.7684e-07 | 1.7082e-05 | -4.9477e-10 | -2.7503e-09 | -2.4425e-06 | 1.8626e-08 | 2.5648e-10 | 2.0191e-10 | 1.0524e-07 | -1.3915e-10 | -1.628e-10 | 0
107 |  |  |  | Percent Increase / (Decrease)
108 |  |  |  | Over Existing Rates To
109 |  |  |  | Equal Authorized RoE & RoR |  |  | -3.31% | 1.873% | -9.663% | -1.903% | 12.19% | 12.02% | -9.227% | 10.97% | -18.43% | -41.16% | -10.19% | -12.15% | -2.91%
[5 empty] | 2017 Protocol |  | E: ELECTRIC REVENUES
|  | DIS - SUBS - Unbundled |  |  | (Non-Wgt)
|  | A |  | B | C |  | D | E | F | G | H | I | J | K | L | M | N | O | P
|  | FERC ACCT |  | DESCRIPTION | COS Factor |  | Utah Jurisdiction Normalized | Residential Sch 1 | General Large Dist. Sch 6 | General +1 MW Sch 8 | Street & Area Lighting Sch. 7,11,12 | General Trans Sch 9 | General Secondary Sch 22 | Irrigation Sch 10 | Traffic Signals Sch 15 | Outdoor Lighting Sch 15 | General Small Dist. Sch 23 | Industrial Cust 1 | Industrial Cust 2 |  | Func Study Row
122 |  | 440 | Residential Sales |  | A |  | 22020196.1978 | 22020196.1978 | 0 | 0 | 0 | 0 | 0 | 0 | 0 | 0 | 0 | 0 | 0 | 0
123
124 |  | 442 | Commercial & Industrial Sales |  | A |  | 23482089.3841 | 0 | 15426434.3362 | 3378295.3122 | 0 | -97503.8303 | 8491.0829 | 547925.8021 | 0 | 0 | 4202515.4064 | 8176.9439 | 7754.3307 | 0
125 |  |  |  | Interruptible Demand | F10 |  | 0 | 0 | 0 | 0 | 0 | 0 | 0 | 0 | 0 | 0 | 0 | 0 | 0 | 0 | 100
126 |  |  |  | Interruptible Energy | F30 |  | 0 | 0 | 0 | 0 | 0 | 0 | 0 | 0 | 0 | 0 | 0 | 0 | 0 | 0 | 101
127 | [6 empty] | 23482089.3841 | 0 | 15426434.3362 | 3378295.3122 | 0 | -97503.8303 | 8491.0829 | 547925.8021 | 0 | 0 | 4202515.4064 | 8176.9439 | 7754.3307 | 0
128
129 |  | 444 | Public Street & Highway Lighting |  | A |  | 178140.7244 | 0 | 0 | 0 | 154566.0847 | 0 | 0 | 0 | 13669.711 | 9904.9287 | 0 | 0 | 0 | 0
130
131 |  | 445 | Other Sales to Public Authority |  | A |  | 0 | 0 | 0 | 0 | 0 | 0 | 0 | 0 | 0 | 0 | 0 | 0 | 0 | 0
132
133 |  | 448 | Interdepartmental |  | A | 0 | 0 | 0 | 0 | 0 | 0 | 0 | 0 | 0 | 0 | 0 | 0 | 0 | 0 | 0 | 114
134 |  |  |  | Demand | F10 |  | 0 | 0 | 0 | 0 | 0 | 0 | 0 | 0 | 0 | 0 | 0 | 0 | 0 | 0 | 115
135 | [6 empty] | 0 | 0 | 0 | 0 | 0 | 0 | 0 | 0 | 0 | 0 | 0 | 0 | 0 | 0
136
137 |  | Total Sales to Ultimate Customers |  |  |  |  | 45680426.3063 | 22020196.1978 | 15426434.3362 | 3378295.3122 | 154566.0847 | -97503.8303 | 8491.0829 | 547925.8021 | 13669.711 | 9904.9287 | 4202515.4064 | 8176.9439 | 7754.3307 | 0
138
139
140
141 |  | 447 | Sales for Resale |  | F10 |  | 0 | 0 | 0 | 0 | 0 | 0 | 0 | 0 | 0 | 0 | 0 | 0 | 0 | 0 | 123
142
143
144 |  | 447 | Sales for Resale |  | F11 |  | 0 | 0 | 0 | 0 | 0 | 0 | 0 | 0 | 0 | 0 | 0 | 0 | 0 | 0 | 127
145 |  |  |  | Demand | F10 |  | 0 | 0 | 0 | 0 | 0 | 0 | 0 | 0 | 0 | 0 | 0 | 0 | 0 | 0 | 128
146 |  |  |  | Demand | F10 |  | 0 | 0 | 0 | 0 | 0 | 0 | 0 | 0 | 0 | 0 | 0 | 0 | 0 | 0 | 129
147 |  |  |  | Energy | F30 |  | 0 | 0 | 0 | 0 | 0 | 0 | 0 | 0 | 0 | 0 | 0 | 0 | 0 | 0 | 130
148 | [6 empty] | 0 | 0 | 0 | 0 | 0 | 0 | 0 | 0 | 0 | 0 | 0 | 0 | 0 | 0
149
150 |  | 449 | Provision for Rate Refund |  | F11 |  | 0 | 0 | 0 | 0 | 0 | 0 | 0 | 0 | 0 | 0 | 0 | 0 | 0 | 0 | 134
151 |  |  |  |  | F10 |  | 0 | 0 | 0 | 0 | 0 | 0 | 0 | 0 | 0 | 0 | 0 | 0 | 0 |  | 135
152
153 |  | State Specific Revenue Credit |  |  | F140D |  | 1544715.0717 | 881562.3226 | 387972.5097 | 86195.5279 | 25576.6901 | 1737.2741 | 664.338 | 18200.7579 | 854.7052 | 487.7827 | 140859.8105 | 297.4794 | 305.8735 | 0 | 137
154
155 |  | AGA Revenue |  |  | A | 0.20773 | 815699.2761 | 6289.8555 | 414634.1888 | 91244.7266 | 0 | 134315.6915 | 1383.8083 | 56482.0024 | 968.3642 | 0 | 110380.6387 | 0 | 0 | 0 | 139
156
157 |  | Total Sales from Electricity |  |  |  |  | 48040840.654 | 22908048.3759 | 16229041.0347 | 3555735.5667 | 180142.7748 | 38549.1352 | 10539.2292 | 622608.5624 | 15492.7804 | 10392.7114 | 4453755.8556 | 8474.4233 | 8060.2042 | 0
158
159 |  | Other Electric Operating Revenues
160 |  | 450 | Forfeited Discounts & Interest |  | A | 0 | 0 | 0 | 0 | 0 | 0 | 0 | 0 | 0 | 0 | 0 | 0 | 0 | 0 | 0 | 145
161 |  |  |  | Customers | F40 |  | 0 | 0 | 0 | 0 | 0 | 0 | 0 | 0 | 0 | 0 | 0 | 0 | 0 | 0 | 146
162 | [6 empty] | 0 | 0 | 0 | 0 | 0 | 0 | 0 | 0 | 0 | 0 | 0 | 0 | 0 | 0
163
164 |  | 451 | Misc Electric Revenue |  | A | 0 | 0 | 0 | 0 | 0 | 0 | 0 | 0 | 0 | 0 | 0 | 0 | 0 | 0 | 0 | 150
165 |  |  |  | Demand | F10 |  | 0 | 0 | 0 | 0 | 0 | 0 | 0 | 0 | 0 | 0 | 0 | 0 | 0 | 0 | 151
166 |  |  |  | Customer | F40 |  | 0 | 0 | 0 | 0 | 0 | 0 | 0 | 0 | 0 | 0 | 0 | 0 | 0 | 0 | 152
167 | [6 empty] | 0 | 0 | 0 | 0 | 0 | 0 | 0 | 0 | 0 | 0 | 0 | 0 | 0 | 0
168
169 |  | 453 | Water Sales |  | F10 |  | 0 | 0 | 0 | 0 | 0 | 0 | 0 | 0 | 0 | 0 | 0 | 0 | 0 | 0 | 156
170
171 |  | 454 | Rent of Electric Property |  | A | 0.17147 | 839923.6115 | 402028.8199 | 283771.8283 | 67788.5472 | 474.6244 | 0 | 148.9428 | 13103.5245 | 203.2413 | 122.0403 | 72282.0427 | 0 | 0 | 0 | 160
172 |  |  |  | Demand | F10 |  | 0 | 0 | 0 | 0 | 0 | 0 | 0 | 0 | 0 | 0 | 0 | 0 | 0 | 0 | 161
173 |  |  |  | Demand | F10 |  | 0 | 0 | 0 | 0 | 0 | 0 | 0 | 0 | 0 | 0 | 0 | 0 | 0 | 0 | 162
174 |  |  |  | System Overhead | F102D |  | 42726.869 | 25058.8593 | 10339.6924 | 2329.4082 | 539.2762 | 36.9934 | 20.1496 | 521.97 | 22.8038 | 12.2644 | 3838.5022 | 3.4747 | 3.4747 | 0 | 163
175 | [6 empty] | 882650.4805 | 427087.6792 | 294111.5206 | 70117.9555 | 1013.9006 | 36.9934 | 169.0925 | 13625.4946 | 226.0452 | 134.3047 | 76120.545 | 3.4747 | 3.4747 | 0
176
177 |  | 456 | Other Electric Revenue |  | A | 0 | 0 | 0 | 0 | 0 | 0 | 0 | 0 | 0 | 0 | 0 | 0 | 0 | 0 | 0 | 167
178 |  |  |  | Customer | F40 |  | 0 | 0 | 0 | 0 | 0 | 0 | 0 | 0 | 0 | 0 | 0 | 0 | 0 | 0 | 168
179 |  |  |  | Energy | F30 |  | 0 | 0 | 0 | 0 | 0 | 0 | 0 | 0 | 0 | 0 | 0 | 0 | 0 | 0 | 169
180 |  |  |  | Demand | F10 |  | 0 | 0 | 0 | 0 | 0 | 0 | 0 | 0 | 0 | 0 | 0 | 0 | 0 | 0 | 170
181 |  |  |  | Demand | F10 |  | 0 | 0 | 0 | 0 | 0 | 0 | 0 | 0 | 0 | 0 | 0 | 0 | 0 | 0 | 171
182 | [6 empty] | 0 | 0 | 0 | 0 | 0 | 0 | 0 | 0 | 0 | 0 | 0 | 0 | 0 | 0
183 | [19 empty] | 0
184 |  | Total Other Electric Operating Revenues |  |  |  |  | 882650.4805 | 427087.6792 | 294111.5206 | 70117.9555 | 1013.9006 | 36.9934 | 169.0925 | 13625.4946 | 226.0452 | 134.3047 | 76120.545 | 3.4747 | 3.4747 | 0
185 | [19 empty] | 0
186 |  | Total Electric Operating Revenues |  |  |  |  | 48923491.1345 | 23335136.0551 | 16523152.5554 | 3625853.5222 | 181156.6754 | 38586.1286 | 10708.3217 | 636234.057 | 15718.8255 | 10527.0162 | 4529876.4006 | 8477.898 | 8063.6789 | 0
187
188 |  | Miscellaneous Revenues
189 |  | 41160 | Gain on Sale of Utility Plant - CR |  | F10 |  | 0 | 0 | 0 | 0 | 0 | 0 | 0 | 0 | 0 | 0 | 0 | 0 | 0 | 0 | 185
190 |  | 41170 | Loss on Sale of Utility Plant |  | F10 |  | 0 | 0 | 0 | 0 | 0 | 0 | 0 | 0 | 0 | 0 | 0 | 0 | 0 | 0 | 190
191 |  | 4118 | Gain from Emission Allowances |  | F30 |  | 0 | 0 | 0 | 0 | 0 | 0 | 0 | 0 | 0 | 0 | 0 | 0 | 0 | 0 | 193
192 |  | 41181 | Gain from Disposition of NOX Credits |  | F10 |  | 0 | 0 | 0 | 0 | 0 | 0 | 0 | 0 | 0 | 0 | 0 | 0 | 0 | 0 | 196
193 |  | 4194 | Impact Housing Interest Income |  | F10 |  | 0 | 0 | 0 | 0 | 0 | 0 | 0 | 0 | 0 | 0 | 0 | 0 | 0 | 0 | 200
194 |  | 421 | (Gain)/Loss on Sale of Utility Plant |  | F10 |  | -4954.7322 | -1690.6966 | -1394.1586 | -399.7052 | -9.0208 | -868.5214 | -4.2538 | -45.4324 | -1.4025 | -1.9614 | -329.2698 | -109.5906 | -100.7192 | 0 | 210
195
196 |  | Total Miscellaneous Revenues |  |  |  |  | -4954.7322 | -1690.6966 | -1394.1586 | -399.7052 | -9.0208 | -868.5214 | -4.2538 | -45.4324 | -1.4025 | -1.9614 | -329.2698 | -109.5906 | -100.7192 | 0
197
198 |  | Miscellaneous Expenses
199 |  | 4311 | Interest on Customer Deposits |  | F80 |  | 0 | 0 | 0 | 0 | 0 | 0 | 0 | 0 | 0 | 0 | 0 | 0 | 0 | 0 | 216
200
201 |  | DFA | Divergence Fairness Adjustment
202 |  |  |  | Production | F105 |  | 0 | 0 | 0 | 0 | 0 | 0 | 0 | 0 | 0 | 0 | 0 | 0 | 0 | 0 | 220
203 |  |  |  | Transmission | F105 |  | 0 | 0 | 0 | 0 | 0 | 0 | 0 | 0 | 0 | 0 | 0 | 0 | 0 | 0 | 221
204 |  |  |  | Distribution | F105 |  | 0 | 0 | 0 | 0 | 0 | 0 | 0 | 0 | 0 | 0 | 0 | 0 | 0 | 0 | 222
205 | [6 empty] | 0 | 0 | 0 | 0 | 0 | 0 | 0 | 0 | 0 | 0 | 0 | 0 | 0 | 0
206
207 |  | Net Miscellaneous Revenues And Expense |  |  |  |  | -4954.7322 | -1690.6966 | -1394.1586 | -399.7052 | -9.0208 | -868.5214 | -4.2538 | -45.4324 | -1.4025 | -1.9614 | -329.2698 | -109.5906 | -100.7192 | 0
208
209 |  | Distribution - METER - Unbundled
210 | [6 empty] | E: STEAM POWER GENERATION
211
212 |  | A |  | B | C |  | D | E | F | G | H | I | J | K | L | M | N | O | P
213 |  | FERC ACCT |  | DESCRIPTION | COS Factor |  | Utah Jurisdiction Normalized | Residential Sch 1 | General Large Dist. Sch 6 | General +1 MW Sch 8 | Street & Area Lighting Sch. 7,11,12 | General Trans Sch 9 | General Secondary Sch 22 | Irrigation Sch 10 | Traffic Signals Sch 15 | Outdoor Lighting Sch 15 | General Small Dist. Sch 23 | Industrial Cust 1 | Industrial Cust 2
214 |  | 500 | Operation Suprvn & Engineering |  | F10 |  | 0 | 0 | 0 | 0 | 0 | 0 | 0 | 0 | 0 | 0 | 0 | 0 | 0 | 0 | 231
215 |  |  |  | Cholla | F10 |  | 0 | 0 | 0 | 0 | 0 | 0 | 0 | 0 | 0 | 0 | 0 | 0 | 0 | 0 | 232
216 |  |  |  | Total 500 |  |  | 0 | 0 | 0 | 0 | 0 | 0 | 0 | 0 | 0 | 0 | 0 | 0 | 0 | 0
217
218 |  | 501 | Fuel Related |  | F30 |  | 0 | 0 | 0 | 0 | 0 | 0 | 0 | 0 | 0 | 0 | 0 | 0 | 0 | 0 | 243
219 |  |  |  | System Energy - Non NPC | F30 |  | 0 | 0 | 0 | 0 | 0 | 0 | 0 | 0 | 0 | 0 | 0 | 0 | 0 | 0 | 236
220 |  |  |  | System Energy - Non NPC | F30 |  | 0 | 0 | 0 | 0 | 0 | 0 | 0 | 0 | 0 | 0 | 0 | 0 | 0 | 0 | 239
221 |  |  |  | Cholla - Non NPC | F30 |  | 0 | 0 | 0 | 0 | 0 | 0 | 0 | 0 | 0 | 0 | 0 | 0 | 0 | 0 | 240
222 |  |  |  | Cholla | F30 |  | 0 | 0 | 0 | 0 | 0 | 0 | 0 | 0 | 0 | 0 | 0 | 0 | 0 | 0 | 246
223 |  |  |  | Total 501 |  |  | 0 | 0 | 0 | 0 | 0 | 0 | 0 | 0 | 0 | 0 | 0 | 0 | 0 | 0
224
225 |  | 502 | Steam Expenses |  | F10 |  | 0 | 0 | 0 | 0 | 0 | 0 | 0 | 0 | 0 | 0 | 0 | 0 | 0 | 0 | 250
226 |  |  |  | Cholla | F10 |  | 0 | 0 | 0 | 0 | 0 | 0 | 0 | 0 | 0 | 0 | 0 | 0 | 0 | 0 | 251
227 |  |  |  | Total 502 |  |  | 0 | 0 | 0 | 0 | 0 | 0 | 0 | 0 | 0 | 0 | 0 | 0 | 0 | 0
228
229 |  | 503 | Steam From Other Sources |  | F30 |  | 0 | 0 | 0 | 0 | 0 | 0 | 0 | 0 | 0 | 0 | 0 | 0 | 0 | 0 | 258
230 |  |  |  | System Energy - Non NPC | F30 |  | 0 | 0 | 0 | 0 | 0 | 0 | 0 | 0 | 0 | 0 | 0 | 0 | 0 | 0 | 255
231 |  |  |  | Total 503 |  |  | 0 | 0 | 0 | 0 | 0 | 0 | 0 | 0 | 0 | 0 | 0 | 0 | 0 | 0
232
233 |  | 505 | Electric Expenses |  | F10 |  | 0 | 0 | 0 | 0 | 0 | 0 | 0 | 0 | 0 | 0 | 0 | 0 | 0 | 0 | 262
234 |  |  |  | Cholla | F10 |  | 0 | 0 | 0 | 0 | 0 | 0 | 0 | 0 | 0 | 0 | 0 | 0 | 0 | 0 | 263
235 |  |  |  | Total 505 |  |  | 0 | 0 | 0 | 0 | 0 | 0 | 0 | 0 | 0 | 0 | 0 | 0 | 0 | 0
236
237 |  | 506 | Misc. Steam Expense |  | F10 |  | 0 | 0 | 0 | 0 | 0 | 0 | 0 | 0 | 0 | 0 | 0 | 0 | 0 | 0 | 267
238 |  |  |  | System Energy | F30 |  | 0 | 0 | 0 | 0 | 0 | 0 | 0 | 0 | 0 | 0 | 0 | 0 | 0 | 0 | 268
239 |  |  |  | Cholla | F10 |  | 0 | 0 | 0 | 0 | 0 | 0 | 0 | 0 | 0 | 0 | 0 | 0 | 0 | 0 | 269
240 |  |  |  | Total 506 |  |  | 0 | 0 | 0 | 0 | 0 | 0 | 0 | 0 | 0 | 0 | 0 | 0 | 0 | 0
241
242 |  | 507 | Rents |  | F10 |  | 0 | 0 | 0 | 0 | 0 | 0 | 0 | 0 | 0 | 0 | 0 | 0 | 0 | 0 | 273
243 |  |  |  | Cholla | F10 |  | 0 | 0 | 0 | 0 | 0 | 0 | 0 | 0 | 0 | 0 | 0 | 0 | 0 | 0 | 274
244 |  |  |  | Total 507 |  |  | 0 | 0 | 0 | 0 | 0 | 0 | 0 | 0 | 0 | 0 | 0 | 0 | 0 | 0
245
246 |  | 510 | Maint Supervision & Engineering |  | F10 |  | 0 | 0 | 0 | 0 | 0 | 0 | 0 | 0 | 0 | 0 | 0 | 0 | 0 | 0 | 278
247 |  |  |  | Cholla | F10 |  | 0 | 0 | 0 | 0 | 0 | 0 | 0 | 0 | 0 | 0 | 0 | 0 | 0 | 0 | 279
248 |  |  |  | Total 510 |  |  | 0 | 0 | 0 | 0 | 0 | 0 | 0 | 0 | 0 | 0 | 0 | 0 | 0 | 0
249
250 |  | 511 | Maintenance of Structures |  | F10 |  | 0 | 0 | 0 | 0 | 0 | 0 | 0 | 0 | 0 | 0 | 0 | 0 | 0 | 0 | 283
251 |  |  |  | Cholla | F10 |  | 0 | 0 | 0 | 0 | 0 | 0 | 0 | 0 | 0 | 0 | 0 | 0 | 0 | 0 | 284
252 |  |  |  | Total 511 |  |  | 0 | 0 | 0 | 0 | 0 | 0 | 0 | 0 | 0 | 0 | 0 | 0 | 0 | 0
253
254 |  | 512 | Maintenance of Boiler Plant |  | F10 |  | 0 | 0 | 0 | 0 | 0 | 0 | 0 | 0 | 0 | 0 | 0 | 0 | 0 | 0 | 288
255 |  |  |  | Cholla | F10 |  | 0 | 0 | 0 | 0 | 0 | 0 | 0 | 0 | 0 | 0 | 0 | 0 | 0 | 0 | 289
256 |  |  |  | Total 512 |  |  | 0 | 0 | 0 | 0 | 0 | 0 | 0 | 0 | 0 | 0 | 0 | 0 | 0 | 0
257
258 |  | 513 | Maintenance of Electric Plant |  | F10 |  | 0 | 0 | 0 | 0 | 0 | 0 | 0 | 0 | 0 | 0 | 0 | 0 | 0 | 0 | 293
259 |  |  |  | Cholla | F10 |  | 0 | 0 | 0 | 0 | 0 | 0 | 0 | 0 | 0 | 0 | 0 | 0 | 0 | 0 | 294
260 |  |  |  | Total 513 |  |  | 0 | 0 | 0 | 0 | 0 | 0 | 0 | 0 | 0 | 0 | 0 | 0 | 0 | 0
261
262 |  | 514 | Maint of Misc. Steam Plant |  | F10 |  | 0 | 0 | 0 | 0 | 0 | 0 | 0 | 0 | 0 | 0 | 0 | 0 | 0 | 0 | 298
263 |  |  |  | Cholla | F10 |  | 0 | 0 | 0 | 0 | 0 | 0 | 0 | 0 | 0 | 0 | 0 | 0 | 0 | 0 | 299
264 |  |  |  | Total 514 |  |  | 0 | 0 | 0 | 0 | 0 | 0 | 0 | 0 | 0 | 0 | 0 | 0 | 0 | 0
265
266 |  | Total Steam Power Generation |  |  |  |  | 0 | 0 | 0 | 0 | 0 | 0 | 0 | 0 | 0 | 0 | 0 | 0 | 0 | 0
267
268
269 | [6 empty] | D: NUCLEAR POWER GENERATION
270
271
272 |  | 517 | Operation Super & Engineering |  | F10 |  | 0 | 0 | 0 | 0 | 0 | 0 | 0 | 0 | 0 | 0 | 0 | 0 | 0 | 0 | 305
273
274 |  | 518 | Nuclear Fuel Expense |  | F30 |  | 0 | 0 | 0 | 0 | 0 | 0 | 0 | 0 | 0 | 0 | 0 | 0 | 0 | 0 | 309
275
276 |  | 519 | Coolants and Water |  | F10 |  | 0 | 0 | 0 | 0 | 0 | 0 | 0 | 0 | 0 | 0 | 0 | 0 | 0 | 0 | 314
277
278 |  | 520 | Steam Expenses |  | F10 |  | 0 | 0 | 0 | 0 | 0 | 0 | 0 | 0 | 0 | 0 | 0 | 0 | 0 | 0 | 318
279
280 |  | 523 | Electric Expenses |  | F10 |  | 0 | 0 | 0 | 0 | 0 | 0 | 0 | 0 | 0 | 0 | 0 | 0 | 0 | 0 | 322
281
282 |  | 524 | Misc. Nuclear Expenses |  | F10 |  | 0 | 0 | 0 | 0 | 0 | 0 | 0 | 0 | 0 | 0 | 0 | 0 | 0 | 0 | 326
283
284 |  | 528 | Maint Supervision & Eng |  | F10 |  | 0 | 0 | 0 | 0 | 0 | 0 | 0 | 0 | 0 | 0 | 0 | 0 | 0 | 0 | 330
285
286 |  | 529 | Maintenance of Structures |  | F10 |  | 0 | 0 | 0 | 0 | 0 | 0 | 0 | 0 | 0 | 0 | 0 | 0 | 0 | 0 | 334
287
288 |  | 530 | Maintenance of Reactor Plant |  | F10 |  | 0 | 0 | 0 | 0 | 0 | 0 | 0 | 0 | 0 | 0 | 0 | 0 | 0 | 0 | 338
289
290 |  | 531 | Maintenance of Electric Plant |  | F10 |  | 0 | 0 | 0 | 0 | 0 | 0 | 0 | 0 | 0 | 0 | 0 | 0 | 0 | 0 | 342
291
292 |  | 532 | Maintenance of Misc Nuclear |  | F10 |  | 0 | 0 | 0 | 0 | 0 | 0 | 0 | 0 | 0 | 0 | 0 | 0 | 0 | 0 | 346
293
294 |  | Total Nuclear Power Generation |  |  |  |  | 0 | 0 | 0 | 0 | 0 | 0 | 0 | 0 | 0 | 0 | 0 | 0 | 0 | 0
295
296
297
298 |  | Distribution - METER - Unbundled |  |  |  |  | D: HYDRAULIC POWER GENERATION
299
300 |  | A |  | B | C |  | D | E | F | G | H | I | J | K | L | M | N | O | P
301 |  | FERC ACCT |  | DESCRIPTION | COS Factor |  | Utah Jurisdiction Normalized | Residential Sch 1 | General Large Dist. Sch 6 | General +1 MW Sch 8 | Street & Area Lighting Sch. 7,11,12 | General Trans Sch 9 | General Secondary Sch 22 | Irrigation Sch 10 | Traffic Signals Sch 15 | Outdoor Lighting Sch 15 | General Small Dist. Sch 23 | Industrial Cust 1 | Industrial Cust 2
302 |  | 535 | Operation Super & Engineering |  | F10 |  | 0 | 0 | 0 | 0 | 0 | 0 | 0 | 0 | 0 | 0 | 0 | 0 | 0 | 0 | 355
303
304 |  | 536 | Water For Power |  | F10 |  | 0 | 0 | 0 | 0 | 0 | 0 | 0 | 0 | 0 | 0 | 0 | 0 | 0 | 0 | 360
305
306 |  | 537 | Hydraulic Expenses |  | F10 |  | 0 | 0 | 0 | 0 | 0 | 0 | 0 | 0 | 0 | 0 | 0 | 0 | 0 | 0 | 365
307
308 |  | 538 | Electric Expenses |  | F10 |  | 0 | 0 | 0 | 0 | 0 | 0 | 0 | 0 | 0 | 0 | 0 | 0 | 0 | 0 | 369
309
310 |  | 539 | Misc. Hydro Expenses |  | F10 |  | 0 | 0 | 0 | 0 | 0 | 0 | 0 | 0 | 0 | 0 | 0 | 0 | 0 | 0 | 374
311
312 |  | 540 | Rents (Hydro Generation) |  | F10 |  | 0 | 0 | 0 | 0 | 0 | 0 | 0 | 0 | 0 | 0 | 0 | 0 | 0 | 0 | 379
313
314 |  | 541 | Maint Supervision & Engineering |  | F10 |  | 0 | 0 | 0 | 0 | 0 | 0 | 0 | 0 | 0 | 0 | 0 | 0 | 0 | 0 | 383
315
316 |  | 542 | Maintenance of Structures |  | F10 |  | 0 | 0 | 0 | 0 | 0 | 0 | 0 | 0 | 0 | 0 | 0 | 0 | 0 | 0 | 388
317
318 |  | 543 | Maint of Dams & Waterways |  | F10 |  | 0 | 0 | 0 | 0 | 0 | 0 | 0 | 0 | 0 | 0 | 0 | 0 | 0 | 0 | 393
319
320 |  | 544 | Maintenance of Electric Plant |  | F10 |  | 0 | 0 | 0 | 0 | 0 | 0 | 0 | 0 | 0 | 0 | 0 | 0 | 0 | 0 | 398
321
322 |  | 545 | Maint of Misc. Hydro Plant |  | F10 |  | 0 | 0 | 0 | 0 | 0 | 0 | 0 | 0 | 0 | 0 | 0 | 0 | 0 | 0 | 403
323
324 |  | Total Hydraulic Power Generation |  |  |  |  | 0 | 0 | 0 | 0 | 0 | 0 | 0 | 0 | 0 | 0 | 0 | 0 | 0 | 0
325
326
327 | [6 empty] | D: OTHER POWER GENERATION
328
329
330 |  | 546 | Operation Super & Engineering |  | F10 |  | 0 | 0 | 0 | 0 | 0 | 0 | 0 | 0 | 0 | 0 | 0 | 0 | 0 | 0 | 409
331
332 |  | 547 | Fuel |  | F30 |  | 0 | 0 | 0 | 0 | 0 | 0 | 0 | 0 | 0 | 0 | 0 | 0 | 0 | 0 | 413
333 |  |  |  | Simple Cycle Combustion Turbine | F30 |  | 0 | 0 | 0 | 0 | 0 | 0 | 0 | 0 | 0 | 0 | 0 | 0 | 0 | 0 | 414
334 |  |  |  | Total 547 |  |  | 0 | 0 | 0 | 0 | 0 | 0 | 0 | 0 | 0 | 0 | 0 | 0 | 0 | 0
335
336 |  | 548 | Generation Expense |  | F10 |  | 0 | 0 | 0 | 0 | 0 | 0 | 0 | 0 | 0 | 0 | 0 | 0 | 0 | 0 | 418
337 |  |  |  | Simple Cycle Combustion Turbine | F10 |  | 0 | 0 | 0 | 0 | 0 | 0 | 0 | 0 | 0 | 0 | 0 | 0 | 0 | 0 | 419
338 |  |  |  | Total 548 |  |  | 0 | 0 | 0 | 0 | 0 | 0 | 0 | 0 | 0 | 0 | 0 | 0 | 0 | 0
339
340 |  | 549 | Miscellaneous Other |  | F10 |  | 0 | 0 | 0 | 0 | 0 | 0 | 0 | 0 | 0 | 0 | 0 | 0 | 0 | 0 | 423
341 |  |  |  | Wind Generation | F10 |  | 0 | 0 | 0 | 0 | 0 | 0 | 0 | 0 | 0 | 0 | 0 | 0 | 0 | 0 | 424
342
343 |  | 550 | Maint Supervision & Engineering
344 |  |  |  | System Generation | F10 |  | 0 | 0 | 0 | 0 | 0 | 0 | 0 | 0 | 0 | 0 | 0 | 0 | 0 | 0 | 429
345 |  |  |  | Wind Generation | F10 |  | 0 | 0 | 0 | 0 | 0 | 0 | 0 | 0 | 0 | 0 | 0 | 0 | 0 | 0 | 430
346 |  |  |  | Total 550 |  |  | 0 | 0 | 0 | 0 | 0 | 0 | 0 | 0 | 0 | 0 | 0 | 0 | 0 | 0
347
348 |  | 551 | Maint Supervision & Engineering |  | F10 |  | 0 | 0 | 0 | 0 | 0 | 0 | 0 | 0 | 0 | 0 | 0 | 0 | 0 | 0 | 434
349
350 |  | 552 | Maintenance of Structures |  | F10 |  | 0 | 0 | 0 | 0 | 0 | 0 | 0 | 0 | 0 | 0 | 0 | 0 | 0 | 0 | 440
351
352 |  | 553 | Maint of Generation & Elect Plant |  | F10 |  | 0 | 0 | 0 | 0 | 0 | 0 | 0 | 0 | 0 | 0 | 0 | 0 | 0 | 0 | 444
353 |  |  |  | Simple Cycle Combustion Turbine | F10 |  | 0 | 0 | 0 | 0 | 0 | 0 | 0 | 0 | 0 | 0 | 0 | 0 | 0 | 0 | 445
354 |  |  |  | Wind Generation | F10 |  | 0 | 0 | 0 | 0 | 0 | 0 | 0 | 0 | 0 | 0 | 0 | 0 | 0 | 0 | 446
355 |  |  |  | Total 553 |  |  | 0 | 0 | 0 | 0 | 0 | 0 | 0 | 0 | 0 | 0 | 0 | 0 | 0 | 0
356
357 |  | 554 | Maintenance of Misc. Other |  | F10 |  | 0 | 0 | 0 | 0 | 0 | 0 | 0 | 0 | 0 | 0 | 0 | 0 | 0 | 0 | 450
358 |  |  |  | Simple Cycle Combustion Turbine | F10 |  | 0 | 0 | 0 | 0 | 0 | 0 | 0 | 0 | 0 | 0 | 0 | 0 | 0 | 0 | 451
359 |  |  |  | Wind Generation | F10 |  | 0 | 0 | 0 | 0 | 0 | 0 | 0 | 0 | 0 | 0 | 0 | 0 | 0 | 0 | 452
360 |  |  |  | Total 554 |  |  | 0 | 0 | 0 | 0 | 0 | 0 | 0 | 0 | 0 | 0 | 0 | 0 | 0 | 0
361
362 |  | Total Other Power Generation |  |  |  |  | 0 | 0 | 0 | 0 | 0 | 0 | 0 | 0 | 0 | 0 | 0 | 0 | 0 | 0
363
364
365 | [6 empty] | D: OTHER POWER SUPPLY
366
367
368 |  | 555 | Purchased Power |  | F10 |  | 0 | 0 | 0 | 0 | 0 | 0 | 0 | 0 | 0 | 0 | 0 | 0 | 0 | 0 | 458
369 |  |  |  | Demand | F10 |  | 0 | 0 | 0 | 0 | 0 | 0 | 0 | 0 | 0 | 0 | 0 | 0 | 0 | 0 | 459
370 |  |  |  | Energy | F30 |  | 0 | 0 | 0 | 0 | 0 | 0 | 0 | 0 | 0 | 0 | 0 | 0 | 0 | 0 | 460
371 |  |  |  | Seasonal Contracts | F10 |  | 0 | 0 | 0 | 0 | 0 | 0 | 0 | 0 | 0 | 0 | 0 | 0 | 0 | 0 | 461
372 |  |  |  | Demand | F10 |  | 0 | 0 | 0 | 0 | 0 | 0 | 0 | 0 | 0 | 0 | 0 | 0 | 0 | 0 | 462
373 |  |  |  | Total 555 |  |  | 0 | 0 | 0 | 0 | 0 | 0 | 0 | 0 | 0 | 0 | 0 | 0 | 0 | 0
374
375
376 |  | 556 | System Control & Load Dispatch |  | F10 |  | 0 | 0 | 0 | 0 | 0 | 0 | 0 | 0 | 0 | 0 | 0 | 0 | 0 | 0 | 466
377
378 |  | 557 | Other Expenses |  | F10 |  | 0 | 0 | 0 | 0 | 0 | 0 | 0 | 0 | 0 | 0 | 0 | 0 | 0 | 0 | 470
379 |  |  |  | Demand | F10 |  | 0 | 0 | 0 | 0 | 0 | 0 | 0 | 0 | 0 | 0 | 0 | 0 | 0 | 0 | 471
380 |  |  |  | Demand | F10 |  | 0 | 0 | 0 | 0 | 0 | 0 | 0 | 0 | 0 | 0 | 0 | 0 | 0 | 0 | 472
381 |  |  |  | Energy | F30 |  | 0 | 0 | 0 | 0 | 0 | 0 | 0 | 0 | 0 | 0 | 0 | 0 | 0 | 0 | 473
382 |  |  |  | Demand | F10 |  | 0 | 0 | 0 | 0 | 0 | 0 | 0 | 0 | 0 | 0 | 0 | 0 | 0 | 0 | 474
383 |  |  |  | Demand | F10 |  | 0 | 0 | 0 | 0 | 0 | 0 | 0 | 0 | 0 | 0 | 0 | 0 | 0 | 0 | 475
384 | [6 empty] | 0 | 0 | 0 | 0 | 0 | 0 | 0 | 0 | 0 | 0 | 0 | 0 | 0 | 0
385
386 |  | 2017 Protocol Adjustment |  | Embedded Cost Differentials
387 |  |  |  | Company Owned Hydro | F10 |  | 0 | 0 | 0 | 0 | 0 | 0 | 0 | 0 | 0 | 0 | 0 | 0 | 0 | 0 | 479
388 |  |  |  | Company Owned Hydro | F10 |  | 0 | 0 | 0 | 0 | 0 | 0 | 0 | 0 | 0 | 0 | 0 | 0 | 0 | 0 | 480
389 |  |  |  | Mid-C Contract | F10 |  | 0 | 0 | 0 | 0 | 0 | 0 | 0 | 0 | 0 | 0 | 0 | 0 | 0 | 0 | 481
390 |  |  |  | Baseline ECD | F10 |  | 0 | 0 | 0 | 0 | 0 | 0 | 0 | 0 | 0 | 0 | 0 | 0 | 0 | 0 | 491
391 |  |  |  | Equalization Adj. | F10 |  | 0 | 0 | 0 | 0 | 0 | 0 | 0 | 0 | 0 | 0 | 0 | 0 | 0 | 0 | 492
392 | [6 empty] | 0 | 0 | 0 | 0 | 0 | 0 | 0 | 0 | 0 | 0 | 0 | 0 | 0 | 0
393
394 |  | Total Other Power Supply |  |  |  |  | 0 | 0 | 0 | 0 | 0 | 0 | 0 | 0 | 0 | 0 | 0 | 0 | 0 | 0
395
396 |  | TOTAL PRODUCTION EXPENSE |  |  |  |  | 0 | 0 | 0 | 0 | 0 | 0 | 0 | 0 | 0 | 0 | 0 | 0 | 0 | 0
397
398 |  | Distribution - METER - Unbundled |  |  |  |  | D: TRANSMISSION EXPENSE
399
400
401 |  | A |  | B | C |  | D | E | F | G | H | I | J | K | L | M | N | O | P
402 |  | FERC ACCT |  | DESCRIPTION | COS Factor |  | Utah Jurisdiction Normalized | Residential Sch 1 | General Large Dist. Sch 6 | General +1 MW Sch 8 | Street & Area Lighting Sch. 7,11,12 | General Trans Sch 9 | General Secondary Sch 22 | Irrigation Sch 10 | Traffic Signals Sch 15 | Outdoor Lighting Sch 15 | General Small Dist. Sch 23 | Industrial Cust 1 | Industrial Cust 2
403 |  | 560 | Operation Supervision & Eng |  | F106 |  | 0 | 0 | 0 | 0 | 0 | 0 | 0 | 0 | 0 | 0 | 0 | 0 | 0 | 0 | 500
404
405 |  | 561 | Load Dispatching |  | F106 |  | 0 | 0 | 0 | 0 | 0 | 0 | 0 | 0 | 0 | 0 | 0 | 0 | 0 | 0 | 504
406
407 |  | 562 | Station Expense |  | F106 |  | 0 | 0 | 0 | 0 | 0 | 0 | 0 | 0 | 0 | 0 | 0 | 0 | 0 | 0 | 508
408
409 |  | 563 | Overhead Line Expense |  | F106 |  | 0 | 0 | 0 | 0 | 0 | 0 | 0 | 0 | 0 | 0 | 0 | 0 | 0 | 0 | 512
410
411 |  | 564 | Underground Line Expense |  | F106 |  | 0 | 0 | 0 | 0 | 0 | 0 | 0 | 0 | 0 | 0 | 0 | 0 | 0 | 0 | 516
412
413 |  | 565 | Transm of Electricity by Others |  | F10 |  | 0 | 0 | 0 | 0 | 0 | 0 | 0 | 0 | 0 | 0 | 0 | 0 | 0 | 0 | 520
414 |  |  | Energy |  | F30 |  | 0 | 0 | 0 | 0 | 0 | 0 | 0 | 0 | 0 | 0 | 0 | 0 | 0 | 0 | 521
415 | [6 empty] | 0 | 0 | 0 | 0 | 0 | 0 | 0 | 0 | 0 | 0 | 0 | 0 | 0 | 0
416
417 |  | 566 | Misc. Transmission Expense |  | F106 |  | 0 | 0 | 0 | 0 | 0 | 0 | 0 | 0 | 0 | 0 | 0 | 0 | 0 | 0 | 525
418
419 |  | 567 | Rents - Transmission |  | F106 |  | 0 | 0 | 0 | 0 | 0 | 0 | 0 | 0 | 0 | 0 | 0 | 0 | 0 | 0 | 529
420
421 |  | 568 | Maint Supervision & Engineering |  | F106 |  | 0 | 0 | 0 | 0 | 0 | 0 | 0 | 0 | 0 | 0 | 0 | 0 | 0 | 0 | 533
422
423 |  | 569 | Maintenance of Structures |  | F106 |  | 0 | 0 | 0 | 0 | 0 | 0 | 0 | 0 | 0 | 0 | 0 | 0 | 0 | 0 | 537
424
425 |  | 570 | Maint of Station Equipment |  | F106 |  | 0 | 0 | 0 | 0 | 0 | 0 | 0 | 0 | 0 | 0 | 0 | 0 | 0 | 0 | 541
426
427 |  | 571 | Maintenance of Overhead Lines |  | F106 |  | 0 | 0 | 0 | 0 | 0 | 0 | 0 | 0 | 0 | 0 | 0 | 0 | 0 | 0 | 545
428
429 |  | 572 | Maint of Underground Lines |  | F106 |  | 0 | 0 | 0 | 0 | 0 | 0 | 0 | 0 | 0 | 0 | 0 | 0 | 0 | 0 | 549
430
431 |  | 573 | Maint of Misc Transmission Plant |  | F106 |  | 0 | 0 | 0 | 0 | 0 | 0 | 0 | 0 | 0 | 0 | 0 | 0 | 0 | 0 | 553
432
433
434 |  | TOTAL TRANSMISSION EXPENSE |  |  |  |  | 0 | 0 | 0 | 0 | 0 | 0 | 0 | 0 | 0 | 0 | 0 | 0 | 0 | 0
435
436
437
438
439
440
441
442
443
444
445
446 |  | Distribution - METER - Unbundled |  |  |  |  | D: DISTRIBUTION EXPENSE
447
448
449 |  | A |  | B | C |  | D | E | F | G | H | I | J | K | L | M | N | O | P
450 |  | FERC ACCT |  | DESCRIPTION | COS Factor |  | Utah Jurisdiction Normalized | Residential Sch 1 | General Large Dist. Sch 6 | General +1 MW Sch 8 | Street & Area Lighting Sch. 7,11,12 | General Trans Sch 9 | General Secondary Sch 22 | Irrigation Sch 10 | Traffic Signals Sch 15 | Outdoor Lighting Sch 15 | General Small Dist. Sch 23 | Industrial Cust 1 | Industrial Cust 2
451 |  | 580 | Operation Supervision & Eng |  | F131 |  | 702057.8214 | 389287.6498 | 179843.788 | 41977.1634 | 18097.7777 | 487.1249 | 102.7901 | 8207.4801 | 377.5221 | 133.84 | 63451.1774 | 45.7539 | 45.7539 | 0 | 561
452
453 |  | 581 | Load Dispatching |  | F20 |  | 5170817.2137 | 2475007.8623 | 1746982.9807 | 417326.2688 | 2921.9276 | 0 | 916.936 | 80669.1577 | 1251.2135 | 751.3161 | 444989.5511 | 0 | 0 | 0 | 566
454
455 |  | 582 | Station Expense |  | F120 |  | 1696933.7251 | 812236.0814 | 573316.4052 | 136956.1117 | 958.904 | 0 | 300.9156 | 26473.6131 | 410.6172 | 246.5633 | 146034.5136 | 0 | 0 | 0 | 571
456
457 |  | 583 | Overhead Line Expenses |  | F132 |  | 0 | 0 | 0 | 0 | 0 | 0 | 0 | 0 | 0 | 0 | 0 | 0 | 0 | 0 | 576
458
459 |  | 584 | Underground Line Expense |  | F133 |  | 0 | 0 | 0 | 0 | 0 | 0 | 0 | 0 | 0 | 0 | 0 | 0 | 0 | 0 | 581
460
461 |  | 585 | Street Lighting & Signal Systems |  | F130 |  | 0 | 0 | 0 | 0 | 0 | 0 | 0 | 0 | 0 | 0 | 0 | 0 | 0 | 0 | 586
462
463 |  | 586 | Meter Expenses |  | F127 |  | 0 | 0 | 0 | 0 | 0 | 0 | 0 | 0 | 0 | 0 | 0 | 0 | 0 | 0 | 591
464
465 |  | 587 | Customer Installation Expenses |  | F20 |  | 0 | 0 | 0 | 0 | 0 | 0 | 0 | 0 | 0 | 0 | 0 | 0 | 0 | 0 | 596
466
467 |  | 588 | Misc. Distribution Expenses |  | F131 |  | 367717.0829 | 203897.3353 | 94196.8469 | 21986.3943 | 9479.0797 | 255.1416 | 53.8384 | 4298.8349 | 197.7349 | 70.1014 | 33233.8465 | 23.9645 | 23.9645 | 0 | 601
468
469 |  | 589 | Rents |  | F131 |  | 185588.7244 | 102908.0457 | 47541.6386 | 11096.6476 | 4784.1408 | 128.7713 | 27.1725 | 2169.6443 | 99.7978 | 35.3806 | 16773.2952 | 12.095 | 12.095 | 0 | 606
470
471 |  | 590 | Maint Supervision & Engineering |  | F131 |  | 405744.4679 | 224983.3354 | 103938.194 | 24260.1126 | 10459.3567 | 281.527 | 59.4061 | 4743.398 | 218.1836 | 77.351 | 36670.7177 | 26.4428 | 26.4428 | 0 | 611
472
473 |  | 591 | Maintenance of Structures |  | F119 |  | 199791.5038 | 95630.0566 | 67500.4245 | 16124.7709 | 112.8983 | 0 | 35.4288 | 3116.9178 | 48.3447 | 29.0296 | 17193.6326 | 0 | 0 | 0 | 616
474
475 |  | 592 | Maint of Station Equipment |  | F120 |  | 3303156.8212 | 1581053.5869 | 1115985.8318 | 266591.1508 | 1866.5493 | 0 | 585.7456 | 51532.063 | 799.2846 | 479.9463 | 284262.663 | 0 | 0 | 0 | 621
476
477 |  | 593 | Maintenance of Overhead Lines |  | F134 |  | 0 | 0 | 0 | 0 | 0 | 0 | 0 | 0 | 0 | 0 | 0 | 0 | 0 | 0 | 626
478
479 |  | 594 | Maint of Underground Lines |  | F135 |  | 0 | 0 | 0 | 0 | 0 | 0 | 0 | 0 | 0 | 0 | 0 | 0 | 0 | 0 | 631
480
481 |  | 595 | Maint of Line Transformers |  | F125 |  | 0 | 0 | 0 | 0 | 0 | 0 | 0 | 0 | 0 | 0 | 0 | 0 | 0 | 0 | 636
482
483 |  | 596 | Maint of Street Lighting & Signals |  | F130 |  | 0 | 0 | 0 | 0 | 0 | 0 | 0 | 0 | 0 | 0 | 0 | 0 | 0 | 0 | 641
484
485 |  | 597 | Maintenance of Meters |  | F127 |  | 0 | 0 | 0 | 0 | 0 | 0 | 0 | 0 | 0 | 0 | 0 | 0 | 0 | 0 | 646
486
487 |  | 598 | Maint of Misc. Distribution Plant |  | F131 |  | 1247187.4927 | 691559.403 | 319487.8202 | 74571.3409 | 32150.2323 | 865.3648 | 182.604 | 14580.3753 | 670.6583 | 237.7634 | 112719.3693 | 81.2806 | 81.2806 | 0 | 651
488
489 |  | TOTAL DISTRIBUTION EXPENSE |  |  |  |  | 13278994.8532 | 6576563.3563 | 4248793.9299 | 1010889.9608 | 80830.8664 | 2017.9296 | 2264.8374 | 195791.4842 | 4073.3568 | 2061.2916 | 1155328.7663 | 189.537 | 189.537 | 0
490
491
492 | [6 empty] | D: CUSTOMER ACCOUNTS EXPENSE
493
494
495 |  | 901 | Supervision |  | F136 |  | 0 | 0 | 0 | 0 | 0 | 0 | 0 | 0 | 0 | 0 | 0 | 0 | 0 | 0 | 658
496
497 |  | 902 | Meter Reading Expense |  | F47 |  | 0 | 0 | 0 | 0 | 0 | 0 | 0 | 0 | 0 | 0 | 0 | 0 | 0 | 0 | 663
498
499 |  | 903 | Customer Receipts & Collections |  | F48 |  | 0 | 0 | 0 | 0 | 0 | 0 | 0 | 0 | 0 | 0 | 0 | 0 | 0 | 0 | 668
500
501 |  | 904 | Uncollectible Accounts |  | F80 |  | 0 | 0 | 0 | 0 | 0 | 0 | 0 | 0 | 0 | 0 | 0 | 0 | 0 | 0 | 674
502
503 |  | 905 | Misc. Customer Accounts Exp |  | F136 |  | 0 | 0 | 0 | 0 | 0 | 0 | 0 | 0 | 0 | 0 | 0 | 0 | 0 | 0 | 679
504
505 |  | TOTAL CUSTOMER ACCOUNTS EXPENSE |  |  |  |  | 0 | 0 | 0 | 0 | 0 | 0 | 0 | 0 | 0 | 0 | 0 | 0 | 0 | 0
506
507 |  | Distribution - METER - Unbundled |  |  |  |  | D: CUSTOMER SERVICE EXPENSE
508
509 |  | A |  | B | C |  | D | E | F | G | H | I | J | K | L | M | N | O | P
510 |  | FERC ACCT |  | DESCRIPTION | COS Factor |  | Utah Jurisdiction Normalized | Residential Sch 1 | General Large Dist. Sch 6 | General +1 MW Sch 8 | Street & Area Lighting Sch. 7,11,12 | General Trans Sch 9 | General Secondary Sch 22 | Irrigation Sch 10 | Traffic Signals Sch 15 | Outdoor Lighting Sch 15 | General Small Dist. Sch 23 | Industrial Cust 1 | Industrial Cust 2
511 |  | 907 | Supervision |  | F40 |  | 0 | 0 | 0 | 0 | 0 | 0 | 0 | 0 | 0 | 0 | 0 | 0 | 0 | 0 | 686
512
513 |  | 908 | Customer Assistance |  | F40 |  | 0 | 0 | 0 | 0 | 0 | 0 | 0 | 0 | 0 | 0 | 0 | 0 | 0 | 0 | 691
514
515 |  | 909 | Informational & Instructional Adv |  | F40 |  | 0 | 0 | 0 | 0 | 0 | 0 | 0 | 0 | 0 | 0 | 0 | 0 | 0 | 0 | 696
516
517 |  | 910 | Misc. Customer Service |  | F40 |  | 0 | 0 | 0 | 0 | 0 | 0 | 0 | 0 | 0 | 0 | 0 | 0 | 0 | 0 | 701
518
519 |  | TOTAL CUSTOMER SERVICE EXPENSE |  |  |  |  | 0 | 0 | 0 | 0 | 0 | 0 | 0 | 0 | 0 | 0 | 0 | 0 | 0 | 0
520
521
522 | [6 empty] | D: SALES EXPENSE
523
524
525 |  | 911 | Supervision |  | F40 |  | 0 | 0 | 0 | 0 | 0 | 0 | 0 | 0 | 0 | 0 | 0 | 0 | 0 | 0 | 708
526
527 |  | 912 | Demonstration & Selling Expense |  | F40 |  | 0 | 0 | 0 | 0 | 0 | 0 | 0 | 0 | 0 | 0 | 0 | 0 | 0 | 0 | 713
528
529 |  | 913 | Advertising Expense |  | F40 |  | 0 | 0 | 0 | 0 | 0 | 0 | 0 | 0 | 0 | 0 | 0 | 0 | 0 | 0 | 718
530
531 |  | 916 | Misc. Sales Expense |  | F40 |  | 0 | 0 | 0 | 0 | 0 | 0 | 0 | 0 | 0 | 0 | 0 | 0 | 0 | 0 | 723
532
533 |  | TOTAL SALES EXPENSE |  |  |  |  | 0 | 0 | 0 | 0 | 0 | 0 | 0 | 0 | 0 | 0 | 0 | 0 | 0 | 0
534
535
536 | [6 empty] | D: ADMINISTRATION & GENERAL EXPENSE
537
538
539 |  | 920 | Administrative & General Salaries |  | F102D |  | -0.00045003 | -0.00026394 | -0.0001089 | -2.4535e-05 | -5.68e-06 | -3.8964e-07 | -2.1223e-07 | -5.4977e-06 | -2.4018e-07 | -1.2918e-07 | -4.0429e-05 | -3.6597e-08 | -3.6597e-08 | 0 | 729
540 |  |  |  | Customer - System | F42 |  | 0 | 0 | 0 | 0 | 0 | 0 | 0 | 0 | 0 | 0 | 0 | 0 | 0 | 0 | 730
541 |  |  |  | System Overheads | F102D |  | 1377410.4798 | 807836.7606 | 333326.5689 | 75094.4642 | 17384.9561 | 1192.5759 | 649.5746 | 16827.0455 | 735.1405 | 395.3758 | 123743.9891 | 112.0144 | 112.0144 | 0 | 731
542 |  |  |  | Administrative & General Salaries |  |  | 1377410.4794 | 807836.7604 | 333326.5688 | 75094.4641 | 17384.9561 | 1192.5759 | 649.5746 | 16827.0455 | 735.1405 | 395.3758 | 123743.989 | 112.0144 | 112.0144 | 0
543
544 |  | 921 | Office Supplies & expenses |  | F102D |  | 6010.0879 | 3524.8533 | 1454.4117 | 327.6615 | 75.8562 | 5.2036 | 2.8343 | 73.4218 | 3.2077 | 1.7252 | 539.9351 | 0.48876 | 0.48876 | 0 | 735
545 |  |  |  | Customer - System | F42 |  | 0 | 0 | 0 | 0 | 0 | 0 | 0 | 0 | 0 | 0 | 0 | 0 | 0 | 0 | 736
546 |  |  |  | System Overheads | F102D |  | 172662.945 | 101265.0014 | 41783.5844 | 9413.3387 | 2179.2616 | 149.4933 | 81.4263 | 2109.3256 | 92.1523 | 49.5617 | 15511.717 | 14.0414 | 14.0414 | 0 | 737
547 |  |  |  | Office Supplies & expenses |  |  | 178673.0329 | 104789.8547 | 43237.9961 | 9741.0001 | 2255.1178 | 154.6969 | 84.2606 | 2182.7475 | 95.3599 | 51.2868 | 16051.6521 | 14.5301 | 14.5301 | 0
548
549 |  | 922 | A&G Expenses Transferred |  | F102D |  | -604199.8826 | -354356.877 | -146213.4031 | -32940.12 | -7625.8955 | -523.1224 | -284.9353 | -7381.1685 | -322.4687 | -173.4312 | -54280.1908 | -49.135 | -49.135 | 0 | 741
550
551 |  | 923 | Outside Services |  | F102D |  | 118962.001 | 69769.9625 | 28788.2198 | 6485.6394 | 1501.4763 | 102.9985 | 56.1014 | 1453.2915 | 63.4914 | 34.1472 | 10687.3243 | 9.6743 | 9.6743 | 0 | 744
552 |  |  |  | Customer - System | F42 |  | 0 | 0 | 0 | 0 | 0 | 0 | 0 | 0 | 0 | 0 | 0 | 0 | 0 | 0 | 745
553 |  |  |  | System Overheads | F102D |  | 401900.7389 | 235710.5567 | 97258.0043 | 21911.0578 | 5072.5813 | 347.9697 | 189.5328 | 4909.7942 | 214.4992 | 115.3627 | 36106.013 | 32.6836 | 32.6836 | 0 | 746
554 |  |  |  | Outside Services |  |  | 520862.7399 | 305480.5192 | 126046.224 | 28396.6972 | 6574.0576 | 450.9682 | 245.6342 | 6363.0858 | 277.9907 | 149.5099 | 46793.3373 | 42.3578 | 42.3578 | 0
555
556 |  | 924 | Property Insurance |  | F102D |  | 0 | 0 | 0 | 0 | 0 | 0 | 0 | 0 | 0 | 0 | 0 | 0 | 0 | 0 | 750
557 |  |  |  | System Generation | F10 |  | 0 | 0 | 0 | 0 | 0 | 0 | 0 | 0 | 0 | 0 | 0 | 0 | 0 | 0 | 751
558 |  |  |  | System Overheads | F102D |  | 108257.4821 | 63491.8748 | 26197.7788 | 5902.0443 | 1366.3694 | 93.7304 | 51.0533 | 1322.5205 | 57.7783 | 31.0745 | 9725.6503 | 8.8038 | 8.8038 |  | 752
559
560 |  | 925 | Injuries & Damages |  | F102D |  | 189295.6094 | 111019.8842 | 45808.6075 | 10320.1279 | 2389.1904 | 163.894 | 89.2701 | 2312.5175 | 101.0293 | 54.3359 | 17005.9646 | 15.394 | 15.394 | 0 | 756
561
562 |  | 926 | Employee Pensions & Benefits |  | F138D |  | 1214741.4014 | 673568.2031 | 311176.2142 | 72631.3371 | 31313.8309 | 842.852 | 177.8535 | 14201.0609 | 653.2108 | 231.5779 | 109786.9289 | 79.1661 | 79.1661 | 0 | 763
563
564 |  | 927 | Franchise Requirements |  | F102 |  | 0 | 0 | 0 | 0 | 0 | 0 | 0 | 0 | 0 | 0 | 0 | 0 | 0 | 0 | 768
565
566 |  | 928 | Regulatory Commission Expense |  | F102 |  | 0 | 0 | 0 | 0 | 0 | 0 | 0 | 0 | 0 | 0 | 0 | 0 | 0 | 0 | 775
567 |  |  |  | Regulatory Expense | F103 |  | 0 | 0 | 0 | 0 | 0 | 0 | 0 | 0 | 0 | 0 | 0 | 0 | 0 | 0 | 777
568
569 |  | 929 | Duplicate Charges |  | F102D |  | -1259836.0843 | -738880.6142 | -304874.1428 | -68684.475 | -15900.9934 | -1090.7788 | -594.1275 | -15390.7055 | -672.3896 | -361.6269 | -113181.3246 | -102.453 | -102.453 | 0 | 782
570
571 |  | 930 | Misc General Expenses
572 |  |  |  | Situs | F102D |  | 281.0411 | 164.8277 | 68.0106 | 15.322 | 3.5472 | 0.24333 | 0.13254 | 3.4333 | 0.15 | 0.080671 | 25.2482 | 0.022855 | 0.022855 | 0 | 785
573 |  |  |  | Customer | F42 |  | 0 | 0 | 0 | 0 | 0 | 0 | 0 | 0 | 0 | 0 | 0 | 0 | 0 | 0 | 786
574 |  |  |  | Labor | F138D |  | 27008.2268 | 14975.9305 | 6918.6065 | 1614.8652 | 696.2231 | 18.7397 | 3.9543 | 315.7425 | 14.5233 | 5.1488 | 2440.9724 | 1.7602 | 1.7602 | 0 | 787
575
576 |  | 931 | Rents |  | F102D |  | 49586.7445 | 29082.1042 | 11999.7486 | 2703.3989 | 625.858 | 42.9327 | 23.3847 | 605.7732 | 26.465 | 14.2335 | 4454.7807 | 4.0325 | 4.0325 | 0 | 793
577
578 |  | 935 | Maintenance of General Plant |  | F108 |  | 654173.5165 | 278839.8947 | 171977.5713 | 46589.4769 | 3798.3911 | 77259.5253 | 486.1492 | 6678.316 | 271.0947 | 265.905 | 48455.6631 | 9710.5503 | 9840.979 | 0 | 799
579
580 |  | TOTAL ADMINISTRATIVE & GEN EXPENSE |  |  |  |  | 2456254.3071 | 1296012.3623 | 625669.7804 | 151384.1388 | 42880.6525 | 78606.2574 | 932.2042 | 28040.3686 | 1237.8843 | 663.4707 | 211022.6713 | 9837.0441 | 9967.4728 | 0
581
582
583 |  | TOTAL O & M EXPENSE |  |  |  |  | 15735249.1603 | 7872575.7185 | 4874463.7103 | 1162274.0995 | 123711.5189 | 80624.187 | 3197.0416 | 223831.8528 | 5311.2411 | 2724.7623 | 1366351.4376 | 10026.581 | 10157.0098 | 0
584
585 |  | Distribution - METER - Unbundled |  |  |  |  | D: DEPRECIATION EXPENSE
586
587 |  | A |  | B | C |  | D | E | F | G | H | I | J | K | L | M | N | O | P
588 |  | FERC ACCT |  | DESCRIPTION | COS Factor |  | Utah Jurisdiction Normalized | Residential Sch 1 | General Large Dist. Sch 6 | General +1 MW Sch 8 | Street & Area Lighting Sch. 7,11,12 | General Trans Sch 9 | General Secondary Sch 22 | Irrigation Sch 10 | Traffic Signals Sch 15 | Outdoor Lighting Sch 15 | General Small Dist. Sch 23 | Industrial Cust 1 | Industrial Cust 2
589 |  | 403SP | Steam Depreciation |  | F10 |  | 0 | 0 | 0 | 0 | 0 | 0 | 0 | 0 | 0 | 0 | 0 | 0 | 0 | 0 | 811
590
591 |  | 403NP | Nuclear Depreciation |  | F10 |  | 0 | 0 | 0 | 0 | 0 | 0 | 0 | 0 | 0 | 0 | 0 | 0 | 0 | 0 | 815
592
593 |  | 403HP | Hydro Depreciation |  | F10 |  | 0 | 0 | 0 | 0 | 0 | 0 | 0 | 0 | 0 | 0 | 0 | 0 | 0 | 0 | 822
594
595 |  | 403OP | Other Production Depreciation |  | F10 |  | 0 | 0 | 0 | 0 | 0 | 0 | 0 | 0 | 0 | 0 | 0 | 0 | 0 | 0 | 825
596 |  |  |  | Simple Cycle Combustion Turbine | F10 |  | 0 | 0 | 0 | 0 | 0 | 0 | 0 | 0 | 0 | 0 | 0 | 0 | 0 | 0 | 826
597 |  |  |  | System Generation | F10 |  | 0 | 0 | 0 | 0 | 0 | 0 | 0 | 0 | 0 | 0 | 0 | 0 | 0 | 0 | 827
598 |  |  |  | Wind Generation | F10 |  | 0 | 0 | 0 | 0 | 0 | 0 | 0 | 0 | 0 | 0 | 0 | 0 | 0 | 0 | 828
599 |  |  |  | Total 403OP |  |  | 0 | 0 | 0 | 0 | 0 | 0 | 0 | 0 | 0 | 0 | 0 | 0 | 0 | 0
600
601 |  | 403TP | Transmission Depreciation |  | F106 |  | 0 | 0 | 0 | 0 | 0 | 0 | 0 | 0 | 0 | 0 | 0 | 0 | 0 | 0 | 835
602
603 |  | 403 | Distribution Depreciation
604 |  |  |  | Land Rights | F118 |  | 46065.8124 | 22049.3673 | 15563.5342 | 3717.8792 | 26.0309 | 0 | 8.1688 | 718.666 | 11.1468 | 6.6933 | 3964.326 | 0 | 0 | 0 | 838
605 |  |  |  | Structures | F119 |  | 230949.0376 | 110543.5872 | 78027.1321 | 18639.4328 | 130.5048 | 0 | 40.954 | 3603.0019 | 55.8841 | 33.5567 | 19874.9838 | 0 | 0 | 0 | 839
606 |  |  |  | Station Equip | F120 |  | -11563951.69 | -5535076.9847 | -3906931.1401 | -933303.3081 | -6534.5627 | 0 | -2050.6244 | -180407.507 | -2798.1984 | -1680.2339 | -995169.1307 | 0 | 0 | 0 | 840
607 |  |  |  | Poles & Towers | F121 |  | 0 | 0 | 0 | 0 | 0 | 0 | 0 | 0 | 0 | 0 | 0 | 0 | 0 | 0 | 842
608 |  |  |  | OH Conductors | F122 |  | 0 | 0 | 0 | 0 | 0 | 0 | 0 | 0 | 0 | 0 | 0 | 0 | 0 | 0 | 843
609 |  |  |  | UG Conduit | F123 |  | 0 | 0 | 0 | 0 | 0 | 0 | 0 | 0 | 0 | 0 | 0 | 0 | 0 | 0 | 844
610 |  |  |  | UG Conductor | F124 |  | 0 | 0 | 0 | 0 | 0 | 0 | 0 | 0 | 0 | 0 | 0 | 0 | 0 | 0 | 845
611 |  |  |  | Line Transformer | F125 |  | 0 | 0 | 0 | 0 | 0 | 0 | 0 | 0 | 0 | 0 | 0 | 0 | 0 | 0 | 846
612 |  |  |  | Services | F126 |  | 0 | 0 | 0 | 0 | 0 | 0 | 0 | 0 | 0 | 0 | 0 | 0 | 0 | 0 | 847
613 |  |  |  | Meters | F127 |  | 0 | 0 | 0 | 0 | 0 | 0 | 0 | 0 | 0 | 0 | 0 | 0 | 0 | 0 | 848
614 |  |  |  | Inst Cust Premises | F128 |  | 0 | 0 | 0 | 0 | 0 | 0 | 0 | 0 | 0 | 0 | 0 | 0 | 0 | 0 | 849
615 |  |  |  | Leased Property | F129 |  | 0 | 0 | 0 | 0 | 0 | 0 | 0 | 0 | 0 | 0 | 0 | 0 | 0 | 0 | 850
616 |  |  |  | Street Lighting | F130 |  | 0 | 0 | 0 | 0 | 0 | 0 | 0 | 0 | 0 | 0 | 0 | 0 | 0 | 0 | 851
617 |  |  | Total Distribution Expense |  |  |  | -11286936.84 | -5402484.0301 | -3813340.4738 | -910945.9961 | -6378.0271 | 0 | -2001.5017 | -176085.8391 | -2731.1675 | -1639.9839 | -971329.8208 | 0 | 0 | 0
618
619 |  | 403GP | General Depreciation
620 |  |  |  | Situs | F107D |  | 571683.4408 | 335286.3258 | 138344.584 | 31167.3697 | 7215.49 | 494.9693 | 269.6008 | 6983.9335 | 305.1143 | 164.0976 | 51358.9743 | 46.4907 | 46.4907 | 0 | 855
621 |  |  |  | System Generation | F105D |  | 0 | 0 | 0 | 0 | 0 | 0 | 0 | 0 | 0 | 0 | 0 | 0 | 0 | 0 | 856
622 |  |  |  | System Generation | F105D |  | 0 | 0 | 0 | 0 | 0 | 0 | 0 | 0 | 0 | 0 | 0 | 0 | 0 | 0 | 857
623 |  |  |  | Energy | F30 |  | 0 | 0 | 0 | 0 | 0 | 0 | 0 | 0 | 0 | 0 | 0 | 0 | 0 | 0 | 858
624 |  |  |  | Customer - System | F42 |  | 0 | 0 | 0 | 0 | 0 | 0 | 0 | 0 | 0 | 0 | 0 | 0 | 0 | 0 | 859
625 |  |  |  | System Generation | F105D |  | 0 | 0 | 0 | 0 | 0 | 0 | 0 | 0 | 0 | 0 | 0 | 0 | 0 | 0 | 860
626 |  |  |  | System Overheads | F102D |  | 259311.2144 | 152083.3002 | 62752.0399 | 14137.2793 | 3272.8908 | 224.5143 | 122.2889 | 3167.8586 | 138.3975 | 74.4334 | 23296.036 | 21.0878 | 21.0878 | 0 | 861
627 |  |  |  | Simple Cycle Combustion Turbine | F10 |  | 0 | 0 | 0 | 0 | 0 | 0 | 0 | 0 | 0 | 0 | 0 | 0 | 0 | 0 | 862
628 |  |  |  | Cholla | F10 |  | 0 | 0 | 0 | 0 | 0 | 0 | 0 | 0 | 0 | 0 | 0 | 0 | 0 | 0 | 863
629 |  |  | Total General Expense |  |  |  | 830994.6552 | 487369.626 | 201096.6239 | 45304.649 | 10488.3808 | 719.4836 | 391.8897 | 10151.7921 | 443.5118 | 238.531 | 74655.0103 | 67.5785 | 67.5785 | 0
630
631 |  | 403GV0 | General Vehicles |  | F105D |  | 0 | 0 | 0 | 0 | 0 | 0 | 0 | 0 | 0 | 0 | 0 | 0 | 0 | 0 | 868
632
633 |  | 403MP | Mining Depreciation |  | F30 |  | 0 | 0 | 0 | 0 | 0 | 0 | 0 | 0 | 0 | 0 | 0 | 0 | 0 | 0 | 872
634
635 |  | 403EP | Experimental Plant Depreciation |  | F10 |  | 0 | 0 | 0 | 0 | 0 | 0 | 0 | 0 | 0 | 0 | 0 | 0 | 0 | 0 | 877
636
637
638 |  | TOTAL DEPRECIATION EXPENSE |  |  |  |  | -10455942.1848 | -4915114.4041 | -3612243.8499 | -865641.347 | 4110.3537 | 719.4836 | -1609.612 | -165934.047 | -2287.6557 | -1401.4528 | -896674.8106 | 67.5785 | 67.5785 | 0
639
640 | [6 empty] | D: AMORTIZATION EXPENSE
641
642
643 |  | 404CLG | Amort of LT Plant - Cap. Lease Gen
644 |  |  | Situs |  | F10 |  | -68.9794 | -23.5377 | -19.4094 | -5.5647 | -0.12559 | -12.0915 | -0.059221 | -0.63251 | -0.019525 | -0.027307 | -4.5841 | -1.5257 | -1.4022 | 0 | 882
645 |  |  | System Generation |  | F10 |  | 0 | 0 | 0 | 0 | 0 | 0 | 0 | 0 | 0 | 0 | 0 | 0 | 0 | 0 | 883
646 |  |  | System Overheads |  | F102D |  | 8952.8338 | 5250.7429 | 2166.5418 | 488.0958 | 112.998 | 7.7515 | 4.2221 | 109.3717 | 4.7782 | 2.5698 | 804.3059 | 0.72807 | 0.72807 | 0 | 884
647 |  |  | System Generation |  | F10 |  | 0 | 0 | 0 | 0 | 0 | 0 | 0 | 0 | 0 | 0 | 0 | 0 | 0 | 0 | 885
648 |  |  | Customer - System |  | F42 |  | 0 | 0 | 0 | 0 | 0 | 0 | 0 | 0 | 0 | 0 | 0 | 0 | 0 | 0 | 886
649 |  |  | System Generation |  | F10 |  | 0 | 0 | 0 | 0 | 0 | 0 | 0 | 0 | 0 | 0 | 0 | 0 | 0 | 0 | 887
650 |  |  | Total Amort. Cap. Lease General |  |  |  | 8883.8544 | 5227.2051 | 2147.1324 | 482.5311 | 112.8724 | -4.34 | 4.1629 | 108.7392 | 4.7587 | 2.5425 | 799.7218 | -0.79765 | -0.67414 | 0
651
652 |  | 404CLS | Amort of LT Plant - Cap Lease Steam |  | F10 |  | 0 | 0 | 0 | 0 | 0 | 0 | 0 | 0 | 0 | 0 | 0 | 0 | 0 | 0 | 892
653
654 |  | 404IP | Amort of LT Plant - Intangible Plant
655 |  |  |  | Situs | F107D |  | -425252.9506 | -249406.3833 | -102909.1248 | -23184.1872 | -5367.3208 | -368.1883 | -200.5455 | -5195.075 | -226.9626 | -122.0658 | -38203.9321 | -34.5826 | -34.5826 | 0 | 895
656 |  |  |  | Energy | F30 |  | 0 | 0 | 0 | 0 | 0 | 0 | 0 | 0 | 0 | 0 | 0 | 0 | 0 | 0 | 896
657 |  |  |  | System Generation | F105D |  | 0 | 0 | 0 | 0 | 0 | 0 | 0 | 0 | 0 | 0 | 0 | 0 | 0 | 0 | 897
658 |  |  |  | System Overheads | F102D |  | 223631.3841 | 131157.4549 | 54117.6962 | 12192.0656 | 2822.5586 | 193.6223 | 105.4626 | 2731.9782 | 119.3548 | 64.1918 | 20090.6265 | 18.1863 | 18.1863 | 0 | 898
659 |  |  |  | Customer - System | F42 |  | 0 | 0 | 0 | 0 | 0 | 0 | 0 | 0 | 0 | 0 | 0 | 0 | 0 | 0 | 899
660 |  |  |  | System Generation | F105D |  | 0 | 0 | 0 | 0 | 0 | 0 | 0 | 0 | 0 | 0 | 0 | 0 | 0 | 0 | 900
661 |  |  |  | System Generation | F105D |  | 0 | 0 | 0 | 0 | 0 | 0 | 0 | 0 | 0 | 0 | 0 | 0 | 0 | 0 | 901
662 |  |  |  | System Generation | F105D |  | 0 | 0 | 0 | 0 | 0 | 0 | 0 | 0 | 0 | 0 | 0 | 0 | 0 | 0 | 902
663 |  |  |  | System Generation | F105D |  | 0 | 0 | 0 | 0 | 0 | 0 | 0 | 0 | 0 | 0 | 0 | 0 | 0 | 0 | 903
664 |  |  |  | System Generation | F105D |  | 0 | 0 | 0 | 0 | 0 | 0 | 0 | 0 | 0 | 0 | 0 | 0 | 0 | 0 | 904
665 |  |  |  | System Generation | F10 |  | 0 | 0 | 0 | 0 | 0 | 0 | 0 | 0 | 0 | 0 | 0 | 0 | 0 | 0 | 905
666 |  |  | Total Amort. Intangible Plant |  |  |  | -201621.5664 | -118248.9283 | -48791.4285 | -10992.1216 | -2544.7622 | -174.566 | -95.0829 | -2463.0967 | -107.6078 | -57.874 | -18113.3056 | -16.3964 | -16.3964 | 0
667
668 |  | Distribution - METER - Unbundled |  |  |  |  | D: AMORTIZATION EXPENSE (continued)
669
670
671 |  | A |  | B | C |  | D | E | F | G | H | I | J | K | L | M | N | O | P
672 |  | FERC ACCT |  | DESCRIPTION | COS Factor |  | Utah Jurisdiction Normalized | Residential Sch 1 | General Large Dist. Sch 6 | General +1 MW Sch 8 | Street & Area Lighting Sch. 7,11,12 | General Trans Sch 9 | General Secondary Sch 22 | Irrigation Sch 10 | Traffic Signals Sch 15 | Outdoor Lighting Sch 15 | General Small Dist. Sch 23 | Industrial Cust 1 | Industrial Cust 2
673 |  | 404O | Amort of LT Plant - Other Plant |  | F10 |  | 0 | 0 | 0 | 0 | 0 | 0 | 0 | 0 | 0 | 0 | 0 | 0 | 0 | 0 | 910
674
675 |  | 404HP | Amort of Other Electric Plant |  | F10 |  | 0 | 0 | 0 | 0 | 0 | 0 | 0 | 0 | 0 | 0 | 0 | 0 | 0 | 0 | 915
676
677 |  | 405 | Amort of Other Electric Plant |  | F10 |  | 0 | 0 | 0 | 0 | 0 | 0 | 0 | 0 | 0 | 0 | 0 | 0 | 0 | 0 | 923
678
679 |  | 406 | Amort of Plant Acquisition Adj |  | F10 |  | 0 | 0 | 0 | 0 | 0 | 0 | 0 | 0 | 0 | 0 | 0 | 0 | 0 | 0 | 931
680
681 |  | 407 | Amort of Prop Losses, Unrec Plant, |  | F151 |  | 0 | 0 | 0 | 0 | 0 | 0 | 0 | 0 | 0 | 0 | 0 | 0 | 0 | 0 | 940
682
683
684 |  | TOTAL AMORTIZATION EXPENSE |  |  |  |  | -192737.7121 | -113021.7232 | -46644.2961 | -10509.5905 | -2431.8898 | -178.906 | -90.9201 | -2354.3575 | -102.8491 | -55.3315 | -17313.5837 | -17.194 | -17.0705 | 0
685
686
687 | [6 empty] | D: TAX OTHER THAN INCOME
688
689
690 |  | 408 | Total Taxes Other Than Income |  | F101D |  | 3123347.8384 | 1835462.5164 | 770112.6193 | 171789.5138 | 28069.2267 | -2977.462 | 1609.2708 | 39003.4609 | 1542.1318 | 804.5492 | 278004.1587 | -45.3801 | -26.7671 | 0 | 953
691
692
693 | [6 empty] | D: DEFERRED ITC
694
695
696 |  | 41140 | Deferred I T C - Federal |  | F101D |  | -139080.8517 | -81732.0719 | -34292.6643 | -7649.6865 | -1249.9062 | 132.5846 | -71.6599 | -1736.8013 | -68.6702 | -35.8261 | -12379.3625 | 2.0207 | 1.1919 | 0 | 958
697
698 |  | 41141 | Deferred I T C - Idaho |  | F101D |  | 0 | 0 | 0 | 0 | 0 | 0 | 0 | 0 | 0 | 0 | 0 | 0 | 0 | 0 | 961
699
700 |  | TOTAL DEFERRED ITC |  |  |  |  | -139080.8517 | -81732.0719 | -34292.6643 | -7649.6865 | -1249.9062 | 132.5846 | -71.6599 | -1736.8013 | -68.6702 | -35.8261 | -12379.3625 | 2.0207 | 1.1919 | 0
701
702 |  | 427 | Interest on Long-Term Debt |  |  |  | 8229703.5448 | 3838868.2073 | 2881651.9852 | 690802.5345 | -5228.0217 | -12080.8126 | 881.5765 | 130866.1852 | 1382.3265 | 664.0645 | 703105.6116 | -625.2578 | -584.8543 | 0
703
704 |  | 428-432 |  | Electric Interest Deductions for Tax | F104D |  | 155127.625 | 90998.8149 | 38045.0058 | 8551.8896 | 1378.5985 | 106.3464 | 80.0025 | 1935.6126 | 80.2636 | 46.1213 | 13884.9923 | 9.9887 | 9.9887 | 0 | 990
705
706 | [6 empty] | D: DEFERRED INCOME TAXES
707
708
709 |  | 41010 | Deferred Income Tax - Federal-DR |  | F101D |  | 9581805.9803 | 5630831.6032 | 2362551.3656 | 527015.842 | 86110.769 | -9134.2574 | 4936.9208 | 119654.8108 | 4730.9517 | 2468.1958 | 852861.1119 | -139.217 | -82.116 | 0 | 1016
710
711 |  | 41020 | Deferred Income Tax - State-DR |  | F101D |  | 0 | 0 | 0 | 0 | 0 | 0 | 0 | 0 | 0 | 0 | 0 | 0 | 0 | 0 | 1031
712
713 |  | 41120 | Deferred Income Tax - Federal-CR |  | F101D |  | -7770484.6137 | -4566392.8517 | -1915940.3846 | -427390.0453 | -69832.598 | 7407.5395 | -4003.6573 | -97035.5555 | -3836.624 | -2001.6141 | -691638.3155 | 112.8998 | 66.593 | 0 | 1050
714
715 |  | 41111 | Deferred Income Tax - State-CR |  | F101D |  | 0 | 0 | 0 | 0 | 0 | 0 | 0 | 0 | 0 | 0 | 0 | 0 | 0 | 0 | 1065
716
717 |  | TOTAL DEFERRED INCOME TAXES |  |  |  |  | 1811321.3666 | 1064438.7515 | 446610.981 | 99625.7968 | 16278.1709 | -1726.7179 | 933.2635 | 22619.2553 | 894.3276 | 466.5818 | 161222.7964 | -26.3172 | -15.523 | 0
718
719 |  | SCHMAF | Additions - Flow Through
720 |  |  |  | S | F101D |  | 0 | 0 | 0 | 0 | 0 | 0 | 0 | 0 | 0 | 0 | 0 | 0 | 0 | 0 | 1070
721 |  |  |  | SNP | F104D |  | 0 | 0 | 0 | 0 | 0 | 0 | 0 | 0 | 0 | 0 | 0 | 0 | 0 | 0 | 1071
722 |  |  |  | SO | F102D |  | 0 | 0 | 0 | 0 | 0 | 0 | 0 | 0 | 0 | 0 | 0 | 0 | 0 | 0 | 1072
723 |  |  |  | SE | F30 |  | 0 | 0 | 0 | 0 | 0 | 0 | 0 | 0 | 0 | 0 | 0 | 0 | 0 | 0 | 1073
724 |  |  |  | TROJP | F10 |  | 0 | 0 | 0 | 0 | 0 | 0 | 0 | 0 | 0 | 0 | 0 | 0 | 0 | 0 | 1074
725 |  |  |  | SG | F10 |  | 0 | 0 | 0 | 0 | 0 | 0 | 0 | 0 | 0 | 0 | 0 | 0 | 0 | 0 | 1075
726
727
728 |  | SCHMAP | Additions - Permanent
729 |  |  |  | S | F101D |  | 0 | 0 | 0 | 0 | 0 | 0 | 0 | 0 | 0 | 0 | 0 | 0 | 0 | 0 | 1079
730 |  |  |  | SE | F30 |  | 0 | 0 | 0 | 0 | 0 | 0 | 0 | 0 | 0 | 0 | 0 | 0 | 0 | 0 | 1080
731 |  |  |  | SNP | F104D |  | 0 | 0 | 0 | 0 | 0 | 0 | 0 | 0 | 0 | 0 | 0 | 0 | 0 | 0 | 1081
732 |  |  |  | SO | F102D |  | 0 | 0 | 0 | 0 | 0 | 0 | 0 | 0 | 0 | 0 | 0 | 0 | 0 | 0 | 1082
733 |  |  |  | SG | F10 |  | 0 | 0 | 0 | 0 | 0 | 0 | 0 | 0 | 0 | 0 | 0 | 0 | 0 | 0 | 1083
734 |  |  |  | BADDEBT | F80 |  | 1142.4488 | 887.1442 | 124.9811 | 34.3025 | 0 | 62.4284 | 0.3923 | 1.288 | 0 | 0 | 31.9122 | 0 | 0 | 0 | 1084
735
736
737 |  | SCHMAT | Additions - Temporary
738 |  |  |  | S | F101D |  | 1833646.9958 | 1077558.6016 | 452115.7309 | 100853.7448 | 16478.8092 | -1748.0007 | 944.7666 | 22898.0512 | 905.3508 | 472.3327 | 163209.9647 | -26.6416 | -15.7143 | 0 | 1088
739 |  |  |  | SGCT | F10 |  | 0 | 0 | 0 | 0 | 0 | 0 | 0 | 0 | 0 | 0 | 0 | 0 | 0 | 0 | 1089
740 |  |  |  | CIAC | F104D |  | 5011466.9656 | 2939757.2147 | 1229060.8451 | 276272.5998 | 44536.2369 | 3435.5684 | 2584.516 | 62530.8256 | 2592.9528 | 1489.9688 | 448560.8559 | 322.6907 | 322.6907 | 0 | 1090
741 |  |  |  | SNP | F104D |  | 163882.4261 | 96134.4348 | 40192.1183 | 9034.5251 | 1456.4012 | 112.3482 | 84.5175 | 2044.851 | 84.7934 | 48.7242 | 14668.6074 | 10.5525 | 10.5525 | 0 | 1091
742 |  |  |  | TROJD | F10 |  | 0 | 0 | 0 | 0 | 0 | 0 | 0 | 0 | 0 | 0 | 0 | 0 | 0 | 0 | 1092
743 |  |  |  | SG | F10 |  | 0 | 0 | 0 | 0 | 0 | 0 | 0 | 0 | 0 | 0 | 0 | 0 | 0 | 0 | 1093
744 |  |  |  | SE | F30 |  | 0 | 0 | 0 | 0 | 0 | 0 | 0 | 0 | 0 | 0 | 0 | 0 | 0 | 0 | 1094
745 |  |  |  | SG | F10 |  | 0 | 0 | 0 | 0 | 0 | 0 | 0 | 0 | 0 | 0 | 0 | 0 | 0 | 0 | 1095
746 |  |  |  | GPS | F102D |  | -5462.1451 | -3203.4907 | -1321.8123 | -297.7884 | -68.9403 | -4.7292 | -2.5759 | -66.7279 | -2.9152 | -1.5679 | -490.7089 | -0.4442 | -0.4442 | 0 | 1096
747 |  |  |  | SO | F102D |  | 624717.2148 | 366390.0765 | 151178.4967 | 34058.6958 | 7884.8546 | 540.8865 | 294.6111 | 7631.8172 | 333.4191 | 179.3206 | 56123.4297 | 50.8035 | 50.8035 | 0 | 1097
748 |  |  |  | SNPD | F104D |  | 19561.3179 | 11474.7889 | 4797.4076 | 1078.3781 | 173.8388 | 13.4101 | 10.0882 | 244.0773 | 10.1211 | 5.8158 | 1750.8729 | 1.2596 | 1.2596 | 0 | 1098
749 |  |  |  | BADDEBT | F80 |  | 0 | 0 | 0 | 0 | 0 | 0 | 0 | 0 | 0 | 0 | 0 | 0 | 0 | 0 | 1099
750 |  |  |  | TAXDEPR | F151D |  | 0 | 0 | 0 | 0 | 0 | 0 | 0 | 0 | 0 | 0 | 0 | 0 | 0 | 0 | 1100
751 |  |  |  | SCHMDEXP | F151D |  | 12475445.8691 | 7678427.5486 | 2558061.7472 | 556849.3332 | 370920.6565 | 22354.531 | 6802.3119 | 136620.3345 | 8104.466 | 4120.7012 | 1128984.8758 | 2099.6816 | 2099.6816 | 0 | 1101
752
753
754 |  | TOTAL SCHEDULE - M ADDITIONS |  |  |  |  | 20124401.0929 | 12167426.3187 | 4434209.5146 | 977883.7909 | 441381.8569 | 24766.4427 | 10718.6276 | 231904.5169 | 12028.188 | 6315.2955 | 1812839.8096 | 2457.9021 | 2468.8294 | 0
755
756 |  | SCHMDF | Deductions - Flow Through
757 |  |  |  | S | F101D |  | 0 | 0 | 0 | 0 | 0 | 0 | 0 | 0 | 0 | 0 | 0 | 0 | 0 | 0 | 1107
758 |  |  |  | DGP | F10 |  | 0 | 0 | 0 | 0 | 0 | 0 | 0 | 0 | 0 | 0 | 0 | 0 | 0 | 0 | 1108
759 |  |  |  | DGU | F10 |  | 0 | 0 | 0 | 0 | 0 | 0 | 0 | 0 | 0 | 0 | 0 | 0 | 0 | 0 | 1109
760
761 |  | SCHMDP | Deductions - Permanent
762 |  |  |  | S | F101D |  | 0 | 0 | 0 | 0 | 0 | 0 | 0 | 0 | 0 | 0 | 0 | 0 | 0 | 0 | 1112
763 |  |  |  | SE | F30 |  | 0 | 0 | 0 | 0 | 0 | 0 | 0 | 0 | 0 | 0 | 0 | 0 | 0 | 0 | 1113
764 |  |  |  | SNP | F104D |  | 651.0023 | 381.8819 | 159.6581 | 35.8885 | 5.7854 | 0.44629 | 0.33574 | 8.1229 | 0.33683 | 0.19355 | 58.2692 | 0.041918 | 0.041918 | 0 | 1114
765 |  |  |  | IBT | F150D |  | -89.5343 | -42.79 | -30.554 | -5.8694 | 0.106 | 0.32602 | -0.062203 | -0.94169 | -0.064891 | -0.086216 | -9.639 | 0.020683 | 0.020398 | 0 | 1115
766 |  |  |  | SG | F10 |  | 0 | 0 | 0 | 0 | 0 | 0 | 0 | 0 | 0 | 0 | 0 | 0 | 0 | 0 | 1116
767 |  |  |  | SO | F102D |  | 0 | 0 | 0 | 0 | 0 | 0 | 0 | 0 | 0 | 0 | 0 | 0 | 0 | 0 | 1117
768
769
770 |  | SCHMDT | Deductions - Temporary
771 |  |  |  | S | F101D |  | 70085.9431 | 41186.6139 | 17280.8384 | 3854.8477 | 629.8556 | -66.8124 | 36.111 | 875.2129 | 34.6045 | 18.0536 | 6238.2369 | -1.0183 | -0.60064 | 0 | 1121
772 |  |  |  | BADDEBT | F80 |  | 0 | 0 | 0 | 0 | 0 | 0 | 0 | 0 | 0 | 0 | 0 | 0 | 0 | 0 | 1122
773 |  |  |  | SNP | F104D |  | 316645.9488 | 185746.4529 | 77657.3287 | 17456.0862 | 2813.9902 | 217.0739 | 163.3008 | 3950.9654 | 163.8339 | 94.1426 | 28341.9962 | 20.389 | 20.389 | 0 | 1123
774 |  |  |  | CN | F40 |  | 0 | 0 | 0 | 0 | 0 | 0 | 0 | 0 | 0 | 0 | 0 | 0 | 0 | 0 | 1124
775 |  |  |  | TROJD | F10 |  | 6488.2574 | 2213.9794 | 1825.6607 | 523.4168 | 11.8128 | 1137.3351 | 5.5703 | 59.494 | 1.8365 | 2.5685 | 431.1812 | 143.5097 | 131.8925 | 0 | 1125
776 |  |  |  | DGP | F10 |  | 0 | 0 | 0 | 0 | 0 | 0 | 0 | 0 | 0 | 0 | 0 | 0 | 0 | 0 | 1126
777 |  |  |  | SE | F30 |  | 0 | 0 | 0 | 0 | 0 | 0 | 0 | 0 | 0 | 0 | 0 | 0 | 0 | 0 | 1127
778 |  |  |  | SG | F10 |  | 0 | 0 | 0 | 0 | 0 | 0 | 0 | 0 | 0 | 0 | 0 | 0 | 0 | 0 | 1128
779 |  |  |  | GPS | F102D |  | 1024743.632 | 601001.3632 | 247982.9243 | 55867.5682 | 12933.7792 | 887.2334 | 483.26 | 12518.7139 | 546.918 | 294.1453 | 92061.0571 | 83.3347 | 83.3347 | 0 | 1129
780 |  |  |  | SO | F102D |  | 2260431.3374 | 1325719.2071 | 547013.2781 | 123235.5079 | 28529.9844 | 1957.1043 | 1065.9994 | 27614.4123 | 1206.4193 | 648.8406 | 203072.9364 | 183.8238 | 183.8238 | 0 | 1130
781 |  |  |  | TAXDEPR | F151D |  | 11061421.1008 | 6808119.0363 | 2268119.1906 | 493733.4528 | 328878.7928 | 19820.765 | 6031.3064 | 121135.1535 | 7185.8684 | 3653.6419 | 1001020.5053 | 1861.694 | 1861.694 | 0 | 1131
782 |  |  |  | SNPD | F104D |  | 87984.8538 | 51612.4541 | 21578.2603 | 4850.4369 | 781.9096 | 60.3173 | 45.3756 | 1097.8353 | 45.5237 | 26.1589 | 7875.2512 | 5.6654 | 5.6654 | 0 | 1132
783
784
785 |  | TOTAL SCHEDULE - M DEDUCTIONS |  |  |  |  | 14828362.5413 | 9015938.1988 | 3181586.5853 | 699551.3356 | 374586.016 | 24013.7888 | 7831.197 | 167258.9686 | 9185.2762 | 4737.6587 | 1339089.7945 | 2297.4608 | 2286.261 | 0
786
787 |  | TOTAL SCHEDULE - M ADJUSTMENTS |  |  |  |  | 5296038.5516 | 3151488.1199 | 1252622.9293 | 278332.4553 | 66795.8409 | 752.6538 | 2887.4306 | 64645.5483 | 2842.9118 | 1577.6368 | 473750.0152 | 160.4412 | 182.5683 | 0
788
789
790
791 | [6 empty] | D: INCOME TAXES
792
793 |  |  | State Income Taxes Before Credits |  | F150D |  | 1735027.2262 | 827311.5243 | 590911.7818 | 126196.7219 | 4701.8908 | -1162.3903 | 446.5195 | 21832.7325 | 587.5329 | 431.2247 | 163853.7573 | -28.6296 | -55.4397 | 0 | 1140
794 |  |  | Renewable Energy Credits |  | F10 |  | 0 | 0 | 0 | 0 | 0 | 0 | 0 | 0 | 0 | 0 | 0 | 0 | 0 | 0 | 1142
795 |  | 40911 | State Income Taxes |  |  |  | 1735027.2262 | 827311.5243 | 590911.7818 | 126196.7219 | 4701.8908 | -1162.3903 | 446.5195 | 21832.7325 | 587.5329 | 431.2247 | 163853.7573 | -28.6296 | -55.4397 | 0
796
797 |  | Calculation of Taxable Income
798
799 |  |  | Operating Revenues |  |  |  | 48923491.1345 | 23335136.0551 | 16523152.5554 | 3625853.5222 | 181156.6754 | 38586.1286 | 10708.3217 | 636234.057 | 15718.8255 | 10527.0162 | 4529876.4006 | 8477.898 | 8063.6789 | 0
800 |  |  | Operating Deductions
801 |  |  | O & M Expenses |  |  |  | 15735249.1603 | 7872575.7185 | 4874463.7103 | 1162274.0995 | 123711.5189 | 80624.187 | 3197.0416 | 223831.8528 | 5311.2411 | 2724.7623 | 1366351.4376 | 10026.581 | 10157.0098 | 0
802 |  |  | Depreciation Expense |  |  |  | -10455942.1848 | -4915114.4041 | -3612243.8499 | -865641.347 | 4110.3537 | 719.4836 | -1609.612 | -165934.047 | -2287.6557 | -1401.4528 | -896674.8106 | 67.5785 | 67.5785 | 0
803 |  |  | Amortization Expense |  |  |  | -192737.7121 | -113021.7232 | -46644.2961 | -10509.5905 | -2431.8898 | -178.906 | -90.9201 | -2354.3575 | -102.8491 | -55.3315 | -17313.5837 | -17.194 | -17.0705 | 0
804 |  |  | Taxes Other Than Income |  |  |  | 3123347.8384 | 1835462.5164 | 770112.6193 | 171789.5138 | 28069.2267 | -2977.462 | 1609.2708 | 39003.4609 | 1542.1318 | 804.5492 | 278004.1587 | -45.3801 | -26.7671 | 0
805 |  |  | Interest & Dividends (AFUDC-Equity) |  | F104D |  | -586722.5792 | -344175.0584 | -143893.5454 | -32344.8949 | -5214.1251 | -402.2227 | -302.5848 | -7320.8598 | -303.5726 | -174.4396 | -52515.7173 | -37.7793 | -37.7793 | 0 | 1153
806 |  |  | Misc Revenue & Expense |  |  |  | -4954.7322 | -1690.6966 | -1394.1586 | -399.7052 | -9.0208 | -868.5214 | -4.2538 | -45.4324 | -1.4025 | -1.9614 | -329.2698 | -109.5906 | -100.7192 | 0
807 |  |  | Total Operating Deductions |  |  |  | 7618239.7905 | 4334036.3526 | 1840400.4796 | 425168.0758 | 148236.0636 | 76916.5584 | 2798.9418 | 87180.6169 | 4157.8931 | 1896.1261 | 677522.2149 | 9884.2155 | 10042.2522 | 0
808 |  |  | Other Deductions
809 |  |  | Interest Deductions |  | F101D |  | 8384831.1698 | 3929867.0222 | 2919696.991 | 699354.4241 | -3849.4232 | -11974.4662 | 961.579 | 132801.7977 | 1462.5901 | 710.1857 | 716990.6039 | -615.269 | -574.8656 | 0
810 |  |  | Interest on PCRBS |  |  |  | 0 | 0 | 0 | 0 | 0 | 0 | 0 | 0 | 0 | 0 | 0 | 0 | 0 | 0
811 |  |  | Schedule M Adjustments |  |  |  | 5296038.5516 | 3151488.1199 | 1252622.9293 | 278332.4553 | 66795.8409 | 752.6538 | 2887.4306 | 64645.5483 | 2842.9118 | 1577.6368 | 473750.0152 | 160.4412 | 182.5683 | 0
812
813 |  |  | Income Before State Taxes |  |  |  | 38216458.7258 | 18222720.8002 | 13015678.0141 | 2779663.4775 | 103565.876 | -25603.3098 | 9835.2316 | 480897.1907 | 12941.2541 | 9498.3411 | 3609113.5971 | -630.6073 | -1221.1394 | 0
814
815 |  |  | State Income Taxes |  |  |  | 1735027.2262 | 827311.5243 | 590911.7818 | 126196.7219 | 4701.8908 | -1162.3903 | 446.5195 | 21832.7325 | 587.5329 | 431.2247 | 163853.7573 | -28.6296 | -55.4397 | 0
816
817 |  |  | Adjustments to Calculated Tax:
818 |  |  |  | PMI | F30 |  | 0 | 0 | 0 | 0 | 0 | 0 | 0 | 0 | 0 | 0 | 0 | 0 | 0 | 0 | 1172
819 |  |  |  | Renewable Energy Credits | F10 |  | 0 | 0 | 0 | 0 | 0 | 0 | 0 | 0 | 0 | 0 | 0 | 0 | 0 | 0 | 1173
820 |  |  |  | System Overheads | F102D |  | 0 | 0 | 0 | 0 | 0 | 0 | 0 | 0 | 0 | 0 | 0 | 0 | 0 | 0 | 1174
821 |  |  |  | Situs | F107D |  | 0 | 0 | 0 | 0 | 0 | 0 | 0 | 0 | 0 | 0 | 0 | 0 | 0 | 0 | 1175
822 |  |  |  | Total Adjustments |  |  | 0 | 0 | 0 | 0 | 0 | 0 | 0 | 0 | 0 | 0 | 0 | 0 | 0 | 0
823
824 |  |  | 35%
825
826 |  | 40910 | Federal Income Tax |  |  |  | 12768501.0249 | 6088393.2466 | 4348668.1813 | 928713.3645 | 34602.3948 | -8554.3219 | 3286.0492 | 160672.5604 | 4323.8024 | 3173.4907 | 1205840.9439 | -210.6922 | -407.9949 | 0
827
828
829 |  | TOTAL OPERATING EXPENSES |  |  |  |  | 24380731.1356 | 12576622.8614 | 7336192.3047 | 1604399.1673 | 207782.739 | 66007.9357 | 7695.699 | 297889.2236 | 10198.4584 | 6106.0368 | 2248576.0673 | 9658.3766 | 9602.2659 | 0
830
831
832 |  | Distribution - METER - Unbundled |  |  |  |  | D: STEAM PRODUCTION PLANT
833
834 |  | A |  | B | C |  | D | E | F | G | H | I | J | K | L | M | N | O | P
835 |  | FERC ACCT |  | DESCRIPTION | COS Factor |  | Utah Jurisdiction Normalized | Residential Sch 1 | General Large Dist. Sch 6 | General +1 MW Sch 8 | Street & Area Lighting Sch. 7,11,12 | General Trans Sch 9 | General Secondary Sch 22 | Irrigation Sch 10 | Traffic Signals Sch 15 | Outdoor Lighting Sch 15 | General Small Dist. Sch 23 | Industrial Cust 1 | Industrial Cust 2
836 |  | 310 | Land and Land Rights |  | F10 |  | 0 | 0 | 0 | 0 | 0 | 0 | 0 | 0 | 0 | 0 | 0 | 0 | 0 | 0 | 1192
837 |  |  |  | Total 310 |  |  | 0 | 0 | 0 | 0 | 0 | 0 | 0 | 0 | 0 | 0 | 0 | 0 | 0 | 0
838
839 |  | 311 | Structures and Improvements |  | F10 |  | 0 | 0 | 0 | 0 | 0 | 0 | 0 | 0 | 0 | 0 | 0 | 0 | 0 | 0 | 1199
840 |  |  |  | Total 311 |  |  | 0 | 0 | 0 | 0 | 0 | 0 | 0 | 0 | 0 | 0 | 0 | 0 | 0 | 0
841
842 |  | 312 | Boiler Plant Equipment |  | F10 |  | 0 | 0 | 0 | 0 | 0 | 0 | 0 | 0 | 0 | 0 | 0 | 0 | 0 | 0 | 1206
843 |  |  |  | Total 312 |  |  | 0 | 0 | 0 | 0 | 0 | 0 | 0 | 0 | 0 | 0 | 0 | 0 | 0 | 0
844
845 |  | 314 | Turbogenerator Units |  | F10 |  | 0 | 0 | 0 | 0 | 0 | 0 | 0 | 0 | 0 | 0 | 0 | 0 | 0 | 0 | 1213
846 |  |  |  | Total 314 |  |  | 0 | 0 | 0 | 0 | 0 | 0 | 0 | 0 | 0 | 0 | 0 | 0 | 0 | 0
847
848 |  | 315 | Accessory Electric Equipment |  | F10 |  | 0 | 0 | 0 | 0 | 0 | 0 | 0 | 0 | 0 | 0 | 0 | 0 | 0 | 0 | 1220
849 |  |  |  | Total 316 |  |  | 0 | 0 | 0 | 0 | 0 | 0 | 0 | 0 | 0 | 0 | 0 | 0 | 0 | 0
850
851 |  | 316 | Misc Power Plant Equipment |  | F10 |  | 0 | 0 | 0 | 0 | 0 | 0 | 0 | 0 | 0 | 0 | 0 | 0 | 0 | 0 | 1227
852 |  |  |  | Total 316 |  |  | 0 | 0 | 0 | 0 | 0 | 0 | 0 | 0 | 0 | 0 | 0 | 0 | 0 | 0
853
854 |  | S00 | Unclassified Steam Plant - Acct 300 |  | F10 |  | 0 | 0 | 0 | 0 | 0 | 0 | 0 | 0 | 0 | 0 | 0 | 0 | 0 | 0 | 1232
855
856
857
858 |  | Total Steam Production Plant |  |  |  |  | 0 | 0 | 0 | 0 | 0 | 0 | 0 | 0 | 0 | 0 | 0 | 0 | 0 | 0
859
860
861 | [6 empty] | D: NUCLEAR PRODUCTION
862
863
864 |  | 320 | Land and Land Rights |  | F10 |  | 0 | 0 | 0 | 0 | 0 | 0 | 0 | 0 | 0 | 0 | 0 | 0 | 0 | 0 | 1238
865
866 |  | 321 | Structures and Improvements |  | F10 |  | 0 | 0 | 0 | 0 | 0 | 0 | 0 | 0 | 0 | 0 | 0 | 0 | 0 | 0 | 1242
867
868 |  | 322 | Reactor Plant Equipment |  | F10 |  | 0 | 0 | 0 | 0 | 0 | 0 | 0 | 0 | 0 | 0 | 0 | 0 | 0 | 0 | 1246
869
870 |  | 323 | Turbogenerator Units |  | F10 |  | 0 | 0 | 0 | 0 | 0 | 0 | 0 | 0 | 0 | 0 | 0 | 0 | 0 | 0 | 1250
871
872 |  | 324 | Land and Land Rights |  | F10 |  | 0 | 0 | 0 | 0 | 0 | 0 | 0 | 0 | 0 | 0 | 0 | 0 | 0 | 0 | 1254
873
874 |  | 325 | Misc. Power Plant Equipment |  | F10 |  | 0 | 0 | 0 | 0 | 0 | 0 | 0 | 0 | 0 | 0 | 0 | 0 | 0 | 0 | 1258
875
876 |  | N00 | Unclassified Nuclear Plt - Acct 300 |  | F10 |  | 0 | 0 | 0 | 0 | 0 | 0 | 0 | 0 | 0 | 0 | 0 | 0 | 0 | 0 | 1264
877
878 |  | Total Nuclear Production Plant |  |  |  |  | 0 | 0 | 0 | 0 | 0 | 0 | 0 | 0 | 0 | 0 | 0 | 0 | 0 | 0
879
880
881 | [6 empty] | D: HYDRAULIC PRODUCTION PLANT
882
883
884 |  | 330 | Land and Land Rights |  | F10 |  | 0 | 0 | 0 | 0 | 0 | 0 | 0 | 0 | 0 | 0 | 0 | 0 | 0 | 0 | 1274
885
886 |  | 331 | Structures and Improvements |  | F10 |  | 0 | 0 | 0 | 0 | 0 | 0 | 0 | 0 | 0 | 0 | 0 | 0 | 0 | 0 | 1281
887
888 |  | 332 | Reservoirs, Dams & Waterways |  | F10 |  | 0 | 0 | 0 | 0 | 0 | 0 | 0 | 0 | 0 | 0 | 0 | 0 | 0 | 0 | 1288
889
890 |  | 333 | Water Wheel, Turbines, & Generators |  | F10 |  | 0 | 0 | 0 | 0 | 0 | 0 | 0 | 0 | 0 | 0 | 0 | 0 | 0 | 0 | 1295
891
892 |  | 334 | Accessory Electric Equipment |  | F10 |  | 0 | 0 | 0 | 0 | 0 | 0 | 0 | 0 | 0 | 0 | 0 | 0 | 0 | 0 | 1302
893
894 |  | 335 | Misc. Power Plant Equipment |  | F10 |  | 0 | 0 | 0 | 0 | 0 | 0 | 0 | 0 | 0 | 0 | 0 | 0 | 0 | 0 | 1309
895
896 |  | 336 | Roads, Railroads & Bridges |  | F10 |  | 0 | 0 | 0 | 0 | 0 | 0 | 0 | 0 | 0 | 0 | 0 | 0 | 0 | 0 | 1316
897
898 |  | H00 | Unclassified Hydro Plant - Acct 300 |  | F10 |  | 0 | 0 | 0 | 0 | 0 | 0 | 0 | 0 | 0 | 0 | 0 | 0 | 0 | 0 | 1322
899
900 |  | Total Hydraulic Plant |  |  |  |  | 0 | 0 | 0 | 0 | 0 | 0 | 0 | 0 | 0 | 0 | 0 | 0 | 0 | 0
901
902 |  | Distribution - METER - Unbundled
903 |  | A |  | B | C |  | D | E | F | G | H | I | J | K | L | M | N | O | P
904 |  | FERC ACCT |  | DESCRIPTION | COS Factor |  | Utah Jurisdiction Normalized | Residential Sch 1 | General Large Dist. Sch 6 | General +1 MW Sch 8 | Street & Area Lighting Sch. 7,11,12 | General Trans Sch 9 | General Secondary Sch 22 | Irrigation Sch 10 | Traffic Signals Sch 15 | Outdoor Lighting Sch 15 | General Small Dist. Sch 23 | Industrial Cust 1 | Industrial Cust 2
905 |  | 340 | Land and Land Rights |  | F10 |  | 0 | 0 | 0 | 0 | 0 | 0 | 0 | 0 | 0 | 0 | 0 | 0 | 0 | 0 | 1328
906 |  |  |  | Wind Generation | F10 |  | 0 | 0 | 0 | 0 | 0 | 0 | 0 | 0 | 0 | 0 | 0 | 0 | 0 | 0 | 1329
907 |  |  |  | Simple Cycle Combustion Turbine | F10 |  | 0 | 0 | 0 | 0 | 0 | 0 | 0 | 0 | 0 | 0 | 0 | 0 | 0 | 0 | 1330
908 |  |  |  | Total 340 |  |  | 0 | 0 | 0 | 0 | 0 | 0 | 0 | 0 | 0 | 0 | 0 | 0 | 0 | 0
909
910 |  | 341 | Structures and Improvements |  | F10 |  | 0 | 0 | 0 | 0 | 0 | 0 | 0 | 0 | 0 | 0 | 0 | 0 | 0 | 0 | 1334
911 |  |  |  | Wind Generation | F10 |  | 0 | 0 | 0 | 0 | 0 | 0 | 0 | 0 | 0 | 0 | 0 | 0 | 0 | 0 | 1336
912 |  |  |  | Simple Cycle Combustion Turbine | F10 |  | 0 | 0 | 0 | 0 | 0 | 0 | 0 | 0 | 0 | 0 | 0 | 0 | 0 | 0 | 1337
913 |  |  |  | Total 341 |  |  | 0 | 0 | 0 | 0 | 0 | 0 | 0 | 0 | 0 | 0 | 0 | 0 | 0 | 0
914
915 |  | 342 | Fuel Holders, Producers & Access |  | F10 |  | 0 | 0 | 0 | 0 | 0 | 0 | 0 | 0 | 0 | 0 | 0 | 0 | 0 | 0 | 1341
916 |  |  |  | Simple Cycle Combustion Turbine | F10 |  | 0 | 0 | 0 | 0 | 0 | 0 | 0 | 0 | 0 | 0 | 0 | 0 | 0 | 0 | 1343
917 |  |  |  | Total 342 |  |  | 0 | 0 | 0 | 0 | 0 | 0 | 0 | 0 | 0 | 0 | 0 | 0 | 0 | 0
918
919 |  | 343 | Prime Movers |  | F10 |  | 0 | 0 | 0 | 0 | 0 | 0 | 0 | 0 | 0 | 0 | 0 | 0 | 0 | 0 | 1348
920 |  |  |  | Wind Generation | F10 |  | 0 | 0 | 0 | 0 | 0 | 0 | 0 | 0 | 0 | 0 | 0 | 0 | 0 | 0 | 1349
921 |  |  |  | Simple Cycle Combustion Turbine | F10 |  | 0 | 0 | 0 | 0 | 0 | 0 | 0 | 0 | 0 | 0 | 0 | 0 | 0 | 0 | 1350
922 |  |  |  | Total 343 |  |  | 0 | 0 | 0 | 0 | 0 | 0 | 0 | 0 | 0 | 0 | 0 | 0 | 0 | 0
923
924 |  | 344 | Generators |  | F10 |  | 0 | 0 | 0 | 0 | 0 | 0 | 0 | 0 | 0 | 0 | 0 | 0 | 0 | 0 | 1355
925 |  |  |  | Wind Generation | F10 |  | 0 | 0 | 0 | 0 | 0 | 0 | 0 | 0 | 0 | 0 | 0 | 0 | 0 | 0 | 1356
926 |  |  |  | Simple Cycle Combustion Turbine | F10 |  | 0 | 0 | 0 | 0 | 0 | 0 | 0 | 0 | 0 | 0 | 0 | 0 | 0 | 0 | 1357
927 |  |  |  | Total 344 |  |  | 0 | 0 | 0 | 0 | 0 | 0 | 0 | 0 | 0 | 0 | 0 | 0 | 0 | 0
928
929 |  | 345 | Accessory Electric Plant |  | F10 |  | 0 | 0 | 0 | 0 | 0 | 0 | 0 | 0 | 0 | 0 | 0 | 0 | 0 | 0 | 1361
930 |  |  |  | Wind Generation | F10 |  | 0 | 0 | 0 | 0 | 0 | 0 | 0 | 0 | 0 | 0 | 0 | 0 | 0 | 0 | 1362
931 |  |  |  | Simple Cycle Combustion Turbine | F10 |  | 0 | 0 | 0 | 0 | 0 | 0 | 0 | 0 | 0 | 0 | 0 | 0 | 0 | 0 | 1364
932 |  |  |  | Total 345 |  |  | 0 | 0 | 0 | 0 | 0 | 0 | 0 | 0 | 0 | 0 | 0 | 0 | 0 | 0
933
934 |  | 346 | Misc. Power Plant Equipment |  | F10 |  | 0 | 0 | 0 | 0 | 0 | 0 | 0 | 0 | 0 | 0 | 0 | 0 | 0 | 0 | 1368
935 |  |  |  | Wind Generation | F10 |  | 0 | 0 | 0 | 0 | 0 | 0 | 0 | 0 | 0 | 0 | 0 | 0 | 0 | 0 | 1369
936
937 |  | O00 | Unclassified Other Prod - Acct 300 |  | F10 |  | 0 | 0 | 0 | 0 | 0 | 0 | 0 | 0 | 0 | 0 | 0 | 0 | 0 | 0 | 1376
938
939 |  | Total Other Production Plant |  |  |  |  | 0 | 0 | 0 | 0 | 0 | 0 | 0 | 0 | 0 | 0 | 0 | 0 | 0 | 0
940
941 |  | Experimental Plant
942 |  | 103 | Experimental Plant |  | F10 |  | 0 | 0 | 0 | 0 | 0 | 0 | 0 | 0 | 0 | 0 | 0 | 0 | 0 | 0 | 1382
943
944 |  | TOTAL PRODUCTION PLANT |  |  |  |  | 0 | 0 | 0 | 0 | 0 | 0 | 0 | 0 | 0 | 0 | 0 | 0 | 0 | 0
945
946 | [6 empty] | D: TRANSMISSION PLANT
947 |  | 350 | Land and Land Rights
948 |  |  |  | Demand | F10 |  | 0 | 0 | 0 | 0 | 0 | 0 | 0 | 0 | 0 | 0 | 0 | 0 | 0 | 0 | 1391
949 |  |  |  | Direct Assigned | A | 0 | 0 | 0 | 0 | 0 | 0 | 0 | 0 | 0 | 0 | 0 | 0 | 0 | 0 | 0
950 | [6 empty] | 0 | 0 | 0 | 0 | 0 | 0 | 0 | 0 | 0 | 0 | 0 | 0 | 0 | 0
951 |  | 352 | Structures and Improvements
952 |  |  |  | Demand | F10 |  | 0 | 0 | 0 | 0 | 0 | 0 | 0 | 0 | 0 | 0 | 0 | 0 | 0 | 0 | 1398
953 |  |  |  | Direct Assigned | A | 0 | 0 | 0 | 0 | 0 | 0 | 0 | 0 | 0 | 0 | 0 | 0 | 0 | 0 | 0
954 | [6 empty] | 0 | 0 | 0 | 0 | 0 | 0 | 0 | 0 | 0 | 0 | 0 | 0 | 0 | 0
955 |  | 353 | Station Equipment
956 |  |  |  | Demand | F10 |  | 0 | 0 | 0 | 0 | 0 | 0 | 0 | 0 | 0 | 0 | 0 | 0 | 0 | 0 | 1404
957 |  |  |  | Direct Assigned | A | 0 | 0 | 0 | 0 | 0 | 0 | 0 | 0 | 0 | 0 | 0 | 0 | 0 | 0 | 0
958 | [6 empty] | 0 | 0 | 0 | 0 | 0 | 0 | 0 | 0 | 0 | 0 | 0 | 0 | 0 | 0
959 |  | 354 | Towers and Fixtures
960 |  |  |  | Demand | F10 |  | 0 | 0 | 0 | 0 | 0 | 0 | 0 | 0 | 0 | 0 | 0 | 0 | 0 | 0 | 1410
961 |  |  |  | Direct Assigned | A | 0 | 0 | 0 | 0 | 0 | 0 | 0 | 0 | 0 | 0 | 0 | 0 | 0 | 0 | 0
962 | [6 empty] | 0 | 0 | 0 | 0 | 0 | 0 | 0 | 0 | 0 | 0 | 0 | 0 | 0 | 0
963 |  | 355 | Poles and Fixtures
964 |  |  |  | Demand | F10 |  | 0 | 0 | 0 | 0 | 0 | 0 | 0 | 0 | 0 | 0 | 0 | 0 | 0 | 0 | 1416
965 |  |  |  | Direct Assigned | A | 0 | 0 | 0 | 0 | 0 | 0 | 0 | 0 | 0 | 0 | 0 | 0 | 0 | 0 | 0
966 | [6 empty] | 0 | 0 | 0 | 0 | 0 | 0 | 0 | 0 | 0 | 0 | 0 | 0 | 0 | 0
967 |  | 356 | Overhead Conductors
968 |  |  |  | Demand | F10 |  | 0 | 0 | 0 | 0 | 0 | 0 | 0 | 0 | 0 | 0 | 0 | 0 | 0 | 0 | 1422
969 |  |  |  | Direct Assigned | A | 0 | 0 | 0 | 0 | 0 | 0 | 0 | 0 | 0 | 0 | 0 | 0 | 0 | 0 | 0
970 | [6 empty] | 0 | 0 | 0 | 0 | 0 | 0 | 0 | 0 | 0 | 0 | 0 | 0 | 0 | 0
971 |  | 357 | Underground Conduit
972 |  |  |  | Demand | F10 |  | 0 | 0 | 0 | 0 | 0 | 0 | 0 | 0 | 0 | 0 | 0 | 0 | 0 | 0 | 1428
973 |  |  |  | Direct Assigned | A | 0 | 0 | 0 | 0 | 0 | 0 | 0 | 0 | 0 | 0 | 0 | 0 | 0 | 0 | 0
974 | [6 empty] | 0 | 0 | 0 | 0 | 0 | 0 | 0 | 0 | 0 | 0 | 0 | 0 | 0 | 0
975 |  | 358 | Underground Conductors
976 |  |  |  | Demand | F10 |  | 0 | 0 | 0 | 0 | 0 | 0 | 0 | 0 | 0 | 0 | 0 | 0 | 0 | 0 | 1434
977 |  |  |  | Direct Assigned | A | 0 | 0 | 0 | 0 | 0 | 0 | 0 | 0 | 0 | 0 | 0 | 0 | 0 | 0 | 0
978 | [6 empty] | 0 | 0 | 0 | 0 | 0 | 0 | 0 | 0 | 0 | 0 | 0 | 0 | 0 | 0
979 |  | 359 | Roads and Trails
980 |  |  |  | Demand | F10 |  | 0 | 0 | 0 | 0 | 0 | 0 | 0 | 0 | 0 | 0 | 0 | 0 | 0 | 0 | 1440
981 |  |  |  | Direct Assigned | A | 0 | 0 | 0 | 0 | 0 | 0 | 0 | 0 | 0 | 0 | 0 | 0 | 0 | 0 | 0
982 | [6 empty] | 0 | 0 | 0 | 0 | 0 | 0 | 0 | 0 | 0 | 0 | 0 | 0 | 0 | 0
983
984 |  | T00 | Unclassified Trans Plant - Acct 300 |  | F10 |  | 0 | 0 | 0 | 0 | 0 | 0 | 0 | 0 | 0 | 0 | 0 | 0 | 0 | 0 | 1444
985 |  | TS0 | Unclassified Trans Sub - Acct 300 |  | F10 |  | 0 | 0 | 0 | 0 | 0 | 0 | 0 | 0 | 0 | 0 | 0 | 0 | 0 | 0 | 1448
986
987 |  | TOTAL TRANSMISSION PLANT |  |  |  |  | 0 | 0 | 0 | 0 | 0 | 0 | 0 | 0 | 0 | 0 | 0 | 0 | 0 | 0
988 |  | Distribution - METER - Unbundled |  |  |  |  | D: DISTRIBUTION PLANT
989 |  | A |  | B | C |  | D | E | F | G | H | I | J | K | L | M | N | O | P
990 |  | FERC ACCT |  | DESCRIPTION | COS Factor |  | Utah Jurisdiction Normalized | Residential Sch 1 | General Large Dist. Sch 6 | General +1 MW Sch 8 | Street & Area Lighting Sch. 7,11,12 | General Trans Sch 9 | General Secondary Sch 22 | Irrigation Sch 10 | Traffic Signals Sch 15 | Outdoor Lighting Sch 15 | General Small Dist. Sch 23 | Industrial Cust 1 | Industrial Cust 2
991
992 |  | 360 | Land and Land Rights
993 |  |  |  | Demand Primary | F20 |  | 9664792.1673 | 4626045.6737 | 3265291.8737 | 780025.9585 | 5461.3849 | 0 | 1713.8483 | 150778.999 | 2338.6475 | 1404.2874 | 831731.4943 | 0 | 0 | 0 | 1453
994 |  |  |  | Assigned | A | 0.25564 | 0 | 0 | 0 | 0 | 0 | 0 | 0 | 0 | 0 | 0 | 0 | 0 | 0 | 0
995 | [6 empty] | 9664792.1673 | 4626045.6737 | 3265291.8737 | 780025.9585 | 5461.3849 | 0 | 1713.8483 | 150778.999 | 2338.6475 | 1404.2874 | 831731.4943 | 0 | 0 | 0
996 |  | 361 | Structures and Improvements
997 |  |  |  | Demand Primary | F20 |  | 13920640.3185 | 6663104.2661 | 4703148.5956 | 1123506.9125 | 7866.2813 | 0 | 2468.5338 | 217173.8591 | 3368.4604 | 2022.6591 | 1197980.7505 | 0 | 0 | 0 | 1457
998 |  |  |  | Assigned | A | 0.25564 | 0 | 0 | 0 | 0 | 0 | 0 | 0 | 0 | 0 | 0 | 0 | 0 | 0 | 0
999 | [6 empty] | 13920640.3185 | 6663104.2661 | 4703148.5956 | 1123506.9125 | 7866.2813 | 0 | 2468.5338 | 217173.8591 | 3368.4604 | 2022.6591 | 1197980.7505 | 0 | 0 | 0
1000 |  | 362 | Station Equipment
1001 |  |  |  | Demand Primary | F20 |  | 468246219.3623 | 224125709.0503 | 158199012.3017 | 37791211.6235 | 264596.7722 | 0 | 83033.6519 | 7305040.2961 | 113304.3328 | 68035.842 | 40296275.4919 | 0 | 0 | 0 | 1461
1002 |  |  |  | Assigned | A | 1 | 0 | 0 | 0 | 0 | 0 | 0 | 0 | 0 | 0 | 0 | 0 | 0 | 0 | 0
1003 | [6 empty] | 468246219.3623 | 224125709.0503 | 158199012.3017 | 37791211.6235 | 264596.7722 | 0 | 83033.6519 | 7305040.2961 | 113304.3328 | 68035.842 | 40296275.4919 | 0 | 0 | 0
1004 |  | 364 | Poles, Towers & Fixtures
1005 |  |  |  | Demand Primary | F20 | 0 | 0 | 0 | 0 | 0 | 0 | 0 | 0 | 0 | 0 | 0 | 0 | 0 | 0 | 0 | 1465
1006 |  |  |  | Demand Secondary | F22 | 0 | 0 | 0 | 0 | 0 | 0 | 0 | 0 | 0 | 0 | 0 | 0 | 0 | 0 | 0
1007 |  |  |  | Assigned | A | 0 | 0 | 0 | 0 | 0 | 0 | 0 | 0 | 0 | 0 | 0 | 0 | 0 | 0 | 0
1008 | [6 empty] | 0 | 0 | 0 | 0 | 0 | 0 | 0 | 0 | 0 | 0 | 0 | 0 | 0 | 0
1009 |  | 365 | Overhead Conductors
1010 |  |  |  | Demand Primary | F20 | 0 | 0 | 0 | 0 | 0 | 0 | 0 | 0 | 0 | 0 | 0 | 0 | 0 | 0 | 0 | 1469
1011 |  |  |  | Demand Secondary | F22 | 0 | 0 | 0 | 0 | 0 | 0 | 0 | 0 | 0 | 0 | 0 | 0 | 0 | 0 | 0
1012 |  |  |  | Assigned | A | 0 | 0 | 0 | 0 | 0 | 0 | 0 | 0 | 0 | 0 | 0 | 0 | 0 | 0 | 0
1013 | [6 empty] | 0 | 0 | 0 | 0 | 0 | 0 | 0 | 0 | 0 | 0 | 0 | 0 | 0 | 0
1014 |  | 366 | Underground Conduit
1015 |  |  |  | Demand Primary | F20 | 0 | 0 | 0 | 0 | 0 | 0 | 0 | 0 | 0 | 0 | 0 | 0 | 0 | 0 | 0 | 1473
1016 |  |  |  | Demand Secondary | F22 | 0 | 0 | 0 | 0 | 0 | 0 | 0 | 0 | 0 | 0 | 0 | 0 | 0 | 0 | 0
1017 |  |  |  | Assigned | A | 0 | 0 | 0 | 0 | 0 | 0 | 0 | 0 | 0 | 0 | 0 | 0 | 0 | 0 | 0
1018 | [6 empty] | 0 | 0 | 0 | 0 | 0 | 0 | 0 | 0 | 0 | 0 | 0 | 0 | 0 | 0
1019 |  | 367 | Underground Conductors
1020 |  |  |  | Demand Primary | F20 | 0 | 0 | 0 | 0 | 0 | 0 | 0 | 0 | 0 | 0 | 0 | 0 | 0 | 0 | 0 | 1477
1021 |  |  |  | Demand Secondary | F22 | 0 | 0 | 0 | 0 | 0 | 0 | 0 | 0 | 0 | 0 | 0 | 0 | 0 | 0 | 0
1022 |  |  |  | Assigned | A | 0 | 0 | 0 | 0 | 0 | 0 | 0 | 0 | 0 | 0 | 0 | 0 | 0 | 0 | 0
1023 | [6 empty] | 0 | 0 | 0 | 0 | 0 | 0 | 0 | 0 | 0 | 0 | 0 | 0 | 0 | 0
1024 |  | 368 | Line Transformers
1025 |  |  |  | Demand Secondary | F21 |  | 0 | 0 | 0 | 0 | 0 | 0 | 0 | 0 | 0 | 0 | 0 | 0 | 0 | 0 | 1481
1026 |  |  |  | Assigned | A | 0 | 0 | 0 | 0 | 0 | 0 | 0 | 0 | 0 | 0 | 0 | 0 | 0 | 0 | 0
1027 | [6 empty] | 0 | 0 | 0 | 0 | 0 | 0 | 0 | 0 | 0 | 0 | 0 | 0 | 0 | 0
1028 |  | 369 | Services
1029 |  |  |  | Customer | F70 |  | 0 | 0 | 0 | 0 | 0 | 0 | 0 | 0 | 0 | 0 | 0 | 0 | 0 | 0 | 1485
1030 |  |  |  | Assigned | A | 0 | 0 | 0 | 0 | 0 | 0 | 0 | 0 | 0 | 0 | 0 | 0 | 0 | 0 | 0
1031 | [6 empty] | 0 | 0 | 0 | 0 | 0 | 0 | 0 | 0 | 0 | 0 | 0 | 0 | 0 | 0
1032 |  | 370 | Meters
1033 |  |  |  | Customer | F60 |  | 0 | 0 | 0 | 0 | 0 | 0 | 0 | 0 | 0 | 0 | 0 | 0 | 0 | 0 | 1489
1034 |  |  |  | Assigned | A | 0 | 0 | 0 | 0 | 0 | 0 | 0 | 0 | 0 | 0 | 0 | 0 | 0 | 0 | 0
1035 | [6 empty] | 0 | 0 | 0 | 0 | 0 | 0 | 0 | 0 | 0 | 0 | 0 | 0 | 0 | 0
1036 |  | 371 | Install on Customers' Premises
1037 |  |  |  | Demand Primary | F20 | 0 | 0 | 0 | 0 | 0 | 0 | 0 | 0 | 0 | 0 | 0 | 0 | 0 | 0 | 0 | 1493
1038 |  |  |  | Demand Secondary | F22 | 0 | 0 | 0 | 0 | 0 | 0 | 0 | 0 | 0 | 0 | 0 | 0 | 0 | 0 | 0
1039 |  |  |  | Assigned | A | 0 | 0 | 0 | 0 | 0 | 0 | 0 | 0 | 0 | 0 | 0 | 0 | 0 | 0 | 0
1040 | [6 empty] | 0 | 0 | 0 | 0 | 0 | 0 | 0 | 0 | 0 | 0 | 0 | 0 | 0 | 0
1041 |  | 372 | Leased Property
1042 |  |  |  | Demand Primary | F20 | 0 | 0 | 0 | 0 | 0 | 0 | 0 | 0 | 0 | 0 | 0 | 0 | 0 | 0 | 0 | 1497
1043 |  |  |  | Demand Secondary | F22 | 0 | 0 | 0 | 0 | 0 | 0 | 0 | 0 | 0 | 0 | 0 | 0 | 0 | 0 | 0
1044 |  |  |  | Assigned | A | 0 | 0 | 0 | 0 | 0 | 0 | 0 | 0 | 0 | 0 | 0 | 0 | 0 | 0 | 0
1045 | [6 empty] | 0 | 0 | 0 | 0 | 0 | 0 | 0 | 0 | 0 | 0 | 0 | 0 | 0 | 0
1046
1047 |  | 373 | Street Lights |  | A | 0 | 0 | 0 | 0 | 0 | 0 | 0 | 0 | 0 | 0 | 0 | 0 | 0 | 0 | 0 | 1502
1048
1049
1050 |  | D00 | Unclassified Dist Plant - Acct 300 |  | F22 |  | 5597513.2951 | 4984216.9112 | 0 | 0 | 0 | 0 | 0 | 0 | 0 | 0 | 613296.3838 | 0 | 0 | 0 | 1505
1051 |  | DS0 | Unclassified Dist Sub - Acct 300 |  | F20 |  | 0 | 0 | 0 | 0 | 0 | 0 | 0 | 0 | 0 | 0 | 0 | 0 | 0 | 0 | 1509
1052 |  | TOTAL DISTRIBUTION PLANT |  |  |  |  | 497429165.1431 | 240399075.9013 | 166167452.771 | 39694744.4946 | 277924.4384 | 0 | 87216.0339 | 7672993.1542 | 119011.4407 | 71462.7885 | 42939284.1206 | 0 | 0 | 0
1053
1054 |  | Distribution - METER - Unbundled |  |  |  |  | DISTRIBUTION PLANT D: GENERAL PLANT
1055
1056 |  | A |  | B | C |  | D | E | F | G | H | I | J | K | L | M | N | O | P
1057 |  | FERC ACCT |  | DESCRIPTION | COS Factor |  | Utah Jurisdiction Normalized | Residential Sch 1 | General Large Dist. Sch 6 | General +1 MW Sch 8 | Street & Area Lighting Sch. 7,11,12 | General Trans Sch 9 | General Secondary Sch 22 | Irrigation Sch 10 | Traffic Signals Sch 15 | Outdoor Lighting Sch 15 | General Small Dist. Sch 23 | Industrial Cust 1 | Industrial Cust 2
1058 |  | 389 | Land and Land Rights
1059 |  |  |  | Situs | F107D |  | 502141.7835 | 294500.8751 | 121515.8446 | 27376.0573 | 6337.7715 | 434.7594 | 236.8056 | 6134.3824 | 267.9991 | 144.1362 | 45111.4815 | 40.8354 | 40.8354 | 0 | 1516
1060 |  |  |  | Customer - System | F42 |  | 0 | 0 | 0 | 0 | 0 | 0 | 0 | 0 | 0 | 0 | 0 | 0 | 0 | 0 | 1517
1061 |  |  |  | System Generation | F105D |  | 0 | 0 | 0 | 0 | 0 | 0 | 0 | 0 | 0 | 0 | 0 | 0 | 0 | 0 | 1518
1062 |  |  |  | System Generation | F105D |  | 0 | 0 | 0 | 0 | 0 | 0 | 0 | 0 | 0 | 0 | 0 | 0 | 0 | 0 | 1519
1063 |  |  |  | System Overheads | F102D |  | 145834.2902 | 85530.2775 | 35291.1817 | 7950.6785 | 1840.6443 | 126.2648 | 68.7742 | 1781.5751 | 77.8335 | 41.8607 | 13101.4807 | 11.8596 | 11.8596 | 0 | 1520
1064 |  |  | Total Land & Land Rights |  |  |  | 647976.0737 | 380031.1526 | 156807.0263 | 35326.7358 | 8178.4158 | 561.0242 | 305.5798 | 7915.9575 | 345.8326 | 185.9969 | 58212.9622 | 52.695 | 52.695 | 0
1065
1066 |  | 390 | Structures and Improvements
1067 |  |  |  | Situs | F107D |  | 5151224.0014 | 3021138.703 | 1246570.9002 | 280837.4205 | 65016.0604 | 4459.9817 | 2429.2715 | 62929.5927 | 2749.2701 | 1478.6218 | 462776.3589 | 418.9102 | 418.9102 | 0 | 1524
1068 |  |  |  | System Generation | F105D |  | 0 | 0 | 0 | 0 | 0 | 0 | 0 | 0 | 0 | 0 | 0 | 0 | 0 | 0 | 1525
1069 |  |  |  | System Generation | F105D |  | 0 | 0 | 0 | 0 | 0 | 0 | 0 | 0 | 0 | 0 | 0 | 0 | 0 | 0 | 1526
1070 |  |  |  | System Generation | F105D |  | 0 | 0 | 0 | 0 | 0 | 0 | 0 | 0 | 0 | 0 | 0 | 0 | 0 | 0 | 1527
1071 |  |  |  | Customer - System | F42 |  | 0 | 0 | 0 | 0 | 0 | 0 | 0 | 0 | 0 | 0 | 0 | 0 | 0 | 0 | 1528
1072 |  |  |  | System Generation | F102D |  | 0 | 0 | 0 | 0 | 0 | 0 | 0 | 0 | 0 | 0 | 0 | 0 | 0 | 0 | 1529
1073 |  |  |  | System Overheads | F102D |  | 1866133.8665 | 1094467.8872 | 451595.2273 | 101738.9695 | 23553.3675 | 1615.7175 | 880.0522 | 22797.5029 | 995.978 | 535.6603 | 167649.9868 | 151.7586 | 151.7586 | 0 | 1530
1074
1075 |  |  | Total Structures and Improvements |  |  |  | 7017357.8679 | 4115606.5902 | 1698166.1276 | 382576.39 | 88569.4279 | 6075.6993 | 3309.3237 | 85727.0957 | 3745.2481 | 2014.2821 | 630426.3457 | 570.6688 | 570.6688 | 0
1076
1077 |  | 391 | Office Furniture & Equipment
1078 |  |  |  | Situs | F107D |  | 235526.018 | 138133.5326 | 56996.1392 | 12840.5442 | 2972.6865 | 203.9208 | 111.072 | 2877.2883 | 125.7031 | 67.6061 | 21159.2183 | 19.1536 | 19.1536 | 0 | 1534
1079 |  |  |  | System Generation | F105D |  | 0 | 0 | 0 | 0 | 0 | 0 | 0 | 0 | 0 | 0 | 0 | 0 | 0 | 0 | 1535
1080 |  |  |  | System Generation | F105D |  | 0 | 0 | 0 | 0 | 0 | 0 | 0 | 0 | 0 | 0 | 0 | 0 | 0 | 0 | 1536
1081 |  |  |  | Customer - System | F42 |  | 0 | 0 | 0 | 0 | 0 | 0 | 0 | 0 | 0 | 0 | 0 | 0 | 0 | 0 | 1537
1082 |  |  |  | System Generation | F105D |  | 0 | 0 | 0 | 0 | 0 | 0 | 0 | 0 | 0 | 0 | 0 | 0 | 0 | 0 | 1538
1083 |  |  |  | Energy | F30 |  | 0 | 0 | 0 | 0 | 0 | 0 | 0 | 0 | 0 | 0 | 0 | 0 | 0 | 0 | 1539
1084 |  |  |  | System Overheads | F102D |  | 1064226.8101 | 624157.832 | 257537.6595 | 58020.135 | 13432.1153 | 921.4183 | 501.8799 | 13001.0576 | 567.9906 | 305.4787 | 95608.1522 | 86.5455 | 86.5455 | 0 | 1540
1085 |  |  |  | Cholla | F10 |  | 0 | 0 | 0 | 0 | 0 | 0 | 0 | 0 | 0 | 0 | 0 | 0 | 0 | 0 | 1541
1086 |  |  |  | Simple Cycle Combustion Turbine | F10 |  | 0 | 0 | 0 | 0 | 0 | 0 | 0 | 0 | 0 | 0 | 0 | 0 | 0 | 0 | 1542
1087 |  |  | Total Office Furniture & Equipment |  |  |  | 1299752.8281 | 762291.3646 | 314533.7987 | 70860.6792 | 16404.8017 | 1125.3391 | 612.9519 | 15878.3458 | 693.6937 | 373.0847 | 116767.3705 | 105.6991 | 105.6991 | 0
1088
1089 |  | 392 | Transportation Equipment
1090 |  |  |  | Situs | F107D |  | 4014833.3083 | 2354657.5126 | 971569.9356 | 218883.013 | 50673.1303 | 3476.0832 | 1893.3598 | 49046.9498 | 2142.7647 | 1152.429 | 360685.138 | 326.4961 | 326.4961 | 0 | 1546
1091 |  |  |  | System Overheads | F102D |  | 164241.825 | 96326.1031 | 39745.7147 | 8954.2312 | 2072.9746 | 142.2022 | 77.455 | 2006.4496 | 87.6578 | 47.1444 | 14755.1793 | 13.3565 | 13.3565 | 0 | 1547
1092 |  |  |  | System Generation | F105D |  | 0 | 0 | 0 | 0 | 0 | 0 | 0 | 0 | 0 | 0 | 0 | 0 | 0 | 0 | 1548
1093 |  |  |  | Customer - System | F42 |  | 0 | 0 | 0 | 0 | 0 | 0 | 0 | 0 | 0 | 0 | 0 | 0 | 0 | 0 | 1549
1094 |  |  |  | System Generation | F105D |  | 0 | 0 | 0 | 0 | 0 | 0 | 0 | 0 | 0 | 0 | 0 | 0 | 0 | 0 | 1550
1095 |  |  |  | Energy | F30 |  | 0 | 0 | 0 | 0 | 0 | 0 | 0 | 0 | 0 | 0 | 0 | 0 | 0 | 0 | 1551
1096 |  |  |  | System Generation | F105D |  | 0 | 0 | 0 | 0 | 0 | 0 | 0 | 0 | 0 | 0 | 0 | 0 | 0 | 0 | 1552
1097 |  |  |  | Cholla | F10 |  | 0 | 0 | 0 | 0 | 0 | 0 | 0 | 0 | 0 | 0 | 0 | 0 | 0 | 0 | 1553
1098 |  |  |  | Simple Cycle Combustion Turbine | F10 |  | 0 | 0 | 0 | 0 | 0 | 0 | 0 | 0 | 0 | 0 | 0 | 0 | 0 | 0 | 1554
1099 |  |  | Total Transportation Equipment |  |  |  | 4179075.1333 | 2450983.6157 | 1011315.6503 | 227837.2442 | 52746.1048 | 3618.2854 | 1970.8147 | 51053.3994 | 2230.4226 | 1199.5735 | 375440.3173 | 339.8527 | 339.8527 | 0
1100
1101 |  | 393 | Stores Equipment
1102 |  |  |  | Situs | F107D |  | 439396.6543 | 257701.5168 | 106331.8316 | 23955.2819 | 5545.8352 | 380.4341 | 207.2156 | 5367.8606 | 234.5113 | 126.1257 | 39474.5761 | 35.7328 | 35.7328 | 0 | 1558
1103 |  |  |  | System Generation | F105D |  | 0 | 0 | 0 | 0 | 0 | 0 | 0 | 0 | 0 | 0 | 0 | 0 | 0 | 0 | 1559
1104 |  |  |  | System Generation | F105D |  | 0 | 0 | 0 | 0 | 0 | 0 | 0 | 0 | 0 | 0 | 0 | 0 | 0 | 0 | 1560
1105 |  |  |  | System Overheads | F102D |  | 3883.9516 | 2277.8968 | 939.8972 | 211.7475 | 49.0212 | 3.3628 | 1.8316 | 47.448 | 2.0729 | 1.1149 | 348.927 | 0.31585 | 0.31585 | 0 | 1561
1106 |  |  |  | System Generation | F105D |  | 0 | 0 | 0 | 0 | 0 | 0 | 0 | 0 | 0 | 0 | 0 | 0 | 0 | 0 | 1562
1107 |  |  |  | Simple Cycle Combustion Turbine | F10 |  | 0 | 0 | 0 | 0 | 0 | 0 | 0 | 0 | 0 | 0 | 0 | 0 | 0 | 0 | 1563
1108 |  |  | Total Stores Equipment |  |  |  | 443280.6059 | 259979.4135 | 107271.7288 | 24167.0294 | 5594.8564 | 383.7968 | 209.0472 | 5415.3087 | 236.5842 | 127.2405 | 39823.5031 | 36.0487 | 36.0487 | 0 | 1564
1109
1110 |  | 394 | Tools, Shop & Garage Equipment
1111 |  |  |  | Situs | F107D |  | 1633903.3 | 958267.1022 | 395396.5712 | 89078.0886 | 20622.2745 | 1414.65 | 770.5343 | 19960.4733 | 872.0338 | 469.0002 | 146786.8258 | 132.873 | 132.873 | 0 | 1567
1112 |  |  |  | System Generation | F105D |  | 0 | 0 | 0 | 0 | 0 | 0 | 0 | 0 | 0 | 0 | 0 | 0 | 0 | 0 | 1568
1113 |  |  |  | System Generation | F105D |  | 0 | 0 | 0 | 0 | 0 | 0 | 0 | 0 | 0 | 0 | 0 | 0 | 0 | 0 | 1569
1114 |  |  |  | System Overheads | F102D |  | 72553.7778 | 42552.0277 | 17557.6578 | 3955.529 | 915.7359 | 62.8178 | 34.2157 | 886.3485 | 38.7228 | 20.826 | 6518.0961 | 5.9003 | 5.9003 | 0 | 1570
1115 |  |  |  | Energy | F30 |  | 0 | 0 | 0 | 0 | 0 | 0 | 0 | 0 | 0 | 0 | 0 | 0 | 0 | 0 | 1571
1116 |  |  |  | System Generation | F105D |  | 0 | 0 | 0 | 0 | 0 | 0 | 0 | 0 | 0 | 0 | 0 | 0 | 0 | 0 | 1572
1117 |  |  |  | Cholla | F10 |  | 0 | 0 | 0 | 0 | 0 | 0 | 0 | 0 | 0 | 0 | 0 | 0 | 0 | 0 | 1573
1118 |  |  |  | Simple Cycle Combustion Turbine | F10 |  | 0 | 0 | 0 | 0 | 0 | 0 | 0 | 0 | 0 | 0 | 0 | 0 | 0 | 0 | 1574
1119 |  |  | Total Tools, Shop & Garage Equipment |  |  |  | 1706457.0778 | 1000819.1299 | 412954.229 | 93033.6176 | 21538.0105 | 1477.4678 | 804.75 | 20846.8218 | 910.7566 | 489.8262 | 153304.9219 | 138.7733 | 138.7733 | 0
1120
1121 |  | 395 | Laboratory Equipment
1122 |  |  |  | Situs | F107D |  | 844435.4961 | 495252.5378 | 204349.2413 | 46037.4246 | 10658.024 | 731.1208 | 398.2283 | 10315.9913 | 450.6854 | 242.3891 | 75862.5104 | 68.6716 | 68.6716 | 0 | 1578
1123 |  |  |  | System Generation | F105D |  | 0 | 0 | 0 | 0 | 0 | 0 | 0 | 0 | 0 | 0 | 0 | 0 | 0 | 0 | 1579
1124 |  |  |  | System Generation | F105D |  | 0 | 0 | 0 | 0 | 0 | 0 | 0 | 0 | 0 | 0 | 0 | 0 | 0 | 0 | 1580
1125 |  |  |  | System Overheads | F102D |  | 95120.0855 | 55786.9298 | 23018.5934 | 5185.812 | 1200.5561 | 82.3559 | 44.8578 | 1162.0283 | 50.7667 | 27.3035 | 8545.4111 | 7.7354 | 7.7354 | 0 | 1581
1126 |  |  |  | Energy | F30 |  | 0 | 0 | 0 | 0 | 0 | 0 | 0 | 0 | 0 | 0 | 0 | 0 | 0 | 0 | 1582
1127 |  |  |  | System Generation | F105D |  | 0 | 0 | 0 | 0 | 0 | 0 | 0 | 0 | 0 | 0 | 0 | 0 | 0 | 0 | 1583
1128 |  |  |  | Cholla | F10 |  | 0 | 0 | 0 | 0 | 0 | 0 | 0 | 0 | 0 | 0 | 0 | 0 | 0 | 0 | 1584
1129 |  |  |  | Simple Cycle Combustion Turbine | F10 |  | 0 | 0 | 0 | 0 | 0 | 0 | 0 | 0 | 0 | 0 | 0 | 0 | 0 | 0 | 1585
1130 |  |  | Total Laboratory Equipment |  |  |  | 939555.5816 | 551039.4676 | 227367.8347 | 51223.2366 | 11858.5801 | 813.4767 | 443.0861 | 11478.0196 | 501.4521 | 269.6927 | 84407.9215 | 76.407 | 76.407 | 0
1131
1132 |  | 396 | Power Operated Equipment
1133 |  |  |  | Situs | F107D |  | 5667977.8382 | 3324209.3938 | 1371622.7899 | 309010.1062 | 71538.2576 | 4907.3924 | 2672.968 | 69242.4823 | 3025.0678 | 1626.9523 | 509200.56 | 460.9339 | 460.9339 | 0 | 1589
1134 |  |  |  | System Generation | F105D |  | 0 | 0 | 0 | 0 | 0 | 0 | 0 | 0 | 0 | 0 | 0 | 0 | 0 | 0 | 1590
1135 |  |  |  | System Generation | F105D |  | 0 | 0 | 0 | 0 | 0 | 0 | 0 | 0 | 0 | 0 | 0 | 0 | 0 | 0 | 1591
1136 |  |  |  | System Overheads | F102D |  | 84080.0081 | 49312.0405 | 20346.9489 | 4583.9227 | 1061.214 | 72.7973 | 39.6514 | 1027.1579 | 44.8745 | 24.1346 | 7553.5911 | 6.8376 | 6.8376 | 0 | 1592
1137 |  |  |  | System Generation | F105D |  | 0 | 0 | 0 | 0 | 0 | 0 | 0 | 0 | 0 | 0 | 0 | 0 | 0 | 0 | 1593
1138 |  |  |  | Energy | F30 |  | 0 | 0 | 0 | 0 | 0 | 0 | 0 | 0 | 0 | 0 | 0 | 0 | 0 | 0 | 1594
1139 |  |  |  | Cholla | F10 |  | 0 | 0 | 0 | 0 | 0 | 0 | 0 | 0 | 0 | 0 | 0 | 0 | 0 | 0 | 1595
1140 |  |  |  | Simple Cycle Combustion Turbine | F10 |  | 0 | 0 | 0 | 0 | 0 | 0 | 0 | 0 | 0 | 0 | 0 | 0 | 0 | 0 | 1596
1141 |  |  | Total Power Operated Equipment |  |  |  | 5752057.8463 | 3373521.4343 | 1391969.7388 | 313594.0289 | 72599.4715 | 4980.1897 | 2712.6194 | 70269.6403 | 3069.9423 | 1651.0869 | 516754.1512 | 467.7715 | 467.7715 | 0
1142
1143 |  | 397 | Communication Equipment
1144 |  |  |  | Situs | F107D |  | 7162201.7266 | 4200555.9901 | 1733217.6297 | 390473.0716 | 90397.5715 | 6201.1065 | 3377.6308 | 87496.5712 | 3822.553 | 2055.8585 | 643438.8479 | 582.4479 | 582.4479 | 0 | 1600
1145 |  |  |  | System Generation | F105D |  | 0 | 0 | 0 | 0 | 0 | 0 | 0 | 0 | 0 | 0 | 0 | 0 | 0 | 0 | 1601
1146 |  |  |  | System Generation | F105D |  | 0 | 0 | 0 | 0 | 0 | 0 | 0 | 0 | 0 | 0 | 0 | 0 | 0 | 0 | 1602
1147 |  |  |  | System Overheads | F102D |  | 1692078.2803 | 992386.1163 | 409474.6306 | 92249.706 | 21356.5288 | 1465.0184 | 797.9691 | 20671.1642 | 903.0825 | 485.6989 | 152013.1575 | 137.604 | 137.604 | 0 | 1603
1148 |  |  |  | Customer - System | F42 |  | 0 | 0 | 0 | 0 | 0 | 0 | 0 | 0 | 0 | 0 | 0 | 0 | 0 | 0 | 1604
1149 |  |  |  | System Generation | F105D |  | 0 | 0 | 0 | 0 | 0 | 0 | 0 | 0 | 0 | 0 | 0 | 0 | 0 | 0 | 1605
1150 |  |  |  | Energy | F30 |  | 0 | 0 | 0 | 0 | 0 | 0 | 0 | 0 | 0 | 0 | 0 | 0 | 0 | 0 | 1606
1151 |  |  |  | Cholla | F10 |  | 0 | 0 | 0 | 0 | 0 | 0 | 0 | 0 | 0 | 0 | 0 | 0 | 0 | 0 | 1607
1152 |  |  |  | Simple Cycle Combustion Turbine | F10 |  | 0 | 0 | 0 | 0 | 0 | 0 | 0 | 0 | 0 | 0 | 0 | 0 | 0 | 0 | 1608
1153 |  |  | Total Communication Equipment |  |  |  | 8854280.0069 | 5192942.1064 | 2142692.2603 | 482722.7776 | 111754.1003 | 7666.125 | 4175.5999 | 108167.7354 | 4725.6355 | 2541.5574 | 795452.0054 | 720.0519 | 720.0519 | 0
1154
1155 |  | Distribution - METER - Unbundled |  |  |  |  | D: GENERAL PLANT
1156
1157 |  | A |  | B | C |  | D | E | F | G | H | I | J | K | L | M | N | O | P
1158 |  | FERC ACCT |  | DESCRIPTION | COS Factor |  | Utah Jurisdiction Normalized | Residential Sch 1 | General Large Dist. Sch 6 | General +1 MW Sch 8 | Street & Area Lighting Sch. 7,11,12 | General Trans Sch 9 | General Secondary Sch 22 | Irrigation Sch 10 | Traffic Signals Sch 15 | Outdoor Lighting Sch 15 | General Small Dist. Sch 23 | Industrial Cust 1 | Industrial Cust 2
1159 |  | 398 | Misc. Equipment
1160 |  |  |  | Situs | F107D |  | 125878.1926 | 73826.2361 | 30461.9042 | 6862.7004 | 1588.7688 | 108.9866 | 59.363 | 1537.7827 | 67.1827 | 36.1324 | 11308.6621 | 10.2367 | 10.2367 | 0 | 1612
1161 |  |  |  | System Generation | F105D |  | 0 | 0 | 0 | 0 | 0 | 0 | 0 | 0 | 0 | 0 | 0 | 0 | 0 | 0 | 1613
1162 |  |  |  | System Generation | F105D |  | 0 | 0 | 0 | 0 | 0 | 0 | 0 | 0 | 0 | 0 | 0 | 0 | 0 | 0 | 1614
1163 |  |  |  | Customer - System | F42 |  | 0 | 0 | 0 | 0 | 0 | 0 | 0 | 0 | 0 | 0 | 0 | 0 | 0 | 0 | 1615
1164 |  |  |  | System Overheads | F102D |  | 50923.1282 | 29865.8791 | 12323.1468 | 2776.2567 | 642.7251 | 44.0898 | 24.0149 | 622.0991 | 27.1783 | 14.6171 | 4574.8389 | 4.1412 | 4.1412 | 0 | 1616
1165 |  |  |  | System Energy | F30 |  | 0 | 0 | 0 | 0 | 0 | 0 | 0 | 0 | 0 | 0 | 0 | 0 | 0 | 0 | 1617
1166 |  |  |  | Simple Cycle Combustion Turbine | F105D |  | 0 | 0 | 0 | 0 | 0 | 0 | 0 | 0 | 0 | 0 | 0 | 0 | 0 | 0 | 1618
1167 |  |  | Total Misc. Equipment |  |  |  | 176801.3208 | 103692.1153 | 42785.051 | 9638.957 | 2231.494 | 153.0764 | 83.3779 | 2159.8818 | 94.361 | 50.7495 | 15883.501 | 14.3779 | 14.3779 | 0
1168
1169 |  | 399 | Coal Mine |  | F30 |  | 0 | 0 | 0 | 0 | 0 | 0 | 0 | 0 | 0 | 0 | 0 | 0 | 0 | 0 | 1626
1170 |  | 399L | WIDCO Capital Lease |  | F30 |  | 0 | 0 | 0 | 0 | 0 | 0 | 0 | 0 | 0 | 0 | 0 | 0 | 0 | 0 | 1629
1171 |  |  | Remove Capital Lease |  | F30 |  | 0 | 0 | 0 | 0 | 0 | 0 | 0 | 0 | 0 | 0 | 0 | 0 | 0 | 0 | 1632
1172
1173 |  | 390L | General Capital Lease
1174 |  |  |  | Situs | F107D |  | 694407.3781 | 407262.6244 | 168043.1739 | 37858.1046 | 8764.4474 | 601.2249 | 327.4764 | 8483.1825 | 370.6136 | 199.3246 | 62384.264 | 56.4709 | 56.4709 | 0 | 1637
1175 |  |  |  | System Generation | F105D |  | 0 | 0 | 0 | 0 | 0 | 0 | 0 | 0 | 0 | 0 | 0 | 0 | 0 | 0 | 1638
1176 |  |  |  | System Overheads | F102D |  | -99047.3896 | -58090.2523 | -23968.9817 | -5399.9231 | -1250.1244 | -85.7562 | -46.7099 | -1210.006 | -52.8628 | -28.4308 | -8898.2328 | -8.0548 | -8.0548 | 0 | 1639
1177
1178 |  |  | Remove Capital Lease |  |  |  | -595359.9885 | -349172.3721 | -144074.1922 | -32458.1815 | -7514.323 | -515.4687 | -280.7665 | -7273.1765 | -317.7508 | -170.8938 | -53486.0312 | -48.4161 | -48.4161
1179
1180 |  | 392L | General Vehicles Capital Lease |  | F30 |  | 0 | 0 | 0 | 0 | 0 | 0 | 0 | 0 | 0 | 0 | 0 | 0 | 0 | 0 | 1646
1181 |  |  | Remove Capital Lease |  | F30 |  | 0 | 0 | 0 | 0 | 0 | 0 | 0 | 0 | 0 | 0 | 0 | 0 | 0 | 0 | 1649
1182
1183 |  | G00 | Unclassified Gen Plant - Acct 300 |  | F102D |  | 190492.4131 | 111721.797 | 46098.2281 | 10385.376 | 2404.2958 | 164.9303 | 89.8345 | 2327.1382 | 101.6681 | 54.6795 | 17113.4832 | 15.4913 | 15.4913 | 0 | 1659
1184 |  | GV0 | Unclassified Gen Veh - Acct 300 |  | F102D |  | 0 | 0 | 0 | 0 | 0 | 0 | 0 | 0 | 0 | 0 | 0 | 0 | 0 | 0 | 1667
1185
1186 |  | TOTAL GENERAL PLANT |  |  |  |  | 31207086.7554 | 18302628.1871 | 7551961.6735 | 1701366.0723 | 393879.5588 | 27019.4106 | 14716.9851 | 381239.3442 | 16655.5967 | 8957.77 | 2803586.4829 | 2537.8371 | 2537.8371 | 0
1187
1188
1189
1190 | [6 empty] | D: INTANGIBLE PLANT
1191
1192 |  | 301 | Organization
1193 |  |  |  | Situs | F107D |  | 0 | 0 | 0 | 0 | 0 | 0 | 0 | 0 | 0 | 0 | 0 | 0 | 0 | 0 | 1672
1194 |  |  |  | System Overheads | F102D |  | 0 | 0 | 0 | 0 | 0 | 0 | 0 | 0 | 0 | 0 | 0 | 0 | 0 | 0 | 1673
1195 |  |  |  | System Generation | F105D |  | 0 | 0 | 0 | 0 | 0 | 0 | 0 | 0 | 0 | 0 | 0 | 0 | 0 | 0 | 1674
1196 |  |  | Total Organization |  |  |  | 0 | 0 | 0 | 0 | 0 | 0 | 0 | 0 | 0 | 0 | 0 | 0 | 0 | 0
1197
1198 |  | 302 | Franchise & Consent
1199 |  |  |  | Situs | F107D |  | 0 | 0 | 0 | 0 | 0 | 0 | 0 | 0 | 0 | 0 | 0 | 0 | 0 | 0 | 1677
1200 |  |  |  | System Generation | F105D |  | 0 | 0 | 0 | 0 | 0 | 0 | 0 | 0 | 0 | 0 | 0 | 0 | 0 | 0 | 1678
1201 |  |  |  | System Generation | F105D |  | 0 | 0 | 0 | 0 | 0 | 0 | 0 | 0 | 0 | 0 | 0 | 0 | 0 | 0 | 1679
1202 |  |  |  | System Generation | F105D |  | 0 | 0 | 0 | 0 | 0 | 0 | 0 | 0 | 0 | 0 | 0 | 0 | 0 | 0 | 1680
1203 |  |  |  | System Generation | F105D |  | 0 | 0 | 0 | 0 | 0 | 0 | 0 | 0 | 0 | 0 | 0 | 0 | 0 | 0 | 1681
1204 |  |  |  | System Generation | F105D |  | 0 | 0 | 0 | 0 | 0 | 0 | 0 | 0 | 0 | 0 | 0 | 0 | 0 | 0 | 1682
1205 |  |  | Total Franchise & Consent |  |  |  | 0 | 0 | 0 | 0 | 0 | 0 | 0 | 0 | 0 | 0 | 0 | 0 | 0 | 0
1206
1207 |  | 303 | Miscellaneous Intangible Plant
1208 |  |  |  | Situs | F107D |  | -389291.3103 | -228315.2594 | -94206.5845 | -21223.6096 | -4913.4317 | -337.0523 | -183.5863 | -4755.752 | -207.7694 | -111.7433 | -34973.2054 | -31.6581 | -31.6581 | 0 | 1686
1209 |  |  |  | System Generation | F105D |  | 0 | 0 | 0 | 0 | 0 | 0 | 0 | 0 | 0 | 0 | 0 | 0 | 0 | 0 | 1687
1210 |  |  |  | System Overheads | F102D |  | 7182262.1397 | 4212321.2114 | 1738072.1511 | 391566.7368 | 90650.7635 | 6218.475 | 3387.0911 | 87741.638 | 3833.2595 | 2061.6167 | 645241.038 | 584.0792 | 584.0792 | 0 | 1688
1211 |  |  |  | Energy | F30 |  | 0 | 0 | 0 | 0 | 0 | 0 | 0 | 0 | 0 | 0 | 0 | 0 | 0 | 0 | 1689
1212 |  |  |  | Customer - System | F42 |  | 0 | 0 | 0 | 0 | 0 | 0 | 0 | 0 | 0 | 0 | 0 | 0 | 0 | 0 | 1690
1213 |  |  |  | Simple Cycle Combustion Turbine | F10 |  | 0 | 0 | 0 | 0 | 0 | 0 | 0 | 0 | 0 | 0 | 0 | 0 | 0 | 0 | 1691
1214 |  |  |  | System Generation | F105D |  | 0 | 0 | 0 | 0 | 0 | 0 | 0 | 0 | 0 | 0 | 0 | 0 | 0 | 0 | 1692
1215 |  |  | Total Miscellaneous Intangible Plant |  |  |  | 6792970.8295 | 3984005.952 | 1643865.5667 | 370343.1272 | 85737.3318 | 5881.4227 | 3203.5048 | 82985.886 | 3625.4901 | 1949.8735 | 610267.8326 | 552.4211 | 552.4211 | 0
1216
1217 |  | I00 | Unclass Intangible Plant - Acct 300 |  | F102D |  | 0 | 0 | 0 | 0 | 0 | 0 | 0 | 0 | 0 | 0 | 0 | 0 | 0 | 0 | 1703
1218
1219 |  | TOTAL INTANGIBLE PLANT |  |  |  |  | 6792970.8295 | 3984005.952 | 1643865.5667 | 370343.1272 | 85737.3318 | 5881.4227 | 3203.5048 | 82985.886 | 3625.4901 | 1949.8735 | 610267.8326 | 552.4211 | 552.4211 | 0
1220
1221
1222 |  | TOTAL ELECTRIC PLANT IN SERVICE |  |  |  |  | 535429222.7281 | 262685710.0404 | 175363280.0111 | 41766453.6941 | 757541.329 | 32900.8333 | 105136.5238 | 8137218.3844 | 139292.5274 | 82370.4319 | 46353138.4361 | 3090.2583 | 3090.2583 | 0
1223
1224
1225 |  | Distribution - METER - Unbundled |  |  |  |  | D: MISC RATE BASE
1226
1227 |  | A |  | B | C |  | D | E | F | G | H | I | J | K | L | M | N | O | P
1228 |  | FERC ACCT |  | DESCRIPTION | COS Factor |  | Utah Jurisdiction Normalized | Residential Sch 1 | General Large Dist. Sch 6 | General +1 MW Sch 8 | Street & Area Lighting Sch. 7,11,12 | General Trans Sch 9 | General Secondary Sch 22 | Irrigation Sch 10 | Traffic Signals Sch 15 | Outdoor Lighting Sch 15 | General Small Dist. Sch 23 | Industrial Cust 1 | Industrial Cust 2
1229 |  | 105 | Plant Held For Future Use
1230 |  |  |  | Situs | F20 |  | 985982.0817 | 471939.5994 | 333118.3147 | 79576.6329 | 557.1592 | 0 | 174.8433 | 15382.1612 | 238.584 | 143.2625 | 84851.5246 | 0 | 0 | 0 | 1711
1231 |  |  |  | System Generation | F10 |  | 0 | 0 | 0 | 0 | 0 | 0 | 0 | 0 | 0 | 0 | 0 | 0 | 0 | 0 | 1712
1232 |  |  |  | System Generation | F10 |  | 0 | 0 | 0 | 0 | 0 | 0 | 0 | 0 | 0 | 0 | 0 | 0 | 0 | 0 | 1713
1233 |  |  |  | System Generation | F10 |  | 0 | 0 | 0 | 0 | 0 | 0 | 0 | 0 | 0 | 0 | 0 | 0 | 0 | 0 | 1714
1234 |  |  |  | Energy | F30 |  | 0 | 0 | 0 | 0 | 0 | 0 | 0 | 0 | 0 | 0 | 0 | 0 | 0 | 0 | 1715
1235 |  |  |  | General | F102 |  | 0 | 0 | 0 | 0 | 0 | 0 | 0 | 0 | 0 | 0 | 0 | 0 | 0 | 0 | 1716
1236 |  |  | Total Plant Held For Future Use |  |  |  | 985982.0817 | 471939.5994 | 333118.3147 | 79576.6329 | 557.1592 | 0 | 174.8433 | 15382.1612 | 238.584 | 143.2625 | 84851.5246 | 0 | 0 | 0
1237
1238 |  | 114 | Electric Plant Acquisition Adjust |  | F10 |  | 0 | 0 | 0 | 0 | 0 | 0 | 0 | 0 | 0 | 0 | 0 | 0 | 0 | 0 | 1723
1239
1240 |  | 115 | Accum Prov for Asset Acquisition Adj |  | F10 |  | 0 | 0 | 0 | 0 | 0 | 0 | 0 | 0 | 0 | 0 | 0 | 0 | 0 | 0 | 1729
1241
1242 |  | 128 | Pensions |  | F102D |  | 0 | 0 | 0 | 0 | 0 | 0 | 0 | 0 | 0 | 0 | 0 | 0 | 0 | 0 | 1732
1243
1244 |  | 124 | Weatherization |  | F11 |  | 0 | 0 | 0 | 0 | 0 | 0 | 0 | 0 | 0 | 0 | 0 | 0 | 0 | 0 | 1754
1245
1246 |  | 151 | Fuel Stock |  | F30 |  | 0 | 0 | 0 | 0 | 0 | 0 | 0 | 0 | 0 | 0 | 0 | 0 | 0 | 0 | 1757
1247 |  |  |  | Cholla | F30 |  | 0 | 0 | 0 | 0 | 0 | 0 | 0 | 0 | 0 | 0 | 0 | 0 | 0 | 0 | 1759
1248 |  |  |  | Total Fuel Stock |  |  | 0 | 0 | 0 | 0 | 0 | 0 | 0 | 0 | 0 | 0 | 0 | 0 | 0 | 0
1249
1250 |  | 152 | Fuel Stock - Undistributed |  | F30 |  | 0 | 0 | 0 | 0 | 0 | 0 | 0 | 0 | 0 | 0 | 0 | 0 | 0 | 0 | 1763
1251
1252 |  | 25316 | DG&T Working Capital Deposit |  | F30 |  | 0 | 0 | 0 | 0 | 0 | 0 | 0 | 0 | 0 | 0 | 0 | 0 | 0 | 0 | 1768
1253
1254 |  | 25317 | DG&T Working Capital Deposit |  | F30 |  | 0 | 0 | 0 | 0 | 0 | 0 | 0 | 0 | 0 | 0 | 0 | 0 | 0 | 0 | 1772
1255
1256 |  | 25319 | Provo Working Capital Deposit |  | F30 |  | 0 | 0 | 0 | 0 | 0 | 0 | 0 | 0 | 0 | 0 | 0 | 0 | 0 | 0 | 1776
1257
1258 |  | 154 | Materials and Supplies |  | F102D |  | 2198463.0572 | 1289375.4625 | 532017.2587 | 119857.0852 | 27747.8531 | 1903.4515 | 1036.7757 | 26857.3808 | 1173.3461 | 631.053 | 197505.8216 | 178.7844 | 178.7844 | 0 | 1794
1259
1260 |  | 163 | Stores Expense Undistributed |  | F102D |  | 0 | 0 | 0 | 0 | 0 | 0 | 0 | 0 | 0 | 0 | 0 | 0 | 0 | 0 | 1797
1261
1262 |  | 25318 | Provo Working Capital Deposit |  | F102D |  | -2598.5515 | -1524.0231 | -628.8367 | -141.6693 | -32.7976 | -2.2499 | -1.2255 | -31.745 | -1.3869 | -0.7459 | -233.449 | -0.21132 | -0.21132 | 0 | 1802
1263
1264 |  | 165 | Prepayments |  | F102D |  | 0 | 0 | 0 | 0 | 0 | 0 | 0 | 0 | 0 | 0 | 0 | 0 | 0 | 0 | 1809
1265 |  |  |  | General Plant | F102D |  | 107844.762 | 63249.8187 | 26097.9025 | 5879.5433 | 1361.1603 | 93.3731 | 50.8586 | 1317.4785 | 57.558 | 30.9561 | 9688.5723 | 8.7702 | 8.7702 | 0 | 1810
1266 |  |  |  | System Generation | F102D |  | 0 | 0 | 0 | 0 | 0 | 0 | 0 | 0 | 0 | 0 | 0 | 0 | 0 | 0 | 1811
1267 |  |  |  | System Energy | F30 |  | 0 | 0 | 0 | 0 | 0 | 0 | 0 | 0 | 0 | 0 | 0 | 0 | 0 | 0 | 1812
1268 |  |  |  | System Overheads | F102D |  | 414553.3642 | 243131.1884 | 100319.8774 | 22600.861 | 5232.2762 | 358.9245 | 195.4997 | 5064.3642 | 221.2521 | 118.9946 | 37242.7012 | 33.7125 | 33.7125 | 0 | 1813
1269 |  |  |  | Total Prepayments |  |  | 522398.1261 | 306381.0071 | 126417.78 | 28480.4043 | 6593.4365 | 452.2976 | 246.3583 | 6381.8427 | 278.8101 | 149.9506 | 46931.2735 | 42.4827 | 42.4827 | 0
1270
1271 |  | 182 | Misc Regulatory Assets |  | F102D |  | -82631.7764 | -48462.6678 | -19996.4839 | -4504.9672 | -1042.9351 | -71.5434 | -38.9684 | -1009.4657 | -44.1016 | -23.7189 | -7423.4847 | -6.7198 | -6.7198 | 0 | 1817
1272 |  |  |  | System Generation | F102D |  | 0 | 0 | 0 | 0 | 0 | 0 | 0 | 0 | 0 | 0 | 0 | 0 | 0 | 0 | 1818
1273 |  |  |  | Simple Cycle Combustion Turbine | F102D |  | 0 | 0 | 0 | 0 | 0 | 0 | 0 | 0 | 0 | 0 | 0 | 0 | 0 | 0 | 1819
1274 |  |  |  | System Generation | F102D |  | 0 | 0 | 0 | 0 | 0 | 0 | 0 | 0 | 0 | 0 | 0 | 0 | 0 | 0 | 1820
1275 |  |  |  | Energy | F30 |  | 0 | 0 | 0 | 0 | 0 | 0 | 0 | 0 | 0 | 0 | 0 | 0 | 0 | 0 | 1821
1276 |  |  |  | System Generation | F102D |  | 0 | 0 | 0 | 0 | 0 | 0 | 0 | 0 | 0 | 0 | 0 | 0 | 0 | 0 | 1822
1277 |  |  |  | System Overheads | F102D |  | 13523298.5551 | 7931272.3824 | 3272571.81 | 737271.0413 | 170684.0151 | 11708.6083 | 6377.4676 | 165206.4966 | 7217.5467 | 3881.7657 | 1214907.9256 | 1099.7479 | 1099.7479 | 0 | 1823
1278 |  |  |  | Total Misc Regulatory Assets |  |  | 13440666.7788 | 7882809.7145 | 3252575.3261 | 732766.0741 | 169641.08 | 11637.0649 | 6338.4992 | 164197.0309 | 7173.4452 | 3858.0468 | 1207484.4409 | 1093.0281 | 1093.0281 | 0
1279
1280 |  | 186 | Misc Deferred Debits |  | F102D |  | 0 | 0 | 0 | 0 | 0 | 0 | 0 | 0 | 0 | 0 | 0 | 0 | 0 | 0 | 1827
1281 |  |  |  | System Generation | F102D |  | 0 | 0 | 0 | 0 | 0 | 0 | 0 | 0 | 0 | 0 | 0 | 0 | 0 | 0 | 1828
1282 |  |  |  | System Generation | F102D |  | 0 | 0 | 0 | 0 | 0 | 0 | 0 | 0 | 0 | 0 | 0 | 0 | 0 | 0 | 1829
1283 |  |  |  | System Generation | F102D |  | 0 | 0 | 0 | 0 | 0 | 0 | 0 | 0 | 0 | 0 | 0 | 0 | 0 | 0 | 1830
1284 |  |  |  | System Overheads | F102D |  | 6679.3627 | 3917.376 | 1616.373 | 364.1494 | 84.3034 | 5.7831 | 3.1499 | 81.598 | 3.5649 | 1.9173 | 600.0615 | 0.54318 | 0.54318 | 0 | 1831
1285 |  |  |  | System Energy | F30 |  | 0 | 0 | 0 | 0 | 0 | 0 | 0 | 0 | 0 | 0 | 0 | 0 | 0 | 0 | 1832
1286 |  |  |  | System Net Steam Plant | F102D |  | 0 | 0 | 0 | 0 | 0 | 0 | 0 | 0 | 0 | 0 | 0 | 0 | 0 | 0 | 1833
1287 |  |  |  | Excise Tax | F102D |  | 0 | 0 | 0 | 0 | 0 | 0 | 0 | 0 | 0 | 0 | 0 | 0 | 0 | 0 | 1834
1288 |  |  |  | Total Misc Deferred Debits |  |  | 6679.3627 | 3917.376 | 1616.373 | 364.1494 | 84.3034 | 5.7831 | 3.1499 | 81.598 | 3.5649 | 1.9173 | 600.0615 | 0.54318 | 0.54318 | 0
1289
1290 |  | CWC | Cash Working Capital |  |  |  | 371862.6144 | 185292.4084 | 117973.6603 | 26628.1 | 2129.8817 | 757.165 | 95.1765 | 4963.8781 | 131.1324 | 79.5177 | 33595.3605 | 108.5854 | 107.7487 | 0
1291
1292 |  | OWC | Other Working Capital |  | F137D |  | 507737.7598 | 278286.4768 | 130500.0354 | 30699.3746 | 12965.5156 | 2706.5053 | 79.4512 | 5894.8905 | 270.6375 | 99.0922 | 45572.6921 | 329.5424 | 333.5464 | 0 | 1854
1293 |  |  |  | Total Other Working Capital |  |  | 507737.7598 | 278286.4768 | 130500.0354 | 30699.3746 | 12965.5156 | 2706.5053 | 79.4512 | 5894.8905 | 270.6375 | 99.0922 | 45572.6921 | 329.5424 | 333.5464 | 0
1294
1295 |  | 18222 | Nuclear Plant |  | F10 |  | 0 | 0 | 0 | 0 | 0 | 0 | 0 | 0 | 0 | 0 | 0 | 0 | 0 | 0 | 1868
1296
1297 |  | 1869 | Misc Deferred Debits-Trojan |  | F10 |  | 0 | 0 | 0 | 0 | 0 | 0 | 0 | 0 | 0 | 0 | 0 | 0 | 0 | 0 | 1873
1298
1299 |  | 141 | Impact Housing - Notes Receivable |  | F30 |  | 0 | 0 | 0 | 0 | 0 | 0 | 0 | 0 | 0 | 0 | 0 | 0 | 0 | 0 | 1876
1300 |  | TOTAL RATE BASE ADDITIONS |  |  |  |  | 18031191.2292 | 10416478.0215 | 4493589.9114 | 1018230.1512 | 219686.4318 | 17460.0174 | 7973.0286 | 223727.0372 | 9268.1332 | 4962.0941 | 1616307.7256 | 1752.7549 | 1755.9222 | 0
1301
1302 |  | Distribution - METER - Unbundled
1303
1304 |  | A |  | B | C |  | D | E | F | G | H | I | J | K | L | M | N | O | P
1305 |  | FERC ACCT |  | DESCRIPTION | COS Factor |  | Utah Jurisdiction Normalized | Residential Sch 1 | General Large Dist. Sch 6 | General +1 MW Sch 8 | Street & Area Lighting Sch. 7,11,12 | General Trans Sch 9 | General Secondary Sch 22 | Irrigation Sch 10 | Traffic Signals Sch 15 | Outdoor Lighting Sch 15 | General Small Dist. Sch 23 | Industrial Cust 1 | Industrial Cust 2
1306
1307 |  | 235 | Customer Service Deposits |  | F51 |  | 0 | 0 | 0 | 0 | 0 | 0 | 0 | 0 | 0 | 0 | 0 | 0 | 0 | 0 | 1886
1308
1309 |  | 2281 | Accum Prov for Property Insurance |  | F102D |  | -144182.4312 | -84561.4795 | -34891.44 | -7860.6215 | -1819.7954 | -124.8346 | -67.9952 | -1761.3953 | -76.9519 | -41.3865 | -12953.0808 | -11.7253 | -11.7253 | 0 | 1891
1310
1311 |  | 2282 | Accum Prov for Injuries & Damages |  | F102D |  | 82747.5147 | 48530.5471 | 20024.492 | 4511.277 | 1044.3959 | 71.6436 | 39.023 | 1010.8796 | 44.1633 | 23.7521 | 7433.8824 | 6.7292 | 6.7292 | 0 | 1895
1312
1313 |  | 2283 | Accum Prov for Pension & Benefits |  | F102D |  | -4814604.8234 | -2823715.0953 | -1165110.713 | -262485.4208 | -60767.4288 | -4168.5334 | -2270.5249 | -58817.3065 | -2569.6124 | -1381.9977 | -432535.1196 | -391.5355 | -391.5355 | 0 | 1900
1314
1315 |  | 25335 | Accum Prov for Pension & Benefits |  | F30 |  | 0 | 0 | 0 | 0 | 0 | 0 | 0 | 0 | 0 | 0 | 0 | 0 | 0 | 0 | 1905
1316
1317 |  | 22844 | Accum Hydro Relicensing Obligation |  | F10 |  | 0 | 0 | 0 | 0 | 0 | 0 | 0 | 0 | 0 | 0 | 0 | 0 | 0 | 0 | 1909
1318
1319 |  | 254 | Reg Liabilities - Insurance Provision |  | F30 |  | -15499.9635 | -4505.1332 | -4311.7562 | -1352.7009 | -54.702 | -3179.1667 | -17.066 | -156.1996 | -5.2218 | -11.547 | -949.045 | -408.0395 | -549.3857 | 0 | 1912
1320 |  | 254 |  | Situs | F102D |  | 0 | 0 | 0 | 0 | 0 | 0 | 0 | 0 | 0 | 0 | 0 | 0 | 0 | 0 | 1913
1321
1322 |  | 22842 | Accum Misc Oper Prov - Trojan |  | F10 |  | 0 | 0 | 0 | 0 | 0 | 0 | 0 | 0 | 0 | 0 | 0 | 0 | 0 | 0 | 1918
1323
1324 |  | 252 | Customer Advances for Const |  | F50 |  | -1482932.027 | -734627.9472 | -30835.1596 | -106426.0385 | -14730.4123 | -270464.4125 | 0 | -19538.107 | -7200.0178 | -10761.8673 | -288348.0647 | 0 | 0 | 0 | 1926
1325
1326 |  | 25398 | SO2 Emissions |  | F30 |  | 0 | 0 | 0 | 0 | 0 | 0 | 0 | 0 | 0 | 0 | 0 | 0 | 0 | 0 | 1929
1327
1328 |  | 25399 | Other Deferred Credits |  | F10 |  | -961710.4074 | -328163.1522 | -270605.3034 | -77582.5211 | -1750.9302 | -168579.4658 | -825.6536 | -8818.3976 | -272.2173 | -380.7083 | -63911.0622 | -21271.4667 | -19549.5291 | 0 | 1937
1329
1330 |  | 190 | Accum Deferred Income Taxes |  | F104D |  | 0 | 0 | 0 | 0 | 0 | 0 | 0 | 0 | 0 | 0 | 0 | 0 | 0 | 0 | 1940
1331 |  |  |  | Customer System | F42 |  | 0 | 0 | 0 | 0 | 0 | 0 | 0 | 0 | 0 | 0 | 0 | 0 | 0 | 0 | 1941
1332 |  |  |  | Labor | F138D |  | 2027199.4936 | 1124072.2665 | 519300.8679 | 121209.5097 | 52257.5274 | 1406.5784 | 296.8076 | 23699.1869 | 1090.0992 | 386.4646 | 183215.9556 | 132.1149 | 132.1149 | 0 | 1942
1333 |  |  |  | System Generation | F104D |  | 0 | 0 | 0 | 0 | 0 | 0 | 0 | 0 | 0 | 0 | 0 | 0 | 0 | 0 | 1943
1334 |  |  |  | IBT | F141 |  | 0 | 0 | 0 | 0 | 0 | 0 | 0 | 0 | 0 | 0 | 0 | 0 | 0 | 0 | 1944
1335 |  |  |  | Bad Debt Expense | F104D |  | 0 | 0 | 0 | 0 | 0 | 0 | 0 | 0 | 0 | 0 | 0 | 0 | 0 | 0 | 1947
1336 |  |  |  | TROJP | F104D |  | 0 | 0 | 0 | 0 | 0 | 0 | 0 | 0 | 0 | 0 | 0 | 0 | 0 | 0 | 1948
1337 |  |  |  | System Generation | F104D |  | 0 | 0 | 0 | 0 | 0 | 0 | 0 | 0 | 0 | 0 | 0 | 0 | 0 | 0 | 1949
1338 |  |  |  | Energy | F104D |  | 0 | 0 | 0 | 0 | 0 | 0 | 0 | 0 | 0 | 0 | 0 | 0 | 0 | 0 | 1950
1339 |  |  |  | System Net Plant | F104D |  | 0 | 0 | 0 | 0 | 0 | 0 | 0 | 0 | 0 | 0 | 0 | 0 | 0 | 0 | 1951
1340 |  |  |  | Division Net Plant Distribution | F104D |  | 175937.0292 | 103205.7388 | 43148.5063 | 9699.0723 | 1563.5289 | 120.6121 | 90.7343 | 2195.2629 | 91.0305 | 52.3082 | 15747.5775 | 11.3287 | 11.3287 | 0 | 1952
1341 |  |  |  | Simple Cycle Combustion Turbine | F10 |  | 0 | 0 | 0 | 0 | 0 | 0 | 0 | 0 | 0 | 0 | 0 | 0 | 0 | 0 | 1953
1342 |  |  |  | Total Accum Deferred Income Taxes |  |  | 2203136.5228 | 1227278.0053 | 562449.3741 | 130908.582 | 53821.0563 | 1527.1906 | 387.5419 | 25894.4498 | 1181.1298 | 438.7727 | 198963.5331 | 143.4436 | 143.4436 | 0
1343
1344 |  | 281 | Accum Deferred Income Taxes |  | F104D |  | 0 | 0 | 0 | 0 | 0 | 0 | 0 | 0 | 0 | 0 | 0 | 0 | 0 | 0 | 1960
1345
1346 |  | 282 | Accum Deferred Income Taxes |  | F104D |  | -91031546.0759 | -53399662.4503 | -22325460.7322 | -5018395.2268 | -808985.1797 | -62405.9 | -46946.8295 | -1135850.5943 | -47100.0818 | -27064.7634 | -8147951.1894 | -5861.5642 | -5861.5642 | 0 | 1963
1347 |  |  |  | DITBAL | F104D |  | -0.0065179 | -0.0038235 | -0.0015985 | -0.00035932 | -5.7924e-05 | -4.4683e-06 | -3.3614e-06 | -8.1328e-05 | -3.3724e-06 | -1.9379e-06 | -0.0005834 | -4.1969e-07 | -4.1969e-07 | 0 | 1964
1348 |  |  |  | System Net Plant | F104D |  | 0 | 0 | 0 | 0 | 0 | 0 | 0 | 0 | 0 | 0 | 0 | 0 | 0 | 0 | 1965
1349 |  |  |  | Labor | F138D |  | -25548.796 | -14166.6832 | -6544.749 | -1527.6035 | -658.6016 | -17.7271 | -3.7407 | -298.6809 | -13.7385 | -4.8706 | -2309.0708 | -1.665 | -1.665 | 0 | 1966
1350 |  |  |  | GPS | F104D |  | 0 | 0 | 0 | 0 | 0 | 0 | 0 | 0 | 0 | 0 | 0 | 0 | 0 | 0 | 1967
1351 |  |  |  | CIAC | F104D |  | 6526.4501 | 3828.4556 | 1600.61 | 359.7907 | 57.9997 | 4.4742 | 3.3658 | 81.4341 | 3.3768 | 1.9404 | 584.1623 | 0.42024 | 0.42024 | 0 | 1968
1352 |  |  |  | SNPD | F104D |  | 0 | 0 | 0 | 0 | 0 | 0 | 0 | 0 | 0 | 0 | 0 | 0 | 0 | 0 | 1969
1353 |  |  |  | SCHMDEXP | F104D |  | 0 | 0 | 0 | 0 | 0 | 0 | 0 | 0 | 0 | 0 | 0 | 0 | 0 | 0 | 1970
1354 |  |  |  | TAXDEPR | F104D |  | 0 | 0 | 0 | 0 | 0 | 0 | 0 | 0 | 0 | 0 | 0 | 0 | 0 | 0 | 1971
1355 |  |  |  | DGP | F104D |  | 0 | 0 | 0 | 0 | 0 | 0 | 0 | 0 | 0 | 0 | 0 | 0 | 0 | 0 | 1972
1356 |  |  |  | IBT | F104D |  | 0 | 0 | 0 | 0 | 0 | 0 | 0 | 0 | 0 | 0 | 0 | 0 | 0 | 0 | 1973
1357 |  |  |  | SSGCT | F104D |  | 0 | 0 | 0 | 0 | 0 | 0 | 0 | 0 | 0 | 0 | 0 | 0 | 0 | 0 | 1974
1358 |  |  |  | SSGCH | F104D |  | 0 | 0 | 0 | 0 | 0 | 0 | 0 | 0 | 0 | 0 | 0 | 0 | 0 | 0 | 1975
1359 |  |  |  | SE | F104D |  | 0 | 0 | 0 | 0 | 0 | 0 | 0 | 0 | 0 | 0 | 0 | 0 | 0 | 0 | 1976
1360 |  |  |  | SG | F104D |  | 0 | 0 | 0 | 0 | 0 | 0 | 0 | 0 | 0 | 0 | 0 | 0 | 0 | 0 | 1977
1361 |  |  |  | Total Accum Deferred Income Taxes |  |  | -91050568.4284 | -53410000.6817 | -22330404.8729 | -5019563.04 | -809585.7817 | -62419.1529 | -46947.2043 | -1136067.8412 | -47110.4436 | -27067.6937 | -8149676.0984 | -5862.809 | -5862.809 | 0
1362
1363
1364 |  | 283 | Accum Deferred Income Taxes |  | F104D |  | -317529.5655 | -186264.7878 | -77874.0354 | -17504.7983 | -2821.8428 | -217.6797 | -163.7565 | -3961.9908 | -164.2911 | -94.4053 | -28421.086 | -20.4459 | -20.4459 | 0 | 1981
1365 |  |  |  | System Generation | F104D |  | 0 | 0 | 0 | 0 | 0 | 0 | 0 | 0 | 0 | 0 | 0 | 0 | 0 | 0 | 1982
1366 |  |  |  | Energy | F104D |  | 0 | 0 | 0 | 0 | 0 | 0 | 0 | 0 | 0 | 0 | 0 | 0 | 0 | 0 | 1983
1367 |  |  |  | Labor | F138D |  | -2703635.7966 | -1499152.9088 | -692581.2777 | -161654.7214 | -69694.8289 | -1875.9258 | -395.8464 | -31607.136 | -1453.8438 | -515.4201 | -244351.4896 | -176.199 | -176.199 | 0 | 1984
1368 |  |  |  | General Plant | F104D |  | -161001.2088 | -94444.2951 | -39485.5006 | -8875.6891 | -1430.7962 | -110.373 | -83.0316 | -2008.9005 | -83.3027 | -47.8676 | -14410.7186 | -10.3669 | -10.3669 | 0 | 1985
1369 |  |  |  | System Net Plant | F104D |  | -41472.8184 | -24328.2093 | -10171.1969 | -2286.3172 | -368.5634 | -28.4313 | -21.3884 | -517.4791 | -21.4582 | -12.3304 | -3712.1033 | -2.6705 | -2.6705 | 0 | 1986
1370 |  |  |  | TROJP | F104D |  | 0 | 0 | 0 | 0 | 0 | 0 | 0 | 0 | 0 | 0 | 0 | 0 | 0 | 0 | 1987
1371 |  |  |  | System Generation | F104D |  | 0 | 0 | 0 | 0 | 0 | 0 | 0 | 0 | 0 | 0 | 0 | 0 | 0 | 0 | 1988
1372 |  |  |  | Simple Cycle Combustion Turbine | F104D |  | 0 | 0 | 0 | 0 | 0 | 0 | 0 | 0 | 0 | 0 | 0 | 0 | 0 | 0 | 1989
1373 |  |  |  | System Generation | F104D |  | 0 | 0 | 0 | 0 | 0 | 0 | 0 | 0 | 0 | 0 | 0 | 0 | 0 | 0 | 1990
1374 |  |  |  | Total Accum Deferred Income Taxes |  |  | -3223639.3893 | -1804190.201 | -820112.0106 | -190321.526 | -74316.0313 | -2232.4098 | -664.0229 | -38095.5064 | -1722.8957 | -670.0234 | -290895.3975 | -209.6823 | -209.6823 | 0
1375
1376 |  | 255 | Accum Investment Tax Credit |  | F104D |  | -6811.1703 | -3995.4742 | -1670.4376 | -375.4868 | -60.53 | -4.6693 | -3.5127 | -84.9867 | -3.5241 | -2.025 | -609.6467 | -0.43857 | -0.43857 | 0 | 2004
1377 |  | TOTAL MISC RATE BASE DEDUCTIONS |  |  |  |  | -99414064.6029 | -57917950.6119 | -24075467.8271 | -5530547.4966 | -908220.1594 | -509573.8109 | -50369.4147 | -1236434.4107 | -57735.5915 | -39854.7241 | -9033480.0994 | -28005.5241 | -26424.9326 | 0
1378
1379 | [6 empty] | D: ACCUMULATED DEPRECIATION
1380 | [6 empty] | D: PRODUCTION PLANT
1381
1382 |  | 108SP | Steam Prod Accumulated Depr |  | F10 |  | 0 | 0 | 0 | 0 | 0 | 0 | 0 | 0 | 0 | 0 | 0 | 0 | 0 | 0 | 2016
1383
1384 |  | 108NP | Nuclear Prod Accumulated Depr |  | F10 |  | 0 | 0 | 0 | 0 | 0 | 0 | 0 | 0 | 0 | 0 | 0 | 0 | 0 | 0 | 2022
1385
1386 |  | 108HP | Hydraulic Prod Accum Depr |  | F10 |  | 0 | 0 | 0 | 0 | 0 | 0 | 0 | 0 | 0 | 0 | 0 | 0 | 0 | 0 | 2030
1387
1388 |  | 108OP | Other Production - Accum Depr |  | F10 |  | 0 | 0 | 0 | 0 | 0 | 0 | 0 | 0 | 0 | 0 | 0 | 0 | 0 | 0 | 2033
1389 |  |  |  | Simple Cycle Combustion Turbine | F10 |  | 0 | 0 | 0 | 0 | 0 | 0 | 0 | 0 | 0 | 0 | 0 | 0 | 0 | 0 | 2034
1390 |  |  |  | Wind Generation | F10 |  | 0 | 0 | 0 | 0 | 0 | 0 | 0 | 0 | 0 | 0 | 0 | 0 | 0 | 0 | 2035
1391 |  |  |  | System Generation | F10 |  | 0 | 0 | 0 | 0 | 0 | 0 | 0 | 0 | 0 | 0 | 0 | 0 | 0 | 0 | 2036
1392 |  |  |  | System Generation | F10 |  | 0 | 0 | 0 | 0 | 0 | 0 | 0 | 0 | 0 | 0 | 0 | 0 | 0 | 0 | 2037
1393 |  |  |  | Total Other Production - Accum Depr |  |  | 0 | 0 | 0 | 0 | 0 | 0 | 0 | 0 | 0 | 0 | 0 | 0 | 0 | 0
1394
1395 |  | 108EP | Experimental Plant - Accum Depr |  | F10 |  | 0 | 0 | 0 | 0 | 0 | 0 | 0 | 0 | 0 | 0 | 0 | 0 | 0 | 0 | 2043
1396
1397
1398
1399 |  | TOTAL PRODUCTION PLANT DEPRECIATION |  |  |  |  | 0 | 0 | 0 | 0 | 0 | 0 | 0 | 0 | 0 | 0 | 0 | 0 | 0 | 0
1400
1401
1402 | [6 empty] | D: TRANSMISSION PLANT
1403
1404 |  | 108TP | Transmission Plant Accum Depr |  | F106 |  | 0 | 0 | 0 | 0 | 0 | 0 | 0 | 0 | 0 | 0 | 0 | 0 | 0 | 0 | 2051
1405
1406
1407 | [6 empty] | D: DISTRIBUTION PLANT
1408
1409 |  | 108360 | Land and Land Rights |  | F118 |  | -766803.5512 | -367029.9567 | -259067.8994 | -61887.1741 | -433.3057 | 0 | -135.9765 | -11962.7893 | -185.548 | -111.416 | -65989.4856 | 0 | 0 | 0 | 2055
1410
1411 |  | 108361 | Structures and Improvements |  | F119 |  | -2870602.9261 | -1374011.9826 | -969845.6258 | -231680.5949 | -1622.1215 | 0 | -509.0413 | -44783.8534 | -694.6169 | -417.0966 | -247037.9932 | 0 | 0 | 0 | 2059
1412
1413 |  | 108362 | Station Equipment |  | F120 |  | -111255796.96 | -53252505.5164 | -37588252.6417 | -8979231.8515 | -62868.4729 | 0 | -19728.8835 | -1735685.3005 | -26921.2293 | -16165.388 | -9574437.6761 | 0 | 0 | 0 | 2063
1414
1415 |  | Distribution - METER - Unbundled
1416
1417 |  | A |  | B | C |  | D | E | F | G | H | I | J | K | L | M | N | O | P
1418 |  | FERC ACCT |  | DESCRIPTION | COS Factor |  | Utah Jurisdiction Normalized | Residential Sch 1 | General Large Dist. Sch 6 | General +1 MW Sch 8 | Street & Area Lighting Sch. 7,11,12 | General Trans Sch 9 | General Secondary Sch 22 | Irrigation Sch 10 | Traffic Signals Sch 15 | Outdoor Lighting Sch 15 | General Small Dist. Sch 23 | Industrial Cust 1 | Industrial Cust 2
1419
1420 |  | 108364 | Poles, Towers & Fixtures |  | F121 |  | 0 | 0 | 0 | 0 | 0 | 0 | 0 | 0 | 0 | 0 | 0 | 0 | 0 | 0 | 2067
1421
1422 |  | 108365 | Overhead Conductors |  | F122 |  | 0 | 0 | 0 | 0 | 0 | 0 | 0 | 0 | 0 | 0 | 0 | 0 | 0 | 0 | 2071
1423
1424 |  | 108366 | Underground Conduit |  | F123 |  | 0 | 0 | 0 | 0 | 0 | 0 | 0 | 0 | 0 | 0 | 0 | 0 | 0 | 0 | 2075
1425
1426 |  | 108367 | Underground Conductors |  | F124 |  | 0 | 0 | 0 | 0 | 0 | 0 | 0 | 0 | 0 | 0 | 0 | 0 | 0 | 0 | 2079
1427
1428 |  | 108368 | Line Transformers |  | F125 |  | 0 | 0 | 0 | 0 | 0 | 0 | 0 | 0 | 0 | 0 | 0 | 0 | 0 | 0 | 2083
1429
1430 |  | 108369 | Services |  | F126 |  | 0 | 0 | 0 | 0 | 0 | 0 | 0 | 0 | 0 | 0 | 0 | 0 | 0 | 0 | 2087
1431
1432 |  | 108370 | Meters |  | F127 |  | 0 | 0 | 0 | 0 | 0 | 0 | 0 | 0 | 0 | 0 | 0 | 0 | 0 | 0 | 2091
1433
1434 |  | 108371 | Install on Customers' Premises |  | F128 |  | 0 | 0 | 0 | 0 | 0 | 0 | 0 | 0 | 0 | 0 | 0 | 0 | 0 | 0 | 2095
1435
1436 |  | 108372 | Leased Property |  | F129 |  | 0 | 0 | 0 | 0 | 0 | 0 | 0 | 0 | 0 | 0 | 0 | 0 | 0 | 0 | 2099
1437
1438 |  | 108373 | Street Lights |  | F130 |  | 0 | 0 | 0 | 0 | 0 | 0 | 0 | 0 | 0 | 0 | 0 | 0 | 0 | 0 | 2103
1439
1440 |  | 108D00 | Unclassified Dist Plant - Acct 300 |  | F121 |  | 0 | 0 | 0 | 0 | 0 | 0 | 0 | 0 | 0 | 0 | 0 | 0 | 0 | 0 | 2107
1441
1442 |  | 108DS | Unclassified Dist Sub - Acct 300 |  | F120 |  | 0 | 0 | 0 | 0 | 0 | 0 | 0 | 0 | 0 | 0 | 0 | 0 | 0 | 0 | 2111
1443
1444 |  | 108D | Unclassified Dist Sub - Acct 300 |  | F102D |  | 403870.898 | 236866.0343 | 97734.7731 | 22018.4681 | 5097.4477 | 349.6755 | 190.4619 | 4933.8625 | 215.5507 | 115.9282 | 36283.0084 | 32.8438 | 32.8438 | 0 | 2115
1445
1446
1447 |  | TOTAL DISTRIBUTION PLANT DEPR |  |  |  |  | -114489332.5393 | -54756681.4214 | -38719431.3937 | -9250781.1524 | -59826.4525 | 349.6755 | -20183.4394 | -1787498.0806 | -27585.8435 | -16577.9723 | -9851182.1465 | 32.8438 | 32.8438 | 0
1448
1449 | [6 empty] | D: GENERAL PLANT
1450 |  | 108GP | General Plant Accumulated Depr
1451 |  |  |  | Situs | F107D |  | -9503063.0958 | -5573446.565 | -2299694.5804 | -518093.5107 | -119942.7017 | -8227.8479 | -4481.5602 | -116093.5518 | -5071.8988 | -2727.786 | -853737.4684 | -772.8125 | -772.8125 | 0 | 2121
1452 |  |  |  | System Generation | F105D |  | 0 | 0 | 0 | 0 | 0 | 0 | 0 | 0 | 0 | 0 | 0 | 0 | 0 | 0 | 2122
1453 |  |  |  | System Generation | F105D |  | 0 | 0 | 0 | 0 | 0 | 0 | 0 | 0 | 0 | 0 | 0 | 0 | 0 | 0 | 2123
1454 |  |  |  | System Generation | F105D |  | 0 | 0 | 0 | 0 | 0 | 0 | 0 | 0 | 0 | 0 | 0 | 0 | 0 | 0 | 2124
1455 |  |  |  | Customer - System | F42 |  | 0 | 0 | 0 | 0 | 0 | 0 | 0 | 0 | 0 | 0 | 0 | 0 | 0 | 0 | 2125
1456 |  |  |  | System Overheads | F102D |  | -2078477.8892 | -1219005.4233 | -502981.4376 | -113315.6642 | -26233.4629 | -1799.5671 | -980.1917 | -25391.5899 | -1109.3086 | -596.6121 | -186726.5779 | -169.0269 | -169.0269 | 0 | 2126
1457 |  |  |  | Energy | F30 |  | 0 | 0 | 0 | 0 | 0 | 0 | 0 | 0 | 0 | 0 | 0 | 0 | 0 | 0 | 2127
1458 |  |  |  | Simple Cycle Combustion Turbine | F10 |  | 0 | 0 | 0 | 0 | 0 | 0 | 0 | 0 | 0 | 0 | 0 | 0 | 0 | 0 | 2128
1459 |  |  |  | Cholla | F10 |  | 0 | 0 | 0 | 0 | 0 | 0 | 0 | 0 | 0 | 0 | 0 | 0 | 0 | 0 | 2129
1460 |  |  | Total General Plant Accumulated Depr |  |  |  | -11581540.985 | -6792451.9883 | -2802676.0179 | -631409.1748 | -146176.1647 | -10027.415 | -5461.7519 | -141485.1416 | -6181.2074 | -3324.3981 | -1040464.0462 | -941.8394 | -941.8394 | 0
1461
1462 |  | 108MP | Mining Plant Accumulated Depr. |  | F30 |  | 0 | 0 | 0 | 0 | 0 | 0 | 0 | 0 | 0 | 0 | 0 | 0 | 0 | 0 | 2137
1463
1464 |  | 1081390 | Accum Depr - Capital Lease |  | F30 |  | 0 | 0 | 0 | 0 | 0 | 0 | 0 | 0 | 0 | 0 | 0 | 0 | 0 | 0 | 2144
1465 |  |  | Remove Capital Lease |  | F30 |  | 0 | 0 | 0 | 0 | 0 | 0 | 0 | 0 | 0 | 0 | 0 | 0 | 0 | 0 | 2147
1466
1467 |  | 1081399L | Accum Depr - Capital Lease |  | F30 |  | 0 | 0 | 0 | 0 | 0 | 0 | 0 | 0 | 0 | 0 | 0 | 0 | 0 | 0 | 2151
1468 |  |  |  | Energy | F30 |  | 0 | 0 | 0 | 0 | 0 | 0 | 0 | 0 | 0 | 0 | 0 | 0 | 0 | 0 | 2152
1469 |  |  | Remove Capital Lease |  | F30 |  | 0 | 0 | 0 | 0 | 0 | 0 | 0 | 0 | 0 | 0 | 0 | 0 | 0 | 0 | 2155
1470
1471 |  | TOTAL GENERAL PLANT ACCUM DEPR |  |  |  |  | -11581540.985 | -6792451.9883 | -2802676.0179 | -631409.1748 | -146176.1647 | -10027.415 | -5461.7519 | -141485.1416 | -6181.2074 | -3324.3981 | -1040464.0462 | -941.8394 | -941.8394 | 0
1472
1473
1474 |  | TOTAL ACCUM DEPR - PLANT IN SERVICE |  |  |  |  | -126070873.5243 | -61549133.4097 | -41522107.4116 | -9882190.3273 | -206002.6172 | -9677.7396 | -25645.1913 | -1928983.2223 | -33767.0509 | -19902.3704 | -10891646.1927 | -908.9957 | -908.9957 | 0
1475
1476
1477 | [6 empty] | D: ACCUMULATED AMORTIZATION
1478
1479 |  | 111CLS | Accum Prov for Amort-Steam |  | F10 |  | 0 | 0 | 0 | 0 | 0 | 0 | 0 | 0 | 0 | 0 | 0 | 0 | 0 | 0 | 2168
1480
1481 |  | 111CLG | Accum Prov for Amort-General
1482 |  |  | Situs |  | F108D |  | -1955.5071 | -1146.8843 | -473.2231 | -106.6115 | -24.6814 | -1.6931 | -0.9222 | -23.8893 | -1.0437 | -0.56131 | -175.6791 | -0.15903 | -0.15903 | 0 | 2172
1483 |  |  | Customer - System |  | F40 |  | 0 | 0 | 0 | 0 | 0 | 0 | 0 | 0 | 0 | 0 | 0 | 0 | 0 | 0 | 2173
1484 |  |  | System Generation |  | F108D |  | 0 | 0 | 0 | 0 | 0 | 0 | 0 | 0 | 0 | 0 | 0 | 0 | 0 | 0 | 2174
1485 |  |  | System Overheads |  | F108D |  | -72738.8342 | -42660.5613 | -17602.4405 | -3965.618 | -918.0716 | -62.978 | -34.303 | -888.6092 | -38.8216 | -20.8792 | -6534.7212 | -5.9153 | -5.9153 | 0 | 2175
1486 |  |  | Energy |  | F108D |  | 0 | 0 | 0 | 0 | 0 | 0 | 0 | 0 | 0 | 0 | 0 | 0 | 0 | 0 | 2176
1487 |  |  | Total Accum Prov for Amort-General |  |  |  | -74694.3412 | -43807.4456 | -18075.6636 | -4072.2295 | -942.753 | -64.6711 | -35.2252 | -912.4986 | -39.8653 | -21.4405 | -6710.4003 | -6.0743 | -6.0743 | 0 | 2177
1488
1489 |  | 111CLH | Accum Prov for Amort-Hydro |  | F10 |  | 0 | 0 | 0 | 0 | 0 | 0 | 0 | 0 | 0 | 0 | 0 | 0 | 0 | 0 | 2185
1490
1491 |  | 111IP | Accum Prov for Amort-Intangible
1492 |  |  |  | Situs | F107D |  | 2108.2146 | 1236.4457 | 510.1776 | 114.9369 | 26.6088 | 1.8253 | 0.99422 | 25.7549 | 1.1252 | 0.60515 | 189.3981 | 0.17145 | 0.17145 | 0 | 2189
1493 |  |  |  | System Generation | F105D |  | 0 | 0 | 0 | 0 | 0 | 0 | 0 | 0 | 0 | 0 | 0 | 0 | 0 | 0 | 2190
1494 |  |  |  | System Generation | F105D |  | 0 | 0 | 0 | 0 | 0 | 0 | 0 | 0 | 0 | 0 | 0 | 0 | 0 | 0 | 2191
1495 |  |  |  | Energy | F30 |  | 0 | 0 | 0 | 0 | 0 | 0 | 0 | 0 | 0 | 0 | 0 | 0 | 0 | 0 | 2192
1496 |  |  |  | System Generation | F105D |  | 0 | 0 | 0 | 0 | 0 | 0 | 0 | 0 | 0 | 0 | 0 | 0 | 0 | 0 | 2193
1497 |  |  |  | System Generation | F105D |  | 0 | 0 | 0 | 0 | 0 | 0 | 0 | 0 | 0 | 0 | 0 | 0 | 0 | 0 | 2194
1498 |  |  |  | System Generation | F105D |  | 0 | 0 | 0 | 0 | 0 | 0 | 0 | 0 | 0 | 0 | 0 | 0 | 0 | 0 | 2195
1499 |  |  |  | Customer - System | F42 |  | 0 | 0 | 0 | 0 | 0 | 0 | 0 | 0 | 0 | 0 | 0 | 0 | 0 | 0 | 2196
1500 |  |  |  | System Generation | F105D |  | 0 | 0 | 0 | 0 | 0 | 0 | 0 | 0 | 0 | 0 | 0 | 0 | 0 | 0 | 2197
1501 |  |  |  | Cholla | F10 |  | 0 | 0 | 0 | 0 | 0 | 0 | 0 | 0 | 0 | 0 | 0 | 0 | 0 | 0 | 2198
1502 |  |  |  | System Overheads | F102D |  | -5309995.7655 | -3114256.6729 | -1284992.8871 | -289493.4317 | -67019.9947 | -4597.4479 | -2504.1469 | -64869.2177 | -2834.0085 | -1524.1961 | -477040.1181 | -431.8219 | -431.8219 | 0 | 2199
1503 |  |  | Total Accum Prov for Amort-Intangible |  |  |  | -5307887.5509 | -3113020.2272 | -1284482.7095 | -289378.4949 | -66993.3859 | -4595.6226 | -2503.1527 | -64843.4628 | -2832.8833 | -1523.591 | -476850.7201 | -431.6505 | -431.6505 | 0
1504
1505 |  | 111390 | Accum Prov for Amort-Capital Lease |  | F30 |  | 0 | 0 | 0 | 0 | 0 | 0 | 0 | 0 | 0 | 0 | 0 | 0 | 0 | 0 | 2210
1506
1507
1508 |  | TOTAL ACCUM PROV FOR AMORTIZATION |  |  |  |  | -5382581.8921 | -3156827.6728 | -1302558.3731 | -293450.7243 | -67936.1389 | -4660.2937 | -2538.3778 | -65755.9613 | -2872.7486 | -1545.0314 | -483561.1204 | -437.7248 | -437.7248 | 0

## Dist-P&C
DIS P & C |  |  | - | DIS - P & C - Unbundled
Rocky Mountain Power
3 | Cost Of Service By Rate Schedule
4 | State of Utah
5 | 2017 Protocol (Non Wgt)
6 | 12 Months Ended Dec 2017
7
8
9 |  | A |  | B | C |  | D | E | F | G | H | I | J | K | L | M | N | O | P | Chk Total
12 |  |  |  | DESCRIPTION |  |  | Utah Jurisdiction Normalized | Residential Sch 1 | General Large Dist. Sch 6 | General +1 MW Sch 8 | Street & Area Lighting Sch. 7,11,12 | General Trans Sch 9 | General Secondary Sch 22 | Irrigation Sch 10 | Traffic Signals Sch 15 | Outdoor Lighting Sch 15 | General Small Dist. Sch 23 | Industrial Cust 1 | Industrial Cust 2 | 0
13
12 |  |  |  | Operating Revenues |  |  | 163296540.6154 | 85668214.5577 | 45060245.8844 | 10374498.1986 | 5125281.1451 | 12433.8814 | 2659.1799 | 1768131.9124 | 33779.0125 | 10833.0178 | 15210586.273 | 15539.2363 | 14338.3164 | 0
13
14 |  |  |  | Operating Expenses
15 |  |  |  | Operation & Maintenance Expenses |  |  | 71661068.436 | 39799262.6359 | 17900889.9352 | 4209479.1847 | 2150979.9737 | 233087.0769 | 8200.4614 | 789491.1178 | 38677.7201 | 13059.9624 | 6459484.7391 | 29037.9284 | 29417.7004 | 0
16 |  |  |  | Depreciation Expense |  |  | 42673185.0604 | 23312596.0416 | 10898206.3478 | 2595446.0627 | 1597938.309 | 2094.9345 | 6553.8666 | 505759.7767 | 8677.4593 | 5129.6526 | 3740389.07 | 196.7697 | 196.7697 | 0
17 |  |  |  | Amortization Expense |  |  | -561198.2099 | -329087.5878 | -135815.1199 | -30600.9826 | -7080.9815 | -520.9242 | -264.7338 | -6855.2294 | -299.4679 | -161.1098 | -50412.3044 | -50.0641 | -49.7045 | 0
18 |  |  |  | Taxes Other Than Income |  |  | 9094313.7022 | 5344352.5269 | 2242352.1516 | 500202.9266 | 81729.7227 | -8669.535 | 4685.7457 | 113567.1488 | 4490.2557 | 2342.6218 | 809470.2096 | -132.1341 | -77.9382 | 0
19 |  |  |  | Income Taxes - Federal |  |  | -18180304.1972 | -13323916.2114 | -2058686.5062 | -478824.2045 | -465206.7319 | -109557.6618 | -19395.9429 | -226279.7621 | -23149.1292 | -11751.2923 | -1445995.0022 | -8484.4951 | -9057.2574 | 0
20 |  |  |  | Income Taxes - State |  |  | -2470401.3964 | -1810498.9255 | -279741.3049 | -65064.2569 | -63213.8686 | -14887.0667 | -2635.5865 | -30747.6616 | -3145.5822 | -1596.8055 | -196486.7053 | -1152.902 | -1230.7309 | 0
21 |  |  |  | Income Taxes Deferred |  |  | 7193050.8636 | 4227058.8873 | 1773564.6261 | 395630.1939 | 64643.2564 | -6857.0767 | 3706.1408 | 89824.7305 | 3551.52 | 1852.8718 | 640241.8677 | -104.51 | -61.6444 | 0
22 |  |  |  | Investment Tax Credit Adj |  |  | -404964.4678 | -237980.8909 | -99850.6293 | -22273.7436 | -3639.3767 | 386.0493 | -208.6535 | -5057.0787 | -199.9485 | -104.3156 | -36045.2348 | 5.8839 | 3.4705 | 0
23 |  |  |  | Misc Revenues & Expense |  |  | -14426.7918 | -4922.8348 | -4059.3991 | -1163.8294 | -26.266 | -2528.8911 | -12.3858 | -132.2864 | -4.0836 | -5.7111 | -958.7414 | -319.0971 | -293.266 | 0
24
25 |  |  |  | Total Operating Expenses |  |  | 108990322.999 | 56976863.6413 | 30236860.1014 | 7102831.3509 | 3356124.0371 | 92546.9053 | 628.9119 | 1229570.7557 | 28598.7438 | 8765.8744 | 9919687.8984 | 18997.3796 | 18847.3994 | 0
26
27 |  |  |  | Operating Revenue For Return |  |  | 54306217.6164 | 28691350.9164 | 14823385.783 | 3271666.8477 | 1769157.1079 | -80113.0239 | 2030.268 | 538561.1567 | 5180.2687 | 2067.1435 | 5290898.3746 | -3458.1433 | -4509.083 | 0
28
29
30 |  |  |  | Rate Base :
31 |  |  |  | Electric Plant In Service |  |  | 1559019862.2421 | 880056796.2697 | 391782663.4485 | 93226563.9421 | 35292357.6791 | 95798.0073 | 243760.0561 | 18206355.1489 | 320475.9252 | 188736.6954 | 139588359.1377 | 8997.9661 | 8997.9661 | 0
32 |  |  |  | Plant Held For Future Use |  |  | 2870903.5366 | 1374155.8696 | 969947.1883 | 231704.8566 | 1622.2914 | 0 | 509.0946 | 44788.5432 | 694.6897 | 417.1402 | 247063.8631 | 0 | 0 | 0
33 |  |  |  | Electric Plant Acquisition Adj |  |  | 0 | 0 | 0 | 0 | 0 | 0 | 0 | 0 | 0 | 0 | 0 | 0 | 0 | 0
34 |  |  |  | Pensions |  |  | 0 | 0 | 0 | 0 | 0 | 0 | 0 | 0 | 0 | 0 | 0 | 0 | 0 | 0
35 |  |  |  | Prepayments |  |  | 1521076.9604 | 892095.6406 | 368093.1513 | 82926.9568 | 19198.2394 | 1316.9638 | 717.3264 | 18582.1377 | 811.817 | 436.6142 | 136650.7178 | 123.6977 | 123.6977 | 0
36 |  |  |  | Fuel Stock |  |  | 0 | 0 | 0 | 0 | 0 | 0 | 0 | 0 | 0 | 0 | 0 | 0 | 0 | 0
37 |  |  |  | Materials & Supplies |  |  | 6393742.1302 | 3749862.5184 | 1547254.1829 | 348577.7452 | 80698.4756 | 5535.7665 | 3015.232 | 78108.7346 | 3412.4169 | 1835.2777 | 574401.8707 | 519.9549 | 519.9549 | 0
38 |  |  |  | Misc Deferred Debits |  |  | 39154903.8401 | 22963939.3225 | 9475294.3601 | 2134669.7781 | 494192.7572 | 33900.7108 | 18465.1051 | 478333.3343 | 20897.4421 | 11239.1337 | 3517603.5497 | 3184.1732 | 3184.1732 | 0
39 |  |  |  | Cash Working Capital |  |  | 2148331.8793 | 1144782.3099 | 578436.4602 | 135820.9572 | 56748.3819 | 8994.9071 | 129.4036 | 24365.091 | 976.0941 | 311.4284 | 195408.9909 | 1174.3055 | 1183.5495 | 0
40 |  |  |  | Weatherization Loans |  |  | 0 | 0 | 0 | 0 | 0 | 0 | 0 | 0 | 0 | 0 | 0 | 0 | 0 | 0
41 |  |  |  | Miscellaneous Rate Base |  |  | 0 | 0 | 0 | 0 | 0 | 0 | 0 | 0 | 0 | 0 | 0 | 0 | 0 | 0
42
43 |  |  |  | Total Rate Base Additions |  |  | 1611108820.5886 | 910181631.9307 | 404721688.7912 | 96160264.236 | 35944817.8245 | 145546.3555 | 266596.2178 | 18850532.9896 | 347268.3849 | 202976.2897 | 144259488.1299 | 14000.0974 | 14009.3414 | 0
44
45 |  |  |  | Rate Base Deductions :
46 |  |  |  | Accum Provision For Depreciation |  |  | -589208184.9589 | -328213020.1256 | -147260801.6985 | -35071165.4708 | -19354266.3569 | -28178.8657 | -88507.1717 | -6833867.861 | -117199.6319 | -69286.6623 | -52166597.6333 | -2646.7406 | -2646.7406 | 0
47 |  |  |  | Accum Provision For Amortization |  |  | -15672570.1991 | -9191797.5984 | -3792684.9884 | -854446.2805 | -197810.9999 | -13569.4694 | -7391.045 | -191462.9337 | -8364.6388 | -4498.6986 | -1407994.4824 | -1274.532 | -1274.532 | 0
48 |  |  |  | Accum Deferred Income Taxes |  |  | -273194023.8256 | -160027602.5692 | -67078843.5344 | -15094022.0281 | -2548659.8083 | -187345.284 | -138250.1412 | -3403162.9739 | -141497.1039 | -80460.8283 | -24458986.2019 | -17596.6762 | -17596.6762 | 0
49 |  |  |  | Unamortized ITC |  |  | -19832.2194 | -11633.7014 | -4863.8462 | -1093.3124 | -176.2463 | -13.5958 | -10.2279 | -247.4575 | -10.2613 | -5.8964 | -1775.1204 | -1.277 | -1.277 | 0
50 |  |  |  | Customer Advance For Construction |  |  | -4317882.5254 | -2139030.7298 | -89783.3443 | -309882.8022 | -42890.833 | -787516.5814 | 0 | -56889.4928 | -20964.4343 | -31335.5421 | -839588.7654 | 0 | 0 | 0
51 |  |  |  | Customer Service Deposits |  |  | 0 | 0 | 0 | 0 | 0 | 0 | 0 | 0 | 0 | 0 | 0 | 0 | 0 | 0
52 |  |  |  | Misc Rate Base Deductions |  |  | -17043024.1646 | -9295415.9229 | -4236245.7455 | -1003873.5937 | -184452.9658 | -512405.4873 | -9149.2545 | -199576.3184 | -8385.2873 | -5217.474 | -1464345.8828 | -64279.2359 | -59676.9965 | 0
53 | [19 empty] | 0
54 |  |  |  | Total Rate Base Deductions |  |  | -899455517.8931 | -508878500.6473 | -222463223.1572 | -52334483.4877 | -22328257.2102 | -1529029.2836 | -243307.8402 | -10685207.0374 | -296421.3575 | -190805.1016 | -80339288.0862 | -85798.4617 | -81196.2223 | 0
55 | [19 empty] | 0
56 |  |  |  | Total Rate Base |  |  | 711653302.6956 | 401303131.2834 | 182258465.634 | 43825780.7483 | 13616560.6143 | -1383482.9282 | 23288.3776 | 8165325.9522 | 50847.0275 | 12171.1881 | 63920200.0436 | -71798.3643 | -67186.8809 | 0
57
58
59 |  |  |  | Return On Rate Base |  |  | 7.631% | 7.15% | 8.133% | 7.465% | 12.99% | 5.791% | 8.718% | 6.596% | 10.19% | 16.98% | 8.277% | 4.816% | 6.711%
60
61 |  |  |  | Return On Equity |  |  | 9.863% | 8.928% | 10.84% | 9.541% | 20.28% | 6.289% | 11.97% | 7.852% | 14.83% | 28.03% | 11.12% | 4.397% | 8.077%
Rocky Mountain Power
Cost Of Service By Rate Schedule
State of Utah
2017 Protocol (Non Wgt)
12 Months Ended Dec 2017
|  | A |  | B | C |  | D | E | F | G | H | I | J | K | L | M | N | O | P
|  |  |  | DESCRIPTION | COS Factor |  | Utah Jurisdiction Normalized | Residential Sch 1 | General Large Dist. Sch 6 | General +1 MW Sch 8 | Street & Area Lighting Sch. 7,11,12 | General Trans Sch 9 | General Secondary Sch 22 | Irrigation Sch 10 | Traffic Signals Sch 15 | Outdoor Lighting Sch 15 | General Small Dist. Sch 23 | Industrial Cust 1 | Industrial Cust 2
79 |  |  |  | Total Rate Base |  |  | 711653302.6956 | 401303131.2834 | 182258465.634 | 43825780.7483 | 13616560.6143 | -1383482.9282 | 23288.3776 | 8165325.9522 | 50847.0275 | 12171.1881 | 63920200.0436 | -71798.3643 | -67186.8809 | 0
80
81
82 |  |  |  | Return On Ratebase ($$) | 7.319% |  | 52083572.6296 | 29370060.8225 | 13338899.709 | 3207465.2447 | 996551.4402 | -101252.5809 | 1704.4 | 597593.4429 | 3721.3273 | 890.7694 | 4678109.9292 | -5254.6869 | -4917.1876 | 0
83 |  |  |  | Operating & Maintenance Expense |  |  | 71661068.436 | 39799262.6359 | 17900889.9352 | 4209479.1847 | 2150979.9737 | 233087.0769 | 8200.4614 | 789491.1178 | 38677.7201 | 13059.9624 | 6459484.7391 | 29037.9284 | 29417.7004 | 0
84 |  |  |  | Bad Debt to Produce ROR | F80 |  | 0 | 0 | 0 | 0 | 0 | 0 | 0 | 0 | 0 | 0 | 0 | 0 | 0 | 0
85 |  |  |  | Depreciation Expense |  |  | 42673185.0604 | 23312596.0416 | 10898206.3478 | 2595446.0627 | 1597938.309 | 2094.9345 | 6553.8666 | 505759.7767 | 8677.4593 | 5129.6526 | 3740389.07 | 196.7697 | 196.7697 | 0
86 |  |  |  | Amortization Expense |  |  | -561198.2099 | -329087.5878 | -135815.1199 | -30600.9826 | -7080.9815 | -520.9242 | -264.7338 | -6855.2294 | -299.4679 | -161.1098 | -50412.3044 | -50.0641 | -49.7045 | 0
87 |  |  |  | Taxes Other Than Income |  |  | 9094313.7022 | 5344352.5269 | 2242352.1516 | 500202.9266 | 81729.7227 | -8669.535 | 4685.7457 | 113567.1488 | 4490.2557 | 2342.6218 | 809470.2096 | -132.1341 | -77.9382 | 0
88 |  |  |  | Federal Income Taxes |  |  | -18180304.1972 | -13323916.2114 | -2058686.5062 | -478824.2045 | -465206.7319 | -109557.6618 | -19395.9429 | -226279.7621 | -23149.1292 | -11751.2923 | -1445995.0022 | -8484.4951 | -9057.2574 | 0
89 |  |  |  | FIT Adj to Produce Target ROR | F101 |  | 0 | 0 | 0 | 0 | 0 | 0 | 0 | 0 | 0 | 0 | 0 | 0 | 0 | 0
90 |  |  |  | State Income Taxes |  |  | -2470401.3964 | -1810498.9255 | -279741.3049 | -65064.2569 | -63213.8686 | -14887.0667 | -2635.5865 | -30747.6616 | -3145.5822 | -1596.8055 | -196486.7053 | -1152.902 | -1230.7309 | 0
91 |  |  |  | SIT Adj to Produce Target ROR | F101 |  | 0 | 0 | 0 | 0 | 0 | 0 | 0 | 0 | 0 | 0 | 0 | 0 | 0 | 0
92 |  |  |  | Deferred Income Taxes |  |  | 7193050.8636 | 4227058.8873 | 1773564.6261 | 395630.1939 | 64643.2564 | -6857.0767 | 3706.1408 | 89824.7305 | 3551.52 | 1852.8718 | 640241.8677 | -104.51 | -61.6444 | 0
93 |  |  |  | Investment Tax Credit |  |  | -404964.4678 | -237980.8909 | -99850.6293 | -22273.7436 | -3639.3767 | 386.0493 | -208.6535 | -5057.0787 | -199.9485 | -104.3156 | -36045.2348 | 5.8839 | 3.4705 | 0
94 |  |  |  | Misc Revenue & Expenses |  |  | -14426.7918 | -4922.8348 | -4059.3991 | -1163.8294 | -26.266 | -2528.8911 | -12.3858 | -132.2864 | -4.0836 | -5.7111 | -958.7414 | -319.0971 | -293.266 | 0
|  |  |  | Total Operating Expenses |  |  | 108990322.999 | 56976863.6413 | 30236860.1014 | 7102831.3509 | 3356124.0371 | 92546.9053 | 628.9119 | 1229570.7557 | 28598.7438 | 8765.8744 | 9919687.8984 | 18997.3796 | 18847.3994
|  |  |  | Total Op. exp. Adjusted for Taxes |  |  | 50704875.3941 | 29791061.6915 | 12418079.3087 | 3167641.2633 | 517307.4294 | -114365.3582 | 1502.2655 | 634210.9189 | 2816.3521 | 161.0695 | 4297999.8619 | -6369.0753 | -5170.3331
97 |  |  |  | Revenue Credits |  |  | -7779704.5012 | -3203139.364 | -2627804.6413 | -595792.459 | -59402.5411 | -300390.3948 | -5012.8164 | -204506.0413 | -4681.879 | -1467.6436 | -776154.8251 | -666.6843 | -685.2111 | 0
98
99 |  |  |  | Total Revenue Requirements |  |  | 151915493.892 | 83564785.9688 | 40027134.7689 | 9674680.1551 | 3814028.9253 | -322208.8477 | -2881.639 | 1659275.6333 | 26733.2168 | 7459.3002 | 13441532.9351 | 11961.6199 | 12991.8551 | 0
100 |  |  |  | Operating Revenues |  |  | 155516836.1143 | 82465075.1937 | 42432441.2431 | 9778705.7396 | 5065878.6039 | -287956.5133 | -2353.6365 | 1563625.8711 | 29097.1335 | 9365.3742 | 14434431.4478 | 14872.552 | 13653.1052 | 0
101
102 |  |  |  | Increase / (Decrease) Required to
103 |  |  |  | Earn Equal Rates of Return |  |  | -3601342.2223 | 1099710.7751 | -2405306.4743 | -104025.5845 | -1251849.6786 | -34252.3343 | -528.0025 | 95649.7622 | -2363.9166 | -1906.074 | -992898.5127 | -2910.932 | -661.2501 | 0
104
105 |  |  |  | Existing Revenues |  |  | 155516836.1143 | 82465075.1937 | 42432441.2431 | 9778705.7396 | 5065878.6039 | -287956.5133 | -2353.6365 | 1563625.8711 | 29097.1335 | 9365.3742 | 14434431.4478 | 14872.552 | 13653.1052 | 0
106 |  |  |  | check |  |  | 0 | 1.2666e-06 | 7.7486e-07 | 2.7724e-05 | 5.2154e-08 | -7.9744e-09 | -1.8535e-06 | 2.9569e-08 | 2.583e-10 | 1.146e-10 | 2.4401e-07 | -4.1109e-10 | -4.8021e-10 | 0
107 |  |  |  | Percent Increase / (Decrease)
108 |  |  |  | Over Existing Rates To
109 |  |  |  | Equal Authorized RoE & RoR |  |  | -2.316% | 1.334% | -5.669% | -1.064% | -24.71% | 11.89% | 22.43% | 6.117% | -8.124% | -20.35% | -6.879% | -19.57% | -4.843%
[5 empty] | 2017 Protocol |  | E: ELECTRIC REVENUES
|  | DIS - P & C - Unbundled |  |  | (Non-Wgt)
|  | A |  | B | C |  | D | E | F | G | H | I | J | K | L | M | N | O | P
|  | FERC ACCT |  | DESCRIPTION | COS Factor |  | Utah Jurisdiction Normalized | Residential Sch 1 | General Large Dist. Sch 6 | General +1 MW Sch 8 | Street & Area Lighting Sch. 7,11,12 | General Trans Sch 9 | General Secondary Sch 22 | Irrigation Sch 10 | Traffic Signals Sch 15 | Outdoor Lighting Sch 15 | General Small Dist. Sch 23 | Industrial Cust 1 | Industrial Cust 2 |  | Func Study Row
122 |  | 440 | Residential Sales |  | A |  | 82465075.1937 | 82465075.1937 | 0 | 0 | 0 | 0 | 0 | 0 | 0 | 0 | 0 | 0 | 0 | 0
123
124 |  | 442 | Commercial & Industrial Sales |  | A |  | 67947419.809 | 0 | 42432441.2431 | 9778705.7396 | 0 | -287956.5133 | -2353.6365 | 1563625.8711 | 0 | 0 | 14434431.4478 | 14872.552 | 13653.1052 | 0
125 |  |  |  | Interruptible Demand | F10 |  | 0 | 0 | 0 | 0 | 0 | 0 | 0 | 0 | 0 | 0 | 0 | 0 | 0 | 0 | 100
126 |  |  |  | Interruptible Energy | F30 |  | 0 | 0 | 0 | 0 | 0 | 0 | 0 | 0 | 0 | 0 | 0 | 0 | 0 | 0 | 101
127 | [6 empty] | 67947419.809 | 0 | 42432441.2431 | 9778705.7396 | 0 | -287956.5133 | -2353.6365 | 1563625.8711 | 0 | 0 | 14434431.4478 | 14872.552 | 13653.1052 | 0
128
129 |  | 444 | Public Street & Highway Lighting |  | A |  | 5104341.1116 | 0 | 0 | 0 | 5065878.6039 | 0 | 0 | 0 | 29097.1335 | 9365.3742 | 0 | 0 | 0 | 0
130
131 |  | 445 | Other Sales to Public Authority |  | A |  | 0 | 0 | 0 | 0 | 0 | 0 | 0 | 0 | 0 | 0 | 0 | 0 | 0 | 0
132
133 |  | 448 | Interdepartmental |  | A | 0 | 0 | 0 | 0 | 0 | 0 | 0 | 0 | 0 | 0 | 0 | 0 | 0 | 0 | 0 | 114
134 |  |  |  | Demand | F10 |  | 0 | 0 | 0 | 0 | 0 | 0 | 0 | 0 | 0 | 0 | 0 | 0 | 0 | 0 | 115
135 | [6 empty] | 0 | 0 | 0 | 0 | 0 | 0 | 0 | 0 | 0 | 0 | 0 | 0 | 0 | 0
136
137 |  | Total Sales to Ultimate Customers |  |  |  |  | 155516836.1143 | 82465075.1937 | 42432441.2431 | 9778705.7396 | 5065878.6039 | -287956.5133 | -2353.6365 | 1563625.8711 | 29097.1335 | 9365.3742 | 14434431.4478 | 14872.552 | 13653.1052 | 0
138
139
140
141 |  | 447 | Sales for Resale |  | F10 |  | 0 | 0 | 0 | 0 | 0 | 0 | 0 | 0 | 0 | 0 | 0 | 0 | 0 | 0 | 123
142
143
144 |  | 447 | Sales for Resale |  | F11 |  | 0 | 0 | 0 | 0 | 0 | 0 | 0 | 0 | 0 | 0 | 0 | 0 | 0 | 0 | 127
145 |  |  |  | Demand | F10 |  | 0 | 0 | 0 | 0 | 0 | 0 | 0 | 0 | 0 | 0 | 0 | 0 | 0 | 0 | 128
146 |  |  |  | Demand | F10 |  | 0 | 0 | 0 | 0 | 0 | 0 | 0 | 0 | 0 | 0 | 0 | 0 | 0 | 0 | 129
147 |  |  |  | Energy | F30 |  | 0 | 0 | 0 | 0 | 0 | 0 | 0 | 0 | 0 | 0 | 0 | 0 | 0 | 0 | 130
148 | [6 empty] | 0 | 0 | 0 | 0 | 0 | 0 | 0 | 0 | 0 | 0 | 0 | 0 | 0 | 0
149
150 |  | 449 | Provision for Rate Refund |  | F11 |  | 0 | 0 | 0 | 0 | 0 | 0 | 0 | 0 | 0 | 0 | 0 | 0 | 0 | 0 | 134
151 |  |  |  |  | F10 |  | 0 | 0 | 0 | 0 | 0 | 0 | 0 | 0 | 0 | 0 | 0 | 0 | 0 |  | 135
152
153 |  | State Specific Revenue Credit |  |  | F140D |  | 3409342.6801 | 1945697.3695 | 856294.6399 | 190242.2637 | 56450.3466 | 3834.3399 | 1466.2614 | 40170.9169 | 1886.4209 | 1076.5859 | 310891.8743 | 656.5671 | 675.0939 | 0 | 137
154
155 |  | AGA Revenue |  |  | A | 0.45848 | 1800330.9523 | 13882.3483 | 915139.6672 | 201386.357 | 0 | 296448.3406 | 3054.2052 | 124661.5022 | 2137.2779 | 0 | 243621.2538 | 0 | 0 | 0 | 139
156
157 |  | Total Sales from Electricity |  |  |  |  | 160726509.7466 | 84424654.9116 | 44203875.5502 | 10170334.3603 | 5122328.9505 | 12326.1671 | 2166.8301 | 1728458.2903 | 33120.8323 | 10441.9601 | 14988944.576 | 15529.1191 | 14328.1991 | 0
158
159 |  | Other Electric Operating Revenues
160 |  | 450 | Forfeited Discounts & Interest |  | A | 0 | 0 | 0 | 0 | 0 | 0 | 0 | 0 | 0 | 0 | 0 | 0 | 0 | 0 | 0 | 145
161 |  |  |  | Customers | F40 |  | 0 | 0 | 0 | 0 | 0 | 0 | 0 | 0 | 0 | 0 | 0 | 0 | 0 | 0 | 146
162 | [6 empty] | 0 | 0 | 0 | 0 | 0 | 0 | 0 | 0 | 0 | 0 | 0 | 0 | 0 | 0
163
164 |  | 451 | Misc Electric Revenue |  | A | 0 | 0 | 0 | 0 | 0 | 0 | 0 | 0 | 0 | 0 | 0 | 0 | 0 | 0 | 0 | 150
165 |  |  |  | Demand | F10 |  | 0 | 0 | 0 | 0 | 0 | 0 | 0 | 0 | 0 | 0 | 0 | 0 | 0 | 0 | 151
166 |  |  |  | Customer | F40 |  | 0 | 0 | 0 | 0 | 0 | 0 | 0 | 0 | 0 | 0 | 0 | 0 | 0 | 0 | 152
167 | [6 empty] | 0 | 0 | 0 | 0 | 0 | 0 | 0 | 0 | 0 | 0 | 0 | 0 | 0 | 0
168
169 |  | 453 | Water Sales |  | F10 |  | 0 | 0 | 0 | 0 | 0 | 0 | 0 | 0 | 0 | 0 | 0 | 0 | 0 | 0 | 156
170
171 |  | 454 | Rent of Electric Property |  | A | 0.49929 | 2445622.1991 | 1170595.2697 | 826264.0473 | 197381.2543 | 1381.9732 | 0 | 433.6798 | 38153.7917 | 591.7818 | 355.3472 | 210465.0541 | 0 | 0 | 0 | 160
172 |  |  |  | Demand | F10 |  | 0 | 0 | 0 | 0 | 0 | 0 | 0 | 0 | 0 | 0 | 0 | 0 | 0 | 0 | 161
173 |  |  |  | Demand | F10 |  | 0 | 0 | 0 | 0 | 0 | 0 | 0 | 0 | 0 | 0 | 0 | 0 | 0 | 0 | 162
174 |  |  |  | System Overhead | F102D |  | 124408.6698 | 72964.3765 | 30106.2869 | 6782.5841 | 1570.2213 | 107.7143 | 58.67 | 1519.8304 | 66.3984 | 35.7106 | 11176.6429 | 10.1172 | 10.1172 | 0 | 163
175 | [6 empty] | 2570030.8689 | 1243559.6462 | 856370.3342 | 204163.8383 | 2952.1945 | 107.7143 | 492.3499 | 39673.6221 | 658.1802 | 391.0578 | 221641.697 | 10.1172 | 10.1172 | 0
176
177 |  | 456 | Other Electric Revenue |  | A | 0 | 0 | 0 | 0 | 0 | 0 | 0 | 0 | 0 | 0 | 0 | 0 | 0 | 0 | 0 | 167
178 |  |  |  | Customer | F40 |  | 0 | 0 | 0 | 0 | 0 | 0 | 0 | 0 | 0 | 0 | 0 | 0 | 0 | 0 | 168
179 |  |  |  | Energy | F30 |  | 0 | 0 | 0 | 0 | 0 | 0 | 0 | 0 | 0 | 0 | 0 | 0 | 0 | 0 | 169
180 |  |  |  | Demand | F10 |  | 0 | 0 | 0 | 0 | 0 | 0 | 0 | 0 | 0 | 0 | 0 | 0 | 0 | 0 | 170
181 |  |  |  | Demand | F10 |  | 0 | 0 | 0 | 0 | 0 | 0 | 0 | 0 | 0 | 0 | 0 | 0 | 0 | 0 | 171
182 | [6 empty] | 0 | 0 | 0 | 0 | 0 | 0 | 0 | 0 | 0 | 0 | 0 | 0 | 0 | 0
183 | [19 empty] | 0
184 |  | Total Other Electric Operating Revenues |  |  |  |  | 2570030.8689 | 1243559.6462 | 856370.3342 | 204163.8383 | 2952.1945 | 107.7143 | 492.3499 | 39673.6221 | 658.1802 | 391.0578 | 221641.697 | 10.1172 | 10.1172 | 0
185 | [19 empty] | 0
186 |  | Total Electric Operating Revenues |  |  |  |  | 163296540.6155 | 85668214.5577 | 45060245.8844 | 10374498.1986 | 5125281.1451 | 12433.8814 | 2659.1799 | 1768131.9124 | 33779.0125 | 10833.0178 | 15210586.273 | 15539.2363 | 14338.3164 | 0
187
188 |  | Miscellaneous Revenues
189 |  | 41160 | Gain on Sale of Utility Plant - CR |  | F10 |  | 0 | 0 | 0 | 0 | 0 | 0 | 0 | 0 | 0 | 0 | 0 | 0 | 0 | 0 | 185
190 |  | 41170 | Loss on Sale of Utility Plant |  | F10 |  | 0 | 0 | 0 | 0 | 0 | 0 | 0 | 0 | 0 | 0 | 0 | 0 | 0 | 0 | 190
191 |  | 4118 | Gain from Emission Allowances |  | F30 |  | 0 | 0 | 0 | 0 | 0 | 0 | 0 | 0 | 0 | 0 | 0 | 0 | 0 | 0 | 193
192 |  | 41181 | Gain from Disposition of NOX Credits |  | F10 |  | 0 | 0 | 0 | 0 | 0 | 0 | 0 | 0 | 0 | 0 | 0 | 0 | 0 | 0 | 196
193 |  | 4194 | Impact Housing Interest Income |  | F10 |  | 0 | 0 | 0 | 0 | 0 | 0 | 0 | 0 | 0 | 0 | 0 | 0 | 0 | 0 | 200
194 |  | 421 | (Gain)/Loss on Sale of Utility Plant |  | F10 |  | -14426.7918 | -4922.8348 | -4059.3991 | -1163.8294 | -26.266 | -2528.8911 | -12.3858 | -132.2864 | -4.0836 | -5.7111 | -958.7414 | -319.0971 | -293.266 | 0 | 210
195
196 |  | Total Miscellaneous Revenues |  |  |  |  | -14426.7918 | -4922.8348 | -4059.3991 | -1163.8294 | -26.266 | -2528.8911 | -12.3858 | -132.2864 | -4.0836 | -5.7111 | -958.7414 | -319.0971 | -293.266 | 0
197
198 |  | Miscellaneous Expenses
199 |  | 4311 | Interest on Customer Deposits |  | F80 |  | 0 | 0 | 0 | 0 | 0 | 0 | 0 | 0 | 0 | 0 | 0 | 0 | 0 | 0 | 216
200
201 |  | DFA | Divergence Fairness Adjustment
202 |  |  |  | Production | F105 |  | 0 | 0 | 0 | 0 | 0 | 0 | 0 | 0 | 0 | 0 | 0 | 0 | 0 | 0 | 220
203 |  |  |  | Transmission | F105 |  | 0 | 0 | 0 | 0 | 0 | 0 | 0 | 0 | 0 | 0 | 0 | 0 | 0 | 0 | 221
204 |  |  |  | Distribution | F105 |  | 0 | 0 | 0 | 0 | 0 | 0 | 0 | 0 | 0 | 0 | 0 | 0 | 0 | 0 | 222
205 | [6 empty] | 0 | 0 | 0 | 0 | 0 | 0 | 0 | 0 | 0 | 0 | 0 | 0 | 0 | 0
206
207 |  | Net Miscellaneous Revenues And Expense |  |  |  |  | -14426.7918 | -4922.8348 | -4059.3991 | -1163.8294 | -26.266 | -2528.8911 | -12.3858 | -132.2864 | -4.0836 | -5.7111 | -958.7414 | -319.0971 | -293.266 | 0
208
209 |  | Distribution - METER - Unbundled
210 | [6 empty] | E: STEAM POWER GENERATION
211
212 |  | A |  | B | C |  | D | E | F | G | H | I | J | K | L | M | N | O | P
213 |  | FERC ACCT |  | DESCRIPTION | COS Factor |  | Utah Jurisdiction Normalized | Residential Sch 1 | General Large Dist. Sch 6 | General +1 MW Sch 8 | Street & Area Lighting Sch. 7,11,12 | General Trans Sch 9 | General Secondary Sch 22 | Irrigation Sch 10 | Traffic Signals Sch 15 | Outdoor Lighting Sch 15 | General Small Dist. Sch 23 | Industrial Cust 1 | Industrial Cust 2
214 |  | 500 | Operation Suprvn & Engineering |  | F10 |  | 0 | 0 | 0 | 0 | 0 | 0 | 0 | 0 | 0 | 0 | 0 | 0 | 0 | 0 | 231
215 |  |  |  | Cholla | F10 |  | 0 | 0 | 0 | 0 | 0 | 0 | 0 | 0 | 0 | 0 | 0 | 0 | 0 | 0 | 232
216 |  |  |  | Total 500 |  |  | 0 | 0 | 0 | 0 | 0 | 0 | 0 | 0 | 0 | 0 | 0 | 0 | 0 | 0
217
218 |  | 501 | Fuel Related |  | F30 |  | 0 | 0 | 0 | 0 | 0 | 0 | 0 | 0 | 0 | 0 | 0 | 0 | 0 | 0 | 243
219 |  |  |  | System Energy - Non NPC | F30 |  | 0 | 0 | 0 | 0 | 0 | 0 | 0 | 0 | 0 | 0 | 0 | 0 | 0 | 0 | 236
220 |  |  |  | System Energy - Non NPC | F30 |  | 0 | 0 | 0 | 0 | 0 | 0 | 0 | 0 | 0 | 0 | 0 | 0 | 0 | 0 | 239
221 |  |  |  | Cholla - Non NPC | F30 |  | 0 | 0 | 0 | 0 | 0 | 0 | 0 | 0 | 0 | 0 | 0 | 0 | 0 | 0 | 240
222 |  |  |  | Cholla | F30 |  | 0 | 0 | 0 | 0 | 0 | 0 | 0 | 0 | 0 | 0 | 0 | 0 | 0 | 0 | 246
223 |  |  |  | Total 501 |  |  | 0 | 0 | 0 | 0 | 0 | 0 | 0 | 0 | 0 | 0 | 0 | 0 | 0 | 0
224
225 |  | 502 | Steam Expenses |  | F10 |  | 0 | 0 | 0 | 0 | 0 | 0 | 0 | 0 | 0 | 0 | 0 | 0 | 0 | 0 | 250
226 |  |  |  | Cholla | F10 |  | 0 | 0 | 0 | 0 | 0 | 0 | 0 | 0 | 0 | 0 | 0 | 0 | 0 | 0 | 251
227 |  |  |  | Total 502 |  |  | 0 | 0 | 0 | 0 | 0 | 0 | 0 | 0 | 0 | 0 | 0 | 0 | 0 | 0
228
229 |  | 503 | Steam From Other Sources |  | F30 |  | 0 | 0 | 0 | 0 | 0 | 0 | 0 | 0 | 0 | 0 | 0 | 0 | 0 | 0 | 258
230 |  |  |  | System Energy - Non NPC | F30 |  | 0 | 0 | 0 | 0 | 0 | 0 | 0 | 0 | 0 | 0 | 0 | 0 | 0 | 0 | 255
231 |  |  |  | Total 503 |  |  | 0 | 0 | 0 | 0 | 0 | 0 | 0 | 0 | 0 | 0 | 0 | 0 | 0 | 0
232
233 |  | 505 | Electric Expenses |  | F10 |  | 0 | 0 | 0 | 0 | 0 | 0 | 0 | 0 | 0 | 0 | 0 | 0 | 0 | 0 | 262
234 |  |  |  | Cholla | F10 |  | 0 | 0 | 0 | 0 | 0 | 0 | 0 | 0 | 0 | 0 | 0 | 0 | 0 | 0 | 263
235 |  |  |  | Total 505 |  |  | 0 | 0 | 0 | 0 | 0 | 0 | 0 | 0 | 0 | 0 | 0 | 0 | 0 | 0
236
237 |  | 506 | Misc. Steam Expense |  | F10 |  | 0 | 0 | 0 | 0 | 0 | 0 | 0 | 0 | 0 | 0 | 0 | 0 | 0 | 0 | 267
238 |  |  |  | System Energy | F30 |  | 0 | 0 | 0 | 0 | 0 | 0 | 0 | 0 | 0 | 0 | 0 | 0 | 0 | 0 | 268
239 |  |  |  | Cholla | F10 |  | 0 | 0 | 0 | 0 | 0 | 0 | 0 | 0 | 0 | 0 | 0 | 0 | 0 | 0 | 269
240 |  |  |  | Total 506 |  |  | 0 | 0 | 0 | 0 | 0 | 0 | 0 | 0 | 0 | 0 | 0 | 0 | 0 | 0
241
242 |  | 507 | Rents |  | F10 |  | 0 | 0 | 0 | 0 | 0 | 0 | 0 | 0 | 0 | 0 | 0 | 0 | 0 | 0 | 273
243 |  |  |  | Cholla | F10 |  | 0 | 0 | 0 | 0 | 0 | 0 | 0 | 0 | 0 | 0 | 0 | 0 | 0 | 0 | 274
244 |  |  |  | Total 507 |  |  | 0 | 0 | 0 | 0 | 0 | 0 | 0 | 0 | 0 | 0 | 0 | 0 | 0 | 0
245
246 |  | 510 | Maint Supervision & Engineering |  | F10 |  | 0 | 0 | 0 | 0 | 0 | 0 | 0 | 0 | 0 | 0 | 0 | 0 | 0 | 0 | 278
247 |  |  |  | Cholla | F10 |  | 0 | 0 | 0 | 0 | 0 | 0 | 0 | 0 | 0 | 0 | 0 | 0 | 0 | 0 | 279
248 |  |  |  | Total 510 |  |  | 0 | 0 | 0 | 0 | 0 | 0 | 0 | 0 | 0 | 0 | 0 | 0 | 0 | 0
249
250 |  | 511 | Maintenance of Structures |  | F10 |  | 0 | 0 | 0 | 0 | 0 | 0 | 0 | 0 | 0 | 0 | 0 | 0 | 0 | 0 | 283
251 |  |  |  | Cholla | F10 |  | 0 | 0 | 0 | 0 | 0 | 0 | 0 | 0 | 0 | 0 | 0 | 0 | 0 | 0 | 284
252 |  |  |  | Total 511 |  |  | 0 | 0 | 0 | 0 | 0 | 0 | 0 | 0 | 0 | 0 | 0 | 0 | 0 | 0
253
254 |  | 512 | Maintenance of Boiler Plant |  | F10 |  | 0 | 0 | 0 | 0 | 0 | 0 | 0 | 0 | 0 | 0 | 0 | 0 | 0 | 0 | 288
255 |  |  |  | Cholla | F10 |  | 0 | 0 | 0 | 0 | 0 | 0 | 0 | 0 | 0 | 0 | 0 | 0 | 0 | 0 | 289
256 |  |  |  | Total 512 |  |  | 0 | 0 | 0 | 0 | 0 | 0 | 0 | 0 | 0 | 0 | 0 | 0 | 0 | 0
257
258 |  | 513 | Maintenance of Electric Plant |  | F10 |  | 0 | 0 | 0 | 0 | 0 | 0 | 0 | 0 | 0 | 0 | 0 | 0 | 0 | 0 | 293
259 |  |  |  | Cholla | F10 |  | 0 | 0 | 0 | 0 | 0 | 0 | 0 | 0 | 0 | 0 | 0 | 0 | 0 | 0 | 294
260 |  |  |  | Total 513 |  |  | 0 | 0 | 0 | 0 | 0 | 0 | 0 | 0 | 0 | 0 | 0 | 0 | 0 | 0
261
262 |  | 514 | Maint of Misc. Steam Plant |  | F10 |  | 0 | 0 | 0 | 0 | 0 | 0 | 0 | 0 | 0 | 0 | 0 | 0 | 0 | 0 | 298
263 |  |  |  | Cholla | F10 |  | 0 | 0 | 0 | 0 | 0 | 0 | 0 | 0 | 0 | 0 | 0 | 0 | 0 | 0 | 299
264 |  |  |  | Total 514 |  |  | 0 | 0 | 0 | 0 | 0 | 0 | 0 | 0 | 0 | 0 | 0 | 0 | 0 | 0
265
266 |  | Total Steam Power Generation |  |  |  |  | 0 | 0 | 0 | 0 | 0 | 0 | 0 | 0 | 0 | 0 | 0 | 0 | 0 | 0
267
268
269 | [6 empty] | D: NUCLEAR POWER GENERATION
270
271
272 |  | 517 | Operation Super & Engineering |  | F10 |  | 0 | 0 | 0 | 0 | 0 | 0 | 0 | 0 | 0 | 0 | 0 | 0 | 0 | 0 | 305
273
274 |  | 518 | Nuclear Fuel Expense |  | F30 |  | 0 | 0 | 0 | 0 | 0 | 0 | 0 | 0 | 0 | 0 | 0 | 0 | 0 | 0 | 309
275
276 |  | 519 | Coolants and Water |  | F10 |  | 0 | 0 | 0 | 0 | 0 | 0 | 0 | 0 | 0 | 0 | 0 | 0 | 0 | 0 | 314
277
278 |  | 520 | Steam Expenses |  | F10 |  | 0 | 0 | 0 | 0 | 0 | 0 | 0 | 0 | 0 | 0 | 0 | 0 | 0 | 0 | 318
279
280 |  | 523 | Electric Expenses |  | F10 |  | 0 | 0 | 0 | 0 | 0 | 0 | 0 | 0 | 0 | 0 | 0 | 0 | 0 | 0 | 322
281
282 |  | 524 | Misc. Nuclear Expenses |  | F10 |  | 0 | 0 | 0 | 0 | 0 | 0 | 0 | 0 | 0 | 0 | 0 | 0 | 0 | 0 | 326
283
284 |  | 528 | Maint Supervision & Eng |  | F10 |  | 0 | 0 | 0 | 0 | 0 | 0 | 0 | 0 | 0 | 0 | 0 | 0 | 0 | 0 | 330
285
286 |  | 529 | Maintenance of Structures |  | F10 |  | 0 | 0 | 0 | 0 | 0 | 0 | 0 | 0 | 0 | 0 | 0 | 0 | 0 | 0 | 334
287
288 |  | 530 | Maintenance of Reactor Plant |  | F10 |  | 0 | 0 | 0 | 0 | 0 | 0 | 0 | 0 | 0 | 0 | 0 | 0 | 0 | 0 | 338
289
290 |  | 531 | Maintenance of Electric Plant |  | F10 |  | 0 | 0 | 0 | 0 | 0 | 0 | 0 | 0 | 0 | 0 | 0 | 0 | 0 | 0 | 342
291
292 |  | 532 | Maintenance of Misc Nuclear |  | F10 |  | 0 | 0 | 0 | 0 | 0 | 0 | 0 | 0 | 0 | 0 | 0 | 0 | 0 | 0 | 346
293
294 |  | Total Nuclear Power Generation |  |  |  |  | 0 | 0 | 0 | 0 | 0 | 0 | 0 | 0 | 0 | 0 | 0 | 0 | 0 | 0
295
296
297
298 |  | Distribution - METER - Unbundled |  |  |  |  | D: HYDRAULIC POWER GENERATION
299
300 |  | A |  | B | C |  | D | E | F | G | H | I | J | K | L | M | N | O | P
301 |  | FERC ACCT |  | DESCRIPTION | COS Factor |  | Utah Jurisdiction Normalized | Residential Sch 1 | General Large Dist. Sch 6 | General +1 MW Sch 8 | Street & Area Lighting Sch. 7,11,12 | General Trans Sch 9 | General Secondary Sch 22 | Irrigation Sch 10 | Traffic Signals Sch 15 | Outdoor Lighting Sch 15 | General Small Dist. Sch 23 | Industrial Cust 1 | Industrial Cust 2
302 |  | 535 | Operation Super & Engineering |  | F10 |  | 0 | 0 | 0 | 0 | 0 | 0 | 0 | 0 | 0 | 0 | 0 | 0 | 0 | 0 | 355
303
304 |  | 536 | Water For Power |  | F10 |  | 0 | 0 | 0 | 0 | 0 | 0 | 0 | 0 | 0 | 0 | 0 | 0 | 0 | 0 | 360
305
306 |  | 537 | Hydraulic Expenses |  | F10 |  | 0 | 0 | 0 | 0 | 0 | 0 | 0 | 0 | 0 | 0 | 0 | 0 | 0 | 0 | 365
307
308 |  | 538 | Electric Expenses |  | F10 |  | 0 | 0 | 0 | 0 | 0 | 0 | 0 | 0 | 0 | 0 | 0 | 0 | 0 | 0 | 369
309
310 |  | 539 | Misc. Hydro Expenses |  | F10 |  | 0 | 0 | 0 | 0 | 0 | 0 | 0 | 0 | 0 | 0 | 0 | 0 | 0 | 0 | 374
311
312 |  | 540 | Rents (Hydro Generation) |  | F10 |  | 0 | 0 | 0 | 0 | 0 | 0 | 0 | 0 | 0 | 0 | 0 | 0 | 0 | 0 | 379
313
314 |  | 541 | Maint Supervision & Engineering |  | F10 |  | 0 | 0 | 0 | 0 | 0 | 0 | 0 | 0 | 0 | 0 | 0 | 0 | 0 | 0 | 383
315
316 |  | 542 | Maintenance of Structures |  | F10 |  | 0 | 0 | 0 | 0 | 0 | 0 | 0 | 0 | 0 | 0 | 0 | 0 | 0 | 0 | 388
317
318 |  | 543 | Maint of Dams & Waterways |  | F10 |  | 0 | 0 | 0 | 0 | 0 | 0 | 0 | 0 | 0 | 0 | 0 | 0 | 0 | 0 | 393
319
320 |  | 544 | Maintenance of Electric Plant |  | F10 |  | 0 | 0 | 0 | 0 | 0 | 0 | 0 | 0 | 0 | 0 | 0 | 0 | 0 | 0 | 398
321
322 |  | 545 | Maint of Misc. Hydro Plant |  | F10 |  | 0 | 0 | 0 | 0 | 0 | 0 | 0 | 0 | 0 | 0 | 0 | 0 | 0 | 0 | 403
323
324 |  | Total Hydraulic Power Generation |  |  |  |  | 0 | 0 | 0 | 0 | 0 | 0 | 0 | 0 | 0 | 0 | 0 | 0 | 0 | 0
325
326
327 | [6 empty] | D: OTHER POWER GENERATION
328
329
330 |  | 546 | Operation Super & Engineering |  | F10 |  | 0 | 0 | 0 | 0 | 0 | 0 | 0 | 0 | 0 | 0 | 0 | 0 | 0 | 0 | 409
331
332 |  | 547 | Fuel |  | F30 |  | 0 | 0 | 0 | 0 | 0 | 0 | 0 | 0 | 0 | 0 | 0 | 0 | 0 | 0 | 413
333 |  |  |  | Simple Cycle Combustion Turbine | F30 |  | 0 | 0 | 0 | 0 | 0 | 0 | 0 | 0 | 0 | 0 | 0 | 0 | 0 | 0 | 414
334 |  |  |  | Total 547 |  |  | 0 | 0 | 0 | 0 | 0 | 0 | 0 | 0 | 0 | 0 | 0 | 0 | 0 | 0
335
336 |  | 548 | Generation Expense |  | F10 |  | 0 | 0 | 0 | 0 | 0 | 0 | 0 | 0 | 0 | 0 | 0 | 0 | 0 | 0 | 418
337 |  |  |  | Simple Cycle Combustion Turbine | F10 |  | 0 | 0 | 0 | 0 | 0 | 0 | 0 | 0 | 0 | 0 | 0 | 0 | 0 | 0 | 419
338 |  |  |  | Total 548 |  |  | 0 | 0 | 0 | 0 | 0 | 0 | 0 | 0 | 0 | 0 | 0 | 0 | 0 | 0
339
340 |  | 549 | Miscellaneous Other |  | F10 |  | 0 | 0 | 0 | 0 | 0 | 0 | 0 | 0 | 0 | 0 | 0 | 0 | 0 | 0 | 423
341 |  |  |  | Wind Generation | F10 |  | 0 | 0 | 0 | 0 | 0 | 0 | 0 | 0 | 0 | 0 | 0 | 0 | 0 | 0 | 424
342
343 |  | 550 | Maint Supervision & Engineering
344 |  |  |  | System Generation | F10 |  | 0 | 0 | 0 | 0 | 0 | 0 | 0 | 0 | 0 | 0 | 0 | 0 | 0 | 0 | 429
345 |  |  |  | Wind Generation | F10 |  | 0 | 0 | 0 | 0 | 0 | 0 | 0 | 0 | 0 | 0 | 0 | 0 | 0 | 0 | 430
346 |  |  |  | Total 550 |  |  | 0 | 0 | 0 | 0 | 0 | 0 | 0 | 0 | 0 | 0 | 0 | 0 | 0 | 0
347
348 |  | 551 | Maint Supervision & Engineering |  | F10 |  | 0 | 0 | 0 | 0 | 0 | 0 | 0 | 0 | 0 | 0 | 0 | 0 | 0 | 0 | 434
349
350 |  | 552 | Maintenance of Structures |  | F10 |  | 0 | 0 | 0 | 0 | 0 | 0 | 0 | 0 | 0 | 0 | 0 | 0 | 0 | 0 | 440
351
352 |  | 553 | Maint of Generation & Elect Plant |  | F10 |  | 0 | 0 | 0 | 0 | 0 | 0 | 0 | 0 | 0 | 0 | 0 | 0 | 0 | 0 | 444
353 |  |  |  | Simple Cycle Combustion Turbine | F10 |  | 0 | 0 | 0 | 0 | 0 | 0 | 0 | 0 | 0 | 0 | 0 | 0 | 0 | 0 | 445
354 |  |  |  | Wind Generation | F10 |  | 0 | 0 | 0 | 0 | 0 | 0 | 0 | 0 | 0 | 0 | 0 | 0 | 0 | 0 | 446
355 |  |  |  | Total 553 |  |  | 0 | 0 | 0 | 0 | 0 | 0 | 0 | 0 | 0 | 0 | 0 | 0 | 0 | 0
356
357 |  | 554 | Maintenance of Misc. Other |  | F10 |  | 0 | 0 | 0 | 0 | 0 | 0 | 0 | 0 | 0 | 0 | 0 | 0 | 0 | 0 | 450
358 |  |  |  | Simple Cycle Combustion Turbine | F10 |  | 0 | 0 | 0 | 0 | 0 | 0 | 0 | 0 | 0 | 0 | 0 | 0 | 0 | 0 | 451
359 |  |  |  | Wind Generation | F10 |  | 0 | 0 | 0 | 0 | 0 | 0 | 0 | 0 | 0 | 0 | 0 | 0 | 0 | 0 | 452
360 |  |  |  | Total 554 |  |  | 0 | 0 | 0 | 0 | 0 | 0 | 0 | 0 | 0 | 0 | 0 | 0 | 0 | 0
361
362 |  | Total Other Power Generation |  |  |  |  | 0 | 0 | 0 | 0 | 0 | 0 | 0 | 0 | 0 | 0 | 0 | 0 | 0 | 0
363
364
365 | [6 empty] | D: OTHER POWER SUPPLY
366
367
368 |  | 555 | Purchased Power |  | F10 |  | 0 | 0 | 0 | 0 | 0 | 0 | 0 | 0 | 0 | 0 | 0 | 0 | 0 | 0 | 458
369 |  |  |  | Demand | F10 |  | 0 | 0 | 0 | 0 | 0 | 0 | 0 | 0 | 0 | 0 | 0 | 0 | 0 | 0 | 459
370 |  |  |  | Energy | F30 |  | 0 | 0 | 0 | 0 | 0 | 0 | 0 | 0 | 0 | 0 | 0 | 0 | 0 | 0 | 460
371 |  |  |  | Seasonal Contracts | F10 |  | 0 | 0 | 0 | 0 | 0 | 0 | 0 | 0 | 0 | 0 | 0 | 0 | 0 | 0 | 461
372 |  |  |  | Demand | F10 |  | 0 | 0 | 0 | 0 | 0 | 0 | 0 | 0 | 0 | 0 | 0 | 0 | 0 | 0 | 462
373 |  |  |  | Total 555 |  |  | 0 | 0 | 0 | 0 | 0 | 0 | 0 | 0 | 0 | 0 | 0 | 0 | 0 | 0
374
375
376 |  | 556 | System Control & Load Dispatch |  | F10 |  | 0 | 0 | 0 | 0 | 0 | 0 | 0 | 0 | 0 | 0 | 0 | 0 | 0 | 0 | 466
377
378 |  | 557 | Other Expenses |  | F10 |  | 0 | 0 | 0 | 0 | 0 | 0 | 0 | 0 | 0 | 0 | 0 | 0 | 0 | 0 | 470
379 |  |  |  | Demand | F10 |  | 0 | 0 | 0 | 0 | 0 | 0 | 0 | 0 | 0 | 0 | 0 | 0 | 0 | 0 | 471
380 |  |  |  | Demand | F10 |  | 0 | 0 | 0 | 0 | 0 | 0 | 0 | 0 | 0 | 0 | 0 | 0 | 0 | 0 | 472
381 |  |  |  | Energy | F30 |  | 0 | 0 | 0 | 0 | 0 | 0 | 0 | 0 | 0 | 0 | 0 | 0 | 0 | 0 | 473
382 |  |  |  | Demand | F10 |  | 0 | 0 | 0 | 0 | 0 | 0 | 0 | 0 | 0 | 0 | 0 | 0 | 0 | 0 | 474
383 |  |  |  | Demand | F10 |  | 0 | 0 | 0 | 0 | 0 | 0 | 0 | 0 | 0 | 0 | 0 | 0 | 0 | 0 | 475
384 | [6 empty] | 0 | 0 | 0 | 0 | 0 | 0 | 0 | 0 | 0 | 0 | 0 | 0 | 0 | 0
385
386 |  | 2017 Protocol Adjustment |  | Embedded Cost Differentials
387 |  |  |  | Company Owned Hydro | F10 |  | 0 | 0 | 0 | 0 | 0 | 0 | 0 | 0 | 0 | 0 | 0 | 0 | 0 | 0 | 479
388 |  |  |  | Company Owned Hydro | F10 |  | 0 | 0 | 0 | 0 | 0 | 0 | 0 | 0 | 0 | 0 | 0 | 0 | 0 | 0 | 480
389 |  |  |  | Mid-C Contract | F10 |  | 0 | 0 | 0 | 0 | 0 | 0 | 0 | 0 | 0 | 0 | 0 | 0 | 0 | 0 | 481
390 |  |  |  | Baseline ECD | F10 |  | 0 | 0 | 0 | 0 | 0 | 0 | 0 | 0 | 0 | 0 | 0 | 0 | 0 | 0 | 491
391 |  |  |  | Equalization Adj. | F10 |  | 0 | 0 | 0 | 0 | 0 | 0 | 0 | 0 | 0 | 0 | 0 | 0 | 0 | 0 | 492
392 | [6 empty] | 0 | 0 | 0 | 0 | 0 | 0 | 0 | 0 | 0 | 0 | 0 | 0 | 0 | 0
393
394 |  | Total Other Power Supply |  |  |  |  | 0 | 0 | 0 | 0 | 0 | 0 | 0 | 0 | 0 | 0 | 0 | 0 | 0 | 0
395
396 |  | TOTAL PRODUCTION EXPENSE |  |  |  |  | 0 | 0 | 0 | 0 | 0 | 0 | 0 | 0 | 0 | 0 | 0 | 0 | 0 | 0
397
398 |  | Distribution - METER - Unbundled |  |  |  |  | D: TRANSMISSION EXPENSE
399
400
401 |  | A |  | B | C |  | D | E | F | G | H | I | J | K | L | M | N | O | P
402 |  | FERC ACCT |  | DESCRIPTION | COS Factor |  | Utah Jurisdiction Normalized | Residential Sch 1 | General Large Dist. Sch 6 | General +1 MW Sch 8 | Street & Area Lighting Sch. 7,11,12 | General Trans Sch 9 | General Secondary Sch 22 | Irrigation Sch 10 | Traffic Signals Sch 15 | Outdoor Lighting Sch 15 | General Small Dist. Sch 23 | Industrial Cust 1 | Industrial Cust 2
403 |  | 560 | Operation Supervision & Eng |  | F106 |  | 0 | 0 | 0 | 0 | 0 | 0 | 0 | 0 | 0 | 0 | 0 | 0 | 0 | 0 | 500
404
405 |  | 561 | Load Dispatching |  | F106 |  | 0 | 0 | 0 | 0 | 0 | 0 | 0 | 0 | 0 | 0 | 0 | 0 | 0 | 0 | 504
406
407 |  | 562 | Station Expense |  | F106 |  | 0 | 0 | 0 | 0 | 0 | 0 | 0 | 0 | 0 | 0 | 0 | 0 | 0 | 0 | 508
408
409 |  | 563 | Overhead Line Expense |  | F106 |  | 0 | 0 | 0 | 0 | 0 | 0 | 0 | 0 | 0 | 0 | 0 | 0 | 0 | 0 | 512
410
411 |  | 564 | Underground Line Expense |  | F106 |  | 0 | 0 | 0 | 0 | 0 | 0 | 0 | 0 | 0 | 0 | 0 | 0 | 0 | 0 | 516
412
413 |  | 565 | Transm of Electricity by Others |  | F10 |  | 0 | 0 | 0 | 0 | 0 | 0 | 0 | 0 | 0 | 0 | 0 | 0 | 0 | 0 | 520
414 |  |  | Energy |  | F30 |  | 0 | 0 | 0 | 0 | 0 | 0 | 0 | 0 | 0 | 0 | 0 | 0 | 0 | 0 | 521
415 | [6 empty] | 0 | 0 | 0 | 0 | 0 | 0 | 0 | 0 | 0 | 0 | 0 | 0 | 0 | 0
416
417 |  | 566 | Misc. Transmission Expense |  | F106 |  | 0 | 0 | 0 | 0 | 0 | 0 | 0 | 0 | 0 | 0 | 0 | 0 | 0 | 0 | 525
418
419 |  | 567 | Rents - Transmission |  | F106 |  | 0 | 0 | 0 | 0 | 0 | 0 | 0 | 0 | 0 | 0 | 0 | 0 | 0 | 0 | 529
420
421 |  | 568 | Maint Supervision & Engineering |  | F106 |  | 0 | 0 | 0 | 0 | 0 | 0 | 0 | 0 | 0 | 0 | 0 | 0 | 0 | 0 | 533
422
423 |  | 569 | Maintenance of Structures |  | F106 |  | 0 | 0 | 0 | 0 | 0 | 0 | 0 | 0 | 0 | 0 | 0 | 0 | 0 | 0 | 537
424
425 |  | 570 | Maint of Station Equipment |  | F106 |  | 0 | 0 | 0 | 0 | 0 | 0 | 0 | 0 | 0 | 0 | 0 | 0 | 0 | 0 | 541
426
427 |  | 571 | Maintenance of Overhead Lines |  | F106 |  | 0 | 0 | 0 | 0 | 0 | 0 | 0 | 0 | 0 | 0 | 0 | 0 | 0 | 0 | 545
428
429 |  | 572 | Maint of Underground Lines |  | F106 |  | 0 | 0 | 0 | 0 | 0 | 0 | 0 | 0 | 0 | 0 | 0 | 0 | 0 | 0 | 549
430
431 |  | 573 | Maint of Misc Transmission Plant |  | F106 |  | 0 | 0 | 0 | 0 | 0 | 0 | 0 | 0 | 0 | 0 | 0 | 0 | 0 | 0 | 553
432
433
434 |  | TOTAL TRANSMISSION EXPENSE |  |  |  |  | 0 | 0 | 0 | 0 | 0 | 0 | 0 | 0 | 0 | 0 | 0 | 0 | 0 | 0
435
436
437
438
439
440
441
442
443
444
445
446 |  | Distribution - METER - Unbundled |  |  |  |  | D: DISTRIBUTION EXPENSE
447
448
449 |  | A |  | B | C |  | D | E | F | G | H | I | J | K | L | M | N | O | P
450 |  | FERC ACCT |  | DESCRIPTION | COS Factor |  | Utah Jurisdiction Normalized | Residential Sch 1 | General Large Dist. Sch 6 | General +1 MW Sch 8 | Street & Area Lighting Sch. 7,11,12 | General Trans Sch 9 | General Secondary Sch 22 | Irrigation Sch 10 | Traffic Signals Sch 15 | Outdoor Lighting Sch 15 | General Small Dist. Sch 23 | Industrial Cust 1 | Industrial Cust 2
451 |  | 580 | Operation Supervision & Eng |  | F131 |  | 2044195.6502 | 1133496.5527 | 523654.716 | 122225.7372 | 52695.6575 | 1418.3713 | 299.2961 | 23897.8822 | 1099.2387 | 389.7047 | 184752.0486 | 133.2226 | 133.2226 | 0 | 561
452
453 |  | 581 | Load Dispatching |  | F20 |  | 0 | 0 | 0 | 0 | 0 | 0 | 0 | 0 | 0 | 0 | 0 | 0 | 0 | 0 | 566
454
455 |  | 582 | Station Expense |  | F120 |  | 0 | 0 | 0 | 0 | 0 | 0 | 0 | 0 | 0 | 0 | 0 | 0 | 0 | 0 | 571
456
457 |  | 583 | Overhead Line Expenses |  | F132 |  | 4857299.2025 | 2579995.0321 | 1398304.9699 | 334032.6736 | 48184.6061 | 0 | 733.926 | 64568.5077 | 1001.4855 | 601.3619 | 429876.6398 | 0 | 0 | 0 | 576
458
459 |  | 584 | Underground Line Expense |  | F133 |  | 459.79 | 280.4193 | 105.2312 | 25.138 | 1.0016 | 0 | 0.055233 | 4.8592 | 0.075368 | 0.045256 | 42.9648 | 0 | 0 | 0 | 581
460
461 |  | 585 | Street Lighting & Signal Systems |  | F130 |  | 0 | 0 | 0 | 0 | 0 | 0 | 0 | 0 | 0 | 0 | 0 | 0 | 0 | 0 | 586
462
463 |  | 586 | Meter Expenses |  | F127 |  | 0 | 0 | 0 | 0 | 0 | 0 | 0 | 0 | 0 | 0 | 0 | 0 | 0 | 0 | 591
464
465 |  | 587 | Customer Installation Expenses |  | F20 |  | 4716397.74 | 2257500.3149 | 1593455.3943 | 380650.986 | 2665.144 | 0 | 836.3543 | 73579.8264 | 1141.2549 | 685.2892 | 405883.176 | 0 | 0 | 0 | 596
466
467 |  | 588 | Misc. Distribution Expenses |  | F131 |  | 1070689.1062 | 593691.9055 | 274274.8229 | 64018.2192 | 27600.4239 | 742.9008 | 156.7624 | 12517.0026 | 575.7487 | 204.1158 | 96767.6483 | 69.778 | 69.778 | 0 | 601
468
469 |  | 589 | Rents |  | F131 |  | 540382.3612 | 299639.3929 | 138427.9298 | 32310.3282 | 13930.0775 | 374.9459 | 79.1188 | 6317.3963 | 290.5833 | 103.0183 | 48839.1355 | 35.2173 | 35.2173 | 0 | 606
470
471 |  | 590 | Maint Supervision & Engineering |  | F131 |  | 1181414.1955 | 655088.4294 | 302638.8961 | 70638.6499 | 30454.7159 | 819.7278 | 172.974 | 13811.4457 | 635.2896 | 225.2244 | 106774.8544 | 76.9941 | 76.9941 | 0 | 611
472
473 |  | 591 | Maintenance of Structures |  | F119 |  | 581736.8748 | 278447.9279 | 196542.3215 | 46950.8144 | 328.7281 | 0 | 103.1588 | 9075.5913 | 140.7663 | 84.526 | 50063.0403 | 0 | 0 | 0 | 616
474
475 |  | 592 | Maint of Station Equipment |  | F120 |  | 0 | 0 | 0 | 0 | 0 | 0 | 0 | 0 | 0 | 0 | 0 | 0 | 0 | 0 | 621
476
477 |  | 593 | Maintenance of Overhead Lines |  | F134 |  | 30334333.5585 | 17228505.0544 | 7844836.2334 | 1829925.9913 | 260769.4434 | 0 | 4115.6472 | 349437.1999 | 17298.9531 | 5907.7226 | 2793537.3133 | 0 | 0 | 0 | 626
478
479 |  | 594 | Maint of Underground Lines |  | F135 |  | 14328193.2617 | 9351701.2961 | 2780398.7002 | 630304.8112 | 24433.319 | 0 | 1457.9141 | 118541.7739 | 10971.0648 | 3143.8043 | 1407240.578 | 0 | 0 | 0 | 631
480
481 |  | 595 | Maint of Line Transformers |  | F125 |  | 0 | 0 | 0 | 0 | 0 | 0 | 0 | 0 | 0 | 0 | 0 | 0 | 0 | 0 | 636
482
483 |  | 596 | Maint of Street Lighting & Signals |  | F130 |  | 1354210.42 | 0 | 0 | 0 | 1354210.42 | 0 | 0 | 0 | 0 | 0 | 0 | 0 | 0 | 0 | 641
484
485 |  | 597 | Maintenance of Meters |  | F127 |  | 0 | 0 | 0 | 0 | 0 | 0 | 0 | 0 | 0 | 0 | 0 | 0 | 0 | 0 | 646
486
487 |  | 598 | Maint of Misc. Distribution Plant |  | F131 |  | 3631460.5003 | 2013627.1975 | 930259.0077 | 217130.8488 | 93612.4675 | 2519.6998 | 531.6917 | 42453.9673 | 1952.769 | 692.3003 | 328207.2178 | 236.6664 | 236.6664 | 0 | 651
488
489 |  | TOTAL DISTRIBUTION EXPENSE |  |  |  |  | 64640772.6607 | 36391973.5226 | 15982898.223 | 3728214.1979 | 1908886.0045 | 5875.6456 | 8486.8986 | 714205.4526 | 35107.2293 | 12037.1126 | 5851984.6169 | 551.8785 | 551.8785 | 0
490
491
492 | [6 empty] | D: CUSTOMER ACCOUNTS EXPENSE
493
494
495 |  | 901 | Supervision |  | F136 |  | 0 | 0 | 0 | 0 | 0 | 0 | 0 | 0 | 0 | 0 | 0 | 0 | 0 | 0 | 658
496
497 |  | 902 | Meter Reading Expense |  | F47 |  | 0 | 0 | 0 | 0 | 0 | 0 | 0 | 0 | 0 | 0 | 0 | 0 | 0 | 0 | 663
498
499 |  | 903 | Customer Receipts & Collections |  | F48 |  | 0 | 0 | 0 | 0 | 0 | 0 | 0 | 0 | 0 | 0 | 0 | 0 | 0 | 0 | 668
500
501 |  | 904 | Uncollectible Accounts |  | F80 |  | 0 | 0 | 0 | 0 | 0 | 0 | 0 | 0 | 0 | 0 | 0 | 0 | 0 | 0 | 674
502
503 |  | 905 | Misc. Customer Accounts Exp |  | F136 |  | 0 | 0 | 0 | 0 | 0 | 0 | 0 | 0 | 0 | 0 | 0 | 0 | 0 | 0 | 679
504
505 |  | TOTAL CUSTOMER ACCOUNTS EXPENSE |  |  |  |  | 0 | 0 | 0 | 0 | 0 | 0 | 0 | 0 | 0 | 0 | 0 | 0 | 0 | 0
506
507 |  | Distribution - METER - Unbundled |  |  |  |  | D: CUSTOMER SERVICE EXPENSE
508
509 |  | A |  | B | C |  | D | E | F | G | H | I | J | K | L | M | N | O | P
510 |  | FERC ACCT |  | DESCRIPTION | COS Factor |  | Utah Jurisdiction Normalized | Residential Sch 1 | General Large Dist. Sch 6 | General +1 MW Sch 8 | Street & Area Lighting Sch. 7,11,12 | General Trans Sch 9 | General Secondary Sch 22 | Irrigation Sch 10 | Traffic Signals Sch 15 | Outdoor Lighting Sch 15 | General Small Dist. Sch 23 | Industrial Cust 1 | Industrial Cust 2
511 |  | 907 | Supervision |  | F40 |  | 0 | 0 | 0 | 0 | 0 | 0 | 0 | 0 | 0 | 0 | 0 | 0 | 0 | 0 | 686
512
513 |  | 908 | Customer Assistance |  | F40 |  | 0 | 0 | 0 | 0 | 0 | 0 | 0 | 0 | 0 | 0 | 0 | 0 | 0 | 0 | 691
514
515 |  | 909 | Informational & Instructional Adv |  | F40 |  | 0 | 0 | 0 | 0 | 0 | 0 | 0 | 0 | 0 | 0 | 0 | 0 | 0 | 0 | 696
516
517 |  | 910 | Misc. Customer Service |  | F40 |  | 0 | 0 | 0 | 0 | 0 | 0 | 0 | 0 | 0 | 0 | 0 | 0 | 0 | 0 | 701
518
519 |  | TOTAL CUSTOMER SERVICE EXPENSE |  |  |  |  | 0 | 0 | 0 | 0 | 0 | 0 | 0 | 0 | 0 | 0 | 0 | 0 | 0 | 0
520
521
522 | [6 empty] | D: SALES EXPENSE
523
524
525 |  | 911 | Supervision |  | F40 |  | 0 | 0 | 0 | 0 | 0 | 0 | 0 | 0 | 0 | 0 | 0 | 0 | 0 | 0 | 708
526
527 |  | 912 | Demonstration & Selling Expense |  | F40 |  | 0 | 0 | 0 | 0 | 0 | 0 | 0 | 0 | 0 | 0 | 0 | 0 | 0 | 0 | 713
528
529 |  | 913 | Advertising Expense |  | F40 |  | 0 | 0 | 0 | 0 | 0 | 0 | 0 | 0 | 0 | 0 | 0 | 0 | 0 | 0 | 718
530
531 |  | 916 | Misc. Sales Expense |  | F40 |  | 0 | 0 | 0 | 0 | 0 | 0 | 0 | 0 | 0 | 0 | 0 | 0 | 0 | 0 | 723
532
533 |  | TOTAL SALES EXPENSE |  |  |  |  | 0 | 0 | 0 | 0 | 0 | 0 | 0 | 0 | 0 | 0 | 0 | 0 | 0 | 0
534
535
536 | [6 empty] | D: ADMINISTRATION & GENERAL EXPENSE
537
538
539 |  | 920 | Administrative & General Salaries |  | F102D |  | -0.0013103 | -0.00076851 | -0.0003171 | -7.1438e-05 | -1.6539e-05 | -1.1345e-06 | -6.1795e-07 | -1.6008e-05 | -6.9935e-07 | -3.7613e-07 | -0.00011772 | -1.0656e-07 | -1.0656e-07 | 0 | 729
540 |  |  |  | Customer - System | F42 |  | 0 | 0 | 0 | 0 | 0 | 0 | 0 | 0 | 0 | 0 | 0 | 0 | 0 | 0 | 730
541 |  |  |  | System Overheads | F102D |  | 4010633.3487 | 2352194.2804 | 970553.566 | 218654.0372 | 50620.1206 | 3472.4468 | 1891.3791 | 48995.6413 | 2140.5231 | 1151.2235 | 360307.8215 | 326.1546 | 326.1546 | 0 | 731
542 |  |  |  | Administrative & General Salaries |  |  | 4010633.3473 | 2352194.2797 | 970553.5657 | 218654.0371 | 50620.1205 | 3472.4468 | 1891.3791 | 48995.6412 | 2140.5231 | 1151.2235 | 360307.8214 | 326.1546 | 326.1546 | 0
543
544 |  | 921 | Office Supplies & expenses |  | F102D |  | 17499.6918 | 10263.3852 | 4234.8394 | 954.0584 | 220.872 | 15.1514 | 8.2527 | 213.7838 | 9.3398 | 5.0232 | 1572.1397 | 1.4231 | 1.4231 | 0 | 735
545 |  |  |  | Customer - System | F42 |  | 0 | 0 | 0 | 0 | 0 | 0 | 0 | 0 | 0 | 0 | 0 | 0 | 0 | 0 | 736
546 |  |  |  | System Overheads | F102D |  | 502746.1134 | 294855.3083 | 121662.0894 | 27409.0045 | 6345.399 | 435.2827 | 237.0906 | 6141.7652 | 268.3216 | 144.3097 | 45165.7734 | 40.8846 | 40.8846 | 0 | 737
547 |  |  |  | Office Supplies & expenses |  |  | 520245.8052 | 305118.6935 | 125896.9289 | 28363.0628 | 6566.271 | 450.4341 | 245.3433 | 6355.549 | 277.6614 | 149.3328 | 46737.913 | 42.3077 | 42.3077 | 0
548
549 |  | 922 | A&G Expenses Transferred |  | F102D |  | -1759260.7535 | -1031787.9303 | -425732.459 | -95912.3991 | -22204.4709 | -1523.1857 | -829.6518 | -21491.8945 | -938.9386 | -504.9832 | -158048.7056 | -143.0674 | -143.0674 | 0 | 741
550
551 |  | 923 | Outside Services |  | F102D |  | 346384.0123 | 203150.5804 | 83823.2292 | 18884.3647 | 4371.8782 | 299.9028 | 163.3516 | 4231.5777 | 184.8693 | 99.427 | 31118.4938 | 28.1688 | 28.1688 | 0 | 744
552 |  |  |  | Customer - System | F42 |  | 0 | 0 | 0 | 0 | 0 | 0 | 0 | 0 | 0 | 0 | 0 | 0 | 0 | 0 | 745
553 |  |  |  | System Overheads | F102D |  | 1170222.3337 | 686323.0919 | 283188.0554 | 63798.8605 | 14769.9354 | 1013.1903 | 551.8665 | 14295.945 | 624.5617 | 335.9039 | 105130.5924 | 95.1654 | 95.1654 | 0 | 746
554 |  |  |  | Outside Services |  |  | 1516606.346 | 889473.6723 | 367011.2846 | 82683.2252 | 19141.8136 | 1313.0931 | 715.2181 | 18527.5227 | 809.431 | 435.331 | 136249.0861 | 123.3342 | 123.3342 | 0
555
556 |  | 924 | Property Insurance |  | F102D |  | 0 | 0 | 0 | 0 | 0 | 0 | 0 | 0 | 0 | 0 | 0 | 0 | 0 | 0 | 750
557 |  |  |  | System Generation | F10 |  | 0 | 0 | 0 | 0 | 0 | 0 | 0 | 0 | 0 | 0 | 0 | 0 | 0 | 0 | 751
558 |  |  |  | System Overheads | F102D |  | 315215.4528 | 184870.548 | 76280.5909 | 17185.099 | 3978.4849 | 272.9167 | 148.6528 | 3850.8091 | 168.2343 | 90.4803 | 28318.3685 | 25.6341 | 25.6341 |  | 752
559
560 |  | 925 | Injuries & Damages |  | F102D |  | 551175.7716 | 323258.7935 | 133381.8288 | 30049.3207 | 6956.6529 | 477.2135 | 259.9296 | 6733.4029 | 294.1691 | 158.211 | 49516.6036 | 44.823 | 44.823 | 0 | 756
561
562 |  | 926 | Employee Pensions & Benefits |  | F138D |  | 12377556.4309 | 6863294.8825 | 3170716.9504 | 740073.9548 | 319070.963 | 8588.2047 | 1812.2307 | 144701.1131 | 6655.8644 | 2359.6528 | 1118669.2955 | 806.6595 | 806.6595 | 0 | 763
563
564 |  | 927 | Franchise Requirements |  | F102 |  | 0 | 0 | 0 | 0 | 0 | 0 | 0 | 0 | 0 | 0 | 0 | 0 | 0 | 0 | 768
565
566 |  | 928 | Regulatory Commission Expense |  | F102 |  | 0 | 0 | 0 | 0 | 0 | 0 | 0 | 0 | 0 | 0 | 0 | 0 | 0 | 0 | 775
567 |  |  |  | Regulatory Expense | F103 |  | 0 | 0 | 0 | 0 | 0 | 0 | 0 | 0 | 0 | 0 | 0 | 0 | 0 | 0 | 777
568
569 |  | 929 | Duplicate Charges |  | F102D |  | -12837046.8066 | -7528792.9489 | -3106502.2584 | -699857.5701 | -162022.5038 | -11114.4447 | -6053.8373 | -156822.9468 | -6851.2859 | -3684.782 | -1153256.3481 | -1043.9403 | -1043.9403 | 0 | 782
570
571 |  | 930 | Misc General Expenses
572 |  |  |  | Situs | F102D |  | 818.313 | 479.932 | 198.0277 | 44.6133 | 10.3283 | 0.7085 | 0.38591 | 9.9969 | 0.43674 | 0.23489 | 73.5157 | 0.066547 | 0.066547 | 0 | 785
573 |  |  |  | Customer | F42 |  | 0 | 0 | 0 | 0 | 0 | 0 | 0 | 0 | 0 | 0 | 0 | 0 | 0 | 0 | 786
574 |  |  |  | Labor | F138D |  | 275199.1914 | 152596.6141 | 70496.8502 | 16454.6011 | 7094.1362 | 190.9478 | 40.2926 | 3217.2448 | 147.9847 | 52.4639 | 24872.186 | 17.935 | 17.935 | 0 | 787
575
576 |  | 931 | Rents |  | F102D |  | 144382.7052 | 84678.9382 | 34939.9053 | 7871.5401 | 1822.3231 | 125.008 | 68.0896 | 1763.8419 | 77.0588 | 41.444 | 12971.073 | 11.7416 | 11.7416 | 0 | 793
577
578 |  | 935 | Maintenance of General Plant |  | F108 |  | 1904769.9719 | 811903.6388 | 500750.4971 | 135655.5017 | 11059.8504 | 224958.0885 | 1415.5301 | 19445.3848 | 789.3518 | 774.2407 | 141089.3131 | 28274.4014 | 28654.1734 | 0 | 799
579
580 |  | TOTAL ADMINISTRATIVE & GEN EXPENSE |  |  |  |  | 7020295.7753 | 3407289.1133 | 1917991.7122 | 481264.9868 | 242093.9692 | 227211.4313 | -286.4372 | 75285.6652 | 3570.4908 | 1022.8497 | 607500.1222 | 28486.0499 | 28865.8219 | 0
581
582
583 |  | TOTAL O & M EXPENSE |  |  |  |  | 71661068.436 | 39799262.6359 | 17900889.9352 | 4209479.1847 | 2150979.9737 | 233087.0769 | 8200.4614 | 789491.1178 | 38677.7201 | 13059.9624 | 6459484.7391 | 29037.9284 | 29417.7004 | 0
584
585 |  | Distribution - METER - Unbundled |  |  |  |  | D: DEPRECIATION EXPENSE
586
587 |  | A |  | B | C |  | D | E | F | G | H | I | J | K | L | M | N | O | P
588 |  | FERC ACCT |  | DESCRIPTION | COS Factor |  | Utah Jurisdiction Normalized | Residential Sch 1 | General Large Dist. Sch 6 | General +1 MW Sch 8 | Street & Area Lighting Sch. 7,11,12 | General Trans Sch 9 | General Secondary Sch 22 | Irrigation Sch 10 | Traffic Signals Sch 15 | Outdoor Lighting Sch 15 | General Small Dist. Sch 23 | Industrial Cust 1 | Industrial Cust 2
589 |  | 403SP | Steam Depreciation |  | F10 |  | 0 | 0 | 0 | 0 | 0 | 0 | 0 | 0 | 0 | 0 | 0 | 0 | 0 | 0 | 811
590
591 |  | 403NP | Nuclear Depreciation |  | F10 |  | 0 | 0 | 0 | 0 | 0 | 0 | 0 | 0 | 0 | 0 | 0 | 0 | 0 | 0 | 815
592
593 |  | 403HP | Hydro Depreciation |  | F10 |  | 0 | 0 | 0 | 0 | 0 | 0 | 0 | 0 | 0 | 0 | 0 | 0 | 0 | 0 | 822
594
595 |  | 403OP | Other Production Depreciation |  | F10 |  | 0 | 0 | 0 | 0 | 0 | 0 | 0 | 0 | 0 | 0 | 0 | 0 | 0 | 0 | 825
596 |  |  |  | Simple Cycle Combustion Turbine | F10 |  | 0 | 0 | 0 | 0 | 0 | 0 | 0 | 0 | 0 | 0 | 0 | 0 | 0 | 0 | 826
597 |  |  |  | System Generation | F10 |  | 0 | 0 | 0 | 0 | 0 | 0 | 0 | 0 | 0 | 0 | 0 | 0 | 0 | 0 | 827
598 |  |  |  | Wind Generation | F10 |  | 0 | 0 | 0 | 0 | 0 | 0 | 0 | 0 | 0 | 0 | 0 | 0 | 0 | 0 | 828
599 |  |  |  | Total 403OP |  |  | 0 | 0 | 0 | 0 | 0 | 0 | 0 | 0 | 0 | 0 | 0 | 0 | 0 | 0
600
601 |  | 403TP | Transmission Depreciation |  | F106 |  | 0 | 0 | 0 | 0 | 0 | 0 | 0 | 0 | 0 | 0 | 0 | 0 | 0 | 0 | 835
602
603 |  | 403 | Distribution Depreciation
604 |  |  |  | Land Rights | F118 |  | 134130.7376 | 64201.579 | 45316.6504 | 10825.4224 | 75.7947 | 0 | 23.7853 | 2092.5539 | 32.4564 | 19.4891 | 11543.0065 | 0 | 0 | 0 | 838
605 |  |  |  | Structures | F119 |  | 672458.8824 | 321871.9503 | 227193.1446 | 54272.8054 | 379.9934 | 0 | 119.2465 | 10490.932 | 162.7189 | 97.7078 | 57870.3837 | 0 | 0 | 0 | 839
606 |  |  |  | Station Equip | F120 |  | 0 | 0 | 0 | 0 | 0 | 0 | 0 | 0 | 0 | 0 | 0 | 0 | 0 | 0 | 840
607 |  |  |  | Poles & Towers | F121 |  | 13472534.17 | 6389432.7146 | 4494644.7507 | 1073698.6816 | 152157.0739 | 0 | 2359.0967 | 207545.9293 | 3219.1271 | 1932.9889 | 1147543.8072 | 0 | 0 | 0 | 842
608 |  |  |  | OH Conductors | F122 |  | 6443685.12 | 4014821.0269 | 1378971.6192 | 329414.2456 | 49623.6021 | 0 | 723.7785 | 63675.7657 | 987.6387 | 593.0473 | 604874.396 | 0 | 0 | 0 | 843
609 |  |  |  | UG Conduit | F123 |  | 4916823.97 | 3134506.3702 | 1019856.5159 | 243627.396 | 2352.8893 | 0 | 535.2904 | 47093.1698 | 730.4354 | 438.6045 | 467683.2985 | 0 | 0 | 0 | 844
610 |  |  |  | UG Conductor | F124 |  | 13288417.97 | 7968678.6171 | 3146686.6482 | 751693.0688 | 37299.0998 | 0 | 1651.5962 | 145302.2521 | 2253.7007 | 1353.2795 | 1233499.7076 | 0 | 0 | 0 | 845
611 |  |  |  | Line Transformer | F125 |  | 0 | 0 | 0 | 0 | 0 | 0 | 0 | 0 | 0 | 0 | 0 | 0 | 0 | 0 | 846
612 |  |  |  | Services | F126 |  | 0 | 0 | 0 | 0 | 0 | 0 | 0 | 0 | 0 | 0 | 0 | 0 | 0 | 0 | 847
613 |  |  |  | Meters | F127 |  | 0 | 0 | 0 | 0 | 0 | 0 | 0 | 0 | 0 | 0 | 0 | 0 | 0 | 0 | 848
614 |  |  |  | Inst Cust Premises | F128 |  | 273278.48 | 0 | 0 | 0 | 273278.48 | 0 | 0 | 0 | 0 | 0 | 0 | 0 | 0 | 0 | 849
615 |  |  |  | Leased Property | F129 |  | 0 | 0 | 0 | 0 | 0 | 0 | 0 | 0 | 0 | 0 | 0 | 0 | 0 | 0 | 850
616 |  |  |  | Street Lighting | F130 |  | 1052232.15 | 0 | 0 | 0 | 1052232.15 | 0 | 0 | 0 | 0 | 0 | 0 | 0 | 0 | 0 | 851
617 |  |  | Total Distribution Expense |  |  |  | 40253561.48 | 21893512.2581 | 10312669.329 | 2463531.6197 | 1567399.0832 | 0 | 5412.7936 | 476200.6027 | 7386.0772 | 4435.1171 | 3523014.5994 | 0 | 0 | 0
618
619 |  | 403GP | General Depreciation
620 |  |  |  | Situs | F107D |  | 1664581.9864 | 976259.8291 | 402820.6626 | 90750.6471 | 21009.4849 | 1441.2119 | 785.0021 | 20335.2575 | 888.4074 | 477.8063 | 149542.9417 | 135.3679 | 135.3679 | 0 | 855
621 |  |  |  | System Generation | F105D |  | 0 | 0 | 0 | 0 | 0 | 0 | 0 | 0 | 0 | 0 | 0 | 0 | 0 | 0 | 856
622 |  |  |  | System Generation | F105D |  | 0 | 0 | 0 | 0 | 0 | 0 | 0 | 0 | 0 | 0 | 0 | 0 | 0 | 0 | 857
623 |  |  |  | Energy | F30 |  | 0 | 0 | 0 | 0 | 0 | 0 | 0 | 0 | 0 | 0 | 0 | 0 | 0 | 0 | 858
624 |  |  |  | Customer - System | F42 |  | 0 | 0 | 0 | 0 | 0 | 0 | 0 | 0 | 0 | 0 | 0 | 0 | 0 | 0 | 859
625 |  |  |  | System Generation | F105D |  | 0 | 0 | 0 | 0 | 0 | 0 | 0 | 0 | 0 | 0 | 0 | 0 | 0 | 0 | 860
626 |  |  |  | System Overheads | F102D |  | 755041.594 | 442823.9543 | 182716.3562 | 41163.7959 | 9529.7409 | 653.7226 | 356.0709 | 9223.9165 | 402.9748 | 216.7293 | 67831.5289 | 61.4018 | 61.4018 | 0 | 861
627 |  |  |  | Simple Cycle Combustion Turbine | F10 |  | 0 | 0 | 0 | 0 | 0 | 0 | 0 | 0 | 0 | 0 | 0 | 0 | 0 | 0 | 862
628 |  |  |  | Cholla | F10 |  | 0 | 0 | 0 | 0 | 0 | 0 | 0 | 0 | 0 | 0 | 0 | 0 | 0 | 0 | 863
629 |  |  | Total General Expense |  |  |  | 2419623.5804 | 1419083.7835 | 585537.0188 | 131914.443 | 30539.2258 | 2094.9345 | 1141.073 | 29559.174 | 1291.3821 | 694.5356 | 217374.4706 | 196.7697 | 196.7697 | 0
630
631 |  | 403GV0 | General Vehicles |  | F105D |  | 0 | 0 | 0 | 0 | 0 | 0 | 0 | 0 | 0 | 0 | 0 | 0 | 0 | 0 | 868
632
633 |  | 403MP | Mining Depreciation |  | F30 |  | 0 | 0 | 0 | 0 | 0 | 0 | 0 | 0 | 0 | 0 | 0 | 0 | 0 | 0 | 872
634
635 |  | 403EP | Experimental Plant Depreciation |  | F10 |  | 0 | 0 | 0 | 0 | 0 | 0 | 0 | 0 | 0 | 0 | 0 | 0 | 0 | 0 | 877
636
637
638 |  | TOTAL DEPRECIATION EXPENSE |  |  |  |  | 42673185.0604 | 23312596.0416 | 10898206.3478 | 2595446.0627 | 1597938.309 | 2094.9345 | 6553.8666 | 505759.7767 | 8677.4593 | 5129.6526 | 3740389.07 | 196.7697 | 196.7697 | 0
639
640 | [6 empty] | D: AMORTIZATION EXPENSE
641
642
643 |  | 404CLG | Amort of LT Plant - Cap. Lease Gen
644 |  |  | Situs |  | F10 |  | -200.8487 | -68.5353 | -56.5146 | -16.2027 | -0.36567 | -35.207 | -0.17243 | -1.8417 | -0.056851 | -0.079509 | -13.3475 | -4.4424 | -4.0828 | 0 | 882
645 |  |  | System Generation |  | F10 |  | 0 | 0 | 0 | 0 | 0 | 0 | 0 | 0 | 0 | 0 | 0 | 0 | 0 | 0 | 883
646 |  |  | System Overheads |  | F102D |  | 26068.1433 | 15288.6919 | 6308.3626 | 1421.1982 | 329.0185 | 22.5701 | 12.2935 | 318.4598 | 13.9129 | 7.4827 | 2341.9134 | 2.1199 | 2.1199 | 0 | 884
647 |  |  | System Generation |  | F10 |  | 0 | 0 | 0 | 0 | 0 | 0 | 0 | 0 | 0 | 0 | 0 | 0 | 0 | 0 | 885
648 |  |  | Customer - System |  | F42 |  | 0 | 0 | 0 | 0 | 0 | 0 | 0 | 0 | 0 | 0 | 0 | 0 | 0 | 0 | 886
649 |  |  | System Generation |  | F10 |  | 0 | 0 | 0 | 0 | 0 | 0 | 0 | 0 | 0 | 0 | 0 | 0 | 0 | 0 | 887
650 |  |  | Total Amort. Cap. Lease General |  |  |  | 25867.2946 | 15220.1565 | 6251.848 | 1404.9954 | 328.6528 | -12.637 | 12.1211 | 316.6181 | 13.856 | 7.4032 | 2328.5659 | -2.3225 | -1.9629 | 0
651
652 |  | 404CLS | Amort of LT Plant - Cap Lease Steam |  | F10 |  | 0 | 0 | 0 | 0 | 0 | 0 | 0 | 0 | 0 | 0 | 0 | 0 | 0 | 0 | 892
653
654 |  | 404IP | Amort of LT Plant - Intangible Plant
655 |  |  |  | Situs | F107D |  | -1238217.4305 | -726201.5011 | -299642.5348 | -67505.8567 | -15628.1341 | -1072.0611 | -583.9324 | -15126.6026 | -660.8515 | -355.4214 | -111239.1451 | -100.6949 | -100.6949 | 0 | 895
656 |  |  |  | Energy | F30 |  | 0 | 0 | 0 | 0 | 0 | 0 | 0 | 0 | 0 | 0 | 0 | 0 | 0 | 0 | 896
657 |  |  |  | System Generation | F105D |  | 0 | 0 | 0 | 0 | 0 | 0 | 0 | 0 | 0 | 0 | 0 | 0 | 0 | 0 | 897
658 |  |  |  | System Overheads | F102D |  | 651151.9261 | 381893.7567 | 157575.567 | 35499.8787 | 8218.4997 | 563.7739 | 307.0775 | 7954.7551 | 347.5276 | 186.9085 | 58498.2749 | 52.9533 | 52.9533 | 0 | 898
659 |  |  |  | Customer - System | F42 |  | 0 | 0 | 0 | 0 | 0 | 0 | 0 | 0 | 0 | 0 | 0 | 0 | 0 | 0 | 899
660 |  |  |  | System Generation | F105D |  | 0 | 0 | 0 | 0 | 0 | 0 | 0 | 0 | 0 | 0 | 0 | 0 | 0 | 0 | 900
661 |  |  |  | System Generation | F105D |  | 0 | 0 | 0 | 0 | 0 | 0 | 0 | 0 | 0 | 0 | 0 | 0 | 0 | 0 | 901
662 |  |  |  | System Generation | F105D |  | 0 | 0 | 0 | 0 | 0 | 0 | 0 | 0 | 0 | 0 | 0 | 0 | 0 | 0 | 902
663 |  |  |  | System Generation | F105D |  | 0 | 0 | 0 | 0 | 0 | 0 | 0 | 0 | 0 | 0 | 0 | 0 | 0 | 0 | 903
664 |  |  |  | System Generation | F105D |  | 0 | 0 | 0 | 0 | 0 | 0 | 0 | 0 | 0 | 0 | 0 | 0 | 0 | 0 | 904
665 |  |  |  | System Generation | F10 |  | 0 | 0 | 0 | 0 | 0 | 0 | 0 | 0 | 0 | 0 | 0 | 0 | 0 | 0 | 905
666 |  |  | Total Amort. Intangible Plant |  |  |  | -587065.5044 | -344307.7444 | -142066.9678 | -32005.978 | -7409.6343 | -508.2872 | -276.8549 | -7171.8475 | -313.3239 | -168.5129 | -52740.8702 | -47.7416 | -47.7416 | 0
667
668 |  | Distribution - METER - Unbundled |  |  |  |  | D: AMORTIZATION EXPENSE (continued)
669
670
671 |  | A |  | B | C |  | D | E | F | G | H | I | J | K | L | M | N | O | P
672 |  | FERC ACCT |  | DESCRIPTION | COS Factor |  | Utah Jurisdiction Normalized | Residential Sch 1 | General Large Dist. Sch 6 | General +1 MW Sch 8 | Street & Area Lighting Sch. 7,11,12 | General Trans Sch 9 | General Secondary Sch 22 | Irrigation Sch 10 | Traffic Signals Sch 15 | Outdoor Lighting Sch 15 | General Small Dist. Sch 23 | Industrial Cust 1 | Industrial Cust 2
673 |  | 404O | Amort of LT Plant - Other Plant |  | F10 |  | 0 | 0 | 0 | 0 | 0 | 0 | 0 | 0 | 0 | 0 | 0 | 0 | 0 | 0 | 910
674
675 |  | 404HP | Amort of Other Electric Plant |  | F10 |  | 0 | 0 | 0 | 0 | 0 | 0 | 0 | 0 | 0 | 0 | 0 | 0 | 0 | 0 | 915
676
677 |  | 405 | Amort of Other Electric Plant |  | F10 |  | 0 | 0 | 0 | 0 | 0 | 0 | 0 | 0 | 0 | 0 | 0 | 0 | 0 | 0 | 923
678
679 |  | 406 | Amort of Plant Acquisition Adj |  | F10 |  | 0 | 0 | 0 | 0 | 0 | 0 | 0 | 0 | 0 | 0 | 0 | 0 | 0 | 0 | 931
680
681 |  | 407 | Amort of Prop Losses, Unrec Plant, |  | F151 |  | 0 | 0 | 0 | 0 | 0 | 0 | 0 | 0 | 0 | 0 | 0 | 0 | 0 | 0 | 940
682
683
684 |  | TOTAL AMORTIZATION EXPENSE |  |  |  |  | -561198.2099 | -329087.5878 | -135815.1199 | -30600.9826 | -7080.9815 | -520.9242 | -264.7338 | -6855.2294 | -299.4679 | -161.1098 | -50412.3044 | -50.0641 | -49.7045 | 0
685
686
687 | [6 empty] | D: TAX OTHER THAN INCOME
688
689
690 |  | 408 | Total Taxes Other Than Income |  | F101D |  | 9094313.7022 | 5344352.5269 | 2242352.1516 | 500202.9266 | 81729.7227 | -8669.535 | 4685.7457 | 113567.1488 | 4490.2557 | 2342.6218 | 809470.2096 | -132.1341 | -77.9382 | 0 | 953
691
692
693 | [6 empty] | D: DEFERRED ITC
694
695
696 |  | 41140 | Deferred I T C - Federal |  | F101D |  | -404964.4678 | -237980.8909 | -99850.6293 | -22273.7436 | -3639.3767 | 386.0493 | -208.6535 | -5057.0787 | -199.9485 | -104.3156 | -36045.2348 | 5.8839 | 3.4705 | 0 | 958
697
698 |  | 41141 | Deferred I T C - Idaho |  | F101D |  | 0 | 0 | 0 | 0 | 0 | 0 | 0 | 0 | 0 | 0 | 0 | 0 | 0 | 0 | 961
699
700 |  | TOTAL DEFERRED ITC |  |  |  |  | -404964.4678 | -237980.8909 | -99850.6293 | -22273.7436 | -3639.3767 | 386.0493 | -208.6535 | -5057.0787 | -199.9485 | -104.3156 | -36045.2348 | 5.8839 | 3.4705 | 0
701
702 |  | 427 | Interest on Long-Term Debt |  |  |  | 18155067.3247 | 10237689.249 | 4649616.1847 | 1118044.4144 | 347373.607 | -35294.1883 | 594.1124 | 208306.5473 | 1297.1642 | 310.5005 | 1630675.4016 | -1831.6561 | -1714.0121 | 0
703
704 |  | 428-432 |  | Electric Interest Deductions for Tax | F104D |  | 451688.1752 | 264963.0499 | 110776.3962 | 24900.7062 | 4014.0924 | 309.651 | 232.9448 | 5635.9614 | 233.7052 | 134.2923 | 40429.2068 | 29.0844 | 29.0844 | 0 | 990
705
706 | [6 empty] | D: DEFERRED INCOME TAXES
707
708
709 |  | 41010 | Deferred Income Tax - Federal-DR |  | F101D |  | 31784771.1306 | 18678597.1401 | 7837056.4582 | 1748217.1895 | 285646.6817 | -30300.1628 | 16376.7559 | 396918.9925 | 15693.515 | 8187.5004 | 2829111.2659 | -461.8107 | -272.3951 | 0 | 1016
710
711 |  | 41020 | Deferred Income Tax - State-DR |  | F101D |  | 0 | 0 | 0 | 0 | 0 | 0 | 0 | 0 | 0 | 0 | 0 | 0 | 0 | 0 | 1031
712
713 |  | 41120 | Deferred Income Tax - Federal-CR |  | F101D |  | -24591720.267 | -14451538.2528 | -6063491.8321 | -1352586.9956 | -221003.4253 | 23443.0862 | -12670.615 | -307094.262 | -12141.995 | -6334.6285 | -2188869.3981 | 357.3006 | 210.7507 | 0 | 1050
714
715 |  | 41111 | Deferred Income Tax - State-CR |  | F101D |  | 0 | 0 | 0 | 0 | 0 | 0 | 0 | 0 | 0 | 0 | 0 | 0 | 0 | 0 | 1065
716
717 |  | TOTAL DEFERRED INCOME TAXES |  |  |  |  | 7193050.8636 | 4227058.8873 | 1773564.6261 | 395630.1939 | 64643.2564 | -6857.0767 | 3706.1408 | 89824.7305 | 3551.52 | 1852.8718 | 640241.8677 | -104.51 | -61.6444 | 0
718
719 |  | SCHMAF | Additions - Flow Through
720 |  |  |  | S | F101D |  | 0 | 0 | 0 | 0 | 0 | 0 | 0 | 0 | 0 | 0 | 0 | 0 | 0 | 0 | 1070
721 |  |  |  | SNP | F104D |  | 0 | 0 | 0 | 0 | 0 | 0 | 0 | 0 | 0 | 0 | 0 | 0 | 0 | 0 | 1071
722 |  |  |  | SO | F102D |  | 0 | 0 | 0 | 0 | 0 | 0 | 0 | 0 | 0 | 0 | 0 | 0 | 0 | 0 | 1072
723 |  |  |  | SE | F30 |  | 0 | 0 | 0 | 0 | 0 | 0 | 0 | 0 | 0 | 0 | 0 | 0 | 0 | 0 | 1073
724 |  |  |  | TROJP | F10 |  | 0 | 0 | 0 | 0 | 0 | 0 | 0 | 0 | 0 | 0 | 0 | 0 | 0 | 0 | 1074
725 |  |  |  | SG | F10 |  | 0 | 0 | 0 | 0 | 0 | 0 | 0 | 0 | 0 | 0 | 0 | 0 | 0 | 0 | 1075
726
727
728 |  | SCHMAP | Additions - Permanent
729 |  |  |  | S | F101D |  | 0 | 0 | 0 | 0 | 0 | 0 | 0 | 0 | 0 | 0 | 0 | 0 | 0 | 0 | 1079
730 |  |  |  | SE | F30 |  | 0 | 0 | 0 | 0 | 0 | 0 | 0 | 0 | 0 | 0 | 0 | 0 | 0 | 0 | 1080
731 |  |  |  | SNP | F104D |  | 0 | 0 | 0 | 0 | 0 | 0 | 0 | 0 | 0 | 0 | 0 | 0 | 0 | 0 | 1081
732 |  |  |  | SO | F102D |  | 0 | 0 | 0 | 0 | 0 | 0 | 0 | 0 | 0 | 0 | 0 | 0 | 0 | 0 | 1082
733 |  |  |  | SG | F10 |  | 0 | 0 | 0 | 0 | 0 | 0 | 0 | 0 | 0 | 0 | 0 | 0 | 0 | 0 | 1083
734 |  |  |  | BADDEBT | F80 |  | 3326.4907 | 2583.1154 | 363.9099 | 99.8793 | 0 | 181.7739 | 1.1423 | 3.7504 | 0 | 0 | 92.9195 | 0 | 0 | 0 | 1084
735
736
737 |  | SCHMAT | Additions - Temporary
738 |  |  |  | S | F101D |  | 5339066.2396 | 3137548.7017 | 1316434.3195 | 293657.8444 | 47981.6749 | -5089.6883 | 2750.8955 | 66672.7089 | 2636.1277 | 1375.3003 | 475221.6835 | -77.5729 | -45.7557 | 0 | 1088
739 |  |  |  | SGCT | F10 |  | 0 | 0 | 0 | 0 | 0 | 0 | 0 | 0 | 0 | 0 | 0 | 0 | 0 | 0 | 1089
740 |  |  |  | CIAC | F104D |  | 14591987.5246 | 8559749.2505 | 3578680.7819 | 804428.3954 | 129677.0423 | 10003.4126 | 7525.3863 | 182072.2422 | 7549.952 | 4338.3718 | 1306083.5197 | 939.585 | 939.585 | 0 | 1090
741 |  |  |  | SNP | F104D |  | 1669873.0896 | 979557.7815 | 409535.8993 | 92056.9133 | 14839.9389 | 1144.7673 | 861.1877 | 20835.9236 | 863.9989 | 496.4732 | 149465.1581 | 107.5239 | 107.5239 | 0 | 1091
742 |  |  |  | TROJD | F10 |  | 0 | 0 | 0 | 0 | 0 | 0 | 0 | 0 | 0 | 0 | 0 | 0 | 0 | 0 | 1092
743 |  |  |  | SG | F10 |  | 0 | 0 | 0 | 0 | 0 | 0 | 0 | 0 | 0 | 0 | 0 | 0 | 0 | 0 | 1093
744 |  |  |  | SE | F30 |  | 0 | 0 | 0 | 0 | 0 | 0 | 0 | 0 | 0 | 0 | 0 | 0 | 0 | 0 | 1094
745 |  |  |  | SG | F10 |  | 0 | 0 | 0 | 0 | 0 | 0 | 0 | 0 | 0 | 0 | 0 | 0 | 0 | 0 | 1095
746 |  |  |  | GPS | F102D |  | -15904.236 | -9327.6672 | -3848.747 | -867.0764 | -200.735 | -13.77 | -7.5003 | -194.2931 | -8.4883 | -4.5652 | -1428.8069 | -1.2934 | -1.2934 | 0 | 1096
747 |  |  |  | SO | F102D |  | 6365529.7917 | 3733316.2786 | 1540426.9356 | 347039.6486 | 80342.3942 | 5511.3399 | 3001.9274 | 77764.0804 | 3397.3596 | 1827.1796 | 571867.3268 | 517.6606 | 517.6606 | 0 | 1097
748 |  |  |  | SNPD | F104D |  | 199319.2259 | 116921.8786 | 48882.9833 | 10988.0881 | 1771.3233 | 136.6416 | 102.793 | 2487.0154 | 103.1286 | 59.26 | 17840.4454 | 12.8343 | 12.8343 | 0 | 1098
749 |  |  |  | BADDEBT | F80 |  | 0 | 0 | 0 | 0 | 0 | 0 | 0 | 0 | 0 | 0 | 0 | 0 | 0 | 0 | 1099
750 |  |  |  | TAXDEPR | F151D |  | 0 | 0 | 0 | 0 | 0 | 0 | 0 | 0 | 0 | 0 | 0 | 0 | 0 | 0 | 1100
751 |  |  |  | SCHMDEXP | F151D |  | 36325002.586 | 22357429.4246 | 7448359.0051 | 1621389.2216 | 1080017.0149 | 65090.1302 | 19806.4261 | 397800.1312 | 23597.9341 | 11998.3273 | 3287287.6019 | 6113.6844 | 6113.6844 | 0 | 1101
752
753
754 |  | TOTAL SCHEDULE - M ADDITIONS |  |  |  |  | 64478200.7121 | 38877778.7637 | 14338835.0876 | 3168792.9144 | 1354428.6536 | 76964.6072 | 34042.258 | 747441.559 | 38140.0128 | 20090.347 | 5806429.8481 | 7612.4218 | 7644.239 | 0
755
756 |  | SCHMDF | Deductions - Flow Through
757 |  |  |  | S | F101D |  | 0 | 0 | 0 | 0 | 0 | 0 | 0 | 0 | 0 | 0 | 0 | 0 | 0 | 0 | 1107
758 |  |  |  | DGP | F10 |  | 0 | 0 | 0 | 0 | 0 | 0 | 0 | 0 | 0 | 0 | 0 | 0 | 0 | 0 | 1108
759 |  |  |  | DGU | F10 |  | 0 | 0 | 0 | 0 | 0 | 0 | 0 | 0 | 0 | 0 | 0 | 0 | 0 | 0 | 1109
760
761 |  | SCHMDP | Deductions - Permanent
762 |  |  |  | S | F101D |  | 0 | 0 | 0 | 0 | 0 | 0 | 0 | 0 | 0 | 0 | 0 | 0 | 0 | 0 | 1112
763 |  |  |  | SE | F30 |  | 0 | 0 | 0 | 0 | 0 | 0 | 0 | 0 | 0 | 0 | 0 | 0 | 0 | 0 | 1113
764 |  |  |  | SNP | F104D |  | 6633.3604 | 3891.1698 | 1626.8298 | 365.6845 | 58.9498 | 4.5474 | 3.421 | 82.7681 | 3.4321 | 1.9722 | 593.7315 | 0.42713 | 0.42713 | 0 | 1114
765 |  |  |  | IBT | F150D |  | -912.3058 | -436.0073 | -311.3285 | -59.8057 | 1.0801 | 3.322 | -0.63381 | -9.5953 | -0.6612 | -0.87849 | -98.2161 | 0.21075 | 0.20784 | 0 | 1115
766 |  |  |  | SG | F10 |  | 0 | 0 | 0 | 0 | 0 | 0 | 0 | 0 | 0 | 0 | 0 | 0 | 0 | 0 | 1116
767 |  |  |  | SO | F102D |  | 0 | 0 | 0 | 0 | 0 | 0 | 0 | 0 | 0 | 0 | 0 | 0 | 0 | 0 | 1117
768
769
770 |  | SCHMDT | Deductions - Temporary
771 |  |  |  | S | F101D |  | 204070.6272 | 119923.8786 | 50316.959 | 11224.2362 | 1833.9631 | -194.5389 | 105.1452 | 2548.3747 | 100.7585 | 52.5669 | 18163.9977 | -2.965 | -1.7489 | 0 | 1121
772 |  |  |  | BADDEBT | F80 |  | 0 | 0 | 0 | 0 | 0 | 0 | 0 | 0 | 0 | 0 | 0 | 0 | 0 | 0 | 1122
773 |  |  |  | SNP | F104D |  | 3226450.5811 | 1892655.6713 | 791286.0855 | 177868.0567 | 28673.035 | 2211.8657 | 1663.9465 | 40258.1958 | 1669.3783 | 959.2622 | 288789.5788 | 207.7527 | 207.7527 | 0 | 1123
774 |  |  |  | CN | F40 |  | 0 | 0 | 0 | 0 | 0 | 0 | 0 | 0 | 0 | 0 | 0 | 0 | 0 | 0 | 1124
775 |  |  |  | TROJD | F10 |  | 18891.9874 | 6446.4875 | 5315.8123 | 1524.043 | 34.3955 | 3311.601 | 16.2193 | 173.23 | 5.3475 | 7.4787 | 1255.4787 | 417.86 | 384.034 | 0 | 1125
776 |  |  |  | DGP | F10 |  | 0 | 0 | 0 | 0 | 0 | 0 | 0 | 0 | 0 | 0 | 0 | 0 | 0 | 0 | 1126
777 |  |  |  | SE | F30 |  | 0 | 0 | 0 | 0 | 0 | 0 | 0 | 0 | 0 | 0 | 0 | 0 | 0 | 0 | 1127
778 |  |  |  | SG | F10 |  | 0 | 0 | 0 | 0 | 0 | 0 | 0 | 0 | 0 | 0 | 0 | 0 | 0 | 0 | 1128
779 |  |  |  | GPS | F102D |  | 2983766.3095 | 1749947.5612 | 722056.7876 | 162670.7038 | 37659.5408 | 2583.375 | 1407.1177 | 36450.9869 | 1592.4719 | 856.4687 | 268056.0015 | 242.6472 | 242.6472 | 0 | 1129
780 |  |  |  | SO | F102D |  | 23032570.0632 | 13508360.1158 | 5573768.7956 | 1255703.0258 | 290705.0762 | 19941.8316 | 10861.9556 | 281375.893 | 12292.759 | 6611.3337 | 2069203.1461 | 1873.0653 | 1873.0653 | 0 | 1130
781 |  |  |  | TAXDEPR | F151D |  | 112709885.1854 | 69371042.6455 | 23110905.121 | 5030876.2561 | 3351096.63 | 201962.8514 | 61455.7427 | 1234301.5531 | 73220.1035 | 37228.6303 | 10199856.3471 | 18969.6523 | 18969.6523 | 0 | 1131
782 |  |  |  | SNPD | F104D |  | 256187.2398 | 150281.0039 | 62829.8476 | 14123.1131 | 2276.7017 | 175.627 | 132.121 | 3196.5889 | 132.5523 | 76.1675 | 22930.5248 | 16.496 | 16.496 | 0 | 1132
783
784
785 |  | TOTAL SCHEDULE - M DEDUCTIONS |  |  |  |  | 142437543.0483 | 86802112.5264 | 30317794.9098 | 6654295.3135 | 3712339.3723 | 230000.4821 | 75645.0352 | 1598377.9953 | 89016.1419 | 45793.0018 | 12868750.5902 | 21725.1464 | 21692.5336 | 0
786
787 |  | TOTAL SCHEDULE - M ADJUSTMENTS |  |  |  |  | -77959342.3363 | -47924333.7627 | -15978959.8222 | -3485502.3991 | -2357910.7188 | -153035.8749 | -41602.7772 | -850936.4362 | -50876.1291 | -25702.6548 | -7062320.7421 | -14112.7246 | -14048.2946 | 0
788
789
790
791 | [6 empty] | D: INCOME TAXES
792
793 |  |  | State Income Taxes Before Credits |  | F150D |  | -2470401.3964 | -1810498.9255 | -279741.3049 | -65064.2569 | -63213.8686 | -14887.0667 | -2635.5865 | -30747.6616 | -3145.5822 | -1596.8055 | -196486.7053 | -1152.902 | -1230.7309 | 0 | 1140
794 |  |  | Renewable Energy Credits |  | F10 |  | 0 | 0 | 0 | 0 | 0 | 0 | 0 | 0 | 0 | 0 | 0 | 0 | 0 | 0 | 1142
795 |  | 40911 | State Income Taxes |  |  |  | -2470401.3964 | -1810498.9255 | -279741.3049 | -65064.2569 | -63213.8686 | -14887.0667 | -2635.5865 | -30747.6616 | -3145.5822 | -1596.8055 | -196486.7053 | -1152.902 | -1230.7309 | 0
796
797 |  | Calculation of Taxable Income
798
799 |  |  | Operating Revenues |  |  |  | 163296540.6154 | 85668214.5577 | 45060245.8844 | 10374498.1986 | 5125281.1451 | 12433.8814 | 2659.1799 | 1768131.9124 | 33779.0125 | 10833.0178 | 15210586.273 | 15539.2363 | 14338.3164 | 0
800 |  |  | Operating Deductions
801 |  |  | O & M Expenses |  |  |  | 71661068.436 | 39799262.6359 | 17900889.9352 | 4209479.1847 | 2150979.9737 | 233087.0769 | 8200.4614 | 789491.1178 | 38677.7201 | 13059.9624 | 6459484.7391 | 29037.9284 | 29417.7004 | 0
802 |  |  | Depreciation Expense |  |  |  | 42673185.0604 | 23312596.0416 | 10898206.3478 | 2595446.0627 | 1597938.309 | 2094.9345 | 6553.8666 | 505759.7767 | 8677.4593 | 5129.6526 | 3740389.07 | 196.7697 | 196.7697 | 0
803 |  |  | Amortization Expense |  |  |  | -561198.2099 | -329087.5878 | -135815.1199 | -30600.9826 | -7080.9815 | -520.9242 | -264.7338 | -6855.2294 | -299.4679 | -161.1098 | -50412.3044 | -50.0641 | -49.7045 | 0
804 |  |  | Taxes Other Than Income |  |  |  | 9094313.7022 | 5344352.5269 | 2242352.1516 | 500202.9266 | 81729.7227 | -8669.535 | 4685.7457 | 113567.1488 | 4490.2557 | 2342.6218 | 809470.2096 | -132.1341 | -77.9382 | 0
805 |  |  | Interest & Dividends (AFUDC-Equity) |  | F104D |  | -1708371.7433 | -1002141.3276 | -418977.6832 | -94179.2705 | -15182.0713 | -1171.1597 | -881.0422 | -21316.2925 | -883.9183 | -507.9193 | -152911.0531 | -110.0029 | -110.0029 | 0 | 1153
806 |  |  | Misc Revenue & Expense |  |  |  | -14426.7918 | -4922.8348 | -4059.3991 | -1163.8294 | -26.266 | -2528.8911 | -12.3858 | -132.2864 | -4.0836 | -5.7111 | -958.7414 | -319.0971 | -293.266 | 0
807 |  |  | Total Operating Deductions |  |  |  | 121144570.4535 | 67120059.4542 | 30482596.2324 | 7179184.0916 | 3808358.6866 | 222291.5014 | 18281.9118 | 1380514.235 | 50657.9653 | 19857.4967 | 10805061.9198 | 28623.4 | 29083.5586 | 0
808 |  |  | Other Deductions
809 |  |  | Interest Deductions |  | F101D |  | 18606755.4998 | 10502652.2989 | 4760392.5809 | 1142945.1205 | 351387.6994 | -34984.5374 | 827.0572 | 213942.5088 | 1530.8695 | 444.7928 | 1671104.6085 | -1802.5717 | -1684.9276 | 0
810 |  |  | Interest on PCRBS |  |  |  | 0 | 0 | 0 | 0 | 0 | 0 | 0 | 0 | 0 | 0 | 0 | 0 | 0 | 0
811 |  |  | Schedule M Adjustments |  |  |  | -77959342.3363 | -47924333.7627 | -15978959.8222 | -3485502.3991 | -2357910.7188 | -153035.8749 | -41602.7772 | -850936.4362 | -50876.1291 | -25702.6548 | -7062320.7421 | -14112.7246 | -14048.2946 | 0
812
813 |  |  | Income Before State Taxes |  |  |  | -54414127.6741 | -39878830.9581 | -6161702.7511 | -1433133.4126 | -1392375.9597 | -327908.9576 | -58052.5663 | -677261.2676 | -69285.9514 | -35171.9264 | -4327900.9974 | -25394.3165 | -27108.6092 | 0
814
815 |  |  | State Income Taxes |  |  |  | -2470401.3964 | -1810498.9255 | -279741.3049 | -65064.2569 | -63213.8686 | -14887.0667 | -2635.5865 | -30747.6616 | -3145.5822 | -1596.8055 | -196486.7053 | -1152.902 | -1230.7309 | 0
816
817 |  |  | Adjustments to Calculated Tax:
818 |  |  |  | PMI | F30 |  | 0 | 0 | 0 | 0 | 0 | 0 | 0 | 0 | 0 | 0 | 0 | 0 | 0 | 0 | 1172
819 |  |  |  | Renewable Energy Credits | F10 |  | 0 | 0 | 0 | 0 | 0 | 0 | 0 | 0 | 0 | 0 | 0 | 0 | 0 | 0 | 1173
820 |  |  |  | System Overheads | F102D |  | 0 | 0 | 0 | 0 | 0 | 0 | 0 | 0 | 0 | 0 | 0 | 0 | 0 | 0 | 1174
821 |  |  |  | Situs | F107D |  | 0 | 0 | 0 | 0 | 0 | 0 | 0 | 0 | 0 | 0 | 0 | 0 | 0 | 0 | 1175
822 |  |  |  | Total Adjustments |  |  | 0 | 0 | 0 | 0 | 0 | 0 | 0 | 0 | 0 | 0 | 0 | 0 | 0 | 0
823
824 |  |  | 35%
825
826 |  | 40910 | Federal Income Tax |  |  |  | -18180304.1972 | -13323916.2114 | -2058686.5062 | -478824.2045 | -465206.7319 | -109557.6618 | -19395.9429 | -226279.7621 | -23149.1292 | -11751.2923 | -1445995.0022 | -8484.4951 | -9057.2574 | 0
827
828
829 |  | TOTAL OPERATING EXPENSES |  |  |  |  | 108990322.999 | 56976863.6413 | 30236860.1014 | 7102831.3509 | 3356124.0371 | 92546.9053 | 628.9119 | 1229570.7557 | 28598.7438 | 8765.8744 | 9919687.8984 | 18997.3796 | 18847.3994 | 0
830
831
832 |  | Distribution - METER - Unbundled |  |  |  |  | D: STEAM PRODUCTION PLANT
833
834 |  | A |  | B | C |  | D | E | F | G | H | I | J | K | L | M | N | O | P
835 |  | FERC ACCT |  | DESCRIPTION | COS Factor |  | Utah Jurisdiction Normalized | Residential Sch 1 | General Large Dist. Sch 6 | General +1 MW Sch 8 | Street & Area Lighting Sch. 7,11,12 | General Trans Sch 9 | General Secondary Sch 22 | Irrigation Sch 10 | Traffic Signals Sch 15 | Outdoor Lighting Sch 15 | General Small Dist. Sch 23 | Industrial Cust 1 | Industrial Cust 2
836 |  | 310 | Land and Land Rights |  | F10 |  | 0 | 0 | 0 | 0 | 0 | 0 | 0 | 0 | 0 | 0 | 0 | 0 | 0 | 0 | 1192
837 |  |  |  | Total 310 |  |  | 0 | 0 | 0 | 0 | 0 | 0 | 0 | 0 | 0 | 0 | 0 | 0 | 0 | 0
838
839 |  | 311 | Structures and Improvements |  | F10 |  | 0 | 0 | 0 | 0 | 0 | 0 | 0 | 0 | 0 | 0 | 0 | 0 | 0 | 0 | 1199
840 |  |  |  | Total 311 |  |  | 0 | 0 | 0 | 0 | 0 | 0 | 0 | 0 | 0 | 0 | 0 | 0 | 0 | 0
841
842 |  | 312 | Boiler Plant Equipment |  | F10 |  | 0 | 0 | 0 | 0 | 0 | 0 | 0 | 0 | 0 | 0 | 0 | 0 | 0 | 0 | 1206
843 |  |  |  | Total 312 |  |  | 0 | 0 | 0 | 0 | 0 | 0 | 0 | 0 | 0 | 0 | 0 | 0 | 0 | 0
844
845 |  | 314 | Turbogenerator Units |  | F10 |  | 0 | 0 | 0 | 0 | 0 | 0 | 0 | 0 | 0 | 0 | 0 | 0 | 0 | 0 | 1213
846 |  |  |  | Total 314 |  |  | 0 | 0 | 0 | 0 | 0 | 0 | 0 | 0 | 0 | 0 | 0 | 0 | 0 | 0
847
848 |  | 315 | Accessory Electric Equipment |  | F10 |  | 0 | 0 | 0 | 0 | 0 | 0 | 0 | 0 | 0 | 0 | 0 | 0 | 0 | 0 | 1220
849 |  |  |  | Total 316 |  |  | 0 | 0 | 0 | 0 | 0 | 0 | 0 | 0 | 0 | 0 | 0 | 0 | 0 | 0
850
851 |  | 316 | Misc Power Plant Equipment |  | F10 |  | 0 | 0 | 0 | 0 | 0 | 0 | 0 | 0 | 0 | 0 | 0 | 0 | 0 | 0 | 1227
852 |  |  |  | Total 316 |  |  | 0 | 0 | 0 | 0 | 0 | 0 | 0 | 0 | 0 | 0 | 0 | 0 | 0 | 0
853
854 |  | S00 | Unclassified Steam Plant - Acct 300 |  | F10 |  | 0 | 0 | 0 | 0 | 0 | 0 | 0 | 0 | 0 | 0 | 0 | 0 | 0 | 0 | 1232
855
856
857
858 |  | Total Steam Production Plant |  |  |  |  | 0 | 0 | 0 | 0 | 0 | 0 | 0 | 0 | 0 | 0 | 0 | 0 | 0 | 0
859
860
861 | [6 empty] | D: NUCLEAR PRODUCTION
862
863
864 |  | 320 | Land and Land Rights |  | F10 |  | 0 | 0 | 0 | 0 | 0 | 0 | 0 | 0 | 0 | 0 | 0 | 0 | 0 | 0 | 1238
865
866 |  | 321 | Structures and Improvements |  | F10 |  | 0 | 0 | 0 | 0 | 0 | 0 | 0 | 0 | 0 | 0 | 0 | 0 | 0 | 0 | 1242
867
868 |  | 322 | Reactor Plant Equipment |  | F10 |  | 0 | 0 | 0 | 0 | 0 | 0 | 0 | 0 | 0 | 0 | 0 | 0 | 0 | 0 | 1246
869
870 |  | 323 | Turbogenerator Units |  | F10 |  | 0 | 0 | 0 | 0 | 0 | 0 | 0 | 0 | 0 | 0 | 0 | 0 | 0 | 0 | 1250
871
872 |  | 324 | Land and Land Rights |  | F10 |  | 0 | 0 | 0 | 0 | 0 | 0 | 0 | 0 | 0 | 0 | 0 | 0 | 0 | 0 | 1254
873
874 |  | 325 | Misc. Power Plant Equipment |  | F10 |  | 0 | 0 | 0 | 0 | 0 | 0 | 0 | 0 | 0 | 0 | 0 | 0 | 0 | 0 | 1258
875
876 |  | N00 | Unclassified Nuclear Plt - Acct 300 |  | F10 |  | 0 | 0 | 0 | 0 | 0 | 0 | 0 | 0 | 0 | 0 | 0 | 0 | 0 | 0 | 1264
877
878 |  | Total Nuclear Production Plant |  |  |  |  | 0 | 0 | 0 | 0 | 0 | 0 | 0 | 0 | 0 | 0 | 0 | 0 | 0 | 0
879
880
881 | [6 empty] | D: HYDRAULIC PRODUCTION PLANT
882
883
884 |  | 330 | Land and Land Rights |  | F10 |  | 0 | 0 | 0 | 0 | 0 | 0 | 0 | 0 | 0 | 0 | 0 | 0 | 0 | 0 | 1274
885
886 |  | 331 | Structures and Improvements |  | F10 |  | 0 | 0 | 0 | 0 | 0 | 0 | 0 | 0 | 0 | 0 | 0 | 0 | 0 | 0 | 1281
887
888 |  | 332 | Reservoirs, Dams & Waterways |  | F10 |  | 0 | 0 | 0 | 0 | 0 | 0 | 0 | 0 | 0 | 0 | 0 | 0 | 0 | 0 | 1288
889
890 |  | 333 | Water Wheel, Turbines, & Generators |  | F10 |  | 0 | 0 | 0 | 0 | 0 | 0 | 0 | 0 | 0 | 0 | 0 | 0 | 0 | 0 | 1295
891
892 |  | 334 | Accessory Electric Equipment |  | F10 |  | 0 | 0 | 0 | 0 | 0 | 0 | 0 | 0 | 0 | 0 | 0 | 0 | 0 | 0 | 1302
893
894 |  | 335 | Misc. Power Plant Equipment |  | F10 |  | 0 | 0 | 0 | 0 | 0 | 0 | 0 | 0 | 0 | 0 | 0 | 0 | 0 | 0 | 1309
895
896 |  | 336 | Roads, Railroads & Bridges |  | F10 |  | 0 | 0 | 0 | 0 | 0 | 0 | 0 | 0 | 0 | 0 | 0 | 0 | 0 | 0 | 1316
897
898 |  | H00 | Unclassified Hydro Plant - Acct 300 |  | F10 |  | 0 | 0 | 0 | 0 | 0 | 0 | 0 | 0 | 0 | 0 | 0 | 0 | 0 | 0 | 1322
899
900 |  | Total Hydraulic Plant |  |  |  |  | 0 | 0 | 0 | 0 | 0 | 0 | 0 | 0 | 0 | 0 | 0 | 0 | 0 | 0
901
902 |  | Distribution - METER - Unbundled
903 |  | A |  | B | C |  | D | E | F | G | H | I | J | K | L | M | N | O | P
904 |  | FERC ACCT |  | DESCRIPTION | COS Factor |  | Utah Jurisdiction Normalized | Residential Sch 1 | General Large Dist. Sch 6 | General +1 MW Sch 8 | Street & Area Lighting Sch. 7,11,12 | General Trans Sch 9 | General Secondary Sch 22 | Irrigation Sch 10 | Traffic Signals Sch 15 | Outdoor Lighting Sch 15 | General Small Dist. Sch 23 | Industrial Cust 1 | Industrial Cust 2
905 |  | 340 | Land and Land Rights |  | F10 |  | 0 | 0 | 0 | 0 | 0 | 0 | 0 | 0 | 0 | 0 | 0 | 0 | 0 | 0 | 1328
906 |  |  |  | Wind Generation | F10 |  | 0 | 0 | 0 | 0 | 0 | 0 | 0 | 0 | 0 | 0 | 0 | 0 | 0 | 0 | 1329
907 |  |  |  | Simple Cycle Combustion Turbine | F10 |  | 0 | 0 | 0 | 0 | 0 | 0 | 0 | 0 | 0 | 0 | 0 | 0 | 0 | 0 | 1330
908 |  |  |  | Total 340 |  |  | 0 | 0 | 0 | 0 | 0 | 0 | 0 | 0 | 0 | 0 | 0 | 0 | 0 | 0
909
910 |  | 341 | Structures and Improvements |  | F10 |  | 0 | 0 | 0 | 0 | 0 | 0 | 0 | 0 | 0 | 0 | 0 | 0 | 0 | 0 | 1334
911 |  |  |  | Wind Generation | F10 |  | 0 | 0 | 0 | 0 | 0 | 0 | 0 | 0 | 0 | 0 | 0 | 0 | 0 | 0 | 1336
912 |  |  |  | Simple Cycle Combustion Turbine | F10 |  | 0 | 0 | 0 | 0 | 0 | 0 | 0 | 0 | 0 | 0 | 0 | 0 | 0 | 0 | 1337
913 |  |  |  | Total 341 |  |  | 0 | 0 | 0 | 0 | 0 | 0 | 0 | 0 | 0 | 0 | 0 | 0 | 0 | 0
914
915 |  | 342 | Fuel Holders, Producers & Access |  | F10 |  | 0 | 0 | 0 | 0 | 0 | 0 | 0 | 0 | 0 | 0 | 0 | 0 | 0 | 0 | 1341
916 |  |  |  | Simple Cycle Combustion Turbine | F10 |  | 0 | 0 | 0 | 0 | 0 | 0 | 0 | 0 | 0 | 0 | 0 | 0 | 0 | 0 | 1343
917 |  |  |  | Total 342 |  |  | 0 | 0 | 0 | 0 | 0 | 0 | 0 | 0 | 0 | 0 | 0 | 0 | 0 | 0
918
919 |  | 343 | Prime Movers |  | F10 |  | 0 | 0 | 0 | 0 | 0 | 0 | 0 | 0 | 0 | 0 | 0 | 0 | 0 | 0 | 1348
920 |  |  |  | Wind Generation | F10 |  | 0 | 0 | 0 | 0 | 0 | 0 | 0 | 0 | 0 | 0 | 0 | 0 | 0 | 0 | 1349
921 |  |  |  | Simple Cycle Combustion Turbine | F10 |  | 0 | 0 | 0 | 0 | 0 | 0 | 0 | 0 | 0 | 0 | 0 | 0 | 0 | 0 | 1350
922 |  |  |  | Total 343 |  |  | 0 | 0 | 0 | 0 | 0 | 0 | 0 | 0 | 0 | 0 | 0 | 0 | 0 | 0
923
924 |  | 344 | Generators |  | F10 |  | 0 | 0 | 0 | 0 | 0 | 0 | 0 | 0 | 0 | 0 | 0 | 0 | 0 | 0 | 1355
925 |  |  |  | Wind Generation | F10 |  | 0 | 0 | 0 | 0 | 0 | 0 | 0 | 0 | 0 | 0 | 0 | 0 | 0 | 0 | 1356
926 |  |  |  | Simple Cycle Combustion Turbine | F10 |  | 0 | 0 | 0 | 0 | 0 | 0 | 0 | 0 | 0 | 0 | 0 | 0 | 0 | 0 | 1357
927 |  |  |  | Total 344 |  |  | 0 | 0 | 0 | 0 | 0 | 0 | 0 | 0 | 0 | 0 | 0 | 0 | 0 | 0
928
929 |  | 345 | Accessory Electric Plant |  | F10 |  | 0 | 0 | 0 | 0 | 0 | 0 | 0 | 0 | 0 | 0 | 0 | 0 | 0 | 0 | 1361
930 |  |  |  | Wind Generation | F10 |  | 0 | 0 | 0 | 0 | 0 | 0 | 0 | 0 | 0 | 0 | 0 | 0 | 0 | 0 | 1362
931 |  |  |  | Simple Cycle Combustion Turbine | F10 |  | 0 | 0 | 0 | 0 | 0 | 0 | 0 | 0 | 0 | 0 | 0 | 0 | 0 | 0 | 1364
932 |  |  |  | Total 345 |  |  | 0 | 0 | 0 | 0 | 0 | 0 | 0 | 0 | 0 | 0 | 0 | 0 | 0 | 0
933
934 |  | 346 | Misc. Power Plant Equipment |  | F10 |  | 0 | 0 | 0 | 0 | 0 | 0 | 0 | 0 | 0 | 0 | 0 | 0 | 0 | 0 | 1368
935 |  |  |  | Wind Generation | F10 |  | 0 | 0 | 0 | 0 | 0 | 0 | 0 | 0 | 0 | 0 | 0 | 0 | 0 | 0 | 1369
936
937 |  | O00 | Unclassified Other Prod - Acct 300 |  | F10 |  | 0 | 0 | 0 | 0 | 0 | 0 | 0 | 0 | 0 | 0 | 0 | 0 | 0 | 0 | 1376
938
939 |  | Total Other Production Plant |  |  |  |  | 0 | 0 | 0 | 0 | 0 | 0 | 0 | 0 | 0 | 0 | 0 | 0 | 0 | 0
940
941 |  | Experimental Plant
942 |  | 103 | Experimental Plant |  | F10 |  | 0 | 0 | 0 | 0 | 0 | 0 | 0 | 0 | 0 | 0 | 0 | 0 | 0 | 0 | 1382
943
944 |  | TOTAL PRODUCTION PLANT |  |  |  |  | 0 | 0 | 0 | 0 | 0 | 0 | 0 | 0 | 0 | 0 | 0 | 0 | 0 | 0
945
946 | [6 empty] | D: TRANSMISSION PLANT
947 |  | 350 | Land and Land Rights
948 |  |  |  | Demand | F10 |  | 0 | 0 | 0 | 0 | 0 | 0 | 0 | 0 | 0 | 0 | 0 | 0 | 0 | 0 | 1391
949 |  |  |  | Direct Assigned | A | 0 | 0 | 0 | 0 | 0 | 0 | 0 | 0 | 0 | 0 | 0 | 0 | 0 | 0 | 0
950 | [6 empty] | 0 | 0 | 0 | 0 | 0 | 0 | 0 | 0 | 0 | 0 | 0 | 0 | 0 | 0
951 |  | 352 | Structures and Improvements
952 |  |  |  | Demand | F10 |  | 0 | 0 | 0 | 0 | 0 | 0 | 0 | 0 | 0 | 0 | 0 | 0 | 0 | 0 | 1398
953 |  |  |  | Direct Assigned | A | 0 | 0 | 0 | 0 | 0 | 0 | 0 | 0 | 0 | 0 | 0 | 0 | 0 | 0 | 0
954 | [6 empty] | 0 | 0 | 0 | 0 | 0 | 0 | 0 | 0 | 0 | 0 | 0 | 0 | 0 | 0
955 |  | 353 | Station Equipment
956 |  |  |  | Demand | F10 |  | 0 | 0 | 0 | 0 | 0 | 0 | 0 | 0 | 0 | 0 | 0 | 0 | 0 | 0 | 1404
957 |  |  |  | Direct Assigned | A | 0 | 0 | 0 | 0 | 0 | 0 | 0 | 0 | 0 | 0 | 0 | 0 | 0 | 0 | 0
958 | [6 empty] | 0 | 0 | 0 | 0 | 0 | 0 | 0 | 0 | 0 | 0 | 0 | 0 | 0 | 0
959 |  | 354 | Towers and Fixtures
960 |  |  |  | Demand | F10 |  | 0 | 0 | 0 | 0 | 0 | 0 | 0 | 0 | 0 | 0 | 0 | 0 | 0 | 0 | 1410
961 |  |  |  | Direct Assigned | A | 0 | 0 | 0 | 0 | 0 | 0 | 0 | 0 | 0 | 0 | 0 | 0 | 0 | 0 | 0
962 | [6 empty] | 0 | 0 | 0 | 0 | 0 | 0 | 0 | 0 | 0 | 0 | 0 | 0 | 0 | 0
963 |  | 355 | Poles and Fixtures
964 |  |  |  | Demand | F10 |  | 0 | 0 | 0 | 0 | 0 | 0 | 0 | 0 | 0 | 0 | 0 | 0 | 0 | 0 | 1416
965 |  |  |  | Direct Assigned | A | 0 | 0 | 0 | 0 | 0 | 0 | 0 | 0 | 0 | 0 | 0 | 0 | 0 | 0 | 0
966 | [6 empty] | 0 | 0 | 0 | 0 | 0 | 0 | 0 | 0 | 0 | 0 | 0 | 0 | 0 | 0
967 |  | 356 | Overhead Conductors
968 |  |  |  | Demand | F10 |  | 0 | 0 | 0 | 0 | 0 | 0 | 0 | 0 | 0 | 0 | 0 | 0 | 0 | 0 | 1422
969 |  |  |  | Direct Assigned | A | 0 | 0 | 0 | 0 | 0 | 0 | 0 | 0 | 0 | 0 | 0 | 0 | 0 | 0 | 0
970 | [6 empty] | 0 | 0 | 0 | 0 | 0 | 0 | 0 | 0 | 0 | 0 | 0 | 0 | 0 | 0
971 |  | 357 | Underground Conduit
972 |  |  |  | Demand | F10 |  | 0 | 0 | 0 | 0 | 0 | 0 | 0 | 0 | 0 | 0 | 0 | 0 | 0 | 0 | 1428
973 |  |  |  | Direct Assigned | A | 0 | 0 | 0 | 0 | 0 | 0 | 0 | 0 | 0 | 0 | 0 | 0 | 0 | 0 | 0
974 | [6 empty] | 0 | 0 | 0 | 0 | 0 | 0 | 0 | 0 | 0 | 0 | 0 | 0 | 0 | 0
975 |  | 358 | Underground Conductors
976 |  |  |  | Demand | F10 |  | 0 | 0 | 0 | 0 | 0 | 0 | 0 | 0 | 0 | 0 | 0 | 0 | 0 | 0 | 1434
977 |  |  |  | Direct Assigned | A | 0 | 0 | 0 | 0 | 0 | 0 | 0 | 0 | 0 | 0 | 0 | 0 | 0 | 0 | 0
978 | [6 empty] | 0 | 0 | 0 | 0 | 0 | 0 | 0 | 0 | 0 | 0 | 0 | 0 | 0 | 0
979 |  | 359 | Roads and Trails
980 |  |  |  | Demand | F10 |  | 0 | 0 | 0 | 0 | 0 | 0 | 0 | 0 | 0 | 0 | 0 | 0 | 0 | 0 | 1440
981 |  |  |  | Direct Assigned | A | 0 | 0 | 0 | 0 | 0 | 0 | 0 | 0 | 0 | 0 | 0 | 0 | 0 | 0 | 0
982 | [6 empty] | 0 | 0 | 0 | 0 | 0 | 0 | 0 | 0 | 0 | 0 | 0 | 0 | 0 | 0
983
984 |  | T00 | Unclassified Trans Plant - Acct 300 |  | F10 |  | 0 | 0 | 0 | 0 | 0 | 0 | 0 | 0 | 0 | 0 | 0 | 0 | 0 | 0 | 1444
985 |  | TS0 | Unclassified Trans Sub - Acct 300 |  | F10 |  | 0 | 0 | 0 | 0 | 0 | 0 | 0 | 0 | 0 | 0 | 0 | 0 | 0 | 0 | 1448
986
987 |  | TOTAL TRANSMISSION PLANT |  |  |  |  | 0 | 0 | 0 | 0 | 0 | 0 | 0 | 0 | 0 | 0 | 0 | 0 | 0 | 0
988 |  | Distribution - METER - Unbundled |  |  |  |  | D: DISTRIBUTION PLANT
989 |  | A |  | B | C |  | D | E | F | G | H | I | J | K | L | M | N | O | P
990 |  | FERC ACCT |  | DESCRIPTION | COS Factor |  | Utah Jurisdiction Normalized | Residential Sch 1 | General Large Dist. Sch 6 | General +1 MW Sch 8 | Street & Area Lighting Sch. 7,11,12 | General Trans Sch 9 | General Secondary Sch 22 | Irrigation Sch 10 | Traffic Signals Sch 15 | Outdoor Lighting Sch 15 | General Small Dist. Sch 23 | Industrial Cust 1 | Industrial Cust 2
991
992 |  | 360 | Land and Land Rights
993 |  |  |  | Demand Primary | F20 |  | 28141166.5888 | 13469748.7228 | 9507614.9583 | 2271217.0177 | 15902.0223 | 0 | 4990.246 | 439026.1948 | 6809.4861 | 4088.8914 | 2421769.0493 | 0 | 0 | 0 | 1453
994 |  |  |  | Assigned | A | 0.74436 | 0 | 0 | 0 | 0 | 0 | 0 | 0 | 0 | 0 | 0 | 0 | 0 | 0 | 0
995 | [6 empty] | 28141166.5888 | 13469748.7228 | 9507614.9583 | 2271217.0177 | 15902.0223 | 0 | 4990.246 | 439026.1948 | 6809.4861 | 4088.8914 | 2421769.0493 | 0 | 0 | 0
996 |  | 361 | Structures and Improvements
997 |  |  |  | Demand Primary | F20 |  | 40533003.86 | 19401092.533 | 13694250.826 | 3271337.3077 | 22904.407 | 0 | 7187.6786 | 632349.4228 | 9808.0129 | 5889.4166 | 3488184.2555 | 0 | 0 | 0 | 1457
998 |  |  |  | Assigned | A | 0.74436 | 0 | 0 | 0 | 0 | 0 | 0 | 0 | 0 | 0 | 0 | 0 | 0 | 0 | 0
999 | [6 empty] | 40533003.86 | 19401092.533 | 13694250.826 | 3271337.3077 | 22904.407 | 0 | 7187.6786 | 632349.4228 | 9808.0129 | 5889.4166 | 3488184.2555 | 0 | 0 | 0
1000 |  | 362 | Station Equipment
1001 |  |  |  | Demand Primary | F20 |  | 0 | 0 | 0 | 0 | 0 | 0 | 0 | 0 | 0 | 0 | 0 | 0 | 0 | 0 | 1461
1002 |  |  |  | Assigned | A | 0 | 0 | 0 | 0 | 0 | 0 | 0 | 0 | 0 | 0 | 0 | 0 | 0 | 0 | 0
1003 | [6 empty] | 0 | 0 | 0 | 0 | 0 | 0 | 0 | 0 | 0 | 0 | 0 | 0 | 0 | 0
1004 |  | 364 | Poles, Towers & Fixtures
1005 |  |  |  | Demand Primary | F20 | 1 | 369727099.2722 | 176969604.5648 | 124913901.079 | 29839931.3733 | 208925.546 | 0 | 65563.351 | 5768058.0154 | 89465.0732 | 53721.084 | 31817929.1856 | 0 | 0 | 0 | 1465
1006 |  |  |  | Demand Secondary | F22 | 1 | 677995.0947 | 603709.976 | 0 | 0 | 0 | 0 | 0 | 0 | 0 | 0 | 74285.1188 | 0 | 0 | 0
1007 |  |  |  | Assigned | A | 1 | 4019781 | 0 | 0 | 0 | 4019781 | 0 | 0 | 0 | 0 | 0 | 0 | 0 | 0 | 0
1008 | [6 empty] | 374424875.3669 | 177573314.5407 | 124913901.079 | 29839931.3733 | 4228706.546 | 0 | 65563.351 | 5768058.0154 | 89465.0732 | 53721.084 | 31892214.3043 | 0 | 0 | 0
1009 |  | 365 | Overhead Conductors
1010 |  |  |  | Demand Primary | F20 | 1 | 146841244.3992 | 70285453.8017 | 49610950.1124 | 11851261.8206 | 82977.1126 | 0 | 26039.2167 | 2290848.6243 | 35532.0524 | 21335.9282 | 12636845.7303 | 0 | 0 | 0 | 1469
1011 |  |  |  | Demand Secondary | F22 | 1 | 83279438.0231 | 74154854.3919 | 0 | 0 | 0 | 0 | 0 | 0 | 0 | 0 | 9124583.6312 | 0 | 0 | 0
1012 |  |  |  | Assigned | A | 1 | 1702320 | 0 | 0 | 0 | 1702320 | 0 | 0 | 0 | 0 | 0 | 0 | 0 | 0 | 0
1013 | [6 empty] | 231823002.4223 | 144440308.1936 | 49610950.1124 | 11851261.8206 | 1785297.1126 | 0 | 26039.2167 | 2290848.6243 | 35532.0524 | 21335.9282 | 21761429.3615 | 0 | 0 | 0
1014 |  | 366 | Underground Conduit
1015 |  |  |  | Demand Primary | F20 | 1 | 121146879.7426 | 57986865.027 | 40929997.7794 | 9777521.271 | 68457.7302 | 0 | 21482.8597 | 1889994.6261 | 29314.6336 | 17602.5553 | 10425643.2604 | 0 | 0 | 0 | 1473
1016 |  |  |  | Demand Secondary | F22 | 1 | 76154509.5635 | 67810574.8793 | 0 | 0 | 0 | 0 | 0 | 0 | 0 | 0 | 8343934.6843 | 0 | 0 | 0
1017 |  |  |  | Assigned | A | 1 | 25971 | 0 | 0 | 0 | 25971 | 0 | 0 | 0 | 0 | 0 | 0 | 0 | 0 | 0
1018 | [6 empty] | 197327360.3062 | 125797439.9062 | 40929997.7794 | 9777521.271 | 94428.7302 | 0 | 21482.8597 | 1889994.6261 | 29314.6336 | 17602.5553 | 18769577.9446 | 0 | 0 | 0
1019 |  | 367 | Underground Conductors
1020 |  |  |  | Demand Primary | F20 | 1 | 373978563.1716 | 179004564.6382 | 126350276.5624 | 30183058.4831 | 211327.9651 | 0 | 66317.259 | 5834384.4774 | 90493.8253 | 54338.8187 | 32183801.1424 | 0 | 0 | 0 | 1477
1021 |  |  |  | Demand Secondary | F22 | 1 | 158310699.8338 | 140965251.1295 | 0 | 0 | 0 | 0 | 0 | 0 | 0 | 0 | 17345448.7043 | 0 | 0 | 0
1022 |  |  |  | Assigned | A | 1 | 1286359 | 0 | 0 | 0 | 1286359 | 0 | 0 | 0 | 0 | 0 | 0 | 0 | 0 | 0
1023 | [6 empty] | 533575622.0054 | 319969815.7677 | 126350276.5624 | 30183058.4831 | 1497686.9651 | 0 | 66317.259 | 5834384.4774 | 90493.8253 | 54338.8187 | 49529249.8467 | 0 | 0 | 0
1024 |  | 368 | Line Transformers
1025 |  |  |  | Demand Secondary | F21 |  | 0 | 0 | 0 | 0 | 0 | 0 | 0 | 0 | 0 | 0 | 0 | 0 | 0 | 0 | 1481
1026 |  |  |  | Assigned | A | 0 | 0 | 0 | 0 | 0 | 0 | 0 | 0 | 0 | 0 | 0 | 0 | 0 | 0 | 0
1027 | [6 empty] | 0 | 0 | 0 | 0 | 0 | 0 | 0 | 0 | 0 | 0 | 0 | 0 | 0 | 0
1028 |  | 369 | Services
1029 |  |  |  | Customer | F70 |  | 0 | 0 | 0 | 0 | 0 | 0 | 0 | 0 | 0 | 0 | 0 | 0 | 0 | 0 | 1485
1030 |  |  |  | Assigned | A | 0 | 0 | 0 | 0 | 0 | 0 | 0 | 0 | 0 | 0 | 0 | 0 | 0 | 0 | 0
1031 | [6 empty] | 0 | 0 | 0 | 0 | 0 | 0 | 0 | 0 | 0 | 0 | 0 | 0 | 0 | 0
1032 |  | 370 | Meters
1033 |  |  |  | Customer | F60 |  | 0 | 0 | 0 | 0 | 0 | 0 | 0 | 0 | 0 | 0 | 0 | 0 | 0 | 0 | 1489
1034 |  |  |  | Assigned | A | 0 | 0 | 0 | 0 | 0 | 0 | 0 | 0 | 0 | 0 | 0 | 0 | 0 | 0 | 0
1035 | [6 empty] | 0 | 0 | 0 | 0 | 0 | 0 | 0 | 0 | 0 | 0 | 0 | 0 | 0 | 0
1036 |  | 371 | Install on Customers' Premises
1037 |  |  |  | Demand Primary | F20 | 1 | 0 | 0 | 0 | 0 | 0 | 0 | 0 | 0 | 0 | 0 | 0 | 0 | 0 | 0 | 1493
1038 |  |  |  | Demand Secondary | F22 | 1 | 0 | 0 | 0 | 0 | 0 | 0 | 0 | 0 | 0 | 0 | 0 | 0 | 0 | 0
1039 |  |  |  | Assigned | A | 1 | 4280466.6154 | 0 | 0 | 0 | 4280466.6154 | 0 | 0 | 0 | 0 | 0 | 0 | 0 | 0 | 0
1040 | [6 empty] | 4280466.6154 | 0 | 0 | 0 | 4280466.6154 | 0 | 0 | 0 | 0 | 0 | 0 | 0 | 0 | 0
1041 |  | 372 | Leased Property
1042 |  |  |  | Demand Primary | F20 | 0 | 0 | 0 | 0 | 0 | 0 | 0 | 0 | 0 | 0 | 0 | 0 | 0 | 0 | 0 | 1497
1043 |  |  |  | Demand Secondary | F22 | 0 | 0 | 0 | 0 | 0 | 0 | 0 | 0 | 0 | 0 | 0 | 0 | 0 | 0 | 0
1044 |  |  |  | Assigned | A | 0 | 0 | 0 | 0 | 0 | 0 | 0 | 0 | 0 | 0 | 0 | 0 | 0 | 0 | 0
1045 | [6 empty] | 0 | 0 | 0 | 0 | 0 | 0 | 0 | 0 | 0 | 0 | 0 | 0 | 0 | 0
1046
1047 |  | 373 | Street Lights |  | A | 1 | 21970455.29 | 0 | 0 | 0 | 21970455.29 | 0 | 0 | 0 | 0 | 0 | 0 | 0 | 0 | 0 | 1502
1048
1049
1050 |  | D00 | Unclassified Dist Plant - Acct 300 |  | F22 |  | 16298390.218 | 14512643.002 | 0 | 0 | 0 | 0 | 0 | 0 | 0 | 0 | 1785747.216 | 0 | 0 | 0 | 1505
1051 |  | DS0 | Unclassified Dist Sub - Acct 300 |  | F20 |  | 0 | 0 | 0 | 0 | 0 | 0 | 0 | 0 | 0 | 0 | 0 | 0 | 0 | 0 | 1509
1052 |  | TOTAL DISTRIBUTION PLANT |  |  |  |  | 1448374342.673 | 815164362.6661 | 365006991.3175 | 87194327.2733 | 33895847.6886 | 0 | 191580.611 | 16854661.3607 | 261423.0836 | 156976.6942 | 129648171.978 | 0 | 0 | 0
1053
1054 |  | Distribution - METER - Unbundled |  |  |  |  | DISTRIBUTION PLANT D: GENERAL PLANT
1055
1056 |  | A |  | B | C |  | D | E | F | G | H | I | J | K | L | M | N | O | P
1057 |  | FERC ACCT |  | DESCRIPTION | COS Factor |  | Utah Jurisdiction Normalized | Residential Sch 1 | General Large Dist. Sch 6 | General +1 MW Sch 8 | Street & Area Lighting Sch. 7,11,12 | General Trans Sch 9 | General Secondary Sch 22 | Irrigation Sch 10 | Traffic Signals Sch 15 | Outdoor Lighting Sch 15 | General Small Dist. Sch 23 | Industrial Cust 1 | Industrial Cust 2
1058 |  | 389 | Land and Land Rights
1059 |  |  |  | Situs | F107D |  | 1462096.1667 | 857504.0254 | 353820.089 | 79711.4076 | 18453.8146 | 1265.8976 | 689.5116 | 17861.6027 | 780.3383 | 419.6842 | 131351.9933 | 118.9013 | 118.9013 | 0 | 1516
1060 |  |  |  | Customer - System | F42 |  | 0 | 0 | 0 | 0 | 0 | 0 | 0 | 0 | 0 | 0 | 0 | 0 | 0 | 0 | 1517
1061 |  |  |  | System Generation | F105D |  | 0 | 0 | 0 | 0 | 0 | 0 | 0 | 0 | 0 | 0 | 0 | 0 | 0 | 0 | 1518
1062 |  |  |  | System Generation | F105D |  | 0 | 0 | 0 | 0 | 0 | 0 | 0 | 0 | 0 | 0 | 0 | 0 | 0 | 0 | 1519
1063 |  |  |  | System Overheads | F102D |  | 424628.5883 | 249040.2014 | 102758.0322 | 23150.1479 | 5359.4404 | 367.6477 | 200.2511 | 5187.4475 | 226.6294 | 121.8866 | 38147.8406 | 34.5318 | 34.5318 | 0 | 1520
1064 |  |  | Total Land & Land Rights |  |  |  | 1886724.755 | 1106544.2267 | 456578.1212 | 102861.5555 | 23813.255 | 1633.5453 | 889.7626 | 23049.0502 | 1006.9676 | 541.5708 | 169499.8339 | 153.4331 | 153.4331 | 0
1065
1066 |  | 390 | Structures and Improvements
1067 |  |  |  | Situs | F107D |  | 14998920.8511 | 8796709.3403 | 3629665.1558 | 817719.8743 | 189308.5495 | 12986.217 | 7073.358 | 183233.3403 | 8005.1041 | 4305.3324 | 1347475.0811 | 1219.7492 | 1219.7492 | 0 | 1524
1068 |  |  |  | System Generation | F105D |  | 0 | 0 | 0 | 0 | 0 | 0 | 0 | 0 | 0 | 0 | 0 | 0 | 0 | 0 | 1525
1069 |  |  |  | System Generation | F105D |  | 0 | 0 | 0 | 0 | 0 | 0 | 0 | 0 | 0 | 0 | 0 | 0 | 0 | 0 | 1526
1070 |  |  |  | System Generation | F105D |  | 0 | 0 | 0 | 0 | 0 | 0 | 0 | 0 | 0 | 0 | 0 | 0 | 0 | 0 | 1527
1071 |  |  |  | Customer - System | F42 |  | 0 | 0 | 0 | 0 | 0 | 0 | 0 | 0 | 0 | 0 | 0 | 0 | 0 | 0 | 1528
1072 |  |  |  | System Generation | F102D |  | 0 | 0 | 0 | 0 | 0 | 0 | 0 | 0 | 0 | 0 | 0 | 0 | 0 | 0 | 1529
1073 |  |  |  | System Overheads | F102D |  | 5433658.904 | 3186783.8031 | 1314918.759 | 296235.3705 | 68580.8063 | 4704.5167 | 2562.4653 | 66379.9403 | 2900.009 | 1559.6927 | 488149.7839 | 441.8785 | 441.8785 | 0 | 1530
1074
1075 |  |  | Total Structures and Improvements |  |  |  | 20432579.7551 | 11983493.1434 | 4944583.9149 | 1113955.2448 | 257889.3558 | 17690.7337 | 9635.8233 | 249613.2807 | 10905.113 | 5865.0252 | 1835624.865 | 1661.6277 | 1661.6277 | 0
1076
1077 |  | 391 | Office Furniture & Equipment
1078 |  |  |  | Situs | F107D |  | 685785.7669 | 402206.1401 | 165956.7863 | 37388.0666 | 8655.63 | 593.7602 | 323.4105 | 8377.8572 | 366.0121 | 196.8499 | 61609.7145 | 55.7698 | 55.7698 | 0 | 1534
1079 |  |  |  | System Generation | F105D |  | 0 | 0 | 0 | 0 | 0 | 0 | 0 | 0 | 0 | 0 | 0 | 0 | 0 | 0 | 1535
1080 |  |  |  | System Generation | F105D |  | 0 | 0 | 0 | 0 | 0 | 0 | 0 | 0 | 0 | 0 | 0 | 0 | 0 | 0 | 1536
1081 |  |  |  | Customer - System | F42 |  | 0 | 0 | 0 | 0 | 0 | 0 | 0 | 0 | 0 | 0 | 0 | 0 | 0 | 0 | 1537
1082 |  |  |  | System Generation | F105D |  | 0 | 0 | 0 | 0 | 0 | 0 | 0 | 0 | 0 | 0 | 0 | 0 | 0 | 0 | 1538
1083 |  |  |  | Energy | F30 |  | 0 | 0 | 0 | 0 | 0 | 0 | 0 | 0 | 0 | 0 | 0 | 0 | 0 | 0 | 1539
1084 |  |  |  | System Overheads | F102D |  | 3098730.2606 | 1817372.7095 | 749877.4989 | 168938.3752 | 39110.5558 | 2682.9119 | 1461.3337 | 37855.4365 | 1653.8295 | 889.4683 | 278384.1485 | 251.9964 | 251.9964 | 0 | 1540
1085 |  |  |  | Cholla | F10 |  | 0 | 0 | 0 | 0 | 0 | 0 | 0 | 0 | 0 | 0 | 0 | 0 | 0 | 0 | 1541
1086 |  |  |  | Simple Cycle Combustion Turbine | F10 |  | 0 | 0 | 0 | 0 | 0 | 0 | 0 | 0 | 0 | 0 | 0 | 0 | 0 | 0 | 1542
1087 |  |  | Total Office Furniture & Equipment |  |  |  | 3784516.0275 | 2219578.8496 | 915834.2852 | 206326.4418 | 47766.1858 | 3276.6722 | 1784.7442 | 46233.2937 | 2019.8416 | 1086.3181 | 339993.863 | 307.7662 | 307.7662 | 0
1088
1089 |  | 392 | Transportation Equipment
1090 |  |  |  | Situs | F107D |  | 11690069.5844 | 6856102.8705 | 2828939.4058 | 637326 | 147545.956 | 10121.3802 | 5512.9331 | 142810.9742 | 6239.1304 | 3355.5505 | 1050214.0532 | 950.6652 | 950.6652 | 0 | 1546
1091 |  |  |  | System Overheads | F102D |  | 478226.1716 | 280474.6203 | 115728.384 | 26072.212 | 6035.9211 | 414.053 | 225.5272 | 5842.2189 | 255.235 | 137.2714 | 42962.9475 | 38.8905 | 38.8905 | 0 | 1547
1092 |  |  |  | System Generation | F105D |  | 0 | 0 | 0 | 0 | 0 | 0 | 0 | 0 | 0 | 0 | 0 | 0 | 0 | 0 | 1548
1093 |  |  |  | Customer - System | F42 |  | 0 | 0 | 0 | 0 | 0 | 0 | 0 | 0 | 0 | 0 | 0 | 0 | 0 | 0 | 1549
1094 |  |  |  | System Generation | F105D |  | 0 | 0 | 0 | 0 | 0 | 0 | 0 | 0 | 0 | 0 | 0 | 0 | 0 | 0 | 1550
1095 |  |  |  | Energy | F30 |  | 0 | 0 | 0 | 0 | 0 | 0 | 0 | 0 | 0 | 0 | 0 | 0 | 0 | 0 | 1551
1096 |  |  |  | System Generation | F105D |  | 0 | 0 | 0 | 0 | 0 | 0 | 0 | 0 | 0 | 0 | 0 | 0 | 0 | 0 | 1552
1097 |  |  |  | Cholla | F10 |  | 0 | 0 | 0 | 0 | 0 | 0 | 0 | 0 | 0 | 0 | 0 | 0 | 0 | 0 | 1553
1098 |  |  |  | Simple Cycle Combustion Turbine | F10 |  | 0 | 0 | 0 | 0 | 0 | 0 | 0 | 0 | 0 | 0 | 0 | 0 | 0 | 0 | 1554
1099 |  |  | Total Transportation Equipment |  |  |  | 12168295.756 | 7136577.4908 | 2944667.7898 | 663398.2121 | 153581.8771 | 10535.4333 | 5738.4603 | 148653.1931 | 6494.3655 | 3492.8218 | 1093177.0008 | 989.5558 | 989.5558 | 0
1100
1101 |  | 393 | Stores Equipment
1102 |  |  |  | Situs | F107D |  | 1279399.9326 | 750354.6054 | 309608.498 | 69751.0683 | 16147.9181 | 1107.7174 | 603.3537 | 15629.706 | 682.8311 | 367.2426 | 114938.9043 | 104.044 | 104.044 | 0 | 1558
1103 |  |  |  | System Generation | F105D |  | 0 | 0 | 0 | 0 | 0 | 0 | 0 | 0 | 0 | 0 | 0 | 0 | 0 | 0 | 1559
1104 |  |  |  | System Generation | F105D |  | 0 | 0 | 0 | 0 | 0 | 0 | 0 | 0 | 0 | 0 | 0 | 0 | 0 | 0 | 1560
1105 |  |  |  | System Overheads | F102D |  | 11308.9787 | 6632.5971 | 2736.7173 | 616.5495 | 142.736 | 9.7914 | 5.3332 | 138.1554 | 6.0357 | 3.2462 | 1015.9776 | 0.91967 | 0.91967 | 0 | 1561
1106 |  |  |  | System Generation | F105D |  | 0 | 0 | 0 | 0 | 0 | 0 | 0 | 0 | 0 | 0 | 0 | 0 | 0 | 0 | 1562
1107 |  |  |  | Simple Cycle Combustion Turbine | F10 |  | 0 | 0 | 0 | 0 | 0 | 0 | 0 | 0 | 0 | 0 | 0 | 0 | 0 | 0 | 1563
1108 |  |  | Total Stores Equipment |  |  |  | 1290708.9113 | 756987.2025 | 312345.2152 | 70367.6177 | 16290.6541 | 1117.5088 | 608.6869 | 15767.8614 | 688.8668 | 370.4887 | 115954.8818 | 104.9636 | 104.9636 | 0 | 1564
1109
1110 |  | 394 | Tools, Shop & Garage Equipment
1111 |  |  |  | Situs | F107D |  | 4757468.5682 | 2790205.2825 | 1151284.0199 | 259370.4333 | 60046.2848 | 4119.0643 | 2243.58 | 58119.3051 | 2539.1181 | 1365.5972 | 427402.105 | 386.8891 | 386.8891 | 0 | 1567
1112 |  |  |  | System Generation | F105D |  | 0 | 0 | 0 | 0 | 0 | 0 | 0 | 0 | 0 | 0 | 0 | 0 | 0 | 0 | 1568
1113 |  |  |  | System Generation | F105D |  | 0 | 0 | 0 | 0 | 0 | 0 | 0 | 0 | 0 | 0 | 0 | 0 | 0 | 0 | 1569
1114 |  |  |  | System Overheads | F102D |  | 211256.2705 | 123899.5809 | 51122.9795 | 11517.392 | 2666.3664 | 182.9078 | 99.6266 | 2580.7985 | 112.75 | 60.6396 | 18978.8694 | 17.1799 | 17.1799 | 0 | 1570
1115 |  |  |  | Energy | F30 |  | 0 | 0 | 0 | 0 | 0 | 0 | 0 | 0 | 0 | 0 | 0 | 0 | 0 | 0 | 1571
1116 |  |  |  | System Generation | F105D |  | 0 | 0 | 0 | 0 | 0 | 0 | 0 | 0 | 0 | 0 | 0 | 0 | 0 | 0 | 1572
1117 |  |  |  | Cholla | F10 |  | 0 | 0 | 0 | 0 | 0 | 0 | 0 | 0 | 0 | 0 | 0 | 0 | 0 | 0 | 1573
1118 |  |  |  | Simple Cycle Combustion Turbine | F10 |  | 0 | 0 | 0 | 0 | 0 | 0 | 0 | 0 | 0 | 0 | 0 | 0 | 0 | 0 | 1574
1119 |  |  | Total Tools, Shop & Garage Equipment |  |  |  | 4968724.8387 | 2914104.8634 | 1202406.9995 | 270887.8252 | 62712.6512 | 4301.9721 | 2343.2065 | 60700.1036 | 2651.8681 | 1426.2368 | 446380.9744 | 404.0689 | 404.0689 | 0
1120
1121 |  | 395 | Laboratory Equipment
1122 |  |  |  | Situs | F107D |  | 2458759.5426 | 1442036.6138 | 595007.7294 | 134048.0801 | 31033.1795 | 2128.8188 | 1159.5292 | 30037.2759 | 1312.2695 | 705.7693 | 220890.3725 | 199.9524 | 199.9524 | 0 | 1578
1123 |  |  |  | System Generation | F105D |  | 0 | 0 | 0 | 0 | 0 | 0 | 0 | 0 | 0 | 0 | 0 | 0 | 0 | 0 | 1579
1124 |  |  |  | System Generation | F105D |  | 0 | 0 | 0 | 0 | 0 | 0 | 0 | 0 | 0 | 0 | 0 | 0 | 0 | 0 | 1580
1125 |  |  |  | System Overheads | F102D |  | 276963.0352 | 162435.9074 | 67023.6938 | 15099.6315 | 3495.6829 | 239.7974 | 130.6133 | 3383.5009 | 147.8185 | 79.5002 | 24881.8426 | 22.5233 | 22.5233 | 0 | 1581
1126 |  |  |  | Energy | F30 |  | 0 | 0 | 0 | 0 | 0 | 0 | 0 | 0 | 0 | 0 | 0 | 0 | 0 | 0 | 1582
1127 |  |  |  | System Generation | F105D |  | 0 | 0 | 0 | 0 | 0 | 0 | 0 | 0 | 0 | 0 | 0 | 0 | 0 | 0 | 1583
1128 |  |  |  | Cholla | F10 |  | 0 | 0 | 0 | 0 | 0 | 0 | 0 | 0 | 0 | 0 | 0 | 0 | 0 | 0 | 1584
1129 |  |  |  | Simple Cycle Combustion Turbine | F10 |  | 0 | 0 | 0 | 0 | 0 | 0 | 0 | 0 | 0 | 0 | 0 | 0 | 0 | 0 | 1585
1130 |  |  | Total Laboratory Equipment |  |  |  | 2735722.5778 | 1604472.5212 | 662031.4231 | 149147.7117 | 34528.8623 | 2368.6162 | 1290.1425 | 33420.7768 | 1460.088 | 785.2695 | 245772.2151 | 222.4757 | 222.4757 | 0
1131
1132 |  | 396 | Power Operated Equipment
1133 |  |  |  | Situs | F107D |  | 16503563.2226 | 9679166.2673 | 3993781.2174 | 899750.8406 | 208299.36 | 14288.9516 | 7782.9339 | 201614.7059 | 8808.1497 | 4737.2292 | 1482649.3461 | 1342.1104 | 1342.1104 | 0 | 1589
1134 |  |  |  | System Generation | F105D |  | 0 | 0 | 0 | 0 | 0 | 0 | 0 | 0 | 0 | 0 | 0 | 0 | 0 | 0 | 1590
1135 |  |  |  | System Generation | F105D |  | 0 | 0 | 0 | 0 | 0 | 0 | 0 | 0 | 0 | 0 | 0 | 0 | 0 | 0 | 1591
1136 |  |  |  | System Overheads | F102D |  | 244817.4232 | 143582.844 | 59244.6136 | 13347.0984 | 3089.9577 | 211.9654 | 115.4537 | 2990.7961 | 130.662 | 70.2731 | 21993.9408 | 19.9092 | 19.9092 | 0 | 1592
1137 |  |  |  | System Generation | F105D |  | 0 | 0 | 0 | 0 | 0 | 0 | 0 | 0 | 0 | 0 | 0 | 0 | 0 | 0 | 1593
1138 |  |  |  | Energy | F30 |  | 0 | 0 | 0 | 0 | 0 | 0 | 0 | 0 | 0 | 0 | 0 | 0 | 0 | 0 | 1594
1139 |  |  |  | Cholla | F10 |  | 0 | 0 | 0 | 0 | 0 | 0 | 0 | 0 | 0 | 0 | 0 | 0 | 0 | 0 | 1595
1140 |  |  |  | Simple Cycle Combustion Turbine | F10 |  | 0 | 0 | 0 | 0 | 0 | 0 | 0 | 0 | 0 | 0 | 0 | 0 | 0 | 0 | 1596
1141 |  |  | Total Power Operated Equipment |  |  |  | 16748380.6458 | 9822749.1114 | 4053025.831 | 913097.939 | 211389.3178 | 14500.917 | 7898.3877 | 204605.502 | 8938.8117 | 4807.5023 | 1504643.2869 | 1362.0196 | 1362.0196 | 0
1142
1143 |  | 397 | Communication Equipment
1144 |  |  |  | Situs | F107D |  | 20854324.4844 | 12230841.9918 | 5046644.0673 | 1136948.1688 | 263212.3976 | 18055.8846 | 9834.7143 | 254765.4977 | 11130.2032 | 5986.084 | 1873513.6251 | 1695.925 | 1695.925 | 0 | 1600
1145 |  |  |  | System Generation | F105D |  | 0 | 0 | 0 | 0 | 0 | 0 | 0 | 0 | 0 | 0 | 0 | 0 | 0 | 0 | 1601
1146 |  |  |  | System Generation | F105D |  | 0 | 0 | 0 | 0 | 0 | 0 | 0 | 0 | 0 | 0 | 0 | 0 | 0 | 0 | 1602
1147 |  |  |  | System Overheads | F102D |  | 4926857.8095 | 2889550.2911 | 1192275.3841 | 268605.2942 | 62184.2274 | 4265.7232 | 2323.4624 | 60188.6378 | 2629.5231 | 1414.2191 | 442619.7186 | 400.6642 | 400.6642 | 0 | 1603
1148 |  |  |  | Customer - System | F42 |  | 0 | 0 | 0 | 0 | 0 | 0 | 0 | 0 | 0 | 0 | 0 | 0 | 0 | 0 | 1604
1149 |  |  |  | System Generation | F105D |  | 0 | 0 | 0 | 0 | 0 | 0 | 0 | 0 | 0 | 0 | 0 | 0 | 0 | 0 | 1605
1150 |  |  |  | Energy | F30 |  | 0 | 0 | 0 | 0 | 0 | 0 | 0 | 0 | 0 | 0 | 0 | 0 | 0 | 0 | 1606
1151 |  |  |  | Cholla | F10 |  | 0 | 0 | 0 | 0 | 0 | 0 | 0 | 0 | 0 | 0 | 0 | 0 | 0 | 0 | 1607
1152 |  |  |  | Simple Cycle Combustion Turbine | F10 |  | 0 | 0 | 0 | 0 | 0 | 0 | 0 | 0 | 0 | 0 | 0 | 0 | 0 | 0 | 1608
1153 |  |  | Total Communication Equipment |  |  |  | 25781182.294 | 15120392.2829 | 6238919.4514 | 1405553.463 | 325396.625 | 22321.6078 | 12158.1768 | 314954.1355 | 13759.7264 | 7400.3031 | 2316133.3437 | 2096.5892 | 2096.5892 | 0
1154
1155 |  | Distribution - METER - Unbundled |  |  |  |  | D: GENERAL PLANT
1156
1157 |  | A |  | B | C |  | D | E | F | G | H | I | J | K | L | M | N | O | P
1158 |  | FERC ACCT |  | DESCRIPTION | COS Factor |  | Utah Jurisdiction Normalized | Residential Sch 1 | General Large Dist. Sch 6 | General +1 MW Sch 8 | Street & Area Lighting Sch. 7,11,12 | General Trans Sch 9 | General Secondary Sch 22 | Irrigation Sch 10 | Traffic Signals Sch 15 | Outdoor Lighting Sch 15 | General Small Dist. Sch 23 | Industrial Cust 1 | Industrial Cust 2
1159 |  | 398 | Misc. Equipment
1160 |  |  |  | Situs | F107D |  | 366522.0241 | 214961.3125 | 88696.5291 | 19982.2605 | 4626.0497 | 317.3385 | 172.8485 | 4477.5925 | 195.6172 | 105.2075 | 32927.6552 | 29.8065 | 29.8065 | 0 | 1612
1161 |  |  |  | System Generation | F105D |  | 0 | 0 | 0 | 0 | 0 | 0 | 0 | 0 | 0 | 0 | 0 | 0 | 0 | 0 | 1613
1162 |  |  |  | System Generation | F105D |  | 0 | 0 | 0 | 0 | 0 | 0 | 0 | 0 | 0 | 0 | 0 | 0 | 0 | 0 | 1614
1163 |  |  |  | Customer - System | F42 |  | 0 | 0 | 0 | 0 | 0 | 0 | 0 | 0 | 0 | 0 | 0 | 0 | 0 | 0 | 1615
1164 |  |  |  | System Overheads | F102D |  | 148273.8799 | 86961.0712 | 35881.5505 | 8083.6815 | 1871.4355 | 128.377 | 69.9246 | 1811.3782 | 79.1355 | 42.561 | 13320.6489 | 12.058 | 12.058 | 0 | 1616
1165 |  |  |  | System Energy | F30 |  | 0 | 0 | 0 | 0 | 0 | 0 | 0 | 0 | 0 | 0 | 0 | 0 | 0 | 0 | 1617
1166 |  |  |  | Simple Cycle Combustion Turbine | F105D |  | 0 | 0 | 0 | 0 | 0 | 0 | 0 | 0 | 0 | 0 | 0 | 0 | 0 | 0 | 1618
1167 |  |  | Total Misc. Equipment |  |  |  | 514795.904 | 301922.3838 | 124578.0796 | 28065.9419 | 6497.4852 | 445.7155 | 242.7732 | 6288.9707 | 274.7528 | 147.7685 | 46248.3041 | 41.8645 | 41.8645 | 0
1168
1169 |  | 399 | Coal Mine |  | F30 |  | 0 | 0 | 0 | 0 | 0 | 0 | 0 | 0 | 0 | 0 | 0 | 0 | 0 | 0 | 1626
1170 |  | 399L | WIDCO Capital Lease |  | F30 |  | 0 | 0 | 0 | 0 | 0 | 0 | 0 | 0 | 0 | 0 | 0 | 0 | 0 | 0 | 1629
1171 |  |  | Remove Capital Lease |  | F30 |  | 0 | 0 | 0 | 0 | 0 | 0 | 0 | 0 | 0 | 0 | 0 | 0 | 0 | 0 | 1632
1172
1173 |  | 390L | General Capital Lease
1174 |  |  |  | Situs | F107D |  | 2021919.7028 | 1185834.6418 | 489294.6343 | 110232.1921 | 25519.615 | 1750.5985 | 953.5194 | 24700.6504 | 1079.1228 | 580.3775 | 181645.4959 | 164.4275 | 164.4275 | 0 | 1637
1175 |  |  |  | System Generation | F105D |  | 0 | 0 | 0 | 0 | 0 | 0 | 0 | 0 | 0 | 0 | 0 | 0 | 0 | 0 | 1638
1176 |  |  |  | System Overheads | F102D |  | -288398.244 | -169142.5371 | -69790.9581 | -15723.0629 | -3640.0121 | -249.6981 | -136.0061 | -3523.1984 | -153.9216 | -82.7826 | -25909.1605 | -23.4533 | -23.4533 | 0 | 1639
1177
1178 |  |  | Remove Capital Lease |  |  |  | -1733521.4588 | -1016692.1047 | -419503.6762 | -94509.1293 | -21879.6029 | -1500.9004 | -817.5133 | -21177.4521 | -925.2012 | -497.5949 | -155736.3354 | -140.9742 | -140.9742
1179
1180 |  | 392L | General Vehicles Capital Lease |  | F30 |  | 0 | 0 | 0 | 0 | 0 | 0 | 0 | 0 | 0 | 0 | 0 | 0 | 0 | 0 | 1646
1181 |  |  | Remove Capital Lease |  | F30 |  | 0 | 0 | 0 | 0 | 0 | 0 | 0 | 0 | 0 | 0 | 0 | 0 | 0 | 0 | 1649
1182
1183 |  | G00 | Unclassified Gen Plant - Acct 300 |  | F102D |  | 554660.5286 | 325302.5668 | 134225.1229 | 30239.3047 | 7000.6357 | 480.2307 | 261.573 | 6775.9742 | 296.029 | 159.2113 | 49829.6676 | 45.1064 | 45.1064 | 0 | 1659
1184 |  | GV0 | Unclassified Gen Veh - Acct 300 |  | F102D |  | 0 | 0 | 0 | 0 | 0 | 0 | 0 | 0 | 0 | 0 | 0 | 0 | 0 | 0 | 1667
1185
1186 |  | TOTAL GENERAL PLANT |  |  |  |  | 90866291.9938 | 53292124.6425 | 21989196.2337 | 4953901.2574 | 1146866.9049 | 78672.9525 | 42851.7368 | 1110062.1419 | 48496.4305 | 26082.5161 | 8163258.2363 | 7389.4706 | 7389.4706 | 0
1187
1188
1189
1190 | [6 empty] | D: INTANGIBLE PLANT
1191
1192 |  | 301 | Organization
1193 |  |  |  | Situs | F107D |  | 0 | 0 | 0 | 0 | 0 | 0 | 0 | 0 | 0 | 0 | 0 | 0 | 0 | 0 | 1672
1194 |  |  |  | System Overheads | F102D |  | 0 | 0 | 0 | 0 | 0 | 0 | 0 | 0 | 0 | 0 | 0 | 0 | 0 | 0 | 1673
1195 |  |  |  | System Generation | F105D |  | 0 | 0 | 0 | 0 | 0 | 0 | 0 | 0 | 0 | 0 | 0 | 0 | 0 | 0 | 1674
1196 |  |  | Total Organization |  |  |  | 0 | 0 | 0 | 0 | 0 | 0 | 0 | 0 | 0 | 0 | 0 | 0 | 0 | 0
1197
1198 |  | 302 | Franchise & Consent
1199 |  |  |  | Situs | F107D |  | 0 | 0 | 0 | 0 | 0 | 0 | 0 | 0 | 0 | 0 | 0 | 0 | 0 | 0 | 1677
1200 |  |  |  | System Generation | F105D |  | 0 | 0 | 0 | 0 | 0 | 0 | 0 | 0 | 0 | 0 | 0 | 0 | 0 | 0 | 1678
1201 |  |  |  | System Generation | F105D |  | 0 | 0 | 0 | 0 | 0 | 0 | 0 | 0 | 0 | 0 | 0 | 0 | 0 | 0 | 1679
1202 |  |  |  | System Generation | F105D |  | 0 | 0 | 0 | 0 | 0 | 0 | 0 | 0 | 0 | 0 | 0 | 0 | 0 | 0 | 1680
1203 |  |  |  | System Generation | F105D |  | 0 | 0 | 0 | 0 | 0 | 0 | 0 | 0 | 0 | 0 | 0 | 0 | 0 | 0 | 1681
1204 |  |  |  | System Generation | F105D |  | 0 | 0 | 0 | 0 | 0 | 0 | 0 | 0 | 0 | 0 | 0 | 0 | 0 | 0 | 1682
1205 |  |  | Total Franchise & Consent |  |  |  | 0 | 0 | 0 | 0 | 0 | 0 | 0 | 0 | 0 | 0 | 0 | 0 | 0 | 0
1206
1207 |  | 303 | Miscellaneous Intangible Plant
1208 |  |  |  | Situs | F107D |  | -1133507.2109 | -664790.0585 | -274303.1761 | -61797.2042 | -14306.5363 | -981.402 | -534.5519 | -13847.4171 | -604.9664 | -325.3651 | -101832.1742 | -92.1796 | -92.1796 | 0 | 1686
1209 |  |  |  | System Generation | F105D |  | 0 | 0 | 0 | 0 | 0 | 0 | 0 | 0 | 0 | 0 | 0 | 0 | 0 | 0 | 1687
1210 |  |  |  | System Overheads | F102D |  | 20912734.7862 | 12265099.0195 | 5060779.0734 | 1140132.6155 | 263949.6219 | 18106.4568 | 9862.2601 | 255479.0634 | 11161.3775 | 6002.8502 | 1878761.0977 | 1700.6751 | 1700.6751 | 0 | 1688
1211 |  |  |  | Energy | F30 |  | 0 | 0 | 0 | 0 | 0 | 0 | 0 | 0 | 0 | 0 | 0 | 0 | 0 | 0 | 1689
1212 |  |  |  | Customer - System | F42 |  | 0 | 0 | 0 | 0 | 0 | 0 | 0 | 0 | 0 | 0 | 0 | 0 | 0 | 0 | 1690
1213 |  |  |  | Simple Cycle Combustion Turbine | F10 |  | 0 | 0 | 0 | 0 | 0 | 0 | 0 | 0 | 0 | 0 | 0 | 0 | 0 | 0 | 1691
1214 |  |  |  | System Generation | F105D |  | 0 | 0 | 0 | 0 | 0 | 0 | 0 | 0 | 0 | 0 | 0 | 0 | 0 | 0 | 1692
1215 |  |  | Total Miscellaneous Intangible Plant |  |  |  | 19779227.5753 | 11600308.9611 | 4786475.8973 | 1078335.4114 | 249643.0856 | 17125.0548 | 9327.7082 | 241631.6463 | 10556.4111 | 5677.4851 | 1776928.9235 | 1608.4955 | 1608.4955 | 0
1216
1217 |  | I00 | Unclass Intangible Plant - Acct 300 |  | F102D |  | 0 | 0 | 0 | 0 | 0 | 0 | 0 | 0 | 0 | 0 | 0 | 0 | 0 | 0 | 1703
1218
1219 |  | TOTAL INTANGIBLE PLANT |  |  |  |  | 19779227.5753 | 11600308.9611 | 4786475.8973 | 1078335.4114 | 249643.0856 | 17125.0548 | 9327.7082 | 241631.6463 | 10556.4111 | 5677.4851 | 1776928.9235 | 1608.4955 | 1608.4955 | 0
1220
1221
1222 |  | TOTAL ELECTRIC PLANT IN SERVICE |  |  |  |  | 1559019862.2421 | 880056796.2697 | 391782663.4485 | 93226563.9421 | 35292357.6791 | 95798.0073 | 243760.0561 | 18206355.1489 | 320475.9252 | 188736.6954 | 139588359.1377 | 8997.9661 | 8997.9661 | 0
1223
1224
1225 |  | Distribution - METER - Unbundled |  |  |  |  | D: MISC RATE BASE
1226
1227 |  | A |  | B | C |  | D | E | F | G | H | I | J | K | L | M | N | O | P
1228 |  | FERC ACCT |  | DESCRIPTION | COS Factor |  | Utah Jurisdiction Normalized | Residential Sch 1 | General Large Dist. Sch 6 | General +1 MW Sch 8 | Street & Area Lighting Sch. 7,11,12 | General Trans Sch 9 | General Secondary Sch 22 | Irrigation Sch 10 | Traffic Signals Sch 15 | Outdoor Lighting Sch 15 | General Small Dist. Sch 23 | Industrial Cust 1 | Industrial Cust 2
1229 |  | 105 | Plant Held For Future Use
1230 |  |  |  | Situs | F20 |  | 2870903.5366 | 1374155.8696 | 969947.1883 | 231704.8566 | 1622.2914 | 0 | 509.0946 | 44788.5432 | 694.6897 | 417.1402 | 247063.8631 | 0 | 0 | 0 | 1711
1231 |  |  |  | System Generation | F10 |  | 0 | 0 | 0 | 0 | 0 | 0 | 0 | 0 | 0 | 0 | 0 | 0 | 0 | 0 | 1712
1232 |  |  |  | System Generation | F10 |  | 0 | 0 | 0 | 0 | 0 | 0 | 0 | 0 | 0 | 0 | 0 | 0 | 0 | 0 | 1713
1233 |  |  |  | System Generation | F10 |  | 0 | 0 | 0 | 0 | 0 | 0 | 0 | 0 | 0 | 0 | 0 | 0 | 0 | 0 | 1714
1234 |  |  |  | Energy | F30 |  | 0 | 0 | 0 | 0 | 0 | 0 | 0 | 0 | 0 | 0 | 0 | 0 | 0 | 0 | 1715
1235 |  |  |  | General | F102 |  | 0 | 0 | 0 | 0 | 0 | 0 | 0 | 0 | 0 | 0 | 0 | 0 | 0 | 0 | 1716
1236 |  |  | Total Plant Held For Future Use |  |  |  | 2870903.5366 | 1374155.8696 | 969947.1883 | 231704.8566 | 1622.2914 | 0 | 509.0946 | 44788.5432 | 694.6897 | 417.1402 | 247063.8631 | 0 | 0 | 0
1237
1238 |  | 114 | Electric Plant Acquisition Adjust |  | F10 |  | 0 | 0 | 0 | 0 | 0 | 0 | 0 | 0 | 0 | 0 | 0 | 0 | 0 | 0 | 1723
1239
1240 |  | 115 | Accum Prov for Asset Acquisition Adj |  | F10 |  | 0 | 0 | 0 | 0 | 0 | 0 | 0 | 0 | 0 | 0 | 0 | 0 | 0 | 0 | 1729
1241
1242 |  | 128 | Pensions |  | F102D |  | 0 | 0 | 0 | 0 | 0 | 0 | 0 | 0 | 0 | 0 | 0 | 0 | 0 | 0 | 1732
1243
1244 |  | 124 | Weatherization |  | F11 |  | 0 | 0 | 0 | 0 | 0 | 0 | 0 | 0 | 0 | 0 | 0 | 0 | 0 | 0 | 1754
1245
1246 |  | 151 | Fuel Stock |  | F30 |  | 0 | 0 | 0 | 0 | 0 | 0 | 0 | 0 | 0 | 0 | 0 | 0 | 0 | 0 | 1757
1247 |  |  |  | Cholla | F30 |  | 0 | 0 | 0 | 0 | 0 | 0 | 0 | 0 | 0 | 0 | 0 | 0 | 0 | 0 | 1759
1248 |  |  |  | Total Fuel Stock |  |  | 0 | 0 | 0 | 0 | 0 | 0 | 0 | 0 | 0 | 0 | 0 | 0 | 0 | 0
1249
1250 |  | 152 | Fuel Stock - Undistributed |  | F30 |  | 0 | 0 | 0 | 0 | 0 | 0 | 0 | 0 | 0 | 0 | 0 | 0 | 0 | 0 | 1763
1251
1252 |  | 25316 | DG&T Working Capital Deposit |  | F30 |  | 0 | 0 | 0 | 0 | 0 | 0 | 0 | 0 | 0 | 0 | 0 | 0 | 0 | 0 | 1768
1253
1254 |  | 25317 | DG&T Working Capital Deposit |  | F30 |  | 0 | 0 | 0 | 0 | 0 | 0 | 0 | 0 | 0 | 0 | 0 | 0 | 0 | 0 | 1772
1255
1256 |  | 25319 | Provo Working Capital Deposit |  | F30 |  | 0 | 0 | 0 | 0 | 0 | 0 | 0 | 0 | 0 | 0 | 0 | 0 | 0 | 0 | 1776
1257
1258 |  | 154 | Materials and Supplies |  | F102D |  | 6401308.3841 | 3754300.0467 | 1549085.1791 | 348990.2466 | 80793.9729 | 5542.3174 | 3018.8002 | 78201.1672 | 3416.4551 | 1837.4496 | 575081.6088 | 520.5702 | 520.5702 | 0 | 1794
1259
1260 |  | 163 | Stores Expense Undistributed |  | F102D |  | 0 | 0 | 0 | 0 | 0 | 0 | 0 | 0 | 0 | 0 | 0 | 0 | 0 | 0 | 1797
1261
1262 |  | 25318 | Provo Working Capital Deposit |  | F102D |  | -7566.2539 | -4437.5283 | -1830.9963 | -412.5014 | -95.4973 | -6.5509 | -3.5682 | -92.4326 | -4.0382 | -2.1718 | -679.7381 | -0.61531 | -0.61531 | 0 | 1802
1263
1264 |  | 165 | Prepayments |  | F102D |  | 0 | 0 | 0 | 0 | 0 | 0 | 0 | 0 | 0 | 0 | 0 | 0 | 0 | 0 | 1809
1265 |  |  |  | General Plant | F102D |  | 314013.7273 | 184165.7487 | 75989.7792 | 17119.5827 | 3963.3173 | 271.8763 | 148.0861 | 3836.1283 | 167.5929 | 90.1354 | 28210.4077 | 25.5364 | 25.5364 | 0 | 1810
1266 |  |  |  | System Generation | F102D |  | 0 | 0 | 0 | 0 | 0 | 0 | 0 | 0 | 0 | 0 | 0 | 0 | 0 | 0 | 1811
1267 |  |  |  | System Energy | F30 |  | 0 | 0 | 0 | 0 | 0 | 0 | 0 | 0 | 0 | 0 | 0 | 0 | 0 | 0 | 1812
1268 |  |  |  | System Overheads | F102D |  | 1207063.2331 | 707929.8919 | 292103.3721 | 65807.3741 | 15234.922 | 1045.0875 | 569.2403 | 14746.0094 | 644.2241 | 346.4788 | 108440.3101 | 98.1614 | 98.1614 | 0 | 1813
1269 |  |  |  | Total Prepayments |  |  | 1521076.9604 | 892095.6406 | 368093.1513 | 82926.9568 | 19198.2394 | 1316.9638 | 717.3264 | 18582.1377 | 811.817 | 436.6142 | 136650.7178 | 123.6977 | 123.6977 | 0
1270
1271 |  | 182 | Misc Regulatory Assets |  | F102D |  | -240600.5782 | -141109.7088 | -58224.1579 | -13117.202 | -3036.7349 | -208.3144 | -113.4651 | -2939.2813 | -128.4114 | -69.0627 | -21615.1073 | -19.5662 | -19.5662 | 0 | 1817
1272 |  |  |  | System Generation | F102D |  | 0 | 0 | 0 | 0 | 0 | 0 | 0 | 0 | 0 | 0 | 0 | 0 | 0 | 0 | 1818
1273 |  |  |  | Simple Cycle Combustion Turbine | F102D |  | 0 | 0 | 0 | 0 | 0 | 0 | 0 | 0 | 0 | 0 | 0 | 0 | 0 | 0 | 1819
1274 |  |  |  | System Generation | F102D |  | 0 | 0 | 0 | 0 | 0 | 0 | 0 | 0 | 0 | 0 | 0 | 0 | 0 | 0 | 1820
1275 |  |  |  | Energy | F30 |  | 0 | 0 | 0 | 0 | 0 | 0 | 0 | 0 | 0 | 0 | 0 | 0 | 0 | 0 | 1821
1276 |  |  |  | System Generation | F102D |  | 0 | 0 | 0 | 0 | 0 | 0 | 0 | 0 | 0 | 0 | 0 | 0 | 0 | 0 | 1822
1277 |  |  |  | System Overheads | F102D |  | 39376055.9856 | 23093642.7301 | 9528812.0928 | 2146726.6792 | 496984.0241 | 34092.1866 | 18569.3985 | 481035.0251 | 21015.4736 | 11302.6139 | 3537471.446 | 3202.1578 | 3202.1578 | 0 | 1823
1278 |  |  |  | Total Misc Regulatory Assets |  |  | 39135455.4074 | 22952533.0213 | 9470587.9349 | 2133609.4772 | 493947.2892 | 33883.8722 | 18455.9334 | 478095.7438 | 20887.0622 | 11233.5512 | 3515856.3387 | 3182.5916 | 3182.5916 | 0
1279
1280 |  | 186 | Misc Deferred Debits |  | F102D |  | 0 | 0 | 0 | 0 | 0 | 0 | 0 | 0 | 0 | 0 | 0 | 0 | 0 | 0 | 1827
1281 |  |  |  | System Generation | F102D |  | 0 | 0 | 0 | 0 | 0 | 0 | 0 | 0 | 0 | 0 | 0 | 0 | 0 | 0 | 1828
1282 |  |  |  | System Generation | F102D |  | 0 | 0 | 0 | 0 | 0 | 0 | 0 | 0 | 0 | 0 | 0 | 0 | 0 | 0 | 1829
1283 |  |  |  | System Generation | F102D |  | 0 | 0 | 0 | 0 | 0 | 0 | 0 | 0 | 0 | 0 | 0 | 0 | 0 | 0 | 1830
1284 |  |  |  | System Overheads | F102D |  | 19448.4326 | 11406.3012 | 4706.4252 | 1060.3009 | 245.468 | 16.8386 | 9.1717 | 237.5905 | 10.3799 | 5.5825 | 1747.2109 | 1.5816 | 1.5816 | 0 | 1831
1285 |  |  |  | System Energy | F30 |  | 0 | 0 | 0 | 0 | 0 | 0 | 0 | 0 | 0 | 0 | 0 | 0 | 0 | 0 | 1832
1286 |  |  |  | System Net Steam Plant | F102D |  | 0 | 0 | 0 | 0 | 0 | 0 | 0 | 0 | 0 | 0 | 0 | 0 | 0 | 0 | 1833
1287 |  |  |  | Excise Tax | F102D |  | 0 | 0 | 0 | 0 | 0 | 0 | 0 | 0 | 0 | 0 | 0 | 0 | 0 | 0 | 1834
1288 |  |  |  | Total Misc Deferred Debits |  |  | 19448.4326 | 11406.3012 | 4706.4252 | 1060.3009 | 245.468 | 16.8386 | 9.1717 | 237.5905 | 10.3799 | 5.5825 | 1747.2109 | 1.5816 | 1.5816 | 0
1289
1290 |  | CWC | Cash Working Capital |  |  |  | 669941.7975 | 334490.069 | 198456.9249 | 46432.9807 | 18996.4337 | 1114.322 | -101.9361 | 7200.8218 | 188.0736 | 22.8998 | 62714.0817 | 214.7704 | 212.3559 | 0
1291
1292 |  | OWC | Other Working Capital |  | F137D |  | 1478390.0818 | 810292.2409 | 379979.5352 | 89387.9765 | 37751.9482 | 7880.585 | 231.3397 | 17164.2692 | 788.0205 | 288.5286 | 132694.9092 | 959.5351 | 971.1937 | 0 | 1854
1293 |  |  |  | Total Other Working Capital |  |  | 1478390.0818 | 810292.2409 | 379979.5352 | 89387.9765 | 37751.9482 | 7880.585 | 231.3397 | 17164.2692 | 788.0205 | 288.5286 | 132694.9092 | 959.5351 | 971.1937 | 0
1294
1295 |  | 18222 | Nuclear Plant |  | F10 |  | 0 | 0 | 0 | 0 | 0 | 0 | 0 | 0 | 0 | 0 | 0 | 0 | 0 | 0 | 1868
1296
1297 |  | 1869 | Misc Deferred Debits-Trojan |  | F10 |  | 0 | 0 | 0 | 0 | 0 | 0 | 0 | 0 | 0 | 0 | 0 | 0 | 0 | 0 | 1873
1298
1299 |  | 141 | Impact Housing - Notes Receivable |  | F30 |  | 0 | 0 | 0 | 0 | 0 | 0 | 0 | 0 | 0 | 0 | 0 | 0 | 0 | 0 | 1876
1300 |  | TOTAL RATE BASE ADDITIONS |  |  |  |  | 52088958.3465 | 30124835.661 | 12939025.3427 | 2933700.2939 | 652460.1454 | 49748.3481 | 22836.1617 | 644177.8407 | 26792.4598 | 14239.5943 | 4671128.9922 | 5002.1313 | 5011.3753 | 0
1301
1302 |  | Distribution - METER - Unbundled
1303
1304 |  | A |  | B | C |  | D | E | F | G | H | I | J | K | L | M | N | O | P
1305 |  | FERC ACCT |  | DESCRIPTION | COS Factor |  | Utah Jurisdiction Normalized | Residential Sch 1 | General Large Dist. Sch 6 | General +1 MW Sch 8 | Street & Area Lighting Sch. 7,11,12 | General Trans Sch 9 | General Secondary Sch 22 | Irrigation Sch 10 | Traffic Signals Sch 15 | Outdoor Lighting Sch 15 | General Small Dist. Sch 23 | Industrial Cust 1 | Industrial Cust 2
1306
1307 |  | 235 | Customer Service Deposits |  | F51 |  | 0 | 0 | 0 | 0 | 0 | 0 | 0 | 0 | 0 | 0 | 0 | 0 | 0 | 0 | 1886
1308
1309 |  | 2281 | Accum Prov for Property Insurance |  | F102D |  | -419818.8377 | -246219.3332 | -101594.0961 | -22887.9271 | -5298.7342 | -363.4834 | -197.9828 | -5128.6895 | -224.0624 | -120.506 | -37715.7416 | -34.1407 | -34.1407 | 0 | 1891
1310
1311 |  | 2282 | Accum Prov for Injuries & Damages |  | F102D |  | 240937.5758 | 141307.3543 | 58305.7096 | 13135.5746 | 3040.9883 | 208.6062 | 113.624 | 2943.3982 | 128.5913 | 69.1594 | 21645.3825 | 19.5936 | 19.5936 | 0 | 1895
1312
1313 |  | 2283 | Accum Prov for Pension & Benefits |  | F102D |  | -14018780.1299 | -8221867.1152 | -3392475.9168 | -764283.9934 | -176937.7249 | -12137.6013 | -6611.1323 | -171259.515 | -7481.9912 | -4023.9901 | -1259421.0663 | -1140.0417 | -1140.0417 | 0 | 1900
1314
1315 |  | 25335 | Accum Prov for Pension & Benefits |  | F30 |  | 0 | 0 | 0 | 0 | 0 | 0 | 0 | 0 | 0 | 0 | 0 | 0 | 0 | 0 | 1905
1316
1317 |  | 22844 | Accum Hydro Relicensing Obligation |  | F10 |  | 0 | 0 | 0 | 0 | 0 | 0 | 0 | 0 | 0 | 0 | 0 | 0 | 0 | 0 | 1909
1318
1319 |  | 254 | Reg Liabilities - Insurance Provision |  | F30 |  | -45131.5503 | -13117.6854 | -12554.6259 | -3938.6859 | -159.2769 | -9256.8425 | -49.6915 | -454.8094 | -15.2045 | -33.6215 | -2763.353 | -1188.0967 | -1599.6571 | 0 | 1912
1320 |  | 254 |  | Situs | F102D |  | 0 | 0 | 0 | 0 | 0 | 0 | 0 | 0 | 0 | 0 | 0 | 0 | 0 | 0 | 1913
1321
1322 |  | 22842 | Accum Misc Oper Prov - Trojan |  | F10 |  | 0 | 0 | 0 | 0 | 0 | 0 | 0 | 0 | 0 | 0 | 0 | 0 | 0 | 0 | 1918
1323
1324 |  | 252 | Customer Advances for Const |  | F50 |  | -4317882.5254 | -2139030.7298 | -89783.3443 | -309882.8022 | -42890.833 | -787516.5814 | 0 | -56889.4928 | -20964.4343 | -31335.5421 | -839588.7654 | 0 | 0 | 0 | 1926
1325
1326 |  | 25398 | SO2 Emissions |  | F30 |  | 0 | 0 | 0 | 0 | 0 | 0 | 0 | 0 | 0 | 0 | 0 | 0 | 0 | 0 | 1929
1327
1328 |  | 25399 | Other Deferred Credits |  | F10 |  | -2800231.2225 | -955519.1435 | -787926.8162 | -225898.5619 | -5098.2181 | -490856.1663 | -2404.0719 | -25676.7027 | -792.6206 | -1108.5158 | -186091.1045 | -61936.5504 | -56922.7506 | 0 | 1937
1329
1330 |  | 190 | Accum Deferred Income Taxes |  | F104D |  | 0 | 0 | 0 | 0 | 0 | 0 | 0 | 0 | 0 | 0 | 0 | 0 | 0 | 0 | 1940
1331 |  |  |  | Customer System | F42 |  | 0 | 0 | 0 | 0 | 0 | 0 | 0 | 0 | 0 | 0 | 0 | 0 | 0 | 0 | 1941
1332 |  |  |  | Labor | F138D |  | 20656063.9988 | 11453687.0931 | 5291394.3569 | 1235059.2025 | 532475.8783 | 14332.272 | 3024.3088 | 241481.8684 | 11107.5204 | 3937.8644 | 1866871.2754 | 1346.1793 | 1346.1793 | 0 | 1942
1333 |  |  |  | System Generation | F104D |  | 0 | 0 | 0 | 0 | 0 | 0 | 0 | 0 | 0 | 0 | 0 | 0 | 0 | 0 | 1943
1334 |  |  |  | IBT | F141 |  | 0 | 0 | 0 | 0 | 0 | 0 | 0 | 0 | 0 | 0 | 0 | 0 | 0 | 0 | 1944
1335 |  |  |  | Bad Debt Expense | F104D |  | 0 | 0 | 0 | 0 | 0 | 0 | 0 | 0 | 0 | 0 | 0 | 0 | 0 | 0 | 1947
1336 |  |  |  | TROJP | F104D |  | 0 | 0 | 0 | 0 | 0 | 0 | 0 | 0 | 0 | 0 | 0 | 0 | 0 | 0 | 1948
1337 |  |  |  | System Generation | F104D |  | 0 | 0 | 0 | 0 | 0 | 0 | 0 | 0 | 0 | 0 | 0 | 0 | 0 | 0 | 1949
1338 |  |  |  | Energy | F104D |  | 0 | 0 | 0 | 0 | 0 | 0 | 0 | 0 | 0 | 0 | 0 | 0 | 0 | 0 | 1950
1339 |  |  |  | System Net Plant | F104D |  | 0 | 0 | 0 | 0 | 0 | 0 | 0 | 0 | 0 | 0 | 0 | 0 | 0 | 0 | 1951
1340 |  |  |  | Division Net Plant Distribution | F104D |  | 512279.3291 | 300506.1919 | 125636.3595 | 28240.9807 | 4552.5579 | 351.1887 | 264.1929 | 6391.9905 | 265.0554 | 152.3067 | 45852.533 | 32.9859 | 32.9859 | 0 | 1952
1341 |  |  |  | Simple Cycle Combustion Turbine | F10 |  | 0 | 0 | 0 | 0 | 0 | 0 | 0 | 0 | 0 | 0 | 0 | 0 | 0 | 0 | 1953
1342 |  |  |  | Total Accum Deferred Income Taxes |  |  | 21168343.3279 | 11754193.285 | 5417030.7164 | 1263300.1832 | 537028.4362 | 14683.4607 | 3288.5017 | 247873.8589 | 11372.5758 | 4090.1712 | 1912723.8084 | 1379.1652 | 1379.1652 | 0
1343
1344 |  | 281 | Accum Deferred Income Taxes |  | F104D |  | 0 | 0 | 0 | 0 | 0 | 0 | 0 | 0 | 0 | 0 | 0 | 0 | 0 | 0 | 1960
1345
1346 |  | 282 | Accum Deferred Income Taxes |  | F104D |  | -265058353.9313 | -155484853.7643 | -65005485.7632 | -14612160.6799 | -2355538.1549 | -181708.4938 | -136696.0124 | -3307278.6503 | -137142.2402 | -78805.0073 | -23724550.6999 | -17067.2326 | -17067.2326 | 0 | 1963
1347 |  |  |  | DITBAL | F104D |  | -0.018978 | -0.011133 | -0.0046544 | -0.0010462 | -0.00016866 | -1.301e-05 | -9.7875e-06 | -0.0002368 | -9.8195e-06 | -5.6425e-06 | -0.0016987 | -1.222e-06 | -1.222e-06 | 0 | 1964
1348 |  |  |  | System Net Plant | F104D |  | 0 | 0 | 0 | 0 | 0 | 0 | 0 | 0 | 0 | 0 | 0 | 0 | 0 | 0 | 1965
1349 |  |  |  | Labor | F138D |  | -260328.3825 | -144350.8228 | -66687.4451 | -15565.4516 | -6710.7937 | -180.6296 | -38.1154 | -3043.3961 | -139.9881 | -49.6289 | -23528.1794 | -16.9659 | -16.9659 | 0 | 1966
1350 |  |  |  | GPS | F104D |  | 0 | 0 | 0 | 0 | 0 | 0 | 0 | 0 | 0 | 0 | 0 | 0 | 0 | 0 | 1967
1351 |  |  |  | CIAC | F104D |  | 19003.1938 | 11147.3899 | 4660.5279 | 1047.6098 | 168.8788 | 13.0275 | 9.8003 | 237.1133 | 9.8323 | 5.6499 | 1700.9169 | 1.2236 | 1.2236 | 0 | 1968
1352 |  |  |  | SNPD | F104D |  | 0 | 0 | 0 | 0 | 0 | 0 | 0 | 0 | 0 | 0 | 0 | 0 | 0 | 0 | 1969
1353 |  |  |  | SCHMDEXP | F104D |  | 0 | 0 | 0 | 0 | 0 | 0 | 0 | 0 | 0 | 0 | 0 | 0 | 0 | 0 | 1970
1354 |  |  |  | TAXDEPR | F104D |  | 0 | 0 | 0 | 0 | 0 | 0 | 0 | 0 | 0 | 0 | 0 | 0 | 0 | 0 | 1971
1355 |  |  |  | DGP | F104D |  | 0 | 0 | 0 | 0 | 0 | 0 | 0 | 0 | 0 | 0 | 0 | 0 | 0 | 0 | 1972
1356 |  |  |  | IBT | F104D |  | 0 | 0 | 0 | 0 | 0 | 0 | 0 | 0 | 0 | 0 | 0 | 0 | 0 | 0 | 1973
1357 |  |  |  | SSGCT | F104D |  | 0 | 0 | 0 | 0 | 0 | 0 | 0 | 0 | 0 | 0 | 0 | 0 | 0 | 0 | 1974
1358 |  |  |  | SSGCH | F104D |  | 0 | 0 | 0 | 0 | 0 | 0 | 0 | 0 | 0 | 0 | 0 | 0 | 0 | 0 | 1975
1359 |  |  |  | SE | F104D |  | 0 | 0 | 0 | 0 | 0 | 0 | 0 | 0 | 0 | 0 | 0 | 0 | 0 | 0 | 1976
1360 |  |  |  | SG | F104D |  | 0 | 0 | 0 | 0 | 0 | 0 | 0 | 0 | 0 | 0 | 0 | 0 | 0 | 0 | 1977
1361 |  |  |  | Total Accum Deferred Income Taxes |  |  | -265299679.1389 | -155618057.2084 | -65067512.6851 | -14626678.5228 | -2362080.0699 | -181876.0959 | -136724.3274 | -3310084.9333 | -137272.396 | -78848.9863 | -23746377.9641 | -17082.9748 | -17082.9748 | 0
1362
1363
1364 |  | 283 | Accum Deferred Income Taxes |  | F104D |  | -924557.1188 | -542350.8683 | -226747.3699 | -50969.0677 | -8216.4155 | -633.8222 | -476.813 | -11536.2069 | -478.3695 | -274.8818 | -82754.2385 | -59.5327 | -59.5327 | 0 | 1981
1365 |  |  |  | System Generation | F104D |  | 0 | 0 | 0 | 0 | 0 | 0 | 0 | 0 | 0 | 0 | 0 | 0 | 0 | 0 | 1982
1366 |  |  |  | Energy | F104D |  | 0 | 0 | 0 | 0 | 0 | 0 | 0 | 0 | 0 | 0 | 0 | 0 | 0 | 0 | 1983
1367 |  |  |  | Labor | F138D |  | -27548583.2646 | -15275555.5264 | -7057027.8072 | -1647173.9862 | -710152.5281 | -19114.6671 | -4033.4607 | -322059.583 | -14813.8799 | -5251.8518 | -2489809.2288 | -1795.3727 | -1795.3727 | 0 | 1984
1368 |  |  |  | General Plant | F104D |  | -468790.4053 | -274995.3229 | -114970.7133 | -25843.5195 | -4166.0777 | -321.3753 | -241.7648 | -5849.3553 | -242.554 | -139.377 | -41959.9744 | -30.1856 | -30.1856 | 0 | 1985
1369 |  |  |  | System Net Plant | F104D |  | -120757.2258 | -70836.9283 | -29615.6752 | -6657.1152 | -1073.1533 | -82.7841 | -62.277 | -1506.7542 | -62.4803 | -35.9026 | -10808.6045 | -7.7756 | -7.7756 | 0 | 1986
1370 |  |  |  | TROJP | F104D |  | 0 | 0 | 0 | 0 | 0 | 0 | 0 | 0 | 0 | 0 | 0 | 0 | 0 | 0 | 1987
1371 |  |  |  | System Generation | F104D |  | 0 | 0 | 0 | 0 | 0 | 0 | 0 | 0 | 0 | 0 | 0 | 0 | 0 | 0 | 1988
1372 |  |  |  | Simple Cycle Combustion Turbine | F104D |  | 0 | 0 | 0 | 0 | 0 | 0 | 0 | 0 | 0 | 0 | 0 | 0 | 0 | 0 | 1989
1373 |  |  |  | System Generation | F104D |  | 0 | 0 | 0 | 0 | 0 | 0 | 0 | 0 | 0 | 0 | 0 | 0 | 0 | 0 | 1990
1374 |  |  |  | Total Accum Deferred Income Taxes |  |  | -29062688.0146 | -16163738.6459 | -7428361.5656 | -1730643.6885 | -723608.1746 | -20152.6487 | -4814.3155 | -340951.8995 | -15597.2837 | -5702.0131 | -2625332.0463 | -1892.8666 | -1892.8666 | 0
1375
1376 |  | 255 | Accum Investment Tax Credit |  | F104D |  | -19832.2194 | -11633.7014 | -4863.8462 | -1093.3124 | -176.2463 | -13.5958 | -10.2279 | -247.4575 | -10.2613 | -5.8964 | -1775.1204 | -1.277 | -1.277 | 0 | 2004
1377 |  | TOTAL MISC RATE BASE DEDUCTIONS |  |  |  |  | -294574762.735 | -171473682.9233 | -71409736.4703 | -16408871.7364 | -2776179.8534 | -1487280.9485 | -147409.6236 | -3659876.2427 | -170857.0868 | -117019.7407 | -26764695.9706 | -81877.1891 | -77274.9497 | 0
1378
1379 | [6 empty] | D: ACCUMULATED DEPRECIATION
1380 | [6 empty] | D: PRODUCTION PLANT
1381
1382 |  | 108SP | Steam Prod Accumulated Depr |  | F10 |  | 0 | 0 | 0 | 0 | 0 | 0 | 0 | 0 | 0 | 0 | 0 | 0 | 0 | 0 | 2016
1383
1384 |  | 108NP | Nuclear Prod Accumulated Depr |  | F10 |  | 0 | 0 | 0 | 0 | 0 | 0 | 0 | 0 | 0 | 0 | 0 | 0 | 0 | 0 | 2022
1385
1386 |  | 108HP | Hydraulic Prod Accum Depr |  | F10 |  | 0 | 0 | 0 | 0 | 0 | 0 | 0 | 0 | 0 | 0 | 0 | 0 | 0 | 0 | 2030
1387
1388 |  | 108OP | Other Production - Accum Depr |  | F10 |  | 0 | 0 | 0 | 0 | 0 | 0 | 0 | 0 | 0 | 0 | 0 | 0 | 0 | 0 | 2033
1389 |  |  |  | Simple Cycle Combustion Turbine | F10 |  | 0 | 0 | 0 | 0 | 0 | 0 | 0 | 0 | 0 | 0 | 0 | 0 | 0 | 0 | 2034
1390 |  |  |  | Wind Generation | F10 |  | 0 | 0 | 0 | 0 | 0 | 0 | 0 | 0 | 0 | 0 | 0 | 0 | 0 | 0 | 2035
1391 |  |  |  | System Generation | F10 |  | 0 | 0 | 0 | 0 | 0 | 0 | 0 | 0 | 0 | 0 | 0 | 0 | 0 | 0 | 2036
1392 |  |  |  | System Generation | F10 |  | 0 | 0 | 0 | 0 | 0 | 0 | 0 | 0 | 0 | 0 | 0 | 0 | 0 | 0 | 2037
1393 |  |  |  | Total Other Production - Accum Depr |  |  | 0 | 0 | 0 | 0 | 0 | 0 | 0 | 0 | 0 | 0 | 0 | 0 | 0 | 0
1394
1395 |  | 108EP | Experimental Plant - Accum Depr |  | F10 |  | 0 | 0 | 0 | 0 | 0 | 0 | 0 | 0 | 0 | 0 | 0 | 0 | 0 | 0 | 2043
1396
1397
1398
1399 |  | TOTAL PRODUCTION PLANT DEPRECIATION |  |  |  |  | 0 | 0 | 0 | 0 | 0 | 0 | 0 | 0 | 0 | 0 | 0 | 0 | 0 | 0
1400
1401
1402 | [6 empty] | D: TRANSMISSION PLANT
1403
1404 |  | 108TP | Transmission Plant Accum Depr |  | F106 |  | 0 | 0 | 0 | 0 | 0 | 0 | 0 | 0 | 0 | 0 | 0 | 0 | 0 | 0 | 2051
1405
1406
1407 | [6 empty] | D: DISTRIBUTION PLANT
1408
1409 |  | 108360 | Land and Land Rights |  | F118 |  | -2232717.0726 | -1068688.3873 | -754333.1287 | -180198.1092 | -1261.6647 | 0 | -395.9256 | -34832.2902 | -540.2639 | -324.4122 | -192142.8909 | 0 | 0 | 0 | 2055
1410
1411 |  | 108361 | Structures and Improvements |  | F119 |  | -8358391.34 | -4000737.8771 | -2823918.6986 | -674588.9724 | -4723.1633 | 0 | -1482.1855 | -130398.0321 | -2022.5298 | -1214.4683 | -719305.4128 | 0 | 0 | 0 | 2059
1412
1413 |  | 108362 | Station Equipment |  | F120 |  | 0 | 0 | 0 | 0 | 0 | 0 | 0 | 0 | 0 | 0 | 0 | 0 | 0 | 0 | 2063
1414
1415 |  | Distribution - METER - Unbundled
1416
1417 |  | A |  | B | C |  | D | E | F | G | H | I | J | K | L | M | N | O | P
1418 |  | FERC ACCT |  | DESCRIPTION | COS Factor |  | Utah Jurisdiction Normalized | Residential Sch 1 | General Large Dist. Sch 6 | General +1 MW Sch 8 | Street & Area Lighting Sch. 7,11,12 | General Trans Sch 9 | General Secondary Sch 22 | Irrigation Sch 10 | Traffic Signals Sch 15 | Outdoor Lighting Sch 15 | General Small Dist. Sch 23 | Industrial Cust 1 | Industrial Cust 2
1419
1420 |  | 108364 | Poles, Towers & Fixtures |  | F121 |  | -149536937.6031 | -70918818.1753 | -49887823.8608 | -11917402.5269 | -1688851.0046 | 0 | -26184.5389 | -2303633.6213 | -35730.3533 | -21455.0018 | -12737038.5202 | 0 | 0 | 0 | 2067
1421
1422 |  | 108365 | Overhead Conductors |  | F122 |  | -83013450.7423 | -51722599.9325 | -17765174.8118 | -4243815.8815 | -639296.6719 | 0 | -9324.3777 | -820329.5076 | -12723.6653 | -7640.1781 | -7792545.716 | 0 | 0 | 0 | 2071
1423
1424 |  | 108366 | Underground Conduit |  | F123 |  | -78605654.0946 | -50111601.5129 | -16304526.8662 | -3894890.469 | -37615.8283 | 0 | -8557.7298 | -752882.2338 | -11677.5289 | -7012.0047 | -7476889.921 | 0 | 0 | 0 | 2075
1425
1426 |  | 108367 | Underground Conductors |  | F124 |  | -218957644.1769 | -131302544.9043 | -51848993.3877 | -12385894.5329 | -614589.5653 | 0 | -27213.8947 | -2394193.1147 | -37134.9702 | -22298.432 | -20324781.375 | 0 | 0 | 0 | 2079
1427
1428 |  | 108368 | Line Transformers |  | F125 |  | 0 | 0 | 0 | 0 | 0 | 0 | 0 | 0 | 0 | 0 | 0 | 0 | 0 | 0 | 2083
1429
1430 |  | 108369 | Services |  | F126 |  | 0 | 0 | 0 | 0 | 0 | 0 | 0 | 0 | 0 | 0 | 0 | 0 | 0 | 0 | 2087
1431
1432 |  | 108370 | Meters |  | F127 |  | 0 | 0 | 0 | 0 | 0 | 0 | 0 | 0 | 0 | 0 | 0 | 0 | 0 | 0 | 2091
1433
1434 |  | 108371 | Install on Customers' Premises |  | F128 |  | -3415626.2192 | 0 | 0 | 0 | -3415626.2192 | 0 | 0 | 0 | 0 | 0 | 0 | 0 | 0 | 0 | 2095
1435
1436 |  | 108372 | Leased Property |  | F129 |  | 0 | 0 | 0 | 0 | 0 | 0 | 0 | 0 | 0 | 0 | 0 | 0 | 0 | 0 | 2099
1437
1438 |  | 108373 | Street Lights |  | F130 |  | -12541520.5477 | 0 | 0 | 0 | -12541520.5477 | 0 | 0 | 0 | 0 | 0 | 0 | 0 | 0 | 0 | 2103
1439
1440 |  | 108D00 | Unclassified Dist Plant - Acct 300 |  | F121 |  | 0 | 0 | 0 | 0 | 0 | 0 | 0 | 0 | 0 | 0 | 0 | 0 | 0 | 0 | 2107
1441
1442 |  | 108DS | Unclassified Dist Sub - Acct 300 |  | F120 |  | 0 | 0 | 0 | 0 | 0 | 0 | 0 | 0 | 0 | 0 | 0 | 0 | 0 | 0 | 2111
1443
1444 |  | 108D | Unclassified Dist Sub - Acct 300 |  | F102D |  | 1175958.885 | 689687.5189 | 284576.2727 | 64111.6092 | 14842.3392 | 1018.1571 | 554.5718 | 14366.0252 | 627.6234 | 337.5505 | 105645.9534 | 95.6319 | 95.6319 | 0 | 2115
1445
1446
1447 |  | TOTAL DISTRIBUTION PLANT DEPR |  |  |  |  | -555485982.9115 | -308435303.2704 | -139100194.4812 | -33232678.8829 | -18928642.3259 | 1018.1571 | -72604.0805 | -6421902.7745 | -99201.688 | -59606.9466 | -49137057.8824 | 95.6319 | 95.6319 | 0
1448
1449 | [6 empty] | D: GENERAL PLANT
1450 |  | 108GP | General Plant Accumulated Depr
1451 |  |  |  | Situs | F107D |  | -27670256.8512 | -16228314.6439 | -6696066.2132 | -1508543.1264 | -349239.538 | -23957.1876 | -13049.0475 | -338031.8918 | -14767.9481 | -7942.5484 | -2485844.2794 | -2250.2134 | -2250.2134 | 0 | 2121
1452 |  |  |  | System Generation | F105D |  | 0 | 0 | 0 | 0 | 0 | 0 | 0 | 0 | 0 | 0 | 0 | 0 | 0 | 0 | 2122
1453 |  |  |  | System Generation | F105D |  | 0 | 0 | 0 | 0 | 0 | 0 | 0 | 0 | 0 | 0 | 0 | 0 | 0 | 0 | 2123
1454 |  |  |  | System Generation | F105D |  | 0 | 0 | 0 | 0 | 0 | 0 | 0 | 0 | 0 | 0 | 0 | 0 | 0 | 0 | 2124
1455 |  |  |  | Customer - System | F42 |  | 0 | 0 | 0 | 0 | 0 | 0 | 0 | 0 | 0 | 0 | 0 | 0 | 0 | 0 | 2125
1456 |  |  |  | System Overheads | F102D |  | -6051945.1963 | -3549402.2112 | -1464541.0041 | -329943.4615 | -76384.4931 | -5239.8352 | -2854.0436 | -73933.1946 | -3229.9958 | -1737.1674 | -543695.4715 | -492.1591 | -492.1591 | 0 | 2126
1457 |  |  |  | Energy | F30 |  | 0 | 0 | 0 | 0 | 0 | 0 | 0 | 0 | 0 | 0 | 0 | 0 | 0 | 0 | 2127
1458 |  |  |  | Simple Cycle Combustion Turbine | F10 |  | 0 | 0 | 0 | 0 | 0 | 0 | 0 | 0 | 0 | 0 | 0 | 0 | 0 | 0 | 2128
1459 |  |  |  | Cholla | F10 |  | 0 | 0 | 0 | 0 | 0 | 0 | 0 | 0 | 0 | 0 | 0 | 0 | 0 | 0 | 2129
1460 |  |  | Total General Plant Accumulated Depr |  |  |  | -33722202.0475 | -19777716.8552 | -8160607.2173 | -1838486.5879 | -425624.0311 | -29197.0228 | -15903.0912 | -411965.0864 | -17997.9439 | -9679.7157 | -3029539.7509 | -2742.3725 | -2742.3725 | 0
1461
1462 |  | 108MP | Mining Plant Accumulated Depr. |  | F30 |  | 0 | 0 | 0 | 0 | 0 | 0 | 0 | 0 | 0 | 0 | 0 | 0 | 0 | 0 | 2137
1463
1464 |  | 1081390 | Accum Depr - Capital Lease |  | F30 |  | 0 | 0 | 0 | 0 | 0 | 0 | 0 | 0 | 0 | 0 | 0 | 0 | 0 | 0 | 2144
1465 |  |  | Remove Capital Lease |  | F30 |  | 0 | 0 | 0 | 0 | 0 | 0 | 0 | 0 | 0 | 0 | 0 | 0 | 0 | 0 | 2147
1466
1467 |  | 1081399L | Accum Depr - Capital Lease |  | F30 |  | 0 | 0 | 0 | 0 | 0 | 0 | 0 | 0 | 0 | 0 | 0 | 0 | 0 | 0 | 2151
1468 |  |  |  | Energy | F30 |  | 0 | 0 | 0 | 0 | 0 | 0 | 0 | 0 | 0 | 0 | 0 | 0 | 0 | 0 | 2152
1469 |  |  | Remove Capital Lease |  | F30 |  | 0 | 0 | 0 | 0 | 0 | 0 | 0 | 0 | 0 | 0 | 0 | 0 | 0 | 0 | 2155
1470
1471 |  | TOTAL GENERAL PLANT ACCUM DEPR |  |  |  |  | -33722202.0475 | -19777716.8552 | -8160607.2173 | -1838486.5879 | -425624.0311 | -29197.0228 | -15903.0912 | -411965.0864 | -17997.9439 | -9679.7157 | -3029539.7509 | -2742.3725 | -2742.3725 | 0
1472
1473
1474 |  | TOTAL ACCUM DEPR - PLANT IN SERVICE |  |  |  |  | -589208184.9589 | -328213020.1256 | -147260801.6985 | -35071165.4708 | -19354266.3569 | -28178.8657 | -88507.1717 | -6833867.861 | -117199.6319 | -69286.6623 | -52166597.6333 | -2646.7406 | -2646.7406 | 0
1475
1476
1477 | [6 empty] | D: ACCUMULATED AMORTIZATION
1478
1479 |  | 111CLS | Accum Prov for Amort-Steam |  | F10 |  | 0 | 0 | 0 | 0 | 0 | 0 | 0 | 0 | 0 | 0 | 0 | 0 | 0 | 0 | 2168
1480
1481 |  | 111CLG | Accum Prov for Amort-General
1482 |  |  | Situs |  | F108D |  | -5693.8886 | -3339.4058 | -1377.8931 | -310.4227 | -71.8653 | -4.9298 | -2.6852 | -69.559 | -3.0389 | -1.6344 | -511.5283 | -0.46304 | -0.46304 | 0 | 2172
1483 |  |  | Customer - System |  | F40 |  | 0 | 0 | 0 | 0 | 0 | 0 | 0 | 0 | 0 | 0 | 0 | 0 | 0 | 0 | 2173
1484 |  |  | System Generation |  | F108D |  | 0 | 0 | 0 | 0 | 0 | 0 | 0 | 0 | 0 | 0 | 0 | 0 | 0 | 0 | 2174
1485 |  |  | System Overheads |  | F108D |  | -211795.1027 | -124215.6003 | -51253.3743 | -11546.7684 | -2673.1672 | -183.3743 | -99.8807 | -2587.3811 | -113.0376 | -60.7943 | -19027.2771 | -17.2237 | -17.2237 | 0 | 2175
1486 |  |  | Energy |  | F108D |  | 0 | 0 | 0 | 0 | 0 | 0 | 0 | 0 | 0 | 0 | 0 | 0 | 0 | 0 | 2176
1487 |  |  | Total Accum Prov for Amort-General |  |  |  | -217488.9913 | -127555.0061 | -52631.2674 | -11857.1911 | -2745.0325 | -188.3042 | -102.5659 | -2656.9401 | -116.0765 | -62.4287 | -19538.8054 | -17.6867 | -17.6867 | 0 | 2177
1488
1489 |  | 111CLH | Accum Prov for Amort-Hydro |  | F10 |  | 0 | 0 | 0 | 0 | 0 | 0 | 0 | 0 | 0 | 0 | 0 | 0 | 0 | 0 | 2185
1490
1491 |  | 111IP | Accum Prov for Amort-Intangible
1492 |  |  |  | Situs | F107D |  | 6138.5302 | 3600.1834 | 1485.4941 | 334.664 | 77.4773 | 5.3148 | 2.8949 | 74.991 | 3.2762 | 1.762 | 551.4741 | 0.4992 | 0.4992 | 0 | 2189
1493 |  |  |  | System Generation | F105D |  | 0 | 0 | 0 | 0 | 0 | 0 | 0 | 0 | 0 | 0 | 0 | 0 | 0 | 0 | 2190
1494 |  |  |  | System Generation | F105D |  | 0 | 0 | 0 | 0 | 0 | 0 | 0 | 0 | 0 | 0 | 0 | 0 | 0 | 0 | 2191
1495 |  |  |  | Energy | F30 |  | 0 | 0 | 0 | 0 | 0 | 0 | 0 | 0 | 0 | 0 | 0 | 0 | 0 | 0 | 2192
1496 |  |  |  | System Generation | F105D |  | 0 | 0 | 0 | 0 | 0 | 0 | 0 | 0 | 0 | 0 | 0 | 0 | 0 | 0 | 2193
1497 |  |  |  | System Generation | F105D |  | 0 | 0 | 0 | 0 | 0 | 0 | 0 | 0 | 0 | 0 | 0 | 0 | 0 | 0 | 2194
1498 |  |  |  | System Generation | F105D |  | 0 | 0 | 0 | 0 | 0 | 0 | 0 | 0 | 0 | 0 | 0 | 0 | 0 | 0 | 2195
1499 |  |  |  | Customer - System | F42 |  | 0 | 0 | 0 | 0 | 0 | 0 | 0 | 0 | 0 | 0 | 0 | 0 | 0 | 0 | 2196
1500 |  |  |  | System Generation | F105D |  | 0 | 0 | 0 | 0 | 0 | 0 | 0 | 0 | 0 | 0 | 0 | 0 | 0 | 0 | 2197
1501 |  |  |  | Cholla | F10 |  | 0 | 0 | 0 | 0 | 0 | 0 | 0 | 0 | 0 | 0 | 0 | 0 | 0 | 0 | 2198
1502 |  |  |  | System Overheads | F102D |  | -15461219.738 | -9067842.7756 | -3741539.2152 | -842923.7534 | -195143.4447 | -13386.4801 | -7291.374 | -188880.9846 | -8251.8385 | -4438.032 | -1389007.1511 | -1257.3445 | -1257.3445 | 0 | 2199
1503 |  |  | Total Accum Prov for Amort-Intangible |  |  |  | -15455081.2079 | -9064242.5922 | -3740053.721 | -842589.0894 | -195065.9674 | -13381.1653 | -7288.4791 | -188805.9936 | -8248.5623 | -4436.27 | -1388455.677 | -1256.8453 | -1256.8453 | 0
1504
1505 |  | 111390 | Accum Prov for Amort-Capital Lease |  | F30 |  | 0 | 0 | 0 | 0 | 0 | 0 | 0 | 0 | 0 | 0 | 0 | 0 | 0 | 0 | 2210
1506
1507
1508 |  | TOTAL ACCUM PROV FOR AMORTIZATION |  |  |  |  | -15672570.1991 | -9191797.5984 | -3792684.9884 | -854446.2805 | -197810.9999 | -13569.4694 | -7391.045 | -191462.9337 | -8364.6388 | -4498.6986 | -1407994.4824 | -1274.532 | -1274.532 | 0

## Dist-Xfmr
DIS XFMR |  |  | - | DIS - XFMR - Unbundled
Rocky Mountain Power
3 | Cost Of Service By Rate Schedule
4 | State of Utah
5 | 2017 Protocol (Non Wgt)
6 | 12 Months Ended Dec 2017
7
8
9 |  | A |  | B | C |  | D | E | F | G | H | I | J | K | L | M | N | O | P | Chk Total
12 |  |  |  | DESCRIPTION |  |  | Utah Jurisdiction Normalized | Residential Sch 1 | General Large Dist. Sch 6 | General +1 MW Sch 8 | Street & Area Lighting Sch. 7,11,12 | General Trans Sch 9 | General Secondary Sch 22 | Irrigation Sch 10 | Traffic Signals Sch 15 | Outdoor Lighting Sch 15 | General Small Dist. Sch 23 | Industrial Cust 1 | Industrial Cust 2 | 0
13
12 |  |  |  | Operating Revenues |  |  | 69468422.9077 | 40732986.5512 | 17708928.5564 | 3392994.8974 | 601240.0736 | 55211.5172 | 131883.0077 | 1054363.0856 | 16156.4869 | 75316.606 | 5678755.1749 | 10523.0178 | 10063.9329 | 0
13
14 |  |  |  | Operating Expenses
15 |  |  |  | Operation & Maintenance Expenses |  |  | 4431823.1309 | 2449287.2804 | 1109054.8407 | 257975.7607 | 64305.4793 | 88058.0957 | 2581.8619 | 54670.5531 | 2097.907 | 1411.6099 | 380263.2574 | 10986.0846 | 11130.4003 | 0
16 |  |  |  | Depreciation Expense |  |  | 12999759.7143 | 7855760.1543 | 3208188.6048 | 636556.2088 | 52002.3875 | 796.0878 | 24941.3263 | 227916.5871 | 2145.499 | 8421.2964 | 982882.0148 | 74.7737 | 74.7737 | 0
17 |  |  |  | Amortization Expense |  |  | -213258.7231 | -125055.2791 | -51610.5692 | -11628.559 | -2690.8159 | -197.9544 | -100.6005 | -2605.0288 | -113.7996 | -61.2227 | -19156.9814 | -19.0247 | -18.888 | 0
18 |  |  |  | Taxes Other Than Income |  |  | 3455894.359 | 2030886.3709 | 852107.4163 | 190080.1456 | 31057.7903 | -3294.4759 | 1780.6118 | 43156.2053 | 1706.3244 | 890.2105 | 307603.5887 | -50.2117 | -29.617 | 0
19 |  |  |  | Income Taxes - Federal |  |  | 19977929.5987 | 11743543.853 | 4929865.9891 | 955590.1202 | 289878.1448 | 2311.0752 | 31298.3308 | 265550.6667 | 7219.7216 | 21651.2249 | 1729515.2968 | 861.8703 | 643.3054 | 0
20 |  |  |  | Income Taxes - State |  |  | 2714668.833 | 1595752.5693 | 669886.9112 | 129848.8266 | 39389.6255 | 314.0367 | 4252.9233 | 36083.9253 | 981.0403 | 2942.0419 | 235012.4045 | 117.1139 | 87.4145 | 0
21 |  |  |  | Income Taxes Deferred |  |  | 1737205.7245 | 1020884.0499 | 428336.5542 | 95549.3087 | 15612.1008 | -1656.064 | 895.0763 | 21693.7207 | 857.7335 | 447.4902 | 154625.8825 | -25.2404 | -14.8878 | 0
22 |  |  |  | Investment Tax Credit Adj |  |  | -153888.9537 | -90434.1818 | -37943.8447 | -8464.1577 | -1382.9852 | 146.7011 | -79.2896 | -1921.7206 | -75.9816 | -39.6406 | -13697.4078 | 2.2359 | 1.3188 | 0
23 |  |  |  | Misc Revenues & Expense |  |  | -5482.2684 | -1870.7071 | -1542.5963 | -442.2622 | -9.9812 | -960.9939 | -4.7067 | -50.2696 | -1.5518 | -2.1702 | -364.3275 | -121.2588 | -111.4429 | 0
24
25 |  |  |  | Total Operating Expenses |  |  | 44944651.4153 | 26478754.1098 | 11106343.3062 | 2245065.3917 | 488161.7457 | 85516.5083 | 65565.5337 | 644494.6391 | 14816.8928 | 35660.8401 | 3756683.7281 | 11826.3427 | 11762.377 | 0
26
27 |  |  |  | Operating Revenue For Return |  |  | 24523771.4924 | 14254232.4414 | 6602585.2502 | 1147929.5057 | 113078.3279 | -30304.9912 | 66317.474 | 409868.4465 | 1339.5941 | 39655.7659 | 1922071.4469 | -1303.3249 | -1698.4441 | 0
28
29
30 |  |  |  | Rate Base :
31 |  |  |  | Electric Plant In Service |  |  | 560146913.9142 | 338450496.8398 | 138225187.1086 | 27443082.4288 | 2263246.7008 | 36403.8237 | 1070918.3883 | 9806819.6803 | 93410.2535 | 361923.2669 | 42388586.8602 | 3419.2817 | 3419.2817 | 0
32 |  |  |  | Plant Held For Future Use |  |  | 1090960.7544 | 522187.564 | 368585.8138 | 88049.2507 | 616.4806 | 0 | 193.459 | 17019.918 | 263.9863 | 158.5158 | 93885.7663 | 0 | 0 | 0
33 |  |  |  | Electric Plant Acquisition Adj |  |  | 0 | 0 | 0 | 0 | 0 | 0 | 0 | 0 | 0 | 0 | 0 | 0 | 0 | 0
34 |  |  |  | Pensions |  |  | 0 | 0 | 0 | 0 | 0 | 0 | 0 | 0 | 0 | 0 | 0 | 0 | 0 | 0
35 |  |  |  | Prepayments |  |  | 578018.4695 | 339001.7535 | 139877.6298 | 31512.7465 | 7295.4474 | 500.4542 | 272.5884 | 7061.325 | 308.4954 | 165.916 | 51928.1015 | 47.0059 | 47.0059 | 0
36 |  |  |  | Fuel Stock |  |  | 0 | 0 | 0 | 0 | 0 | 0 | 0 | 0 | 0 | 0 | 0 | 0 | 0 | 0
37 |  |  |  | Materials & Supplies |  |  | 2429660.7841 | 1424970.4979 | 587965.9728 | 132461.6571 | 30665.9101 | 2103.6248 | 1145.8065 | 29681.7928 | 1296.7391 | 697.4167 | 218276.1943 | 197.586 | 197.586 | 0
38 |  |  |  | Misc Deferred Debits |  |  | 14879100.913 | 8726436.2067 | 3600669.3195 | 811187.4613 | 187796.2448 | 12882.4757 | 7016.8519 | 181769.5679 | 7941.1547 | 4270.939 | 1336710.6813 | 1210.0051 | 1210.0051 | 0
39 |  |  |  | Cash Working Capital |  |  | 902653.0668 | 506536.2476 | 228670.3842 | 51060.6914 | 19079.0133 | 3968.7268 | 532.7989 | 10975.0228 | 433.2632 | 409.422 | 79989.125 | 497.4352 | 500.9364 | 0
40 |  |  |  | Weatherization Loans |  |  | 0 | 0 | 0 | 0 | 0 | 0 | 0 | 0 | 0 | 0 | 0 | 0 | 0 | 0
41 |  |  |  | Miscellaneous Rate Base |  |  | 0 | 0 | 0 | 0 | 0 | 0 | 0 | 0 | 0 | 0 | 0 | 0 | 0 | 0
42
43 |  |  |  | Total Rate Base Additions |  |  | 580027307.902 | 349969629.1095 | 143150956.2285 | 28557354.2358 | 2508699.797 | 55859.1053 | 1080079.893 | 10053327.3068 | 103653.8922 | 367625.4764 | 44169376.7285 | 5371.3139 | 5374.8151 | 0
44
45 |  |  |  | Rate Base Deductions :
46 |  |  |  | Accum Provision For Depreciation |  |  | -138115908.979 | -83413689.7427 | -34071985.4729 | -6778616.0704 | -576609.7758 | -10708.1399 | -260942.2693 | -2406632.2878 | -23825.8917 | -88463.1148 | -10482424.6586 | -1005.7775 | -1005.7775 | 0
47 |  |  |  | Accum Provision For Amortization |  |  | -5955671.7215 | -3492938.8308 | -1441243.2962 | -324694.7684 | -75169.3796 | -5156.4807 | -2808.6419 | -72757.0759 | -3178.6135 | -1709.5328 | -535046.442 | -484.3299 | -484.3299 | 0
48 |  |  |  | Accum Deferred Income Taxes |  |  | -101163243.6633 | -59340859.5172 | -24810977.0126 | -5577244.0732 | -900138.767 | -69352.1473 | -52147.5849 | -1262217.4241 | -52343.6038 | -30069.9993 | -9054865.5328 | -6514.0005 | -6514.0005 | 0
49 |  |  |  | Unamortized ITC |  |  | -7536.3637 | -4420.8771 | -1848.291 | -415.4653 | -66.9747 | -5.1665 | -3.8867 | -94.0353 | -3.8993 | -2.2407 | -674.5565 | -0.48527 | -0.48527 | 0
50 |  |  |  | Customer Advance For Construction |  |  | -1640821.5453 | -812844.6494 | -34118.2153 | -117757.3441 | -16298.7767 | -299261.0768 | 0 | -21618.3523 | -7966.6122 | -11907.696 | -319048.8225 | 0 | 0 | 0
51 |  |  |  | Customer Service Deposits |  |  | 0 | 0 | 0 | 0 | 0 | 0 | 0 | 0 | 0 | 0 | 0 | 0 | 0 | 0
52 |  |  |  | Misc Rate Base Deductions |  |  | -6476452.5395 | -3532314.4225 | -1609799.0739 | -381478.0536 | -70093.2456 | -194717.1927 | -3476.7722 | -75840.2113 | -3186.46 | -1982.6718 | -556460.316 | -24426.4994 | -22677.6206 | 0
53 | [19 empty] | 0
54 |  |  |  | Total Rate Base Deductions |  |  | -253359634.8122 | -150597068.0397 | -61969971.3619 | -13180205.775 | -1638376.9192 | -579200.2037 | -319379.155 | -3839159.3868 | -90505.0806 | -134135.2553 | -20948520.3285 | -32431.0926 | -30682.2138 | 0
55 | [19 empty] | 0
56 |  |  |  | Total Rate Base |  |  | 326667673.0898 | 199372561.0698 | 81180984.8666 | 15377148.4607 | 870322.8777 | -523341.0984 | 760700.738 | 6214167.92 | 13148.8116 | 233490.2211 | 23220856.4001 | -27059.7788 | -25307.3987 | 0
57
58
59 |  |  |  | Return On Rate Base |  |  | 7.507% | 7.15% | 8.133% | 7.465% | 12.99% | 5.791% | 8.718% | 6.596% | 10.19% | 16.98% | 8.277% | 4.816% | 6.711%
60
61 |  |  |  | Return On Equity |  |  | 9.623% | 8.928% | 10.84% | 9.541% | 20.28% | 6.289% | 11.97% | 7.852% | 14.83% | 28.03% | 11.12% | 4.397% | 8.077%
Rocky Mountain Power
Cost Of Service By Rate Schedule
State of Utah
2017 Protocol (Non Wgt)
12 Months Ended Dec 2017
|  | A |  | B | C |  | D | E | F | G | H | I | J | K | L | M | N | O | P
|  |  |  | DESCRIPTION | COS Factor |  | Utah Jurisdiction Normalized | Residential Sch 1 | General Large Dist. Sch 6 | General +1 MW Sch 8 | Street & Area Lighting Sch. 7,11,12 | General Trans Sch 9 | General Secondary Sch 22 | Irrigation Sch 10 | Traffic Signals Sch 15 | Outdoor Lighting Sch 15 | General Small Dist. Sch 23 | Industrial Cust 1 | Industrial Cust 2
79 |  |  |  | Total Rate Base |  |  | 326667673.0898 | 199372561.0698 | 81180984.8666 | 15377148.4607 | 870322.8777 | -523341.0984 | 760700.738 | 6214167.92 | 13148.8116 | 233490.2211 | 23220856.4001 | -27059.7788 | -25307.3987 | 0
80
81
82 |  |  |  | Return On Ratebase ($$) | 7.319% |  | 23907736.2708 | 14591424.2588 | 5941370.1945 | 1125403.094 | 63696.0788 | -38301.6196 | 55673.1937 | 454794.5818 | 962.3184 | 17088.384 | 1699458.3686 | -1980.4165 | -1852.1656 | 0
83 |  |  |  | Operating & Maintenance Expense |  |  | 4431823.1309 | 2449287.2804 | 1109054.8407 | 257975.7607 | 64305.4793 | 88058.0957 | 2581.8619 | 54670.5531 | 2097.907 | 1411.6099 | 380263.2574 | 10986.0846 | 11130.4003 | 0
84 |  |  |  | Bad Debt to Produce ROR | F80 |  | 0 | 0 | 0 | 0 | 0 | 0 | 0 | 0 | 0 | 0 | 0 | 0 | 0 | 0
85 |  |  |  | Depreciation Expense |  |  | 12999759.7143 | 7855760.1543 | 3208188.6048 | 636556.2088 | 52002.3875 | 796.0878 | 24941.3263 | 227916.5871 | 2145.499 | 8421.2964 | 982882.0148 | 74.7737 | 74.7737 | 0
86 |  |  |  | Amortization Expense |  |  | -213258.7231 | -125055.2791 | -51610.5692 | -11628.559 | -2690.8159 | -197.9544 | -100.6005 | -2605.0288 | -113.7996 | -61.2227 | -19156.9814 | -19.0247 | -18.888 | 0
87 |  |  |  | Taxes Other Than Income |  |  | 3455894.359 | 2030886.3709 | 852107.4163 | 190080.1456 | 31057.7903 | -3294.4759 | 1780.6118 | 43156.2053 | 1706.3244 | 890.2105 | 307603.5887 | -50.2117 | -29.617 | 0
88 |  |  |  | Federal Income Taxes |  |  | 19977929.5987 | 11743543.853 | 4929865.9891 | 955590.1202 | 289878.1448 | 2311.0752 | 31298.3308 | 265550.6667 | 7219.7216 | 21651.2249 | 1729515.2968 | 861.8703 | 643.3054 | 0
89 |  |  |  | FIT Adj to Produce Target ROR | F101 |  | 0 | 0 | 0 | 0 | 0 | 0 | 0 | 0 | 0 | 0 | 0 | 0 | 0 | 0
90 |  |  |  | State Income Taxes |  |  | 2714668.833 | 1595752.5693 | 669886.9112 | 129848.8266 | 39389.6255 | 314.0367 | 4252.9233 | 36083.9253 | 981.0403 | 2942.0419 | 235012.4045 | 117.1139 | 87.4145 | 0
91 |  |  |  | SIT Adj to Produce Target ROR | F101 |  | 0 | 0 | 0 | 0 | 0 | 0 | 0 | 0 | 0 | 0 | 0 | 0 | 0 | 0
92 |  |  |  | Deferred Income Taxes |  |  | 1737205.7245 | 1020884.0499 | 428336.5542 | 95549.3087 | 15612.1008 | -1656.064 | 895.0763 | 21693.7207 | 857.7335 | 447.4902 | 154625.8825 | -25.2404 | -14.8878 | 0
93 |  |  |  | Investment Tax Credit |  |  | -153888.9537 | -90434.1818 | -37943.8447 | -8464.1577 | -1382.9852 | 146.7011 | -79.2896 | -1921.7206 | -75.9816 | -39.6406 | -13697.4078 | 2.2359 | 1.3188 | 0
94 |  |  |  | Misc Revenue & Expenses |  |  | -5482.2684 | -1870.7071 | -1542.5963 | -442.2622 | -9.9812 | -960.9939 | -4.7067 | -50.2696 | -1.5518 | -2.1702 | -364.3275 | -121.2588 | -111.4429 | 0
|  |  |  | Total Operating Expenses |  |  | 44944651.4153 | 26478754.1098 | 11106343.3062 | 2245065.3917 | 488161.7457 | 85516.5083 | 65565.5337 | 644494.6391 | 14816.8928 | 35660.8401 | 3756683.7281 | 11826.3427 | 11762.377
|  |  |  | Total Op. exp. Adjusted for Taxes |  |  | 23525612.242 | 14800582.9096 | 5531221.3067 | 1111430.0566 | 33064.4796 | -43261.8943 | 49070.5918 | 482662.0725 | 728.2959 | 3089.9329 | 1561372.4227 | -2400.4136 | -1947.5183
97 |  |  |  | Revenue Credits |  |  | -3367304.4593 | -1371795.509 | -1138322.8133 | -257298.707 | -27026.4599 | -137838.2283 | -2261.5015 | -90716.4825 | -2096.5554 | -642.6409 | -338686.7838 | -305.138 | -313.6397 | 0
98
99 |  |  |  | Total Revenue Requirements |  |  | 65102959.198 | 39907541.5103 | 15499241.7996 | 3099196.7413 | 494199.7654 | -95583.6142 | 112374.624 | 1036440.229 | 13448.6334 | 38108.1321 | 4979369.3669 | 9120.7911 | 9501.2189 | 0
100 |  |  |  | Operating Revenues |  |  | 66101118.4484 | 39361191.0421 | 16570605.7431 | 3135696.1905 | 574213.6137 | -82626.7111 | 129621.5062 | 963646.603 | 14059.9316 | 74673.9652 | 5340068.3911 | 10217.8799 | 9750.2931 | 0
101
102 |  |  |  | Increase / (Decrease) Required to
103 |  |  |  | Earn Equal Rates of Return |  |  | -998159.2504 | 546350.4682 | -1071363.9435 | -36499.4491 | -80013.8483 | -12956.9031 | -17246.8822 | 72793.626 | -611.2982 | -36565.833 | -360699.0242 | -1097.0887 | -249.0742 | 0
104
105 |  |  |  | Existing Revenues |  |  | 66101118.4484 | 39361191.0421 | 16570605.7431 | 3135696.1905 | 574213.6137 | -82626.7111 | 129621.5062 | 963646.603 | 14059.9316 | 74673.9652 | 5340068.3911 | 10217.8799 | 9750.2931 | 0
106 |  |  |  | check |  |  | 0 | 6.2585e-07 | 3.39e-07 | 9.7621e-06 | 3.4925e-09 | -3.0559e-09 | -5.0867e-05 | 2.177e-08 | 7.0941e-11 | 1.7171e-09 | 8.7544e-08 | -1.5461e-10 | -1.8008e-10 | 0
107 |  |  |  | Percent Increase / (Decrease)
108 |  |  |  | Over Existing Rates To
109 |  |  |  | Equal Authorized RoE & RoR |  |  | -1.51% | 1.388% | -6.465% | -1.164% | -13.93% | 15.68% | -13.31% | 7.554% | -4.348% | -48.97% | -6.755% | -10.74% | -2.555%
[5 empty] | 2017 Protocol |  | E: ELECTRIC REVENUES
|  | DIS - XFMR - Unbundled |  |  | (Non-Wgt)
|  | A |  | B | C |  | D | E | F | G | H | I | J | K | L | M | N | O | P
|  | FERC ACCT |  | DESCRIPTION | COS Factor |  | Utah Jurisdiction Normalized | Residential Sch 1 | General Large Dist. Sch 6 | General +1 MW Sch 8 | Street & Area Lighting Sch. 7,11,12 | General Trans Sch 9 | General Secondary Sch 22 | Irrigation Sch 10 | Traffic Signals Sch 15 | Outdoor Lighting Sch 15 | General Small Dist. Sch 23 | Industrial Cust 1 | Industrial Cust 2 |  | Func Study Row
122 |  | 440 | Residential Sales |  | A |  | 39361191.0421 | 39361191.0421 | 0 | 0 | 0 | 0 | 0 | 0 | 0 | 0 | 0 | 0 | 0 | 0
123
124 |  | 442 | Commercial & Industrial Sales |  | A |  | 26076979.8958 | 0 | 16570605.7431 | 3135696.1905 | 0 | -82626.7111 | 129621.5062 | 963646.603 | 0 | 0 | 5340068.3911 | 10217.8799 | 9750.2931 | 0
125 |  |  |  | Interruptible Demand | F10 |  | 0 | 0 | 0 | 0 | 0 | 0 | 0 | 0 | 0 | 0 | 0 | 0 | 0 | 0 | 100
126 |  |  |  | Interruptible Energy | F30 |  | 0 | 0 | 0 | 0 | 0 | 0 | 0 | 0 | 0 | 0 | 0 | 0 | 0 | 0 | 101
127 | [6 empty] | 26076979.8958 | 0 | 16570605.7431 | 3135696.1905 | 0 | -82626.7111 | 129621.5062 | 963646.603 | 0 | 0 | 5340068.3911 | 10217.8799 | 9750.2931 | 0
128
129 |  | 444 | Public Street & Highway Lighting |  | A |  | 662947.5104 | 0 | 0 | 0 | 574213.6137 | 0 | 0 | 0 | 14059.9316 | 74673.9652 | 0 | 0 | 0 | 0
130
131 |  | 445 | Other Sales to Public Authority |  | A |  | 0 | 0 | 0 | 0 | 0 | 0 | 0 | 0 | 0 | 0 | 0 | 0 | 0 | 0
132
133 |  | 448 | Interdepartmental |  | A | 0 | 0 | 0 | 0 | 0 | 0 | 0 | 0 | 0 | 0 | 0 | 0 | 0 | 0 | 0 | 114
134 |  |  |  | Demand | F10 |  | 0 | 0 | 0 | 0 | 0 | 0 | 0 | 0 | 0 | 0 | 0 | 0 | 0 | 0 | 115
135 | [6 empty] | 0 | 0 | 0 | 0 | 0 | 0 | 0 | 0 | 0 | 0 | 0 | 0 | 0 | 0
136
137 |  | Total Sales to Ultimate Customers |  |  |  |  | 66101118.4483 | 39361191.0421 | 16570605.7431 | 3135696.1905 | 574213.6137 | -82626.7111 | 129621.5062 | 963646.603 | 14059.9316 | 74673.9652 | 5340068.3911 | 10217.8799 | 9750.2931 | 0
138
139
140
141 |  | 447 | Sales for Resale |  | F10 |  | 0 | 0 | 0 | 0 | 0 | 0 | 0 | 0 | 0 | 0 | 0 | 0 | 0 | 0 | 123
142
143
144 |  | 447 | Sales for Resale |  | F11 |  | 0 | 0 | 0 | 0 | 0 | 0 | 0 | 0 | 0 | 0 | 0 | 0 | 0 | 0 | 127
145 |  |  |  | Demand | F10 |  | 0 | 0 | 0 | 0 | 0 | 0 | 0 | 0 | 0 | 0 | 0 | 0 | 0 | 0 | 128
146 |  |  |  | Demand | F10 |  | 0 | 0 | 0 | 0 | 0 | 0 | 0 | 0 | 0 | 0 | 0 | 0 | 0 | 0 | 129
147 |  |  |  | Energy | F30 |  | 0 | 0 | 0 | 0 | 0 | 0 | 0 | 0 | 0 | 0 | 0 | 0 | 0 | 0 | 130
148 | [6 empty] | 0 | 0 | 0 | 0 | 0 | 0 | 0 | 0 | 0 | 0 | 0 | 0 | 0 | 0
149
150 |  | 449 | Provision for Rate Refund |  | F11 |  | 0 | 0 | 0 | 0 | 0 | 0 | 0 | 0 | 0 | 0 | 0 | 0 | 0 | 0 | 134
151 |  |  |  |  | F10 |  | 0 | 0 | 0 | 0 | 0 | 0 | 0 | 0 | 0 | 0 | 0 | 0 | 0 |  | 135
152
153 |  | State Specific Revenue Credit |  |  | F140D |  | 1564519.8133 | 892864.8045 | 392946.6926 | 87300.6379 | 25904.608 | 1759.5476 | 672.8555 | 18434.1093 | 865.6633 | 494.0365 | 142665.7696 | 301.2934 | 309.7951 | 0 | 137
154
155 |  | AGA Revenue |  |  | A | 0.21039 | 826157.3299 | 6370.4975 | 419950.2003 | 92414.5723 | 0 | 136037.7486 | 1401.5501 | 57206.1563 | 980.7796 | 0 | 111795.8253 | 0 | 0 | 0 | 139
156
157 |  | Total Sales from Electricity |  |  |  |  | 68491795.5916 | 40260426.3441 | 17383502.636 | 3315411.4007 | 600118.2217 | 55170.5851 | 131695.9118 | 1039286.8686 | 15906.3745 | 75168.0017 | 5594529.9859 | 10519.1732 | 10060.0883 | 0
158
159 |  | Other Electric Operating Revenues
160 |  | 450 | Forfeited Discounts & Interest |  | A | 0 | 0 | 0 | 0 | 0 | 0 | 0 | 0 | 0 | 0 | 0 | 0 | 0 | 0 | 0 | 145
161 |  |  |  | Customers | F40 |  | 0 | 0 | 0 | 0 | 0 | 0 | 0 | 0 | 0 | 0 | 0 | 0 | 0 | 0 | 146
162 | [6 empty] | 0 | 0 | 0 | 0 | 0 | 0 | 0 | 0 | 0 | 0 | 0 | 0 | 0 | 0
163
164 |  | 451 | Misc Electric Revenue |  | A | 0 | 0 | 0 | 0 | 0 | 0 | 0 | 0 | 0 | 0 | 0 | 0 | 0 | 0 | 0 | 150
165 |  |  |  | Demand | F10 |  | 0 | 0 | 0 | 0 | 0 | 0 | 0 | 0 | 0 | 0 | 0 | 0 | 0 | 0 | 151
166 |  |  |  | Customer | F40 |  | 0 | 0 | 0 | 0 | 0 | 0 | 0 | 0 | 0 | 0 | 0 | 0 | 0 | 0 | 152
167 | [6 empty] | 0 | 0 | 0 | 0 | 0 | 0 | 0 | 0 | 0 | 0 | 0 | 0 | 0 | 0
168
169 |  | 453 | Water Sales |  | F10 |  | 0 | 0 | 0 | 0 | 0 | 0 | 0 | 0 | 0 | 0 | 0 | 0 | 0 | 0 | 156
170
171 |  | 454 | Rent of Electric Property |  | A | 0.18973 | 929351.267 | 444833.3015 | 313985.3488 | 75006.0736 | 525.1582 | 0 | 164.801 | 14498.6722 | 224.8807 | 135.0341 | 79977.9969 | 0 | 0 | 0 | 160
172 |  |  |  | Demand | F10 |  | 0 | 0 | 0 | 0 | 0 | 0 | 0 | 0 | 0 | 0 | 0 | 0 | 0 | 0 | 161
173 |  |  |  | Demand | F10 |  | 0 | 0 | 0 | 0 | 0 | 0 | 0 | 0 | 0 | 0 | 0 | 0 | 0 | 0 | 162
174 |  |  |  | System Overhead | F102D |  | 47276.049 | 27726.9055 | 11440.5716 | 2577.4231 | 596.6936 | 40.9321 | 22.295 | 577.5448 | 25.2318 | 13.5703 | 4247.1921 | 3.8446 | 3.8446 | 0 | 163
175 | [6 empty] | 976627.316 | 472560.2071 | 325425.9204 | 77583.4967 | 1121.8518 | 40.9321 | 187.0959 | 15076.217 | 250.1125 | 148.6043 | 84225.189 | 3.8446 | 3.8446 | 0
176
177 |  | 456 | Other Electric Revenue |  | A | 0 | 0 | 0 | 0 | 0 | 0 | 0 | 0 | 0 | 0 | 0 | 0 | 0 | 0 | 0 | 167
178 |  |  |  | Customer | F40 |  | 0 | 0 | 0 | 0 | 0 | 0 | 0 | 0 | 0 | 0 | 0 | 0 | 0 | 0 | 168
179 |  |  |  | Energy | F30 |  | 0 | 0 | 0 | 0 | 0 | 0 | 0 | 0 | 0 | 0 | 0 | 0 | 0 | 0 | 169
180 |  |  |  | Demand | F10 |  | 0 | 0 | 0 | 0 | 0 | 0 | 0 | 0 | 0 | 0 | 0 | 0 | 0 | 0 | 170
181 |  |  |  | Demand | F10 |  | 0 | 0 | 0 | 0 | 0 | 0 | 0 | 0 | 0 | 0 | 0 | 0 | 0 | 0 | 171
182 | [6 empty] | 0 | 0 | 0 | 0 | 0 | 0 | 0 | 0 | 0 | 0 | 0 | 0 | 0 | 0
183 | [19 empty] | 0
184 |  | Total Other Electric Operating Revenues |  |  |  |  | 976627.316 | 472560.2071 | 325425.9204 | 77583.4967 | 1121.8518 | 40.9321 | 187.0959 | 15076.217 | 250.1125 | 148.6043 | 84225.189 | 3.8446 | 3.8446 | 0
185 | [19 empty] | 0
186 |  | Total Electric Operating Revenues |  |  |  |  | 69468422.9076 | 40732986.5512 | 17708928.5564 | 3392994.8974 | 601240.0736 | 55211.5172 | 131883.0077 | 1054363.0856 | 16156.4869 | 75316.606 | 5678755.1749 | 10523.0178 | 10063.9329 | 0
187
188 |  | Miscellaneous Revenues
189 |  | 41160 | Gain on Sale of Utility Plant - CR |  | F10 |  | 0 | 0 | 0 | 0 | 0 | 0 | 0 | 0 | 0 | 0 | 0 | 0 | 0 | 0 | 185
190 |  | 41170 | Loss on Sale of Utility Plant |  | F10 |  | 0 | 0 | 0 | 0 | 0 | 0 | 0 | 0 | 0 | 0 | 0 | 0 | 0 | 0 | 190
191 |  | 4118 | Gain from Emission Allowances |  | F30 |  | 0 | 0 | 0 | 0 | 0 | 0 | 0 | 0 | 0 | 0 | 0 | 0 | 0 | 0 | 193
192 |  | 41181 | Gain from Disposition of NOX Credits |  | F10 |  | 0 | 0 | 0 | 0 | 0 | 0 | 0 | 0 | 0 | 0 | 0 | 0 | 0 | 0 | 196
193 |  | 4194 | Impact Housing Interest Income |  | F10 |  | 0 | 0 | 0 | 0 | 0 | 0 | 0 | 0 | 0 | 0 | 0 | 0 | 0 | 0 | 200
194 |  | 421 | (Gain)/Loss on Sale of Utility Plant |  | F10 |  | -5482.2684 | -1870.7071 | -1542.5963 | -442.2622 | -9.9812 | -960.9939 | -4.7067 | -50.2696 | -1.5518 | -2.1702 | -364.3275 | -121.2588 | -111.4429 | 0 | 210
195
196 |  | Total Miscellaneous Revenues |  |  |  |  | -5482.2684 | -1870.7071 | -1542.5963 | -442.2622 | -9.9812 | -960.9939 | -4.7067 | -50.2696 | -1.5518 | -2.1702 | -364.3275 | -121.2588 | -111.4429 | 0
197
198 |  | Miscellaneous Expenses
199 |  | 4311 | Interest on Customer Deposits |  | F80 |  | 0 | 0 | 0 | 0 | 0 | 0 | 0 | 0 | 0 | 0 | 0 | 0 | 0 | 0 | 216
200
201 |  | DFA | Divergence Fairness Adjustment
202 |  |  |  | Production | F105 |  | 0 | 0 | 0 | 0 | 0 | 0 | 0 | 0 | 0 | 0 | 0 | 0 | 0 | 0 | 220
203 |  |  |  | Transmission | F105 |  | 0 | 0 | 0 | 0 | 0 | 0 | 0 | 0 | 0 | 0 | 0 | 0 | 0 | 0 | 221
204 |  |  |  | Distribution | F105 |  | 0 | 0 | 0 | 0 | 0 | 0 | 0 | 0 | 0 | 0 | 0 | 0 | 0 | 0 | 222
205 | [6 empty] | 0 | 0 | 0 | 0 | 0 | 0 | 0 | 0 | 0 | 0 | 0 | 0 | 0 | 0
206
207 |  | Net Miscellaneous Revenues And Expense |  |  |  |  | -5482.2684 | -1870.7071 | -1542.5963 | -442.2622 | -9.9812 | -960.9939 | -4.7067 | -50.2696 | -1.5518 | -2.1702 | -364.3275 | -121.2588 | -111.4429 | 0
208
209 |  | Distribution - METER - Unbundled
210 | [6 empty] | E: STEAM POWER GENERATION
211
212 |  | A |  | B | C |  | D | E | F | G | H | I | J | K | L | M | N | O | P
213 |  | FERC ACCT |  | DESCRIPTION | COS Factor |  | Utah Jurisdiction Normalized | Residential Sch 1 | General Large Dist. Sch 6 | General +1 MW Sch 8 | Street & Area Lighting Sch. 7,11,12 | General Trans Sch 9 | General Secondary Sch 22 | Irrigation Sch 10 | Traffic Signals Sch 15 | Outdoor Lighting Sch 15 | General Small Dist. Sch 23 | Industrial Cust 1 | Industrial Cust 2
214 |  | 500 | Operation Suprvn & Engineering |  | F10 |  | 0 | 0 | 0 | 0 | 0 | 0 | 0 | 0 | 0 | 0 | 0 | 0 | 0 | 0 | 231
215 |  |  |  | Cholla | F10 |  | 0 | 0 | 0 | 0 | 0 | 0 | 0 | 0 | 0 | 0 | 0 | 0 | 0 | 0 | 232
216 |  |  |  | Total 500 |  |  | 0 | 0 | 0 | 0 | 0 | 0 | 0 | 0 | 0 | 0 | 0 | 0 | 0 | 0
217
218 |  | 501 | Fuel Related |  | F30 |  | 0 | 0 | 0 | 0 | 0 | 0 | 0 | 0 | 0 | 0 | 0 | 0 | 0 | 0 | 243
219 |  |  |  | System Energy - Non NPC | F30 |  | 0 | 0 | 0 | 0 | 0 | 0 | 0 | 0 | 0 | 0 | 0 | 0 | 0 | 0 | 236
220 |  |  |  | System Energy - Non NPC | F30 |  | 0 | 0 | 0 | 0 | 0 | 0 | 0 | 0 | 0 | 0 | 0 | 0 | 0 | 0 | 239
221 |  |  |  | Cholla - Non NPC | F30 |  | 0 | 0 | 0 | 0 | 0 | 0 | 0 | 0 | 0 | 0 | 0 | 0 | 0 | 0 | 240
222 |  |  |  | Cholla | F30 |  | 0 | 0 | 0 | 0 | 0 | 0 | 0 | 0 | 0 | 0 | 0 | 0 | 0 | 0 | 246
223 |  |  |  | Total 501 |  |  | 0 | 0 | 0 | 0 | 0 | 0 | 0 | 0 | 0 | 0 | 0 | 0 | 0 | 0
224
225 |  | 502 | Steam Expenses |  | F10 |  | 0 | 0 | 0 | 0 | 0 | 0 | 0 | 0 | 0 | 0 | 0 | 0 | 0 | 0 | 250
226 |  |  |  | Cholla | F10 |  | 0 | 0 | 0 | 0 | 0 | 0 | 0 | 0 | 0 | 0 | 0 | 0 | 0 | 0 | 251
227 |  |  |  | Total 502 |  |  | 0 | 0 | 0 | 0 | 0 | 0 | 0 | 0 | 0 | 0 | 0 | 0 | 0 | 0
228
229 |  | 503 | Steam From Other Sources |  | F30 |  | 0 | 0 | 0 | 0 | 0 | 0 | 0 | 0 | 0 | 0 | 0 | 0 | 0 | 0 | 258
230 |  |  |  | System Energy - Non NPC | F30 |  | 0 | 0 | 0 | 0 | 0 | 0 | 0 | 0 | 0 | 0 | 0 | 0 | 0 | 0 | 255
231 |  |  |  | Total 503 |  |  | 0 | 0 | 0 | 0 | 0 | 0 | 0 | 0 | 0 | 0 | 0 | 0 | 0 | 0
232
233 |  | 505 | Electric Expenses |  | F10 |  | 0 | 0 | 0 | 0 | 0 | 0 | 0 | 0 | 0 | 0 | 0 | 0 | 0 | 0 | 262
234 |  |  |  | Cholla | F10 |  | 0 | 0 | 0 | 0 | 0 | 0 | 0 | 0 | 0 | 0 | 0 | 0 | 0 | 0 | 263
235 |  |  |  | Total 505 |  |  | 0 | 0 | 0 | 0 | 0 | 0 | 0 | 0 | 0 | 0 | 0 | 0 | 0 | 0
236
237 |  | 506 | Misc. Steam Expense |  | F10 |  | 0 | 0 | 0 | 0 | 0 | 0 | 0 | 0 | 0 | 0 | 0 | 0 | 0 | 0 | 267
238 |  |  |  | System Energy | F30 |  | 0 | 0 | 0 | 0 | 0 | 0 | 0 | 0 | 0 | 0 | 0 | 0 | 0 | 0 | 268
239 |  |  |  | Cholla | F10 |  | 0 | 0 | 0 | 0 | 0 | 0 | 0 | 0 | 0 | 0 | 0 | 0 | 0 | 0 | 269
240 |  |  |  | Total 506 |  |  | 0 | 0 | 0 | 0 | 0 | 0 | 0 | 0 | 0 | 0 | 0 | 0 | 0 | 0
241
242 |  | 507 | Rents |  | F10 |  | 0 | 0 | 0 | 0 | 0 | 0 | 0 | 0 | 0 | 0 | 0 | 0 | 0 | 0 | 273
243 |  |  |  | Cholla | F10 |  | 0 | 0 | 0 | 0 | 0 | 0 | 0 | 0 | 0 | 0 | 0 | 0 | 0 | 0 | 274
244 |  |  |  | Total 507 |  |  | 0 | 0 | 0 | 0 | 0 | 0 | 0 | 0 | 0 | 0 | 0 | 0 | 0 | 0
245
246 |  | 510 | Maint Supervision & Engineering |  | F10 |  | 0 | 0 | 0 | 0 | 0 | 0 | 0 | 0 | 0 | 0 | 0 | 0 | 0 | 0 | 278
247 |  |  |  | Cholla | F10 |  | 0 | 0 | 0 | 0 | 0 | 0 | 0 | 0 | 0 | 0 | 0 | 0 | 0 | 0 | 279
248 |  |  |  | Total 510 |  |  | 0 | 0 | 0 | 0 | 0 | 0 | 0 | 0 | 0 | 0 | 0 | 0 | 0 | 0
249
250 |  | 511 | Maintenance of Structures |  | F10 |  | 0 | 0 | 0 | 0 | 0 | 0 | 0 | 0 | 0 | 0 | 0 | 0 | 0 | 0 | 283
251 |  |  |  | Cholla | F10 |  | 0 | 0 | 0 | 0 | 0 | 0 | 0 | 0 | 0 | 0 | 0 | 0 | 0 | 0 | 284
252 |  |  |  | Total 511 |  |  | 0 | 0 | 0 | 0 | 0 | 0 | 0 | 0 | 0 | 0 | 0 | 0 | 0 | 0
253
254 |  | 512 | Maintenance of Boiler Plant |  | F10 |  | 0 | 0 | 0 | 0 | 0 | 0 | 0 | 0 | 0 | 0 | 0 | 0 | 0 | 0 | 288
255 |  |  |  | Cholla | F10 |  | 0 | 0 | 0 | 0 | 0 | 0 | 0 | 0 | 0 | 0 | 0 | 0 | 0 | 0 | 289
256 |  |  |  | Total 512 |  |  | 0 | 0 | 0 | 0 | 0 | 0 | 0 | 0 | 0 | 0 | 0 | 0 | 0 | 0
257
258 |  | 513 | Maintenance of Electric Plant |  | F10 |  | 0 | 0 | 0 | 0 | 0 | 0 | 0 | 0 | 0 | 0 | 0 | 0 | 0 | 0 | 293
259 |  |  |  | Cholla | F10 |  | 0 | 0 | 0 | 0 | 0 | 0 | 0 | 0 | 0 | 0 | 0 | 0 | 0 | 0 | 294
260 |  |  |  | Total 513 |  |  | 0 | 0 | 0 | 0 | 0 | 0 | 0 | 0 | 0 | 0 | 0 | 0 | 0 | 0
261
262 |  | 514 | Maint of Misc. Steam Plant |  | F10 |  | 0 | 0 | 0 | 0 | 0 | 0 | 0 | 0 | 0 | 0 | 0 | 0 | 0 | 0 | 298
263 |  |  |  | Cholla | F10 |  | 0 | 0 | 0 | 0 | 0 | 0 | 0 | 0 | 0 | 0 | 0 | 0 | 0 | 0 | 299
264 |  |  |  | Total 514 |  |  | 0 | 0 | 0 | 0 | 0 | 0 | 0 | 0 | 0 | 0 | 0 | 0 | 0 | 0
265
266 |  | Total Steam Power Generation |  |  |  |  | 0 | 0 | 0 | 0 | 0 | 0 | 0 | 0 | 0 | 0 | 0 | 0 | 0 | 0
267
268
269 | [6 empty] | D: NUCLEAR POWER GENERATION
270
271
272 |  | 517 | Operation Super & Engineering |  | F10 |  | 0 | 0 | 0 | 0 | 0 | 0 | 0 | 0 | 0 | 0 | 0 | 0 | 0 | 0 | 305
273
274 |  | 518 | Nuclear Fuel Expense |  | F30 |  | 0 | 0 | 0 | 0 | 0 | 0 | 0 | 0 | 0 | 0 | 0 | 0 | 0 | 0 | 309
275
276 |  | 519 | Coolants and Water |  | F10 |  | 0 | 0 | 0 | 0 | 0 | 0 | 0 | 0 | 0 | 0 | 0 | 0 | 0 | 0 | 314
277
278 |  | 520 | Steam Expenses |  | F10 |  | 0 | 0 | 0 | 0 | 0 | 0 | 0 | 0 | 0 | 0 | 0 | 0 | 0 | 0 | 318
279
280 |  | 523 | Electric Expenses |  | F10 |  | 0 | 0 | 0 | 0 | 0 | 0 | 0 | 0 | 0 | 0 | 0 | 0 | 0 | 0 | 322
281
282 |  | 524 | Misc. Nuclear Expenses |  | F10 |  | 0 | 0 | 0 | 0 | 0 | 0 | 0 | 0 | 0 | 0 | 0 | 0 | 0 | 0 | 326
283
284 |  | 528 | Maint Supervision & Eng |  | F10 |  | 0 | 0 | 0 | 0 | 0 | 0 | 0 | 0 | 0 | 0 | 0 | 0 | 0 | 0 | 330
285
286 |  | 529 | Maintenance of Structures |  | F10 |  | 0 | 0 | 0 | 0 | 0 | 0 | 0 | 0 | 0 | 0 | 0 | 0 | 0 | 0 | 334
287
288 |  | 530 | Maintenance of Reactor Plant |  | F10 |  | 0 | 0 | 0 | 0 | 0 | 0 | 0 | 0 | 0 | 0 | 0 | 0 | 0 | 0 | 338
289
290 |  | 531 | Maintenance of Electric Plant |  | F10 |  | 0 | 0 | 0 | 0 | 0 | 0 | 0 | 0 | 0 | 0 | 0 | 0 | 0 | 0 | 342
291
292 |  | 532 | Maintenance of Misc Nuclear |  | F10 |  | 0 | 0 | 0 | 0 | 0 | 0 | 0 | 0 | 0 | 0 | 0 | 0 | 0 | 0 | 346
293
294 |  | Total Nuclear Power Generation |  |  |  |  | 0 | 0 | 0 | 0 | 0 | 0 | 0 | 0 | 0 | 0 | 0 | 0 | 0 | 0
295
296
297
298 |  | Distribution - METER - Unbundled |  |  |  |  | D: HYDRAULIC POWER GENERATION
299
300 |  | A |  | B | C |  | D | E | F | G | H | I | J | K | L | M | N | O | P
301 |  | FERC ACCT |  | DESCRIPTION | COS Factor |  | Utah Jurisdiction Normalized | Residential Sch 1 | General Large Dist. Sch 6 | General +1 MW Sch 8 | Street & Area Lighting Sch. 7,11,12 | General Trans Sch 9 | General Secondary Sch 22 | Irrigation Sch 10 | Traffic Signals Sch 15 | Outdoor Lighting Sch 15 | General Small Dist. Sch 23 | Industrial Cust 1 | Industrial Cust 2
302 |  | 535 | Operation Super & Engineering |  | F10 |  | 0 | 0 | 0 | 0 | 0 | 0 | 0 | 0 | 0 | 0 | 0 | 0 | 0 | 0 | 355
303
304 |  | 536 | Water For Power |  | F10 |  | 0 | 0 | 0 | 0 | 0 | 0 | 0 | 0 | 0 | 0 | 0 | 0 | 0 | 0 | 360
305
306 |  | 537 | Hydraulic Expenses |  | F10 |  | 0 | 0 | 0 | 0 | 0 | 0 | 0 | 0 | 0 | 0 | 0 | 0 | 0 | 0 | 365
307
308 |  | 538 | Electric Expenses |  | F10 |  | 0 | 0 | 0 | 0 | 0 | 0 | 0 | 0 | 0 | 0 | 0 | 0 | 0 | 0 | 369
309
310 |  | 539 | Misc. Hydro Expenses |  | F10 |  | 0 | 0 | 0 | 0 | 0 | 0 | 0 | 0 | 0 | 0 | 0 | 0 | 0 | 0 | 374
311
312 |  | 540 | Rents (Hydro Generation) |  | F10 |  | 0 | 0 | 0 | 0 | 0 | 0 | 0 | 0 | 0 | 0 | 0 | 0 | 0 | 0 | 379
313
314 |  | 541 | Maint Supervision & Engineering |  | F10 |  | 0 | 0 | 0 | 0 | 0 | 0 | 0 | 0 | 0 | 0 | 0 | 0 | 0 | 0 | 383
315
316 |  | 542 | Maintenance of Structures |  | F10 |  | 0 | 0 | 0 | 0 | 0 | 0 | 0 | 0 | 0 | 0 | 0 | 0 | 0 | 0 | 388
317
318 |  | 543 | Maint of Dams & Waterways |  | F10 |  | 0 | 0 | 0 | 0 | 0 | 0 | 0 | 0 | 0 | 0 | 0 | 0 | 0 | 0 | 393
319
320 |  | 544 | Maintenance of Electric Plant |  | F10 |  | 0 | 0 | 0 | 0 | 0 | 0 | 0 | 0 | 0 | 0 | 0 | 0 | 0 | 0 | 398
321
322 |  | 545 | Maint of Misc. Hydro Plant |  | F10 |  | 0 | 0 | 0 | 0 | 0 | 0 | 0 | 0 | 0 | 0 | 0 | 0 | 0 | 0 | 403
323
324 |  | Total Hydraulic Power Generation |  |  |  |  | 0 | 0 | 0 | 0 | 0 | 0 | 0 | 0 | 0 | 0 | 0 | 0 | 0 | 0
325
326
327 | [6 empty] | D: OTHER POWER GENERATION
328
329
330 |  | 546 | Operation Super & Engineering |  | F10 |  | 0 | 0 | 0 | 0 | 0 | 0 | 0 | 0 | 0 | 0 | 0 | 0 | 0 | 0 | 409
331
332 |  | 547 | Fuel |  | F30 |  | 0 | 0 | 0 | 0 | 0 | 0 | 0 | 0 | 0 | 0 | 0 | 0 | 0 | 0 | 413
333 |  |  |  | Simple Cycle Combustion Turbine | F30 |  | 0 | 0 | 0 | 0 | 0 | 0 | 0 | 0 | 0 | 0 | 0 | 0 | 0 | 0 | 414
334 |  |  |  | Total 547 |  |  | 0 | 0 | 0 | 0 | 0 | 0 | 0 | 0 | 0 | 0 | 0 | 0 | 0 | 0
335
336 |  | 548 | Generation Expense |  | F10 |  | 0 | 0 | 0 | 0 | 0 | 0 | 0 | 0 | 0 | 0 | 0 | 0 | 0 | 0 | 418
337 |  |  |  | Simple Cycle Combustion Turbine | F10 |  | 0 | 0 | 0 | 0 | 0 | 0 | 0 | 0 | 0 | 0 | 0 | 0 | 0 | 0 | 419
338 |  |  |  | Total 548 |  |  | 0 | 0 | 0 | 0 | 0 | 0 | 0 | 0 | 0 | 0 | 0 | 0 | 0 | 0
339
340 |  | 549 | Miscellaneous Other |  | F10 |  | 0 | 0 | 0 | 0 | 0 | 0 | 0 | 0 | 0 | 0 | 0 | 0 | 0 | 0 | 423
341 |  |  |  | Wind Generation | F10 |  | 0 | 0 | 0 | 0 | 0 | 0 | 0 | 0 | 0 | 0 | 0 | 0 | 0 | 0 | 424
342
343 |  | 550 | Maint Supervision & Engineering
344 |  |  |  | System Generation | F10 |  | 0 | 0 | 0 | 0 | 0 | 0 | 0 | 0 | 0 | 0 | 0 | 0 | 0 | 0 | 429
345 |  |  |  | Wind Generation | F10 |  | 0 | 0 | 0 | 0 | 0 | 0 | 0 | 0 | 0 | 0 | 0 | 0 | 0 | 0 | 430
346 |  |  |  | Total 550 |  |  | 0 | 0 | 0 | 0 | 0 | 0 | 0 | 0 | 0 | 0 | 0 | 0 | 0 | 0
347
348 |  | 551 | Maint Supervision & Engineering |  | F10 |  | 0 | 0 | 0 | 0 | 0 | 0 | 0 | 0 | 0 | 0 | 0 | 0 | 0 | 0 | 434
349
350 |  | 552 | Maintenance of Structures |  | F10 |  | 0 | 0 | 0 | 0 | 0 | 0 | 0 | 0 | 0 | 0 | 0 | 0 | 0 | 0 | 440
351
352 |  | 553 | Maint of Generation & Elect Plant |  | F10 |  | 0 | 0 | 0 | 0 | 0 | 0 | 0 | 0 | 0 | 0 | 0 | 0 | 0 | 0 | 444
353 |  |  |  | Simple Cycle Combustion Turbine | F10 |  | 0 | 0 | 0 | 0 | 0 | 0 | 0 | 0 | 0 | 0 | 0 | 0 | 0 | 0 | 445
354 |  |  |  | Wind Generation | F10 |  | 0 | 0 | 0 | 0 | 0 | 0 | 0 | 0 | 0 | 0 | 0 | 0 | 0 | 0 | 446
355 |  |  |  | Total 553 |  |  | 0 | 0 | 0 | 0 | 0 | 0 | 0 | 0 | 0 | 0 | 0 | 0 | 0 | 0
356
357 |  | 554 | Maintenance of Misc. Other |  | F10 |  | 0 | 0 | 0 | 0 | 0 | 0 | 0 | 0 | 0 | 0 | 0 | 0 | 0 | 0 | 450
358 |  |  |  | Simple Cycle Combustion Turbine | F10 |  | 0 | 0 | 0 | 0 | 0 | 0 | 0 | 0 | 0 | 0 | 0 | 0 | 0 | 0 | 451
359 |  |  |  | Wind Generation | F10 |  | 0 | 0 | 0 | 0 | 0 | 0 | 0 | 0 | 0 | 0 | 0 | 0 | 0 | 0 | 452
360 |  |  |  | Total 554 |  |  | 0 | 0 | 0 | 0 | 0 | 0 | 0 | 0 | 0 | 0 | 0 | 0 | 0 | 0
361
362 |  | Total Other Power Generation |  |  |  |  | 0 | 0 | 0 | 0 | 0 | 0 | 0 | 0 | 0 | 0 | 0 | 0 | 0 | 0
363
364
365 | [6 empty] | D: OTHER POWER SUPPLY
366
367
368 |  | 555 | Purchased Power |  | F10 |  | 0 | 0 | 0 | 0 | 0 | 0 | 0 | 0 | 0 | 0 | 0 | 0 | 0 | 0 | 458
369 |  |  |  | Demand | F10 |  | 0 | 0 | 0 | 0 | 0 | 0 | 0 | 0 | 0 | 0 | 0 | 0 | 0 | 0 | 459
370 |  |  |  | Energy | F30 |  | 0 | 0 | 0 | 0 | 0 | 0 | 0 | 0 | 0 | 0 | 0 | 0 | 0 | 0 | 460
371 |  |  |  | Seasonal Contracts | F10 |  | 0 | 0 | 0 | 0 | 0 | 0 | 0 | 0 | 0 | 0 | 0 | 0 | 0 | 0 | 461
372 |  |  |  | Demand | F10 |  | 0 | 0 | 0 | 0 | 0 | 0 | 0 | 0 | 0 | 0 | 0 | 0 | 0 | 0 | 462
373 |  |  |  | Total 555 |  |  | 0 | 0 | 0 | 0 | 0 | 0 | 0 | 0 | 0 | 0 | 0 | 0 | 0 | 0
374
375
376 |  | 556 | System Control & Load Dispatch |  | F10 |  | 0 | 0 | 0 | 0 | 0 | 0 | 0 | 0 | 0 | 0 | 0 | 0 | 0 | 0 | 466
377
378 |  | 557 | Other Expenses |  | F10 |  | 0 | 0 | 0 | 0 | 0 | 0 | 0 | 0 | 0 | 0 | 0 | 0 | 0 | 0 | 470
379 |  |  |  | Demand | F10 |  | 0 | 0 | 0 | 0 | 0 | 0 | 0 | 0 | 0 | 0 | 0 | 0 | 0 | 0 | 471
380 |  |  |  | Demand | F10 |  | 0 | 0 | 0 | 0 | 0 | 0 | 0 | 0 | 0 | 0 | 0 | 0 | 0 | 0 | 472
381 |  |  |  | Energy | F30 |  | 0 | 0 | 0 | 0 | 0 | 0 | 0 | 0 | 0 | 0 | 0 | 0 | 0 | 0 | 473
382 |  |  |  | Demand | F10 |  | 0 | 0 | 0 | 0 | 0 | 0 | 0 | 0 | 0 | 0 | 0 | 0 | 0 | 0 | 474
383 |  |  |  | Demand | F10 |  | 0 | 0 | 0 | 0 | 0 | 0 | 0 | 0 | 0 | 0 | 0 | 0 | 0 | 0 | 475
384 | [6 empty] | 0 | 0 | 0 | 0 | 0 | 0 | 0 | 0 | 0 | 0 | 0 | 0 | 0 | 0
385
386 |  | 2017 Protocol Adjustment |  | Embedded Cost Differentials
387 |  |  |  | Company Owned Hydro | F10 |  | 0 | 0 | 0 | 0 | 0 | 0 | 0 | 0 | 0 | 0 | 0 | 0 | 0 | 0 | 479
388 |  |  |  | Company Owned Hydro | F10 |  | 0 | 0 | 0 | 0 | 0 | 0 | 0 | 0 | 0 | 0 | 0 | 0 | 0 | 0 | 480
389 |  |  |  | Mid-C Contract | F10 |  | 0 | 0 | 0 | 0 | 0 | 0 | 0 | 0 | 0 | 0 | 0 | 0 | 0 | 0 | 481
390 |  |  |  | Baseline ECD | F10 |  | 0 | 0 | 0 | 0 | 0 | 0 | 0 | 0 | 0 | 0 | 0 | 0 | 0 | 0 | 491
391 |  |  |  | Equalization Adj. | F10 |  | 0 | 0 | 0 | 0 | 0 | 0 | 0 | 0 | 0 | 0 | 0 | 0 | 0 | 0 | 492
392 | [6 empty] | 0 | 0 | 0 | 0 | 0 | 0 | 0 | 0 | 0 | 0 | 0 | 0 | 0 | 0
393
394 |  | Total Other Power Supply |  |  |  |  | 0 | 0 | 0 | 0 | 0 | 0 | 0 | 0 | 0 | 0 | 0 | 0 | 0 | 0
395
396 |  | TOTAL PRODUCTION EXPENSE |  |  |  |  | 0 | 0 | 0 | 0 | 0 | 0 | 0 | 0 | 0 | 0 | 0 | 0 | 0 | 0
397
398 |  | Distribution - METER - Unbundled |  |  |  |  | D: TRANSMISSION EXPENSE
399
400
401 |  | A |  | B | C |  | D | E | F | G | H | I | J | K | L | M | N | O | P
402 |  | FERC ACCT |  | DESCRIPTION | COS Factor |  | Utah Jurisdiction Normalized | Residential Sch 1 | General Large Dist. Sch 6 | General +1 MW Sch 8 | Street & Area Lighting Sch. 7,11,12 | General Trans Sch 9 | General Secondary Sch 22 | Irrigation Sch 10 | Traffic Signals Sch 15 | Outdoor Lighting Sch 15 | General Small Dist. Sch 23 | Industrial Cust 1 | Industrial Cust 2
403 |  | 560 | Operation Supervision & Eng |  | F106 |  | 0 | 0 | 0 | 0 | 0 | 0 | 0 | 0 | 0 | 0 | 0 | 0 | 0 | 0 | 500
404
405 |  | 561 | Load Dispatching |  | F106 |  | 0 | 0 | 0 | 0 | 0 | 0 | 0 | 0 | 0 | 0 | 0 | 0 | 0 | 0 | 504
406
407 |  | 562 | Station Expense |  | F106 |  | 0 | 0 | 0 | 0 | 0 | 0 | 0 | 0 | 0 | 0 | 0 | 0 | 0 | 0 | 508
408
409 |  | 563 | Overhead Line Expense |  | F106 |  | 0 | 0 | 0 | 0 | 0 | 0 | 0 | 0 | 0 | 0 | 0 | 0 | 0 | 0 | 512
410
411 |  | 564 | Underground Line Expense |  | F106 |  | 0 | 0 | 0 | 0 | 0 | 0 | 0 | 0 | 0 | 0 | 0 | 0 | 0 | 0 | 516
412
413 |  | 565 | Transm of Electricity by Others |  | F10 |  | 0 | 0 | 0 | 0 | 0 | 0 | 0 | 0 | 0 | 0 | 0 | 0 | 0 | 0 | 520
414 |  |  | Energy |  | F30 |  | 0 | 0 | 0 | 0 | 0 | 0 | 0 | 0 | 0 | 0 | 0 | 0 | 0 | 0 | 521
415 | [6 empty] | 0 | 0 | 0 | 0 | 0 | 0 | 0 | 0 | 0 | 0 | 0 | 0 | 0 | 0
416
417 |  | 566 | Misc. Transmission Expense |  | F106 |  | 0 | 0 | 0 | 0 | 0 | 0 | 0 | 0 | 0 | 0 | 0 | 0 | 0 | 0 | 525
418
419 |  | 567 | Rents - Transmission |  | F106 |  | 0 | 0 | 0 | 0 | 0 | 0 | 0 | 0 | 0 | 0 | 0 | 0 | 0 | 0 | 529
420
421 |  | 568 | Maint Supervision & Engineering |  | F106 |  | 0 | 0 | 0 | 0 | 0 | 0 | 0 | 0 | 0 | 0 | 0 | 0 | 0 | 0 | 533
422
423 |  | 569 | Maintenance of Structures |  | F106 |  | 0 | 0 | 0 | 0 | 0 | 0 | 0 | 0 | 0 | 0 | 0 | 0 | 0 | 0 | 537
424
425 |  | 570 | Maint of Station Equipment |  | F106 |  | 0 | 0 | 0 | 0 | 0 | 0 | 0 | 0 | 0 | 0 | 0 | 0 | 0 | 0 | 541
426
427 |  | 571 | Maintenance of Overhead Lines |  | F106 |  | 0 | 0 | 0 | 0 | 0 | 0 | 0 | 0 | 0 | 0 | 0 | 0 | 0 | 0 | 545
428
429 |  | 572 | Maint of Underground Lines |  | F106 |  | 0 | 0 | 0 | 0 | 0 | 0 | 0 | 0 | 0 | 0 | 0 | 0 | 0 | 0 | 549
430
431 |  | 573 | Maint of Misc Transmission Plant |  | F106 |  | 0 | 0 | 0 | 0 | 0 | 0 | 0 | 0 | 0 | 0 | 0 | 0 | 0 | 0 | 553
432
433
434 |  | TOTAL TRANSMISSION EXPENSE |  |  |  |  | 0 | 0 | 0 | 0 | 0 | 0 | 0 | 0 | 0 | 0 | 0 | 0 | 0 | 0
435
436
437
438
439
440
441
442
443
444
445
446 |  | Distribution - METER - Unbundled |  |  |  |  | D: DISTRIBUTION EXPENSE
447
448
449 |  | A |  | B | C |  | D | E | F | G | H | I | J | K | L | M | N | O | P
450 |  | FERC ACCT |  | DESCRIPTION | COS Factor |  | Utah Jurisdiction Normalized | Residential Sch 1 | General Large Dist. Sch 6 | General +1 MW Sch 8 | Street & Area Lighting Sch. 7,11,12 | General Trans Sch 9 | General Secondary Sch 22 | Irrigation Sch 10 | Traffic Signals Sch 15 | Outdoor Lighting Sch 15 | General Small Dist. Sch 23 | Industrial Cust 1 | Industrial Cust 2
451 |  | 580 | Operation Supervision & Eng |  | F131 |  | 776806.744 | 430735.5641 | 198991.9678 | 46446.5214 | 20024.6694 | 538.9897 | 113.7343 | 9081.3402 | 417.7174 | 148.0902 | 70206.8989 | 50.6254 | 50.6254 | 0 | 561
452
453 |  | 581 | Load Dispatching |  | F20 |  | 0 | 0 | 0 | 0 | 0 | 0 | 0 | 0 | 0 | 0 | 0 | 0 | 0 | 0 | 566
454
455 |  | 582 | Station Expense |  | F120 |  | 0 | 0 | 0 | 0 | 0 | 0 | 0 | 0 | 0 | 0 | 0 | 0 | 0 | 0 | 571
456
457 |  | 583 | Overhead Line Expenses |  | F132 |  | 0 | 0 | 0 | 0 | 0 | 0 | 0 | 0 | 0 | 0 | 0 | 0 | 0 | 0 | 576
458
459 |  | 584 | Underground Line Expense |  | F133 |  | 0 | 0 | 0 | 0 | 0 | 0 | 0 | 0 | 0 | 0 | 0 | 0 | 0 | 0 | 581
460
461 |  | 585 | Street Lighting & Signal Systems |  | F130 |  | 0 | 0 | 0 | 0 | 0 | 0 | 0 | 0 | 0 | 0 | 0 | 0 | 0 | 0 | 586
462
463 |  | 586 | Meter Expenses |  | F127 |  | 0 | 0 | 0 | 0 | 0 | 0 | 0 | 0 | 0 | 0 | 0 | 0 | 0 | 0 | 591
464
465 |  | 587 | Customer Installation Expenses |  | F20 |  | 0 | 0 | 0 | 0 | 0 | 0 | 0 | 0 | 0 | 0 | 0 | 0 | 0 | 0 | 596
466
467 |  | 588 | Misc. Distribution Expenses |  | F131 |  | 0 | 0 | 0 | 0 | 0 | 0 | 0 | 0 | 0 | 0 | 0 | 0 | 0 | 0 | 601
468
469 |  | 589 | Rents |  | F131 |  | 0 | 0 | 0 | 0 | 0 | 0 | 0 | 0 | 0 | 0 | 0 | 0 | 0 | 0 | 606
470
471 |  | 590 | Maint Supervision & Engineering |  | F131 |  | 448944.5589 | 248937.5759 | 115004.6159 | 26843.1154 | 11572.9767 | 311.5015 | 65.7312 | 5248.4331 | 241.4139 | 85.5866 | 40575.0922 | 29.2582 | 29.2582 | 0 | 611
472
473 |  | 591 | Maintenance of Structures |  | F119 |  | 0 | 0 | 0 | 0 | 0 | 0 | 0 | 0 | 0 | 0 | 0 | 0 | 0 | 0 | 616
474
475 |  | 592 | Maint of Station Equipment |  | F120 |  | 0 | 0 | 0 | 0 | 0 | 0 | 0 | 0 | 0 | 0 | 0 | 0 | 0 | 0 | 621
476
477 |  | 593 | Maintenance of Overhead Lines |  | F134 |  | 0 | 0 | 0 | 0 | 0 | 0 | 0 | 0 | 0 | 0 | 0 | 0 | 0 | 0 | 626
478
479 |  | 594 | Maint of Underground Lines |  | F135 |  | 0 | 0 | 0 | 0 | 0 | 0 | 0 | 0 | 0 | 0 | 0 | 0 | 0 | 0 | 631
480
481 |  | 595 | Maint of Line Transformers |  | F125 |  | 469985.1336 | 284649.3454 | 116158.2959 | 22815.0523 | 1571.6619 | 0 | 953.4756 | 8430.1153 | 64.3789 | 317.3635 | 35025.4448 | 0 | 0 | 0 | 636
482
483 |  | 596 | Maint of Street Lighting & Signals |  | F130 |  | 0 | 0 | 0 | 0 | 0 | 0 | 0 | 0 | 0 | 0 | 0 | 0 | 0 | 0 | 641
484
485 |  | 597 | Maintenance of Meters |  | F127 |  | 0 | 0 | 0 | 0 | 0 | 0 | 0 | 0 | 0 | 0 | 0 | 0 | 0 | 0 | 646
486
487 |  | 598 | Maint of Misc. Distribution Plant |  | F131 |  | 0 | 0 | 0 | 0 | 0 | 0 | 0 | 0 | 0 | 0 | 0 | 0 | 0 | 0 | 651
488
489 |  | TOTAL DISTRIBUTION EXPENSE |  |  |  |  | 1695736.4366 | 964322.4854 | 430154.8796 | 96104.689 | 33169.3081 | 850.4912 | 1132.9411 | 22759.8887 | 723.5101 | 551.0402 | 145807.4359 | 79.8836 | 79.8836 | 0
490
491
492 | [6 empty] | D: CUSTOMER ACCOUNTS EXPENSE
493
494
495 |  | 901 | Supervision |  | F136 |  | 0 | 0 | 0 | 0 | 0 | 0 | 0 | 0 | 0 | 0 | 0 | 0 | 0 | 0 | 658
496
497 |  | 902 | Meter Reading Expense |  | F47 |  | 0 | 0 | 0 | 0 | 0 | 0 | 0 | 0 | 0 | 0 | 0 | 0 | 0 | 0 | 663
498
499 |  | 903 | Customer Receipts & Collections |  | F48 |  | 0 | 0 | 0 | 0 | 0 | 0 | 0 | 0 | 0 | 0 | 0 | 0 | 0 | 0 | 668
500
501 |  | 904 | Uncollectible Accounts |  | F80 |  | 0 | 0 | 0 | 0 | 0 | 0 | 0 | 0 | 0 | 0 | 0 | 0 | 0 | 0 | 674
502
503 |  | 905 | Misc. Customer Accounts Exp |  | F136 |  | 0 | 0 | 0 | 0 | 0 | 0 | 0 | 0 | 0 | 0 | 0 | 0 | 0 | 0 | 679
504
505 |  | TOTAL CUSTOMER ACCOUNTS EXPENSE |  |  |  |  | 0 | 0 | 0 | 0 | 0 | 0 | 0 | 0 | 0 | 0 | 0 | 0 | 0 | 0
506
507 |  | Distribution - METER - Unbundled |  |  |  |  | D: CUSTOMER SERVICE EXPENSE
508
509 |  | A |  | B | C |  | D | E | F | G | H | I | J | K | L | M | N | O | P
510 |  | FERC ACCT |  | DESCRIPTION | COS Factor |  | Utah Jurisdiction Normalized | Residential Sch 1 | General Large Dist. Sch 6 | General +1 MW Sch 8 | Street & Area Lighting Sch. 7,11,12 | General Trans Sch 9 | General Secondary Sch 22 | Irrigation Sch 10 | Traffic Signals Sch 15 | Outdoor Lighting Sch 15 | General Small Dist. Sch 23 | Industrial Cust 1 | Industrial Cust 2
511 |  | 907 | Supervision |  | F40 |  | 0 | 0 | 0 | 0 | 0 | 0 | 0 | 0 | 0 | 0 | 0 | 0 | 0 | 0 | 686
512
513 |  | 908 | Customer Assistance |  | F40 |  | 0 | 0 | 0 | 0 | 0 | 0 | 0 | 0 | 0 | 0 | 0 | 0 | 0 | 0 | 691
514
515 |  | 909 | Informational & Instructional Adv |  | F40 |  | 0 | 0 | 0 | 0 | 0 | 0 | 0 | 0 | 0 | 0 | 0 | 0 | 0 | 0 | 696
516
517 |  | 910 | Misc. Customer Service |  | F40 |  | 0 | 0 | 0 | 0 | 0 | 0 | 0 | 0 | 0 | 0 | 0 | 0 | 0 | 0 | 701
518
519 |  | TOTAL CUSTOMER SERVICE EXPENSE |  |  |  |  | 0 | 0 | 0 | 0 | 0 | 0 | 0 | 0 | 0 | 0 | 0 | 0 | 0 | 0
520
521
522 | [6 empty] | D: SALES EXPENSE
523
524
525 |  | 911 | Supervision |  | F40 |  | 0 | 0 | 0 | 0 | 0 | 0 | 0 | 0 | 0 | 0 | 0 | 0 | 0 | 0 | 708
526
527 |  | 912 | Demonstration & Selling Expense |  | F40 |  | 0 | 0 | 0 | 0 | 0 | 0 | 0 | 0 | 0 | 0 | 0 | 0 | 0 | 0 | 713
528
529 |  | 913 | Advertising Expense |  | F40 |  | 0 | 0 | 0 | 0 | 0 | 0 | 0 | 0 | 0 | 0 | 0 | 0 | 0 | 0 | 718
530
531 |  | 916 | Misc. Sales Expense |  | F40 |  | 0 | 0 | 0 | 0 | 0 | 0 | 0 | 0 | 0 | 0 | 0 | 0 | 0 | 0 | 723
532
533 |  | TOTAL SALES EXPENSE |  |  |  |  | 0 | 0 | 0 | 0 | 0 | 0 | 0 | 0 | 0 | 0 | 0 | 0 | 0 | 0
534
535
536 | [6 empty] | D: ADMINISTRATION & GENERAL EXPENSE
537
538
539 |  | 920 | Administrative & General Salaries |  | F102D |  | -0.00049794 | -0.00029204 | -0.0001205 | -2.7147e-05 | -6.2847e-06 | -4.3112e-07 | -2.3482e-07 | -6.0831e-06 | -2.6576e-07 | -1.4293e-07 | -4.4734e-05 | -4.0494e-08 | -4.0494e-08 | 0 | 729
540 |  |  |  | Customer - System | F42 |  | 0 | 0 | 0 | 0 | 0 | 0 | 0 | 0 | 0 | 0 | 0 | 0 | 0 | 0 | 730
541 |  |  |  | System Overheads | F102D |  | 1524064.9949 | 893848.0914 | 368816.241 | 83089.8602 | 19235.9528 | 1319.5509 | 718.7355 | 18618.6408 | 813.4118 | 437.4719 | 136919.1572 | 123.9407 | 123.9407 | 0 | 731
542 |  |  |  | Administrative & General Salaries |  |  | 1524064.9944 | 893848.0911 | 368816.2409 | 83089.8601 | 19235.9528 | 1319.5509 | 718.7355 | 18618.6408 | 813.4118 | 437.4719 | 136919.1572 | 123.9407 | 123.9407 | 0
543
544 |  | 921 | Office Supplies & expenses |  | F102D |  | 6649.989 | 3900.1486 | 1609.2647 | 362.548 | 83.9327 | 5.7576 | 3.1361 | 81.2392 | 3.5492 | 1.9088 | 597.4226 | 0.54079 | 0.54079 | 0 | 735
545 |  |  |  | Customer - System | F42 |  | 0 | 0 | 0 | 0 | 0 | 0 | 0 | 0 | 0 | 0 | 0 | 0 | 0 | 0 | 736
546 |  |  |  | System Overheads | F102D |  | 191046.572 | 112046.8053 | 46232.3318 | 10415.5879 | 2411.2901 | 165.41 | 90.0959 | 2333.908 | 101.9638 | 54.8385 | 17163.2678 | 15.5364 | 15.5364 | 0 | 737
547 |  |  |  | Office Supplies & expenses |  |  | 197696.561 | 115946.9539 | 47841.5965 | 10778.1359 | 2495.2228 | 171.1677 | 93.2319 | 2415.1472 | 105.513 | 56.7474 | 17760.6904 | 16.0772 | 16.0772 | 0
548
549 |  | 922 | A&G Expenses Transferred |  | F102D |  | -668529.7553 | -392085.6708 | -161780.9163 | -36447.2933 | -8437.8336 | -578.8198 | -315.2727 | -8167.0502 | -356.8024 | -191.8967 | -60059.4666 | -54.3665 | -54.3665 | 0 | 741
550
551 |  | 923 | Outside Services |  | F102D |  | 131628.0253 | 77198.4526 | 31853.3354 | 7176.1731 | 1661.3402 | 113.9649 | 62.0746 | 1608.0252 | 70.2515 | 37.7829 | 11825.2163 | 10.7043 | 10.7043 | 0 | 744
552 |  |  |  | Customer - System | F42 |  | 0 | 0 | 0 | 0 | 0 | 0 | 0 | 0 | 0 | 0 | 0 | 0 | 0 | 0 | 745
553 |  |  |  | System Overheads | F102D |  | 444691.5836 | 260806.9371 | 107613.1784 | 24243.9539 | 5612.665 | 385.0185 | 209.7126 | 5432.5458 | 237.3372 | 127.6455 | 39950.2627 | 36.1634 | 36.1634 | 0 | 746
554 |  |  |  | Outside Services |  |  | 576319.6089 | 338005.3897 | 139466.5139 | 31420.127 | 7274.0053 | 498.9833 | 271.7872 | 7040.571 | 307.5887 | 165.4284 | 51775.479 | 46.8677 | 46.8677 | 0
555
556 |  | 924 | Property Insurance |  | F102D |  | 0 | 0 | 0 | 0 | 0 | 0 | 0 | 0 | 0 | 0 | 0 | 0 | 0 | 0 | 750
557 |  |  |  | System Generation | F10 |  | 0 | 0 | 0 | 0 | 0 | 0 | 0 | 0 | 0 | 0 | 0 | 0 | 0 | 0 | 751
558 |  |  |  | System Overheads | F102D |  | 119783.7837 | 70251.9294 | 28987.0871 | 6530.4419 | 1511.8484 | 103.71 | 56.489 | 1463.3308 | 63.93 | 34.3831 | 10761.1518 | 9.7411 | 9.7411 |  | 752
559
560 |  | 925 | Injuries & Damages |  | F102D |  | 209450.1358 | 122840.3019 | 50685.9038 | 11418.9241 | 2643.5703 | 181.344 | 98.7748 | 2558.734 | 111.7861 | 60.1212 | 18816.6096 | 17.033 | 17.033 | 0 | 756
561
562 |  | 926 | Employee Pensions & Benefits |  | F138D |  | 114180.0123 | 63312.2618 | 29249.1092 | 6827.0061 | 2943.3537 | 79.2241 | 16.7174 | 1334.8333 | 61.3988 | 21.7672 | 10319.458 | 7.4412 | 7.4412 | 0 | 763
563
564 |  | 927 | Franchise Requirements |  | F102 |  | 0 | 0 | 0 | 0 | 0 | 0 | 0 | 0 | 0 | 0 | 0 | 0 | 0 | 0 | 768
565
566 |  | 928 | Regulatory Commission Expense |  | F102 |  | 0 | 0 | 0 | 0 | 0 | 0 | 0 | 0 | 0 | 0 | 0 | 0 | 0 | 0 | 775
567 |  |  |  | Regulatory Expense | F103 |  | 0 | 0 | 0 | 0 | 0 | 0 | 0 | 0 | 0 | 0 | 0 | 0 | 0 | 0 | 777
568
569 |  | 929 | Duplicate Charges |  | F102D |  | -118418.7016 | -69451.3231 | -28656.744 | -6456.0195 | -1494.619 | -102.5281 | -55.8452 | -1446.6544 | -63.2015 | -33.9912 | -10638.5153 | -9.6301 | -9.6301 | 0 | 782
570
571 |  | 930 | Misc General Expenses
572 |  |  |  | Situs | F102D |  | 310.9639 | 182.3771 | 75.2517 | 16.9533 | 3.9248 | 0.26924 | 0.14665 | 3.7989 | 0.16597 | 0.08926 | 27.9364 | 0.025288 | 0.025288 | 0 | 785
573 |  |  |  | Customer | F42 |  | 0 | 0 | 0 | 0 | 0 | 0 | 0 | 0 | 0 | 0 | 0 | 0 | 0 | 0 | 786
574 |  |  |  | Labor | F138D |  | 2538.647 | 1407.6674 | 650.3167 | 151.7898 | 65.4417 | 1.7614 | 0.37169 | 29.6783 | 1.3651 | 0.48397 | 229.44 | 0.16545 | 0.16545 | 0 | 787
575
576 |  | 931 | Rents |  | F102D |  | 54866.3036 | 32178.51 | 13277.3759 | 2991.233 | 692.4938 | 47.5038 | 25.8745 | 670.2706 | 29.2828 | 15.749 | 4929.0864 | 4.4619 | 4.4619 | 0 | 793
577
578 |  | 935 | Maintenance of General Plant |  | F108 |  | 723824.1407 | 308528.3065 | 190288.2257 | 51549.9133 | 4202.8102 | 85485.4379 | 537.91 | 7389.3641 | 299.9585 | 294.2162 | 53614.7946 | 10744.444 | 10888.7597 | 0 | 799
579
580 |  | TOTAL ADMINISTRATIVE & GEN EXPENSE |  |  |  |  | 2736086.6943 | 1484964.795 | 678899.9612 | 161871.0717 | 31136.1712 | 87207.6045 | 1448.9208 | 31910.6644 | 1374.3969 | 860.5696 | 234455.8215 | 10906.201 | 11050.5167 | 0
581
582
583 |  | TOTAL O & M EXPENSE |  |  |  |  | 4431823.1309 | 2449287.2804 | 1109054.8407 | 257975.7607 | 64305.4793 | 88058.0957 | 2581.8619 | 54670.5531 | 2097.907 | 1411.6099 | 380263.2574 | 10986.0846 | 11130.4003 | 0
584
585 |  | Distribution - METER - Unbundled |  |  |  |  | D: DEPRECIATION EXPENSE
586
587 |  | A |  | B | C |  | D | E | F | G | H | I | J | K | L | M | N | O | P
588 |  | FERC ACCT |  | DESCRIPTION | COS Factor |  | Utah Jurisdiction Normalized | Residential Sch 1 | General Large Dist. Sch 6 | General +1 MW Sch 8 | Street & Area Lighting Sch. 7,11,12 | General Trans Sch 9 | General Secondary Sch 22 | Irrigation Sch 10 | Traffic Signals Sch 15 | Outdoor Lighting Sch 15 | General Small Dist. Sch 23 | Industrial Cust 1 | Industrial Cust 2
589 |  | 403SP | Steam Depreciation |  | F10 |  | 0 | 0 | 0 | 0 | 0 | 0 | 0 | 0 | 0 | 0 | 0 | 0 | 0 | 0 | 811
590
591 |  | 403NP | Nuclear Depreciation |  | F10 |  | 0 | 0 | 0 | 0 | 0 | 0 | 0 | 0 | 0 | 0 | 0 | 0 | 0 | 0 | 815
592
593 |  | 403HP | Hydro Depreciation |  | F10 |  | 0 | 0 | 0 | 0 | 0 | 0 | 0 | 0 | 0 | 0 | 0 | 0 | 0 | 0 | 822
594
595 |  | 403OP | Other Production Depreciation |  | F10 |  | 0 | 0 | 0 | 0 | 0 | 0 | 0 | 0 | 0 | 0 | 0 | 0 | 0 | 0 | 825
596 |  |  |  | Simple Cycle Combustion Turbine | F10 |  | 0 | 0 | 0 | 0 | 0 | 0 | 0 | 0 | 0 | 0 | 0 | 0 | 0 | 0 | 826
597 |  |  |  | System Generation | F10 |  | 0 | 0 | 0 | 0 | 0 | 0 | 0 | 0 | 0 | 0 | 0 | 0 | 0 | 0 | 827
598 |  |  |  | Wind Generation | F10 |  | 0 | 0 | 0 | 0 | 0 | 0 | 0 | 0 | 0 | 0 | 0 | 0 | 0 | 0 | 828
599 |  |  |  | Total 403OP |  |  | 0 | 0 | 0 | 0 | 0 | 0 | 0 | 0 | 0 | 0 | 0 | 0 | 0 | 0
600
601 |  | 403TP | Transmission Depreciation |  | F106 |  | 0 | 0 | 0 | 0 | 0 | 0 | 0 | 0 | 0 | 0 | 0 | 0 | 0 | 0 | 835
602
603 |  | 403 | Distribution Depreciation
604 |  |  |  | Land Rights | F118 |  | 0 | 0 | 0 | 0 | 0 | 0 | 0 | 0 | 0 | 0 | 0 | 0 | 0 | 0 | 838
605 |  |  |  | Structures | F119 |  | 0 | 0 | 0 | 0 | 0 | 0 | 0 | 0 | 0 | 0 | 0 | 0 | 0 | 0 | 839
606 |  |  |  | Station Equip | F120 |  | 0 | 0 | 0 | 0 | 0 | 0 | 0 | 0 | 0 | 0 | 0 | 0 | 0 | 0 | 840
607 |  |  |  | Poles & Towers | F121 |  | 0 | 0 | 0 | 0 | 0 | 0 | 0 | 0 | 0 | 0 | 0 | 0 | 0 | 0 | 842
608 |  |  |  | OH Conductors | F122 |  | 0 | 0 | 0 | 0 | 0 | 0 | 0 | 0 | 0 | 0 | 0 | 0 | 0 | 0 | 843
609 |  |  |  | UG Conduit | F123 |  | 0 | 0 | 0 | 0 | 0 | 0 | 0 | 0 | 0 | 0 | 0 | 0 | 0 | 0 | 844
610 |  |  |  | UG Conductor | F124 |  | 0 | 0 | 0 | 0 | 0 | 0 | 0 | 0 | 0 | 0 | 0 | 0 | 0 | 0 | 845
611 |  |  |  | Line Transformer | F125 |  | 12080288.08 | 7316499.7105 | 2985680.9867 | 586427.9205 | 40397.2965 | 0 | 24507.7117 | 216683.9217 | 1654.766 | 8157.3687 | 900278.3977 | 0 | 0 | 0 | 846
612 |  |  |  | Services | F126 |  | 0 | 0 | 0 | 0 | 0 | 0 | 0 | 0 | 0 | 0 | 0 | 0 | 0 | 0 | 847
613 |  |  |  | Meters | F127 |  | 0 | 0 | 0 | 0 | 0 | 0 | 0 | 0 | 0 | 0 | 0 | 0 | 0 | 0 | 848
614 |  |  |  | Inst Cust Premises | F128 |  | 0 | 0 | 0 | 0 | 0 | 0 | 0 | 0 | 0 | 0 | 0 | 0 | 0 | 0 | 849
615 |  |  |  | Leased Property | F129 |  | 0 | 0 | 0 | 0 | 0 | 0 | 0 | 0 | 0 | 0 | 0 | 0 | 0 | 0 | 850
616 |  |  |  | Street Lighting | F130 |  | 0 | 0 | 0 | 0 | 0 | 0 | 0 | 0 | 0 | 0 | 0 | 0 | 0 | 0 | 851
617 |  |  | Total Distribution Expense |  |  |  | 12080288.08 | 7316499.7105 | 2985680.9867 | 586427.9205 | 40397.2965 | 0 | 24507.7117 | 216683.9217 | 1654.766 | 8157.3687 | 900278.3977 | 0 | 0 | 0
618
619 |  | 403GP | General Depreciation
620 |  |  |  | Situs | F107D |  | 632551.2496 | 370984.6556 | 153074.2947 | 34485.7962 | 7983.7317 | 547.6693 | 298.3056 | 7727.5212 | 337.6002 | 181.5693 | 56827.2248 | 51.4406 | 51.4406 | 0 | 855
621 |  |  |  | System Generation | F105D |  | 0 | 0 | 0 | 0 | 0 | 0 | 0 | 0 | 0 | 0 | 0 | 0 | 0 | 0 | 856
622 |  |  |  | System Generation | F105D |  | 0 | 0 | 0 | 0 | 0 | 0 | 0 | 0 | 0 | 0 | 0 | 0 | 0 | 0 | 857
623 |  |  |  | Energy | F30 |  | 0 | 0 | 0 | 0 | 0 | 0 | 0 | 0 | 0 | 0 | 0 | 0 | 0 | 0 | 858
624 |  |  |  | Customer - System | F42 |  | 0 | 0 | 0 | 0 | 0 | 0 | 0 | 0 | 0 | 0 | 0 | 0 | 0 | 0 | 859
625 |  |  |  | System Generation | F105D |  | 0 | 0 | 0 | 0 | 0 | 0 | 0 | 0 | 0 | 0 | 0 | 0 | 0 | 0 | 860
626 |  |  |  | System Overheads | F102D |  | 286920.3846 | 168275.7881 | 69433.3234 | 15642.4921 | 3621.3593 | 248.4186 | 135.3091 | 3505.1442 | 153.1329 | 82.3584 | 25776.3923 | 23.3331 | 23.3331 | 0 | 861
627 |  |  |  | Simple Cycle Combustion Turbine | F10 |  | 0 | 0 | 0 | 0 | 0 | 0 | 0 | 0 | 0 | 0 | 0 | 0 | 0 | 0 | 862
628 |  |  |  | Cholla | F10 |  | 0 | 0 | 0 | 0 | 0 | 0 | 0 | 0 | 0 | 0 | 0 | 0 | 0 | 0 | 863
629 |  |  | Total General Expense |  |  |  | 919471.6343 | 539260.4437 | 222507.6181 | 50128.2883 | 11605.091 | 796.0878 | 433.6147 | 11232.6654 | 490.733 | 263.9277 | 82603.6171 | 74.7737 | 74.7737 | 0
630
631 |  | 403GV0 | General Vehicles |  | F105D |  | 0 | 0 | 0 | 0 | 0 | 0 | 0 | 0 | 0 | 0 | 0 | 0 | 0 | 0 | 868
632
633 |  | 403MP | Mining Depreciation |  | F30 |  | 0 | 0 | 0 | 0 | 0 | 0 | 0 | 0 | 0 | 0 | 0 | 0 | 0 | 0 | 872
634
635 |  | 403EP | Experimental Plant Depreciation |  | F10 |  | 0 | 0 | 0 | 0 | 0 | 0 | 0 | 0 | 0 | 0 | 0 | 0 | 0 | 0 | 877
636
637
638 |  | TOTAL DEPRECIATION EXPENSE |  |  |  |  | 12999759.7143 | 7855760.1543 | 3208188.6048 | 636556.2088 | 52002.3875 | 796.0878 | 24941.3263 | 227916.5871 | 2145.499 | 8421.2964 | 982882.0148 | 74.7737 | 74.7737 | 0
639
640 | [6 empty] | D: AMORTIZATION EXPENSE
641
642
643 |  | 404CLG | Amort of LT Plant - Cap. Lease Gen
644 |  |  | Situs |  | F10 |  | -76.3237 | -26.0438 | -21.4759 | -6.1571 | -0.13896 | -13.3789 | -0.065526 | -0.69985 | -0.021604 | -0.030214 | -5.0721 | -1.6882 | -1.5515 | 0 | 882
645 |  |  | System Generation |  | F10 |  | 0 | 0 | 0 | 0 | 0 | 0 | 0 | 0 | 0 | 0 | 0 | 0 | 0 | 0 | 883
646 |  |  | System Overheads |  | F102D |  | 9906.0525 | 5809.7956 | 2397.216 | 540.0639 | 125.029 | 8.5768 | 4.6716 | 121.0166 | 5.287 | 2.8435 | 889.9413 | 0.80558 | 0.80558 | 0 | 884
647 |  |  | System Generation |  | F10 |  | 0 | 0 | 0 | 0 | 0 | 0 | 0 | 0 | 0 | 0 | 0 | 0 | 0 | 0 | 885
648 |  |  | Customer - System |  | F42 |  | 0 | 0 | 0 | 0 | 0 | 0 | 0 | 0 | 0 | 0 | 0 | 0 | 0 | 0 | 886
649 |  |  | System Generation |  | F10 |  | 0 | 0 | 0 | 0 | 0 | 0 | 0 | 0 | 0 | 0 | 0 | 0 | 0 | 0 | 887
650 |  |  | Total Amort. Cap. Lease General |  |  |  | 9829.7288 | 5783.7518 | 2375.7401 | 533.9068 | 124.8901 | -4.8021 | 4.6061 | 120.3168 | 5.2654 | 2.8132 | 884.8691 | -0.88257 | -0.74591 | 0
651
652 |  | 404CLS | Amort of LT Plant - Cap Lease Steam |  | F10 |  | 0 | 0 | 0 | 0 | 0 | 0 | 0 | 0 | 0 | 0 | 0 | 0 | 0 | 0 | 892
653
654 |  | 404IP | Amort of LT Plant - Intangible Plant
655 |  |  |  | Situs | F107D |  | -470530.1327 | -275960.9744 | -113865.9804 | -25652.6349 | -5938.7857 | -407.3897 | -221.8978 | -5748.2007 | -251.1276 | -135.0623 | -42271.5497 | -38.2647 | -38.2647 | 0 | 895
656 |  |  |  | Energy | F30 |  | 0 | 0 | 0 | 0 | 0 | 0 | 0 | 0 | 0 | 0 | 0 | 0 | 0 | 0 | 896
657 |  |  |  | System Generation | F105D |  | 0 | 0 | 0 | 0 | 0 | 0 | 0 | 0 | 0 | 0 | 0 | 0 | 0 | 0 | 897
658 |  |  |  | System Overheads | F102D |  | 247441.6808 | 145121.9435 | 59879.6711 | 13490.1692 | 3123.0797 | 214.2375 | 116.6913 | 3022.8552 | 132.0626 | 71.0264 | 22229.6992 | 20.1226 | 20.1226 | 0 | 898
659 |  |  |  | Customer - System | F42 |  | 0 | 0 | 0 | 0 | 0 | 0 | 0 | 0 | 0 | 0 | 0 | 0 | 0 | 0 | 899
660 |  |  |  | System Generation | F105D |  | 0 | 0 | 0 | 0 | 0 | 0 | 0 | 0 | 0 | 0 | 0 | 0 | 0 | 0 | 900
661 |  |  |  | System Generation | F105D |  | 0 | 0 | 0 | 0 | 0 | 0 | 0 | 0 | 0 | 0 | 0 | 0 | 0 | 0 | 901
662 |  |  |  | System Generation | F105D |  | 0 | 0 | 0 | 0 | 0 | 0 | 0 | 0 | 0 | 0 | 0 | 0 | 0 | 0 | 902
663 |  |  |  | System Generation | F105D |  | 0 | 0 | 0 | 0 | 0 | 0 | 0 | 0 | 0 | 0 | 0 | 0 | 0 | 0 | 903
664 |  |  |  | System Generation | F105D |  | 0 | 0 | 0 | 0 | 0 | 0 | 0 | 0 | 0 | 0 | 0 | 0 | 0 | 0 | 904
665 |  |  |  | System Generation | F10 |  | 0 | 0 | 0 | 0 | 0 | 0 | 0 | 0 | 0 | 0 | 0 | 0 | 0 | 0 | 905
666 |  |  | Total Amort. Intangible Plant |  |  |  | -223088.4519 | -130839.0309 | -53986.3093 | -12162.4657 | -2815.706 | -193.1522 | -105.2065 | -2725.3456 | -119.065 | -64.0359 | -20041.8505 | -18.1421 | -18.1421 | 0
667
668 |  | Distribution - METER - Unbundled |  |  |  |  | D: AMORTIZATION EXPENSE (continued)
669
670
671 |  | A |  | B | C |  | D | E | F | G | H | I | J | K | L | M | N | O | P
672 |  | FERC ACCT |  | DESCRIPTION | COS Factor |  | Utah Jurisdiction Normalized | Residential Sch 1 | General Large Dist. Sch 6 | General +1 MW Sch 8 | Street & Area Lighting Sch. 7,11,12 | General Trans Sch 9 | General Secondary Sch 22 | Irrigation Sch 10 | Traffic Signals Sch 15 | Outdoor Lighting Sch 15 | General Small Dist. Sch 23 | Industrial Cust 1 | Industrial Cust 2
673 |  | 404O | Amort of LT Plant - Other Plant |  | F10 |  | 0 | 0 | 0 | 0 | 0 | 0 | 0 | 0 | 0 | 0 | 0 | 0 | 0 | 0 | 910
674
675 |  | 404HP | Amort of Other Electric Plant |  | F10 |  | 0 | 0 | 0 | 0 | 0 | 0 | 0 | 0 | 0 | 0 | 0 | 0 | 0 | 0 | 915
676
677 |  | 405 | Amort of Other Electric Plant |  | F10 |  | 0 | 0 | 0 | 0 | 0 | 0 | 0 | 0 | 0 | 0 | 0 | 0 | 0 | 0 | 923
678
679 |  | 406 | Amort of Plant Acquisition Adj |  | F10 |  | 0 | 0 | 0 | 0 | 0 | 0 | 0 | 0 | 0 | 0 | 0 | 0 | 0 | 0 | 931
680
681 |  | 407 | Amort of Prop Losses, Unrec Plant, |  | F151 |  | 0 | 0 | 0 | 0 | 0 | 0 | 0 | 0 | 0 | 0 | 0 | 0 | 0 | 0 | 940
682
683
684 |  | TOTAL AMORTIZATION EXPENSE |  |  |  |  | -213258.7231 | -125055.2791 | -51610.5692 | -11628.559 | -2690.8159 | -197.9544 | -100.6005 | -2605.0288 | -113.7996 | -61.2227 | -19156.9814 | -19.0247 | -18.888 | 0
685
686
687 | [6 empty] | D: TAX OTHER THAN INCOME
688
689
690 |  | 408 | Total Taxes Other Than Income |  | F101D |  | 3455894.359 | 2030886.3709 | 852107.4163 | 190080.1456 | 31057.7903 | -3294.4759 | 1780.6118 | 43156.2053 | 1706.3244 | 890.2105 | 307603.5887 | -50.2117 | -29.617 | 0 | 953
691
692
693 | [6 empty] | D: DEFERRED ITC
694
695
696 |  | 41140 | Deferred I T C - Federal |  | F101D |  | -153888.9537 | -90434.1818 | -37943.8447 | -8464.1577 | -1382.9852 | 146.7011 | -79.2896 | -1921.7206 | -75.9816 | -39.6406 | -13697.4078 | 2.2359 | 1.3188 | 0 | 958
697
698 |  | 41141 | Deferred I T C - Idaho |  | F101D |  | 0 | 0 | 0 | 0 | 0 | 0 | 0 | 0 | 0 | 0 | 0 | 0 | 0 | 0 | 961
699
700 |  | TOTAL DEFERRED ITC |  |  |  |  | -153888.9537 | -90434.1818 | -37943.8447 | -8464.1577 | -1382.9852 | 146.7011 | -79.2896 | -1921.7206 | -75.9816 | -39.6406 | -13697.4078 | 2.2359 | 1.3188 | 0
701
702 |  | 427 | Interest on Long-Term Debt |  |  |  | 8333655.6934 | 5086215.7952 | 2071017.2217 | 392288.1613 | 22202.9047 | -13351.0135 | 19406.322 | 158530.3357 | 335.4408 | 5956.5953 | 592389.8754 | -690.3251 | -645.6199 | 0
703
704 |  | 428-432 |  | Electric Interest Deductions for Tax | F104D |  | 171644.2458 | 100687.5658 | 42095.7024 | 9462.4194 | 1525.3795 | 117.6692 | 88.5204 | 2141.6995 | 88.8094 | 51.0319 | 15363.3438 | 11.0523 | 11.0523 | 0 | 990
705
706 | [6 empty] | D: DEFERRED INCOME TAXES
707
708
709 |  | 41010 | Deferred Income Tax - Federal-DR |  | F101D |  | 10061479.6054 | 5912715.9799 | 2480822.7625 | 553398.7181 | 90421.5497 | -9591.5264 | 5184.0674 | 125644.8358 | 4967.7873 | 2591.7559 | 895556.0884 | -146.1863 | -86.2268 | 0 | 1016
710
711 |  | 41020 | Deferred Income Tax - State-DR |  | F101D |  | 0 | 0 | 0 | 0 | 0 | 0 | 0 | 0 | 0 | 0 | 0 | 0 | 0 | 0 | 1031
712
713 |  | 41120 | Deferred Income Tax - Federal-CR |  | F101D |  | -8324273.8808 | -4891831.93 | -2052486.2082 | -457849.4093 | -74809.4489 | 7935.4623 | -4288.9911 | -103951.1151 | -4110.0537 | -2144.2657 | -740930.2058 | 120.9459 | 71.3389 | 0 | 1050
714
715 |  | 41111 | Deferred Income Tax - State-CR |  | F101D |  | 0 | 0 | 0 | 0 | 0 | 0 | 0 | 0 | 0 | 0 | 0 | 0 | 0 | 0 | 1065
716
717 |  | TOTAL DEFERRED INCOME TAXES |  |  |  |  | 1737205.7245 | 1020884.0499 | 428336.5542 | 95549.3087 | 15612.1008 | -1656.064 | 895.0763 | 21693.7207 | 857.7335 | 447.4902 | 154625.8825 | -25.2404 | -14.8878 | 0
718
719 |  | SCHMAF | Additions - Flow Through
720 |  |  |  | S | F101D |  | 0 | 0 | 0 | 0 | 0 | 0 | 0 | 0 | 0 | 0 | 0 | 0 | 0 | 0 | 1070
721 |  |  |  | SNP | F104D |  | 0 | 0 | 0 | 0 | 0 | 0 | 0 | 0 | 0 | 0 | 0 | 0 | 0 | 0 | 1071
722 |  |  |  | SO | F102D |  | 0 | 0 | 0 | 0 | 0 | 0 | 0 | 0 | 0 | 0 | 0 | 0 | 0 | 0 | 1072
723 |  |  |  | SE | F30 |  | 0 | 0 | 0 | 0 | 0 | 0 | 0 | 0 | 0 | 0 | 0 | 0 | 0 | 0 | 1073
724 |  |  |  | TROJP | F10 |  | 0 | 0 | 0 | 0 | 0 | 0 | 0 | 0 | 0 | 0 | 0 | 0 | 0 | 0 | 1074
725 |  |  |  | SG | F10 |  | 0 | 0 | 0 | 0 | 0 | 0 | 0 | 0 | 0 | 0 | 0 | 0 | 0 | 0 | 1075
726
727
728 |  | SCHMAP | Additions - Permanent
729 |  |  |  | S | F101D |  | 0 | 0 | 0 | 0 | 0 | 0 | 0 | 0 | 0 | 0 | 0 | 0 | 0 | 0 | 1079
730 |  |  |  | SE | F30 |  | 0 | 0 | 0 | 0 | 0 | 0 | 0 | 0 | 0 | 0 | 0 | 0 | 0 | 0 | 1080
731 |  |  |  | SNP | F104D |  | 0 | 0 | 0 | 0 | 0 | 0 | 0 | 0 | 0 | 0 | 0 | 0 | 0 | 0 | 1081
732 |  |  |  | SO | F102D |  | 0 | 0 | 0 | 0 | 0 | 0 | 0 | 0 | 0 | 0 | 0 | 0 | 0 | 0 | 1082
733 |  |  |  | SG | F10 |  | 0 | 0 | 0 | 0 | 0 | 0 | 0 | 0 | 0 | 0 | 0 | 0 | 0 | 0 | 1083
734 |  |  |  | BADDEBT | F80 |  | 1264.0866 | 981.5995 | 138.288 | 37.9547 | 0 | 69.0752 | 0.43407 | 1.4252 | 0 | 0 | 35.31 | 0 | 0 | 0 | 1084
735
736
737 |  | SCHMAT | Additions - Temporary
738 |  |  |  | S | F101D |  | 2028877.5497 | 1192287.5342 | 500253.0249 | 111591.7618 | 18233.3274 | -1934.1124 | 1045.357 | 25336.0337 | 1001.7445 | 522.6225 | 180587.1217 | -29.4782 | -17.3875 | 0 | 1088
739 |  |  |  | SGCT | F10 |  | 0 | 0 | 0 | 0 | 0 | 0 | 0 | 0 | 0 | 0 | 0 | 0 | 0 | 0 | 1089
740 |  |  |  | CIAC | F104D |  | 5545043.752 | 3252756.6255 | 1359920.3999 | 305687.6687 | 49278.0625 | 3801.3574 | 2859.6924 | 69188.5562 | 2869.0276 | 1648.6076 | 496319.6582 | 357.048 | 357.048 | 0 | 1090
741 |  |  |  | SNP | F104D |  | 15404.1818 | 9036.1874 | 3777.8712 | 849.2031 | 136.8949 | 10.5602 | 7.9443 | 192.2064 | 7.9702 | 4.5798 | 1378.7805 | 0.99188 | 0.99188 | 0 | 1091
742 |  |  |  | TROJD | F10 |  | 0 | 0 | 0 | 0 | 0 | 0 | 0 | 0 | 0 | 0 | 0 | 0 | 0 | 0 | 1092
743 |  |  |  | SG | F10 |  | 0 | 0 | 0 | 0 | 0 | 0 | 0 | 0 | 0 | 0 | 0 | 0 | 0 | 0 | 1093
744 |  |  |  | SE | F30 |  | 0 | 0 | 0 | 0 | 0 | 0 | 0 | 0 | 0 | 0 | 0 | 0 | 0 | 0 | 1094
745 |  |  |  | SG | F10 |  | 0 | 0 | 0 | 0 | 0 | 0 | 0 | 0 | 0 | 0 | 0 | 0 | 0 | 0 | 1095
746 |  |  |  | GPS | F102D |  | -6043.7061 | -3544.5701 | -1462.5472 | -329.4943 | -76.2805 | -5.2327 | -2.8502 | -73.8325 | -3.2256 | -1.7348 | -542.9553 | -0.49149 | -0.49149 | 0 | 1096
747 |  |  |  | SO | F102D |  | 58720.4974 | 34438.9542 | 14210.0719 | 3201.3582 | 741.1395 | 50.8408 | 27.6921 | 717.3551 | 31.3398 | 16.8553 | 5275.34 | 4.7753 | 4.7753 | 0 | 1097
748 |  |  |  | SNPD | F104D |  | 1838.6724 | 1078.5765 | 450.9339 | 101.3625 | 16.34 | 1.2605 | 0.94824 | 22.9421 | 0.95134 | 0.54666 | 164.5739 | 0.11839 | 0.11839 | 0 | 1098
749 |  |  |  | BADDEBT | F80 |  | 0 | 0 | 0 | 0 | 0 | 0 | 0 | 0 | 0 | 0 | 0 | 0 | 0 | 0 | 1099
750 |  |  |  | TAXDEPR | F151D |  | 0 | 0 | 0 | 0 | 0 | 0 | 0 | 0 | 0 | 0 | 0 | 0 | 0 | 0 | 1100
751 |  |  |  | SCHMDEXP | F151D |  | 13803721.2746 | 8495958.7673 | 2830421.5923 | 616137.7371 | 410413.0154 | 24734.6442 | 7526.562 | 151166.4623 | 8967.3581 | 4559.4371 | 1249189.2244 | 2323.2372 | 2323.2372 | 0 | 1101
752
753
754 |  | TOTAL SCHEDULE - M ADDITIONS |  |  |  |  | 21448826.3083 | 12982993.6745 | 4707709.6348 | 1037277.5518 | 478742.4992 | 26728.3932 | 11465.7799 | 246551.1485 | 12875.1659 | 6750.9142 | 1932407.0534 | 2656.201 | 2668.2918 | 0
755
756 |  | SCHMDF | Deductions - Flow Through
757 |  |  |  | S | F101D |  | 0 | 0 | 0 | 0 | 0 | 0 | 0 | 0 | 0 | 0 | 0 | 0 | 0 | 0 | 1107
758 |  |  |  | DGP | F10 |  | 0 | 0 | 0 | 0 | 0 | 0 | 0 | 0 | 0 | 0 | 0 | 0 | 0 | 0 | 1108
759 |  |  |  | DGU | F10 |  | 0 | 0 | 0 | 0 | 0 | 0 | 0 | 0 | 0 | 0 | 0 | 0 | 0 | 0 | 1109
760
761 |  | SCHMDP | Deductions - Permanent
762 |  |  |  | S | F101D |  | 0 | 0 | 0 | 0 | 0 | 0 | 0 | 0 | 0 | 0 | 0 | 0 | 0 | 0 | 1112
763 |  |  |  | SE | F30 |  | 0 | 0 | 0 | 0 | 0 | 0 | 0 | 0 | 0 | 0 | 0 | 0 | 0 | 0 | 1113
764 |  |  |  | SNP | F104D |  | 61.1912 | 35.8951 | 15.0071 | 3.3734 | 0.5438 | 0.041949 | 0.031558 | 0.76352 | 0.031661 | 0.018193 | 5.477 | 0.0039401 | 0.0039401 | 0 | 1114
765 |  |  |  | IBT | F150D |  | -8.4158 | -4.0221 | -2.8719 | -0.55169 | 0.0099637 | 0.030644 | -0.0058468 | -0.088515 | -0.0060994 | -0.0081039 | -0.90602 | 0.0019441 | 0.0019173 | 0 | 1115
766 |  |  |  | SG | F10 |  | 0 | 0 | 0 | 0 | 0 | 0 | 0 | 0 | 0 | 0 | 0 | 0 | 0 | 0 | 1116
767 |  |  |  | SO | F102D |  | 0 | 0 | 0 | 0 | 0 | 0 | 0 | 0 | 0 | 0 | 0 | 0 | 0 | 0 | 1117
768
769
770 |  | SCHMDT | Deductions - Temporary
771 |  |  |  | S | F101D |  | 77548.0759 | 45571.8011 | 19120.7496 | 4265.2778 | 696.9171 | -73.9259 | 39.9558 | 968.3979 | 38.2888 | 19.9758 | 6902.4293 | -1.1267 | -0.66459 | 0 | 1121
772 |  |  |  | BADDEBT | F80 |  | 0 | 0 | 0 | 0 | 0 | 0 | 0 | 0 | 0 | 0 | 0 | 0 | 0 | 0 | 1122
773 |  |  |  | SNP | F104D |  | 29763.2387 | 17459.2981 | 7299.4258 | 1640.7905 | 264.5019 | 20.4039 | 15.3495 | 371.3723 | 15.3996 | 8.849 | 2664.0151 | 1.9165 | 1.9165 | 0 | 1123
774 |  |  |  | CN | F40 |  | 0 | 0 | 0 | 0 | 0 | 0 | 0 | 0 | 0 | 0 | 0 | 0 | 0 | 0 | 1124
775 |  |  |  | TROJD | F10 |  | 7179.0698 | 2449.7043 | 2020.0409 | 579.1456 | 13.0705 | 1258.4285 | 6.1634 | 65.8284 | 2.0321 | 2.8419 | 477.0895 | 158.7893 | 145.9352 | 0 | 1125
776 |  |  |  | DGP | F10 |  | 0 | 0 | 0 | 0 | 0 | 0 | 0 | 0 | 0 | 0 | 0 | 0 | 0 | 0 | 1126
777 |  |  |  | SE | F30 |  | 0 | 0 | 0 | 0 | 0 | 0 | 0 | 0 | 0 | 0 | 0 | 0 | 0 | 0 | 1127
778 |  |  |  | SG | F10 |  | 0 | 0 | 0 | 0 | 0 | 0 | 0 | 0 | 0 | 0 | 0 | 0 | 0 | 0 | 1128
779 |  |  |  | GPS | F102D |  | 1133849.2926 | 664990.6858 | 274385.9582 | 61815.854 | 14310.8539 | 981.6982 | 534.7133 | 13851.5961 | 605.149 | 325.4633 | 101862.9062 | 92.2074 | 92.2074 | 0 | 1129
780 |  |  |  | SO | F102D |  | 212469.9771 | 124611.4071 | 51416.6906 | 11583.5616 | 2681.6851 | 183.9587 | 100.199 | 2595.6256 | 113.3978 | 60.988 | 19087.9066 | 17.2786 | 17.2786 | 0 | 1130
781 |  |  |  | TAXDEPR | F151D |  | 1039721.8662 | 639931.3583 | 213192.5994 | 46408.6361 | 30913.0689 | 1863.0592 | 566.9146 | 11386.1381 | 675.438 | 343.4253 | 94091.2473 | 174.9905 | 174.9905 | 0 | 1131
782 |  |  |  | SNPD | F104D |  | 97352.7048 | 57107.6929 | 23875.7231 | 5366.8686 | 865.1605 | 66.7393 | 50.2068 | 1214.7232 | 50.3707 | 28.9441 | 8713.7385 | 6.2686 | 6.2686 | 0 | 1132
783
784
785 |  | TOTAL SCHEDULE - M DEDUCTIONS |  |  |  |  | 2597937.0005 | 1552153.8207 | 591323.3228 | 131662.9558 | 49745.8117 | 4300.4344 | 1313.528 | 30454.3565 | 1500.1015 | 790.4974 | 233803.9035 | 450.3301 | 437.9381 | 0
786
787 |  | TOTAL SCHEDULE - M ADJUSTMENTS |  |  |  |  | 18850889.3078 | 11430839.8538 | 4116386.3121 | 905614.5959 | 428996.6876 | 22427.9588 | 10152.2519 | 216096.792 | 11375.0644 | 5960.4168 | 1698603.1499 | 2205.871 | 2230.3537 | 0
788
789
790
791 | [6 empty] | D: INCOME TAXES
792
793 |  |  | State Income Taxes Before Credits |  | F150D |  | 2714668.833 | 1595752.5693 | 669886.9112 | 129848.8266 | 39389.6255 | 314.0367 | 4252.9233 | 36083.9253 | 981.0403 | 2942.0419 | 235012.4045 | 117.1139 | 87.4145 | 0 | 1140
794 |  |  | Renewable Energy Credits |  | F10 |  | 0 | 0 | 0 | 0 | 0 | 0 | 0 | 0 | 0 | 0 | 0 | 0 | 0 | 0 | 1142
795 |  | 40911 | State Income Taxes |  |  |  | 2714668.833 | 1595752.5693 | 669886.9112 | 129848.8266 | 39389.6255 | 314.0367 | 4252.9233 | 36083.9253 | 981.0403 | 2942.0419 | 235012.4045 | 117.1139 | 87.4145 | 0
796
797 |  | Calculation of Taxable Income
798
799 |  |  | Operating Revenues |  |  |  | 69468422.9077 | 40732986.5512 | 17708928.5564 | 3392994.8974 | 601240.0736 | 55211.5172 | 131883.0077 | 1054363.0856 | 16156.4869 | 75316.606 | 5678755.1749 | 10523.0178 | 10063.9329 | 0
800 |  |  | Operating Deductions
801 |  |  | O & M Expenses |  |  |  | 4431823.1309 | 2449287.2804 | 1109054.8407 | 257975.7607 | 64305.4793 | 88058.0957 | 2581.8619 | 54670.5531 | 2097.907 | 1411.6099 | 380263.2574 | 10986.0846 | 11130.4003 | 0
802 |  |  | Depreciation Expense |  |  |  | 12999759.7143 | 7855760.1543 | 3208188.6048 | 636556.2088 | 52002.3875 | 796.0878 | 24941.3263 | 227916.5871 | 2145.499 | 8421.2964 | 982882.0148 | 74.7737 | 74.7737 | 0
803 |  |  | Amortization Expense |  |  |  | -213258.7231 | -125055.2791 | -51610.5692 | -11628.559 | -2690.8159 | -197.9544 | -100.6005 | -2605.0288 | -113.7996 | -61.2227 | -19156.9814 | -19.0247 | -18.888 | 0
804 |  |  | Taxes Other Than Income |  |  |  | 3455894.359 | 2030886.3709 | 852107.4163 | 190080.1456 | 31057.7903 | -3294.4759 | 1780.6118 | 43156.2053 | 1706.3244 | 890.2105 | 307603.5887 | -50.2117 | -29.617 | 0
805 |  |  | Interest & Dividends (AFUDC-Equity) |  | F104D |  | -649191.6228 | -380819.7819 | -159214.0605 | -35788.6939 | -5769.2792 | -445.0478 | -334.8014 | -8100.3204 | -335.8943 | -193.0124 | -58107.1275 | -41.8018 | -41.8018 | 0 | 1153
806 |  |  | Misc Revenue & Expense |  |  |  | -5482.2684 | -1870.7071 | -1542.5963 | -442.2622 | -9.9812 | -960.9939 | -4.7067 | -50.2696 | -1.5518 | -2.1702 | -364.3275 | -121.2588 | -111.4429 | 0
807 |  |  | Total Operating Deductions |  |  |  | 20019544.5899 | 11828188.0374 | 4956983.6359 | 1036752.6 | 138895.5807 | 83955.7116 | 28863.6915 | 314987.7266 | 5498.4847 | 10466.7114 | 1593120.4245 | 10828.5613 | 11003.4244 | 0
808 |  |  | Other Deductions
809 |  |  | Interest Deductions |  | F101D |  | 8505299.9392 | 5186903.3611 | 2113112.924 | 401750.5806 | 23728.2841 | -13233.3443 | 19494.8424 | 160672.0352 | 424.2502 | 6007.6271 | 607753.2191 | -679.2728 | -634.5676 | 0
810 |  |  | Interest on PCRBS |  |  |  | 0 | 0 | 0 | 0 | 0 | 0 | 0 | 0 | 0 | 0 | 0 | 0 | 0 | 0
811 |  |  | Schedule M Adjustments |  |  |  | 18850889.3078 | 11430839.8538 | 4116386.3121 | 905614.5959 | 428996.6876 | 22427.9588 | 10152.2519 | 216096.792 | 11375.0644 | 5960.4168 | 1698603.1499 | 2205.871 | 2230.3537 | 0
812
813 |  |  | Income Before State Taxes |  |  |  | 59794467.6864 | 35148735.0066 | 14755218.3086 | 2860106.3128 | 867612.8963 | 6917.1087 | 93676.7257 | 794800.1157 | 21608.8164 | 64802.6843 | 5176484.6812 | 2579.6003 | 1925.4299 | 0
814
815 |  |  | State Income Taxes |  |  |  | 2714668.833 | 1595752.5693 | 669886.9112 | 129848.8266 | 39389.6255 | 314.0367 | 4252.9233 | 36083.9253 | 981.0403 | 2942.0419 | 235012.4045 | 117.1139 | 87.4145 | 0
816
817 |  |  | Adjustments to Calculated Tax:
818 |  |  |  | PMI | F30 |  | 0 | 0 | 0 | 0 | 0 | 0 | 0 | 0 | 0 | 0 | 0 | 0 | 0 | 0 | 1172
819 |  |  |  | Renewable Energy Credits | F10 |  | 0 | 0 | 0 | 0 | 0 | 0 | 0 | 0 | 0 | 0 | 0 | 0 | 0 | 0 | 1173
820 |  |  |  | System Overheads | F102D |  | 0 | 0 | 0 | 0 | 0 | 0 | 0 | 0 | 0 | 0 | 0 | 0 | 0 | 0 | 1174
821 |  |  |  | Situs | F107D |  | 0 | 0 | 0 | 0 | 0 | 0 | 0 | 0 | 0 | 0 | 0 | 0 | 0 | 0 | 1175
822 |  |  |  | Total Adjustments |  |  | 0 | 0 | 0 | 0 | 0 | 0 | 0 | 0 | 0 | 0 | 0 | 0 | 0 | 0
823
824 |  |  | 35%
825
826 |  | 40910 | Federal Income Tax |  |  |  | 19977929.5987 | 11743543.853 | 4929865.9891 | 955590.1202 | 289878.1448 | 2311.0752 | 31298.3308 | 265550.6667 | 7219.7216 | 21651.2249 | 1729515.2968 | 861.8703 | 643.3054 | 0
827
828
829 |  | TOTAL OPERATING EXPENSES |  |  |  |  | 44944651.4152 | 26478754.1098 | 11106343.3062 | 2245065.3917 | 488161.7457 | 85516.5083 | 65565.5337 | 644494.6391 | 14816.8928 | 35660.8401 | 3756683.7281 | 11826.3427 | 11762.377 | 0
830
831
832 |  | Distribution - METER - Unbundled |  |  |  |  | D: STEAM PRODUCTION PLANT
833
834 |  | A |  | B | C |  | D | E | F | G | H | I | J | K | L | M | N | O | P
835 |  | FERC ACCT |  | DESCRIPTION | COS Factor |  | Utah Jurisdiction Normalized | Residential Sch 1 | General Large Dist. Sch 6 | General +1 MW Sch 8 | Street & Area Lighting Sch. 7,11,12 | General Trans Sch 9 | General Secondary Sch 22 | Irrigation Sch 10 | Traffic Signals Sch 15 | Outdoor Lighting Sch 15 | General Small Dist. Sch 23 | Industrial Cust 1 | Industrial Cust 2
836 |  | 310 | Land and Land Rights |  | F10 |  | 0 | 0 | 0 | 0 | 0 | 0 | 0 | 0 | 0 | 0 | 0 | 0 | 0 | 0 | 1192
837 |  |  |  | Total 310 |  |  | 0 | 0 | 0 | 0 | 0 | 0 | 0 | 0 | 0 | 0 | 0 | 0 | 0 | 0
838
839 |  | 311 | Structures and Improvements |  | F10 |  | 0 | 0 | 0 | 0 | 0 | 0 | 0 | 0 | 0 | 0 | 0 | 0 | 0 | 0 | 1199
840 |  |  |  | Total 311 |  |  | 0 | 0 | 0 | 0 | 0 | 0 | 0 | 0 | 0 | 0 | 0 | 0 | 0 | 0
841
842 |  | 312 | Boiler Plant Equipment |  | F10 |  | 0 | 0 | 0 | 0 | 0 | 0 | 0 | 0 | 0 | 0 | 0 | 0 | 0 | 0 | 1206
843 |  |  |  | Total 312 |  |  | 0 | 0 | 0 | 0 | 0 | 0 | 0 | 0 | 0 | 0 | 0 | 0 | 0 | 0
844
845 |  | 314 | Turbogenerator Units |  | F10 |  | 0 | 0 | 0 | 0 | 0 | 0 | 0 | 0 | 0 | 0 | 0 | 0 | 0 | 0 | 1213
846 |  |  |  | Total 314 |  |  | 0 | 0 | 0 | 0 | 0 | 0 | 0 | 0 | 0 | 0 | 0 | 0 | 0 | 0
847
848 |  | 315 | Accessory Electric Equipment |  | F10 |  | 0 | 0 | 0 | 0 | 0 | 0 | 0 | 0 | 0 | 0 | 0 | 0 | 0 | 0 | 1220
849 |  |  |  | Total 316 |  |  | 0 | 0 | 0 | 0 | 0 | 0 | 0 | 0 | 0 | 0 | 0 | 0 | 0 | 0
850
851 |  | 316 | Misc Power Plant Equipment |  | F10 |  | 0 | 0 | 0 | 0 | 0 | 0 | 0 | 0 | 0 | 0 | 0 | 0 | 0 | 0 | 1227
852 |  |  |  | Total 316 |  |  | 0 | 0 | 0 | 0 | 0 | 0 | 0 | 0 | 0 | 0 | 0 | 0 | 0 | 0
853
854 |  | S00 | Unclassified Steam Plant - Acct 300 |  | F10 |  | 0 | 0 | 0 | 0 | 0 | 0 | 0 | 0 | 0 | 0 | 0 | 0 | 0 | 0 | 1232
855
856
857
858 |  | Total Steam Production Plant |  |  |  |  | 0 | 0 | 0 | 0 | 0 | 0 | 0 | 0 | 0 | 0 | 0 | 0 | 0 | 0
859
860
861 | [6 empty] | D: NUCLEAR PRODUCTION
862
863
864 |  | 320 | Land and Land Rights |  | F10 |  | 0 | 0 | 0 | 0 | 0 | 0 | 0 | 0 | 0 | 0 | 0 | 0 | 0 | 0 | 1238
865
866 |  | 321 | Structures and Improvements |  | F10 |  | 0 | 0 | 0 | 0 | 0 | 0 | 0 | 0 | 0 | 0 | 0 | 0 | 0 | 0 | 1242
867
868 |  | 322 | Reactor Plant Equipment |  | F10 |  | 0 | 0 | 0 | 0 | 0 | 0 | 0 | 0 | 0 | 0 | 0 | 0 | 0 | 0 | 1246
869
870 |  | 323 | Turbogenerator Units |  | F10 |  | 0 | 0 | 0 | 0 | 0 | 0 | 0 | 0 | 0 | 0 | 0 | 0 | 0 | 0 | 1250
871
872 |  | 324 | Land and Land Rights |  | F10 |  | 0 | 0 | 0 | 0 | 0 | 0 | 0 | 0 | 0 | 0 | 0 | 0 | 0 | 0 | 1254
873
874 |  | 325 | Misc. Power Plant Equipment |  | F10 |  | 0 | 0 | 0 | 0 | 0 | 0 | 0 | 0 | 0 | 0 | 0 | 0 | 0 | 0 | 1258
875
876 |  | N00 | Unclassified Nuclear Plt - Acct 300 |  | F10 |  | 0 | 0 | 0 | 0 | 0 | 0 | 0 | 0 | 0 | 0 | 0 | 0 | 0 | 0 | 1264
877
878 |  | Total Nuclear Production Plant |  |  |  |  | 0 | 0 | 0 | 0 | 0 | 0 | 0 | 0 | 0 | 0 | 0 | 0 | 0 | 0
879
880
881 | [6 empty] | D: HYDRAULIC PRODUCTION PLANT
882
883
884 |  | 330 | Land and Land Rights |  | F10 |  | 0 | 0 | 0 | 0 | 0 | 0 | 0 | 0 | 0 | 0 | 0 | 0 | 0 | 0 | 1274
885
886 |  | 331 | Structures and Improvements |  | F10 |  | 0 | 0 | 0 | 0 | 0 | 0 | 0 | 0 | 0 | 0 | 0 | 0 | 0 | 0 | 1281
887
888 |  | 332 | Reservoirs, Dams & Waterways |  | F10 |  | 0 | 0 | 0 | 0 | 0 | 0 | 0 | 0 | 0 | 0 | 0 | 0 | 0 | 0 | 1288
889
890 |  | 333 | Water Wheel, Turbines, & Generators |  | F10 |  | 0 | 0 | 0 | 0 | 0 | 0 | 0 | 0 | 0 | 0 | 0 | 0 | 0 | 0 | 1295
891
892 |  | 334 | Accessory Electric Equipment |  | F10 |  | 0 | 0 | 0 | 0 | 0 | 0 | 0 | 0 | 0 | 0 | 0 | 0 | 0 | 0 | 1302
893
894 |  | 335 | Misc. Power Plant Equipment |  | F10 |  | 0 | 0 | 0 | 0 | 0 | 0 | 0 | 0 | 0 | 0 | 0 | 0 | 0 | 0 | 1309
895
896 |  | 336 | Roads, Railroads & Bridges |  | F10 |  | 0 | 0 | 0 | 0 | 0 | 0 | 0 | 0 | 0 | 0 | 0 | 0 | 0 | 0 | 1316
897
898 |  | H00 | Unclassified Hydro Plant - Acct 300 |  | F10 |  | 0 | 0 | 0 | 0 | 0 | 0 | 0 | 0 | 0 | 0 | 0 | 0 | 0 | 0 | 1322
899
900 |  | Total Hydraulic Plant |  |  |  |  | 0 | 0 | 0 | 0 | 0 | 0 | 0 | 0 | 0 | 0 | 0 | 0 | 0 | 0
901
902 |  | Distribution - METER - Unbundled
903 |  | A |  | B | C |  | D | E | F | G | H | I | J | K | L | M | N | O | P
904 |  | FERC ACCT |  | DESCRIPTION | COS Factor |  | Utah Jurisdiction Normalized | Residential Sch 1 | General Large Dist. Sch 6 | General +1 MW Sch 8 | Street & Area Lighting Sch. 7,11,12 | General Trans Sch 9 | General Secondary Sch 22 | Irrigation Sch 10 | Traffic Signals Sch 15 | Outdoor Lighting Sch 15 | General Small Dist. Sch 23 | Industrial Cust 1 | Industrial Cust 2
905 |  | 340 | Land and Land Rights |  | F10 |  | 0 | 0 | 0 | 0 | 0 | 0 | 0 | 0 | 0 | 0 | 0 | 0 | 0 | 0 | 1328
906 |  |  |  | Wind Generation | F10 |  | 0 | 0 | 0 | 0 | 0 | 0 | 0 | 0 | 0 | 0 | 0 | 0 | 0 | 0 | 1329
907 |  |  |  | Simple Cycle Combustion Turbine | F10 |  | 0 | 0 | 0 | 0 | 0 | 0 | 0 | 0 | 0 | 0 | 0 | 0 | 0 | 0 | 1330
908 |  |  |  | Total 340 |  |  | 0 | 0 | 0 | 0 | 0 | 0 | 0 | 0 | 0 | 0 | 0 | 0 | 0 | 0
909
910 |  | 341 | Structures and Improvements |  | F10 |  | 0 | 0 | 0 | 0 | 0 | 0 | 0 | 0 | 0 | 0 | 0 | 0 | 0 | 0 | 1334
911 |  |  |  | Wind Generation | F10 |  | 0 | 0 | 0 | 0 | 0 | 0 | 0 | 0 | 0 | 0 | 0 | 0 | 0 | 0 | 1336
912 |  |  |  | Simple Cycle Combustion Turbine | F10 |  | 0 | 0 | 0 | 0 | 0 | 0 | 0 | 0 | 0 | 0 | 0 | 0 | 0 | 0 | 1337
913 |  |  |  | Total 341 |  |  | 0 | 0 | 0 | 0 | 0 | 0 | 0 | 0 | 0 | 0 | 0 | 0 | 0 | 0
914
915 |  | 342 | Fuel Holders, Producers & Access |  | F10 |  | 0 | 0 | 0 | 0 | 0 | 0 | 0 | 0 | 0 | 0 | 0 | 0 | 0 | 0 | 1341
916 |  |  |  | Simple Cycle Combustion Turbine | F10 |  | 0 | 0 | 0 | 0 | 0 | 0 | 0 | 0 | 0 | 0 | 0 | 0 | 0 | 0 | 1343
917 |  |  |  | Total 342 |  |  | 0 | 0 | 0 | 0 | 0 | 0 | 0 | 0 | 0 | 0 | 0 | 0 | 0 | 0
918
919 |  | 343 | Prime Movers |  | F10 |  | 0 | 0 | 0 | 0 | 0 | 0 | 0 | 0 | 0 | 0 | 0 | 0 | 0 | 0 | 1348
920 |  |  |  | Wind Generation | F10 |  | 0 | 0 | 0 | 0 | 0 | 0 | 0 | 0 | 0 | 0 | 0 | 0 | 0 | 0 | 1349
921 |  |  |  | Simple Cycle Combustion Turbine | F10 |  | 0 | 0 | 0 | 0 | 0 | 0 | 0 | 0 | 0 | 0 | 0 | 0 | 0 | 0 | 1350
922 |  |  |  | Total 343 |  |  | 0 | 0 | 0 | 0 | 0 | 0 | 0 | 0 | 0 | 0 | 0 | 0 | 0 | 0
923
924 |  | 344 | Generators |  | F10 |  | 0 | 0 | 0 | 0 | 0 | 0 | 0 | 0 | 0 | 0 | 0 | 0 | 0 | 0 | 1355
925 |  |  |  | Wind Generation | F10 |  | 0 | 0 | 0 | 0 | 0 | 0 | 0 | 0 | 0 | 0 | 0 | 0 | 0 | 0 | 1356
926 |  |  |  | Simple Cycle Combustion Turbine | F10 |  | 0 | 0 | 0 | 0 | 0 | 0 | 0 | 0 | 0 | 0 | 0 | 0 | 0 | 0 | 1357
927 |  |  |  | Total 344 |  |  | 0 | 0 | 0 | 0 | 0 | 0 | 0 | 0 | 0 | 0 | 0 | 0 | 0 | 0
928
929 |  | 345 | Accessory Electric Plant |  | F10 |  | 0 | 0 | 0 | 0 | 0 | 0 | 0 | 0 | 0 | 0 | 0 | 0 | 0 | 0 | 1361
930 |  |  |  | Wind Generation | F10 |  | 0 | 0 | 0 | 0 | 0 | 0 | 0 | 0 | 0 | 0 | 0 | 0 | 0 | 0 | 1362
931 |  |  |  | Simple Cycle Combustion Turbine | F10 |  | 0 | 0 | 0 | 0 | 0 | 0 | 0 | 0 | 0 | 0 | 0 | 0 | 0 | 0 | 1364
932 |  |  |  | Total 345 |  |  | 0 | 0 | 0 | 0 | 0 | 0 | 0 | 0 | 0 | 0 | 0 | 0 | 0 | 0
933
934 |  | 346 | Misc. Power Plant Equipment |  | F10 |  | 0 | 0 | 0 | 0 | 0 | 0 | 0 | 0 | 0 | 0 | 0 | 0 | 0 | 0 | 1368
935 |  |  |  | Wind Generation | F10 |  | 0 | 0 | 0 | 0 | 0 | 0 | 0 | 0 | 0 | 0 | 0 | 0 | 0 | 0 | 1369
936
937 |  | O00 | Unclassified Other Prod - Acct 300 |  | F10 |  | 0 | 0 | 0 | 0 | 0 | 0 | 0 | 0 | 0 | 0 | 0 | 0 | 0 | 0 | 1376
938
939 |  | Total Other Production Plant |  |  |  |  | 0 | 0 | 0 | 0 | 0 | 0 | 0 | 0 | 0 | 0 | 0 | 0 | 0 | 0
940
941 |  | Experimental Plant
942 |  | 103 | Experimental Plant |  | F10 |  | 0 | 0 | 0 | 0 | 0 | 0 | 0 | 0 | 0 | 0 | 0 | 0 | 0 | 0 | 1382
943
944 |  | TOTAL PRODUCTION PLANT |  |  |  |  | 0 | 0 | 0 | 0 | 0 | 0 | 0 | 0 | 0 | 0 | 0 | 0 | 0 | 0
945
946 | [6 empty] | D: TRANSMISSION PLANT
947 |  | 350 | Land and Land Rights
948 |  |  |  | Demand | F10 |  | 0 | 0 | 0 | 0 | 0 | 0 | 0 | 0 | 0 | 0 | 0 | 0 | 0 | 0 | 1391
949 |  |  |  | Direct Assigned | A | 0 | 0 | 0 | 0 | 0 | 0 | 0 | 0 | 0 | 0 | 0 | 0 | 0 | 0 | 0
950 | [6 empty] | 0 | 0 | 0 | 0 | 0 | 0 | 0 | 0 | 0 | 0 | 0 | 0 | 0 | 0
951 |  | 352 | Structures and Improvements
952 |  |  |  | Demand | F10 |  | 0 | 0 | 0 | 0 | 0 | 0 | 0 | 0 | 0 | 0 | 0 | 0 | 0 | 0 | 1398
953 |  |  |  | Direct Assigned | A | 0 | 0 | 0 | 0 | 0 | 0 | 0 | 0 | 0 | 0 | 0 | 0 | 0 | 0 | 0
954 | [6 empty] | 0 | 0 | 0 | 0 | 0 | 0 | 0 | 0 | 0 | 0 | 0 | 0 | 0 | 0
955 |  | 353 | Station Equipment
956 |  |  |  | Demand | F10 |  | 0 | 0 | 0 | 0 | 0 | 0 | 0 | 0 | 0 | 0 | 0 | 0 | 0 | 0 | 1404
957 |  |  |  | Direct Assigned | A | 0 | 0 | 0 | 0 | 0 | 0 | 0 | 0 | 0 | 0 | 0 | 0 | 0 | 0 | 0
958 | [6 empty] | 0 | 0 | 0 | 0 | 0 | 0 | 0 | 0 | 0 | 0 | 0 | 0 | 0 | 0
959 |  | 354 | Towers and Fixtures
960 |  |  |  | Demand | F10 |  | 0 | 0 | 0 | 0 | 0 | 0 | 0 | 0 | 0 | 0 | 0 | 0 | 0 | 0 | 1410
961 |  |  |  | Direct Assigned | A | 0 | 0 | 0 | 0 | 0 | 0 | 0 | 0 | 0 | 0 | 0 | 0 | 0 | 0 | 0
962 | [6 empty] | 0 | 0 | 0 | 0 | 0 | 0 | 0 | 0 | 0 | 0 | 0 | 0 | 0 | 0
963 |  | 355 | Poles and Fixtures
964 |  |  |  | Demand | F10 |  | 0 | 0 | 0 | 0 | 0 | 0 | 0 | 0 | 0 | 0 | 0 | 0 | 0 | 0 | 1416
965 |  |  |  | Direct Assigned | A | 0 | 0 | 0 | 0 | 0 | 0 | 0 | 0 | 0 | 0 | 0 | 0 | 0 | 0 | 0
966 | [6 empty] | 0 | 0 | 0 | 0 | 0 | 0 | 0 | 0 | 0 | 0 | 0 | 0 | 0 | 0
967 |  | 356 | Overhead Conductors
968 |  |  |  | Demand | F10 |  | 0 | 0 | 0 | 0 | 0 | 0 | 0 | 0 | 0 | 0 | 0 | 0 | 0 | 0 | 1422
969 |  |  |  | Direct Assigned | A | 0 | 0 | 0 | 0 | 0 | 0 | 0 | 0 | 0 | 0 | 0 | 0 | 0 | 0 | 0
970 | [6 empty] | 0 | 0 | 0 | 0 | 0 | 0 | 0 | 0 | 0 | 0 | 0 | 0 | 0 | 0
971 |  | 357 | Underground Conduit
972 |  |  |  | Demand | F10 |  | 0 | 0 | 0 | 0 | 0 | 0 | 0 | 0 | 0 | 0 | 0 | 0 | 0 | 0 | 1428
973 |  |  |  | Direct Assigned | A | 0 | 0 | 0 | 0 | 0 | 0 | 0 | 0 | 0 | 0 | 0 | 0 | 0 | 0 | 0
974 | [6 empty] | 0 | 0 | 0 | 0 | 0 | 0 | 0 | 0 | 0 | 0 | 0 | 0 | 0 | 0
975 |  | 358 | Underground Conductors
976 |  |  |  | Demand | F10 |  | 0 | 0 | 0 | 0 | 0 | 0 | 0 | 0 | 0 | 0 | 0 | 0 | 0 | 0 | 1434
977 |  |  |  | Direct Assigned | A | 0 | 0 | 0 | 0 | 0 | 0 | 0 | 0 | 0 | 0 | 0 | 0 | 0 | 0 | 0
978 | [6 empty] | 0 | 0 | 0 | 0 | 0 | 0 | 0 | 0 | 0 | 0 | 0 | 0 | 0 | 0
979 |  | 359 | Roads and Trails
980 |  |  |  | Demand | F10 |  | 0 | 0 | 0 | 0 | 0 | 0 | 0 | 0 | 0 | 0 | 0 | 0 | 0 | 0 | 1440
981 |  |  |  | Direct Assigned | A | 0 | 0 | 0 | 0 | 0 | 0 | 0 | 0 | 0 | 0 | 0 | 0 | 0 | 0 | 0
982 | [6 empty] | 0 | 0 | 0 | 0 | 0 | 0 | 0 | 0 | 0 | 0 | 0 | 0 | 0 | 0
983
984 |  | T00 | Unclassified Trans Plant - Acct 300 |  | F10 |  | 0 | 0 | 0 | 0 | 0 | 0 | 0 | 0 | 0 | 0 | 0 | 0 | 0 | 0 | 1444
985 |  | TS0 | Unclassified Trans Sub - Acct 300 |  | F10 |  | 0 | 0 | 0 | 0 | 0 | 0 | 0 | 0 | 0 | 0 | 0 | 0 | 0 | 0 | 1448
986
987 |  | TOTAL TRANSMISSION PLANT |  |  |  |  | 0 | 0 | 0 | 0 | 0 | 0 | 0 | 0 | 0 | 0 | 0 | 0 | 0 | 0
988 |  | Distribution - METER - Unbundled |  |  |  |  | D: DISTRIBUTION PLANT
989 |  | A |  | B | C |  | D | E | F | G | H | I | J | K | L | M | N | O | P
990 |  | FERC ACCT |  | DESCRIPTION | COS Factor |  | Utah Jurisdiction Normalized | Residential Sch 1 | General Large Dist. Sch 6 | General +1 MW Sch 8 | Street & Area Lighting Sch. 7,11,12 | General Trans Sch 9 | General Secondary Sch 22 | Irrigation Sch 10 | Traffic Signals Sch 15 | Outdoor Lighting Sch 15 | General Small Dist. Sch 23 | Industrial Cust 1 | Industrial Cust 2
991
992 |  | 360 | Land and Land Rights
993 |  |  |  | Demand Primary | F20 |  | 0 | 0 | 0 | 0 | 0 | 0 | 0 | 0 | 0 | 0 | 0 | 0 | 0 | 0 | 1453
994 |  |  |  | Assigned | A | 0 | 0 | 0 | 0 | 0 | 0 | 0 | 0 | 0 | 0 | 0 | 0 | 0 | 0 | 0
995 | [6 empty] | 0 | 0 | 0 | 0 | 0 | 0 | 0 | 0 | 0 | 0 | 0 | 0 | 0 | 0
996 |  | 361 | Structures and Improvements
997 |  |  |  | Demand Primary | F20 |  | 0 | 0 | 0 | 0 | 0 | 0 | 0 | 0 | 0 | 0 | 0 | 0 | 0 | 0 | 1457
998 |  |  |  | Assigned | A | 0 | 0 | 0 | 0 | 0 | 0 | 0 | 0 | 0 | 0 | 0 | 0 | 0 | 0 | 0
999 | [6 empty] | 0 | 0 | 0 | 0 | 0 | 0 | 0 | 0 | 0 | 0 | 0 | 0 | 0 | 0
1000 |  | 362 | Station Equipment
1001 |  |  |  | Demand Primary | F20 |  | 0 | 0 | 0 | 0 | 0 | 0 | 0 | 0 | 0 | 0 | 0 | 0 | 0 | 0 | 1461
1002 |  |  |  | Assigned | A | 0 | 0 | 0 | 0 | 0 | 0 | 0 | 0 | 0 | 0 | 0 | 0 | 0 | 0 | 0
1003 | [6 empty] | 0 | 0 | 0 | 0 | 0 | 0 | 0 | 0 | 0 | 0 | 0 | 0 | 0 | 0
1004 |  | 364 | Poles, Towers & Fixtures
1005 |  |  |  | Demand Primary | F20 | 0 | 0 | 0 | 0 | 0 | 0 | 0 | 0 | 0 | 0 | 0 | 0 | 0 | 0 | 0 | 1465
1006 |  |  |  | Demand Secondary | F22 | 0 | 0 | 0 | 0 | 0 | 0 | 0 | 0 | 0 | 0 | 0 | 0 | 0 | 0 | 0
1007 |  |  |  | Assigned | A | 0 | 0 | 0 | 0 | 0 | 0 | 0 | 0 | 0 | 0 | 0 | 0 | 0 | 0 | 0
1008 | [6 empty] | 0 | 0 | 0 | 0 | 0 | 0 | 0 | 0 | 0 | 0 | 0 | 0 | 0 | 0
1009 |  | 365 | Overhead Conductors
1010 |  |  |  | Demand Primary | F20 | 0 | 0 | 0 | 0 | 0 | 0 | 0 | 0 | 0 | 0 | 0 | 0 | 0 | 0 | 0 | 1469
1011 |  |  |  | Demand Secondary | F22 | 0 | 0 | 0 | 0 | 0 | 0 | 0 | 0 | 0 | 0 | 0 | 0 | 0 | 0 | 0
1012 |  |  |  | Assigned | A | 0 | 0 | 0 | 0 | 0 | 0 | 0 | 0 | 0 | 0 | 0 | 0 | 0 | 0 | 0
1013 | [6 empty] | 0 | 0 | 0 | 0 | 0 | 0 | 0 | 0 | 0 | 0 | 0 | 0 | 0 | 0
1014 |  | 366 | Underground Conduit
1015 |  |  |  | Demand Primary | F20 | 0 | 0 | 0 | 0 | 0 | 0 | 0 | 0 | 0 | 0 | 0 | 0 | 0 | 0 | 0 | 1473
1016 |  |  |  | Demand Secondary | F22 | 0 | 0 | 0 | 0 | 0 | 0 | 0 | 0 | 0 | 0 | 0 | 0 | 0 | 0 | 0
1017 |  |  |  | Assigned | A | 0 | 0 | 0 | 0 | 0 | 0 | 0 | 0 | 0 | 0 | 0 | 0 | 0 | 0 | 0
1018 | [6 empty] | 0 | 0 | 0 | 0 | 0 | 0 | 0 | 0 | 0 | 0 | 0 | 0 | 0 | 0
1019 |  | 367 | Underground Conductors
1020 |  |  |  | Demand Primary | F20 | 0 | 0 | 0 | 0 | 0 | 0 | 0 | 0 | 0 | 0 | 0 | 0 | 0 | 0 | 0 | 1477
1021 |  |  |  | Demand Secondary | F22 | 0 | 0 | 0 | 0 | 0 | 0 | 0 | 0 | 0 | 0 | 0 | 0 | 0 | 0 | 0
1022 |  |  |  | Assigned | A | 0 | 0 | 0 | 0 | 0 | 0 | 0 | 0 | 0 | 0 | 0 | 0 | 0 | 0 | 0
1023 | [6 empty] | 0 | 0 | 0 | 0 | 0 | 0 | 0 | 0 | 0 | 0 | 0 | 0 | 0 | 0
1024 |  | 368 | Line Transformers
1025 |  |  |  | Demand Secondary | F21 |  | 518100945.4715 | 313790978.5322 | 128050269.3185 | 25150795.9123 | 1732564.4353 | 0 | 1051089.8828 | 9293167.8435 | 70969.8155 | 349854.2738 | 38611255.4575 | 0 | 0 | 0 | 1481
1026 |  |  |  | Assigned | A | 1 | 0 | 0 | 0 | 0 | 0 | 0 | 0 | 0 | 0 | 0 | 0 | 0 | 0 | 0
1027 | [6 empty] | 518100945.4715 | 313790978.5322 | 128050269.3185 | 25150795.9123 | 1732564.4353 | 0 | 1051089.8828 | 9293167.8435 | 70969.8155 | 349854.2738 | 38611255.4575 | 0 | 0 | 0
1028 |  | 369 | Services
1029 |  |  |  | Customer | F70 |  | 0 | 0 | 0 | 0 | 0 | 0 | 0 | 0 | 0 | 0 | 0 | 0 | 0 | 0 | 1485
1030 |  |  |  | Assigned | A | 0 | 0 | 0 | 0 | 0 | 0 | 0 | 0 | 0 | 0 | 0 | 0 | 0 | 0 | 0
1031 | [6 empty] | 0 | 0 | 0 | 0 | 0 | 0 | 0 | 0 | 0 | 0 | 0 | 0 | 0 | 0
1032 |  | 370 | Meters
1033 |  |  |  | Customer | F60 |  | 0 | 0 | 0 | 0 | 0 | 0 | 0 | 0 | 0 | 0 | 0 | 0 | 0 | 0 | 1489
1034 |  |  |  | Assigned | A | 0 | 0 | 0 | 0 | 0 | 0 | 0 | 0 | 0 | 0 | 0 | 0 | 0 | 0 | 0
1035 | [6 empty] | 0 | 0 | 0 | 0 | 0 | 0 | 0 | 0 | 0 | 0 | 0 | 0 | 0 | 0
1036 |  | 371 | Install on Customers' Premises
1037 |  |  |  | Demand Primary | F20 | 0 | 0 | 0 | 0 | 0 | 0 | 0 | 0 | 0 | 0 | 0 | 0 | 0 | 0 | 0 | 1493
1038 |  |  |  | Demand Secondary | F22 | 0 | 0 | 0 | 0 | 0 | 0 | 0 | 0 | 0 | 0 | 0 | 0 | 0 | 0 | 0
1039 |  |  |  | Assigned | A | 0 | 0 | 0 | 0 | 0 | 0 | 0 | 0 | 0 | 0 | 0 | 0 | 0 | 0 | 0
1040 | [6 empty] | 0 | 0 | 0 | 0 | 0 | 0 | 0 | 0 | 0 | 0 | 0 | 0 | 0 | 0
1041 |  | 372 | Leased Property
1042 |  |  |  | Demand Primary | F20 | 0 | 0 | 0 | 0 | 0 | 0 | 0 | 0 | 0 | 0 | 0 | 0 | 0 | 0 | 0 | 1497
1043 |  |  |  | Demand Secondary | F22 | 0 | 0 | 0 | 0 | 0 | 0 | 0 | 0 | 0 | 0 | 0 | 0 | 0 | 0 | 0
1044 |  |  |  | Assigned | A | 0 | 0 | 0 | 0 | 0 | 0 | 0 | 0 | 0 | 0 | 0 | 0 | 0 | 0 | 0
1045 | [6 empty] | 0 | 0 | 0 | 0 | 0 | 0 | 0 | 0 | 0 | 0 | 0 | 0 | 0 | 0
1046
1047 |  | 373 | Street Lights |  | A | 0 | 0 | 0 | 0 | 0 | 0 | 0 | 0 | 0 | 0 | 0 | 0 | 0 | 0 | 0 | 1502
1048
1049
1050 |  | D00 | Unclassified Dist Plant - Acct 300 |  | F22 |  | 0 | 0 | 0 | 0 | 0 | 0 | 0 | 0 | 0 | 0 | 0 | 0 | 0 | 0 | 1505
1051 |  | DS0 | Unclassified Dist Sub - Acct 300 |  | F20 |  | 0 | 0 | 0 | 0 | 0 | 0 | 0 | 0 | 0 | 0 | 0 | 0 | 0 | 0 | 1509
1052 |  | TOTAL DISTRIBUTION PLANT |  |  |  |  | 518100945.4715 | 313790978.5322 | 128050269.3185 | 25150795.9123 | 1732564.4353 | 0 | 1051089.8828 | 9293167.8435 | 70969.8155 | 349854.2738 | 38611255.4575 | 0 | 0 | 0
1053
1054 |  | Distribution - METER - Unbundled |  |  |  |  | DISTRIBUTION PLANT D: GENERAL PLANT
1055
1056 |  | A |  | B | C |  | D | E | F | G | H | I | J | K | L | M | N | O | P
1057 |  | FERC ACCT |  | DESCRIPTION | COS Factor |  | Utah Jurisdiction Normalized | Residential Sch 1 | General Large Dist. Sch 6 | General +1 MW Sch 8 | Street & Area Lighting Sch. 7,11,12 | General Trans Sch 9 | General Secondary Sch 22 | Irrigation Sch 10 | Traffic Signals Sch 15 | Outdoor Lighting Sch 15 | General Small Dist. Sch 23 | Industrial Cust 1 | Industrial Cust 2
1058 |  | 389 | Land and Land Rights
1059 |  |  |  | Situs | F107D |  | 555605.4102 | 325856.73 | 134453.7796 | 30290.8183 | 7012.5615 | 481.0488 | 262.0186 | 6787.5173 | 296.5333 | 159.4825 | 49914.554 | 45.1832 | 45.1832 | 0 | 1516
1060 |  |  |  | Customer - System | F42 |  | 0 | 0 | 0 | 0 | 0 | 0 | 0 | 0 | 0 | 0 | 0 | 0 | 0 | 0 | 1517
1061 |  |  |  | System Generation | F105D |  | 0 | 0 | 0 | 0 | 0 | 0 | 0 | 0 | 0 | 0 | 0 | 0 | 0 | 0 | 1518
1062 |  |  |  | System Generation | F105D |  | 0 | 0 | 0 | 0 | 0 | 0 | 0 | 0 | 0 | 0 | 0 | 0 | 0 | 0 | 1519
1063 |  |  |  | System Overheads | F102D |  | 161361.4387 | 94636.7868 | 39048.6754 | 8797.1966 | 2036.6198 | 139.7084 | 76.0966 | 1971.2615 | 86.1205 | 46.3176 | 14496.4108 | 13.1223 | 13.1223 | 0 | 1520
1064 |  |  | Total Land & Land Rights |  |  |  | 716966.8489 | 420493.5168 | 173502.455 | 39088.0149 | 9049.1813 | 620.7571 | 338.1152 | 8758.7788 | 382.6538 | 205.8002 | 64410.9648 | 58.3055 | 58.3055 | 0
1065
1066 |  | 390 | Structures and Improvements
1067 |  |  |  | Situs | F107D |  | 5699680.8839 | 3342802.8967 | 1379294.7712 | 310738.5113 | 71938.3969 | 4934.8412 | 2687.9189 | 69629.7805 | 3041.9881 | 1636.0524 | 512048.7025 | 463.5121 | 463.5121 | 0 | 1524
1068 |  |  |  | System Generation | F105D |  | 0 | 0 | 0 | 0 | 0 | 0 | 0 | 0 | 0 | 0 | 0 | 0 | 0 | 0 | 1525
1069 |  |  |  | System Generation | F105D |  | 0 | 0 | 0 | 0 | 0 | 0 | 0 | 0 | 0 | 0 | 0 | 0 | 0 | 0 | 1526
1070 |  |  |  | System Generation | F105D |  | 0 | 0 | 0 | 0 | 0 | 0 | 0 | 0 | 0 | 0 | 0 | 0 | 0 | 0 | 1527
1071 |  |  |  | Customer - System | F42 |  | 0 | 0 | 0 | 0 | 0 | 0 | 0 | 0 | 0 | 0 | 0 | 0 | 0 | 0 | 1528
1072 |  |  |  | System Generation | F102D |  | 0 | 0 | 0 | 0 | 0 | 0 | 0 | 0 | 0 | 0 | 0 | 0 | 0 | 0 | 1529
1073 |  |  |  | System Overheads | F102D |  | 2064823.3358 | 1210997.1713 | 499677.1027 | 112571.2373 | 26061.1223 | 1787.7449 | 973.7524 | 25224.7799 | 1102.021 | 592.6927 | 185499.8783 | 167.9165 | 167.9165 | 0 | 1530
1074
1075 |  |  | Total Structures and Improvements |  |  |  | 7764504.2197 | 4553800.068 | 1878971.8739 | 423309.7486 | 97999.5191 | 6722.5861 | 3661.6713 | 94854.5604 | 4144.0091 | 2228.7451 | 697548.5808 | 631.4286 | 631.4286 | 0
1076
1077 |  | 391 | Office Furniture & Equipment
1078 |  |  |  | Situs | F107D |  | 260602.7504 | 152840.7724 | 63064.5852 | 14207.692 | 3289.1919 | 225.6325 | 122.8979 | 3183.6365 | 139.0868 | 74.8041 | 23412.0652 | 21.1929 | 21.1929 | 0 | 1534
1079 |  |  |  | System Generation | F105D |  | 0 | 0 | 0 | 0 | 0 | 0 | 0 | 0 | 0 | 0 | 0 | 0 | 0 | 0 | 1535
1080 |  |  |  | System Generation | F105D |  | 0 | 0 | 0 | 0 | 0 | 0 | 0 | 0 | 0 | 0 | 0 | 0 | 0 | 0 | 1536
1081 |  |  |  | Customer - System | F42 |  | 0 | 0 | 0 | 0 | 0 | 0 | 0 | 0 | 0 | 0 | 0 | 0 | 0 | 0 | 1537
1082 |  |  |  | System Generation | F105D |  | 0 | 0 | 0 | 0 | 0 | 0 | 0 | 0 | 0 | 0 | 0 | 0 | 0 | 0 | 1538
1083 |  |  |  | Energy | F30 |  | 0 | 0 | 0 | 0 | 0 | 0 | 0 | 0 | 0 | 0 | 0 | 0 | 0 | 0 | 1539
1084 |  |  |  | System Overheads | F102D |  | 1177536.2912 | 690612.651 | 284957.9972 | 64197.6071 | 14862.2484 | 1019.5228 | 555.3157 | 14385.2955 | 628.4652 | 338.0033 | 105787.6647 | 95.7602 | 95.7602 | 0 | 1540
1085 |  |  |  | Cholla | F10 |  | 0 | 0 | 0 | 0 | 0 | 0 | 0 | 0 | 0 | 0 | 0 | 0 | 0 | 0 | 1541
1086 |  |  |  | Simple Cycle Combustion Turbine | F10 |  | 0 | 0 | 0 | 0 | 0 | 0 | 0 | 0 | 0 | 0 | 0 | 0 | 0 | 0 | 1542
1087 |  |  | Total Office Furniture & Equipment |  |  |  | 1438139.0415 | 843453.4234 | 348022.5824 | 78405.2991 | 18151.4403 | 1245.1553 | 678.2136 | 17568.932 | 767.5521 | 412.8075 | 129199.7298 | 116.953 | 116.953 | 0
1088
1089 |  | 392 | Transportation Equipment
1090 |  |  |  | Situs | F107D |  | 4442297.3361 | 2605360.6694 | 1075014.1302 | 242187.7451 | 56068.3581 | 3846.1859 | 2094.948 | 54269.0363 | 2370.9074 | 1275.1295 | 399087.7092 | 361.2586 | 361.2586 | 0 | 1546
1091 |  |  |  | System Overheads | F102D |  | 181728.8454 | 106582.0566 | 43977.4877 | 9907.5987 | 2293.6866 | 157.3427 | 85.7017 | 2220.0786 | 96.9909 | 52.164 | 16326.1806 | 14.7786 | 14.7786 | 0 | 1547
1092 |  |  |  | System Generation | F105D |  | 0 | 0 | 0 | 0 | 0 | 0 | 0 | 0 | 0 | 0 | 0 | 0 | 0 | 0 | 1548
1093 |  |  |  | Customer - System | F42 |  | 0 | 0 | 0 | 0 | 0 | 0 | 0 | 0 | 0 | 0 | 0 | 0 | 0 | 0 | 1549
1094 |  |  |  | System Generation | F105D |  | 0 | 0 | 0 | 0 | 0 | 0 | 0 | 0 | 0 | 0 | 0 | 0 | 0 | 0 | 1550
1095 |  |  |  | Energy | F30 |  | 0 | 0 | 0 | 0 | 0 | 0 | 0 | 0 | 0 | 0 | 0 | 0 | 0 | 0 | 1551
1096 |  |  |  | System Generation | F105D |  | 0 | 0 | 0 | 0 | 0 | 0 | 0 | 0 | 0 | 0 | 0 | 0 | 0 | 0 | 1552
1097 |  |  |  | Cholla | F10 |  | 0 | 0 | 0 | 0 | 0 | 0 | 0 | 0 | 0 | 0 | 0 | 0 | 0 | 0 | 1553
1098 |  |  |  | Simple Cycle Combustion Turbine | F10 |  | 0 | 0 | 0 | 0 | 0 | 0 | 0 | 0 | 0 | 0 | 0 | 0 | 0 | 0 | 1554
1099 |  |  | Total Transportation Equipment |  |  |  | 4624026.1815 | 2711942.7261 | 1118991.618 | 252095.3437 | 58362.0447 | 4003.5285 | 2180.6497 | 56489.1149 | 2467.8983 | 1327.2935 | 415413.8898 | 376.0372 | 376.0372 | 0
1100
1101 |  | 393 | Stores Equipment
1102 |  |  |  | Situs | F107D |  | 486179.7333 | 285139.3006 | 117653.1068 | 26505.8289 | 6136.3068 | 420.9393 | 229.278 | 5939.3831 | 259.48 | 139.5544 | 43677.4807 | 39.5373 | 39.5373 | 0 | 1558
1103 |  |  |  | System Generation | F105D |  | 0 | 0 | 0 | 0 | 0 | 0 | 0 | 0 | 0 | 0 | 0 | 0 | 0 | 0 | 1559
1104 |  |  |  | System Generation | F105D |  | 0 | 0 | 0 | 0 | 0 | 0 | 0 | 0 | 0 | 0 | 0 | 0 | 0 | 0 | 1560
1105 |  |  |  | System Overheads | F102D |  | 4297.4805 | 2520.4271 | 1039.9692 | 234.2925 | 54.2406 | 3.7208 | 2.0267 | 52.4999 | 2.2936 | 1.2336 | 386.0776 | 0.34948 | 0.34948 | 0 | 1561
1106 |  |  |  | System Generation | F105D |  | 0 | 0 | 0 | 0 | 0 | 0 | 0 | 0 | 0 | 0 | 0 | 0 | 0 | 0 | 1562
1107 |  |  |  | Simple Cycle Combustion Turbine | F10 |  | 0 | 0 | 0 | 0 | 0 | 0 | 0 | 0 | 0 | 0 | 0 | 0 | 0 | 0 | 1563
1108 |  |  | Total Stores Equipment |  |  |  | 490477.2138 | 287659.7277 | 118693.076 | 26740.1215 | 6190.5474 | 424.6601 | 231.3047 | 5991.883 | 261.7736 | 140.788 | 44063.5583 | 39.8868 | 39.8868 | 0 | 1564
1109
1110 |  | 394 | Tools, Shop & Garage Equipment
1111 |  |  |  | Situs | F107D |  | 1807866.9075 | 1060294.9285 | 437494.9095 | 98562.3376 | 22817.9524 | 1565.2694 | 852.574 | 22085.6884 | 964.8803 | 518.9352 | 162415.3919 | 147.0202 | 147.0202 | 0 | 1567
1112 |  |  |  | System Generation | F105D |  | 0 | 0 | 0 | 0 | 0 | 0 | 0 | 0 | 0 | 0 | 0 | 0 | 0 | 0 | 1568
1113 |  |  |  | System Generation | F105D |  | 0 | 0 | 0 | 0 | 0 | 0 | 0 | 0 | 0 | 0 | 0 | 0 | 0 | 0 | 1569
1114 |  |  |  | System Overheads | F102D |  | 80278.6639 | 47082.5921 | 19427.0423 | 4376.6788 | 1013.2354 | 69.5061 | 37.8587 | 980.7191 | 42.8457 | 23.0434 | 7212.0855 | 6.5285 | 6.5285 | 0 | 1570
1115 |  |  |  | Energy | F30 |  | 0 | 0 | 0 | 0 | 0 | 0 | 0 | 0 | 0 | 0 | 0 | 0 | 0 | 0 | 1571
1116 |  |  |  | System Generation | F105D |  | 0 | 0 | 0 | 0 | 0 | 0 | 0 | 0 | 0 | 0 | 0 | 0 | 0 | 0 | 1572
1117 |  |  |  | Cholla | F10 |  | 0 | 0 | 0 | 0 | 0 | 0 | 0 | 0 | 0 | 0 | 0 | 0 | 0 | 0 | 1573
1118 |  |  |  | Simple Cycle Combustion Turbine | F10 |  | 0 | 0 | 0 | 0 | 0 | 0 | 0 | 0 | 0 | 0 | 0 | 0 | 0 | 0 | 1574
1119 |  |  | Total Tools, Shop & Garage Equipment |  |  |  | 1888145.5714 | 1107377.5206 | 456921.9518 | 102939.0164 | 23831.1878 | 1634.7755 | 890.4327 | 23066.4075 | 1007.726 | 541.9786 | 169627.4773 | 153.5486 | 153.5486 | 0
1120
1121 |  | 395 | Laboratory Equipment
1122 |  |  |  | Situs | F107D |  | 934343.5373 | 547982.6584 | 226106.5456 | 50939.0834 | 11792.7964 | 808.9641 | 440.6281 | 11414.347 | 498.6704 | 268.1966 | 83939.6811 | 75.9831 | 75.9831 | 0 | 1578
1123 |  |  |  | System Generation | F105D |  | 0 | 0 | 0 | 0 | 0 | 0 | 0 | 0 | 0 | 0 | 0 | 0 | 0 | 0 | 1579
1124 |  |  |  | System Generation | F105D |  | 0 | 0 | 0 | 0 | 0 | 0 | 0 | 0 | 0 | 0 | 0 | 0 | 0 | 0 | 1580
1125 |  |  |  | System Overheads | F102D |  | 105247.633 | 61726.6299 | 25469.4101 | 5737.9516 | 1328.3807 | 91.1245 | 49.6338 | 1285.7509 | 56.1719 | 30.2106 | 9455.2511 | 8.559 | 8.559 | 0 | 1581
1126 |  |  |  | Energy | F30 |  | 0 | 0 | 0 | 0 | 0 | 0 | 0 | 0 | 0 | 0 | 0 | 0 | 0 | 0 | 1582
1127 |  |  |  | System Generation | F105D |  | 0 | 0 | 0 | 0 | 0 | 0 | 0 | 0 | 0 | 0 | 0 | 0 | 0 | 0 | 1583
1128 |  |  |  | Cholla | F10 |  | 0 | 0 | 0 | 0 | 0 | 0 | 0 | 0 | 0 | 0 | 0 | 0 | 0 | 0 | 1584
1129 |  |  |  | Simple Cycle Combustion Turbine | F10 |  | 0 | 0 | 0 | 0 | 0 | 0 | 0 | 0 | 0 | 0 | 0 | 0 | 0 | 0 | 1585
1130 |  |  | Total Laboratory Equipment |  |  |  | 1039591.1703 | 609709.2883 | 251575.9557 | 56677.0349 | 13121.1771 | 900.0885 | 490.262 | 12700.0979 | 554.8423 | 298.4072 | 93394.9322 | 84.5421 | 84.5421 | 0
1131
1132 |  | 396 | Power Operated Equipment
1133 |  |  |  | Situs | F107D |  | 6271454.11 | 3678141.8806 | 1517661.0828 | 341910.7759 | 79155.02 | 5429.8883 | 2957.5621 | 76614.8109 | 3347.1503 | 1800.1758 | 563415.743 | 510.0101 | 510.0101 | 0 | 1589
1134 |  |  |  | System Generation | F105D |  | 0 | 0 | 0 | 0 | 0 | 0 | 0 | 0 | 0 | 0 | 0 | 0 | 0 | 0 | 1590
1135 |  |  |  | System Generation | F105D |  | 0 | 0 | 0 | 0 | 0 | 0 | 0 | 0 | 0 | 0 | 0 | 0 | 0 | 0 | 1591
1136 |  |  |  | System Overheads | F102D |  | 93032.1055 | 54562.3515 | 22513.3125 | 5071.9783 | 1174.2027 | 80.5481 | 43.8731 | 1136.5207 | 49.6524 | 26.7042 | 8357.8309 | 7.5656 | 7.5656 | 0 | 1592
1137 |  |  |  | System Generation | F105D |  | 0 | 0 | 0 | 0 | 0 | 0 | 0 | 0 | 0 | 0 | 0 | 0 | 0 | 0 | 1593
1138 |  |  |  | Energy | F30 |  | 0 | 0 | 0 | 0 | 0 | 0 | 0 | 0 | 0 | 0 | 0 | 0 | 0 | 0 | 1594
1139 |  |  |  | Cholla | F10 |  | 0 | 0 | 0 | 0 | 0 | 0 | 0 | 0 | 0 | 0 | 0 | 0 | 0 | 0 | 1595
1140 |  |  |  | Simple Cycle Combustion Turbine | F10 |  | 0 | 0 | 0 | 0 | 0 | 0 | 0 | 0 | 0 | 0 | 0 | 0 | 0 | 0 | 1596
1141 |  |  | Total Power Operated Equipment |  |  |  | 6364486.2155 | 3732704.2321 | 1540174.3952 | 346982.7543 | 80329.2227 | 5510.4364 | 3001.4352 | 77751.3316 | 3396.8027 | 1826.88 | 571773.5739 | 517.5757 | 517.5757 | 0
1142
1143 |  | 397 | Communication Equipment
1144 |  |  |  | Situs | F107D |  | 7924769.7745 | 4647794.1305 | 1917755.3508 | 432047.1991 | 100022.3073 | 6861.3456 | 3737.2511 | 96812.4341 | 4229.5447 | 2274.7482 | 711946.5394 | 644.4618 | 644.4618 | 0 | 1600
1145 |  |  |  | System Generation | F105D |  | 0 | 0 | 0 | 0 | 0 | 0 | 0 | 0 | 0 | 0 | 0 | 0 | 0 | 0 | 1601
1146 |  |  |  | System Generation | F105D |  | 0 | 0 | 0 | 0 | 0 | 0 | 0 | 0 | 0 | 0 | 0 | 0 | 0 | 0 | 1602
1147 |  |  |  | System Overheads | F102D |  | 1872235.8464 | 1098046.6342 | 453071.8765 | 102071.6408 | 23630.3835 | 1621.0007 | 882.9298 | 22872.0474 | 999.2347 | 537.4118 | 168198.1773 | 152.2548 | 152.2548 | 0 | 1603
1148 |  |  |  | Customer - System | F42 |  | 0 | 0 | 0 | 0 | 0 | 0 | 0 | 0 | 0 | 0 | 0 | 0 | 0 | 0 | 1604
1149 |  |  |  | System Generation | F105D |  | 0 | 0 | 0 | 0 | 0 | 0 | 0 | 0 | 0 | 0 | 0 | 0 | 0 | 0 | 1605
1150 |  |  |  | Energy | F30 |  | 0 | 0 | 0 | 0 | 0 | 0 | 0 | 0 | 0 | 0 | 0 | 0 | 0 | 0 | 1606
1151 |  |  |  | Cholla | F10 |  | 0 | 0 | 0 | 0 | 0 | 0 | 0 | 0 | 0 | 0 | 0 | 0 | 0 | 0 | 1607
1152 |  |  |  | Simple Cycle Combustion Turbine | F10 |  | 0 | 0 | 0 | 0 | 0 | 0 | 0 | 0 | 0 | 0 | 0 | 0 | 0 | 0 | 1608
1153 |  |  | Total Communication Equipment |  |  |  | 9797005.6209 | 5745840.7647 | 2370827.2273 | 534118.8399 | 123652.6909 | 8482.3463 | 4620.1809 | 119684.4815 | 5228.7795 | 2812.1601 | 880144.7167 | 796.7166 | 796.7166 | 0
1154
1155 |  | Distribution - METER - Unbundled |  |  |  |  | D: GENERAL PLANT
1156
1157 |  | A |  | B | C |  | D | E | F | G | H | I | J | K | L | M | N | O | P
1158 |  | FERC ACCT |  | DESCRIPTION | COS Factor |  | Utah Jurisdiction Normalized | Residential Sch 1 | General Large Dist. Sch 6 | General +1 MW Sch 8 | Street & Area Lighting Sch. 7,11,12 | General Trans Sch 9 | General Secondary Sch 22 | Irrigation Sch 10 | Traffic Signals Sch 15 | Outdoor Lighting Sch 15 | General Small Dist. Sch 23 | Industrial Cust 1 | Industrial Cust 2
1159 |  | 398 | Misc. Equipment
1160 |  |  |  | Situs | F107D |  | 139280.5919 | 81686.6024 | 33705.219 | 7593.3802 | 1757.9269 | 120.5905 | 65.6835 | 1701.5123 | 74.3357 | 39.9795 | 12512.7087 | 11.3266 | 11.3266 | 0 | 1612
1161 |  |  |  | System Generation | F105D |  | 0 | 0 | 0 | 0 | 0 | 0 | 0 | 0 | 0 | 0 | 0 | 0 | 0 | 0 | 1613
1162 |  |  |  | System Generation | F105D |  | 0 | 0 | 0 | 0 | 0 | 0 | 0 | 0 | 0 | 0 | 0 | 0 | 0 | 0 | 1614
1163 |  |  |  | Customer - System | F42 |  | 0 | 0 | 0 | 0 | 0 | 0 | 0 | 0 | 0 | 0 | 0 | 0 | 0 | 0 | 1615
1164 |  |  |  | System Overheads | F102D |  | 56344.9736 | 33045.7344 | 13635.2068 | 3071.848 | 711.1568 | 48.784 | 26.5718 | 688.3347 | 30.072 | 16.1734 | 5061.9274 | 4.5821 | 4.5821 | 0 | 1616
1165 |  |  |  | System Energy | F30 |  | 0 | 0 | 0 | 0 | 0 | 0 | 0 | 0 | 0 | 0 | 0 | 0 | 0 | 0 | 1617
1166 |  |  |  | Simple Cycle Combustion Turbine | F105D |  | 0 | 0 | 0 | 0 | 0 | 0 | 0 | 0 | 0 | 0 | 0 | 0 | 0 | 0 | 1618
1167 |  |  | Total Misc. Equipment |  |  |  | 195625.5655 | 114732.3368 | 47340.4257 | 10665.2281 | 2469.0838 | 169.3746 | 92.2553 | 2389.847 | 104.4077 | 56.1529 | 17574.636 | 15.9088 | 15.9088 | 0
1168
1169 |  | 399 | Coal Mine |  | F30 |  | 0 | 0 | 0 | 0 | 0 | 0 | 0 | 0 | 0 | 0 | 0 | 0 | 0 | 0 | 1626
1170 |  | 399L | WIDCO Capital Lease |  | F30 |  | 0 | 0 | 0 | 0 | 0 | 0 | 0 | 0 | 0 | 0 | 0 | 0 | 0 | 0 | 1629
1171 |  |  | Remove Capital Lease |  | F30 |  | 0 | 0 | 0 | 0 | 0 | 0 | 0 | 0 | 0 | 0 | 0 | 0 | 0 | 0 | 1632
1172
1173 |  | 390L | General Capital Lease
1174 |  |  |  | Situs | F107D |  | 768341.749 | 450624.3554 | 185934.9284 | 41888.9015 | 9697.6085 | 665.238 | 362.3431 | 9386.397 | 410.0732 | 220.547 | 69026.39 | 62.4834 | 62.4834 | 0 | 1637
1175 |  |  |  | System Generation | F105D |  | 0 | 0 | 0 | 0 | 0 | 0 | 0 | 0 | 0 | 0 | 0 | 0 | 0 | 0 | 1638
1176 |  |  |  | System Overheads | F102D |  | -109593.0817 | -64275.1899 | -26520.9873 | -5974.8593 | -1383.2267 | -94.8868 | -51.6831 | -1338.8367 | -58.4911 | -31.4579 | -9845.6381 | -8.9124 | -8.9124 | 0 | 1639
1177
1178 |  |  | Remove Capital Lease |  |  |  | -658748.6672 | -386349.1655 | -159413.941 | -35914.0423 | -8314.3818 | -570.3512 | -310.66 | -8047.5602 | -351.5821 | -189.0891 | -59180.7519 | -53.5711 | -53.5711
1179
1180 |  | 392L | General Vehicles Capital Lease |  | F30 |  | 0 | 0 | 0 | 0 | 0 | 0 | 0 | 0 | 0 | 0 | 0 | 0 | 0 | 0 | 1646
1181 |  |  | Remove Capital Lease |  | F30 |  | 0 | 0 | 0 | 0 | 0 | 0 | 0 | 0 | 0 | 0 | 0 | 0 | 0 | 0 | 1649
1182
1183 |  | G00 | Unclassified Gen Plant - Acct 300 |  | F102D |  | 210774.3646 | 123616.9482 | 51006.3607 | 11491.1192 | 2660.284 | 182.4906 | 99.3993 | 2574.9113 | 112.4928 | 60.5013 | 18935.5759 | 17.1407 | 17.1407 | 0 | 1659
1184 |  | GV0 | Unclassified Gen Veh - Acct 300 |  | F102D |  | 0 | 0 | 0 | 0 | 0 | 0 | 0 | 0 | 0 | 0 | 0 | 0 | 0 | 0 | 1667
1185
1186 |  | TOTAL GENERAL PLANT |  |  |  |  | 34529742.0136 | 20251330.5527 | 8356027.9216 | 1882512.5206 | 435816.379 | 29896.1991 | 16283.9199 | 421830.3459 | 18428.9377 | 9911.5143 | 3102087.6356 | 2808.0436 | 2808.0436 | 0
1187
1188
1189
1190 | [6 empty] | D: INTANGIBLE PLANT
1191
1192 |  | 301 | Organization
1193 |  |  |  | Situs | F107D |  | 0 | 0 | 0 | 0 | 0 | 0 | 0 | 0 | 0 | 0 | 0 | 0 | 0 | 0 | 1672
1194 |  |  |  | System Overheads | F102D |  | 0 | 0 | 0 | 0 | 0 | 0 | 0 | 0 | 0 | 0 | 0 | 0 | 0 | 0 | 1673
1195 |  |  |  | System Generation | F105D |  | 0 | 0 | 0 | 0 | 0 | 0 | 0 | 0 | 0 | 0 | 0 | 0 | 0 | 0 | 1674
1196 |  |  | Total Organization |  |  |  | 0 | 0 | 0 | 0 | 0 | 0 | 0 | 0 | 0 | 0 | 0 | 0 | 0 | 0
1197
1198 |  | 302 | Franchise & Consent
1199 |  |  |  | Situs | F107D |  | 0 | 0 | 0 | 0 | 0 | 0 | 0 | 0 | 0 | 0 | 0 | 0 | 0 | 0 | 1677
1200 |  |  |  | System Generation | F105D |  | 0 | 0 | 0 | 0 | 0 | 0 | 0 | 0 | 0 | 0 | 0 | 0 | 0 | 0 | 1678
1201 |  |  |  | System Generation | F105D |  | 0 | 0 | 0 | 0 | 0 | 0 | 0 | 0 | 0 | 0 | 0 | 0 | 0 | 0 | 1679
1202 |  |  |  | System Generation | F105D |  | 0 | 0 | 0 | 0 | 0 | 0 | 0 | 0 | 0 | 0 | 0 | 0 | 0 | 0 | 1680
1203 |  |  |  | System Generation | F105D |  | 0 | 0 | 0 | 0 | 0 | 0 | 0 | 0 | 0 | 0 | 0 | 0 | 0 | 0 | 1681
1204 |  |  |  | System Generation | F105D |  | 0 | 0 | 0 | 0 | 0 | 0 | 0 | 0 | 0 | 0 | 0 | 0 | 0 | 0 | 1682
1205 |  |  | Total Franchise & Consent |  |  |  | 0 | 0 | 0 | 0 | 0 | 0 | 0 | 0 | 0 | 0 | 0 | 0 | 0 | 0
1206
1207 |  | 303 | Miscellaneous Intangible Plant
1208 |  |  |  | Situs | F107D |  | -430739.6143 | -252624.2538 | -104236.8704 | -23483.3123 | -5436.5706 | -372.9387 | -203.133 | -5262.1025 | -229.8909 | -123.6407 | -38696.8438 | -35.0288 | -35.0288 | 0 | 1686
1209 |  |  |  | System Generation | F105D |  | 0 | 0 | 0 | 0 | 0 | 0 | 0 | 0 | 0 | 0 | 0 | 0 | 0 | 0 | 1687
1210 |  |  |  | System Overheads | F102D |  | 7946966.0434 | 4660812.0087 | 1923126.7388 | 433257.3082 | 100302.457 | 6880.5634 | 3747.7187 | 97083.5934 | 4241.3911 | 2281.1195 | 713940.6108 | 646.2668 | 646.2668 | 0 | 1688
1211 |  |  |  | Energy | F30 |  | 0 | 0 | 0 | 0 | 0 | 0 | 0 | 0 | 0 | 0 | 0 | 0 | 0 | 0 | 1689
1212 |  |  |  | Customer - System | F42 |  | 0 | 0 | 0 | 0 | 0 | 0 | 0 | 0 | 0 | 0 | 0 | 0 | 0 | 0 | 1690
1213 |  |  |  | Simple Cycle Combustion Turbine | F10 |  | 0 | 0 | 0 | 0 | 0 | 0 | 0 | 0 | 0 | 0 | 0 | 0 | 0 | 0 | 1691
1214 |  |  |  | System Generation | F105D |  | 0 | 0 | 0 | 0 | 0 | 0 | 0 | 0 | 0 | 0 | 0 | 0 | 0 | 0 | 1692
1215 |  |  | Total Miscellaneous Intangible Plant |  |  |  | 7516226.4291 | 4408187.7549 | 1818889.8684 | 409773.9958 | 94865.8865 | 6507.6247 | 3544.5857 | 91821.491 | 4011.5002 | 2157.4788 | 675243.767 | 611.238 | 611.238 | 0
1216
1217 |  | I00 | Unclass Intangible Plant - Acct 300 |  | F102D |  | 0 | 0 | 0 | 0 | 0 | 0 | 0 | 0 | 0 | 0 | 0 | 0 | 0 | 0 | 1703
1218
1219 |  | TOTAL INTANGIBLE PLANT |  |  |  |  | 7516226.4291 | 4408187.7549 | 1818889.8684 | 409773.9958 | 94865.8865 | 6507.6247 | 3544.5857 | 91821.491 | 4011.5002 | 2157.4788 | 675243.767 | 611.238 | 611.238 | 0
1220
1221
1222 |  | TOTAL ELECTRIC PLANT IN SERVICE |  |  |  |  | 560146913.9142 | 338450496.8398 | 138225187.1086 | 27443082.4288 | 2263246.7008 | 36403.8237 | 1070918.3883 | 9806819.6803 | 93410.2535 | 361923.2669 | 42388586.8602 | 3419.2817 | 3419.2817 | 0
1223
1224
1225 |  | Distribution - METER - Unbundled |  |  |  |  | D: MISC RATE BASE
1226
1227 |  | A |  | B | C |  | D | E | F | G | H | I | J | K | L | M | N | O | P
1228 |  | FERC ACCT |  | DESCRIPTION | COS Factor |  | Utah Jurisdiction Normalized | Residential Sch 1 | General Large Dist. Sch 6 | General +1 MW Sch 8 | Street & Area Lighting Sch. 7,11,12 | General Trans Sch 9 | General Secondary Sch 22 | Irrigation Sch 10 | Traffic Signals Sch 15 | Outdoor Lighting Sch 15 | General Small Dist. Sch 23 | Industrial Cust 1 | Industrial Cust 2
1229 |  | 105 | Plant Held For Future Use
1230 |  |  |  | Situs | F20 |  | 1090960.7544 | 522187.564 | 368585.8138 | 88049.2507 | 616.4806 | 0 | 193.459 | 17019.918 | 263.9863 | 158.5158 | 93885.7663 | 0 | 0 | 0 | 1711
1231 |  |  |  | System Generation | F10 |  | 0 | 0 | 0 | 0 | 0 | 0 | 0 | 0 | 0 | 0 | 0 | 0 | 0 | 0 | 1712
1232 |  |  |  | System Generation | F10 |  | 0 | 0 | 0 | 0 | 0 | 0 | 0 | 0 | 0 | 0 | 0 | 0 | 0 | 0 | 1713
1233 |  |  |  | System Generation | F10 |  | 0 | 0 | 0 | 0 | 0 | 0 | 0 | 0 | 0 | 0 | 0 | 0 | 0 | 0 | 1714
1234 |  |  |  | Energy | F30 |  | 0 | 0 | 0 | 0 | 0 | 0 | 0 | 0 | 0 | 0 | 0 | 0 | 0 | 0 | 1715
1235 |  |  |  | General | F102 |  | 0 | 0 | 0 | 0 | 0 | 0 | 0 | 0 | 0 | 0 | 0 | 0 | 0 | 0 | 1716
1236 |  |  | Total Plant Held For Future Use |  |  |  | 1090960.7544 | 522187.564 | 368585.8138 | 88049.2507 | 616.4806 | 0 | 193.459 | 17019.918 | 263.9863 | 158.5158 | 93885.7663 | 0 | 0 | 0
1237
1238 |  | 114 | Electric Plant Acquisition Adjust |  | F10 |  | 0 | 0 | 0 | 0 | 0 | 0 | 0 | 0 | 0 | 0 | 0 | 0 | 0 | 0 | 1723
1239
1240 |  | 115 | Accum Prov for Asset Acquisition Adj |  | F10 |  | 0 | 0 | 0 | 0 | 0 | 0 | 0 | 0 | 0 | 0 | 0 | 0 | 0 | 0 | 1729
1241
1242 |  | 128 | Pensions |  | F102D |  | 0 | 0 | 0 | 0 | 0 | 0 | 0 | 0 | 0 | 0 | 0 | 0 | 0 | 0 | 1732
1243
1244 |  | 124 | Weatherization |  | F11 |  | 0 | 0 | 0 | 0 | 0 | 0 | 0 | 0 | 0 | 0 | 0 | 0 | 0 | 0 | 1754
1245
1246 |  | 151 | Fuel Stock |  | F30 |  | 0 | 0 | 0 | 0 | 0 | 0 | 0 | 0 | 0 | 0 | 0 | 0 | 0 | 0 | 1757
1247 |  |  |  | Cholla | F30 |  | 0 | 0 | 0 | 0 | 0 | 0 | 0 | 0 | 0 | 0 | 0 | 0 | 0 | 0 | 1759
1248 |  |  |  | Total Fuel Stock |  |  | 0 | 0 | 0 | 0 | 0 | 0 | 0 | 0 | 0 | 0 | 0 | 0 | 0 | 0
1249
1250 |  | 152 | Fuel Stock - Undistributed |  | F30 |  | 0 | 0 | 0 | 0 | 0 | 0 | 0 | 0 | 0 | 0 | 0 | 0 | 0 | 0 | 1763
1251
1252 |  | 25316 | DG&T Working Capital Deposit |  | F30 |  | 0 | 0 | 0 | 0 | 0 | 0 | 0 | 0 | 0 | 0 | 0 | 0 | 0 | 0 | 1768
1253
1254 |  | 25317 | DG&T Working Capital Deposit |  | F30 |  | 0 | 0 | 0 | 0 | 0 | 0 | 0 | 0 | 0 | 0 | 0 | 0 | 0 | 0 | 1772
1255
1256 |  | 25319 | Provo Working Capital Deposit |  | F30 |  | 0 | 0 | 0 | 0 | 0 | 0 | 0 | 0 | 0 | 0 | 0 | 0 | 0 | 0 | 1776
1257
1258 |  | 154 | Materials and Supplies |  | F102D |  | 2432536.0065 | 1426656.7856 | 588661.7624 | 132618.4102 | 30702.1997 | 2106.1142 | 1147.1624 | 29716.9178 | 1298.2737 | 698.242 | 218534.4989 | 197.8198 | 197.8198 | 0 | 1794
1259
1260 |  | 163 | Stores Expense Undistributed |  | F102D |  | 0 | 0 | 0 | 0 | 0 | 0 | 0 | 0 | 0 | 0 | 0 | 0 | 0 | 0 | 1797
1261
1262 |  | 25318 | Provo Working Capital Deposit |  | F102D |  | -2875.2224 | -1686.2877 | -695.7897 | -156.753 | -36.2896 | -2.4894 | -1.3559 | -35.125 | -1.5345 | -0.82531 | -258.3046 | -0.23382 | -0.23382 | 0 | 1802
1263
1264 |  | 165 | Prepayments |  | F102D |  | 0 | 0 | 0 | 0 | 0 | 0 | 0 | 0 | 0 | 0 | 0 | 0 | 0 | 0 | 1809
1265 |  |  |  | General Plant | F102D |  | 119327.1207 | 69984.1014 | 28876.577 | 6505.5452 | 1506.0846 | 103.3146 | 56.2736 | 1457.752 | 63.6863 | 34.252 | 10720.126 | 9.704 | 9.704 | 0 | 1810
1266 |  |  |  | System Generation | F102D |  | 0 | 0 | 0 | 0 | 0 | 0 | 0 | 0 | 0 | 0 | 0 | 0 | 0 | 0 | 1811
1267 |  |  |  | System Energy | F30 |  | 0 | 0 | 0 | 0 | 0 | 0 | 0 | 0 | 0 | 0 | 0 | 0 | 0 | 0 | 1812
1268 |  |  |  | System Overheads | F102D |  | 458691.3488 | 269017.6521 | 111001.0528 | 25007.2012 | 5789.3628 | 397.1396 | 216.3148 | 5603.573 | 244.8091 | 131.6641 | 41207.9755 | 37.3019 | 37.3019 | 0 | 1813
1269 |  |  |  | Total Prepayments |  |  | 578018.4695 | 339001.7535 | 139877.6298 | 31512.7465 | 7295.4474 | 500.4542 | 272.5884 | 7061.325 | 308.4954 | 165.916 | 51928.1015 | 47.0059 | 47.0059 | 0
1270
1271 |  | 182 | Misc Regulatory Assets |  | F102D |  | -91429.6788 | -53622.5451 | -22125.5331 | -4984.6163 | -1153.9777 | -79.1607 | -43.1174 | -1116.9447 | -48.7971 | -26.2442 | -8213.8719 | -7.4353 | -7.4353 | 0 | 1817
1272 |  |  |  | System Generation | F102D |  | 0 | 0 | 0 | 0 | 0 | 0 | 0 | 0 | 0 | 0 | 0 | 0 | 0 | 0 | 1818
1273 |  |  |  | Simple Cycle Combustion Turbine | F102D |  | 0 | 0 | 0 | 0 | 0 | 0 | 0 | 0 | 0 | 0 | 0 | 0 | 0 | 0 | 1819
1274 |  |  |  | System Generation | F102D |  | 0 | 0 | 0 | 0 | 0 | 0 | 0 | 0 | 0 | 0 | 0 | 0 | 0 | 0 | 1820
1275 |  |  |  | Energy | F30 |  | 0 | 0 | 0 | 0 | 0 | 0 | 0 | 0 | 0 | 0 | 0 | 0 | 0 | 0 | 1821
1276 |  |  |  | System Generation | F102D |  | 0 | 0 | 0 | 0 | 0 | 0 | 0 | 0 | 0 | 0 | 0 | 0 | 0 | 0 | 1822
1277 |  |  |  | System Overheads | F102D |  | 14963140.0695 | 8775724.2882 | 3621006.3825 | 815769.1568 | 188856.9431 | 12955.2377 | 7056.4841 | 182796.2267 | 7986.0074 | 4295.0618 | 1344260.6024 | 1216.8394 | 1216.8394 | 0 | 1823
1278 |  |  |  | Total Misc Regulatory Assets |  |  | 14871710.3906 | 8722101.7431 | 3598880.8494 | 810784.5405 | 187702.9654 | 12876.0769 | 7013.3666 | 181679.282 | 7937.2103 | 4268.8176 | 1336046.7305 | 1209.4041 | 1209.4041 | 0
1279
1280 |  | 186 | Misc Deferred Debits |  | F102D |  | 0 | 0 | 0 | 0 | 0 | 0 | 0 | 0 | 0 | 0 | 0 | 0 | 0 | 0 | 1827
1281 |  |  |  | System Generation | F102D |  | 0 | 0 | 0 | 0 | 0 | 0 | 0 | 0 | 0 | 0 | 0 | 0 | 0 | 0 | 1828
1282 |  |  |  | System Generation | F102D |  | 0 | 0 | 0 | 0 | 0 | 0 | 0 | 0 | 0 | 0 | 0 | 0 | 0 | 0 | 1829
1283 |  |  |  | System Generation | F102D |  | 0 | 0 | 0 | 0 | 0 | 0 | 0 | 0 | 0 | 0 | 0 | 0 | 0 | 0 | 1830
1284 |  |  |  | System Overheads | F102D |  | 7390.5224 | 4334.4636 | 1788.4701 | 402.9208 | 93.2793 | 6.3988 | 3.4853 | 90.2858 | 3.9444 | 2.1214 | 663.9507 | 0.60102 | 0.60102 | 0 | 1831
1285 |  |  |  | System Energy | F30 |  | 0 | 0 | 0 | 0 | 0 | 0 | 0 | 0 | 0 | 0 | 0 | 0 | 0 | 0 | 1832
1286 |  |  |  | System Net Steam Plant | F102D |  | 0 | 0 | 0 | 0 | 0 | 0 | 0 | 0 | 0 | 0 | 0 | 0 | 0 | 0 | 1833
1287 |  |  |  | Excise Tax | F102D |  | 0 | 0 | 0 | 0 | 0 | 0 | 0 | 0 | 0 | 0 | 0 | 0 | 0 | 0 | 1834
1288 |  |  |  | Total Misc Deferred Debits |  |  | 7390.5224 | 4334.4636 | 1788.4701 | 402.9208 | 93.2793 | 6.3988 | 3.4853 | 90.2858 | 3.9444 | 2.1214 | 663.9507 | 0.60102 | 0.60102 | 0
1289
1290 |  | CWC | Cash Working Capital |  |  |  | 340855.87 | 198620.2821 | 84275.8564 | 17092.7182 | 4733.0441 | 974.0567 | 444.8884 | 4452.4964 | 133.8107 | 299.7794 | 29564.2548 | 132.806 | 131.8769 | 0
1291
1292 |  | OWC | Other Working Capital |  | F137D |  | 561797.1967 | 307915.9655 | 144394.5278 | 33967.9732 | 14345.9693 | 2994.6701 | 87.9105 | 6522.5264 | 299.4526 | 109.6426 | 50424.8702 | 364.6292 | 369.0595 | 0 | 1854
1293 |  |  |  | Total Other Working Capital |  |  | 561797.1967 | 307915.9655 | 144394.5278 | 33967.9732 | 14345.9693 | 2994.6701 | 87.9105 | 6522.5264 | 299.4526 | 109.6426 | 50424.8702 | 364.6292 | 369.0595 | 0
1294
1295 |  | 18222 | Nuclear Plant |  | F10 |  | 0 | 0 | 0 | 0 | 0 | 0 | 0 | 0 | 0 | 0 | 0 | 0 | 0 | 0 | 1868
1296
1297 |  | 1869 | Misc Deferred Debits-Trojan |  | F10 |  | 0 | 0 | 0 | 0 | 0 | 0 | 0 | 0 | 0 | 0 | 0 | 0 | 0 | 0 | 1873
1298
1299 |  | 141 | Impact Housing - Notes Receivable |  | F30 |  | 0 | 0 | 0 | 0 | 0 | 0 | 0 | 0 | 0 | 0 | 0 | 0 | 0 | 0 | 1876
1300 |  | TOTAL RATE BASE ADDITIONS |  |  |  |  | 19880393.9877 | 11519132.2697 | 4925769.12 | 1114271.807 | 245453.0962 | 19455.2816 | 9161.5047 | 246507.6265 | 10243.6387 | 5702.2095 | 1780789.8683 | 1952.0322 | 1955.5334 | 0
1301
1302 |  | Distribution - METER - Unbundled
1303
1304 |  | A |  | B | C |  | D | E | F | G | H | I | J | K | L | M | N | O | P
1305 |  | FERC ACCT |  | DESCRIPTION | COS Factor |  | Utah Jurisdiction Normalized | Residential Sch 1 | General Large Dist. Sch 6 | General +1 MW Sch 8 | Street & Area Lighting Sch. 7,11,12 | General Trans Sch 9 | General Secondary Sch 22 | Irrigation Sch 10 | Traffic Signals Sch 15 | Outdoor Lighting Sch 15 | General Small Dist. Sch 23 | Industrial Cust 1 | Industrial Cust 2
1306
1307 |  | 235 | Customer Service Deposits |  | F51 |  | 0 | 0 | 0 | 0 | 0 | 0 | 0 | 0 | 0 | 0 | 0 | 0 | 0 | 0 | 1886
1308
1309 |  | 2281 | Accum Prov for Property Insurance |  | F102D |  | -159533.7043 | -93564.8398 | -38606.3726 | -8697.5511 | -2013.5511 | -138.1259 | -75.2347 | -1948.9331 | -85.1451 | -45.793 | -14332.2105 | -12.9737 | -12.9737 | 0 | 1891
1310
1311 |  | 2282 | Accum Prov for Injuries & Damages |  | F102D |  | 91557.74 | 53697.6516 | 22156.5232 | 4991.598 | 1155.594 | 79.2716 | 43.1778 | 1118.5092 | 48.8655 | 26.281 | 8225.3766 | 7.4457 | 7.4457 | 0 | 1895
1312
1313 |  | 2283 | Accum Prov for Pension & Benefits |  | F102D |  | -5327221.4658 | -3124359.365 | -1289161.4219 | -290432.5525 | -67237.4085 | -4612.3621 | -2512.2704 | -65079.6543 | -2843.202 | -1529.1406 | -478587.6429 | -433.2228 | -433.2228 | 0 | 1900
1314
1315 |  | 25335 | Accum Prov for Pension & Benefits |  | F30 |  | 0 | 0 | 0 | 0 | 0 | 0 | 0 | 0 | 0 | 0 | 0 | 0 | 0 | 0 | 1905
1316
1317 |  | 22844 | Accum Hydro Relicensing Obligation |  | F10 |  | 0 | 0 | 0 | 0 | 0 | 0 | 0 | 0 | 0 | 0 | 0 | 0 | 0 | 0 | 1909
1318
1319 |  | 254 | Reg Liabilities - Insurance Provision |  | F30 |  | -17150.2628 | -4984.8 | -4770.834 | -1496.7245 | -60.5262 | -3517.6563 | -18.8831 | -172.8303 | -5.7778 | -12.7764 | -1050.0909 | -451.4839 | -607.8794 | 0 | 1912
1320 |  | 254 |  | Situs | F102D |  | 0 | 0 | 0 | 0 | 0 | 0 | 0 | 0 | 0 | 0 | 0 | 0 | 0 | 0 | 1913
1321
1322 |  | 22842 | Accum Misc Oper Prov - Trojan |  | F10 |  | 0 | 0 | 0 | 0 | 0 | 0 | 0 | 0 | 0 | 0 | 0 | 0 | 0 | 0 | 1918
1323
1324 |  | 252 | Customer Advances for Const |  | F50 |  | -1640821.5453 | -812844.6494 | -34118.2153 | -117757.3441 | -16298.7767 | -299261.0768 | 0 | -21618.3523 | -7966.6122 | -11907.696 | -319048.8225 | 0 | 0 | 0 | 1926
1325
1326 |  | 25398 | SO2 Emissions |  | F30 |  | 0 | 0 | 0 | 0 | 0 | 0 | 0 | 0 | 0 | 0 | 0 | 0 | 0 | 0 | 1929
1327
1328 |  | 25399 | Other Deferred Credits |  | F10 |  | -1064104.8465 | -363103.0692 | -299416.9685 | -85842.8235 | -1937.3538 | -186528.32 | -913.5619 | -9757.3028 | -301.2006 | -421.2427 | -70715.7483 | -23536.2648 | -21630.9904 | 0 | 1937
1329
1330 |  | 190 | Accum Deferred Income Taxes |  | F104D |  | 0 | 0 | 0 | 0 | 0 | 0 | 0 | 0 | 0 | 0 | 0 | 0 | 0 | 0 | 1940
1331 |  |  |  | Customer System | F42 |  | 0 | 0 | 0 | 0 | 0 | 0 | 0 | 0 | 0 | 0 | 0 | 0 | 0 | 0 | 1941
1332 |  |  |  | Labor | F138D |  | 190547.2743 | 105657.5375 | 48811.8536 | 11393.1272 | 4911.9632 | 132.2118 | 27.8985 | 2227.6128 | 102.4642 | 36.3259 | 17221.4432 | 12.4182 | 12.4182 | 0 | 1942
1333 |  |  |  | System Generation | F104D |  | 0 | 0 | 0 | 0 | 0 | 0 | 0 | 0 | 0 | 0 | 0 | 0 | 0 | 0 | 1943
1334 |  |  |  | IBT | F141 |  | 0 | 0 | 0 | 0 | 0 | 0 | 0 | 0 | 0 | 0 | 0 | 0 | 0 | 0 | 1944
1335 |  |  |  | Bad Debt Expense | F104D |  | 0 | 0 | 0 | 0 | 0 | 0 | 0 | 0 | 0 | 0 | 0 | 0 | 0 | 0 | 1947
1336 |  |  |  | TROJP | F104D |  | 0 | 0 | 0 | 0 | 0 | 0 | 0 | 0 | 0 | 0 | 0 | 0 | 0 | 0 | 1948
1337 |  |  |  | System Generation | F104D |  | 0 | 0 | 0 | 0 | 0 | 0 | 0 | 0 | 0 | 0 | 0 | 0 | 0 | 0 | 1949
1338 |  |  |  | Energy | F104D |  | 0 | 0 | 0 | 0 | 0 | 0 | 0 | 0 | 0 | 0 | 0 | 0 | 0 | 0 | 1950
1339 |  |  |  | System Net Plant | F104D |  | 0 | 0 | 0 | 0 | 0 | 0 | 0 | 0 | 0 | 0 | 0 | 0 | 0 | 0 | 1951
1340 |  |  |  | Division Net Plant Distribution | F104D |  | 194669.2518 | 114194.1753 | 47742.5785 | 10731.7439 | 1729.9996 | 133.4538 | 100.3949 | 2428.9952 | 100.7226 | 57.8775 | 17424.2406 | 12.5348 | 12.5348 | 0 | 1952
1341 |  |  |  | Simple Cycle Combustion Turbine | F10 |  | 0 | 0 | 0 | 0 | 0 | 0 | 0 | 0 | 0 | 0 | 0 | 0 | 0 | 0 | 1953
1342 |  |  |  | Total Accum Deferred Income Taxes |  |  | 385216.5261 | 219851.7128 | 96554.4321 | 22124.8712 | 6641.9629 | 265.6656 | 128.2934 | 4656.6079 | 203.1869 | 94.2034 | 34645.6838 | 24.953 | 24.953 | 0
1343
1344 |  | 281 | Accum Deferred Income Taxes |  | F104D |  | 0 | 0 | 0 | 0 | 0 | 0 | 0 | 0 | 0 | 0 | 0 | 0 | 0 | 0 | 1960
1345
1346 |  | 282 | Accum Deferred Income Taxes |  | F104D |  | -100723781.9323 | -59085187.3637 | -24702478.8138 | -5552709.6734 | -895118.784 | -69050.3296 | -51945.3137 | -1256785.944 | -52114.883 | -29946.3807 | -9015473.1428 | -6485.6519 | -6485.6519 | 0 | 1963
1347 |  |  |  | DITBAL | F104D |  | -0.0072119 | -0.0042305 | -0.0017687 | -0.00039758 | -6.4091e-05 | -4.9441e-06 | -3.7193e-06 | -8.9987e-05 | -3.7315e-06 | -2.1442e-06 | -0.00064551 | -4.6438e-07 | -4.6438e-07 | 0 | 1964
1348 |  |  |  | System Net Plant | F104D |  | 0 | 0 | 0 | 0 | 0 | 0 | 0 | 0 | 0 | 0 | 0 | 0 | 0 | 0 | 1965
1349 |  |  |  | Labor | F138D |  | -2401.4674 | -1331.602 | -615.1758 | -143.5876 | -61.9055 | -1.6663 | -0.35161 | -28.0746 | -1.2914 | -0.45781 | -217.0419 | -0.15651 | -0.15651 | 0 | 1966
1350 |  |  |  | GPS | F104D |  | 0 | 0 | 0 | 0 | 0 | 0 | 0 | 0 | 0 | 0 | 0 | 0 | 0 | 0 | 1967
1351 |  |  |  | CIAC | F104D |  | 7221.3289 | 4236.0758 | 1771.0289 | 398.0981 | 64.175 | 4.9505 | 3.7242 | 90.1045 | 3.7363 | 2.147 | 646.3587 | 0.46498 | 0.46498 | 0 | 1968
1352 |  |  |  | SNPD | F104D |  | 0 | 0 | 0 | 0 | 0 | 0 | 0 | 0 | 0 | 0 | 0 | 0 | 0 | 0 | 1969
1353 |  |  |  | SCHMDEXP | F104D |  | 0 | 0 | 0 | 0 | 0 | 0 | 0 | 0 | 0 | 0 | 0 | 0 | 0 | 0 | 1970
1354 |  |  |  | TAXDEPR | F104D |  | 0 | 0 | 0 | 0 | 0 | 0 | 0 | 0 | 0 | 0 | 0 | 0 | 0 | 0 | 1971
1355 |  |  |  | DGP | F104D |  | 0 | 0 | 0 | 0 | 0 | 0 | 0 | 0 | 0 | 0 | 0 | 0 | 0 | 0 | 1972
1356 |  |  |  | IBT | F104D |  | 0 | 0 | 0 | 0 | 0 | 0 | 0 | 0 | 0 | 0 | 0 | 0 | 0 | 0 | 1973
1357 |  |  |  | SSGCT | F104D |  | 0 | 0 | 0 | 0 | 0 | 0 | 0 | 0 | 0 | 0 | 0 | 0 | 0 | 0 | 1974
1358 |  |  |  | SSGCH | F104D |  | 0 | 0 | 0 | 0 | 0 | 0 | 0 | 0 | 0 | 0 | 0 | 0 | 0 | 0 | 1975
1359 |  |  |  | SE | F104D |  | 0 | 0 | 0 | 0 | 0 | 0 | 0 | 0 | 0 | 0 | 0 | 0 | 0 | 0 | 1976
1360 |  |  |  | SG | F104D |  | 0 | 0 | 0 | 0 | 0 | 0 | 0 | 0 | 0 | 0 | 0 | 0 | 0 | 0 | 1977
1361 |  |  |  | Total Accum Deferred Income Taxes |  |  | -100718962.078 | -59082282.8941 | -24701322.9626 | -5552455.1633 | -895116.5145 | -69047.0453 | -51941.9411 | -1256723.9142 | -52112.438 | -29944.6915 | -9015043.8265 | -6485.3434 | -6485.3434 | 0
1362
1363
1364 |  | 283 | Accum Deferred Income Taxes |  | F104D |  | -351337.3121 | -206096.619 | -86165.3757 | -19368.5548 | -3122.2877 | -240.8563 | -181.1918 | -4383.8286 | -181.7833 | -104.4568 | -31447.1125 | -22.6228 | -22.6228 | 0 | 1981
1365 |  |  |  | System Generation | F104D |  | 0 | 0 | 0 | 0 | 0 | 0 | 0 | 0 | 0 | 0 | 0 | 0 | 0 | 0 | 1982
1366 |  |  |  | Energy | F104D |  | 0 | 0 | 0 | 0 | 0 | 0 | 0 | 0 | 0 | 0 | 0 | 0 | 0 | 0 | 1983
1367 |  |  |  | Labor | F138D |  | -254129.1241 | -140913.3642 | -65099.402 | -15194.788 | -6550.9881 | -176.3283 | -37.2077 | -2970.923 | -136.6545 | -48.4471 | -22967.8976 | -16.5619 | -16.5619 | 0 | 1984
1368 |  |  |  | General Plant | F104D |  | -178143.197 | -104499.8904 | -43689.5683 | -9820.6941 | -1583.1348 | -122.1245 | -91.8721 | -2222.7905 | -92.172 | -52.9641 | -15945.0447 | -11.4707 | -11.4707 | 0 | 1985
1369 |  |  |  | System Net Plant | F104D |  | -45888.4781 | -26918.4623 | -11254.1362 | -2529.7441 | -407.8048 | -31.4585 | -23.6656 | -572.5757 | -23.7429 | -13.6432 | -4107.3353 | -2.9548 | -2.9548 | 0 | 1986
1370 |  |  |  | TROJP | F104D |  | 0 | 0 | 0 | 0 | 0 | 0 | 0 | 0 | 0 | 0 | 0 | 0 | 0 | 0 | 1987
1371 |  |  |  | System Generation | F104D |  | 0 | 0 | 0 | 0 | 0 | 0 | 0 | 0 | 0 | 0 | 0 | 0 | 0 | 0 | 1988
1372 |  |  |  | Simple Cycle Combustion Turbine | F104D |  | 0 | 0 | 0 | 0 | 0 | 0 | 0 | 0 | 0 | 0 | 0 | 0 | 0 | 0 | 1989
1373 |  |  |  | System Generation | F104D |  | 0 | 0 | 0 | 0 | 0 | 0 | 0 | 0 | 0 | 0 | 0 | 0 | 0 | 0 | 1990
1374 |  |  |  | Total Accum Deferred Income Taxes |  |  | -829498.1114 | -478428.3359 | -206208.4821 | -46913.7811 | -11664.2153 | -570.7676 | -333.9373 | -10150.1178 | -434.3527 | -219.5111 | -74467.3901 | -53.6102 | -53.6102 | 0
1375
1376 |  | 255 | Accum Investment Tax Credit |  | F104D |  | -7536.3637 | -4420.8771 | -1848.291 | -415.4653 | -66.9747 | -5.1665 | -3.8867 | -94.0353 | -3.8993 | -2.2407 | -674.5565 | -0.48527 | -0.48527 | 0 | 2004
1377 |  | TOTAL MISC RATE BASE DEDUCTIONS |  |  |  |  | -109288054.1117 | -63690439.4662 | -26456742.5928 | -6076894.9363 | -986597.7639 | -563335.5832 | -55628.2438 | -1359770.0231 | -63500.5754 | -43962.6077 | -9931049.2278 | -30940.9852 | -29192.1064 | 0
1378
1379 | [6 empty] | D: ACCUMULATED DEPRECIATION
1380 | [6 empty] | D: PRODUCTION PLANT
1381
1382 |  | 108SP | Steam Prod Accumulated Depr |  | F10 |  | 0 | 0 | 0 | 0 | 0 | 0 | 0 | 0 | 0 | 0 | 0 | 0 | 0 | 0 | 2016
1383
1384 |  | 108NP | Nuclear Prod Accumulated Depr |  | F10 |  | 0 | 0 | 0 | 0 | 0 | 0 | 0 | 0 | 0 | 0 | 0 | 0 | 0 | 0 | 2022
1385
1386 |  | 108HP | Hydraulic Prod Accum Depr |  | F10 |  | 0 | 0 | 0 | 0 | 0 | 0 | 0 | 0 | 0 | 0 | 0 | 0 | 0 | 0 | 2030
1387
1388 |  | 108OP | Other Production - Accum Depr |  | F10 |  | 0 | 0 | 0 | 0 | 0 | 0 | 0 | 0 | 0 | 0 | 0 | 0 | 0 | 0 | 2033
1389 |  |  |  | Simple Cycle Combustion Turbine | F10 |  | 0 | 0 | 0 | 0 | 0 | 0 | 0 | 0 | 0 | 0 | 0 | 0 | 0 | 0 | 2034
1390 |  |  |  | Wind Generation | F10 |  | 0 | 0 | 0 | 0 | 0 | 0 | 0 | 0 | 0 | 0 | 0 | 0 | 0 | 0 | 2035
1391 |  |  |  | System Generation | F10 |  | 0 | 0 | 0 | 0 | 0 | 0 | 0 | 0 | 0 | 0 | 0 | 0 | 0 | 0 | 2036
1392 |  |  |  | System Generation | F10 |  | 0 | 0 | 0 | 0 | 0 | 0 | 0 | 0 | 0 | 0 | 0 | 0 | 0 | 0 | 2037
1393 |  |  |  | Total Other Production - Accum Depr |  |  | 0 | 0 | 0 | 0 | 0 | 0 | 0 | 0 | 0 | 0 | 0 | 0 | 0 | 0
1394
1395 |  | 108EP | Experimental Plant - Accum Depr |  | F10 |  | 0 | 0 | 0 | 0 | 0 | 0 | 0 | 0 | 0 | 0 | 0 | 0 | 0 | 0 | 2043
1396
1397
1398
1399 |  | TOTAL PRODUCTION PLANT DEPRECIATION |  |  |  |  | 0 | 0 | 0 | 0 | 0 | 0 | 0 | 0 | 0 | 0 | 0 | 0 | 0 | 0
1400
1401
1402 | [6 empty] | D: TRANSMISSION PLANT
1403
1404 |  | 108TP | Transmission Plant Accum Depr |  | F106 |  | 0 | 0 | 0 | 0 | 0 | 0 | 0 | 0 | 0 | 0 | 0 | 0 | 0 | 0 | 2051
1405
1406
1407 | [6 empty] | D: DISTRIBUTION PLANT
1408
1409 |  | 108360 | Land and Land Rights |  | F118 |  | 0 | 0 | 0 | 0 | 0 | 0 | 0 | 0 | 0 | 0 | 0 | 0 | 0 | 0 | 2055
1410
1411 |  | 108361 | Structures and Improvements |  | F119 |  | 0 | 0 | 0 | 0 | 0 | 0 | 0 | 0 | 0 | 0 | 0 | 0 | 0 | 0 | 2059
1412
1413 |  | 108362 | Station Equipment |  | F120 |  | 0 | 0 | 0 | 0 | 0 | 0 | 0 | 0 | 0 | 0 | 0 | 0 | 0 | 0 | 2063
1414
1415 |  | Distribution - METER - Unbundled
1416
1417 |  | A |  | B | C |  | D | E | F | G | H | I | J | K | L | M | N | O | P
1418 |  | FERC ACCT |  | DESCRIPTION | COS Factor |  | Utah Jurisdiction Normalized | Residential Sch 1 | General Large Dist. Sch 6 | General +1 MW Sch 8 | Street & Area Lighting Sch. 7,11,12 | General Trans Sch 9 | General Secondary Sch 22 | Irrigation Sch 10 | Traffic Signals Sch 15 | Outdoor Lighting Sch 15 | General Small Dist. Sch 23 | Industrial Cust 1 | Industrial Cust 2
1419
1420 |  | 108364 | Poles, Towers & Fixtures |  | F121 |  | 0 | 0 | 0 | 0 | 0 | 0 | 0 | 0 | 0 | 0 | 0 | 0 | 0 | 0 | 2067
1421
1422 |  | 108365 | Overhead Conductors |  | F122 |  | 0 | 0 | 0 | 0 | 0 | 0 | 0 | 0 | 0 | 0 | 0 | 0 | 0 | 0 | 2071
1423
1424 |  | 108366 | Underground Conduit |  | F123 |  | 0 | 0 | 0 | 0 | 0 | 0 | 0 | 0 | 0 | 0 | 0 | 0 | 0 | 0 | 2075
1425
1426 |  | 108367 | Underground Conductors |  | F124 |  | 0 | 0 | 0 | 0 | 0 | 0 | 0 | 0 | 0 | 0 | 0 | 0 | 0 | 0 | 2079
1427
1428 |  | 108368 | Line Transformers |  | F125 |  | -125748139.2015 | -76160122.8362 | -31079045.95 | -6104342.8179 | -420510.2417 | 0 | -255109.7388 | -2255542.2333 | -17225.0646 | -84913.0354 | -9371327.2837 | 0 | 0 | 0 | 2083
1429
1430 |  | 108369 | Services |  | F126 |  | 0 | 0 | 0 | 0 | 0 | 0 | 0 | 0 | 0 | 0 | 0 | 0 | 0 | 0 | 2087
1431
1432 |  | 108370 | Meters |  | F127 |  | 0 | 0 | 0 | 0 | 0 | 0 | 0 | 0 | 0 | 0 | 0 | 0 | 0 | 0 | 2091
1433
1434 |  | 108371 | Install on Customers' Premises |  | F128 |  | 0 | 0 | 0 | 0 | 0 | 0 | 0 | 0 | 0 | 0 | 0 | 0 | 0 | 0 | 2095
1435
1436 |  | 108372 | Leased Property |  | F129 |  | 0 | 0 | 0 | 0 | 0 | 0 | 0 | 0 | 0 | 0 | 0 | 0 | 0 | 0 | 2099
1437
1438 |  | 108373 | Street Lights |  | F130 |  | 0 | 0 | 0 | 0 | 0 | 0 | 0 | 0 | 0 | 0 | 0 | 0 | 0 | 0 | 2103
1439
1440 |  | 108D00 | Unclassified Dist Plant - Acct 300 |  | F121 |  | 0 | 0 | 0 | 0 | 0 | 0 | 0 | 0 | 0 | 0 | 0 | 0 | 0 | 0 | 2107
1441
1442 |  | 108DS | Unclassified Dist Sub - Acct 300 |  | F120 |  | 0 | 0 | 0 | 0 | 0 | 0 | 0 | 0 | 0 | 0 | 0 | 0 | 0 | 0 | 2111
1443
1444 |  | 108D | Unclassified Dist Sub - Acct 300 |  | F102D |  | 446871.5079 | 262085.4398 | 108140.7094 | 24362.8003 | 5640.1789 | 386.9059 | 210.7406 | 5459.1767 | 238.5007 | 128.2713 | 40146.103 | 36.3407 | 36.3407 | 0 | 2115
1445
1446
1447 |  | TOTAL DISTRIBUTION PLANT DEPR |  |  |  |  | -125301267.6937 | -75898037.3964 | -30970905.2406 | -6079980.0176 | -414870.0628 | 386.9059 | -254898.9982 | -2250083.0566 | -16986.5639 | -84784.7641 | -9331181.1807 | 36.3407 | 36.3407 | 0
1448
1449 | [6 empty] | D: GENERAL PLANT
1450 |  | 108GP | General Plant Accumulated Depr
1451 |  |  |  | Situs | F107D |  | -10514865.4089 | -6166857.9808 | -2544545.7691 | -573255.5365 | -132713.1424 | -9103.8766 | -4958.7172 | -128454.1689 | -5611.9099 | -3018.2165 | -944635.9015 | -855.0947 | -855.0947 | 0 | 2121
1452 |  |  |  | System Generation | F105D |  | 0 | 0 | 0 | 0 | 0 | 0 | 0 | 0 | 0 | 0 | 0 | 0 | 0 | 0 | 2122
1453 |  |  |  | System Generation | F105D |  | 0 | 0 | 0 | 0 | 0 | 0 | 0 | 0 | 0 | 0 | 0 | 0 | 0 | 0 | 2123
1454 |  |  |  | System Generation | F105D |  | 0 | 0 | 0 | 0 | 0 | 0 | 0 | 0 | 0 | 0 | 0 | 0 | 0 | 0 | 2124
1455 |  |  |  | Customer - System | F42 |  | 0 | 0 | 0 | 0 | 0 | 0 | 0 | 0 | 0 | 0 | 0 | 0 | 0 | 0 | 2125
1456 |  |  |  | System Overheads | F102D |  | -2299775.8764 | -1348794.3655 | -556534.4632 | -125380.5163 | -29026.5706 | -1991.1692 | -1084.5539 | -28095.0623 | -1227.418 | -660.1341 | -206607.5764 | -187.0234 | -187.0234 | 0 | 2126
1457 |  |  |  | Energy | F30 |  | 0 | 0 | 0 | 0 | 0 | 0 | 0 | 0 | 0 | 0 | 0 | 0 | 0 | 0 | 2127
1458 |  |  |  | Simple Cycle Combustion Turbine | F10 |  | 0 | 0 | 0 | 0 | 0 | 0 | 0 | 0 | 0 | 0 | 0 | 0 | 0 | 0 | 2128
1459 |  |  |  | Cholla | F10 |  | 0 | 0 | 0 | 0 | 0 | 0 | 0 | 0 | 0 | 0 | 0 | 0 | 0 | 0 | 2129
1460 |  |  | Total General Plant Accumulated Depr |  |  |  | -12814641.2853 | -7515652.3463 | -3101080.2323 | -698636.0529 | -161739.713 | -11095.0457 | -6043.2711 | -156549.2312 | -6839.3278 | -3678.3507 | -1151243.4779 | -1042.1182 | -1042.1182 | 0
1461
1462 |  | 108MP | Mining Plant Accumulated Depr. |  | F30 |  | 0 | 0 | 0 | 0 | 0 | 0 | 0 | 0 | 0 | 0 | 0 | 0 | 0 | 0 | 2137
1463
1464 |  | 1081390 | Accum Depr - Capital Lease |  | F30 |  | 0 | 0 | 0 | 0 | 0 | 0 | 0 | 0 | 0 | 0 | 0 | 0 | 0 | 0 | 2144
1465 |  |  | Remove Capital Lease |  | F30 |  | 0 | 0 | 0 | 0 | 0 | 0 | 0 | 0 | 0 | 0 | 0 | 0 | 0 | 0 | 2147
1466
1467 |  | 1081399L | Accum Depr - Capital Lease |  | F30 |  | 0 | 0 | 0 | 0 | 0 | 0 | 0 | 0 | 0 | 0 | 0 | 0 | 0 | 0 | 2151
1468 |  |  |  | Energy | F30 |  | 0 | 0 | 0 | 0 | 0 | 0 | 0 | 0 | 0 | 0 | 0 | 0 | 0 | 0 | 2152
1469 |  |  | Remove Capital Lease |  | F30 |  | 0 | 0 | 0 | 0 | 0 | 0 | 0 | 0 | 0 | 0 | 0 | 0 | 0 | 0 | 2155
1470
1471 |  | TOTAL GENERAL PLANT ACCUM DEPR |  |  |  |  | -12814641.2853 | -7515652.3463 | -3101080.2323 | -698636.0529 | -161739.713 | -11095.0457 | -6043.2711 | -156549.2312 | -6839.3278 | -3678.3507 | -1151243.4779 | -1042.1182 | -1042.1182 | 0
1472
1473
1474 |  | TOTAL ACCUM DEPR - PLANT IN SERVICE |  |  |  |  | -138115908.979 | -83413689.7427 | -34071985.4729 | -6778616.0704 | -576609.7758 | -10708.1399 | -260942.2693 | -2406632.2878 | -23825.8917 | -88463.1148 | -10482424.6586 | -1005.7775 | -1005.7775 | 0
1475
1476
1477 | [6 empty] | D: ACCUMULATED AMORTIZATION
1478
1479 |  | 111CLS | Accum Prov for Amort-Steam |  | F10 |  | 0 | 0 | 0 | 0 | 0 | 0 | 0 | 0 | 0 | 0 | 0 | 0 | 0 | 0 | 2168
1480
1481 |  | 111CLG | Accum Prov for Amort-General
1482 |  |  | Situs |  | F108D |  | -2163.7122 | -1268.9944 | -523.6077 | -117.9625 | -27.3092 | -1.8734 | -1.0204 | -26.4328 | -1.1548 | -0.62108 | -194.3839 | -0.17596 | -0.17596 | 0 | 2172
1483 |  |  | Customer - System |  | F40 |  | 0 | 0 | 0 | 0 | 0 | 0 | 0 | 0 | 0 | 0 | 0 | 0 | 0 | 0 | 2173
1484 |  |  | System Generation |  | F108D |  | 0 | 0 | 0 | 0 | 0 | 0 | 0 | 0 | 0 | 0 | 0 | 0 | 0 | 0 | 2174
1485 |  |  | System Overheads |  | F108D |  | -80483.4234 | -47202.6814 | -19476.5931 | -4387.842 | -1015.8198 | -69.6834 | -37.9553 | -983.2205 | -42.955 | -23.1022 | -7230.4807 | -6.5451 | -6.5451 | 0 | 2175
1486 |  |  | Energy |  | F108D |  | 0 | 0 | 0 | 0 | 0 | 0 | 0 | 0 | 0 | 0 | 0 | 0 | 0 | 0 | 2176
1487 |  |  | Total Accum Prov for Amort-General |  |  |  | -82647.1356 | -48471.6759 | -20000.2008 | -4505.8045 | -1043.129 | -71.5567 | -38.9757 | -1009.6534 | -44.1098 | -23.7233 | -7424.8646 | -6.7211 | -6.7211 | 0 | 2177
1488
1489 |  | 111CLH | Accum Prov for Amort-Hydro |  | F10 |  | 0 | 0 | 0 | 0 | 0 | 0 | 0 | 0 | 0 | 0 | 0 | 0 | 0 | 0 | 2185
1490
1491 |  | 111IP | Accum Prov for Amort-Intangible
1492 |  |  |  | Situs | F107D |  | 2332.6787 | 1368.0915 | 564.4968 | 127.1743 | 29.4419 | 2.0197 | 1.1001 | 28.497 | 1.245 | 0.66958 | 209.5635 | 0.1897 | 0.1897 | 0 | 2189
1493 |  |  |  | System Generation | F105D |  | 0 | 0 | 0 | 0 | 0 | 0 | 0 | 0 | 0 | 0 | 0 | 0 | 0 | 0 | 2190
1494 |  |  |  | System Generation | F105D |  | 0 | 0 | 0 | 0 | 0 | 0 | 0 | 0 | 0 | 0 | 0 | 0 | 0 | 0 | 2191
1495 |  |  |  | Energy | F30 |  | 0 | 0 | 0 | 0 | 0 | 0 | 0 | 0 | 0 | 0 | 0 | 0 | 0 | 0 | 2192
1496 |  |  |  | System Generation | F105D |  | 0 | 0 | 0 | 0 | 0 | 0 | 0 | 0 | 0 | 0 | 0 | 0 | 0 | 0 | 2193
1497 |  |  |  | System Generation | F105D |  | 0 | 0 | 0 | 0 | 0 | 0 | 0 | 0 | 0 | 0 | 0 | 0 | 0 | 0 | 2194
1498 |  |  |  | System Generation | F105D |  | 0 | 0 | 0 | 0 | 0 | 0 | 0 | 0 | 0 | 0 | 0 | 0 | 0 | 0 | 2195
1499 |  |  |  | Customer - System | F42 |  | 0 | 0 | 0 | 0 | 0 | 0 | 0 | 0 | 0 | 0 | 0 | 0 | 0 | 0 | 2196
1500 |  |  |  | System Generation | F105D |  | 0 | 0 | 0 | 0 | 0 | 0 | 0 | 0 | 0 | 0 | 0 | 0 | 0 | 0 | 2197
1501 |  |  |  | Cholla | F10 |  | 0 | 0 | 0 | 0 | 0 | 0 | 0 | 0 | 0 | 0 | 0 | 0 | 0 | 0 | 2198
1502 |  |  |  | System Overheads | F102D |  | -5875357.2646 | -3445835.2464 | -1421807.5922 | -320316.1382 | -74155.6924 | -5086.9436 | -2770.7663 | -71775.9196 | -3135.7487 | -1686.4791 | -527831.141 | -477.7985 | -477.7985 | 0 | 2199
1503 |  |  | Total Accum Prov for Amort-Intangible |  |  |  | -5873024.5859 | -3444467.1549 | -1421243.0954 | -320188.9638 | -74126.2506 | -5084.9239 | -2769.6663 | -71747.4226 | -3134.5037 | -1685.8095 | -527621.5775 | -477.6088 | -477.6088 | 0
1504
1505 |  | 111390 | Accum Prov for Amort-Capital Lease |  | F30 |  | 0 | 0 | 0 | 0 | 0 | 0 | 0 | 0 | 0 | 0 | 0 | 0 | 0 | 0 | 2210
1506
1507
1508 |  | TOTAL ACCUM PROV FOR AMORTIZATION |  |  |  |  | -5955671.7215 | -3492938.8308 | -1441243.2962 | -324694.7684 | -75169.3796 | -5156.4807 | -2808.6419 | -72757.0759 | -3178.6135 | -1709.5328 | -535046.442 | -484.3299 | -484.3299 | 0

## Dist-Service
DIS SERVICE |  |  | - | DIS - SERVICE - Unbundled
Rocky Mountain Power
3 | Cost Of Service By Rate Schedule
4 | State of Utah
5 | 2017 Protocol (Non Wgt)
6 | 12 Months Ended Dec 2017
7
8
9 |  | A |  | B | C |  | D | E | F | G | H | I | J | K | L | M | N | O | P | Chk Total
12 |  |  |  | DESCRIPTION |  |  | Utah Jurisdiction Normalized | Residential Sch 1 | General Large Dist. Sch 6 | General +1 MW Sch 8 | Street & Area Lighting Sch. 7,11,12 | General Trans Sch 9 | General Secondary Sch 22 | Irrigation Sch 10 | Traffic Signals Sch 15 | Outdoor Lighting Sch 15 | General Small Dist. Sch 23 | Industrial Cust 1 | Industrial Cust 2 | 0
13
12 |  |  |  | Operating Revenues |  |  | 36186035.0149 | 26817463.0082 | 4040068.6051 | 618071.5937 | 184863.7336 | 32289.7934 | 5323.6337 | 113528.6382 | 109104.5984 | 36789.2205 | 4216632.1752 | 6081.2055 | 5818.8093 | 0
13
14 |  |  |  | Operating Expenses
15 |  |  |  | Operation & Maintenance Expenses |  |  | 2265084.6404 | 1239752.2358 | 566710.8303 | 134090.9991 | 34985.8301 | 50335.7944 | 952.7393 | 26472.4507 | 1162.3717 | 632.0497 | 197347.8871 | 6279.4893 | 6361.9629 | 0
16 |  |  |  | Depreciation Expense |  |  | 7243287.6253 | 5729105.6844 | 587562.9811 | 65463.7573 | 6632.083 | 454.9487 | 486.3683 | 6419.2491 | 19998.1 | 4554.8358 | 822524.1542 | 42.7317 | 42.7317 | 0
17 |  |  |  | Amortization Expense |  |  | -121873.1985 | -71466.6515 | -29494.4331 | -6645.4945 | -1537.7488 | -113.1271 | -57.4912 | -1488.7231 | -65.0343 | -34.9876 | -10947.841 | -10.8722 | -10.7941 | 0
18 |  |  |  | Taxes Other Than Income |  |  | 1974976.1837 | 1160611.9278 | 486962.7594 | 108627.0937 | 17748.9211 | -1882.7287 | 1017.5849 | 24662.9291 | 975.1311 | 508.7379 | 175789.448 | -28.695 | -16.9255 | 0
19 |  |  |  | Income Taxes - Federal |  |  | 10866693.5328 | 7484268.4806 | 1630938.0773 | 303113.0209 | 133608.6171 | 1945.5294 | 3200.9402 | 68186.5681 | 26740.6165 | 10699.8592 | 1203015.4669 | 550.6375 | 425.7192 | 0
20 |  |  |  | Income Taxes - State |  |  | 1476603.1738 | 1016987.7855 | 221617.3976 | 41188.0254 | 18155.192 | 264.3651 | 434.9546 | 9265.4221 | 3633.6057 | 1453.9332 | 163469.8219 | 74.8225 | 57.8482 | 0
21 |  |  |  | Income Taxes Deferred |  |  | 978615.2297 | 575091.7493 | 241293.63 | 53825.5242 | 8794.721 | -932.9059 | 504.2208 | 12220.6628 | 483.1846 | 252.0834 | 87104.9648 | -14.2186 | -8.3867 | 0
22 |  |  |  | Investment Tax Credit Adj |  |  | -87944.5339 | -51681.37 | -21684.1667 | -4837.1009 | -790.3491 | 83.8368 | -45.3125 | -1098.2258 | -43.422 | -22.6538 | -7827.8013 | 1.2778 | 0.75368 | 0
23 |  |  |  | Misc Revenues & Expense |  |  | -3133.0094 | -1069.0726 | -881.5637 | -252.7442 | -5.7041 | -549.1893 | -2.6898 | -28.7281 | -0.88682 | -1.2403 | -208.2061 | -69.2971 | -63.6874 | 0
24
25 |  |  |  | Total Operating Expenses |  |  | 24592309.6441 | 17081600.7693 | 3683025.5123 | 694573.081 | 217591.5623 | 49606.5234 | 6491.3148 | 144611.6049 | 52883.6665 | 18042.6176 | 2630267.8945 | 6825.8758 | 6789.2218 | 0
26
27 |  |  |  | Operating Revenue For Return |  |  | 11593725.3707 | 9735862.239 | 357043.0929 | -76501.4873 | -32727.8288 | -17316.73 | -1167.681 | -31082.9667 | 56220.9319 | 18746.6029 | 1586364.2807 | -744.6703 | -970.4125 | 0
28
29
30 |  |  |  | Rate Base :
31 |  |  |  | Electric Plant In Service |  |  | 320113029.9284 | 253016912.5893 | 26106831.4874 | 2932660.5622 | 303274.5583 | 20804.0748 | 21846.2707 | 293542.0007 | 881869.1745 | 201001.3658 | 36330379.739 | 1954.0528 | 1954.0528 | 0
32 |  |  |  | Plant Held For Future Use |  |  | 623462.7808 | 298420.0022 | 210639.5995 | 50318.4285 | 352.3066 | 0 | 110.5581 | 9726.551 | 150.863 | 90.5887 | 53653.8832 | 0 | 0 | 0
33 |  |  |  | Electric Plant Acquisition Adj |  |  | 0 | 0 | 0 | 0 | 0 | 0 | 0 | 0 | 0 | 0 | 0 | 0 | 0 | 0
34 |  |  |  | Pensions |  |  | 0 | 0 | 0 | 0 | 0 | 0 | 0 | 0 | 0 | 0 | 0 | 0 | 0 | 0
35 |  |  |  | Prepayments |  |  | 330326.2752 | 193732.8864 | 79937.3357 | 18008.9196 | 4169.2058 | 285.9998 | 155.7789 | 4035.4094 | 176.2991 | 94.8178 | 29675.8966 | 26.8629 | 26.8629 | 0
36 |  |  |  | Fuel Stock |  |  | 0 | 0 | 0 | 0 | 0 | 0 | 0 | 0 | 0 | 0 | 0 | 0 | 0 | 0
37 |  |  |  | Materials & Supplies |  |  | 1388503.7228 | 814342.831 | 336011.0792 | 75699.252 | 17524.9692 | 1202.1805 | 654.806 | 16962.5654 | 741.0611 | 398.56 | 124740.5853 | 112.9165 | 112.9165 | 0
38 |  |  |  | Misc Deferred Debits |  |  | 8503115.8033 | 4986987.9941 | 2057712.2483 | 463577.8037 | 107321.889 | 7362.0835 | 4009.9939 | 103877.7608 | 4538.2149 | 2440.7583 | 763904.0682 | 691.4943 | 691.4943 | 0
39 |  |  |  | Cash Working Capital |  |  | 505898.3961 | 297480.1604 | 114912.2127 | 25955.0963 | 10477.8337 | 2276.0976 | 112.7274 | 5160.7636 | 533.5151 | 210.8433 | 48207.0993 | 285.0229 | 287.0236 | 0
40 |  |  |  | Weatherization Loans |  |  | 0 | 0 | 0 | 0 | 0 | 0 | 0 | 0 | 0 | 0 | 0 | 0 | 0 | 0
41 |  |  |  | Miscellaneous Rate Base |  |  | 0 | 0 | 0 | 0 | 0 | 0 | 0 | 0 | 0 | 0 | 0 | 0 | 0 | 0
42
43 |  |  |  | Total Rate Base Additions |  |  | 331464336.9066 | 259607876.4635 | 28906043.9628 | 3566220.0623 | 443120.7627 | 31930.4362 | 26890.1351 | 433305.0509 | 888009.1278 | 204236.934 | 37350561.2717 | 3070.3495 | 3072.3502 | 0
44
45 |  |  |  | Rate Base Deductions :
46 |  |  |  | Accum Provision For Depreciation |  |  | -107340937.6046 | -85060238.8138 | -8582585.2865 | -934870.6961 | -89207.8374 | -6119.493 | -6894.1097 | -86345.0176 | -298085.9105 | -67764.7721 | -12207676.1035 | -574.7822 | -574.7822 | 0
47 |  |  |  | Accum Provision For Amortization |  |  | -3403550.1628 | -1996146.3764 | -823642.4176 | -185556.7236 | -42957.8335 | -2946.8281 | -1605.084 | -41579.249 | -1816.5156 | -976.9646 | -305768.6001 | -276.7851 | -276.7851 | 0
48 |  |  |  | Accum Deferred Income Taxes |  |  | -57775111.3555 | -33891234.1645 | -14169329.5947 | -3185031.5144 | -513439.6905 | -39607.2348 | -29795.8062 | -720891.7941 | -29893.071 | -17177.2291 | -5171270.9229 | -3720.1667 | -3720.1667 | 0
49 |  |  |  | Unamortized ITC |  |  | -4306.8848 | -2526.445 | -1056.2623 | -237.4303 | -38.2747 | -2.9525 | -2.2211 | -53.7394 | -2.2284 | -1.2805 | -385.4959 | -0.27732 | -0.27732 | 0
50 |  |  |  | Customer Advance For Construction |  |  | -937697.4922 | -464524.8543 | -19497.8942 | -67296.0241 | -9314.4328 | -171021.8653 | 0 | -12354.4664 | -4552.7634 | -6805.0159 | -182330.1758 | 0 | 0 | 0
51 |  |  |  | Customer Service Deposits |  |  | 0 | 0 | 0 | 0 | 0 | 0 | 0 | 0 | 0 | 0 | 0 | 0 | 0 | 0
52 |  |  |  | Misc Rate Base Deductions |  |  | -3701166.2371 | -2018648.7586 | -919968.7552 | -218007.263 | -40056.922 | -111277.0757 | -1986.9075 | -43341.2007 | -1820.9997 | -1133.0582 | -318006.2111 | -13959.2677 | -12959.8176 | 0
53 | [19 empty] | 0
54 |  |  |  | Total Rate Base Deductions |  |  | -173162769.7369 | -123433319.4126 | -24516080.2106 | -4590999.6516 | -695014.9909 | -330975.4493 | -40284.1285 | -904565.4673 | -336171.4886 | -93858.3205 | -18185437.5092 | -18531.2791 | -17531.8289 | 0
55 | [19 empty] | 0
56 |  |  |  | Total Rate Base |  |  | 158301567.1696 | 136174557.0508 | 4389963.7522 | -1024779.5893 | -251894.2282 | -299045.0131 | -13393.9934 | -471260.4164 | 551837.6392 | 110378.6135 | 19165123.7625 | -15460.9296 | -14459.4787 | 0
57
58
59 |  |  |  | Return On Rate Base |  |  | 7.324% | 7.15% | 8.133% | 7.465% | 12.99% | 5.791% | 8.718% | 6.596% | 10.19% | 16.98% | 8.277% | 4.816% | 6.711%
60
61 |  |  |  | Return On Equity |  |  | 9.267% | 8.928% | 10.84% | 9.541% | 20.28% | 6.289% | 11.97% | 7.852% | 14.83% | 28.03% | 11.12% | 4.397% | 8.077%
Rocky Mountain Power
Cost Of Service By Rate Schedule
State of Utah
2017 Protocol (Non Wgt)
12 Months Ended Dec 2017
|  | A |  | B | C |  | D | E | F | G | H | I | J | K | L | M | N | O | P
|  |  |  | DESCRIPTION | COS Factor |  | Utah Jurisdiction Normalized | Residential Sch 1 | General Large Dist. Sch 6 | General +1 MW Sch 8 | Street & Area Lighting Sch. 7,11,12 | General Trans Sch 9 | General Secondary Sch 22 | Irrigation Sch 10 | Traffic Signals Sch 15 | Outdoor Lighting Sch 15 | General Small Dist. Sch 23 | Industrial Cust 1 | Industrial Cust 2
79 |  |  |  | Total Rate Base |  |  | 158301567.1696 | 136174557.0508 | 4389963.7522 | -1024779.5893 | -251894.2282 | -299045.0131 | -13393.9934 | -471260.4164 | 551837.6392 | 110378.6135 | 19165123.7625 | -15460.9296 | -14459.4787 | 0
80
81
82 |  |  |  | Return On Ratebase ($$) | 7.319% |  | 11585572.8342 | 9966169.4895 | 321287.058 | -75000.2592 | -18435.3129 | -21886.1243 | -980.2625 | -34490.0052 | 40387.1881 | 8078.2489 | 1402632.5904 | -1131.5348 | -1058.2419 | 0
83 |  |  |  | Operating & Maintenance Expense |  |  | 2265084.6404 | 1239752.2358 | 566710.8303 | 134090.9991 | 34985.8301 | 50335.7944 | 952.7393 | 26472.4507 | 1162.3717 | 632.0497 | 197347.8871 | 6279.4893 | 6361.9629 | 0
84 |  |  |  | Bad Debt to Produce ROR | F80 |  | 0 | 0 | 0 | 0 | 0 | 0 | 0 | 0 | 0 | 0 | 0 | 0 | 0 | 0
85 |  |  |  | Depreciation Expense |  |  | 7243287.6253 | 5729105.6844 | 587562.9811 | 65463.7573 | 6632.083 | 454.9487 | 486.3683 | 6419.2491 | 19998.1 | 4554.8358 | 822524.1542 | 42.7317 | 42.7317 | 0
86 |  |  |  | Amortization Expense |  |  | -121873.1985 | -71466.6515 | -29494.4331 | -6645.4945 | -1537.7488 | -113.1271 | -57.4912 | -1488.7231 | -65.0343 | -34.9876 | -10947.841 | -10.8722 | -10.7941 | 0
87 |  |  |  | Taxes Other Than Income |  |  | 1974976.1837 | 1160611.9278 | 486962.7594 | 108627.0937 | 17748.9211 | -1882.7287 | 1017.5849 | 24662.9291 | 975.1311 | 508.7379 | 175789.448 | -28.695 | -16.9255 | 0
88 |  |  |  | Federal Income Taxes |  |  | 10866693.5328 | 7484268.4806 | 1630938.0773 | 303113.0209 | 133608.6171 | 1945.5294 | 3200.9402 | 68186.5681 | 26740.6165 | 10699.8592 | 1203015.4669 | 550.6375 | 425.7192 | 0
89 |  |  |  | FIT Adj to Produce Target ROR | F101 |  | 0 | 0 | 0 | 0 | 0 | 0 | 0 | 0 | 0 | 0 | 0 | 0 | 0 | 0
90 |  |  |  | State Income Taxes |  |  | 1476603.1738 | 1016987.7855 | 221617.3976 | 41188.0254 | 18155.192 | 264.3651 | 434.9546 | 9265.4221 | 3633.6057 | 1453.9332 | 163469.8219 | 74.8225 | 57.8482 | 0
91 |  |  |  | SIT Adj to Produce Target ROR | F101 |  | 0 | 0 | 0 | 0 | 0 | 0 | 0 | 0 | 0 | 0 | 0 | 0 | 0 | 0
92 |  |  |  | Deferred Income Taxes |  |  | 978615.2297 | 575091.7493 | 241293.63 | 53825.5242 | 8794.721 | -932.9059 | 504.2208 | 12220.6628 | 483.1846 | 252.0834 | 87104.9648 | -14.2186 | -8.3867 | 0
93 |  |  |  | Investment Tax Credit |  |  | -87944.5339 | -51681.37 | -21684.1667 | -4837.1009 | -790.3491 | 83.8368 | -45.3125 | -1098.2258 | -43.422 | -22.6538 | -7827.8013 | 1.2778 | 0.75368 | 0
94 |  |  |  | Misc Revenue & Expenses |  |  | -3133.0094 | -1069.0726 | -881.5637 | -252.7442 | -5.7041 | -549.1893 | -2.6898 | -28.7281 | -0.88682 | -1.2403 | -208.2061 | -69.2971 | -63.6874 | 0
|  |  |  | Total Operating Expenses |  |  | 24592309.6441 | 17081600.7693 | 3683025.5123 | 694573.081 | 217591.5623 | 49606.5234 | 6491.3148 | 144611.6049 | 52883.6665 | 18042.6176 | 2630267.8945 | 6825.8758 | 6789.2218
|  |  |  | Total Op. exp. Adjusted for Taxes |  |  | 11580515.8504 | 10109028.0979 | 299107.7416 | -74069.0538 | -9569.7261 | -24720.5002 | -864.0076 | -36603.3767 | 30565.5841 | 1460.7143 | 1288664.6041 | -1371.5051 | -1112.722
97 |  |  |  | Revenue Credits |  |  | -1716680.8857 | -705841.6376 | -579916.3967 | -131430.0981 | -13194.8719 | -66801.9957 | -1112.2092 | -45272.1531 | -1037.7479 | -324.3419 | -171448.8969 | -148.2083 | -152.3284 | 0
98
99 |  |  |  | Total Revenue Requirements |  |  | 34456144.6088 | 26484787.2295 | 3402216.8572 | 489073.9291 | 194826.9644 | -41915.9726 | 4515.098 | 62736.0752 | 82411.5026 | 19178.99 | 3747483.6017 | 5306.1624 | 5524.1714 | 0
100 |  |  |  | Operating Revenues |  |  | 34469354.1292 | 26111621.3706 | 3460152.2085 | 486641.4957 | 171668.8617 | -34512.2023 | 4211.4245 | 68256.4852 | 108066.8505 | 36464.8786 | 4045183.2782 | 5932.9972 | 5666.4809 | 0
101
102 |  |  |  | Increase / (Decrease) Required to
103 |  |  |  | Earn Equal Rates of Return |  |  | -13209.5204 | 373165.8589 | -57935.3513 | 2432.4335 | 23158.1027 | -7403.7703 | 303.6735 | -5520.41 | -25655.3478 | -17285.8886 | -297699.6766 | -626.8348 | -142.3095 | 0
104
105 |  |  |  | Existing Revenues |  |  | 34469354.1292 | 26111621.3706 | 3460152.2085 | 486641.4957 | 171668.8617 | -34512.2023 | 4211.4245 | 68256.4852 | 108066.8505 | 36464.8786 | 4045183.2782 | 5932.9972 | 5666.4809 | 0
106 |  |  |  | check |  |  | 0 | 4.3213e-07 | 2.1886e-08 | -5.7335e-07 | -7.858e-10 | -1.739e-09 | 8.258e-07 | -1.4697e-09 | 2.4447e-09 | 8.1491e-10 | 7.2177e-08 | -8.7311e-11 | -1.0459e-10 | 0
107 |  |  |  | Percent Increase / (Decrease)
108 |  |  |  | Over Existing Rates To
109 |  |  |  | Equal Authorized RoE & RoR |  |  | -0.03832% | 1.429% | -1.674% | 0.4998% | 13.49% | 21.45% | 7.211% | -8.088% | -23.74% | -47.4% | -7.359% | -10.57% | -2.511%
[5 empty] | 2017 Protocol |  | E: ELECTRIC REVENUES
|  | DIS - SERVICE - Unbundled |  |  | (Non-Wgt)
|  | A |  | B | C |  | D | E | F | G | H | I | J | K | L | M | N | O | P
|  | FERC ACCT |  | DESCRIPTION | COS Factor |  | Utah Jurisdiction Normalized | Residential Sch 1 | General Large Dist. Sch 6 | General +1 MW Sch 8 | Street & Area Lighting Sch. 7,11,12 | General Trans Sch 9 | General Secondary Sch 22 | Irrigation Sch 10 | Traffic Signals Sch 15 | Outdoor Lighting Sch 15 | General Small Dist. Sch 23 | Industrial Cust 1 | Industrial Cust 2 |  | Func Study Row
122 |  | 440 | Residential Sales |  | A |  | 26111621.3706 | 26111621.3706 | 0 | 0 | 0 | 0 | 0 | 0 | 0 | 0 | 0 | 0 | 0 | 0
123
124 |  | 442 | Commercial & Industrial Sales |  | A |  | 8041532.1678 | 0 | 3460152.2085 | 486641.4957 | 0 | -34512.2023 | 4211.4245 | 68256.4852 | 0 | 0 | 4045183.2782 | 5932.9972 | 5666.4809 | 0
125 |  |  |  | Interruptible Demand | F10 |  | 0 | 0 | 0 | 0 | 0 | 0 | 0 | 0 | 0 | 0 | 0 | 0 | 0 | 0 | 100
126 |  |  |  | Interruptible Energy | F30 |  | 0 | 0 | 0 | 0 | 0 | 0 | 0 | 0 | 0 | 0 | 0 | 0 | 0 | 0 | 101
127 | [6 empty] | 8041532.1678 | 0 | 3460152.2085 | 486641.4957 | 0 | -34512.2023 | 4211.4245 | 68256.4852 | 0 | 0 | 4045183.2782 | 5932.9972 | 5666.4809 | 0
128
129 |  | 444 | Public Street & Highway Lighting |  | A |  | 316200.5908 | 0 | 0 | 0 | 171668.8617 | 0 | 0 | 0 | 108066.8505 | 36464.8786 | 0 | 0 | 0 | 0
130
131 |  | 445 | Other Sales to Public Authority |  | A |  | 0 | 0 | 0 | 0 | 0 | 0 | 0 | 0 | 0 | 0 | 0 | 0 | 0 | 0
132
133 |  | 448 | Interdepartmental |  | A | 0 | 0 | 0 | 0 | 0 | 0 | 0 | 0 | 0 | 0 | 0 | 0 | 0 | 0 | 0 | 114
134 |  |  |  | Demand | F10 |  | 0 | 0 | 0 | 0 | 0 | 0 | 0 | 0 | 0 | 0 | 0 | 0 | 0 | 0 | 115
135 | [6 empty] | 0 | 0 | 0 | 0 | 0 | 0 | 0 | 0 | 0 | 0 | 0 | 0 | 0 | 0
136
137 |  | Total Sales to Ultimate Customers |  |  |  |  | 34469354.1292 | 26111621.3706 | 3460152.2085 | 486641.4957 | 171668.8617 | -34512.2023 | 4211.4245 | 68256.4852 | 108066.8505 | 36464.8786 | 4045183.2782 | 5932.9972 | 5666.4809 | 0
138
139
140
141 |  | 447 | Sales for Resale |  | F10 |  | 0 | 0 | 0 | 0 | 0 | 0 | 0 | 0 | 0 | 0 | 0 | 0 | 0 | 0 | 123
142
143
144 |  | 447 | Sales for Resale |  | F11 |  | 0 | 0 | 0 | 0 | 0 | 0 | 0 | 0 | 0 | 0 | 0 | 0 | 0 | 0 | 127
145 |  |  |  | Demand | F10 |  | 0 | 0 | 0 | 0 | 0 | 0 | 0 | 0 | 0 | 0 | 0 | 0 | 0 | 0 | 128
146 |  |  |  | Demand | F10 |  | 0 | 0 | 0 | 0 | 0 | 0 | 0 | 0 | 0 | 0 | 0 | 0 | 0 | 0 | 129
147 |  |  |  | Energy | F30 |  | 0 | 0 | 0 | 0 | 0 | 0 | 0 | 0 | 0 | 0 | 0 | 0 | 0 | 0 | 130
148 | [6 empty] | 0 | 0 | 0 | 0 | 0 | 0 | 0 | 0 | 0 | 0 | 0 | 0 | 0 | 0
149
150 |  | 449 | Provision for Rate Refund |  | F11 |  | 0 | 0 | 0 | 0 | 0 | 0 | 0 | 0 | 0 | 0 | 0 | 0 | 0 | 0 | 134
151 |  |  |  |  | F10 |  | 0 | 0 | 0 | 0 | 0 | 0 | 0 | 0 | 0 | 0 | 0 | 0 | 0 |  | 135
152
153 |  | State Specific Revenue Credit |  |  | F140D |  | 758189.3962 | 432695.4643 | 190427.7677 | 42307.1778 | 12553.7554 | 852.7027 | 326.0757 | 8933.4415 | 419.5132 | 239.4174 | 69137.9379 | 146.0112 | 150.1313 | 0 | 137
154
155 |  | AGA Revenue |  |  | A | 0.10196 | 400368.0374 | 3087.2371 | 203514.0662 | 44785.4659 | 0 | 65925.9011 | 679.2119 | 27722.9478 | 475.3003 | 0 | 54177.9072 | 0 | 0 | 0 | 139
156
157 |  | Total Sales from Electricity |  |  |  |  | 35627911.5628 | 26547404.072 | 3854094.0424 | 573734.1394 | 184222.6171 | 32266.4016 | 5216.7121 | 104912.8744 | 108961.664 | 36704.296 | 4168499.1233 | 6079.0084 | 5816.6122 | 0
158
159 |  | Other Electric Operating Revenues
160 |  | 450 | Forfeited Discounts & Interest |  | A | 0 | 0 | 0 | 0 | 0 | 0 | 0 | 0 | 0 | 0 | 0 | 0 | 0 | 0 | 0 | 145
161 |  |  |  | Customers | F40 |  | 0 | 0 | 0 | 0 | 0 | 0 | 0 | 0 | 0 | 0 | 0 | 0 | 0 | 0 | 146
162 | [6 empty] | 0 | 0 | 0 | 0 | 0 | 0 | 0 | 0 | 0 | 0 | 0 | 0 | 0 | 0
163
164 |  | 451 | Misc Electric Revenue |  | A | 0 | 0 | 0 | 0 | 0 | 0 | 0 | 0 | 0 | 0 | 0 | 0 | 0 | 0 | 0 | 150
165 |  |  |  | Demand | F10 |  | 0 | 0 | 0 | 0 | 0 | 0 | 0 | 0 | 0 | 0 | 0 | 0 | 0 | 0 | 151
166 |  |  |  | Customer | F40 |  | 0 | 0 | 0 | 0 | 0 | 0 | 0 | 0 | 0 | 0 | 0 | 0 | 0 | 0 | 152
167 | [6 empty] | 0 | 0 | 0 | 0 | 0 | 0 | 0 | 0 | 0 | 0 | 0 | 0 | 0 | 0
168
169 |  | 453 | Water Sales |  | F10 |  | 0 | 0 | 0 | 0 | 0 | 0 | 0 | 0 | 0 | 0 | 0 | 0 | 0 | 0 | 156
170
171 |  | 454 | Rent of Electric Property |  | A | 0.10843 | 531106.1126 | 254213.5508 | 179436.4994 | 42864.5073 | 300.1177 | 0 | 94.1805 | 8285.7082 | 128.5149 | 77.1693 | 45705.8644 | 0 | 0 | 0 | 160
172 |  |  |  | Demand | F10 |  | 0 | 0 | 0 | 0 | 0 | 0 | 0 | 0 | 0 | 0 | 0 | 0 | 0 | 0 | 161
173 |  |  |  | Demand | F10 |  | 0 | 0 | 0 | 0 | 0 | 0 | 0 | 0 | 0 | 0 | 0 | 0 | 0 | 0 | 162
174 |  |  |  | System Overhead | F102D |  | 27017.3394 | 15845.3854 | 6538.0634 | 1472.947 | 340.9988 | 23.3919 | 12.7411 | 330.0556 | 14.4195 | 7.7551 | 2427.1874 | 2.1971 | 2.1971 | 0 | 163
175 | [6 empty] | 558123.452 | 270058.9362 | 185974.5628 | 44337.4543 | 641.1164 | 23.3919 | 106.9217 | 8615.7638 | 142.9344 | 84.9245 | 48133.0518 | 2.1971 | 2.1971 | 0
176
177 |  | 456 | Other Electric Revenue |  | A | 0 | 0 | 0 | 0 | 0 | 0 | 0 | 0 | 0 | 0 | 0 | 0 | 0 | 0 | 0 | 167
178 |  |  |  | Customer | F40 |  | 0 | 0 | 0 | 0 | 0 | 0 | 0 | 0 | 0 | 0 | 0 | 0 | 0 | 0 | 168
179 |  |  |  | Energy | F30 |  | 0 | 0 | 0 | 0 | 0 | 0 | 0 | 0 | 0 | 0 | 0 | 0 | 0 | 0 | 169
180 |  |  |  | Demand | F10 |  | 0 | 0 | 0 | 0 | 0 | 0 | 0 | 0 | 0 | 0 | 0 | 0 | 0 | 0 | 170
181 |  |  |  | Demand | F10 |  | 0 | 0 | 0 | 0 | 0 | 0 | 0 | 0 | 0 | 0 | 0 | 0 | 0 | 0 | 171
182 | [6 empty] | 0 | 0 | 0 | 0 | 0 | 0 | 0 | 0 | 0 | 0 | 0 | 0 | 0 | 0
183 | [19 empty] | 0
184 |  | Total Other Electric Operating Revenues |  |  |  |  | 558123.452 | 270058.9362 | 185974.5628 | 44337.4543 | 641.1164 | 23.3919 | 106.9217 | 8615.7638 | 142.9344 | 84.9245 | 48133.0518 | 2.1971 | 2.1971 | 0
185 | [19 empty] | 0
186 |  | Total Electric Operating Revenues |  |  |  |  | 36186035.0149 | 26817463.0082 | 4040068.6051 | 618071.5937 | 184863.7336 | 32289.7934 | 5323.6337 | 113528.6382 | 109104.5984 | 36789.2205 | 4216632.1752 | 6081.2055 | 5818.8093 | 0
187
188 |  | Miscellaneous Revenues
189 |  | 41160 | Gain on Sale of Utility Plant - CR |  | F10 |  | 0 | 0 | 0 | 0 | 0 | 0 | 0 | 0 | 0 | 0 | 0 | 0 | 0 | 0 | 185
190 |  | 41170 | Loss on Sale of Utility Plant |  | F10 |  | 0 | 0 | 0 | 0 | 0 | 0 | 0 | 0 | 0 | 0 | 0 | 0 | 0 | 0 | 190
191 |  | 4118 | Gain from Emission Allowances |  | F30 |  | 0 | 0 | 0 | 0 | 0 | 0 | 0 | 0 | 0 | 0 | 0 | 0 | 0 | 0 | 193
192 |  | 41181 | Gain from Disposition of NOX Credits |  | F10 |  | 0 | 0 | 0 | 0 | 0 | 0 | 0 | 0 | 0 | 0 | 0 | 0 | 0 | 0 | 196
193 |  | 4194 | Impact Housing Interest Income |  | F10 |  | 0 | 0 | 0 | 0 | 0 | 0 | 0 | 0 | 0 | 0 | 0 | 0 | 0 | 0 | 200
194 |  | 421 | (Gain)/Loss on Sale of Utility Plant |  | F10 |  | -3133.0094 | -1069.0726 | -881.5637 | -252.7442 | -5.7041 | -549.1893 | -2.6898 | -28.7281 | -0.88682 | -1.2403 | -208.2061 | -69.2971 | -63.6874 | 0 | 210
195
196 |  | Total Miscellaneous Revenues |  |  |  |  | -3133.0094 | -1069.0726 | -881.5637 | -252.7442 | -5.7041 | -549.1893 | -2.6898 | -28.7281 | -0.88682 | -1.2403 | -208.2061 | -69.2971 | -63.6874 | 0
197
198 |  | Miscellaneous Expenses
199 |  | 4311 | Interest on Customer Deposits |  | F80 |  | 0 | 0 | 0 | 0 | 0 | 0 | 0 | 0 | 0 | 0 | 0 | 0 | 0 | 0 | 216
200
201 |  | DFA | Divergence Fairness Adjustment
202 |  |  |  | Production | F105 |  | 0 | 0 | 0 | 0 | 0 | 0 | 0 | 0 | 0 | 0 | 0 | 0 | 0 | 0 | 220
203 |  |  |  | Transmission | F105 |  | 0 | 0 | 0 | 0 | 0 | 0 | 0 | 0 | 0 | 0 | 0 | 0 | 0 | 0 | 221
204 |  |  |  | Distribution | F105 |  | 0 | 0 | 0 | 0 | 0 | 0 | 0 | 0 | 0 | 0 | 0 | 0 | 0 | 0 | 222
205 | [6 empty] | 0 | 0 | 0 | 0 | 0 | 0 | 0 | 0 | 0 | 0 | 0 | 0 | 0 | 0
206
207 |  | Net Miscellaneous Revenues And Expense |  |  |  |  | -3133.0094 | -1069.0726 | -881.5637 | -252.7442 | -5.7041 | -549.1893 | -2.6898 | -28.7281 | -0.88682 | -1.2403 | -208.2061 | -69.2971 | -63.6874 | 0
208
209 |  | Distribution - METER - Unbundled
210 | [6 empty] | E: STEAM POWER GENERATION
211
212 |  | A |  | B | C |  | D | E | F | G | H | I | J | K | L | M | N | O | P
213 |  | FERC ACCT |  | DESCRIPTION | COS Factor |  | Utah Jurisdiction Normalized | Residential Sch 1 | General Large Dist. Sch 6 | General +1 MW Sch 8 | Street & Area Lighting Sch. 7,11,12 | General Trans Sch 9 | General Secondary Sch 22 | Irrigation Sch 10 | Traffic Signals Sch 15 | Outdoor Lighting Sch 15 | General Small Dist. Sch 23 | Industrial Cust 1 | Industrial Cust 2
214 |  | 500 | Operation Suprvn & Engineering |  | F10 |  | 0 | 0 | 0 | 0 | 0 | 0 | 0 | 0 | 0 | 0 | 0 | 0 | 0 | 0 | 231
215 |  |  |  | Cholla | F10 |  | 0 | 0 | 0 | 0 | 0 | 0 | 0 | 0 | 0 | 0 | 0 | 0 | 0 | 0 | 232
216 |  |  |  | Total 500 |  |  | 0 | 0 | 0 | 0 | 0 | 0 | 0 | 0 | 0 | 0 | 0 | 0 | 0 | 0
217
218 |  | 501 | Fuel Related |  | F30 |  | 0 | 0 | 0 | 0 | 0 | 0 | 0 | 0 | 0 | 0 | 0 | 0 | 0 | 0 | 243
219 |  |  |  | System Energy - Non NPC | F30 |  | 0 | 0 | 0 | 0 | 0 | 0 | 0 | 0 | 0 | 0 | 0 | 0 | 0 | 0 | 236
220 |  |  |  | System Energy - Non NPC | F30 |  | 0 | 0 | 0 | 0 | 0 | 0 | 0 | 0 | 0 | 0 | 0 | 0 | 0 | 0 | 239
221 |  |  |  | Cholla - Non NPC | F30 |  | 0 | 0 | 0 | 0 | 0 | 0 | 0 | 0 | 0 | 0 | 0 | 0 | 0 | 0 | 240
222 |  |  |  | Cholla | F30 |  | 0 | 0 | 0 | 0 | 0 | 0 | 0 | 0 | 0 | 0 | 0 | 0 | 0 | 0 | 246
223 |  |  |  | Total 501 |  |  | 0 | 0 | 0 | 0 | 0 | 0 | 0 | 0 | 0 | 0 | 0 | 0 | 0 | 0
224
225 |  | 502 | Steam Expenses |  | F10 |  | 0 | 0 | 0 | 0 | 0 | 0 | 0 | 0 | 0 | 0 | 0 | 0 | 0 | 0 | 250
226 |  |  |  | Cholla | F10 |  | 0 | 0 | 0 | 0 | 0 | 0 | 0 | 0 | 0 | 0 | 0 | 0 | 0 | 0 | 251
227 |  |  |  | Total 502 |  |  | 0 | 0 | 0 | 0 | 0 | 0 | 0 | 0 | 0 | 0 | 0 | 0 | 0 | 0
228
229 |  | 503 | Steam From Other Sources |  | F30 |  | 0 | 0 | 0 | 0 | 0 | 0 | 0 | 0 | 0 | 0 | 0 | 0 | 0 | 0 | 258
230 |  |  |  | System Energy - Non NPC | F30 |  | 0 | 0 | 0 | 0 | 0 | 0 | 0 | 0 | 0 | 0 | 0 | 0 | 0 | 0 | 255
231 |  |  |  | Total 503 |  |  | 0 | 0 | 0 | 0 | 0 | 0 | 0 | 0 | 0 | 0 | 0 | 0 | 0 | 0
232
233 |  | 505 | Electric Expenses |  | F10 |  | 0 | 0 | 0 | 0 | 0 | 0 | 0 | 0 | 0 | 0 | 0 | 0 | 0 | 0 | 262
234 |  |  |  | Cholla | F10 |  | 0 | 0 | 0 | 0 | 0 | 0 | 0 | 0 | 0 | 0 | 0 | 0 | 0 | 0 | 263
235 |  |  |  | Total 505 |  |  | 0 | 0 | 0 | 0 | 0 | 0 | 0 | 0 | 0 | 0 | 0 | 0 | 0 | 0
236
237 |  | 506 | Misc. Steam Expense |  | F10 |  | 0 | 0 | 0 | 0 | 0 | 0 | 0 | 0 | 0 | 0 | 0 | 0 | 0 | 0 | 267
238 |  |  |  | System Energy | F30 |  | 0 | 0 | 0 | 0 | 0 | 0 | 0 | 0 | 0 | 0 | 0 | 0 | 0 | 0 | 268
239 |  |  |  | Cholla | F10 |  | 0 | 0 | 0 | 0 | 0 | 0 | 0 | 0 | 0 | 0 | 0 | 0 | 0 | 0 | 269
240 |  |  |  | Total 506 |  |  | 0 | 0 | 0 | 0 | 0 | 0 | 0 | 0 | 0 | 0 | 0 | 0 | 0 | 0
241
242 |  | 507 | Rents |  | F10 |  | 0 | 0 | 0 | 0 | 0 | 0 | 0 | 0 | 0 | 0 | 0 | 0 | 0 | 0 | 273
243 |  |  |  | Cholla | F10 |  | 0 | 0 | 0 | 0 | 0 | 0 | 0 | 0 | 0 | 0 | 0 | 0 | 0 | 0 | 274
244 |  |  |  | Total 507 |  |  | 0 | 0 | 0 | 0 | 0 | 0 | 0 | 0 | 0 | 0 | 0 | 0 | 0 | 0
245
246 |  | 510 | Maint Supervision & Engineering |  | F10 |  | 0 | 0 | 0 | 0 | 0 | 0 | 0 | 0 | 0 | 0 | 0 | 0 | 0 | 0 | 278
247 |  |  |  | Cholla | F10 |  | 0 | 0 | 0 | 0 | 0 | 0 | 0 | 0 | 0 | 0 | 0 | 0 | 0 | 0 | 279
248 |  |  |  | Total 510 |  |  | 0 | 0 | 0 | 0 | 0 | 0 | 0 | 0 | 0 | 0 | 0 | 0 | 0 | 0
249
250 |  | 511 | Maintenance of Structures |  | F10 |  | 0 | 0 | 0 | 0 | 0 | 0 | 0 | 0 | 0 | 0 | 0 | 0 | 0 | 0 | 283
251 |  |  |  | Cholla | F10 |  | 0 | 0 | 0 | 0 | 0 | 0 | 0 | 0 | 0 | 0 | 0 | 0 | 0 | 0 | 284
252 |  |  |  | Total 511 |  |  | 0 | 0 | 0 | 0 | 0 | 0 | 0 | 0 | 0 | 0 | 0 | 0 | 0 | 0
253
254 |  | 512 | Maintenance of Boiler Plant |  | F10 |  | 0 | 0 | 0 | 0 | 0 | 0 | 0 | 0 | 0 | 0 | 0 | 0 | 0 | 0 | 288
255 |  |  |  | Cholla | F10 |  | 0 | 0 | 0 | 0 | 0 | 0 | 0 | 0 | 0 | 0 | 0 | 0 | 0 | 0 | 289
256 |  |  |  | Total 512 |  |  | 0 | 0 | 0 | 0 | 0 | 0 | 0 | 0 | 0 | 0 | 0 | 0 | 0 | 0
257
258 |  | 513 | Maintenance of Electric Plant |  | F10 |  | 0 | 0 | 0 | 0 | 0 | 0 | 0 | 0 | 0 | 0 | 0 | 0 | 0 | 0 | 293
259 |  |  |  | Cholla | F10 |  | 0 | 0 | 0 | 0 | 0 | 0 | 0 | 0 | 0 | 0 | 0 | 0 | 0 | 0 | 294
260 |  |  |  | Total 513 |  |  | 0 | 0 | 0 | 0 | 0 | 0 | 0 | 0 | 0 | 0 | 0 | 0 | 0 | 0
261
262 |  | 514 | Maint of Misc. Steam Plant |  | F10 |  | 0 | 0 | 0 | 0 | 0 | 0 | 0 | 0 | 0 | 0 | 0 | 0 | 0 | 0 | 298
263 |  |  |  | Cholla | F10 |  | 0 | 0 | 0 | 0 | 0 | 0 | 0 | 0 | 0 | 0 | 0 | 0 | 0 | 0 | 299
264 |  |  |  | Total 514 |  |  | 0 | 0 | 0 | 0 | 0 | 0 | 0 | 0 | 0 | 0 | 0 | 0 | 0 | 0
265
266 |  | Total Steam Power Generation |  |  |  |  | 0 | 0 | 0 | 0 | 0 | 0 | 0 | 0 | 0 | 0 | 0 | 0 | 0 | 0
267
268
269 | [6 empty] | D: NUCLEAR POWER GENERATION
270
271
272 |  | 517 | Operation Super & Engineering |  | F10 |  | 0 | 0 | 0 | 0 | 0 | 0 | 0 | 0 | 0 | 0 | 0 | 0 | 0 | 0 | 305
273
274 |  | 518 | Nuclear Fuel Expense |  | F30 |  | 0 | 0 | 0 | 0 | 0 | 0 | 0 | 0 | 0 | 0 | 0 | 0 | 0 | 0 | 309
275
276 |  | 519 | Coolants and Water |  | F10 |  | 0 | 0 | 0 | 0 | 0 | 0 | 0 | 0 | 0 | 0 | 0 | 0 | 0 | 0 | 314
277
278 |  | 520 | Steam Expenses |  | F10 |  | 0 | 0 | 0 | 0 | 0 | 0 | 0 | 0 | 0 | 0 | 0 | 0 | 0 | 0 | 318
279
280 |  | 523 | Electric Expenses |  | F10 |  | 0 | 0 | 0 | 0 | 0 | 0 | 0 | 0 | 0 | 0 | 0 | 0 | 0 | 0 | 322
281
282 |  | 524 | Misc. Nuclear Expenses |  | F10 |  | 0 | 0 | 0 | 0 | 0 | 0 | 0 | 0 | 0 | 0 | 0 | 0 | 0 | 0 | 326
283
284 |  | 528 | Maint Supervision & Eng |  | F10 |  | 0 | 0 | 0 | 0 | 0 | 0 | 0 | 0 | 0 | 0 | 0 | 0 | 0 | 0 | 330
285
286 |  | 529 | Maintenance of Structures |  | F10 |  | 0 | 0 | 0 | 0 | 0 | 0 | 0 | 0 | 0 | 0 | 0 | 0 | 0 | 0 | 334
287
288 |  | 530 | Maintenance of Reactor Plant |  | F10 |  | 0 | 0 | 0 | 0 | 0 | 0 | 0 | 0 | 0 | 0 | 0 | 0 | 0 | 0 | 338
289
290 |  | 531 | Maintenance of Electric Plant |  | F10 |  | 0 | 0 | 0 | 0 | 0 | 0 | 0 | 0 | 0 | 0 | 0 | 0 | 0 | 0 | 342
291
292 |  | 532 | Maintenance of Misc Nuclear |  | F10 |  | 0 | 0 | 0 | 0 | 0 | 0 | 0 | 0 | 0 | 0 | 0 | 0 | 0 | 0 | 346
293
294 |  | Total Nuclear Power Generation |  |  |  |  | 0 | 0 | 0 | 0 | 0 | 0 | 0 | 0 | 0 | 0 | 0 | 0 | 0 | 0
295
296
297
298 |  | Distribution - METER - Unbundled |  |  |  |  | D: HYDRAULIC POWER GENERATION
299
300 |  | A |  | B | C |  | D | E | F | G | H | I | J | K | L | M | N | O | P
301 |  | FERC ACCT |  | DESCRIPTION | COS Factor |  | Utah Jurisdiction Normalized | Residential Sch 1 | General Large Dist. Sch 6 | General +1 MW Sch 8 | Street & Area Lighting Sch. 7,11,12 | General Trans Sch 9 | General Secondary Sch 22 | Irrigation Sch 10 | Traffic Signals Sch 15 | Outdoor Lighting Sch 15 | General Small Dist. Sch 23 | Industrial Cust 1 | Industrial Cust 2
302 |  | 535 | Operation Super & Engineering |  | F10 |  | 0 | 0 | 0 | 0 | 0 | 0 | 0 | 0 | 0 | 0 | 0 | 0 | 0 | 0 | 355
303
304 |  | 536 | Water For Power |  | F10 |  | 0 | 0 | 0 | 0 | 0 | 0 | 0 | 0 | 0 | 0 | 0 | 0 | 0 | 0 | 360
305
306 |  | 537 | Hydraulic Expenses |  | F10 |  | 0 | 0 | 0 | 0 | 0 | 0 | 0 | 0 | 0 | 0 | 0 | 0 | 0 | 0 | 365
307
308 |  | 538 | Electric Expenses |  | F10 |  | 0 | 0 | 0 | 0 | 0 | 0 | 0 | 0 | 0 | 0 | 0 | 0 | 0 | 0 | 369
309
310 |  | 539 | Misc. Hydro Expenses |  | F10 |  | 0 | 0 | 0 | 0 | 0 | 0 | 0 | 0 | 0 | 0 | 0 | 0 | 0 | 0 | 374
311
312 |  | 540 | Rents (Hydro Generation) |  | F10 |  | 0 | 0 | 0 | 0 | 0 | 0 | 0 | 0 | 0 | 0 | 0 | 0 | 0 | 0 | 379
313
314 |  | 541 | Maint Supervision & Engineering |  | F10 |  | 0 | 0 | 0 | 0 | 0 | 0 | 0 | 0 | 0 | 0 | 0 | 0 | 0 | 0 | 383
315
316 |  | 542 | Maintenance of Structures |  | F10 |  | 0 | 0 | 0 | 0 | 0 | 0 | 0 | 0 | 0 | 0 | 0 | 0 | 0 | 0 | 388
317
318 |  | 543 | Maint of Dams & Waterways |  | F10 |  | 0 | 0 | 0 | 0 | 0 | 0 | 0 | 0 | 0 | 0 | 0 | 0 | 0 | 0 | 393
319
320 |  | 544 | Maintenance of Electric Plant |  | F10 |  | 0 | 0 | 0 | 0 | 0 | 0 | 0 | 0 | 0 | 0 | 0 | 0 | 0 | 0 | 398
321
322 |  | 545 | Maint of Misc. Hydro Plant |  | F10 |  | 0 | 0 | 0 | 0 | 0 | 0 | 0 | 0 | 0 | 0 | 0 | 0 | 0 | 0 | 403
323
324 |  | Total Hydraulic Power Generation |  |  |  |  | 0 | 0 | 0 | 0 | 0 | 0 | 0 | 0 | 0 | 0 | 0 | 0 | 0 | 0
325
326
327 | [6 empty] | D: OTHER POWER GENERATION
328
329
330 |  | 546 | Operation Super & Engineering |  | F10 |  | 0 | 0 | 0 | 0 | 0 | 0 | 0 | 0 | 0 | 0 | 0 | 0 | 0 | 0 | 409
331
332 |  | 547 | Fuel |  | F30 |  | 0 | 0 | 0 | 0 | 0 | 0 | 0 | 0 | 0 | 0 | 0 | 0 | 0 | 0 | 413
333 |  |  |  | Simple Cycle Combustion Turbine | F30 |  | 0 | 0 | 0 | 0 | 0 | 0 | 0 | 0 | 0 | 0 | 0 | 0 | 0 | 0 | 414
334 |  |  |  | Total 547 |  |  | 0 | 0 | 0 | 0 | 0 | 0 | 0 | 0 | 0 | 0 | 0 | 0 | 0 | 0
335
336 |  | 548 | Generation Expense |  | F10 |  | 0 | 0 | 0 | 0 | 0 | 0 | 0 | 0 | 0 | 0 | 0 | 0 | 0 | 0 | 418
337 |  |  |  | Simple Cycle Combustion Turbine | F10 |  | 0 | 0 | 0 | 0 | 0 | 0 | 0 | 0 | 0 | 0 | 0 | 0 | 0 | 0 | 419
338 |  |  |  | Total 548 |  |  | 0 | 0 | 0 | 0 | 0 | 0 | 0 | 0 | 0 | 0 | 0 | 0 | 0 | 0
339
340 |  | 549 | Miscellaneous Other |  | F10 |  | 0 | 0 | 0 | 0 | 0 | 0 | 0 | 0 | 0 | 0 | 0 | 0 | 0 | 0 | 423
341 |  |  |  | Wind Generation | F10 |  | 0 | 0 | 0 | 0 | 0 | 0 | 0 | 0 | 0 | 0 | 0 | 0 | 0 | 0 | 424
342
343 |  | 550 | Maint Supervision & Engineering
344 |  |  |  | System Generation | F10 |  | 0 | 0 | 0 | 0 | 0 | 0 | 0 | 0 | 0 | 0 | 0 | 0 | 0 | 0 | 429
345 |  |  |  | Wind Generation | F10 |  | 0 | 0 | 0 | 0 | 0 | 0 | 0 | 0 | 0 | 0 | 0 | 0 | 0 | 0 | 430
346 |  |  |  | Total 550 |  |  | 0 | 0 | 0 | 0 | 0 | 0 | 0 | 0 | 0 | 0 | 0 | 0 | 0 | 0
347
348 |  | 551 | Maint Supervision & Engineering |  | F10 |  | 0 | 0 | 0 | 0 | 0 | 0 | 0 | 0 | 0 | 0 | 0 | 0 | 0 | 0 | 434
349
350 |  | 552 | Maintenance of Structures |  | F10 |  | 0 | 0 | 0 | 0 | 0 | 0 | 0 | 0 | 0 | 0 | 0 | 0 | 0 | 0 | 440
351
352 |  | 553 | Maint of Generation & Elect Plant |  | F10 |  | 0 | 0 | 0 | 0 | 0 | 0 | 0 | 0 | 0 | 0 | 0 | 0 | 0 | 0 | 444
353 |  |  |  | Simple Cycle Combustion Turbine | F10 |  | 0 | 0 | 0 | 0 | 0 | 0 | 0 | 0 | 0 | 0 | 0 | 0 | 0 | 0 | 445
354 |  |  |  | Wind Generation | F10 |  | 0 | 0 | 0 | 0 | 0 | 0 | 0 | 0 | 0 | 0 | 0 | 0 | 0 | 0 | 446
355 |  |  |  | Total 553 |  |  | 0 | 0 | 0 | 0 | 0 | 0 | 0 | 0 | 0 | 0 | 0 | 0 | 0 | 0
356
357 |  | 554 | Maintenance of Misc. Other |  | F10 |  | 0 | 0 | 0 | 0 | 0 | 0 | 0 | 0 | 0 | 0 | 0 | 0 | 0 | 0 | 450
358 |  |  |  | Simple Cycle Combustion Turbine | F10 |  | 0 | 0 | 0 | 0 | 0 | 0 | 0 | 0 | 0 | 0 | 0 | 0 | 0 | 0 | 451
359 |  |  |  | Wind Generation | F10 |  | 0 | 0 | 0 | 0 | 0 | 0 | 0 | 0 | 0 | 0 | 0 | 0 | 0 | 0 | 452
360 |  |  |  | Total 554 |  |  | 0 | 0 | 0 | 0 | 0 | 0 | 0 | 0 | 0 | 0 | 0 | 0 | 0 | 0
361
362 |  | Total Other Power Generation |  |  |  |  | 0 | 0 | 0 | 0 | 0 | 0 | 0 | 0 | 0 | 0 | 0 | 0 | 0 | 0
363
364
365 | [6 empty] | D: OTHER POWER SUPPLY
366
367
368 |  | 555 | Purchased Power |  | F10 |  | 0 | 0 | 0 | 0 | 0 | 0 | 0 | 0 | 0 | 0 | 0 | 0 | 0 | 0 | 458
369 |  |  |  | Demand | F10 |  | 0 | 0 | 0 | 0 | 0 | 0 | 0 | 0 | 0 | 0 | 0 | 0 | 0 | 0 | 459
370 |  |  |  | Energy | F30 |  | 0 | 0 | 0 | 0 | 0 | 0 | 0 | 0 | 0 | 0 | 0 | 0 | 0 | 0 | 460
371 |  |  |  | Seasonal Contracts | F10 |  | 0 | 0 | 0 | 0 | 0 | 0 | 0 | 0 | 0 | 0 | 0 | 0 | 0 | 0 | 461
372 |  |  |  | Demand | F10 |  | 0 | 0 | 0 | 0 | 0 | 0 | 0 | 0 | 0 | 0 | 0 | 0 | 0 | 0 | 462
373 |  |  |  | Total 555 |  |  | 0 | 0 | 0 | 0 | 0 | 0 | 0 | 0 | 0 | 0 | 0 | 0 | 0 | 0
374
375
376 |  | 556 | System Control & Load Dispatch |  | F10 |  | 0 | 0 | 0 | 0 | 0 | 0 | 0 | 0 | 0 | 0 | 0 | 0 | 0 | 0 | 466
377
378 |  | 557 | Other Expenses |  | F10 |  | 0 | 0 | 0 | 0 | 0 | 0 | 0 | 0 | 0 | 0 | 0 | 0 | 0 | 0 | 470
379 |  |  |  | Demand | F10 |  | 0 | 0 | 0 | 0 | 0 | 0 | 0 | 0 | 0 | 0 | 0 | 0 | 0 | 0 | 471
380 |  |  |  | Demand | F10 |  | 0 | 0 | 0 | 0 | 0 | 0 | 0 | 0 | 0 | 0 | 0 | 0 | 0 | 0 | 472
381 |  |  |  | Energy | F30 |  | 0 | 0 | 0 | 0 | 0 | 0 | 0 | 0 | 0 | 0 | 0 | 0 | 0 | 0 | 473
382 |  |  |  | Demand | F10 |  | 0 | 0 | 0 | 0 | 0 | 0 | 0 | 0 | 0 | 0 | 0 | 0 | 0 | 0 | 474
383 |  |  |  | Demand | F10 |  | 0 | 0 | 0 | 0 | 0 | 0 | 0 | 0 | 0 | 0 | 0 | 0 | 0 | 0 | 475
384 | [6 empty] | 0 | 0 | 0 | 0 | 0 | 0 | 0 | 0 | 0 | 0 | 0 | 0 | 0 | 0
385
386 |  | 2017 Protocol Adjustment |  | Embedded Cost Differentials
387 |  |  |  | Company Owned Hydro | F10 |  | 0 | 0 | 0 | 0 | 0 | 0 | 0 | 0 | 0 | 0 | 0 | 0 | 0 | 0 | 479
388 |  |  |  | Company Owned Hydro | F10 |  | 0 | 0 | 0 | 0 | 0 | 0 | 0 | 0 | 0 | 0 | 0 | 0 | 0 | 0 | 480
389 |  |  |  | Mid-C Contract | F10 |  | 0 | 0 | 0 | 0 | 0 | 0 | 0 | 0 | 0 | 0 | 0 | 0 | 0 | 0 | 481
390 |  |  |  | Baseline ECD | F10 |  | 0 | 0 | 0 | 0 | 0 | 0 | 0 | 0 | 0 | 0 | 0 | 0 | 0 | 0 | 491
391 |  |  |  | Equalization Adj. | F10 |  | 0 | 0 | 0 | 0 | 0 | 0 | 0 | 0 | 0 | 0 | 0 | 0 | 0 | 0 | 492
392 | [6 empty] | 0 | 0 | 0 | 0 | 0 | 0 | 0 | 0 | 0 | 0 | 0 | 0 | 0 | 0
393
394 |  | Total Other Power Supply |  |  |  |  | 0 | 0 | 0 | 0 | 0 | 0 | 0 | 0 | 0 | 0 | 0 | 0 | 0 | 0
395
396 |  | TOTAL PRODUCTION EXPENSE |  |  |  |  | 0 | 0 | 0 | 0 | 0 | 0 | 0 | 0 | 0 | 0 | 0 | 0 | 0 | 0
397
398 |  | Distribution - METER - Unbundled |  |  |  |  | D: TRANSMISSION EXPENSE
399
400
401 |  | A |  | B | C |  | D | E | F | G | H | I | J | K | L | M | N | O | P
402 |  | FERC ACCT |  | DESCRIPTION | COS Factor |  | Utah Jurisdiction Normalized | Residential Sch 1 | General Large Dist. Sch 6 | General +1 MW Sch 8 | Street & Area Lighting Sch. 7,11,12 | General Trans Sch 9 | General Secondary Sch 22 | Irrigation Sch 10 | Traffic Signals Sch 15 | Outdoor Lighting Sch 15 | General Small Dist. Sch 23 | Industrial Cust 1 | Industrial Cust 2
403 |  | 560 | Operation Supervision & Eng |  | F106 |  | 0 | 0 | 0 | 0 | 0 | 0 | 0 | 0 | 0 | 0 | 0 | 0 | 0 | 0 | 500
404
405 |  | 561 | Load Dispatching |  | F106 |  | 0 | 0 | 0 | 0 | 0 | 0 | 0 | 0 | 0 | 0 | 0 | 0 | 0 | 0 | 504
406
407 |  | 562 | Station Expense |  | F106 |  | 0 | 0 | 0 | 0 | 0 | 0 | 0 | 0 | 0 | 0 | 0 | 0 | 0 | 0 | 508
408
409 |  | 563 | Overhead Line Expense |  | F106 |  | 0 | 0 | 0 | 0 | 0 | 0 | 0 | 0 | 0 | 0 | 0 | 0 | 0 | 0 | 512
410
411 |  | 564 | Underground Line Expense |  | F106 |  | 0 | 0 | 0 | 0 | 0 | 0 | 0 | 0 | 0 | 0 | 0 | 0 | 0 | 0 | 516
412
413 |  | 565 | Transm of Electricity by Others |  | F10 |  | 0 | 0 | 0 | 0 | 0 | 0 | 0 | 0 | 0 | 0 | 0 | 0 | 0 | 0 | 520
414 |  |  | Energy |  | F30 |  | 0 | 0 | 0 | 0 | 0 | 0 | 0 | 0 | 0 | 0 | 0 | 0 | 0 | 0 | 521
415 | [6 empty] | 0 | 0 | 0 | 0 | 0 | 0 | 0 | 0 | 0 | 0 | 0 | 0 | 0 | 0
416
417 |  | 566 | Misc. Transmission Expense |  | F106 |  | 0 | 0 | 0 | 0 | 0 | 0 | 0 | 0 | 0 | 0 | 0 | 0 | 0 | 0 | 525
418
419 |  | 567 | Rents - Transmission |  | F106 |  | 0 | 0 | 0 | 0 | 0 | 0 | 0 | 0 | 0 | 0 | 0 | 0 | 0 | 0 | 529
420
421 |  | 568 | Maint Supervision & Engineering |  | F106 |  | 0 | 0 | 0 | 0 | 0 | 0 | 0 | 0 | 0 | 0 | 0 | 0 | 0 | 0 | 533
422
423 |  | 569 | Maintenance of Structures |  | F106 |  | 0 | 0 | 0 | 0 | 0 | 0 | 0 | 0 | 0 | 0 | 0 | 0 | 0 | 0 | 537
424
425 |  | 570 | Maint of Station Equipment |  | F106 |  | 0 | 0 | 0 | 0 | 0 | 0 | 0 | 0 | 0 | 0 | 0 | 0 | 0 | 0 | 541
426
427 |  | 571 | Maintenance of Overhead Lines |  | F106 |  | 0 | 0 | 0 | 0 | 0 | 0 | 0 | 0 | 0 | 0 | 0 | 0 | 0 | 0 | 545
428
429 |  | 572 | Maint of Underground Lines |  | F106 |  | 0 | 0 | 0 | 0 | 0 | 0 | 0 | 0 | 0 | 0 | 0 | 0 | 0 | 0 | 549
430
431 |  | 573 | Maint of Misc Transmission Plant |  | F106 |  | 0 | 0 | 0 | 0 | 0 | 0 | 0 | 0 | 0 | 0 | 0 | 0 | 0 | 0 | 553
432
433
434 |  | TOTAL TRANSMISSION EXPENSE |  |  |  |  | 0 | 0 | 0 | 0 | 0 | 0 | 0 | 0 | 0 | 0 | 0 | 0 | 0 | 0
435
436
437
438
439
440
441
442
443
444
445
446 |  | Distribution - METER - Unbundled |  |  |  |  | D: DISTRIBUTION EXPENSE
447
448
449 |  | A |  | B | C |  | D | E | F | G | H | I | J | K | L | M | N | O | P
450 |  | FERC ACCT |  | DESCRIPTION | COS Factor |  | Utah Jurisdiction Normalized | Residential Sch 1 | General Large Dist. Sch 6 | General +1 MW Sch 8 | Street & Area Lighting Sch. 7,11,12 | General Trans Sch 9 | General Secondary Sch 22 | Irrigation Sch 10 | Traffic Signals Sch 15 | Outdoor Lighting Sch 15 | General Small Dist. Sch 23 | Industrial Cust 1 | Industrial Cust 2
451 |  | 580 | Operation Supervision & Eng |  | F131 |  | 443929.8947 | 246156.969 | 113720.0262 | 26543.2805 | 11443.7078 | 308.0221 | 64.9969 | 5189.8087 | 238.7173 | 84.6306 | 40121.8726 | 28.9314 | 28.9314 | 0 | 561
452
453 |  | 581 | Load Dispatching |  | F20 |  | 0 | 0 | 0 | 0 | 0 | 0 | 0 | 0 | 0 | 0 | 0 | 0 | 0 | 0 | 566
454
455 |  | 582 | Station Expense |  | F120 |  | 0 | 0 | 0 | 0 | 0 | 0 | 0 | 0 | 0 | 0 | 0 | 0 | 0 | 0 | 571
456
457 |  | 583 | Overhead Line Expenses |  | F132 |  | 0 | 0 | 0 | 0 | 0 | 0 | 0 | 0 | 0 | 0 | 0 | 0 | 0 | 0 | 576
458
459 |  | 584 | Underground Line Expense |  | F133 |  | 0 | 0 | 0 | 0 | 0 | 0 | 0 | 0 | 0 | 0 | 0 | 0 | 0 | 0 | 581
460
461 |  | 585 | Street Lighting & Signal Systems |  | F130 |  | 0 | 0 | 0 | 0 | 0 | 0 | 0 | 0 | 0 | 0 | 0 | 0 | 0 | 0 | 586
462
463 |  | 586 | Meter Expenses |  | F127 |  | 0 | 0 | 0 | 0 | 0 | 0 | 0 | 0 | 0 | 0 | 0 | 0 | 0 | 0 | 591
464
465 |  | 587 | Customer Installation Expenses |  | F20 |  | 0 | 0 | 0 | 0 | 0 | 0 | 0 | 0 | 0 | 0 | 0 | 0 | 0 | 0 | 596
466
467 |  | 588 | Misc. Distribution Expenses |  | F131 |  | 0 | 0 | 0 | 0 | 0 | 0 | 0 | 0 | 0 | 0 | 0 | 0 | 0 | 0 | 601
468
469 |  | 589 | Rents |  | F131 |  | 0 | 0 | 0 | 0 | 0 | 0 | 0 | 0 | 0 | 0 | 0 | 0 | 0 | 0 | 606
470
471 |  | 590 | Maint Supervision & Engineering |  | F131 |  | 256563.0542 | 142262.9666 | 65722.8936 | 15340.3166 | 6613.7304 | 178.017 | 37.5641 | 2999.3771 | 137.9633 | 48.9111 | 23187.8734 | 16.7205 | 16.7205 | 0 | 611
472
473 |  | 591 | Maintenance of Structures |  | F119 |  | 0 | 0 | 0 | 0 | 0 | 0 | 0 | 0 | 0 | 0 | 0 | 0 | 0 | 0 | 616
474
475 |  | 592 | Maint of Station Equipment |  | F120 |  | 0 | 0 | 0 | 0 | 0 | 0 | 0 | 0 | 0 | 0 | 0 | 0 | 0 | 0 | 621
476
477 |  | 593 | Maintenance of Overhead Lines |  | F134 |  | 0 | 0 | 0 | 0 | 0 | 0 | 0 | 0 | 0 | 0 | 0 | 0 | 0 | 0 | 626
478
479 |  | 594 | Maint of Underground Lines |  | F135 |  | 0 | 0 | 0 | 0 | 0 | 0 | 0 | 0 | 0 | 0 | 0 | 0 | 0 | 0 | 631
480
481 |  | 595 | Maint of Line Transformers |  | F125 |  | 0 | 0 | 0 | 0 | 0 | 0 | 0 | 0 | 0 | 0 | 0 | 0 | 0 | 0 | 636
482
483 |  | 596 | Maint of Street Lighting & Signals |  | F130 |  | 0 | 0 | 0 | 0 | 0 | 0 | 0 | 0 | 0 | 0 | 0 | 0 | 0 | 0 | 641
484
485 |  | 597 | Maintenance of Meters |  | F127 |  | 0 | 0 | 0 | 0 | 0 | 0 | 0 | 0 | 0 | 0 | 0 | 0 | 0 | 0 | 646
486
487 |  | 598 | Maint of Misc. Distribution Plant |  | F131 |  | 0 | 0 | 0 | 0 | 0 | 0 | 0 | 0 | 0 | 0 | 0 | 0 | 0 | 0 | 651
488
489 |  | TOTAL DISTRIBUTION EXPENSE |  |  |  |  | 700492.9489 | 388419.9356 | 179442.9199 | 41883.5971 | 18057.4382 | 486.0391 | 102.561 | 8189.1858 | 376.6807 | 133.5417 | 63309.746 | 45.6519 | 45.6519 | 0
490
491
492 | [6 empty] | D: CUSTOMER ACCOUNTS EXPENSE
493
494
495 |  | 901 | Supervision |  | F136 |  | 0 | 0 | 0 | 0 | 0 | 0 | 0 | 0 | 0 | 0 | 0 | 0 | 0 | 0 | 658
496
497 |  | 902 | Meter Reading Expense |  | F47 |  | 0 | 0 | 0 | 0 | 0 | 0 | 0 | 0 | 0 | 0 | 0 | 0 | 0 | 0 | 663
498
499 |  | 903 | Customer Receipts & Collections |  | F48 |  | 0 | 0 | 0 | 0 | 0 | 0 | 0 | 0 | 0 | 0 | 0 | 0 | 0 | 0 | 668
500
501 |  | 904 | Uncollectible Accounts |  | F80 |  | 0 | 0 | 0 | 0 | 0 | 0 | 0 | 0 | 0 | 0 | 0 | 0 | 0 | 0 | 674
502
503 |  | 905 | Misc. Customer Accounts Exp |  | F136 |  | 0 | 0 | 0 | 0 | 0 | 0 | 0 | 0 | 0 | 0 | 0 | 0 | 0 | 0 | 679
504
505 |  | TOTAL CUSTOMER ACCOUNTS EXPENSE |  |  |  |  | 0 | 0 | 0 | 0 | 0 | 0 | 0 | 0 | 0 | 0 | 0 | 0 | 0 | 0
506
507 |  | Distribution - METER - Unbundled |  |  |  |  | D: CUSTOMER SERVICE EXPENSE
508
509 |  | A |  | B | C |  | D | E | F | G | H | I | J | K | L | M | N | O | P
510 |  | FERC ACCT |  | DESCRIPTION | COS Factor |  | Utah Jurisdiction Normalized | Residential Sch 1 | General Large Dist. Sch 6 | General +1 MW Sch 8 | Street & Area Lighting Sch. 7,11,12 | General Trans Sch 9 | General Secondary Sch 22 | Irrigation Sch 10 | Traffic Signals Sch 15 | Outdoor Lighting Sch 15 | General Small Dist. Sch 23 | Industrial Cust 1 | Industrial Cust 2
511 |  | 907 | Supervision |  | F40 |  | 0 | 0 | 0 | 0 | 0 | 0 | 0 | 0 | 0 | 0 | 0 | 0 | 0 | 0 | 686
512
513 |  | 908 | Customer Assistance |  | F40 |  | 0 | 0 | 0 | 0 | 0 | 0 | 0 | 0 | 0 | 0 | 0 | 0 | 0 | 0 | 691
514
515 |  | 909 | Informational & Instructional Adv |  | F40 |  | 0 | 0 | 0 | 0 | 0 | 0 | 0 | 0 | 0 | 0 | 0 | 0 | 0 | 0 | 696
516
517 |  | 910 | Misc. Customer Service |  | F40 |  | 0 | 0 | 0 | 0 | 0 | 0 | 0 | 0 | 0 | 0 | 0 | 0 | 0 | 0 | 701
518
519 |  | TOTAL CUSTOMER SERVICE EXPENSE |  |  |  |  | 0 | 0 | 0 | 0 | 0 | 0 | 0 | 0 | 0 | 0 | 0 | 0 | 0 | 0
520
521
522 | [6 empty] | D: SALES EXPENSE
523
524
525 |  | 911 | Supervision |  | F40 |  | 0 | 0 | 0 | 0 | 0 | 0 | 0 | 0 | 0 | 0 | 0 | 0 | 0 | 0 | 708
526
527 |  | 912 | Demonstration & Selling Expense |  | F40 |  | 0 | 0 | 0 | 0 | 0 | 0 | 0 | 0 | 0 | 0 | 0 | 0 | 0 | 0 | 713
528
529 |  | 913 | Advertising Expense |  | F40 |  | 0 | 0 | 0 | 0 | 0 | 0 | 0 | 0 | 0 | 0 | 0 | 0 | 0 | 0 | 718
530
531 |  | 916 | Misc. Sales Expense |  | F40 |  | 0 | 0 | 0 | 0 | 0 | 0 | 0 | 0 | 0 | 0 | 0 | 0 | 0 | 0 | 723
532
533 |  | TOTAL SALES EXPENSE |  |  |  |  | 0 | 0 | 0 | 0 | 0 | 0 | 0 | 0 | 0 | 0 | 0 | 0 | 0 | 0
534
535
536 | [6 empty] | D: ADMINISTRATION & GENERAL EXPENSE
537
538
539 |  | 920 | Administrative & General Salaries |  | F102D |  | -0.00028456 | -0.00016689 | -6.8863e-05 | -1.5514e-05 | -3.5916e-06 | -2.4638e-07 | -1.342e-07 | -3.4763e-06 | -1.5187e-07 | -8.1682e-08 | -2.5565e-05 | -2.3141e-08 | -2.3141e-08 | 0 | 729
540 |  |  |  | Customer - System | F42 |  | 0 | 0 | 0 | 0 | 0 | 0 | 0 | 0 | 0 | 0 | 0 | 0 | 0 | 0 | 730
541 |  |  |  | System Overheads | F102D |  | 870973.4021 | 510816.7406 | 210771.2842 | 47484.2336 | 10992.9716 | 754.0976 | 410.7433 | 10640.1899 | 464.849 | 250.0067 | 78246.6264 | 70.8297 | 70.8297 | 0 | 731
542 |  |  |  | Administrative & General Salaries |  |  | 870973.4019 | 510816.7404 | 210771.2841 | 47484.2335 | 10992.9716 | 754.0976 | 410.7433 | 10640.1899 | 464.849 | 250.0067 | 78246.6263 | 70.8297 | 70.8297 | 0
543
544 |  | 921 | Office Supplies & expenses |  | F102D |  | 3800.3389 | 2228.8588 | 919.6634 | 207.1891 | 47.9659 | 3.2904 | 1.7922 | 46.4266 | 2.0283 | 1.0909 | 341.4154 | 0.30905 | 0.30905 | 0 | 735
545 |  |  |  | Customer - System | F42 |  | 0 | 0 | 0 | 0 | 0 | 0 | 0 | 0 | 0 | 0 | 0 | 0 | 0 | 0 | 736
546 |  |  |  | System Overheads | F102D |  | 109179.3876 | 64032.5626 | 26420.8754 | 5952.3052 | 1378.0052 | 94.5286 | 51.488 | 1333.7829 | 58.2703 | 31.3392 | 9808.4726 | 8.8787 | 8.8787 | 0 | 737
547 |  |  |  | Office Supplies & expenses |  |  | 112979.7265 | 66261.4214 | 27340.5387 | 6159.4943 | 1425.9711 | 97.819 | 53.2802 | 1380.2095 | 60.2986 | 32.43 | 10149.888 | 9.1878 | 9.1878 | 0
548
549 |  | 922 | A&G Expenses Transferred |  | F102D |  | -382051.7087 | -224069.3092 | -92454.6365 | -20828.9168 | -4822.0572 | -330.7842 | -180.1722 | -4667.3098 | -203.9056 | -109.6652 | -34322.8131 | -31.0694 | -31.0694 | 0 | 741
550
551 |  | 923 | Outside Services |  | F102D |  | 75222.8477 | 44117.4091 | 18203.5596 | 4101.0429 | 949.4235 | 65.1287 | 35.4744 | 918.955 | 40.1473 | 21.5922 | 6757.8804 | 6.1173 | 6.1173 | 0 | 744
552 |  |  |  | Customer - System | F42 |  | 0 | 0 | 0 | 0 | 0 | 0 | 0 | 0 | 0 | 0 | 0 | 0 | 0 | 0 | 745
553 |  |  |  | System Overheads | F102D |  | 254132.5618 | 149046.0749 | 61498.8314 | 13854.9465 | 3207.5285 | 220.0305 | 119.8467 | 3104.5939 | 135.6336 | 72.9469 | 22830.7955 | 20.6667 | 20.6667 | 0 | 746
554 |  |  |  | Outside Services |  |  | 329355.4095 | 193163.4839 | 79702.391 | 17955.9894 | 4156.9521 | 285.1592 | 155.3211 | 4023.5489 | 175.7809 | 94.5391 | 29588.6758 | 26.784 | 26.784 | 0
555
556 |  | 924 | Property Insurance |  | F102D |  | 0 | 0 | 0 | 0 | 0 | 0 | 0 | 0 | 0 | 0 | 0 | 0 | 0 | 0 | 750
557 |  |  |  | System Generation | F10 |  | 0 | 0 | 0 | 0 | 0 | 0 | 0 | 0 | 0 | 0 | 0 | 0 | 0 | 0 | 751
558 |  |  |  | System Overheads | F102D |  | 68454.0948 | 40147.6067 | 16565.5546 | 3732.0201 | 863.9919 | 59.2682 | 32.2823 | 836.265 | 36.5348 | 19.6493 | 6149.7882 | 5.5669 | 5.5669 |  | 752
559
560 |  | 925 | Injuries & Damages |  | F102D |  | 119696.6651 | 70200.8353 | 28966.0049 | 6525.6923 | 1510.7488 | 103.6346 | 56.4479 | 1462.2665 | 63.8835 | 34.3581 | 10753.3252 | 9.734 | 9.734 | 0 | 756
561
562 |  | 926 | Employee Pensions & Benefits |  | F138D |  | 0 | 0 | 0 | 0 | 0 | 0 | 0 | 0 | 0 | 0 | 0 | 0 | 0 | 0 | 763
563
564 |  | 927 | Franchise Requirements |  | F102 |  | 0 | 0 | 0 | 0 | 0 | 0 | 0 | 0 | 0 | 0 | 0 | 0 | 0 | 0 | 768
565
566 |  | 928 | Regulatory Commission Expense |  | F102 |  | 0 | 0 | 0 | 0 | 0 | 0 | 0 | 0 | 0 | 0 | 0 | 0 | 0 | 0 | 775
567 |  |  |  | Regulatory Expense | F103 |  | 0 | 0 | 0 | 0 | 0 | 0 | 0 | 0 | 0 | 0 | 0 | 0 | 0 | 0 | 777
568
569 |  | 929 | Duplicate Charges |  | F102D |  | 0 | 0 | 0 | 0 | 0 | 0 | 0 | 0 | 0 | 0 | 0 | 0 | 0 | 0 | 782
570
571 |  | 930 | Misc General Expenses
572 |  |  |  | Situs | F102D |  | 177.7098 | 104.2249 | 43.0049 | 9.6885 | 2.243 | 0.15386 | 0.083806 | 2.171 | 0.094846 | 0.05101 | 15.9651 | 0.014452 | 0.014452 | 0 | 785
573 |  |  |  | Customer | F42 |  | 0 | 0 | 0 | 0 | 0 | 0 | 0 | 0 | 0 | 0 | 0 | 0 | 0 | 0 | 786
574 |  |  |  | Labor | F138D |  | 0 | 0 | 0 | 0 | 0 | 0 | 0 | 0 | 0 | 0 | 0 | 0 | 0 | 0 | 787
575
576 |  | 931 | Rents |  | F102D |  | 31355.0218 | 18389.3905 | 7587.7612 | 1709.4313 | 395.7467 | 27.1475 | 14.7867 | 383.0466 | 16.7346 | 9.0002 | 2816.8767 | 2.5499 | 2.5499 | 0 | 793
577
578 |  | 935 | Maintenance of General Plant |  | F108 |  | 413651.3709 | 176317.9062 | 108746.0075 | 29459.7695 | 2401.824 | 48853.2595 | 307.4051 | 4222.8774 | 171.4204 | 168.1388 | 30639.8088 | 6140.2401 | 6222.7137 | 0 | 799
579
580 |  | TOTAL ADMINISTRATIVE & GEN EXPENSE |  |  |  |  | 1564591.6916 | 851332.3002 | 387267.9105 | 92207.402 | 16928.392 | 49849.7552 | 850.1783 | 18283.2649 | 785.6911 | 498.5079 | 134038.1411 | 6233.8374 | 6316.311 | 0
581
582
583 |  | TOTAL O & M EXPENSE |  |  |  |  | 2265084.6404 | 1239752.2358 | 566710.8303 | 134090.9991 | 34985.8301 | 50335.7944 | 952.7393 | 26472.4507 | 1162.3717 | 632.0497 | 197347.8871 | 6279.4893 | 6361.9629 | 0
584
585 |  | Distribution - METER - Unbundled |  |  |  |  | D: DEPRECIATION EXPENSE
586
587 |  | A |  | B | C |  | D | E | F | G | H | I | J | K | L | M | N | O | P
588 |  | FERC ACCT |  | DESCRIPTION | COS Factor |  | Utah Jurisdiction Normalized | Residential Sch 1 | General Large Dist. Sch 6 | General +1 MW Sch 8 | Street & Area Lighting Sch. 7,11,12 | General Trans Sch 9 | General Secondary Sch 22 | Irrigation Sch 10 | Traffic Signals Sch 15 | Outdoor Lighting Sch 15 | General Small Dist. Sch 23 | Industrial Cust 1 | Industrial Cust 2
589 |  | 403SP | Steam Depreciation |  | F10 |  | 0 | 0 | 0 | 0 | 0 | 0 | 0 | 0 | 0 | 0 | 0 | 0 | 0 | 0 | 811
590
591 |  | 403NP | Nuclear Depreciation |  | F10 |  | 0 | 0 | 0 | 0 | 0 | 0 | 0 | 0 | 0 | 0 | 0 | 0 | 0 | 0 | 815
592
593 |  | 403HP | Hydro Depreciation |  | F10 |  | 0 | 0 | 0 | 0 | 0 | 0 | 0 | 0 | 0 | 0 | 0 | 0 | 0 | 0 | 822
594
595 |  | 403OP | Other Production Depreciation |  | F10 |  | 0 | 0 | 0 | 0 | 0 | 0 | 0 | 0 | 0 | 0 | 0 | 0 | 0 | 0 | 825
596 |  |  |  | Simple Cycle Combustion Turbine | F10 |  | 0 | 0 | 0 | 0 | 0 | 0 | 0 | 0 | 0 | 0 | 0 | 0 | 0 | 0 | 826
597 |  |  |  | System Generation | F10 |  | 0 | 0 | 0 | 0 | 0 | 0 | 0 | 0 | 0 | 0 | 0 | 0 | 0 | 0 | 827
598 |  |  |  | Wind Generation | F10 |  | 0 | 0 | 0 | 0 | 0 | 0 | 0 | 0 | 0 | 0 | 0 | 0 | 0 | 0 | 828
599 |  |  |  | Total 403OP |  |  | 0 | 0 | 0 | 0 | 0 | 0 | 0 | 0 | 0 | 0 | 0 | 0 | 0 | 0
600
601 |  | 403TP | Transmission Depreciation |  | F106 |  | 0 | 0 | 0 | 0 | 0 | 0 | 0 | 0 | 0 | 0 | 0 | 0 | 0 | 0 | 835
602
603 |  | 403 | Distribution Depreciation
604 |  |  |  | Land Rights | F118 |  | 0 | 0 | 0 | 0 | 0 | 0 | 0 | 0 | 0 | 0 | 0 | 0 | 0 | 0 | 838
605 |  |  |  | Structures | F119 |  | 0 | 0 | 0 | 0 | 0 | 0 | 0 | 0 | 0 | 0 | 0 | 0 | 0 | 0 | 839
606 |  |  |  | Station Equip | F120 |  | 0 | 0 | 0 | 0 | 0 | 0 | 0 | 0 | 0 | 0 | 0 | 0 | 0 | 0 | 840
607 |  |  |  | Poles & Towers | F121 |  | 0 | 0 | 0 | 0 | 0 | 0 | 0 | 0 | 0 | 0 | 0 | 0 | 0 | 0 | 842
608 |  |  |  | OH Conductors | F122 |  | 0 | 0 | 0 | 0 | 0 | 0 | 0 | 0 | 0 | 0 | 0 | 0 | 0 | 0 | 843
609 |  |  |  | UG Conduit | F123 |  | 0 | 0 | 0 | 0 | 0 | 0 | 0 | 0 | 0 | 0 | 0 | 0 | 0 | 0 | 844
610 |  |  |  | UG Conductor | F124 |  | 0 | 0 | 0 | 0 | 0 | 0 | 0 | 0 | 0 | 0 | 0 | 0 | 0 | 0 | 845
611 |  |  |  | Line Transformer | F125 |  | 0 | 0 | 0 | 0 | 0 | 0 | 0 | 0 | 0 | 0 | 0 | 0 | 0 | 0 | 846
612 |  |  |  | Services | F126 |  | 6717827.53 | 5420928.8646 | 460404.2197 | 36816.4188 | 0 | 0 | 238.566 | 0 | 19717.6556 | 4404.0063 | 775317.799 | 0 | 0 | 0 | 847
613 |  |  |  | Meters | F127 |  | 0 | 0 | 0 | 0 | 0 | 0 | 0 | 0 | 0 | 0 | 0 | 0 | 0 | 0 | 848
614 |  |  |  | Inst Cust Premises | F128 |  | 0 | 0 | 0 | 0 | 0 | 0 | 0 | 0 | 0 | 0 | 0 | 0 | 0 | 0 | 849
615 |  |  |  | Leased Property | F129 |  | 0 | 0 | 0 | 0 | 0 | 0 | 0 | 0 | 0 | 0 | 0 | 0 | 0 | 0 | 850
616 |  |  |  | Street Lighting | F130 |  | 0 | 0 | 0 | 0 | 0 | 0 | 0 | 0 | 0 | 0 | 0 | 0 | 0 | 0 | 851
617 |  |  | Total Distribution Expense |  |  |  | 6717827.53 | 5420928.8646 | 460404.2197 | 36816.4188 | 0 | 0 | 238.566 | 0 | 19717.6556 | 4404.0063 | 775317.799 | 0 | 0 | 0
618
619 |  | 403GP | General Depreciation
620 |  |  |  | Situs | F107D |  | 361490.6948 | 212010.4908 | 87478.9721 | 19707.9596 | 4562.5468 | 312.9823 | 170.4758 | 4416.1275 | 192.9319 | 103.7633 | 32475.65 | 29.3973 | 29.3973 | 0 | 855
621 |  |  |  | System Generation | F105D |  | 0 | 0 | 0 | 0 | 0 | 0 | 0 | 0 | 0 | 0 | 0 | 0 | 0 | 0 | 856
622 |  |  |  | System Generation | F105D |  | 0 | 0 | 0 | 0 | 0 | 0 | 0 | 0 | 0 | 0 | 0 | 0 | 0 | 0 | 857
623 |  |  |  | Energy | F30 |  | 0 | 0 | 0 | 0 | 0 | 0 | 0 | 0 | 0 | 0 | 0 | 0 | 0 | 0 | 858
624 |  |  |  | Customer - System | F42 |  | 0 | 0 | 0 | 0 | 0 | 0 | 0 | 0 | 0 | 0 | 0 | 0 | 0 | 0 | 859
625 |  |  |  | System Generation | F105D |  | 0 | 0 | 0 | 0 | 0 | 0 | 0 | 0 | 0 | 0 | 0 | 0 | 0 | 0 | 860
626 |  |  |  | System Overheads | F102D |  | 163969.4005 | 96166.329 | 39679.7893 | 8939.379 | 2069.5362 | 141.9664 | 77.3265 | 2003.1215 | 87.5124 | 47.0662 | 14730.7052 | 13.3344 | 13.3344 | 0 | 861
627 |  |  |  | Simple Cycle Combustion Turbine | F10 |  | 0 | 0 | 0 | 0 | 0 | 0 | 0 | 0 | 0 | 0 | 0 | 0 | 0 | 0 | 862
628 |  |  |  | Cholla | F10 |  | 0 | 0 | 0 | 0 | 0 | 0 | 0 | 0 | 0 | 0 | 0 | 0 | 0 | 0 | 863
629 |  |  | Total General Expense |  |  |  | 525460.0953 | 308176.8198 | 127158.7615 | 28647.3385 | 6632.083 | 454.9487 | 247.8023 | 6419.2491 | 280.4444 | 150.8295 | 47206.3551 | 42.7317 | 42.7317 | 0
630
631 |  | 403GV0 | General Vehicles |  | F105D |  | 0 | 0 | 0 | 0 | 0 | 0 | 0 | 0 | 0 | 0 | 0 | 0 | 0 | 0 | 868
632
633 |  | 403MP | Mining Depreciation |  | F30 |  | 0 | 0 | 0 | 0 | 0 | 0 | 0 | 0 | 0 | 0 | 0 | 0 | 0 | 0 | 872
634
635 |  | 403EP | Experimental Plant Depreciation |  | F10 |  | 0 | 0 | 0 | 0 | 0 | 0 | 0 | 0 | 0 | 0 | 0 | 0 | 0 | 0 | 877
636
637
638 |  | TOTAL DEPRECIATION EXPENSE |  |  |  |  | 7243287.6253 | 5729105.6844 | 587562.9811 | 65463.7573 | 6632.083 | 454.9487 | 486.3683 | 6419.2491 | 19998.1 | 4554.8358 | 822524.1542 | 42.7317 | 42.7317 | 0
639
640 | [6 empty] | D: AMORTIZATION EXPENSE
641
642
643 |  | 404CLG | Amort of LT Plant - Cap. Lease Gen
644 |  |  | Situs |  | F10 |  | -43.6175 | -14.8835 | -12.2731 | -3.5187 | -0.079412 | -7.6458 | -0.037447 | -0.39995 | -0.012346 | -0.017267 | -2.8986 | -0.96475 | -0.88665 | 0 | 882
645 |  |  | System Generation |  | F10 |  | 0 | 0 | 0 | 0 | 0 | 0 | 0 | 0 | 0 | 0 | 0 | 0 | 0 | 0 | 883
646 |  |  | System Overheads |  | F102D |  | 5661.1157 | 3320.1848 | 1369.9622 | 308.636 | 71.4516 | 4.9015 | 2.6697 | 69.1587 | 3.0214 | 1.625 | 508.5841 | 0.46038 | 0.46038 | 0 | 884
647 |  |  | System Generation |  | F10 |  | 0 | 0 | 0 | 0 | 0 | 0 | 0 | 0 | 0 | 0 | 0 | 0 | 0 | 0 | 885
648 |  |  | Customer - System |  | F42 |  | 0 | 0 | 0 | 0 | 0 | 0 | 0 | 0 | 0 | 0 | 0 | 0 | 0 | 0 | 886
649 |  |  | System Generation |  | F10 |  | 0 | 0 | 0 | 0 | 0 | 0 | 0 | 0 | 0 | 0 | 0 | 0 | 0 | 0 | 887
650 |  |  | Total Amort. Cap. Lease General |  |  |  | 5617.4982 | 3305.3013 | 1357.6891 | 305.1173 | 71.3722 | -2.7443 | 2.6323 | 68.7587 | 3.0091 | 1.6077 | 505.6854 | -0.50437 | -0.42628 | 0
651
652 |  | 404CLS | Amort of LT Plant - Cap Lease Steam |  | F10 |  | 0 | 0 | 0 | 0 | 0 | 0 | 0 | 0 | 0 | 0 | 0 | 0 | 0 | 0 | 892
653
654 |  | 404IP | Amort of LT Plant - Intangible Plant
655 |  |  |  | Situs | F107D |  | -268898.7884 | -157706.3115 | -65072.1857 | -14659.9802 | -3393.9001 | -232.8153 | -126.8103 | -3284.9845 | -143.5145 | -77.1855 | -24157.3657 | -21.8675 | -21.8675 | 0 | 895
656 |  |  |  | Energy | F30 |  | 0 | 0 | 0 | 0 | 0 | 0 | 0 | 0 | 0 | 0 | 0 | 0 | 0 | 0 | 896
657 |  |  |  | System Generation | F105D |  | 0 | 0 | 0 | 0 | 0 | 0 | 0 | 0 | 0 | 0 | 0 | 0 | 0 | 0 | 897
658 |  |  |  | System Overheads | F102D |  | 141408.0917 | 82934.3586 | 34220.0635 | 7709.3684 | 1784.7791 | 122.4326 | 66.6868 | 1727.5027 | 75.4712 | 40.5902 | 12703.8393 | 11.4997 | 11.4997 | 0 | 898
659 |  |  |  | Customer - System | F42 |  | 0 | 0 | 0 | 0 | 0 | 0 | 0 | 0 | 0 | 0 | 0 | 0 | 0 | 0 | 899
660 |  |  |  | System Generation | F105D |  | 0 | 0 | 0 | 0 | 0 | 0 | 0 | 0 | 0 | 0 | 0 | 0 | 0 | 0 | 900
661 |  |  |  | System Generation | F105D |  | 0 | 0 | 0 | 0 | 0 | 0 | 0 | 0 | 0 | 0 | 0 | 0 | 0 | 0 | 901
662 |  |  |  | System Generation | F105D |  | 0 | 0 | 0 | 0 | 0 | 0 | 0 | 0 | 0 | 0 | 0 | 0 | 0 | 0 | 902
663 |  |  |  | System Generation | F105D |  | 0 | 0 | 0 | 0 | 0 | 0 | 0 | 0 | 0 | 0 | 0 | 0 | 0 | 0 | 903
664 |  |  |  | System Generation | F105D |  | 0 | 0 | 0 | 0 | 0 | 0 | 0 | 0 | 0 | 0 | 0 | 0 | 0 | 0 | 904
665 |  |  |  | System Generation | F10 |  | 0 | 0 | 0 | 0 | 0 | 0 | 0 | 0 | 0 | 0 | 0 | 0 | 0 | 0 | 905
666 |  |  | Total Amort. Intangible Plant |  |  |  | -127490.6967 | -74771.9528 | -30852.1222 | -6950.6118 | -1609.121 | -110.3827 | -60.1235 | -1557.4818 | -68.0433 | -36.5953 | -11453.5265 | -10.3679 | -10.3679 | 0
667
668 |  | Distribution - METER - Unbundled |  |  |  |  | D: AMORTIZATION EXPENSE (continued)
669
670
671 |  | A |  | B | C |  | D | E | F | G | H | I | J | K | L | M | N | O | P
672 |  | FERC ACCT |  | DESCRIPTION | COS Factor |  | Utah Jurisdiction Normalized | Residential Sch 1 | General Large Dist. Sch 6 | General +1 MW Sch 8 | Street & Area Lighting Sch. 7,11,12 | General Trans Sch 9 | General Secondary Sch 22 | Irrigation Sch 10 | Traffic Signals Sch 15 | Outdoor Lighting Sch 15 | General Small Dist. Sch 23 | Industrial Cust 1 | Industrial Cust 2
673 |  | 404O | Amort of LT Plant - Other Plant |  | F10 |  | 0 | 0 | 0 | 0 | 0 | 0 | 0 | 0 | 0 | 0 | 0 | 0 | 0 | 0 | 910
674
675 |  | 404HP | Amort of Other Electric Plant |  | F10 |  | 0 | 0 | 0 | 0 | 0 | 0 | 0 | 0 | 0 | 0 | 0 | 0 | 0 | 0 | 915
676
677 |  | 405 | Amort of Other Electric Plant |  | F10 |  | 0 | 0 | 0 | 0 | 0 | 0 | 0 | 0 | 0 | 0 | 0 | 0 | 0 | 0 | 923
678
679 |  | 406 | Amort of Plant Acquisition Adj |  | F10 |  | 0 | 0 | 0 | 0 | 0 | 0 | 0 | 0 | 0 | 0 | 0 | 0 | 0 | 0 | 931
680
681 |  | 407 | Amort of Prop Losses, Unrec Plant, |  | F151 |  | 0 | 0 | 0 | 0 | 0 | 0 | 0 | 0 | 0 | 0 | 0 | 0 | 0 | 0 | 940
682
683
684 |  | TOTAL AMORTIZATION EXPENSE |  |  |  |  | -121873.1985 | -71466.6515 | -29494.4331 | -6645.4945 | -1537.7488 | -113.1271 | -57.4912 | -1488.7231 | -65.0343 | -34.9876 | -10947.841 | -10.8722 | -10.7941 | 0
685
686
687 | [6 empty] | D: TAX OTHER THAN INCOME
688
689
690 |  | 408 | Total Taxes Other Than Income |  | F101D |  | 1974976.1837 | 1160611.9278 | 486962.7594 | 108627.0937 | 17748.9211 | -1882.7287 | 1017.5849 | 24662.9291 | 975.1311 | 508.7379 | 175789.448 | -28.695 | -16.9255 | 0 | 953
691
692
693 | [6 empty] | D: DEFERRED ITC
694
695
696 |  | 41140 | Deferred I T C - Federal |  | F101D |  | -87944.5339 | -51681.37 | -21684.1667 | -4837.1009 | -790.3491 | 83.8368 | -45.3125 | -1098.2258 | -43.422 | -22.6538 | -7827.8013 | 1.2778 | 0.75368 | 0 | 958
697
698 |  | 41141 | Deferred I T C - Idaho |  | F101D |  | 0 | 0 | 0 | 0 | 0 | 0 | 0 | 0 | 0 | 0 | 0 | 0 | 0 | 0 | 961
699
700 |  | TOTAL DEFERRED ITC |  |  |  |  | -87944.5339 | -51681.37 | -21684.1667 | -4837.1009 | -790.3491 | 83.8368 | -45.3125 | -1098.2258 | -43.422 | -22.6538 | -7827.8013 | 1.2778 | 0.75368 | 0
701
702 |  | 427 | Interest on Long-Term Debt |  |  |  | 4038449.0575 | 3473964.4175 | 111992.8583 | -26143.2672 | -6426.1019 | -7628.9709 | -341.6957 | -12022.3774 | 14077.992 | 2815.8812 | 488923.6246 | -394.4255 | -368.8774 | 0
703
704 |  | 428-432 |  | Electric Interest Deductions for Tax | F104D |  | 98091.3368 | 57540.9789 | 24056.8724 | 5407.588 | 871.7246 | 67.2457 | 50.5877 | 1223.9395 | 50.7528 | 29.1637 | 8779.8511 | 6.3161 | 6.3161 | 0 | 990
705
706 | [6 empty] | D: DEFERRED INCOME TAXES
707
708
709 |  | 41010 | Deferred Income Tax - Federal-DR |  | F101D |  | 5721262.5705 | 3362149.6989 | 1410671.0913 | 314679.3013 | 51416.4366 | -5454.0329 | 2947.818 | 71445.4657 | 2824.8346 | 1473.751 | 509240.3632 | -83.126 | -49.0311 | 0 | 1016
710
711 |  | 41020 | Deferred Income Tax - State-DR |  | F101D |  | 0 | 0 | 0 | 0 | 0 | 0 | 0 | 0 | 0 | 0 | 0 | 0 | 0 | 0 | 1031
712
713 |  | 41120 | Deferred Income Tax - Federal-CR |  | F101D |  | -4742647.3408 | -2787057.9496 | -1169377.4613 | -260853.7771 | -42621.7156 | 4521.127 | -2443.5972 | -59224.8029 | -2341.6499 | -1221.6677 | -422135.3983 | 68.9074 | 40.6444 | 0 | 1050
714
715 |  | 41111 | Deferred Income Tax - State-CR |  | F101D |  | 0 | 0 | 0 | 0 | 0 | 0 | 0 | 0 | 0 | 0 | 0 | 0 | 0 | 0 | 1065
716
717 |  | TOTAL DEFERRED INCOME TAXES |  |  |  |  | 978615.2297 | 575091.7493 | 241293.63 | 53825.5242 | 8794.721 | -932.9059 | 504.2208 | 12220.6628 | 483.1846 | 252.0834 | 87104.9648 | -14.2186 | -8.3867 | 0
718
719 |  | SCHMAF | Additions - Flow Through
720 |  |  |  | S | F101D |  | 0 | 0 | 0 | 0 | 0 | 0 | 0 | 0 | 0 | 0 | 0 | 0 | 0 | 0 | 1070
721 |  |  |  | SNP | F104D |  | 0 | 0 | 0 | 0 | 0 | 0 | 0 | 0 | 0 | 0 | 0 | 0 | 0 | 0 | 1071
722 |  |  |  | SO | F102D |  | 0 | 0 | 0 | 0 | 0 | 0 | 0 | 0 | 0 | 0 | 0 | 0 | 0 | 0 | 1072
723 |  |  |  | SE | F30 |  | 0 | 0 | 0 | 0 | 0 | 0 | 0 | 0 | 0 | 0 | 0 | 0 | 0 | 0 | 1073
724 |  |  |  | TROJP | F10 |  | 0 | 0 | 0 | 0 | 0 | 0 | 0 | 0 | 0 | 0 | 0 | 0 | 0 | 0 | 1074
725 |  |  |  | SG | F10 |  | 0 | 0 | 0 | 0 | 0 | 0 | 0 | 0 | 0 | 0 | 0 | 0 | 0 | 0 | 1075
726
727
728 |  | SCHMAP | Additions - Permanent
729 |  |  |  | S | F101D |  | 0 | 0 | 0 | 0 | 0 | 0 | 0 | 0 | 0 | 0 | 0 | 0 | 0 | 0 | 1079
730 |  |  |  | SE | F30 |  | 0 | 0 | 0 | 0 | 0 | 0 | 0 | 0 | 0 | 0 | 0 | 0 | 0 | 0 | 1080
731 |  |  |  | SNP | F104D |  | 0 | 0 | 0 | 0 | 0 | 0 | 0 | 0 | 0 | 0 | 0 | 0 | 0 | 0 | 1081
732 |  |  |  | SO | F102D |  | 0 | 0 | 0 | 0 | 0 | 0 | 0 | 0 | 0 | 0 | 0 | 0 | 0 | 0 | 1082
733 |  |  |  | SG | F10 |  | 0 | 0 | 0 | 0 | 0 | 0 | 0 | 0 | 0 | 0 | 0 | 0 | 0 | 0 | 1083
734 |  |  |  | BADDEBT | F80 |  | 722.4008 | 560.965 | 79.0289 | 21.6904 | 0 | 39.4751 | 0.24806 | 0.81446 | 0 | 0 | 20.179 | 0 | 0 | 0 | 1084
735
736
737 |  | SCHMAT | Additions - Temporary
738 |  |  |  | S | F101D |  | 1159463.9257 | 681369.0581 | 285884.8412 | 63772.5141 | 10419.9908 | -1105.3075 | 597.4011 | 14479.0488 | 572.4774 | 298.6685 | 103202.0159 | -16.8462 | -9.9366 | 0 | 1088
739 |  |  |  | SGCT | F10 |  | 0 | 0 | 0 | 0 | 0 | 0 | 0 | 0 | 0 | 0 | 0 | 0 | 0 | 0 | 1089
740 |  |  |  | CIAC | F104D |  | 3168884.2917 | 1858886.9333 | 777167.9694 | 174694.5371 | 28161.451 | 2172.4016 | 1634.2584 | 39539.9096 | 1639.5933 | 942.1471 | 283636.9989 | 204.046 | 204.046 | 0 | 1090
741 |  |  |  | SNP | F104D |  | 0 | 0 | 0 | 0 | 0 | 0 | 0 | 0 | 0 | 0 | 0 | 0 | 0 | 0 | 1091
742 |  |  |  | TROJD | F10 |  | 0 | 0 | 0 | 0 | 0 | 0 | 0 | 0 | 0 | 0 | 0 | 0 | 0 | 0 | 1092
743 |  |  |  | SG | F10 |  | 0 | 0 | 0 | 0 | 0 | 0 | 0 | 0 | 0 | 0 | 0 | 0 | 0 | 0 | 1093
744 |  |  |  | SE | F30 |  | 0 | 0 | 0 | 0 | 0 | 0 | 0 | 0 | 0 | 0 | 0 | 0 | 0 | 0 | 1094
745 |  |  |  | SG | F10 |  | 0 | 0 | 0 | 0 | 0 | 0 | 0 | 0 | 0 | 0 | 0 | 0 | 0 | 0 | 1095
746 |  |  |  | GPS | F102D |  | -3453.8601 | -2025.6526 | -835.8172 | -188.2996 | -43.5928 | -2.9904 | -1.6288 | -42.1939 | -1.8434 | -0.99141 | -310.2884 | -0.28088 | -0.28088 | 0 | 1096
747 |  |  |  | SO | F102D |  | 0 | 0 | 0 | 0 | 0 | 0 | 0 | 0 | 0 | 0 | 0 | 0 | 0 | 0 | 1097
748 |  |  |  | SNPD | F104D |  | 0 | 0 | 0 | 0 | 0 | 0 | 0 | 0 | 0 | 0 | 0 | 0 | 0 | 0 | 1098
749 |  |  |  | BADDEBT | F80 |  | 0 | 0 | 0 | 0 | 0 | 0 | 0 | 0 | 0 | 0 | 0 | 0 | 0 | 0 | 1099
750 |  |  |  | TAXDEPR | F151D |  | 0 | 0 | 0 | 0 | 0 | 0 | 0 | 0 | 0 | 0 | 0 | 0 | 0 | 0 | 1100
751 |  |  |  | SCHMDEXP | F151D |  | 7888557.3262 | 4855274.6353 | 1617530.7038 | 352110.6927 | 234543.029 | 14135.3665 | 4301.2833 | 86388.6832 | 5124.6701 | 2605.6293 | 713887.2636 | 1327.6847 | 1327.6847 | 0 | 1101
752
753
754 |  | TOTAL SCHEDULE - M ADDITIONS |  |  |  |  | 12214174.0843 | 7394065.939 | 2679826.7261 | 590411.1348 | 273080.878 | 15238.9453 | 6531.5621 | 140366.2622 | 7334.8975 | 3845.4535 | 1100436.1689 | 1514.6036 | 1521.5132 | 0
755
756 |  | SCHMDF | Deductions - Flow Through
757 |  |  |  | S | F101D |  | 0 | 0 | 0 | 0 | 0 | 0 | 0 | 0 | 0 | 0 | 0 | 0 | 0 | 0 | 1107
758 |  |  |  | DGP | F10 |  | 0 | 0 | 0 | 0 | 0 | 0 | 0 | 0 | 0 | 0 | 0 | 0 | 0 | 0 | 1108
759 |  |  |  | DGU | F10 |  | 0 | 0 | 0 | 0 | 0 | 0 | 0 | 0 | 0 | 0 | 0 | 0 | 0 | 0 | 1109
760
761 |  | SCHMDP | Deductions - Permanent
762 |  |  |  | S | F101D |  | 0 | 0 | 0 | 0 | 0 | 0 | 0 | 0 | 0 | 0 | 0 | 0 | 0 | 0 | 1112
763 |  |  |  | SE | F30 |  | 0 | 0 | 0 | 0 | 0 | 0 | 0 | 0 | 0 | 0 | 0 | 0 | 0 | 0 | 1113
764 |  |  |  | SNP | F104D |  | 0 | 0 | 0 | 0 | 0 | 0 | 0 | 0 | 0 | 0 | 0 | 0 | 0 | 0 | 1114
765 |  |  |  | IBT | F150D |  | 0 | 0 | 0 | 0 | 0 | 0 | 0 | 0 | 0 | 0 | 0 | 0 | 0 | 0 | 1115
766 |  |  |  | SG | F10 |  | 0 | 0 | 0 | 0 | 0 | 0 | 0 | 0 | 0 | 0 | 0 | 0 | 0 | 0 | 1116
767 |  |  |  | SO | F102D |  | 0 | 0 | 0 | 0 | 0 | 0 | 0 | 0 | 0 | 0 | 0 | 0 | 0 | 0 | 1117
768
769
770 |  | SCHMDT | Deductions - Temporary
771 |  |  |  | S | F101D |  | 44317.212 | 26043.395 | 10927.1352 | 2437.523 | 398.2745 | -42.2472 | 22.834 | 553.4205 | 21.8813 | 11.4158 | 3944.6036 | -0.6439 | -0.3798 | 0 | 1121
772 |  |  |  | BADDEBT | F80 |  | 0 | 0 | 0 | 0 | 0 | 0 | 0 | 0 | 0 | 0 | 0 | 0 | 0 | 0 | 1122
773 |  |  |  | SNP | F104D |  | 0 | 0 | 0 | 0 | 0 | 0 | 0 | 0 | 0 | 0 | 0 | 0 | 0 | 0 | 1123
774 |  |  |  | CN | F40 |  | 0 | 0 | 0 | 0 | 0 | 0 | 0 | 0 | 0 | 0 | 0 | 0 | 0 | 0 | 1124
775 |  |  |  | TROJD | F10 |  | 4102.6983 | 1399.9582 | 1154.4139 | 330.9704 | 7.4695 | 719.1673 | 3.5223 | 37.6197 | 1.1613 | 1.6241 | 272.6474 | 90.745 | 83.3991 | 0 | 1125
776 |  |  |  | DGP | F10 |  | 0 | 0 | 0 | 0 | 0 | 0 | 0 | 0 | 0 | 0 | 0 | 0 | 0 | 0 | 1126
777 |  |  |  | SE | F30 |  | 0 | 0 | 0 | 0 | 0 | 0 | 0 | 0 | 0 | 0 | 0 | 0 | 0 | 0 | 1127
778 |  |  |  | SG | F10 |  | 0 | 0 | 0 | 0 | 0 | 0 | 0 | 0 | 0 | 0 | 0 | 0 | 0 | 0 | 1128
779 |  |  |  | GPS | F102D |  | 647972.7434 | 380029.1995 | 156806.2204 | 35326.5542 | 8178.3737 | 561.0213 | 305.5782 | 7915.9168 | 345.8308 | 185.9959 | 58212.663 | 52.6947 | 52.6947 | 0 | 1129
780 |  |  |  | SO | F102D |  | 0 | 0 | 0 | 0 | 0 | 0 | 0 | 0 | 0 | 0 | 0 | 0 | 0 | 0 | 1130
781 |  |  |  | TAXDEPR | F151D |  | 0 | 0 | 0 | 0 | 0 | 0 | 0 | 0 | 0 | 0 | 0 | 0 | 0 | 0 | 1131
782 |  |  |  | SNPD | F104D |  | 55635.1709 | 32635.932 | 13644.5098 | 3067.0607 | 494.4223 | 38.1402 | 28.6922 | 694.1906 | 28.7859 | 16.541 | 4979.7315 | 3.5824 | 3.5824 | 0 | 1132
783
784
785 |  | TOTAL SCHEDULE - M DEDUCTIONS |  |  |  |  | 752027.8246 | 440108.4847 | 182532.2794 | 41162.1083 | 9078.5401 | 1276.0816 | 360.6266 | 9201.1476 | 397.6593 | 215.5768 | 67409.6455 | 146.3782 | 139.2965 | 0
786
787 |  | TOTAL SCHEDULE - M ADJUSTMENTS |  |  |  |  | 11462146.2596 | 6953957.4543 | 2497294.4467 | 549249.0264 | 264002.3379 | 13962.8637 | 6170.9355 | 131165.1147 | 6937.2382 | 3629.8768 | 1033026.5234 | 1368.2254 | 1382.2167 | 0
788
789
790
791 | [6 empty] | D: INCOME TAXES
792
793 |  |  | State Income Taxes Before Credits |  | F150D |  | 1476603.1738 | 1016987.7855 | 221617.3976 | 41188.0254 | 18155.192 | 264.3651 | 434.9546 | 9265.4221 | 3633.6057 | 1453.9332 | 163469.8219 | 74.8225 | 57.8482 | 0 | 1140
794 |  |  | Renewable Energy Credits |  | F10 |  | 0 | 0 | 0 | 0 | 0 | 0 | 0 | 0 | 0 | 0 | 0 | 0 | 0 | 0 | 1142
795 |  | 40911 | State Income Taxes |  |  |  | 1476603.1738 | 1016987.7855 | 221617.3976 | 41188.0254 | 18155.192 | 264.3651 | 434.9546 | 9265.4221 | 3633.6057 | 1453.9332 | 163469.8219 | 74.8225 | 57.8482 | 0
796
797 |  | Calculation of Taxable Income
798
799 |  |  | Operating Revenues |  |  |  | 36186035.0149 | 26817463.0082 | 4040068.6051 | 618071.5937 | 184863.7336 | 32289.7934 | 5323.6337 | 113528.6382 | 109104.5984 | 36789.2205 | 4216632.1752 | 6081.2055 | 5818.8093 | 0
800 |  |  | Operating Deductions
801 |  |  | O & M Expenses |  |  |  | 2265084.6404 | 1239752.2358 | 566710.8303 | 134090.9991 | 34985.8301 | 50335.7944 | 952.7393 | 26472.4507 | 1162.3717 | 632.0497 | 197347.8871 | 6279.4893 | 6361.9629 | 0
802 |  |  | Depreciation Expense |  |  |  | 7243287.6253 | 5729105.6844 | 587562.9811 | 65463.7573 | 6632.083 | 454.9487 | 486.3683 | 6419.2491 | 19998.1 | 4554.8358 | 822524.1542 | 42.7317 | 42.7317 | 0
803 |  |  | Amortization Expense |  |  |  | -121873.1985 | -71466.6515 | -29494.4331 | -6645.4945 | -1537.7488 | -113.1271 | -57.4912 | -1488.7231 | -65.0343 | -34.9876 | -10947.841 | -10.8722 | -10.7941 | 0
804 |  |  | Taxes Other Than Income |  |  |  | 1974976.1837 | 1160611.9278 | 486962.7594 | 108627.0937 | 17748.9211 | -1882.7287 | 1017.5849 | 24662.9291 | 975.1311 | 508.7379 | 175789.448 | -28.695 | -16.9255 | 0
805 |  |  | Interest & Dividends (AFUDC-Equity) |  | F104D |  | -371000.3434 | -217631.0736 | -90987.7285 | -20452.5402 | -3297.0305 | -254.3361 | -191.3325 | -4629.175 | -191.957 | -110.3028 | -33207.0894 | -23.8889 | -23.8889 | 0 | 1153
806 |  |  | Misc Revenue & Expense |  |  |  | -3133.0094 | -1069.0726 | -881.5637 | -252.7442 | -5.7041 | -549.1893 | -2.6898 | -28.7281 | -0.88682 | -1.2403 | -208.2061 | -69.2971 | -63.6874 | 0
807 |  |  | Total Operating Deductions |  |  |  | 10987341.8983 | 7839303.0503 | 1519872.8456 | 280831.0713 | 54526.3509 | 47991.3619 | 2205.1791 | 51408.0026 | 21877.7247 | 5549.0928 | 1151298.3527 | 6189.4678 | 6289.3986 | 0
808 |  |  | Other Deductions
809 |  |  | Interest Deductions |  | F101D |  | 4136540.3943 | 3531505.3964 | 136049.7307 | -20735.6792 | -5554.3773 | -7561.7252 | -291.108 | -10798.4379 | 14128.7448 | 2845.0449 | 497703.4757 | -388.1094 | -362.5612 | 0
810 |  |  | Interest on PCRBS |  |  |  | 0 | 0 | 0 | 0 | 0 | 0 | 0 | 0 | 0 | 0 | 0 | 0 | 0 | 0
811 |  |  | Schedule M Adjustments |  |  |  | 11462146.2596 | 6953957.4543 | 2497294.4467 | 549249.0264 | 264002.3379 | 13962.8637 | 6170.9355 | 131165.1147 | 6937.2382 | 3629.8768 | 1033026.5234 | 1368.2254 | 1382.2167 | 0
812
813 |  |  | Income Before State Taxes |  |  |  | 32524298.9819 | 22400612.0158 | 4881440.4756 | 907225.228 | 399894.098 | 5823.0205 | 9580.498 | 204084.1882 | 80035.3671 | 32024.9595 | 3600656.8702 | 1648.0724 | 1274.1886 | 0
814
815 |  |  | State Income Taxes |  |  |  | 1476603.1738 | 1016987.7855 | 221617.3976 | 41188.0254 | 18155.192 | 264.3651 | 434.9546 | 9265.4221 | 3633.6057 | 1453.9332 | 163469.8219 | 74.8225 | 57.8482 | 0
816
817 |  |  | Adjustments to Calculated Tax:
818 |  |  |  | PMI | F30 |  | 0 | 0 | 0 | 0 | 0 | 0 | 0 | 0 | 0 | 0 | 0 | 0 | 0 | 0 | 1172
819 |  |  |  | Renewable Energy Credits | F10 |  | 0 | 0 | 0 | 0 | 0 | 0 | 0 | 0 | 0 | 0 | 0 | 0 | 0 | 0 | 1173
820 |  |  |  | System Overheads | F102D |  | 0 | 0 | 0 | 0 | 0 | 0 | 0 | 0 | 0 | 0 | 0 | 0 | 0 | 0 | 1174
821 |  |  |  | Situs | F107D |  | 0 | 0 | 0 | 0 | 0 | 0 | 0 | 0 | 0 | 0 | 0 | 0 | 0 | 0 | 1175
822 |  |  |  | Total Adjustments |  |  | 0 | 0 | 0 | 0 | 0 | 0 | 0 | 0 | 0 | 0 | 0 | 0 | 0 | 0
823
824 |  |  | 35%
825
826 |  | 40910 | Federal Income Tax |  |  |  | 10866693.5328 | 7484268.4806 | 1630938.0773 | 303113.0209 | 133608.6171 | 1945.5294 | 3200.9402 | 68186.5681 | 26740.6165 | 10699.8592 | 1203015.4669 | 550.6375 | 425.7192 | 0
827
828
829 |  | TOTAL OPERATING EXPENSES |  |  |  |  | 24592309.6441 | 17081600.7693 | 3683025.5123 | 694573.081 | 217591.5623 | 49606.5234 | 6491.3148 | 144611.6049 | 52883.6665 | 18042.6176 | 2630267.8945 | 6825.8758 | 6789.2218 | 0
830
831
832 |  | Distribution - METER - Unbundled |  |  |  |  | D: STEAM PRODUCTION PLANT
833
834 |  | A |  | B | C |  | D | E | F | G | H | I | J | K | L | M | N | O | P
835 |  | FERC ACCT |  | DESCRIPTION | COS Factor |  | Utah Jurisdiction Normalized | Residential Sch 1 | General Large Dist. Sch 6 | General +1 MW Sch 8 | Street & Area Lighting Sch. 7,11,12 | General Trans Sch 9 | General Secondary Sch 22 | Irrigation Sch 10 | Traffic Signals Sch 15 | Outdoor Lighting Sch 15 | General Small Dist. Sch 23 | Industrial Cust 1 | Industrial Cust 2
836 |  | 310 | Land and Land Rights |  | F10 |  | 0 | 0 | 0 | 0 | 0 | 0 | 0 | 0 | 0 | 0 | 0 | 0 | 0 | 0 | 1192
837 |  |  |  | Total 310 |  |  | 0 | 0 | 0 | 0 | 0 | 0 | 0 | 0 | 0 | 0 | 0 | 0 | 0 | 0
838
839 |  | 311 | Structures and Improvements |  | F10 |  | 0 | 0 | 0 | 0 | 0 | 0 | 0 | 0 | 0 | 0 | 0 | 0 | 0 | 0 | 1199
840 |  |  |  | Total 311 |  |  | 0 | 0 | 0 | 0 | 0 | 0 | 0 | 0 | 0 | 0 | 0 | 0 | 0 | 0
841
842 |  | 312 | Boiler Plant Equipment |  | F10 |  | 0 | 0 | 0 | 0 | 0 | 0 | 0 | 0 | 0 | 0 | 0 | 0 | 0 | 0 | 1206
843 |  |  |  | Total 312 |  |  | 0 | 0 | 0 | 0 | 0 | 0 | 0 | 0 | 0 | 0 | 0 | 0 | 0 | 0
844
845 |  | 314 | Turbogenerator Units |  | F10 |  | 0 | 0 | 0 | 0 | 0 | 0 | 0 | 0 | 0 | 0 | 0 | 0 | 0 | 0 | 1213
846 |  |  |  | Total 314 |  |  | 0 | 0 | 0 | 0 | 0 | 0 | 0 | 0 | 0 | 0 | 0 | 0 | 0 | 0
847
848 |  | 315 | Accessory Electric Equipment |  | F10 |  | 0 | 0 | 0 | 0 | 0 | 0 | 0 | 0 | 0 | 0 | 0 | 0 | 0 | 0 | 1220
849 |  |  |  | Total 316 |  |  | 0 | 0 | 0 | 0 | 0 | 0 | 0 | 0 | 0 | 0 | 0 | 0 | 0 | 0
850
851 |  | 316 | Misc Power Plant Equipment |  | F10 |  | 0 | 0 | 0 | 0 | 0 | 0 | 0 | 0 | 0 | 0 | 0 | 0 | 0 | 0 | 1227
852 |  |  |  | Total 316 |  |  | 0 | 0 | 0 | 0 | 0 | 0 | 0 | 0 | 0 | 0 | 0 | 0 | 0 | 0
853
854 |  | S00 | Unclassified Steam Plant - Acct 300 |  | F10 |  | 0 | 0 | 0 | 0 | 0 | 0 | 0 | 0 | 0 | 0 | 0 | 0 | 0 | 0 | 1232
855
856
857
858 |  | Total Steam Production Plant |  |  |  |  | 0 | 0 | 0 | 0 | 0 | 0 | 0 | 0 | 0 | 0 | 0 | 0 | 0 | 0
859
860
861 | [6 empty] | D: NUCLEAR PRODUCTION
862
863
864 |  | 320 | Land and Land Rights |  | F10 |  | 0 | 0 | 0 | 0 | 0 | 0 | 0 | 0 | 0 | 0 | 0 | 0 | 0 | 0 | 1238
865
866 |  | 321 | Structures and Improvements |  | F10 |  | 0 | 0 | 0 | 0 | 0 | 0 | 0 | 0 | 0 | 0 | 0 | 0 | 0 | 0 | 1242
867
868 |  | 322 | Reactor Plant Equipment |  | F10 |  | 0 | 0 | 0 | 0 | 0 | 0 | 0 | 0 | 0 | 0 | 0 | 0 | 0 | 0 | 1246
869
870 |  | 323 | Turbogenerator Units |  | F10 |  | 0 | 0 | 0 | 0 | 0 | 0 | 0 | 0 | 0 | 0 | 0 | 0 | 0 | 0 | 1250
871
872 |  | 324 | Land and Land Rights |  | F10 |  | 0 | 0 | 0 | 0 | 0 | 0 | 0 | 0 | 0 | 0 | 0 | 0 | 0 | 0 | 1254
873
874 |  | 325 | Misc. Power Plant Equipment |  | F10 |  | 0 | 0 | 0 | 0 | 0 | 0 | 0 | 0 | 0 | 0 | 0 | 0 | 0 | 0 | 1258
875
876 |  | N00 | Unclassified Nuclear Plt - Acct 300 |  | F10 |  | 0 | 0 | 0 | 0 | 0 | 0 | 0 | 0 | 0 | 0 | 0 | 0 | 0 | 0 | 1264
877
878 |  | Total Nuclear Production Plant |  |  |  |  | 0 | 0 | 0 | 0 | 0 | 0 | 0 | 0 | 0 | 0 | 0 | 0 | 0 | 0
879
880
881 | [6 empty] | D: HYDRAULIC PRODUCTION PLANT
882
883
884 |  | 330 | Land and Land Rights |  | F10 |  | 0 | 0 | 0 | 0 | 0 | 0 | 0 | 0 | 0 | 0 | 0 | 0 | 0 | 0 | 1274
885
886 |  | 331 | Structures and Improvements |  | F10 |  | 0 | 0 | 0 | 0 | 0 | 0 | 0 | 0 | 0 | 0 | 0 | 0 | 0 | 0 | 1281
887
888 |  | 332 | Reservoirs, Dams & Waterways |  | F10 |  | 0 | 0 | 0 | 0 | 0 | 0 | 0 | 0 | 0 | 0 | 0 | 0 | 0 | 0 | 1288
889
890 |  | 333 | Water Wheel, Turbines, & Generators |  | F10 |  | 0 | 0 | 0 | 0 | 0 | 0 | 0 | 0 | 0 | 0 | 0 | 0 | 0 | 0 | 1295
891
892 |  | 334 | Accessory Electric Equipment |  | F10 |  | 0 | 0 | 0 | 0 | 0 | 0 | 0 | 0 | 0 | 0 | 0 | 0 | 0 | 0 | 1302
893
894 |  | 335 | Misc. Power Plant Equipment |  | F10 |  | 0 | 0 | 0 | 0 | 0 | 0 | 0 | 0 | 0 | 0 | 0 | 0 | 0 | 0 | 1309
895
896 |  | 336 | Roads, Railroads & Bridges |  | F10 |  | 0 | 0 | 0 | 0 | 0 | 0 | 0 | 0 | 0 | 0 | 0 | 0 | 0 | 0 | 1316
897
898 |  | H00 | Unclassified Hydro Plant - Acct 300 |  | F10 |  | 0 | 0 | 0 | 0 | 0 | 0 | 0 | 0 | 0 | 0 | 0 | 0 | 0 | 0 | 1322
899
900 |  | Total Hydraulic Plant |  |  |  |  | 0 | 0 | 0 | 0 | 0 | 0 | 0 | 0 | 0 | 0 | 0 | 0 | 0 | 0
901
902 |  | Distribution - METER - Unbundled
903 |  | A |  | B | C |  | D | E | F | G | H | I | J | K | L | M | N | O | P
904 |  | FERC ACCT |  | DESCRIPTION | COS Factor |  | Utah Jurisdiction Normalized | Residential Sch 1 | General Large Dist. Sch 6 | General +1 MW Sch 8 | Street & Area Lighting Sch. 7,11,12 | General Trans Sch 9 | General Secondary Sch 22 | Irrigation Sch 10 | Traffic Signals Sch 15 | Outdoor Lighting Sch 15 | General Small Dist. Sch 23 | Industrial Cust 1 | Industrial Cust 2
905 |  | 340 | Land and Land Rights |  | F10 |  | 0 | 0 | 0 | 0 | 0 | 0 | 0 | 0 | 0 | 0 | 0 | 0 | 0 | 0 | 1328
906 |  |  |  | Wind Generation | F10 |  | 0 | 0 | 0 | 0 | 0 | 0 | 0 | 0 | 0 | 0 | 0 | 0 | 0 | 0 | 1329
907 |  |  |  | Simple Cycle Combustion Turbine | F10 |  | 0 | 0 | 0 | 0 | 0 | 0 | 0 | 0 | 0 | 0 | 0 | 0 | 0 | 0 | 1330
908 |  |  |  | Total 340 |  |  | 0 | 0 | 0 | 0 | 0 | 0 | 0 | 0 | 0 | 0 | 0 | 0 | 0 | 0
909
910 |  | 341 | Structures and Improvements |  | F10 |  | 0 | 0 | 0 | 0 | 0 | 0 | 0 | 0 | 0 | 0 | 0 | 0 | 0 | 0 | 1334
911 |  |  |  | Wind Generation | F10 |  | 0 | 0 | 0 | 0 | 0 | 0 | 0 | 0 | 0 | 0 | 0 | 0 | 0 | 0 | 1336
912 |  |  |  | Simple Cycle Combustion Turbine | F10 |  | 0 | 0 | 0 | 0 | 0 | 0 | 0 | 0 | 0 | 0 | 0 | 0 | 0 | 0 | 1337
913 |  |  |  | Total 341 |  |  | 0 | 0 | 0 | 0 | 0 | 0 | 0 | 0 | 0 | 0 | 0 | 0 | 0 | 0
914
915 |  | 342 | Fuel Holders, Producers & Access |  | F10 |  | 0 | 0 | 0 | 0 | 0 | 0 | 0 | 0 | 0 | 0 | 0 | 0 | 0 | 0 | 1341
916 |  |  |  | Simple Cycle Combustion Turbine | F10 |  | 0 | 0 | 0 | 0 | 0 | 0 | 0 | 0 | 0 | 0 | 0 | 0 | 0 | 0 | 1343
917 |  |  |  | Total 342 |  |  | 0 | 0 | 0 | 0 | 0 | 0 | 0 | 0 | 0 | 0 | 0 | 0 | 0 | 0
918
919 |  | 343 | Prime Movers |  | F10 |  | 0 | 0 | 0 | 0 | 0 | 0 | 0 | 0 | 0 | 0 | 0 | 0 | 0 | 0 | 1348
920 |  |  |  | Wind Generation | F10 |  | 0 | 0 | 0 | 0 | 0 | 0 | 0 | 0 | 0 | 0 | 0 | 0 | 0 | 0 | 1349
921 |  |  |  | Simple Cycle Combustion Turbine | F10 |  | 0 | 0 | 0 | 0 | 0 | 0 | 0 | 0 | 0 | 0 | 0 | 0 | 0 | 0 | 1350
922 |  |  |  | Total 343 |  |  | 0 | 0 | 0 | 0 | 0 | 0 | 0 | 0 | 0 | 0 | 0 | 0 | 0 | 0
923
924 |  | 344 | Generators |  | F10 |  | 0 | 0 | 0 | 0 | 0 | 0 | 0 | 0 | 0 | 0 | 0 | 0 | 0 | 0 | 1355
925 |  |  |  | Wind Generation | F10 |  | 0 | 0 | 0 | 0 | 0 | 0 | 0 | 0 | 0 | 0 | 0 | 0 | 0 | 0 | 1356
926 |  |  |  | Simple Cycle Combustion Turbine | F10 |  | 0 | 0 | 0 | 0 | 0 | 0 | 0 | 0 | 0 | 0 | 0 | 0 | 0 | 0 | 1357
927 |  |  |  | Total 344 |  |  | 0 | 0 | 0 | 0 | 0 | 0 | 0 | 0 | 0 | 0 | 0 | 0 | 0 | 0
928
929 |  | 345 | Accessory Electric Plant |  | F10 |  | 0 | 0 | 0 | 0 | 0 | 0 | 0 | 0 | 0 | 0 | 0 | 0 | 0 | 0 | 1361
930 |  |  |  | Wind Generation | F10 |  | 0 | 0 | 0 | 0 | 0 | 0 | 0 | 0 | 0 | 0 | 0 | 0 | 0 | 0 | 1362
931 |  |  |  | Simple Cycle Combustion Turbine | F10 |  | 0 | 0 | 0 | 0 | 0 | 0 | 0 | 0 | 0 | 0 | 0 | 0 | 0 | 0 | 1364
932 |  |  |  | Total 345 |  |  | 0 | 0 | 0 | 0 | 0 | 0 | 0 | 0 | 0 | 0 | 0 | 0 | 0 | 0
933
934 |  | 346 | Misc. Power Plant Equipment |  | F10 |  | 0 | 0 | 0 | 0 | 0 | 0 | 0 | 0 | 0 | 0 | 0 | 0 | 0 | 0 | 1368
935 |  |  |  | Wind Generation | F10 |  | 0 | 0 | 0 | 0 | 0 | 0 | 0 | 0 | 0 | 0 | 0 | 0 | 0 | 0 | 1369
936
937 |  | O00 | Unclassified Other Prod - Acct 300 |  | F10 |  | 0 | 0 | 0 | 0 | 0 | 0 | 0 | 0 | 0 | 0 | 0 | 0 | 0 | 0 | 1376
938
939 |  | Total Other Production Plant |  |  |  |  | 0 | 0 | 0 | 0 | 0 | 0 | 0 | 0 | 0 | 0 | 0 | 0 | 0 | 0
940
941 |  | Experimental Plant
942 |  | 103 | Experimental Plant |  | F10 |  | 0 | 0 | 0 | 0 | 0 | 0 | 0 | 0 | 0 | 0 | 0 | 0 | 0 | 0 | 1382
943
944 |  | TOTAL PRODUCTION PLANT |  |  |  |  | 0 | 0 | 0 | 0 | 0 | 0 | 0 | 0 | 0 | 0 | 0 | 0 | 0 | 0
945
946 | [6 empty] | D: TRANSMISSION PLANT
947 |  | 350 | Land and Land Rights
948 |  |  |  | Demand | F10 |  | 0 | 0 | 0 | 0 | 0 | 0 | 0 | 0 | 0 | 0 | 0 | 0 | 0 | 0 | 1391
949 |  |  |  | Direct Assigned | A | 0 | 0 | 0 | 0 | 0 | 0 | 0 | 0 | 0 | 0 | 0 | 0 | 0 | 0 | 0
950 | [6 empty] | 0 | 0 | 0 | 0 | 0 | 0 | 0 | 0 | 0 | 0 | 0 | 0 | 0 | 0
951 |  | 352 | Structures and Improvements
952 |  |  |  | Demand | F10 |  | 0 | 0 | 0 | 0 | 0 | 0 | 0 | 0 | 0 | 0 | 0 | 0 | 0 | 0 | 1398
953 |  |  |  | Direct Assigned | A | 0 | 0 | 0 | 0 | 0 | 0 | 0 | 0 | 0 | 0 | 0 | 0 | 0 | 0 | 0
954 | [6 empty] | 0 | 0 | 0 | 0 | 0 | 0 | 0 | 0 | 0 | 0 | 0 | 0 | 0 | 0
955 |  | 353 | Station Equipment
956 |  |  |  | Demand | F10 |  | 0 | 0 | 0 | 0 | 0 | 0 | 0 | 0 | 0 | 0 | 0 | 0 | 0 | 0 | 1404
957 |  |  |  | Direct Assigned | A | 0 | 0 | 0 | 0 | 0 | 0 | 0 | 0 | 0 | 0 | 0 | 0 | 0 | 0 | 0
958 | [6 empty] | 0 | 0 | 0 | 0 | 0 | 0 | 0 | 0 | 0 | 0 | 0 | 0 | 0 | 0
959 |  | 354 | Towers and Fixtures
960 |  |  |  | Demand | F10 |  | 0 | 0 | 0 | 0 | 0 | 0 | 0 | 0 | 0 | 0 | 0 | 0 | 0 | 0 | 1410
961 |  |  |  | Direct Assigned | A | 0 | 0 | 0 | 0 | 0 | 0 | 0 | 0 | 0 | 0 | 0 | 0 | 0 | 0 | 0
962 | [6 empty] | 0 | 0 | 0 | 0 | 0 | 0 | 0 | 0 | 0 | 0 | 0 | 0 | 0 | 0
963 |  | 355 | Poles and Fixtures
964 |  |  |  | Demand | F10 |  | 0 | 0 | 0 | 0 | 0 | 0 | 0 | 0 | 0 | 0 | 0 | 0 | 0 | 0 | 1416
965 |  |  |  | Direct Assigned | A | 0 | 0 | 0 | 0 | 0 | 0 | 0 | 0 | 0 | 0 | 0 | 0 | 0 | 0 | 0
966 | [6 empty] | 0 | 0 | 0 | 0 | 0 | 0 | 0 | 0 | 0 | 0 | 0 | 0 | 0 | 0
967 |  | 356 | Overhead Conductors
968 |  |  |  | Demand | F10 |  | 0 | 0 | 0 | 0 | 0 | 0 | 0 | 0 | 0 | 0 | 0 | 0 | 0 | 0 | 1422
969 |  |  |  | Direct Assigned | A | 0 | 0 | 0 | 0 | 0 | 0 | 0 | 0 | 0 | 0 | 0 | 0 | 0 | 0 | 0
970 | [6 empty] | 0 | 0 | 0 | 0 | 0 | 0 | 0 | 0 | 0 | 0 | 0 | 0 | 0 | 0
971 |  | 357 | Underground Conduit
972 |  |  |  | Demand | F10 |  | 0 | 0 | 0 | 0 | 0 | 0 | 0 | 0 | 0 | 0 | 0 | 0 | 0 | 0 | 1428
973 |  |  |  | Direct Assigned | A | 0 | 0 | 0 | 0 | 0 | 0 | 0 | 0 | 0 | 0 | 0 | 0 | 0 | 0 | 0
974 | [6 empty] | 0 | 0 | 0 | 0 | 0 | 0 | 0 | 0 | 0 | 0 | 0 | 0 | 0 | 0
975 |  | 358 | Underground Conductors
976 |  |  |  | Demand | F10 |  | 0 | 0 | 0 | 0 | 0 | 0 | 0 | 0 | 0 | 0 | 0 | 0 | 0 | 0 | 1434
977 |  |  |  | Direct Assigned | A | 0 | 0 | 0 | 0 | 0 | 0 | 0 | 0 | 0 | 0 | 0 | 0 | 0 | 0 | 0
978 | [6 empty] | 0 | 0 | 0 | 0 | 0 | 0 | 0 | 0 | 0 | 0 | 0 | 0 | 0 | 0
979 |  | 359 | Roads and Trails
980 |  |  |  | Demand | F10 |  | 0 | 0 | 0 | 0 | 0 | 0 | 0 | 0 | 0 | 0 | 0 | 0 | 0 | 0 | 1440
981 |  |  |  | Direct Assigned | A | 0 | 0 | 0 | 0 | 0 | 0 | 0 | 0 | 0 | 0 | 0 | 0 | 0 | 0 | 0
982 | [6 empty] | 0 | 0 | 0 | 0 | 0 | 0 | 0 | 0 | 0 | 0 | 0 | 0 | 0 | 0
983
984 |  | T00 | Unclassified Trans Plant - Acct 300 |  | F10 |  | 0 | 0 | 0 | 0 | 0 | 0 | 0 | 0 | 0 | 0 | 0 | 0 | 0 | 0 | 1444
985 |  | TS0 | Unclassified Trans Sub - Acct 300 |  | F10 |  | 0 | 0 | 0 | 0 | 0 | 0 | 0 | 0 | 0 | 0 | 0 | 0 | 0 | 0 | 1448
986
987 |  | TOTAL TRANSMISSION PLANT |  |  |  |  | 0 | 0 | 0 | 0 | 0 | 0 | 0 | 0 | 0 | 0 | 0 | 0 | 0 | 0
988 |  | Distribution - METER - Unbundled |  |  |  |  | D: DISTRIBUTION PLANT
989 |  | A |  | B | C |  | D | E | F | G | H | I | J | K | L | M | N | O | P
990 |  | FERC ACCT |  | DESCRIPTION | COS Factor |  | Utah Jurisdiction Normalized | Residential Sch 1 | General Large Dist. Sch 6 | General +1 MW Sch 8 | Street & Area Lighting Sch. 7,11,12 | General Trans Sch 9 | General Secondary Sch 22 | Irrigation Sch 10 | Traffic Signals Sch 15 | Outdoor Lighting Sch 15 | General Small Dist. Sch 23 | Industrial Cust 1 | Industrial Cust 2
991
992 |  | 360 | Land and Land Rights
993 |  |  |  | Demand Primary | F20 |  | 0 | 0 | 0 | 0 | 0 | 0 | 0 | 0 | 0 | 0 | 0 | 0 | 0 | 0 | 1453
994 |  |  |  | Assigned | A | 0 | 0 | 0 | 0 | 0 | 0 | 0 | 0 | 0 | 0 | 0 | 0 | 0 | 0 | 0
995 | [6 empty] | 0 | 0 | 0 | 0 | 0 | 0 | 0 | 0 | 0 | 0 | 0 | 0 | 0 | 0
996 |  | 361 | Structures and Improvements
997 |  |  |  | Demand Primary | F20 |  | 0 | 0 | 0 | 0 | 0 | 0 | 0 | 0 | 0 | 0 | 0 | 0 | 0 | 0 | 1457
998 |  |  |  | Assigned | A | 0 | 0 | 0 | 0 | 0 | 0 | 0 | 0 | 0 | 0 | 0 | 0 | 0 | 0 | 0
999 | [6 empty] | 0 | 0 | 0 | 0 | 0 | 0 | 0 | 0 | 0 | 0 | 0 | 0 | 0 | 0
1000 |  | 362 | Station Equipment
1001 |  |  |  | Demand Primary | F20 |  | 0 | 0 | 0 | 0 | 0 | 0 | 0 | 0 | 0 | 0 | 0 | 0 | 0 | 0 | 1461
1002 |  |  |  | Assigned | A | 0 | 0 | 0 | 0 | 0 | 0 | 0 | 0 | 0 | 0 | 0 | 0 | 0 | 0 | 0
1003 | [6 empty] | 0 | 0 | 0 | 0 | 0 | 0 | 0 | 0 | 0 | 0 | 0 | 0 | 0 | 0
1004 |  | 364 | Poles, Towers & Fixtures
1005 |  |  |  | Demand Primary | F20 | 0 | 0 | 0 | 0 | 0 | 0 | 0 | 0 | 0 | 0 | 0 | 0 | 0 | 0 | 0 | 1465
1006 |  |  |  | Demand Secondary | F22 | 0 | 0 | 0 | 0 | 0 | 0 | 0 | 0 | 0 | 0 | 0 | 0 | 0 | 0 | 0
1007 |  |  |  | Assigned | A | 0 | 0 | 0 | 0 | 0 | 0 | 0 | 0 | 0 | 0 | 0 | 0 | 0 | 0 | 0
1008 | [6 empty] | 0 | 0 | 0 | 0 | 0 | 0 | 0 | 0 | 0 | 0 | 0 | 0 | 0 | 0
1009 |  | 365 | Overhead Conductors
1010 |  |  |  | Demand Primary | F20 | 0 | 0 | 0 | 0 | 0 | 0 | 0 | 0 | 0 | 0 | 0 | 0 | 0 | 0 | 0 | 1469
1011 |  |  |  | Demand Secondary | F22 | 0 | 0 | 0 | 0 | 0 | 0 | 0 | 0 | 0 | 0 | 0 | 0 | 0 | 0 | 0
1012 |  |  |  | Assigned | A | 0 | 0 | 0 | 0 | 0 | 0 | 0 | 0 | 0 | 0 | 0 | 0 | 0 | 0 | 0
1013 | [6 empty] | 0 | 0 | 0 | 0 | 0 | 0 | 0 | 0 | 0 | 0 | 0 | 0 | 0 | 0
1014 |  | 366 | Underground Conduit
1015 |  |  |  | Demand Primary | F20 | 0 | 0 | 0 | 0 | 0 | 0 | 0 | 0 | 0 | 0 | 0 | 0 | 0 | 0 | 0 | 1473
1016 |  |  |  | Demand Secondary | F22 | 0 | 0 | 0 | 0 | 0 | 0 | 0 | 0 | 0 | 0 | 0 | 0 | 0 | 0 | 0
1017 |  |  |  | Assigned | A | 0 | 0 | 0 | 0 | 0 | 0 | 0 | 0 | 0 | 0 | 0 | 0 | 0 | 0 | 0
1018 | [6 empty] | 0 | 0 | 0 | 0 | 0 | 0 | 0 | 0 | 0 | 0 | 0 | 0 | 0 | 0
1019 |  | 367 | Underground Conductors
1020 |  |  |  | Demand Primary | F20 | 0 | 0 | 0 | 0 | 0 | 0 | 0 | 0 | 0 | 0 | 0 | 0 | 0 | 0 | 0 | 1477
1021 |  |  |  | Demand Secondary | F22 | 0 | 0 | 0 | 0 | 0 | 0 | 0 | 0 | 0 | 0 | 0 | 0 | 0 | 0 | 0
1022 |  |  |  | Assigned | A | 0 | 0 | 0 | 0 | 0 | 0 | 0 | 0 | 0 | 0 | 0 | 0 | 0 | 0 | 0
1023 | [6 empty] | 0 | 0 | 0 | 0 | 0 | 0 | 0 | 0 | 0 | 0 | 0 | 0 | 0 | 0
1024 |  | 368 | Line Transformers
1025 |  |  |  | Demand Secondary | F21 |  | 0 | 0 | 0 | 0 | 0 | 0 | 0 | 0 | 0 | 0 | 0 | 0 | 0 | 0 | 1481
1026 |  |  |  | Assigned | A | 0 | 0 | 0 | 0 | 0 | 0 | 0 | 0 | 0 | 0 | 0 | 0 | 0 | 0 | 0
1027 | [6 empty] | 0 | 0 | 0 | 0 | 0 | 0 | 0 | 0 | 0 | 0 | 0 | 0 | 0 | 0
1028 |  | 369 | Services
1029 |  |  |  | Customer | F70 |  | 296084579.4985 | 238924479.1118 | 20292064.5358 | 1622663.5524 | 0 | 0 | 10514.6668 | 0 | 869044.9022 | 194104.1718 | 34171708.5577 | 0 | 0 | 0 | 1485
1030 |  |  |  | Assigned | A | 1 | 0 | 0 | 0 | 0 | 0 | 0 | 0 | 0 | 0 | 0 | 0 | 0 | 0 | 0
1031 | [6 empty] | 296084579.4985 | 238924479.1118 | 20292064.5358 | 1622663.5524 | 0 | 0 | 10514.6668 | 0 | 869044.9022 | 194104.1718 | 34171708.5577 | 0 | 0 | 0
1032 |  | 370 | Meters
1033 |  |  |  | Customer | F60 |  | 0 | 0 | 0 | 0 | 0 | 0 | 0 | 0 | 0 | 0 | 0 | 0 | 0 | 0 | 1489
1034 |  |  |  | Assigned | A | 0 | 0 | 0 | 0 | 0 | 0 | 0 | 0 | 0 | 0 | 0 | 0 | 0 | 0 | 0
1035 | [6 empty] | 0 | 0 | 0 | 0 | 0 | 0 | 0 | 0 | 0 | 0 | 0 | 0 | 0 | 0
1036 |  | 371 | Install on Customers' Premises
1037 |  |  |  | Demand Primary | F20 | 0 | 0 | 0 | 0 | 0 | 0 | 0 | 0 | 0 | 0 | 0 | 0 | 0 | 0 | 0 | 1493
1038 |  |  |  | Demand Secondary | F22 | 0 | 0 | 0 | 0 | 0 | 0 | 0 | 0 | 0 | 0 | 0 | 0 | 0 | 0 | 0
1039 |  |  |  | Assigned | A | 0 | 0 | 0 | 0 | 0 | 0 | 0 | 0 | 0 | 0 | 0 | 0 | 0 | 0 | 0
1040 | [6 empty] | 0 | 0 | 0 | 0 | 0 | 0 | 0 | 0 | 0 | 0 | 0 | 0 | 0 | 0
1041 |  | 372 | Leased Property
1042 |  |  |  | Demand Primary | F20 | 0 | 0 | 0 | 0 | 0 | 0 | 0 | 0 | 0 | 0 | 0 | 0 | 0 | 0 | 0 | 1497
1043 |  |  |  | Demand Secondary | F22 | 0 | 0 | 0 | 0 | 0 | 0 | 0 | 0 | 0 | 0 | 0 | 0 | 0 | 0 | 0
1044 |  |  |  | Assigned | A | 0 | 0 | 0 | 0 | 0 | 0 | 0 | 0 | 0 | 0 | 0 | 0 | 0 | 0 | 0
1045 | [6 empty] | 0 | 0 | 0 | 0 | 0 | 0 | 0 | 0 | 0 | 0 | 0 | 0 | 0 | 0
1046
1047 |  | 373 | Street Lights |  | A | 0 | 0 | 0 | 0 | 0 | 0 | 0 | 0 | 0 | 0 | 0 | 0 | 0 | 0 | 0 | 1502
1048
1049
1050 |  | D00 | Unclassified Dist Plant - Acct 300 |  | F22 |  | 0 | 0 | 0 | 0 | 0 | 0 | 0 | 0 | 0 | 0 | 0 | 0 | 0 | 0 | 1505
1051 |  | DS0 | Unclassified Dist Sub - Acct 300 |  | F20 |  | 0 | 0 | 0 | 0 | 0 | 0 | 0 | 0 | 0 | 0 | 0 | 0 | 0 | 0 | 1509
1052 |  | TOTAL DISTRIBUTION PLANT |  |  |  |  | 296084579.4985 | 238924479.1118 | 20292064.5358 | 1622663.5524 | 0 | 0 | 10514.6668 | 0 | 869044.9022 | 194104.1718 | 34171708.5577 | 0 | 0 | 0
1053
1054 |  | Distribution - METER - Unbundled |  |  |  |  | DISTRIBUTION PLANT D: GENERAL PLANT
1055
1056 |  | A |  | B | C |  | D | E | F | G | H | I | J | K | L | M | N | O | P
1057 |  | FERC ACCT |  | DESCRIPTION | COS Factor |  | Utah Jurisdiction Normalized | Residential Sch 1 | General Large Dist. Sch 6 | General +1 MW Sch 8 | Street & Area Lighting Sch. 7,11,12 | General Trans Sch 9 | General Secondary Sch 22 | Irrigation Sch 10 | Traffic Signals Sch 15 | Outdoor Lighting Sch 15 | General Small Dist. Sch 23 | Industrial Cust 1 | Industrial Cust 2
1058 |  | 389 | Land and Land Rights
1059 |  |  |  | Situs | F107D |  | 317517.6492 | 186220.762 | 76837.7111 | 17310.6115 | 4007.542 | 274.91 | 149.7385 | 3878.9337 | 169.463 | 91.1412 | 28525.1935 | 25.8213 | 25.8213 | 0 | 1516
1060 |  |  |  | Customer - System | F42 |  | 0 | 0 | 0 | 0 | 0 | 0 | 0 | 0 | 0 | 0 | 0 | 0 | 0 | 0 | 1517
1061 |  |  |  | System Generation | F105D |  | 0 | 0 | 0 | 0 | 0 | 0 | 0 | 0 | 0 | 0 | 0 | 0 | 0 | 0 | 1518
1062 |  |  |  | System Generation | F105D |  | 0 | 0 | 0 | 0 | 0 | 0 | 0 | 0 | 0 | 0 | 0 | 0 | 0 | 0 | 1519
1063 |  |  |  | System Overheads | F102D |  | 92214.9132 | 54083.0768 | 22315.5559 | 5027.4262 | 1163.8885 | 79.8406 | 43.4877 | 1126.5375 | 49.2162 | 26.4696 | 8284.4159 | 7.4991 | 7.4991 | 0 | 1520
1064 |  |  | Total Land & Land Rights |  |  |  | 409732.5624 | 240303.8388 | 99153.2671 | 22338.0377 | 5171.4305 | 354.7506 | 193.2262 | 5005.4712 | 218.6792 | 117.6108 | 36809.6094 | 33.3205 | 33.3205 | 0
1065
1066 |  | 390 | Structures and Improvements
1067 |  |  |  | Situs | F107D |  | 3257256.3948 | 1910346.62 | 788240.0445 | 177580.9951 | 41111.3899 | 2820.1655 | 1536.0932 | 39792.0607 | 1738.4368 | 934.972 | 292625.8408 | 264.8881 | 264.8881 | 0 | 1524
1068 |  |  |  | System Generation | F105D |  | 0 | 0 | 0 | 0 | 0 | 0 | 0 | 0 | 0 | 0 | 0 | 0 | 0 | 0 | 1525
1069 |  |  |  | System Generation | F105D |  | 0 | 0 | 0 | 0 | 0 | 0 | 0 | 0 | 0 | 0 | 0 | 0 | 0 | 0 | 1526
1070 |  |  |  | System Generation | F105D |  | 0 | 0 | 0 | 0 | 0 | 0 | 0 | 0 | 0 | 0 | 0 | 0 | 0 | 0 | 1527
1071 |  |  |  | Customer - System | F42 |  | 0 | 0 | 0 | 0 | 0 | 0 | 0 | 0 | 0 | 0 | 0 | 0 | 0 | 0 | 1528
1072 |  |  |  | System Generation | F102D |  | 0 | 0 | 0 | 0 | 0 | 0 | 0 | 0 | 0 | 0 | 0 | 0 | 0 | 0 | 1529
1073 |  |  |  | System Overheads | F102D |  | 1180006.241 | 692061.2506 | 285555.7129 | 64332.2653 | 14893.4228 | 1021.6613 | 556.4805 | 14415.4694 | 629.7835 | 338.7123 | 106009.5604 | 95.961 | 95.961 | 0 | 1530
1074
1075 |  |  | Total Structures and Improvements |  |  |  | 4437262.6358 | 2602407.8706 | 1073795.7575 | 241913.2603 | 56004.8127 | 3841.8268 | 2092.5737 | 54207.5302 | 2368.2203 | 1273.6843 | 398635.4011 | 360.8491 | 360.8491 | 0
1076
1077 |  | 391 | Office Furniture & Equipment
1078 |  |  |  | Situs | F107D |  | 148929.3861 | 87345.5187 | 36040.1797 | 8119.4187 | 1879.709 | 128.9446 | 70.2338 | 1819.3862 | 79.4854 | 42.7491 | 13379.5383 | 12.1113 | 12.1113 | 0 | 1534
1079 |  |  |  | System Generation | F105D |  | 0 | 0 | 0 | 0 | 0 | 0 | 0 | 0 | 0 | 0 | 0 | 0 | 0 | 0 | 1535
1080 |  |  |  | System Generation | F105D |  | 0 | 0 | 0 | 0 | 0 | 0 | 0 | 0 | 0 | 0 | 0 | 0 | 0 | 0 | 1536
1081 |  |  |  | Customer - System | F42 |  | 0 | 0 | 0 | 0 | 0 | 0 | 0 | 0 | 0 | 0 | 0 | 0 | 0 | 0 | 1537
1082 |  |  |  | System Generation | F105D |  | 0 | 0 | 0 | 0 | 0 | 0 | 0 | 0 | 0 | 0 | 0 | 0 | 0 | 0 | 1538
1083 |  |  |  | Energy | F30 |  | 0 | 0 | 0 | 0 | 0 | 0 | 0 | 0 | 0 | 0 | 0 | 0 | 0 | 0 | 1539
1084 |  |  |  | System Overheads | F102D |  | 672939.0106 | 394671.6526 | 162847.9344 | 36687.6796 | 8493.4849 | 582.6374 | 317.3521 | 8220.9156 | 359.1556 | 193.1623 | 60455.5859 | 54.7251 | 54.7251 | 0 | 1540
1085 |  |  |  | Cholla | F10 |  | 0 | 0 | 0 | 0 | 0 | 0 | 0 | 0 | 0 | 0 | 0 | 0 | 0 | 0 | 1541
1086 |  |  |  | Simple Cycle Combustion Turbine | F10 |  | 0 | 0 | 0 | 0 | 0 | 0 | 0 | 0 | 0 | 0 | 0 | 0 | 0 | 0 | 1542
1087 |  |  | Total Office Furniture & Equipment |  |  |  | 821868.3967 | 482017.1713 | 198888.1141 | 44807.0984 | 10373.1939 | 711.582 | 387.5858 | 10040.3018 | 438.641 | 235.9114 | 73835.1242 | 66.8364 | 66.8364 | 0
1088
1089 |  | 392 | Transportation Equipment
1090 |  |  |  | Situs | F107D |  | 2538686.2353 | 1488912.7785 | 614349.5963 | 138405.57 | 32041.9725 | 2198.0202 | 1197.2219 | 31013.6952 | 1354.9273 | 728.7116 | 228070.8375 | 206.4522 | 206.4522 | 0 | 1546
1091 |  |  |  | System Overheads | F102D |  | 103854.4887 | 60909.5654 | 25132.276 | 5661.9993 | 1310.7971 | 89.9183 | 48.9769 | 1268.7316 | 55.4284 | 29.8107 | 9330.0936 | 8.4457 | 8.4457 | 0 | 1547
1092 |  |  |  | System Generation | F105D |  | 0 | 0 | 0 | 0 | 0 | 0 | 0 | 0 | 0 | 0 | 0 | 0 | 0 | 0 | 1548
1093 |  |  |  | Customer - System | F42 |  | 0 | 0 | 0 | 0 | 0 | 0 | 0 | 0 | 0 | 0 | 0 | 0 | 0 | 0 | 1549
1094 |  |  |  | System Generation | F105D |  | 0 | 0 | 0 | 0 | 0 | 0 | 0 | 0 | 0 | 0 | 0 | 0 | 0 | 0 | 1550
1095 |  |  |  | Energy | F30 |  | 0 | 0 | 0 | 0 | 0 | 0 | 0 | 0 | 0 | 0 | 0 | 0 | 0 | 0 | 1551
1096 |  |  |  | System Generation | F105D |  | 0 | 0 | 0 | 0 | 0 | 0 | 0 | 0 | 0 | 0 | 0 | 0 | 0 | 0 | 1552
1097 |  |  |  | Cholla | F10 |  | 0 | 0 | 0 | 0 | 0 | 0 | 0 | 0 | 0 | 0 | 0 | 0 | 0 | 0 | 1553
1098 |  |  |  | Simple Cycle Combustion Turbine | F10 |  | 0 | 0 | 0 | 0 | 0 | 0 | 0 | 0 | 0 | 0 | 0 | 0 | 0 | 0 | 1554
1099 |  |  | Total Transportation Equipment |  |  |  | 2642540.724 | 1549822.3439 | 639481.8723 | 144067.5693 | 33352.7696 | 2287.9384 | 1246.1988 | 32282.4268 | 1410.3557 | 758.5223 | 237400.9312 | 214.8979 | 214.8979 | 0
1100
1101 |  | 393 | Stores Equipment
1102 |  |  |  | Situs | F107D |  | 277842.2297 | 162951.5457 | 67236.4545 | 15147.564 | 3506.7796 | 240.5586 | 131.0279 | 3394.2415 | 148.2877 | 79.7526 | 24960.8278 | 22.5948 | 22.5948 | 0 | 1558
1103 |  |  |  | System Generation | F105D |  | 0 | 0 | 0 | 0 | 0 | 0 | 0 | 0 | 0 | 0 | 0 | 0 | 0 | 0 | 1559
1104 |  |  |  | System Generation | F105D |  | 0 | 0 | 0 | 0 | 0 | 0 | 0 | 0 | 0 | 0 | 0 | 0 | 0 | 0 | 1560
1105 |  |  |  | System Overheads | F102D |  | 2455.9262 | 1440.3749 | 594.3221 | 133.8936 | 30.9974 | 2.1264 | 1.1582 | 30.0027 | 1.3108 | 0.70496 | 220.6358 | 0.19972 | 0.19972 | 0 | 1561
1106 |  |  |  | System Generation | F105D |  | 0 | 0 | 0 | 0 | 0 | 0 | 0 | 0 | 0 | 0 | 0 | 0 | 0 | 0 | 1562
1107 |  |  |  | Simple Cycle Combustion Turbine | F10 |  | 0 | 0 | 0 | 0 | 0 | 0 | 0 | 0 | 0 | 0 | 0 | 0 | 0 | 0 | 1563
1108 |  |  | Total Stores Equipment |  |  |  | 280298.1559 | 164391.9206 | 67830.7766 | 15281.4576 | 3537.777 | 242.685 | 132.1861 | 3424.2442 | 149.5985 | 80.4576 | 25181.4637 | 22.7945 | 22.7945 | 0 | 1564
1109
1110 |  | 394 | Tools, Shop & Garage Equipment
1111 |  |  |  | Situs | F107D |  | 1033160.6567 | 605937.8598 | 250019.803 | 56326.4525 | 13040.0145 | 894.5209 | 487.2294 | 12621.5399 | 551.4102 | 296.5613 | 92817.2269 | 84.0192 | 84.0192 | 0 | 1567
1112 |  |  |  | System Generation | F105D |  | 0 | 0 | 0 | 0 | 0 | 0 | 0 | 0 | 0 | 0 | 0 | 0 | 0 | 0 | 1568
1113 |  |  |  | System Generation | F105D |  | 0 | 0 | 0 | 0 | 0 | 0 | 0 | 0 | 0 | 0 | 0 | 0 | 0 | 0 | 1569
1114 |  |  |  | System Overheads | F102D |  | 45877.6898 | 26906.7826 | 11102.1755 | 2501.1865 | 579.0443 | 39.7214 | 21.6355 | 560.4618 | 24.4855 | 13.1689 | 4121.5661 | 3.7309 | 3.7309 | 0 | 1570
1115 |  |  |  | Energy | F30 |  | 0 | 0 | 0 | 0 | 0 | 0 | 0 | 0 | 0 | 0 | 0 | 0 | 0 | 0 | 1571
1116 |  |  |  | System Generation | F105D |  | 0 | 0 | 0 | 0 | 0 | 0 | 0 | 0 | 0 | 0 | 0 | 0 | 0 | 0 | 1572
1117 |  |  |  | Cholla | F10 |  | 0 | 0 | 0 | 0 | 0 | 0 | 0 | 0 | 0 | 0 | 0 | 0 | 0 | 0 | 1573
1118 |  |  |  | Simple Cycle Combustion Turbine | F10 |  | 0 | 0 | 0 | 0 | 0 | 0 | 0 | 0 | 0 | 0 | 0 | 0 | 0 | 0 | 1574
1119 |  |  | Total Tools, Shop & Garage Equipment |  |  |  | 1079038.3465 | 632844.6423 | 261121.9785 | 58827.639 | 13619.0587 | 934.2423 | 508.8649 | 13182.0017 | 575.8957 | 309.7302 | 96938.793 | 87.7501 | 87.7501 | 0
1120
1121 |  | 395 | Laboratory Equipment
1122 |  |  |  | Situs | F107D |  | 533959.0977 | 313161.3953 | 129215.4783 | 29110.6921 | 6739.353 | 462.3072 | 251.8104 | 6523.0766 | 284.9804 | 153.2691 | 47969.8897 | 43.4229 | 43.4229 | 0 | 1578
1123 |  |  |  | System Generation | F105D |  | 0 | 0 | 0 | 0 | 0 | 0 | 0 | 0 | 0 | 0 | 0 | 0 | 0 | 0 | 1579
1124 |  |  |  | System Generation | F105D |  | 0 | 0 | 0 | 0 | 0 | 0 | 0 | 0 | 0 | 0 | 0 | 0 | 0 | 0 | 1580
1125 |  |  |  | System Overheads | F102D |  | 60146.9683 | 35275.5644 | 14555.2708 | 3279.1273 | 759.1436 | 52.0759 | 28.3648 | 734.7815 | 32.1012 | 17.2648 | 5403.4915 | 4.8913 | 4.8913 | 0 | 1581
1126 |  |  |  | Energy | F30 |  | 0 | 0 | 0 | 0 | 0 | 0 | 0 | 0 | 0 | 0 | 0 | 0 | 0 | 0 | 1582
1127 |  |  |  | System Generation | F105D |  | 0 | 0 | 0 | 0 | 0 | 0 | 0 | 0 | 0 | 0 | 0 | 0 | 0 | 0 | 1583
1128 |  |  |  | Cholla | F10 |  | 0 | 0 | 0 | 0 | 0 | 0 | 0 | 0 | 0 | 0 | 0 | 0 | 0 | 0 | 1584
1129 |  |  |  | Simple Cycle Combustion Turbine | F10 |  | 0 | 0 | 0 | 0 | 0 | 0 | 0 | 0 | 0 | 0 | 0 | 0 | 0 | 0 | 1585
1130 |  |  | Total Laboratory Equipment |  |  |  | 594106.066 | 348436.9597 | 143770.7491 | 32389.8194 | 7498.4966 | 514.383 | 280.1751 | 7257.8581 | 317.0815 | 170.5339 | 53373.3812 | 48.3142 | 48.3142 | 0
1131
1132 |  | 396 | Power Operated Equipment
1133 |  |  |  | Situs | F107D |  | 3584013.6352 | 2101986.3051 | 867313.6914 | 195395.336 | 45235.5492 | 3103.0752 | 1690.189 | 43783.8693 | 1912.8311 | 1028.7654 | 321981.102 | 291.4608 | 291.4608 | 0 | 1589
1134 |  |  |  | System Generation | F105D |  | 0 | 0 | 0 | 0 | 0 | 0 | 0 | 0 | 0 | 0 | 0 | 0 | 0 | 0 | 1590
1135 |  |  |  | System Generation | F105D |  | 0 | 0 | 0 | 0 | 0 | 0 | 0 | 0 | 0 | 0 | 0 | 0 | 0 | 0 | 1591
1136 |  |  |  | System Overheads | F102D |  | 53166.0328 | 31181.3191 | 12865.9187 | 2898.5366 | 671.0339 | 46.0317 | 25.0726 | 649.4994 | 28.3753 | 15.2609 | 4776.3372 | 4.3236 | 4.3236 | 0 | 1592
1137 |  |  |  | System Generation | F105D |  | 0 | 0 | 0 | 0 | 0 | 0 | 0 | 0 | 0 | 0 | 0 | 0 | 0 | 0 | 1593
1138 |  |  |  | Energy | F30 |  | 0 | 0 | 0 | 0 | 0 | 0 | 0 | 0 | 0 | 0 | 0 | 0 | 0 | 0 | 1594
1139 |  |  |  | Cholla | F10 |  | 0 | 0 | 0 | 0 | 0 | 0 | 0 | 0 | 0 | 0 | 0 | 0 | 0 | 0 | 1595
1140 |  |  |  | Simple Cycle Combustion Turbine | F10 |  | 0 | 0 | 0 | 0 | 0 | 0 | 0 | 0 | 0 | 0 | 0 | 0 | 0 | 0 | 1596
1141 |  |  | Total Power Operated Equipment |  |  |  | 3637179.668 | 2133167.6242 | 880179.6101 | 198293.8726 | 45906.5831 | 3149.1069 | 1715.2617 | 44433.3687 | 1941.2064 | 1044.0263 | 326757.4392 | 295.7844 | 295.7844 | 0
1142
1143 |  | 397 | Communication Equipment
1144 |  |  |  | Situs | F107D |  | 4528851.2727 | 2656123.643 | 1095959.7576 | 246906.5428 | 57160.7967 | 3921.1251 | 2135.7661 | 55326.4168 | 2417.1023 | 1299.9742 | 406863.5535 | 368.2973 | 368.2973 | 0 | 1600
1145 |  |  |  | System Generation | F105D |  | 0 | 0 | 0 | 0 | 0 | 0 | 0 | 0 | 0 | 0 | 0 | 0 | 0 | 0 | 1601
1146 |  |  |  | System Generation | F105D |  | 0 | 0 | 0 | 0 | 0 | 0 | 0 | 0 | 0 | 0 | 0 | 0 | 0 | 0 | 1602
1147 |  |  |  | System Overheads | F102D |  | 1069946.2492 | 627512.2229 | 258921.7356 | 58331.9507 | 13504.303 | 926.3703 | 504.5772 | 13070.9287 | 571.0432 | 307.1204 | 96121.9759 | 87.0107 | 87.0107 | 0 | 1603
1148 |  |  |  | Customer - System | F42 |  | 0 | 0 | 0 | 0 | 0 | 0 | 0 | 0 | 0 | 0 | 0 | 0 | 0 | 0 | 1604
1149 |  |  |  | System Generation | F105D |  | 0 | 0 | 0 | 0 | 0 | 0 | 0 | 0 | 0 | 0 | 0 | 0 | 0 | 0 | 1605
1150 |  |  |  | Energy | F30 |  | 0 | 0 | 0 | 0 | 0 | 0 | 0 | 0 | 0 | 0 | 0 | 0 | 0 | 0 | 1606
1151 |  |  |  | Cholla | F10 |  | 0 | 0 | 0 | 0 | 0 | 0 | 0 | 0 | 0 | 0 | 0 | 0 | 0 | 0 | 1607
1152 |  |  |  | Simple Cycle Combustion Turbine | F10 |  | 0 | 0 | 0 | 0 | 0 | 0 | 0 | 0 | 0 | 0 | 0 | 0 | 0 | 0 | 1608
1153 |  |  | Total Communication Equipment |  |  |  | 5598797.5219 | 3283635.8658 | 1354881.4932 | 305238.4936 | 70665.0997 | 4847.4954 | 2640.3432 | 68397.3455 | 2988.1454 | 1607.0946 | 502985.5294 | 455.308 | 455.308 | 0
1154
1155 |  | Distribution - METER - Unbundled |  |  |  |  | D: GENERAL PLANT
1156
1157 |  | A |  | B | C |  | D | E | F | G | H | I | J | K | L | M | N | O | P
1158 |  | FERC ACCT |  | DESCRIPTION | COS Factor |  | Utah Jurisdiction Normalized | Residential Sch 1 | General Large Dist. Sch 6 | General +1 MW Sch 8 | Street & Area Lighting Sch. 7,11,12 | General Trans Sch 9 | General Secondary Sch 22 | Irrigation Sch 10 | Traffic Signals Sch 15 | Outdoor Lighting Sch 15 | General Small Dist. Sch 23 | Industrial Cust 1 | Industrial Cust 2
1159 |  | 398 | Misc. Equipment
1160 |  |  |  | Situs | F107D |  | 79596.1402 | 46682.2991 | 19261.8749 | 4339.4686 | 1004.6209 | 68.9151 | 37.5368 | 972.3811 | 42.4814 | 22.8475 | 7150.7688 | 6.473 | 6.473 | 0 | 1612
1161 |  |  |  | System Generation | F105D |  | 0 | 0 | 0 | 0 | 0 | 0 | 0 | 0 | 0 | 0 | 0 | 0 | 0 | 0 | 1613
1162 |  |  |  | System Generation | F105D |  | 0 | 0 | 0 | 0 | 0 | 0 | 0 | 0 | 0 | 0 | 0 | 0 | 0 | 0 | 1614
1163 |  |  |  | Customer - System | F42 |  | 0 | 0 | 0 | 0 | 0 | 0 | 0 | 0 | 0 | 0 | 0 | 0 | 0 | 0 | 1615
1164 |  |  |  | System Overheads | F102D |  | 32200.0528 | 18884.9923 | 7792.2546 | 1755.5012 | 406.4123 | 27.8791 | 15.1853 | 393.3698 | 17.1856 | 9.2428 | 2892.7927 | 2.6186 | 2.6186 | 0 | 1616
1165 |  |  |  | System Energy | F30 |  | 0 | 0 | 0 | 0 | 0 | 0 | 0 | 0 | 0 | 0 | 0 | 0 | 0 | 0 | 1617
1166 |  |  |  | Simple Cycle Combustion Turbine | F105D |  | 0 | 0 | 0 | 0 | 0 | 0 | 0 | 0 | 0 | 0 | 0 | 0 | 0 | 0 | 1618
1167 |  |  | Total Misc. Equipment |  |  |  | 111796.193 | 65567.2915 | 27054.1295 | 6094.9698 | 1411.0332 | 96.7943 | 52.7221 | 1365.7509 | 59.667 | 32.0903 | 10043.5615 | 9.0915 | 9.0915 | 0
1168
1169 |  | 399 | Coal Mine |  | F30 |  | 0 | 0 | 0 | 0 | 0 | 0 | 0 | 0 | 0 | 0 | 0 | 0 | 0 | 0 | 1626
1170 |  | 399L | WIDCO Capital Lease |  | F30 |  | 0 | 0 | 0 | 0 | 0 | 0 | 0 | 0 | 0 | 0 | 0 | 0 | 0 | 0 | 1629
1171 |  |  | Remove Capital Lease |  | F30 |  | 0 | 0 | 0 | 0 | 0 | 0 | 0 | 0 | 0 | 0 | 0 | 0 | 0 | 0 | 1632
1172
1173 |  | 390L | General Capital Lease
1174 |  |  |  | Situs | F107D |  | 439092.3152 | 257523.0251 | 106258.183 | 23938.6897 | 5541.994 | 380.1706 | 207.072 | 5364.1427 | 234.3488 | 126.0383 | 39447.2348 | 35.7081 | 35.7081 | 0 | 1637
1175 |  |  |  | System Generation | F105D |  | 0 | 0 | 0 | 0 | 0 | 0 | 0 | 0 | 0 | 0 | 0 | 0 | 0 | 0 | 1638
1176 |  |  |  | System Overheads | F102D |  | -62630.3075 | -36732.0167 | -15156.2267 | -3414.5155 | -790.487 | -54.226 | -29.5359 | -765.1191 | -33.4265 | -17.9776 | -5626.59 | -5.0933 | -5.0933 | 0 | 1639
1177
1178 |  |  | Remove Capital Lease |  |  |  | -376462.0077 | -220791.0084 | -91101.9563 | -20524.1743 | -4751.5069 | -325.9446 | -177.5361 | -4599.0236 | -200.9223 | -108.0607 | -33820.6448 | -30.6148 | -30.6148
1179
1180 |  | 392L | General Vehicles Capital Lease |  | F30 |  | 0 | 0 | 0 | 0 | 0 | 0 | 0 | 0 | 0 | 0 | 0 | 0 | 0 | 0 | 1646
1181 |  |  | Remove Capital Lease |  | F30 |  | 0 | 0 | 0 | 0 | 0 | 0 | 0 | 0 | 0 | 0 | 0 | 0 | 0 | 0 | 1649
1182
1183 |  | G00 | Unclassified Gen Plant - Acct 300 |  | F102D |  | 120453.4361 | 70644.6735 | 29149.1397 | 6566.9504 | 1520.3004 | 104.2898 | 56.8048 | 1471.5116 | 64.2874 | 34.5753 | 10821.3121 | 9.7956 | 9.7956 | 0 | 1659
1184 |  | GV0 | Unclassified Gen Veh - Acct 300 |  | F102D |  | 0 | 0 | 0 | 0 | 0 | 0 | 0 | 0 | 0 | 0 | 0 | 0 | 0 | 0 | 1667
1185
1186 |  | TOTAL GENERAL PLANT |  |  |  |  | 19733073.7063 | 11573240.2023 | 4775306.8877 | 1075819.1679 | 249060.5556 | 17085.0943 | 9305.9424 | 241067.8106 | 10531.7782 | 5664.237 | 1772782.5459 | 1604.7421 | 1604.7421 | 0
1187
1188
1189
1190 | [6 empty] | D: INTANGIBLE PLANT
1191
1192 |  | 301 | Organization
1193 |  |  |  | Situs | F107D |  | 0 | 0 | 0 | 0 | 0 | 0 | 0 | 0 | 0 | 0 | 0 | 0 | 0 | 0 | 1672
1194 |  |  |  | System Overheads | F102D |  | 0 | 0 | 0 | 0 | 0 | 0 | 0 | 0 | 0 | 0 | 0 | 0 | 0 | 0 | 1673
1195 |  |  |  | System Generation | F105D |  | 0 | 0 | 0 | 0 | 0 | 0 | 0 | 0 | 0 | 0 | 0 | 0 | 0 | 0 | 1674
1196 |  |  | Total Organization |  |  |  | 0 | 0 | 0 | 0 | 0 | 0 | 0 | 0 | 0 | 0 | 0 | 0 | 0 | 0
1197
1198 |  | 302 | Franchise & Consent
1199 |  |  |  | Situs | F107D |  | 0 | 0 | 0 | 0 | 0 | 0 | 0 | 0 | 0 | 0 | 0 | 0 | 0 | 0 | 1677
1200 |  |  |  | System Generation | F105D |  | 0 | 0 | 0 | 0 | 0 | 0 | 0 | 0 | 0 | 0 | 0 | 0 | 0 | 0 | 1678
1201 |  |  |  | System Generation | F105D |  | 0 | 0 | 0 | 0 | 0 | 0 | 0 | 0 | 0 | 0 | 0 | 0 | 0 | 0 | 1679
1202 |  |  |  | System Generation | F105D |  | 0 | 0 | 0 | 0 | 0 | 0 | 0 | 0 | 0 | 0 | 0 | 0 | 0 | 0 | 1680
1203 |  |  |  | System Generation | F105D |  | 0 | 0 | 0 | 0 | 0 | 0 | 0 | 0 | 0 | 0 | 0 | 0 | 0 | 0 | 1681
1204 |  |  |  | System Generation | F105D |  | 0 | 0 | 0 | 0 | 0 | 0 | 0 | 0 | 0 | 0 | 0 | 0 | 0 | 0 | 1682
1205 |  |  | Total Franchise & Consent |  |  |  | 0 | 0 | 0 | 0 | 0 | 0 | 0 | 0 | 0 | 0 | 0 | 0 | 0 | 0
1206
1207 |  | 303 | Miscellaneous Intangible Plant
1208 |  |  |  | Situs | F107D |  | -246159.2836 | -144369.831 | -59569.3372 | -13420.2547 | -3106.894 | -213.1272 | -116.0865 | -3007.1889 | -131.3782 | -70.6583 | -22114.491 | -20.0183 | -20.0183 | 0 | 1686
1209 |  |  |  | System Generation | F105D |  | 0 | 0 | 0 | 0 | 0 | 0 | 0 | 0 | 0 | 0 | 0 | 0 | 0 | 0 | 1687
1210 |  |  |  | System Overheads | F102D |  | 4541536.0072 | 2663563.1064 | 1099029.4011 | 247598.0965 | 57320.8968 | 3932.1077 | 2141.7481 | 55481.379 | 2423.8723 | 1303.6153 | 408003.1264 | 369.3289 | 369.3289 | 0 | 1688
1211 |  |  |  | Energy | F30 |  | 0 | 0 | 0 | 0 | 0 | 0 | 0 | 0 | 0 | 0 | 0 | 0 | 0 | 0 | 1689
1212 |  |  |  | Customer - System | F42 |  | 0 | 0 | 0 | 0 | 0 | 0 | 0 | 0 | 0 | 0 | 0 | 0 | 0 | 0 | 1690
1213 |  |  |  | Simple Cycle Combustion Turbine | F10 |  | 0 | 0 | 0 | 0 | 0 | 0 | 0 | 0 | 0 | 0 | 0 | 0 | 0 | 0 | 1691
1214 |  |  |  | System Generation | F105D |  | 0 | 0 | 0 | 0 | 0 | 0 | 0 | 0 | 0 | 0 | 0 | 0 | 0 | 0 | 1692
1215 |  |  | Total Miscellaneous Intangible Plant |  |  |  | 4295376.7237 | 2519193.2753 | 1039460.0638 | 234177.8418 | 54214.0028 | 3718.9805 | 2025.6615 | 52474.1902 | 2292.4941 | 1232.957 | 385888.6354 | 349.3106 | 349.3106 | 0
1216
1217 |  | I00 | Unclass Intangible Plant - Acct 300 |  | F102D |  | 0 | 0 | 0 | 0 | 0 | 0 | 0 | 0 | 0 | 0 | 0 | 0 | 0 | 0 | 1703
1218
1219 |  | TOTAL INTANGIBLE PLANT |  |  |  |  | 4295376.7237 | 2519193.2753 | 1039460.0638 | 234177.8418 | 54214.0028 | 3718.9805 | 2025.6615 | 52474.1902 | 2292.4941 | 1232.957 | 385888.6354 | 349.3106 | 349.3106 | 0
1220
1221
1222 |  | TOTAL ELECTRIC PLANT IN SERVICE |  |  |  |  | 320113029.9284 | 253016912.5893 | 26106831.4874 | 2932660.5622 | 303274.5583 | 20804.0748 | 21846.2707 | 293542.0007 | 881869.1745 | 201001.3658 | 36330379.739 | 1954.0528 | 1954.0528 | 0
1223
1224
1225 |  | Distribution - METER - Unbundled |  |  |  |  | D: MISC RATE BASE
1226
1227 |  | A |  | B | C |  | D | E | F | G | H | I | J | K | L | M | N | O | P
1228 |  | FERC ACCT |  | DESCRIPTION | COS Factor |  | Utah Jurisdiction Normalized | Residential Sch 1 | General Large Dist. Sch 6 | General +1 MW Sch 8 | Street & Area Lighting Sch. 7,11,12 | General Trans Sch 9 | General Secondary Sch 22 | Irrigation Sch 10 | Traffic Signals Sch 15 | Outdoor Lighting Sch 15 | General Small Dist. Sch 23 | Industrial Cust 1 | Industrial Cust 2
1229 |  | 105 | Plant Held For Future Use
1230 |  |  |  | Situs | F20 |  | 623462.7808 | 298420.0022 | 210639.5995 | 50318.4285 | 352.3066 | 0 | 110.5581 | 9726.551 | 150.863 | 90.5887 | 53653.8832 | 0 | 0 | 0 | 1711
1231 |  |  |  | System Generation | F10 |  | 0 | 0 | 0 | 0 | 0 | 0 | 0 | 0 | 0 | 0 | 0 | 0 | 0 | 0 | 1712
1232 |  |  |  | System Generation | F10 |  | 0 | 0 | 0 | 0 | 0 | 0 | 0 | 0 | 0 | 0 | 0 | 0 | 0 | 0 | 1713
1233 |  |  |  | System Generation | F10 |  | 0 | 0 | 0 | 0 | 0 | 0 | 0 | 0 | 0 | 0 | 0 | 0 | 0 | 0 | 1714
1234 |  |  |  | Energy | F30 |  | 0 | 0 | 0 | 0 | 0 | 0 | 0 | 0 | 0 | 0 | 0 | 0 | 0 | 0 | 1715
1235 |  |  |  | General | F102 |  | 0 | 0 | 0 | 0 | 0 | 0 | 0 | 0 | 0 | 0 | 0 | 0 | 0 | 0 | 1716
1236 |  |  | Total Plant Held For Future Use |  |  |  | 623462.7808 | 298420.0022 | 210639.5995 | 50318.4285 | 352.3066 | 0 | 110.5581 | 9726.551 | 150.863 | 90.5887 | 53653.8832 | 0 | 0 | 0
1237
1238 |  | 114 | Electric Plant Acquisition Adjust |  | F10 |  | 0 | 0 | 0 | 0 | 0 | 0 | 0 | 0 | 0 | 0 | 0 | 0 | 0 | 0 | 1723
1239
1240 |  | 115 | Accum Prov for Asset Acquisition Adj |  | F10 |  | 0 | 0 | 0 | 0 | 0 | 0 | 0 | 0 | 0 | 0 | 0 | 0 | 0 | 0 | 1729
1241
1242 |  | 128 | Pensions |  | F102D |  | 0 | 0 | 0 | 0 | 0 | 0 | 0 | 0 | 0 | 0 | 0 | 0 | 0 | 0 | 1732
1243
1244 |  | 124 | Weatherization |  | F11 |  | 0 | 0 | 0 | 0 | 0 | 0 | 0 | 0 | 0 | 0 | 0 | 0 | 0 | 0 | 1754
1245
1246 |  | 151 | Fuel Stock |  | F30 |  | 0 | 0 | 0 | 0 | 0 | 0 | 0 | 0 | 0 | 0 | 0 | 0 | 0 | 0 | 1757
1247 |  |  |  | Cholla | F30 |  | 0 | 0 | 0 | 0 | 0 | 0 | 0 | 0 | 0 | 0 | 0 | 0 | 0 | 0 | 1759
1248 |  |  |  | Total Fuel Stock |  |  | 0 | 0 | 0 | 0 | 0 | 0 | 0 | 0 | 0 | 0 | 0 | 0 | 0 | 0
1249
1250 |  | 152 | Fuel Stock - Undistributed |  | F30 |  | 0 | 0 | 0 | 0 | 0 | 0 | 0 | 0 | 0 | 0 | 0 | 0 | 0 | 0 | 1763
1251
1252 |  | 25316 | DG&T Working Capital Deposit |  | F30 |  | 0 | 0 | 0 | 0 | 0 | 0 | 0 | 0 | 0 | 0 | 0 | 0 | 0 | 0 | 1768
1253
1254 |  | 25317 | DG&T Working Capital Deposit |  | F30 |  | 0 | 0 | 0 | 0 | 0 | 0 | 0 | 0 | 0 | 0 | 0 | 0 | 0 | 0 | 1772
1255
1256 |  | 25319 | Provo Working Capital Deposit |  | F30 |  | 0 | 0 | 0 | 0 | 0 | 0 | 0 | 0 | 0 | 0 | 0 | 0 | 0 | 0 | 1776
1257
1258 |  | 154 | Materials and Supplies |  | F102D |  | 1390146.8563 | 815306.5115 | 336408.7094 | 75788.8333 | 17545.708 | 1203.6032 | 655.5809 | 16982.6386 | 741.9381 | 399.0317 | 124888.2014 | 113.0502 | 113.0502 | 0 | 1794
1259
1260 |  | 163 | Stores Expense Undistributed |  | F102D |  | 0 | 0 | 0 | 0 | 0 | 0 | 0 | 0 | 0 | 0 | 0 | 0 | 0 | 0 | 1797
1261
1262 |  | 25318 | Provo Working Capital Deposit |  | F102D |  | -1643.1335 | -963.6805 | -397.6302 | -89.5813 | -20.7388 | -1.4226 | -0.77489 | -20.0732 | -0.87696 | -0.47165 | -147.616 | -0.13362 | -0.13362 | 0 | 1802
1263
1264 |  | 165 | Prepayments |  | F102D |  | 0 | 0 | 0 | 0 | 0 | 0 | 0 | 0 | 0 | 0 | 0 | 0 | 0 | 0 | 1809
1265 |  |  |  | General Plant | F102D |  | 68193.1208 | 39994.5482 | 16502.4002 | 3717.7921 | 860.698 | 59.0423 | 32.1593 | 833.0768 | 36.3955 | 19.5743 | 6126.3428 | 5.5456 | 5.5456 | 0 | 1810
1266 |  |  |  | System Generation | F102D |  | 0 | 0 | 0 | 0 | 0 | 0 | 0 | 0 | 0 | 0 | 0 | 0 | 0 | 0 | 1811
1267 |  |  |  | System Energy | F30 |  | 0 | 0 | 0 | 0 | 0 | 0 | 0 | 0 | 0 | 0 | 0 | 0 | 0 | 0 | 1812
1268 |  |  |  | System Overheads | F102D |  | 262133.1544 | 153738.3383 | 63434.9355 | 14291.1275 | 3308.5078 | 226.9575 | 123.6197 | 3202.3326 | 139.9036 | 75.2434 | 23549.5538 | 21.3173 | 21.3173 | 0 | 1813
1269 |  |  |  | Total Prepayments |  |  | 330326.2752 | 193732.8864 | 79937.3357 | 18008.9196 | 4169.2058 | 285.9998 | 155.7789 | 4035.4094 | 176.2991 | 94.8178 | 29675.8966 | 26.8629 | 26.8629 | 0
1270
1271 |  | 182 | Misc Regulatory Assets |  | F102D |  | -52250.2772 | -30644.2381 | -12644.3104 | -2848.6109 | -659.4757 | -45.2388 | -24.6408 | -638.3121 | -27.8866 | -14.9981 | -4694.0675 | -4.2491 | -4.2491 | 0 | 1817
1272 |  |  |  | System Generation | F102D |  | 0 | 0 | 0 | 0 | 0 | 0 | 0 | 0 | 0 | 0 | 0 | 0 | 0 | 0 | 1818
1273 |  |  |  | Simple Cycle Combustion Turbine | F102D |  | 0 | 0 | 0 | 0 | 0 | 0 | 0 | 0 | 0 | 0 | 0 | 0 | 0 | 0 | 1819
1274 |  |  |  | System Generation | F102D |  | 0 | 0 | 0 | 0 | 0 | 0 | 0 | 0 | 0 | 0 | 0 | 0 | 0 | 0 | 1820
1275 |  |  |  | Energy | F30 |  | 0 | 0 | 0 | 0 | 0 | 0 | 0 | 0 | 0 | 0 | 0 | 0 | 0 | 0 | 1821
1276 |  |  |  | System Generation | F102D |  | 0 | 0 | 0 | 0 | 0 | 0 | 0 | 0 | 0 | 0 | 0 | 0 | 0 | 0 | 1822
1277 |  |  |  | System Overheads | F102D |  | 8551142.5412 | 5015155.1708 | 2069334.4829 | 466196.1532 | 107928.0574 | 7403.6655 | 4032.6429 | 104464.4763 | 4563.8474 | 2454.544 | 768218.7008 | 695.4 | 695.4 | 0 | 1823
1278 |  |  |  | Total Misc Regulatory Assets |  |  | 8498892.264 | 4984510.9327 | 2056690.1726 | 463347.5423 | 107268.5817 | 7358.4267 | 4008.0022 | 103826.1642 | 4535.9608 | 2439.5459 | 763524.6333 | 691.1508 | 691.1508 | 0
1279
1280 |  | 186 | Misc Deferred Debits |  | F102D |  | 0 | 0 | 0 | 0 | 0 | 0 | 0 | 0 | 0 | 0 | 0 | 0 | 0 | 0 | 1827
1281 |  |  |  | System Generation | F102D |  | 0 | 0 | 0 | 0 | 0 | 0 | 0 | 0 | 0 | 0 | 0 | 0 | 0 | 0 | 1828
1282 |  |  |  | System Generation | F102D |  | 0 | 0 | 0 | 0 | 0 | 0 | 0 | 0 | 0 | 0 | 0 | 0 | 0 | 0 | 1829
1283 |  |  |  | System Generation | F102D |  | 0 | 0 | 0 | 0 | 0 | 0 | 0 | 0 | 0 | 0 | 0 | 0 | 0 | 0 | 1830
1284 |  |  |  | System Overheads | F102D |  | 4223.5393 | 2477.0614 | 1022.0758 | 230.2614 | 53.3073 | 3.6568 | 1.9918 | 51.5966 | 2.2542 | 1.2123 | 379.4349 | 0.34347 | 0.34347 | 0 | 1831
1285 |  |  |  | System Energy | F30 |  | 0 | 0 | 0 | 0 | 0 | 0 | 0 | 0 | 0 | 0 | 0 | 0 | 0 | 0 | 1832
1286 |  |  |  | System Net Steam Plant | F102D |  | 0 | 0 | 0 | 0 | 0 | 0 | 0 | 0 | 0 | 0 | 0 | 0 | 0 | 0 | 1833
1287 |  |  |  | Excise Tax | F102D |  | 0 | 0 | 0 | 0 | 0 | 0 | 0 | 0 | 0 | 0 | 0 | 0 | 0 | 0 | 1834
1288 |  |  |  | Total Misc Deferred Debits |  |  | 4223.5393 | 2477.0614 | 1022.0758 | 230.2614 | 53.3073 | 3.6568 | 1.9918 | 51.5966 | 2.2542 | 1.2123 | 379.4349 | 0.34347 | 0.34347 | 0
1289
1290 |  | CWC | Cash Working Capital |  |  |  | 184842.2617 | 121512.1952 | 32393.558 | 6543.0625 | 2279.3922 | 564.7021 | 62.4883 | 1433.2671 | 362.3838 | 148.1847 | 19390.27 | 76.6445 | 76.1133 | 0
1291
1292 |  | OWC | Other Working Capital |  | F137D |  | 321056.1344 | 175967.9653 | 82518.6547 | 19412.0338 | 8198.4415 | 1711.3955 | 50.2391 | 3727.4965 | 171.1313 | 62.6586 | 28816.8293 | 208.3785 | 210.9103 | 0 | 1854
1293 |  |  |  | Total Other Working Capital |  |  | 321056.1344 | 175967.9653 | 82518.6547 | 19412.0338 | 8198.4415 | 1711.3955 | 50.2391 | 3727.4965 | 171.1313 | 62.6586 | 28816.8293 | 208.3785 | 210.9103 | 0
1294
1295 |  | 18222 | Nuclear Plant |  | F10 |  | 0 | 0 | 0 | 0 | 0 | 0 | 0 | 0 | 0 | 0 | 0 | 0 | 0 | 0 | 1868
1296
1297 |  | 1869 | Misc Deferred Debits-Trojan |  | F10 |  | 0 | 0 | 0 | 0 | 0 | 0 | 0 | 0 | 0 | 0 | 0 | 0 | 0 | 0 | 1873
1298
1299 |  | 141 | Impact Housing - Notes Receivable |  | F30 |  | 0 | 0 | 0 | 0 | 0 | 0 | 0 | 0 | 0 | 0 | 0 | 0 | 0 | 0 | 1876
1300 |  | TOTAL RATE BASE ADDITIONS |  |  |  |  | 11351306.9782 | 6590963.8741 | 2799212.4754 | 633559.5001 | 139846.2043 | 11126.3614 | 5043.8644 | 139763.0502 | 6139.9533 | 3235.5681 | 1020181.5327 | 1116.2967 | 1118.2974 | 0
1301
1302 |  | Distribution - METER - Unbundled
1303
1304 |  | A |  | B | C |  | D | E | F | G | H | I | J | K | L | M | N | O | P
1305 |  | FERC ACCT |  | DESCRIPTION | COS Factor |  | Utah Jurisdiction Normalized | Residential Sch 1 | General Large Dist. Sch 6 | General +1 MW Sch 8 | Street & Area Lighting Sch. 7,11,12 | General Trans Sch 9 | General Secondary Sch 22 | Irrigation Sch 10 | Traffic Signals Sch 15 | Outdoor Lighting Sch 15 | General Small Dist. Sch 23 | Industrial Cust 1 | Industrial Cust 2
1306
1307 |  | 235 | Customer Service Deposits |  | F51 |  | 0 | 0 | 0 | 0 | 0 | 0 | 0 | 0 | 0 | 0 | 0 | 0 | 0 | 0 | 1886
1308
1309 |  | 2281 | Accum Prov for Property Insurance |  | F102D |  | -91170.3987 | -53470.48 | -22062.7886 | -4970.4807 | -1150.7052 | -78.9363 | -42.9952 | -1113.7772 | -48.6587 | -26.1698 | -8190.5786 | -7.4142 | -7.4142 | 0 | 1891
1310
1311 |  | 2282 | Accum Prov for Injuries & Damages |  | F102D |  | 52323.4616 | 30687.16 | 12662.0206 | 2852.6009 | 660.3994 | 45.3022 | 24.6753 | 639.2062 | 27.9257 | 15.0191 | 4700.6422 | 4.2551 | 4.2551 | 0 | 1895
1312
1313 |  | 2283 | Accum Prov for Pension & Benefits |  | F102D |  | -3044403.106 | -1785510.4046 | -736730.5944 | -165976.5359 | -38424.8668 | -2635.8749 | -1435.7135 | -37191.7524 | -1624.8345 | -873.874 | -273503.4982 | -247.5784 | -247.5784 | 0 | 1900
1314
1315 |  | 25335 | Accum Prov for Pension & Benefits |  | F30 |  | 0 | 0 | 0 | 0 | 0 | 0 | 0 | 0 | 0 | 0 | 0 | 0 | 0 | 0 | 1905
1316
1317 |  | 22844 | Accum Hydro Relicensing Obligation |  | F10 |  | 0 | 0 | 0 | 0 | 0 | 0 | 0 | 0 | 0 | 0 | 0 | 0 | 0 | 0 | 1909
1318
1319 |  | 254 | Reg Liabilities - Insurance Provision |  | F30 |  | -9801.0405 | -2848.7159 | -2726.4385 | -855.3489 | -34.5895 | -2010.2719 | -10.7913 | -98.7692 | -3.3019 | -7.3015 | -600.1065 | -258.0143 | -347.3912 | 0 | 1912
1320 |  | 254 |  | Situs | F102D |  | 0 | 0 | 0 | 0 | 0 | 0 | 0 | 0 | 0 | 0 | 0 | 0 | 0 | 0 | 1913
1321
1322 |  | 22842 | Accum Misc Oper Prov - Trojan |  | F10 |  | 0 | 0 | 0 | 0 | 0 | 0 | 0 | 0 | 0 | 0 | 0 | 0 | 0 | 0 | 1918
1323
1324 |  | 252 | Customer Advances for Const |  | F50 |  | -937697.4922 | -464524.8543 | -19497.8942 | -67296.0241 | -9314.4328 | -171021.8653 | 0 | -12354.4664 | -4552.7634 | -6805.0159 | -182330.1758 | 0 | 0 | 0 | 1926
1325
1326 |  | 25398 | SO2 Emissions |  | F30 |  | 0 | 0 | 0 | 0 | 0 | 0 | 0 | 0 | 0 | 0 | 0 | 0 | 0 | 0 | 1929
1327
1328 |  | 25399 | Other Deferred Credits |  | F10 |  | -608115.1535 | -207506.318 | -171110.9543 | -49057.4984 | -1107.1599 | -106597.2947 | -522.0828 | -5576.1081 | -172.1303 | -240.732 | -40412.6701 | -13450.516 | -12361.6889 | 0 | 1937
1329
1330 |  | 190 | Accum Deferred Income Taxes |  | F104D |  | 0 | 0 | 0 | 0 | 0 | 0 | 0 | 0 | 0 | 0 | 0 | 0 | 0 | 0 | 1940
1331 |  |  |  | Customer System | F42 |  | 0 | 0 | 0 | 0 | 0 | 0 | 0 | 0 | 0 | 0 | 0 | 0 | 0 | 0 | 1941
1332 |  |  |  | Labor | F138D |  | 0 | 0 | 0 | 0 | 0 | 0 | 0 | 0 | 0 | 0 | 0 | 0 | 0 | 0 | 1942
1333 |  |  |  | System Generation | F104D |  | 0 | 0 | 0 | 0 | 0 | 0 | 0 | 0 | 0 | 0 | 0 | 0 | 0 | 0 | 1943
1334 |  |  |  | IBT | F141 |  | 0 | 0 | 0 | 0 | 0 | 0 | 0 | 0 | 0 | 0 | 0 | 0 | 0 | 0 | 1944
1335 |  |  |  | Bad Debt Expense | F104D |  | 0 | 0 | 0 | 0 | 0 | 0 | 0 | 0 | 0 | 0 | 0 | 0 | 0 | 0 | 1947
1336 |  |  |  | TROJP | F104D |  | 0 | 0 | 0 | 0 | 0 | 0 | 0 | 0 | 0 | 0 | 0 | 0 | 0 | 0 | 1948
1337 |  |  |  | System Generation | F104D |  | 0 | 0 | 0 | 0 | 0 | 0 | 0 | 0 | 0 | 0 | 0 | 0 | 0 | 0 | 1949
1338 |  |  |  | Energy | F104D |  | 0 | 0 | 0 | 0 | 0 | 0 | 0 | 0 | 0 | 0 | 0 | 0 | 0 | 0 | 1950
1339 |  |  |  | System Net Plant | F104D |  | 0 | 0 | 0 | 0 | 0 | 0 | 0 | 0 | 0 | 0 | 0 | 0 | 0 | 0 | 1951
1340 |  |  |  | Division Net Plant Distribution | F104D |  | 111249.6784 | 65259.7427 | 27283.9519 | 6132.9822 | 988.661 | 76.2663 | 57.3737 | 1388.1233 | 57.561 | 33.0759 | 9957.6135 | 7.1634 | 7.1634 | 0 | 1952
1341 |  |  |  | Simple Cycle Combustion Turbine | F10 |  | 0 | 0 | 0 | 0 | 0 | 0 | 0 | 0 | 0 | 0 | 0 | 0 | 0 | 0 | 1953
1342 |  |  |  | Total Accum Deferred Income Taxes |  |  | 111249.6784 | 65259.7427 | 27283.9519 | 6132.9822 | 988.661 | 76.2663 | 57.3737 | 1388.1233 | 57.561 | 33.0759 | 9957.6135 | 7.1634 | 7.1634 | 0
1343
1344 |  | 281 | Accum Deferred Income Taxes |  | F104D |  | 0 | 0 | 0 | 0 | 0 | 0 | 0 | 0 | 0 | 0 | 0 | 0 | 0 | 0 | 1960
1345
1346 |  | 282 | Accum Deferred Income Taxes |  | F104D |  | -57561675.7305 | -33766031.5197 | -14116984.5685 | -3173265.2162 | -511542.9166 | -39460.9158 | -29685.733 | -718228.6406 | -29782.6386 | -17113.7721 | -5152166.9624 | -3706.4235 | -3706.4235 | 0 | 1963
1347 |  |  |  | DITBAL | F104D |  | -0.0041215 | -0.0024177 | -0.0010108 | -0.00022721 | -3.6627e-05 | -2.8254e-06 | -2.1255e-06 | -5.1426e-05 | -2.1325e-06 | -1.2254e-06 | -0.0003689 | -2.6538e-07 | -2.6538e-07 | 0 | 1964
1348 |  |  |  | System Net Plant | F104D |  | 0 | 0 | 0 | 0 | 0 | 0 | 0 | 0 | 0 | 0 | 0 | 0 | 0 | 0 | 1965
1349 |  |  |  | Labor | F138D |  | 0 | 0 | 0 | 0 | 0 | 0 | 0 | 0 | 0 | 0 | 0 | 0 | 0 | 0 | 1966
1350 |  |  |  | GPS | F104D |  | 0 | 0 | 0 | 0 | 0 | 0 | 0 | 0 | 0 | 0 | 0 | 0 | 0 | 0 | 1967
1351 |  |  |  | CIAC | F104D |  | 4126.8485 | 2420.8346 | 1012.1084 | 227.5053 | 36.6748 | 2.8291 | 2.1283 | 51.493 | 2.1352 | 1.227 | 369.3814 | 0.26573 | 0.26573 | 0 | 1968
1352 |  |  |  | SNPD | F104D |  | 0 | 0 | 0 | 0 | 0 | 0 | 0 | 0 | 0 | 0 | 0 | 0 | 0 | 0 | 1969
1353 |  |  |  | SCHMDEXP | F104D |  | 0 | 0 | 0 | 0 | 0 | 0 | 0 | 0 | 0 | 0 | 0 | 0 | 0 | 0 | 1970
1354 |  |  |  | TAXDEPR | F104D |  | 0 | 0 | 0 | 0 | 0 | 0 | 0 | 0 | 0 | 0 | 0 | 0 | 0 | 0 | 1971
1355 |  |  |  | DGP | F104D |  | 0 | 0 | 0 | 0 | 0 | 0 | 0 | 0 | 0 | 0 | 0 | 0 | 0 | 0 | 1972
1356 |  |  |  | IBT | F104D |  | 0 | 0 | 0 | 0 | 0 | 0 | 0 | 0 | 0 | 0 | 0 | 0 | 0 | 0 | 1973
1357 |  |  |  | SSGCT | F104D |  | 0 | 0 | 0 | 0 | 0 | 0 | 0 | 0 | 0 | 0 | 0 | 0 | 0 | 0 | 1974
1358 |  |  |  | SSGCH | F104D |  | 0 | 0 | 0 | 0 | 0 | 0 | 0 | 0 | 0 | 0 | 0 | 0 | 0 | 0 | 1975
1359 |  |  |  | SE | F104D |  | 0 | 0 | 0 | 0 | 0 | 0 | 0 | 0 | 0 | 0 | 0 | 0 | 0 | 0 | 1976
1360 |  |  |  | SG | F104D |  | 0 | 0 | 0 | 0 | 0 | 0 | 0 | 0 | 0 | 0 | 0 | 0 | 0 | 0 | 1977
1361 |  |  |  | Total Accum Deferred Income Taxes |  |  | -57557548.8861 | -33763610.6875 | -14115972.4611 | -3173037.7111 | -511506.2419 | -39458.0867 | -29683.6048 | -718177.1477 | -29780.5033 | -17112.5452 | -5151797.5814 | -3706.1577 | -3706.1577 | 0
1362
1363
1364 |  | 283 | Accum Deferred Income Taxes |  | F104D |  | -200782.4174 | -117780.1958 | -49241.8307 | -11068.7511 | -1784.3265 | -137.6447 | -103.5476 | -2505.2725 | -103.8856 | -59.695 | -17971.4111 | -12.9285 | -12.9285 | 0 | 1981
1365 |  |  |  | System Generation | F104D |  | 0 | 0 | 0 | 0 | 0 | 0 | 0 | 0 | 0 | 0 | 0 | 0 | 0 | 0 | 1982
1366 |  |  |  | Energy | F104D |  | 0 | 0 | 0 | 0 | 0 | 0 | 0 | 0 | 0 | 0 | 0 | 0 | 0 | 0 | 1983
1367 |  |  |  | Labor | F138D |  | 0 | 0 | 0 | 0 | 0 | 0 | 0 | 0 | 0 | 0 | 0 | 0 | 0 | 0 | 1984
1368 |  |  |  | General Plant | F104D |  | -101805.3606 | -59719.648 | -24967.7357 | -5612.335 | -904.7306 | -69.7918 | -52.5031 | -1270.2814 | -52.6745 | -30.2679 | -9112.2819 | -6.5553 | -6.5553 | 0 | 1985
1369 |  |  |  | System Net Plant | F104D |  | -26224.3697 | -15383.3759 | -6431.5192 | -1445.6994 | -233.0525 | -17.9779 | -13.5244 | -327.2159 | -13.5686 | -7.7968 | -2347.262 | -1.6886 | -1.6886 | 0 | 1986
1370 |  |  |  | TROJP | F104D |  | 0 | 0 | 0 | 0 | 0 | 0 | 0 | 0 | 0 | 0 | 0 | 0 | 0 | 0 | 1987
1371 |  |  |  | System Generation | F104D |  | 0 | 0 | 0 | 0 | 0 | 0 | 0 | 0 | 0 | 0 | 0 | 0 | 0 | 0 | 1988
1372 |  |  |  | Simple Cycle Combustion Turbine | F104D |  | 0 | 0 | 0 | 0 | 0 | 0 | 0 | 0 | 0 | 0 | 0 | 0 | 0 | 0 | 1989
1373 |  |  |  | System Generation | F104D |  | 0 | 0 | 0 | 0 | 0 | 0 | 0 | 0 | 0 | 0 | 0 | 0 | 0 | 0 | 1990
1374 |  |  |  | Total Accum Deferred Income Taxes |  |  | -328812.1478 | -192883.2197 | -80641.0855 | -18126.7855 | -2922.1096 | -225.4144 | -169.5751 | -4102.7697 | -170.1287 | -97.7598 | -29430.9549 | -21.1724 | -21.1724 | 0
1375
1376 |  | 255 | Accum Investment Tax Credit |  | F104D |  | -4306.8848 | -2526.445 | -1056.2623 | -237.4303 | -38.2747 | -2.9525 | -2.2211 | -53.7394 | -2.2284 | -1.2805 | -385.4959 | -0.27732 | -0.27732 | 0 | 2004
1377 |  | TOTAL MISC RATE BASE DEDUCTIONS |  |  |  |  | -62418281.9696 | -36376934.2224 | -15109852.5064 | -3470572.2319 | -562849.32 | -321909.1283 | -31784.9348 | -776641.2006 | -36269.0625 | -25116.5837 | -5671992.8057 | -17679.7118 | -16680.2616 | 0
1378
1379 | [6 empty] | D: ACCUMULATED DEPRECIATION
1380 | [6 empty] | D: PRODUCTION PLANT
1381
1382 |  | 108SP | Steam Prod Accumulated Depr |  | F10 |  | 0 | 0 | 0 | 0 | 0 | 0 | 0 | 0 | 0 | 0 | 0 | 0 | 0 | 0 | 2016
1383
1384 |  | 108NP | Nuclear Prod Accumulated Depr |  | F10 |  | 0 | 0 | 0 | 0 | 0 | 0 | 0 | 0 | 0 | 0 | 0 | 0 | 0 | 0 | 2022
1385
1386 |  | 108HP | Hydraulic Prod Accum Depr |  | F10 |  | 0 | 0 | 0 | 0 | 0 | 0 | 0 | 0 | 0 | 0 | 0 | 0 | 0 | 0 | 2030
1387
1388 |  | 108OP | Other Production - Accum Depr |  | F10 |  | 0 | 0 | 0 | 0 | 0 | 0 | 0 | 0 | 0 | 0 | 0 | 0 | 0 | 0 | 2033
1389 |  |  |  | Simple Cycle Combustion Turbine | F10 |  | 0 | 0 | 0 | 0 | 0 | 0 | 0 | 0 | 0 | 0 | 0 | 0 | 0 | 0 | 2034
1390 |  |  |  | Wind Generation | F10 |  | 0 | 0 | 0 | 0 | 0 | 0 | 0 | 0 | 0 | 0 | 0 | 0 | 0 | 0 | 2035
1391 |  |  |  | System Generation | F10 |  | 0 | 0 | 0 | 0 | 0 | 0 | 0 | 0 | 0 | 0 | 0 | 0 | 0 | 0 | 2036
1392 |  |  |  | System Generation | F10 |  | 0 | 0 | 0 | 0 | 0 | 0 | 0 | 0 | 0 | 0 | 0 | 0 | 0 | 0 | 2037
1393 |  |  |  | Total Other Production - Accum Depr |  |  | 0 | 0 | 0 | 0 | 0 | 0 | 0 | 0 | 0 | 0 | 0 | 0 | 0 | 0
1394
1395 |  | 108EP | Experimental Plant - Accum Depr |  | F10 |  | 0 | 0 | 0 | 0 | 0 | 0 | 0 | 0 | 0 | 0 | 0 | 0 | 0 | 0 | 2043
1396
1397
1398
1399 |  | TOTAL PRODUCTION PLANT DEPRECIATION |  |  |  |  | 0 | 0 | 0 | 0 | 0 | 0 | 0 | 0 | 0 | 0 | 0 | 0 | 0 | 0
1400
1401
1402 | [6 empty] | D: TRANSMISSION PLANT
1403
1404 |  | 108TP | Transmission Plant Accum Depr |  | F106 |  | 0 | 0 | 0 | 0 | 0 | 0 | 0 | 0 | 0 | 0 | 0 | 0 | 0 | 0 | 2051
1405
1406
1407 | [6 empty] | D: DISTRIBUTION PLANT
1408
1409 |  | 108360 | Land and Land Rights |  | F118 |  | 0 | 0 | 0 | 0 | 0 | 0 | 0 | 0 | 0 | 0 | 0 | 0 | 0 | 0 | 2055
1410
1411 |  | 108361 | Structures and Improvements |  | F119 |  | 0 | 0 | 0 | 0 | 0 | 0 | 0 | 0 | 0 | 0 | 0 | 0 | 0 | 0 | 2059
1412
1413 |  | 108362 | Station Equipment |  | F120 |  | 0 | 0 | 0 | 0 | 0 | 0 | 0 | 0 | 0 | 0 | 0 | 0 | 0 | 0 | 2063
1414
1415 |  | Distribution - METER - Unbundled
1416
1417 |  | A |  | B | C |  | D | E | F | G | H | I | J | K | L | M | N | O | P
1418 |  | FERC ACCT |  | DESCRIPTION | COS Factor |  | Utah Jurisdiction Normalized | Residential Sch 1 | General Large Dist. Sch 6 | General +1 MW Sch 8 | Street & Area Lighting Sch. 7,11,12 | General Trans Sch 9 | General Secondary Sch 22 | Irrigation Sch 10 | Traffic Signals Sch 15 | Outdoor Lighting Sch 15 | General Small Dist. Sch 23 | Industrial Cust 1 | Industrial Cust 2
1419
1420 |  | 108364 | Poles, Towers & Fixtures |  | F121 |  | 0 | 0 | 0 | 0 | 0 | 0 | 0 | 0 | 0 | 0 | 0 | 0 | 0 | 0 | 2067
1421
1422 |  | 108365 | Overhead Conductors |  | F122 |  | 0 | 0 | 0 | 0 | 0 | 0 | 0 | 0 | 0 | 0 | 0 | 0 | 0 | 0 | 2071
1423
1424 |  | 108366 | Underground Conduit |  | F123 |  | 0 | 0 | 0 | 0 | 0 | 0 | 0 | 0 | 0 | 0 | 0 | 0 | 0 | 0 | 2075
1425
1426 |  | 108367 | Underground Conductors |  | F124 |  | 0 | 0 | 0 | 0 | 0 | 0 | 0 | 0 | 0 | 0 | 0 | 0 | 0 | 0 | 2079
1427
1428 |  | 108368 | Line Transformers |  | F125 |  | 0 | 0 | 0 | 0 | 0 | 0 | 0 | 0 | 0 | 0 | 0 | 0 | 0 | 0 | 2083
1429
1430 |  | 108369 | Services |  | F126 |  | -100272998.5362 | -80914966.8814 | -6872178.757 | -549536.6908 | 0 | 0 | -3560.9324 | 0 | -294313.6666 | -65735.971 | -11572705.637 | 0 | 0 | 0 | 2087
1431
1432 |  | 108370 | Meters |  | F127 |  | 0 | 0 | 0 | 0 | 0 | 0 | 0 | 0 | 0 | 0 | 0 | 0 | 0 | 0 | 2091
1433
1434 |  | 108371 | Install on Customers' Premises |  | F128 |  | 0 | 0 | 0 | 0 | 0 | 0 | 0 | 0 | 0 | 0 | 0 | 0 | 0 | 0 | 2095
1435
1436 |  | 108372 | Leased Property |  | F129 |  | 0 | 0 | 0 | 0 | 0 | 0 | 0 | 0 | 0 | 0 | 0 | 0 | 0 | 0 | 2099
1437
1438 |  | 108373 | Street Lights |  | F130 |  | 0 | 0 | 0 | 0 | 0 | 0 | 0 | 0 | 0 | 0 | 0 | 0 | 0 | 0 | 2103
1439
1440 |  | 108D00 | Unclassified Dist Plant - Acct 300 |  | F121 |  | 0 | 0 | 0 | 0 | 0 | 0 | 0 | 0 | 0 | 0 | 0 | 0 | 0 | 0 | 2107
1441
1442 |  | 108DS | Unclassified Dist Sub - Acct 300 |  | F120 |  | 0 | 0 | 0 | 0 | 0 | 0 | 0 | 0 | 0 | 0 | 0 | 0 | 0 | 0 | 2111
1443
1444 |  | 108D | Unclassified Dist Sub - Acct 300 |  | F102D |  | 255378.346 | 149776.7142 | 61800.305 | 13922.8649 | 3223.2522 | 221.1091 | 120.4342 | 3119.8129 | 136.2985 | 73.3045 | 22942.7144 | 20.768 | 20.768 | 0 | 2115
1445
1446
1447 |  | TOTAL DISTRIBUTION PLANT DEPR |  |  |  |  | -100017620.1902 | -80765190.1673 | -6810378.4519 | -535613.8259 | 3223.2522 | 221.1091 | -3440.4982 | 3119.8129 | -294177.3681 | -65662.6665 | -11549762.9226 | 20.768 | 20.768 | 0
1448
1449 | [6 empty] | D: GENERAL PLANT
1450 |  | 108GP | General Plant Accumulated Depr
1451 |  |  |  | Situs | F107D |  | -6009040.3816 | -3524238.9886 | -1454158.2497 | -327604.3519 | -75842.9709 | -5202.6878 | -2833.8101 | -73409.0507 | -3207.097 | -1724.8519 | -539840.9829 | -488.67 | -488.67 | 0 | 2121
1452 |  |  |  | System Generation | F105D |  | 0 | 0 | 0 | 0 | 0 | 0 | 0 | 0 | 0 | 0 | 0 | 0 | 0 | 0 | 2122
1453 |  |  |  | System Generation | F105D |  | 0 | 0 | 0 | 0 | 0 | 0 | 0 | 0 | 0 | 0 | 0 | 0 | 0 | 0 | 2123
1454 |  |  |  | System Generation | F105D |  | 0 | 0 | 0 | 0 | 0 | 0 | 0 | 0 | 0 | 0 | 0 | 0 | 0 | 0 | 2124
1455 |  |  |  | Customer - System | F42 |  | 0 | 0 | 0 | 0 | 0 | 0 | 0 | 0 | 0 | 0 | 0 | 0 | 0 | 0 | 2125
1456 |  |  |  | System Overheads | F102D |  | -1314277.0328 | -770809.6579 | -318048.5849 | -71652.5183 | -16588.1186 | -1137.9143 | -619.8014 | -16055.7798 | -701.4454 | -377.2538 | -118072.1979 | -106.8802 | -106.8802 | 0 | 2126
1457 |  |  |  | Energy | F30 |  | 0 | 0 | 0 | 0 | 0 | 0 | 0 | 0 | 0 | 0 | 0 | 0 | 0 | 0 | 2127
1458 |  |  |  | Simple Cycle Combustion Turbine | F10 |  | 0 | 0 | 0 | 0 | 0 | 0 | 0 | 0 | 0 | 0 | 0 | 0 | 0 | 0 | 2128
1459 |  |  |  | Cholla | F10 |  | 0 | 0 | 0 | 0 | 0 | 0 | 0 | 0 | 0 | 0 | 0 | 0 | 0 | 0 | 2129
1460 |  |  | Total General Plant Accumulated Depr |  |  |  | -7323317.4144 | -4295048.6465 | -1772206.8346 | -399256.8702 | -92431.0896 | -6340.6021 | -3453.6115 | -89464.8305 | -3908.5424 | -2102.1056 | -657913.1809 | -595.5502 | -595.5502 | 0
1461
1462 |  | 108MP | Mining Plant Accumulated Depr. |  | F30 |  | 0 | 0 | 0 | 0 | 0 | 0 | 0 | 0 | 0 | 0 | 0 | 0 | 0 | 0 | 2137
1463
1464 |  | 1081390 | Accum Depr - Capital Lease |  | F30 |  | 0 | 0 | 0 | 0 | 0 | 0 | 0 | 0 | 0 | 0 | 0 | 0 | 0 | 0 | 2144
1465 |  |  | Remove Capital Lease |  | F30 |  | 0 | 0 | 0 | 0 | 0 | 0 | 0 | 0 | 0 | 0 | 0 | 0 | 0 | 0 | 2147
1466
1467 |  | 1081399L | Accum Depr - Capital Lease |  | F30 |  | 0 | 0 | 0 | 0 | 0 | 0 | 0 | 0 | 0 | 0 | 0 | 0 | 0 | 0 | 2151
1468 |  |  |  | Energy | F30 |  | 0 | 0 | 0 | 0 | 0 | 0 | 0 | 0 | 0 | 0 | 0 | 0 | 0 | 0 | 2152
1469 |  |  | Remove Capital Lease |  | F30 |  | 0 | 0 | 0 | 0 | 0 | 0 | 0 | 0 | 0 | 0 | 0 | 0 | 0 | 0 | 2155
1470
1471 |  | TOTAL GENERAL PLANT ACCUM DEPR |  |  |  |  | -7323317.4144 | -4295048.6465 | -1772206.8346 | -399256.8702 | -92431.0896 | -6340.6021 | -3453.6115 | -89464.8305 | -3908.5424 | -2102.1056 | -657913.1809 | -595.5502 | -595.5502 | 0
1472
1473
1474 |  | TOTAL ACCUM DEPR - PLANT IN SERVICE |  |  |  |  | -107340937.6046 | -85060238.8138 | -8582585.2865 | -934870.6961 | -89207.8374 | -6119.493 | -6894.1097 | -86345.0176 | -298085.9105 | -67764.7721 | -12207676.1035 | -574.7822 | -574.7822 | 0
1475
1476
1477 | [6 empty] | D: ACCUMULATED AMORTIZATION
1478
1479 |  | 111CLS | Accum Prov for Amort-Steam |  | F10 |  | 0 | 0 | 0 | 0 | 0 | 0 | 0 | 0 | 0 | 0 | 0 | 0 | 0 | 0 | 2168
1480
1481 |  | 111CLG | Accum Prov for Amort-General
1482 |  |  | Situs |  | F108D |  | -1236.5193 | -725.2056 | -299.2316 | -67.4133 | -15.6067 | -1.0706 | -0.58313 | -15.1059 | -0.65995 | -0.35493 | -111.0866 | -0.10056 | -0.10056 | 0 | 2172
1483 |  |  | Customer - System |  | F40 |  | 0 | 0 | 0 | 0 | 0 | 0 | 0 | 0 | 0 | 0 | 0 | 0 | 0 | 0 | 2173
1484 |  |  | System Generation |  | F108D |  | 0 | 0 | 0 | 0 | 0 | 0 | 0 | 0 | 0 | 0 | 0 | 0 | 0 | 0 | 2174
1485 |  |  | System Overheads |  | F108D |  | -45994.7058 | -26975.4113 | -11130.4928 | -2507.5661 | -580.5212 | -39.8227 | -21.6907 | -561.8913 | -24.5479 | -13.2024 | -4132.0786 | -3.7404 | -3.7404 | 0 | 2175
1486 |  |  | Energy |  | F108D |  | 0 | 0 | 0 | 0 | 0 | 0 | 0 | 0 | 0 | 0 | 0 | 0 | 0 | 0 | 2176
1487 |  |  | Total Accum Prov for Amort-General |  |  |  | -47231.2251 | -27700.6168 | -11429.7244 | -2574.9794 | -596.1279 | -40.8933 | -22.2738 | -576.9972 | -25.2079 | -13.5574 | -4243.1652 | -3.841 | -3.841 | 0 | 2177
1488
1489 |  | 111CLH | Accum Prov for Amort-Hydro |  | F10 |  | 0 | 0 | 0 | 0 | 0 | 0 | 0 | 0 | 0 | 0 | 0 | 0 | 0 | 0 | 2185
1490
1491 |  | 111IP | Accum Prov for Amort-Intangible
1492 |  |  |  | Situs | F107D |  | 1333.0803 | 781.8376 | 322.5989 | 72.6776 | 16.8254 | 1.1542 | 0.62867 | 16.2855 | 0.71148 | 0.38265 | 119.7615 | 0.10841 | 0.10841 | 0 | 2189
1493 |  |  |  | System Generation | F105D |  | 0 | 0 | 0 | 0 | 0 | 0 | 0 | 0 | 0 | 0 | 0 | 0 | 0 | 0 | 2190
1494 |  |  |  | System Generation | F105D |  | 0 | 0 | 0 | 0 | 0 | 0 | 0 | 0 | 0 | 0 | 0 | 0 | 0 | 0 | 2191
1495 |  |  |  | Energy | F30 |  | 0 | 0 | 0 | 0 | 0 | 0 | 0 | 0 | 0 | 0 | 0 | 0 | 0 | 0 | 2192
1496 |  |  |  | System Generation | F105D |  | 0 | 0 | 0 | 0 | 0 | 0 | 0 | 0 | 0 | 0 | 0 | 0 | 0 | 0 | 2193
1497 |  |  |  | System Generation | F105D |  | 0 | 0 | 0 | 0 | 0 | 0 | 0 | 0 | 0 | 0 | 0 | 0 | 0 | 0 | 2194
1498 |  |  |  | System Generation | F105D |  | 0 | 0 | 0 | 0 | 0 | 0 | 0 | 0 | 0 | 0 | 0 | 0 | 0 | 0 | 2195
1499 |  |  |  | Customer - System | F42 |  | 0 | 0 | 0 | 0 | 0 | 0 | 0 | 0 | 0 | 0 | 0 | 0 | 0 | 0 | 2196
1500 |  |  |  | System Generation | F105D |  | 0 | 0 | 0 | 0 | 0 | 0 | 0 | 0 | 0 | 0 | 0 | 0 | 0 | 0 | 2197
1501 |  |  |  | Cholla | F10 |  | 0 | 0 | 0 | 0 | 0 | 0 | 0 | 0 | 0 | 0 | 0 | 0 | 0 | 0 | 2198
1502 |  |  |  | System Overheads | F102D |  | -3357652.018 | -1969227.5972 | -812535.2921 | -183054.4219 | -42378.5311 | -2907.089 | -1583.4389 | -41018.5373 | -1792.0192 | -963.7899 | -301645.1964 | -273.0525 | -273.0525 | 0 | 2199
1503 |  |  | Total Accum Prov for Amort-Intangible |  |  |  | -3356318.9376 | -1968445.7596 | -812212.6932 | -182981.7443 | -42361.7056 | -2905.9348 | -1582.8102 | -41002.2518 | -1791.3077 | -963.4072 | -301525.4349 | -272.9441 | -272.9441 | 0
1504
1505 |  | 111390 | Accum Prov for Amort-Capital Lease |  | F30 |  | 0 | 0 | 0 | 0 | 0 | 0 | 0 | 0 | 0 | 0 | 0 | 0 | 0 | 0 | 2210
1506
1507
1508 |  | TOTAL ACCUM PROV FOR AMORTIZATION |  |  |  |  | -3403550.1628 | -1996146.3764 | -823642.4176 | -185556.7236 | -42957.8335 | -2946.8281 | -1605.084 | -41579.249 | -1816.5156 | -976.9646 | -305768.6001 | -276.7851 | -276.7851 | 0

## Dist-Meter
DIS METER |  |  | - | DIS - METER - Unbundled
Rocky Mountain Power
3 | Cost Of Service By Rate Schedule
4 | State of Utah
5 | 2017 Protocol (Non Wgt)
6 | 12 Months Ended Dec 2017
7
8
9 |  | A |  | B | C |  | D | E | F | G | H | I | J | K | L | M | N | O | P | Chk Total
12 |  |  |  | DESCRIPTION |  |  | Utah Jurisdiction Normalized | Residential Sch 1 | General Large Dist. Sch 6 | General +1 MW Sch 8 | Street & Area Lighting Sch. 7,11,12 | General Trans Sch 9 | General Secondary Sch 22 | Irrigation Sch 10 | Traffic Signals Sch 15 | Outdoor Lighting Sch 15 | General Small Dist. Sch 23 | Industrial Cust 1 | Industrial Cust 2 | 0
13
12 |  |  |  | Operating Revenues |  |  | 9769010.4334 | 6735744.7453 | 1129563.7103 | 185833.7275 | 61627.2009 | 248337.6411 | -93.1074 | 103639.0896 | 26436.3935 | 7456.9048 | 1222223.1631 | 22313.9889 | 25926.9759 | 0
13
14 |  |  |  | Operating Expenses
15 |  |  |  | Operation & Maintenance Expenses |  |  | 2360244.9514 | 1504397.3803 | 339594.0922 | 68051.1571 | 89038.6031 | 62041.8108 | 161.0117 | 25369.2775 | 4162.9748 | 995.8648 | 253864.876 | 6272.1312 | 6295.7718 | 0
16 |  |  |  | Depreciation Expense |  |  | 3458620.1329 | 2434803.3183 | 384331.0586 | 64150.8741 | 1901.0467 | 96134.6527 | 118.1729 | 38214.1612 | 7793.388 | 1765.9596 | 411348.329 | 9029.586 | 9029.586 | 0
17 |  |  |  | Amortization Expense |  |  | -34934.2186 | -20485.4854 | -8454.4017 | -1904.891 | -440.7864 | -32.4272 | -16.4795 | -426.7335 | -18.6417 | -10.029 | -3138.1327 | -3.1165 | -3.0941 | 0
18 |  |  |  | Taxes Other Than Income |  |  | 566115.033 | 332682.4218 | 139584.9433 | 31137.3024 | 5087.6214 | -539.6728 | 291.6846 | 7069.4801 | 279.5155 | 145.8267 | 50388.9869 | -8.2253 | -4.8516 | 0
19 |  |  |  | Income Taxes - Federal |  |  | 574107.1814 | 436887.6907 | 24196.5775 | -3723.5814 | -23672.664 | 19157.1615 | -321.3424 | 5402.0757 | 3713.7019 | 1269.716 | 107451.5173 | 1275.0018 | 2471.3267 | 0
20 |  |  |  | Income Taxes - State |  |  | 78011.631 | 59365.7812 | 3287.913 | -505.9729 | -3216.7219 | 2603.1401 | -43.6651 | 734.0524 | 504.6304 | 172.5333 | 14600.8766 | 173.2516 | 335.8123 | 0
21 |  |  |  | Income Taxes Deferred |  |  | 367168.2238 | 215769.5994 | 90531.3456 | 20194.8851 | 3299.7055 | -350.0185 | 189.1794 | 4585.0902 | 181.2868 | 94.5796 | 32681.052 | -5.3347 | -3.1466 | 0
22 |  |  |  | Investment Tax Credit Adj |  |  | -25208.7712 | -14814.1536 | -6215.6358 | -1386.5259 | -226.5488 | 24.0313 | -12.9885 | -314.7998 | -12.4467 | -6.4936 | -2243.7921 | 0.36627 | 0.21604 | 0
23 |  |  |  | Misc Revenues & Expense |  |  | -898.0583 | -306.4432 | -252.6949 | -72.4476 | -1.635 | -157.4218 | -0.77101 | -8.2347 | -0.2542 | -0.35551 | -59.681 | -19.8636 | -18.2556 | 0
24
25 |  |  |  | Total Operating Expenses |  |  | 7343226.1053 | 4948300.1095 | 966603.1977 | 175940.8 | 71768.6205 | 178881.2561 | 364.8021 | 80624.369 | 16604.1548 | 4427.6018 | 864894.0321 | 16713.7969 | 18103.3649 | 0
26
27 |  |  |  | Operating Revenue For Return |  |  | 2425784.3281 | 1787444.6359 | 162960.5127 | 9892.9275 | -10141.4196 | 69456.385 | -457.9095 | 23014.7206 | 9832.2387 | 3029.303 | 357329.131 | 5600.192 | 7823.611 | 0
28
29
30 |  |  |  | Rate Base :
31 |  |  |  | Electric Plant In Service |  |  | 91758472.8277 | 64241024.9107 | 10592107.6957 | 1810694.8001 | 86931.8263 | 2469071.7662 | 4457.6191 | 1017365.4309 | 201562.6247 | 46175.6982 | 10825258.1969 | 231911.1295 | 231911.1295 | 0
32 |  |  |  | Plant Held For Future Use |  |  | 178711.8526 | 85540.297 | 60378.5731 | 14423.4746 | 100.9866 | 0 | 31.6908 | 2788.0573 | 43.244 | 25.9667 | 15379.5626 | 0 | 0 | 0
33 |  |  |  | Electric Plant Acquisition Adj |  |  | 0 | 0 | 0 | 0 | 0 | 0 | 0 | 0 | 0 | 0 | 0 | 0 | 0 | 0
34 |  |  |  | Pensions |  |  | 0 | 0 | 0 | 0 | 0 | 0 | 0 | 0 | 0 | 0 | 0 | 0 | 0 | 0
35 |  |  |  | Prepayments |  |  | 94686.0381 | 55532.3656 | 22913.556 | 5162.1484 | 1195.0777 | 81.9801 | 44.6531 | 1156.7258 | 50.5351 | 27.1789 | 8506.4171 | 7.7001 | 7.7001 | 0
36 |  |  |  | Fuel Stock |  |  | 0 | 0 | 0 | 0 | 0 | 0 | 0 | 0 | 0 | 0 | 0 | 0 | 0 | 0
37 |  |  |  | Materials & Supplies |  |  | 398006.2328 | 233426.4699 | 96315.5529 | 21698.7349 | 5023.4269 | 344.5978 | 187.6962 | 4862.2172 | 212.4207 | 114.2448 | 35756.1378 | 32.3668 | 32.3668 | 0
38 |  |  |  | Misc Deferred Debits |  |  | 2437366.953 | 1429490.0849 | 589830.8278 | 132881.7865 | 30763.1734 | 2110.2969 | 1149.4406 | 29775.9347 | 1300.852 | 699.6287 | 218968.5022 | 198.2127 | 198.2127 | 0
39 |  |  |  | Cash Working Capital |  |  | 131915.4301 | 76448.0757 | 29300.8743 | 6622.7784 | 3099.4726 | 1418.6253 | 15.3781 | 1498.4298 | 145.5895 | 46.762 | 13011.8871 | 145.6921 | 161.8654 | 0
40 |  |  |  | Weatherization Loans |  |  | 0 | 0 | 0 | 0 | 0 | 0 | 0 | 0 | 0 | 0 | 0 | 0 | 0 | 0
41 |  |  |  | Miscellaneous Rate Base |  |  | 0 | 0 | 0 | 0 | 0 | 0 | 0 | 0 | 0 | 0 | 0 | 0 | 0 | 0
42
43 |  |  |  | Total Rate Base Additions |  |  | 94999159.3344 | 66121462.2037 | 11390847.0798 | 1991483.7229 | 127113.9635 | 2473027.2663 | 5886.4779 | 1057446.7957 | 203315.2659 | 47089.4793 | 11116880.7037 | 232295.1012 | 232311.2746 | 0
44
45 |  |  |  | Rate Base Deductions :
46 |  |  |  | Accum Provision For Depreciation |  |  | -42634820.5877 | -29993315.7055 | -4760856.2415 | -797161.458 | -25570.8895 | -1180297.2408 | -1534.1462 | -471277.1158 | -95765.6826 | -21729.6286 | -5065590.2353 | -110861.122 | -110861.122 | 0
47 |  |  |  | Accum Provision For Amortization |  |  | -975607.1635 | -572183.3412 | -236092.1404 | -53188.7177 | -12313.6043 | -844.6905 | -460.0877 | -11918.4414 | -520.6933 | -280.041 | -87646.7284 | -79.3388 | -79.3388 | 0
48 |  |  |  | Accum Deferred Income Taxes |  |  | -16791584.0135 | -9842638.141 | -4120649.685 | -926763.8027 | -153121.3252 | -11513.2446 | -8574.5653 | -209336.2704 | -8692.7226 | -4967.7291 | -1503163.7313 | -1081.3981 | -1081.3981 | 0
49 |  |  |  | Unamortized ITC |  |  | -1234.5426 | -724.1902 | -302.7712 | -68.058 | -10.9712 | -0.84633 | -0.63668 | -15.4041 | -0.63876 | -0.36704 | -110.5001 | -0.079493 | -0.079493 | 0
50 |  |  |  | Customer Advance For Construction |  |  | -268785.3408 | -133153.2529 | -5588.954 | -19290.0002 | -2669.9261 | -49022.3881 | 0 | -3541.3334 | -1305.0222 | -1950.6168 | -52263.8472 | 0 | 0 | 0
51 |  |  |  | Customer Service Deposits |  |  | 0 | 0 | 0 | 0 | 0 | 0 | 0 | 0 | 0 | 0 | 0 | 0 | 0 | 0
52 |  |  |  | Misc Rate Base Deductions |  |  | -1060917.0194 | -578633.5136 | -263703.5051 | -62490.4695 | -11482.0755 | -31896.9038 | -569.5351 | -12423.4943 | -521.9786 | -324.7843 | -91154.5659 | -4001.3401 | -3714.8537 | 0
53 | [19 empty] | 0
54 |  |  |  | Total Rate Base Deductions |  |  | -61732948.6676 | -41120648.1445 | -9387193.2972 | -1858962.506 | -205168.7919 | -1273575.3142 | -11138.9709 | -708512.0593 | -106806.738 | -29253.1669 | -6799929.6082 | -116023.2784 | -115736.7921 | 0
55 | [19 empty] | 0
56 |  |  |  | Total Rate Base |  |  | 33266210.6668 | 25000814.0592 | 2003653.7826 | 132521.2169 | -78054.8284 | 1199451.9521 | -5252.493 | 348934.7364 | 96508.5279 | 17836.3124 | 4316951.0955 | 116271.8228 | 116574.4825 | 0
57
58
59 |  |  |  | Return On Rate Base |  |  | 7.292% | 7.15% | 8.133% | 7.465% | 12.99% | 5.791% | 8.718% | 6.596% | 10.19% | 16.98% | 8.277% | 4.816% | 6.711%
60
61 |  |  |  | Return On Equity |  |  | 9.205% | 8.928% | 10.84% | 9.541% | 20.28% | 6.289% | 11.97% | 7.852% | 14.83% | 28.03% | 11.12% | 4.397% | 8.077%
Rocky Mountain Power
Cost Of Service By Rate Schedule
State of Utah
2017 Protocol (Non Wgt)
12 Months Ended Dec 2017
|  | A |  | B | C |  | D | E | F | G | H | I | J | K | L | M | N | O | P
|  |  |  | DESCRIPTION | COS Factor |  | Utah Jurisdiction Normalized | Residential Sch 1 | General Large Dist. Sch 6 | General +1 MW Sch 8 | Street & Area Lighting Sch. 7,11,12 | General Trans Sch 9 | General Secondary Sch 22 | Irrigation Sch 10 | Traffic Signals Sch 15 | Outdoor Lighting Sch 15 | General Small Dist. Sch 23 | Industrial Cust 1 | Industrial Cust 2
79 |  |  |  | Total Rate Base |  |  | 33266210.6668 | 25000814.0592 | 2003653.7826 | 132521.2169 | -78054.8284 | 1199451.9521 | -5252.493 | 348934.7364 | 96508.5279 | 17836.3124 | 4316951.0955 | 116271.8228 | 116574.4825 | 0
80
81
82 |  |  |  | Return On Ratebase ($$) | 7.319% |  | 2434644.9216 | 1829727.6355 | 146640.8529 | 9698.7935 | -5712.5771 | 87783.9569 | -384.4127 | 25537.3897 | 7063.1428 | 1305.3812 | 315943.501 | 8509.5536 | 8531.7043 | 0
83 |  |  |  | Operating & Maintenance Expense |  |  | 2360244.9514 | 1504397.3803 | 339594.0922 | 68051.1571 | 89038.6031 | 62041.8108 | 161.0117 | 25369.2775 | 4162.9748 | 995.8648 | 253864.876 | 6272.1312 | 6295.7718 | 0
84 |  |  |  | Bad Debt to Produce ROR | F80 |  | 0 | 0 | 0 | 0 | 0 | 0 | 0 | 0 | 0 | 0 | 0 | 0 | 0 | 0
85 |  |  |  | Depreciation Expense |  |  | 3458620.1329 | 2434803.3183 | 384331.0586 | 64150.8741 | 1901.0467 | 96134.6527 | 118.1729 | 38214.1612 | 7793.388 | 1765.9596 | 411348.329 | 9029.586 | 9029.586 | 0
86 |  |  |  | Amortization Expense |  |  | -34934.2186 | -20485.4854 | -8454.4017 | -1904.891 | -440.7864 | -32.4272 | -16.4795 | -426.7335 | -18.6417 | -10.029 | -3138.1327 | -3.1165 | -3.0941 | 0
87 |  |  |  | Taxes Other Than Income |  |  | 566115.033 | 332682.4218 | 139584.9433 | 31137.3024 | 5087.6214 | -539.6728 | 291.6846 | 7069.4801 | 279.5155 | 145.8267 | 50388.9869 | -8.2253 | -4.8516 | 0
88 |  |  |  | Federal Income Taxes |  |  | 574107.1814 | 436887.6907 | 24196.5775 | -3723.5814 | -23672.664 | 19157.1615 | -321.3424 | 5402.0757 | 3713.7019 | 1269.716 | 107451.5173 | 1275.0018 | 2471.3267 | 0
89 |  |  |  | FIT Adj to Produce Target ROR | F101 |  | 0 | 0 | 0 | 0 | 0 | 0 | 0 | 0 | 0 | 0 | 0 | 0 | 0 | 0
90 |  |  |  | State Income Taxes |  |  | 78011.631 | 59365.7812 | 3287.913 | -505.9729 | -3216.7219 | 2603.1401 | -43.6651 | 734.0524 | 504.6304 | 172.5333 | 14600.8766 | 173.2516 | 335.8123 | 0
91 |  |  |  | SIT Adj to Produce Target ROR | F101 |  | 0 | 0 | 0 | 0 | 0 | 0 | 0 | 0 | 0 | 0 | 0 | 0 | 0 | 0
92 |  |  |  | Deferred Income Taxes |  |  | 367168.2238 | 215769.5994 | 90531.3456 | 20194.8851 | 3299.7055 | -350.0185 | 189.1794 | 4585.0902 | 181.2868 | 94.5796 | 32681.052 | -5.3347 | -3.1466 | 0
93 |  |  |  | Investment Tax Credit |  |  | -25208.7712 | -14814.1536 | -6215.6358 | -1386.5259 | -226.5488 | 24.0313 | -12.9885 | -314.7998 | -12.4467 | -6.4936 | -2243.7921 | 0.36627 | 0.21604 | 0
94 |  |  |  | Misc Revenue & Expenses |  |  | -898.0583 | -306.4432 | -252.6949 | -72.4476 | -1.635 | -157.4218 | -0.77101 | -8.2347 | -0.2542 | -0.35551 | -59.681 | -19.8636 | -18.2556 | 0
|  |  |  | Total Operating Expenses |  |  | 7343226.1053 | 4948300.1095 | 966603.1977 | 175940.8 | 71768.6205 | 178881.2561 | 364.8021 | 80624.369 | 16604.1548 | 4427.6018 | 864894.0321 | 16713.7969 | 18103.3649
|  |  |  | Total Op. exp. Adjusted for Taxes |  |  | 2440141.1101 | 1855955.6004 | 136517.8374 | 9578.373 | -2965.3849 | 99152.4719 | -338.823 | 27102.1905 | 5345.4845 | 236.0399 | 290272.1706 | 10314.2182 | 8970.9315
97 |  |  |  | Revenue Credits |  |  | -403535.6419 | -169021.3729 | -136123.2712 | -31017.7529 | -2822.8332 | -14044.9592 | -241.9808 | -10175.5937 | -229.0797 | -74.6736 | -39720.6098 | -31.3244 | -32.1905 | 0
98
99 |  |  |  | Total Revenue Requirements |  |  | 9379831.5735 | 6635234.337 | 966997.7639 | 154501.4201 | 65980.4025 | 263988.7687 | -216.0018 | 97550.9658 | 21720.5596 | 4588.9681 | 1115445.5929 | 26996.6907 | 27042.1059 | 0
100 |  |  |  | Operating Revenues |  |  | 9365474.7915 | 6566723.3724 | 993440.4391 | 154815.9746 | 58804.3677 | 234292.6819 | -335.0882 | 93463.4959 | 26207.3138 | 7382.2312 | 1182502.5533 | 22282.6645 | 25894.7854 | 0
101
102 |  |  |  | Increase / (Decrease) Required to
103 |  |  |  | Earn Equal Rates of Return |  |  | 14356.782 | 68510.9646 | -26442.6752 | -314.5545 | 7176.0347 | 29696.0869 | 119.0864 | 4087.47 | -4486.7542 | -2793.2631 | -67056.9604 | 4714.0263 | 1147.3206 | 0
104
105 |  |  |  | Existing Revenues |  |  | 9365474.7915 | 6566723.3724 | 993440.4391 | 154815.9746 | 58804.3677 | 234292.6819 | -335.0882 | 93463.4959 | 26207.3138 | 7382.2312 | 1182502.5533 | 22282.6645 | 25894.7854 | 0
106 |  |  |  | check |  |  | 0 | 7.8231e-08 | 9.3132e-09 | 9.7032e-08 | -2.4738e-10 | 6.8976e-09 | 3.3634e-07 | 1.2806e-09 | 4.2201e-10 | 1.3279e-10 | 1.6065e-08 | 6.5847e-10 | 8.331e-10 | 0
107 |  |  |  | Percent Increase / (Decrease)
108 |  |  |  | Over Existing Rates To
109 |  |  |  | Equal Authorized RoE & RoR |  |  | 0.1533% | 1.043% | -2.662% | -0.2032% | 12.2% | 12.67% | -35.54% | 4.373% | -17.12% | -37.84% | -5.671% | 21.16% | 4.431%
[5 empty] | 2017 Protocol |  | E: ELECTRIC REVENUES
|  | DIS - METER - Unbundled |  |  | (Non-Wgt)
|  | A |  | B | C |  | D | E | F | G | H | I | J | K | L | M | N | O | P
|  | FERC ACCT |  | DESCRIPTION | COS Factor |  | Utah Jurisdiction Normalized | Residential Sch 1 | General Large Dist. Sch 6 | General +1 MW Sch 8 | Street & Area Lighting Sch. 7,11,12 | General Trans Sch 9 | General Secondary Sch 22 | Irrigation Sch 10 | Traffic Signals Sch 15 | Outdoor Lighting Sch 15 | General Small Dist. Sch 23 | Industrial Cust 1 | Industrial Cust 2 |  | Func Study Row
122 |  | 440 | Residential Sales |  | A |  | 6566723.3724 | 6566723.3724 | 0 | 0 | 0 | 0 | 0 | 0 | 0 | 0 | 0 | 0 | 0 | 0
123
124 |  | 442 | Commercial & Industrial Sales |  | A |  | 2706357.5063 | 0 | 993440.4391 | 154815.9746 | 0 | 234292.6819 | -335.0882 | 93463.4959 | 0 | 0 | 1182502.5533 | 22282.6645 | 25894.7854 | 0
125 |  |  |  | Interruptible Demand | F10 |  | 0 | 0 | 0 | 0 | 0 | 0 | 0 | 0 | 0 | 0 | 0 | 0 | 0 | 0 | 100
126 |  |  |  | Interruptible Energy | F30 |  | 0 | 0 | 0 | 0 | 0 | 0 | 0 | 0 | 0 | 0 | 0 | 0 | 0 | 0 | 101
127 | [6 empty] | 2706357.5063 | 0 | 993440.4391 | 154815.9746 | 0 | 234292.6819 | -335.0882 | 93463.4959 | 0 | 0 | 1182502.5533 | 22282.6645 | 25894.7854 | 0
128
129 |  | 444 | Public Street & Highway Lighting |  | A |  | 92393.9127 | 0 | 0 | 0 | 58804.3677 | 0 | 0 | 0 | 26207.3138 | 7382.2312 | 0 | 0 | 0 | 0
130
131 |  | 445 | Other Sales to Public Authority |  | A |  | 0 | 0 | 0 | 0 | 0 | 0 | 0 | 0 | 0 | 0 | 0 | 0 | 0 | 0
132
133 |  | 448 | Interdepartmental |  | A | 0 | 0 | 0 | 0 | 0 | 0 | 0 | 0 | 0 | 0 | 0 | 0 | 0 | 0 | 0 | 114
134 |  |  |  | Demand | F10 |  | 0 | 0 | 0 | 0 | 0 | 0 | 0 | 0 | 0 | 0 | 0 | 0 | 0 | 0 | 115
135 | [6 empty] | 0 | 0 | 0 | 0 | 0 | 0 | 0 | 0 | 0 | 0 | 0 | 0 | 0 | 0
136
137 |  | Total Sales to Ultimate Customers |  |  |  |  | 9365474.7915 | 6566723.3724 | 993440.4391 | 154815.9746 | 58804.3677 | 234292.6819 | -335.0882 | 93463.4959 | 26207.3138 | 7382.2312 | 1182502.5533 | 22282.6645 | 25894.7854 | 0
138
139
140
141 |  | 447 | Sales for Resale |  | F10 |  | 0 | 0 | 0 | 0 | 0 | 0 | 0 | 0 | 0 | 0 | 0 | 0 | 0 | 0 | 123
142
143
144 |  | 447 | Sales for Resale |  | F11 |  | 0 | 0 | 0 | 0 | 0 | 0 | 0 | 0 | 0 | 0 | 0 | 0 | 0 | 0 | 127
145 |  |  |  | Demand | F10 |  | 0 | 0 | 0 | 0 | 0 | 0 | 0 | 0 | 0 | 0 | 0 | 0 | 0 | 0 | 128
146 |  |  |  | Demand | F10 |  | 0 | 0 | 0 | 0 | 0 | 0 | 0 | 0 | 0 | 0 | 0 | 0 | 0 | 0 | 129
147 |  |  |  | Energy | F30 |  | 0 | 0 | 0 | 0 | 0 | 0 | 0 | 0 | 0 | 0 | 0 | 0 | 0 | 0 | 130
148 | [6 empty] | 0 | 0 | 0 | 0 | 0 | 0 | 0 | 0 | 0 | 0 | 0 | 0 | 0 | 0
149
150 |  | 449 | Provision for Rate Refund |  | F11 |  | 0 | 0 | 0 | 0 | 0 | 0 | 0 | 0 | 0 | 0 | 0 | 0 | 0 | 0 | 134
151 |  |  |  |  | F10 |  | 0 | 0 | 0 | 0 | 0 | 0 | 0 | 0 | 0 | 0 | 0 | 0 | 0 |  | 135
152
153 |  | State Specific Revenue Credit |  |  | F140D |  | 159387.2102 | 90961.6031 | 40031.8849 | 8893.8504 | 2639.061 | 179.2559 | 68.5479 | 1877.9956 | 88.1904 | 50.3305 | 14534.2352 | 30.6946 | 31.5607 | 0 | 137
154
155 |  | AGA Revenue |  |  | A | 0.021434 | 84165.7043 | 649.0016 | 42782.8975 | 9414.8382 | 0 | 13858.9982 | 142.7845 | 5827.9413 | 99.918 | 0 | 11389.3251 | 0 | 0 | 0 | 139
156
157 |  | Total Sales from Electricity |  |  |  |  | 9609027.706 | 6658333.9771 | 1076255.2216 | 173124.6631 | 61443.4287 | 248330.9359 | -123.7558 | 101169.4327 | 26395.4222 | 7432.5618 | 1208426.1135 | 22313.3591 | 25926.3461 | 0
158
159 |  | Other Electric Operating Revenues
160 |  | 450 | Forfeited Discounts & Interest |  | A | 0 | 0 | 0 | 0 | 0 | 0 | 0 | 0 | 0 | 0 | 0 | 0 | 0 | 0 | 0 | 145
161 |  |  |  | Customers | F40 |  | 0 | 0 | 0 | 0 | 0 | 0 | 0 | 0 | 0 | 0 | 0 | 0 | 0 | 0 | 146
162 | [6 empty] | 0 | 0 | 0 | 0 | 0 | 0 | 0 | 0 | 0 | 0 | 0 | 0 | 0 | 0
163
164 |  | 451 | Misc Electric Revenue |  | A | 0 | 0 | 0 | 0 | 0 | 0 | 0 | 0 | 0 | 0 | 0 | 0 | 0 | 0 | 0 | 150
165 |  |  |  | Demand | F10 |  | 0 | 0 | 0 | 0 | 0 | 0 | 0 | 0 | 0 | 0 | 0 | 0 | 0 | 0 | 151
166 |  |  |  | Customer | F40 |  | 0 | 0 | 0 | 0 | 0 | 0 | 0 | 0 | 0 | 0 | 0 | 0 | 0 | 0 | 152
167 | [6 empty] | 0 | 0 | 0 | 0 | 0 | 0 | 0 | 0 | 0 | 0 | 0 | 0 | 0 | 0
168
169 |  | 453 | Water Sales |  | F10 |  | 0 | 0 | 0 | 0 | 0 | 0 | 0 | 0 | 0 | 0 | 0 | 0 | 0 | 0 | 156
170
171 |  | 454 | Rent of Electric Property |  | A | 0.03108 | 152238.3697 | 72868.7839 | 51434.3923 | 12286.853 | 86.0269 | 0 | 26.9963 | 2375.0484 | 36.838 | 22.1201 | 13101.3109 | 0 | 0 | 0 | 160
172 |  |  |  | Demand | F10 |  | 0 | 0 | 0 | 0 | 0 | 0 | 0 | 0 | 0 | 0 | 0 | 0 | 0 | 0 | 161
173 |  |  |  | Demand | F10 |  | 0 | 0 | 0 | 0 | 0 | 0 | 0 | 0 | 0 | 0 | 0 | 0 | 0 | 0 | 162
174 |  |  |  | System Overhead | F102D |  | 7744.3577 | 4541.9843 | 1874.0965 | 422.2114 | 97.7452 | 6.7051 | 3.6522 | 94.6084 | 4.1333 | 2.223 | 695.7387 | 0.62979 | 0.62979 | 0 | 163
175 | [6 empty] | 159982.7274 | 77410.7682 | 53308.4888 | 12709.0644 | 183.7722 | 6.7051 | 30.6485 | 2469.6568 | 40.9713 | 24.3431 | 13797.0495 | 0.62979 | 0.62979 | 0
176
177 |  | 456 | Other Electric Revenue |  | A | 0 | 0 | 0 | 0 | 0 | 0 | 0 | 0 | 0 | 0 | 0 | 0 | 0 | 0 | 0 | 167
178 |  |  |  | Customer | F40 |  | 0 | 0 | 0 | 0 | 0 | 0 | 0 | 0 | 0 | 0 | 0 | 0 | 0 | 0 | 168
179 |  |  |  | Energy | F30 |  | 0 | 0 | 0 | 0 | 0 | 0 | 0 | 0 | 0 | 0 | 0 | 0 | 0 | 0 | 169
180 |  |  |  | Demand | F10 |  | 0 | 0 | 0 | 0 | 0 | 0 | 0 | 0 | 0 | 0 | 0 | 0 | 0 | 0 | 170
181 |  |  |  | Demand | F10 |  | 0 | 0 | 0 | 0 | 0 | 0 | 0 | 0 | 0 | 0 | 0 | 0 | 0 | 0 | 171
182 | [6 empty] | 0 | 0 | 0 | 0 | 0 | 0 | 0 | 0 | 0 | 0 | 0 | 0 | 0 | 0
183 | [19 empty] | 0
184 |  | Total Other Electric Operating Revenues |  |  |  |  | 159982.7274 | 77410.7682 | 53308.4888 | 12709.0644 | 183.7722 | 6.7051 | 30.6485 | 2469.6568 | 40.9713 | 24.3431 | 13797.0495 | 0.62979 | 0.62979 | 0
185 | [19 empty] | 0
186 |  | Total Electric Operating Revenues |  |  |  |  | 9769010.4334 | 6735744.7453 | 1129563.7103 | 185833.7275 | 61627.2009 | 248337.6411 | -93.1074 | 103639.0896 | 26436.3935 | 7456.9048 | 1222223.1631 | 22313.9889 | 25926.9759 | 0
187
188 |  | Miscellaneous Revenues
189 |  | 41160 | Gain on Sale of Utility Plant - CR |  | F10 |  | 0 | 0 | 0 | 0 | 0 | 0 | 0 | 0 | 0 | 0 | 0 | 0 | 0 | 0 | 185
190 |  | 41170 | Loss on Sale of Utility Plant |  | F10 |  | 0 | 0 | 0 | 0 | 0 | 0 | 0 | 0 | 0 | 0 | 0 | 0 | 0 | 0 | 190
191 |  | 4118 | Gain from Emission Allowances |  | F30 |  | 0 | 0 | 0 | 0 | 0 | 0 | 0 | 0 | 0 | 0 | 0 | 0 | 0 | 0 | 193
192 |  | 41181 | Gain from Disposition of NOX Credits |  | F10 |  | 0 | 0 | 0 | 0 | 0 | 0 | 0 | 0 | 0 | 0 | 0 | 0 | 0 | 0 | 196
193 |  | 4194 | Impact Housing Interest Income |  | F10 |  | 0 | 0 | 0 | 0 | 0 | 0 | 0 | 0 | 0 | 0 | 0 | 0 | 0 | 0 | 200
194 |  | 421 | (Gain)/Loss on Sale of Utility Plant |  | F10 |  | -898.0583 | -306.4432 | -252.6949 | -72.4476 | -1.635 | -157.4218 | -0.77101 | -8.2347 | -0.2542 | -0.35551 | -59.681 | -19.8636 | -18.2556 | 0 | 210
195
196 |  | Total Miscellaneous Revenues |  |  |  |  | -898.0583 | -306.4432 | -252.6949 | -72.4476 | -1.635 | -157.4218 | -0.77101 | -8.2347 | -0.2542 | -0.35551 | -59.681 | -19.8636 | -18.2556 | 0
197
198 |  | Miscellaneous Expenses
199 |  | 4311 | Interest on Customer Deposits |  | F80 |  | 0 | 0 | 0 | 0 | 0 | 0 | 0 | 0 | 0 | 0 | 0 | 0 | 0 | 0 | 216
200
201 |  | DFA | Divergence Fairness Adjustment
202 |  |  |  | Production | F105 |  | 0 | 0 | 0 | 0 | 0 | 0 | 0 | 0 | 0 | 0 | 0 | 0 | 0 | 0 | 220
203 |  |  |  | Transmission | F105 |  | 0 | 0 | 0 | 0 | 0 | 0 | 0 | 0 | 0 | 0 | 0 | 0 | 0 | 0 | 221
204 |  |  |  | Distribution | F105 |  | 0 | 0 | 0 | 0 | 0 | 0 | 0 | 0 | 0 | 0 | 0 | 0 | 0 | 0 | 222
205 | [6 empty] | 0 | 0 | 0 | 0 | 0 | 0 | 0 | 0 | 0 | 0 | 0 | 0 | 0 | 0
206
207 |  | Net Miscellaneous Revenues And Expense |  |  |  |  | -898.0583 | -306.4432 | -252.6949 | -72.4476 | -1.635 | -157.4218 | -0.77101 | -8.2347 | -0.2542 | -0.35551 | -59.681 | -19.8636 | -18.2556 | 0
208
209 |  | Distribution - METER - Unbundled
210 | [6 empty] | E: STEAM POWER GENERATION
211
212 |  | A |  | B | C |  | D | E | F | G | H | I | J | K | L | M | N | O | P
213 |  | FERC ACCT |  | DESCRIPTION | COS Factor |  | Utah Jurisdiction Normalized | Residential Sch 1 | General Large Dist. Sch 6 | General +1 MW Sch 8 | Street & Area Lighting Sch. 7,11,12 | General Trans Sch 9 | General Secondary Sch 22 | Irrigation Sch 10 | Traffic Signals Sch 15 | Outdoor Lighting Sch 15 | General Small Dist. Sch 23 | Industrial Cust 1 | Industrial Cust 2
214 |  | 500 | Operation Suprvn & Engineering |  | F10 |  | 0 | 0 | 0 | 0 | 0 | 0 | 0 | 0 | 0 | 0 | 0 | 0 | 0 | 0 | 231
215 |  |  |  | Cholla | F10 |  | 0 | 0 | 0 | 0 | 0 | 0 | 0 | 0 | 0 | 0 | 0 | 0 | 0 | 0 | 232
216 |  |  |  | Total 500 |  |  | 0 | 0 | 0 | 0 | 0 | 0 | 0 | 0 | 0 | 0 | 0 | 0 | 0 | 0
217
218 |  | 501 | Fuel Related |  | F30 |  | 0 | 0 | 0 | 0 | 0 | 0 | 0 | 0 | 0 | 0 | 0 | 0 | 0 | 0 | 243
219 |  |  |  | System Energy - Non NPC | F30 |  | 0 | 0 | 0 | 0 | 0 | 0 | 0 | 0 | 0 | 0 | 0 | 0 | 0 | 0 | 236
220 |  |  |  | System Energy - Non NPC | F30 |  | 0 | 0 | 0 | 0 | 0 | 0 | 0 | 0 | 0 | 0 | 0 | 0 | 0 | 0 | 239
221 |  |  |  | Cholla - Non NPC | F30 |  | 0 | 0 | 0 | 0 | 0 | 0 | 0 | 0 | 0 | 0 | 0 | 0 | 0 | 0 | 240
222 |  |  |  | Cholla | F30 |  | 0 | 0 | 0 | 0 | 0 | 0 | 0 | 0 | 0 | 0 | 0 | 0 | 0 | 0 | 246
223 |  |  |  | Total 501 |  |  | 0 | 0 | 0 | 0 | 0 | 0 | 0 | 0 | 0 | 0 | 0 | 0 | 0 | 0
224
225 |  | 502 | Steam Expenses |  | F10 |  | 0 | 0 | 0 | 0 | 0 | 0 | 0 | 0 | 0 | 0 | 0 | 0 | 0 | 0 | 250
226 |  |  |  | Cholla | F10 |  | 0 | 0 | 0 | 0 | 0 | 0 | 0 | 0 | 0 | 0 | 0 | 0 | 0 | 0 | 251
227 |  |  |  | Total 502 |  |  | 0 | 0 | 0 | 0 | 0 | 0 | 0 | 0 | 0 | 0 | 0 | 0 | 0 | 0
228
229 |  | 503 | Steam From Other Sources |  | F30 |  | 0 | 0 | 0 | 0 | 0 | 0 | 0 | 0 | 0 | 0 | 0 | 0 | 0 | 0 | 258
230 |  |  |  | System Energy - Non NPC | F30 |  | 0 | 0 | 0 | 0 | 0 | 0 | 0 | 0 | 0 | 0 | 0 | 0 | 0 | 0 | 255
231 |  |  |  | Total 503 |  |  | 0 | 0 | 0 | 0 | 0 | 0 | 0 | 0 | 0 | 0 | 0 | 0 | 0 | 0
232
233 |  | 505 | Electric Expenses |  | F10 |  | 0 | 0 | 0 | 0 | 0 | 0 | 0 | 0 | 0 | 0 | 0 | 0 | 0 | 0 | 262
234 |  |  |  | Cholla | F10 |  | 0 | 0 | 0 | 0 | 0 | 0 | 0 | 0 | 0 | 0 | 0 | 0 | 0 | 0 | 263
235 |  |  |  | Total 505 |  |  | 0 | 0 | 0 | 0 | 0 | 0 | 0 | 0 | 0 | 0 | 0 | 0 | 0 | 0
236
237 |  | 506 | Misc. Steam Expense |  | F10 |  | 0 | 0 | 0 | 0 | 0 | 0 | 0 | 0 | 0 | 0 | 0 | 0 | 0 | 0 | 267
238 |  |  |  | System Energy | F30 |  | 0 | 0 | 0 | 0 | 0 | 0 | 0 | 0 | 0 | 0 | 0 | 0 | 0 | 0 | 268
239 |  |  |  | Cholla | F10 |  | 0 | 0 | 0 | 0 | 0 | 0 | 0 | 0 | 0 | 0 | 0 | 0 | 0 | 0 | 269
240 |  |  |  | Total 506 |  |  | 0 | 0 | 0 | 0 | 0 | 0 | 0 | 0 | 0 | 0 | 0 | 0 | 0 | 0
241
242 |  | 507 | Rents |  | F10 |  | 0 | 0 | 0 | 0 | 0 | 0 | 0 | 0 | 0 | 0 | 0 | 0 | 0 | 0 | 273
243 |  |  |  | Cholla | F10 |  | 0 | 0 | 0 | 0 | 0 | 0 | 0 | 0 | 0 | 0 | 0 | 0 | 0 | 0 | 274
244 |  |  |  | Total 507 |  |  | 0 | 0 | 0 | 0 | 0 | 0 | 0 | 0 | 0 | 0 | 0 | 0 | 0 | 0
245
246 |  | 510 | Maint Supervision & Engineering |  | F10 |  | 0 | 0 | 0 | 0 | 0 | 0 | 0 | 0 | 0 | 0 | 0 | 0 | 0 | 0 | 278
247 |  |  |  | Cholla | F10 |  | 0 | 0 | 0 | 0 | 0 | 0 | 0 | 0 | 0 | 0 | 0 | 0 | 0 | 0 | 279
248 |  |  |  | Total 510 |  |  | 0 | 0 | 0 | 0 | 0 | 0 | 0 | 0 | 0 | 0 | 0 | 0 | 0 | 0
249
250 |  | 511 | Maintenance of Structures |  | F10 |  | 0 | 0 | 0 | 0 | 0 | 0 | 0 | 0 | 0 | 0 | 0 | 0 | 0 | 0 | 283
251 |  |  |  | Cholla | F10 |  | 0 | 0 | 0 | 0 | 0 | 0 | 0 | 0 | 0 | 0 | 0 | 0 | 0 | 0 | 284
252 |  |  |  | Total 511 |  |  | 0 | 0 | 0 | 0 | 0 | 0 | 0 | 0 | 0 | 0 | 0 | 0 | 0 | 0
253
254 |  | 512 | Maintenance of Boiler Plant |  | F10 |  | 0 | 0 | 0 | 0 | 0 | 0 | 0 | 0 | 0 | 0 | 0 | 0 | 0 | 0 | 288
255 |  |  |  | Cholla | F10 |  | 0 | 0 | 0 | 0 | 0 | 0 | 0 | 0 | 0 | 0 | 0 | 0 | 0 | 0 | 289
256 |  |  |  | Total 512 |  |  | 0 | 0 | 0 | 0 | 0 | 0 | 0 | 0 | 0 | 0 | 0 | 0 | 0 | 0
257
258 |  | 513 | Maintenance of Electric Plant |  | F10 |  | 0 | 0 | 0 | 0 | 0 | 0 | 0 | 0 | 0 | 0 | 0 | 0 | 0 | 0 | 293
259 |  |  |  | Cholla | F10 |  | 0 | 0 | 0 | 0 | 0 | 0 | 0 | 0 | 0 | 0 | 0 | 0 | 0 | 0 | 294
260 |  |  |  | Total 513 |  |  | 0 | 0 | 0 | 0 | 0 | 0 | 0 | 0 | 0 | 0 | 0 | 0 | 0 | 0
261
262 |  | 514 | Maint of Misc. Steam Plant |  | F10 |  | 0 | 0 | 0 | 0 | 0 | 0 | 0 | 0 | 0 | 0 | 0 | 0 | 0 | 0 | 298
263 |  |  |  | Cholla | F10 |  | 0 | 0 | 0 | 0 | 0 | 0 | 0 | 0 | 0 | 0 | 0 | 0 | 0 | 0 | 299
264 |  |  |  | Total 514 |  |  | 0 | 0 | 0 | 0 | 0 | 0 | 0 | 0 | 0 | 0 | 0 | 0 | 0 | 0
265
266 |  | Total Steam Power Generation |  |  |  |  | 0 | 0 | 0 | 0 | 0 | 0 | 0 | 0 | 0 | 0 | 0 | 0 | 0 | 0
267
268
269 | [6 empty] | D: NUCLEAR POWER GENERATION
270
271
272 |  | 517 | Operation Super & Engineering |  | F10 |  | 0 | 0 | 0 | 0 | 0 | 0 | 0 | 0 | 0 | 0 | 0 | 0 | 0 | 0 | 305
273
274 |  | 518 | Nuclear Fuel Expense |  | F30 |  | 0 | 0 | 0 | 0 | 0 | 0 | 0 | 0 | 0 | 0 | 0 | 0 | 0 | 0 | 309
275
276 |  | 519 | Coolants and Water |  | F10 |  | 0 | 0 | 0 | 0 | 0 | 0 | 0 | 0 | 0 | 0 | 0 | 0 | 0 | 0 | 314
277
278 |  | 520 | Steam Expenses |  | F10 |  | 0 | 0 | 0 | 0 | 0 | 0 | 0 | 0 | 0 | 0 | 0 | 0 | 0 | 0 | 318
279
280 |  | 523 | Electric Expenses |  | F10 |  | 0 | 0 | 0 | 0 | 0 | 0 | 0 | 0 | 0 | 0 | 0 | 0 | 0 | 0 | 322
281
282 |  | 524 | Misc. Nuclear Expenses |  | F10 |  | 0 | 0 | 0 | 0 | 0 | 0 | 0 | 0 | 0 | 0 | 0 | 0 | 0 | 0 | 326
283
284 |  | 528 | Maint Supervision & Eng |  | F10 |  | 0 | 0 | 0 | 0 | 0 | 0 | 0 | 0 | 0 | 0 | 0 | 0 | 0 | 0 | 330
285
286 |  | 529 | Maintenance of Structures |  | F10 |  | 0 | 0 | 0 | 0 | 0 | 0 | 0 | 0 | 0 | 0 | 0 | 0 | 0 | 0 | 334
287
288 |  | 530 | Maintenance of Reactor Plant |  | F10 |  | 0 | 0 | 0 | 0 | 0 | 0 | 0 | 0 | 0 | 0 | 0 | 0 | 0 | 0 | 338
289
290 |  | 531 | Maintenance of Electric Plant |  | F10 |  | 0 | 0 | 0 | 0 | 0 | 0 | 0 | 0 | 0 | 0 | 0 | 0 | 0 | 0 | 342
291
292 |  | 532 | Maintenance of Misc Nuclear |  | F10 |  | 0 | 0 | 0 | 0 | 0 | 0 | 0 | 0 | 0 | 0 | 0 | 0 | 0 | 0 | 346
293
294 |  | Total Nuclear Power Generation |  |  |  |  | 0 | 0 | 0 | 0 | 0 | 0 | 0 | 0 | 0 | 0 | 0 | 0 | 0 | 0
295
296
297
298 |  | Distribution - METER - Unbundled |  |  |  |  | D: HYDRAULIC POWER GENERATION
299
300 |  | A |  | B | C |  | D | E | F | G | H | I | J | K | L | M | N | O | P
301 |  | FERC ACCT |  | DESCRIPTION | COS Factor |  | Utah Jurisdiction Normalized | Residential Sch 1 | General Large Dist. Sch 6 | General +1 MW Sch 8 | Street & Area Lighting Sch. 7,11,12 | General Trans Sch 9 | General Secondary Sch 22 | Irrigation Sch 10 | Traffic Signals Sch 15 | Outdoor Lighting Sch 15 | General Small Dist. Sch 23 | Industrial Cust 1 | Industrial Cust 2
302 |  | 535 | Operation Super & Engineering |  | F10 |  | 0 | 0 | 0 | 0 | 0 | 0 | 0 | 0 | 0 | 0 | 0 | 0 | 0 | 0 | 355
303
304 |  | 536 | Water For Power |  | F10 |  | 0 | 0 | 0 | 0 | 0 | 0 | 0 | 0 | 0 | 0 | 0 | 0 | 0 | 0 | 360
305
306 |  | 537 | Hydraulic Expenses |  | F10 |  | 0 | 0 | 0 | 0 | 0 | 0 | 0 | 0 | 0 | 0 | 0 | 0 | 0 | 0 | 365
307
308 |  | 538 | Electric Expenses |  | F10 |  | 0 | 0 | 0 | 0 | 0 | 0 | 0 | 0 | 0 | 0 | 0 | 0 | 0 | 0 | 369
309
310 |  | 539 | Misc. Hydro Expenses |  | F10 |  | 0 | 0 | 0 | 0 | 0 | 0 | 0 | 0 | 0 | 0 | 0 | 0 | 0 | 0 | 374
311
312 |  | 540 | Rents (Hydro Generation) |  | F10 |  | 0 | 0 | 0 | 0 | 0 | 0 | 0 | 0 | 0 | 0 | 0 | 0 | 0 | 0 | 379
313
314 |  | 541 | Maint Supervision & Engineering |  | F10 |  | 0 | 0 | 0 | 0 | 0 | 0 | 0 | 0 | 0 | 0 | 0 | 0 | 0 | 0 | 383
315
316 |  | 542 | Maintenance of Structures |  | F10 |  | 0 | 0 | 0 | 0 | 0 | 0 | 0 | 0 | 0 | 0 | 0 | 0 | 0 | 0 | 388
317
318 |  | 543 | Maint of Dams & Waterways |  | F10 |  | 0 | 0 | 0 | 0 | 0 | 0 | 0 | 0 | 0 | 0 | 0 | 0 | 0 | 0 | 393
319
320 |  | 544 | Maintenance of Electric Plant |  | F10 |  | 0 | 0 | 0 | 0 | 0 | 0 | 0 | 0 | 0 | 0 | 0 | 0 | 0 | 0 | 398
321
322 |  | 545 | Maint of Misc. Hydro Plant |  | F10 |  | 0 | 0 | 0 | 0 | 0 | 0 | 0 | 0 | 0 | 0 | 0 | 0 | 0 | 0 | 403
323
324 |  | Total Hydraulic Power Generation |  |  |  |  | 0 | 0 | 0 | 0 | 0 | 0 | 0 | 0 | 0 | 0 | 0 | 0 | 0 | 0
325
326
327 | [6 empty] | D: OTHER POWER GENERATION
328
329
330 |  | 546 | Operation Super & Engineering |  | F10 |  | 0 | 0 | 0 | 0 | 0 | 0 | 0 | 0 | 0 | 0 | 0 | 0 | 0 | 0 | 409
331
332 |  | 547 | Fuel |  | F30 |  | 0 | 0 | 0 | 0 | 0 | 0 | 0 | 0 | 0 | 0 | 0 | 0 | 0 | 0 | 413
333 |  |  |  | Simple Cycle Combustion Turbine | F30 |  | 0 | 0 | 0 | 0 | 0 | 0 | 0 | 0 | 0 | 0 | 0 | 0 | 0 | 0 | 414
334 |  |  |  | Total 547 |  |  | 0 | 0 | 0 | 0 | 0 | 0 | 0 | 0 | 0 | 0 | 0 | 0 | 0 | 0
335
336 |  | 548 | Generation Expense |  | F10 |  | 0 | 0 | 0 | 0 | 0 | 0 | 0 | 0 | 0 | 0 | 0 | 0 | 0 | 0 | 418
337 |  |  |  | Simple Cycle Combustion Turbine | F10 |  | 0 | 0 | 0 | 0 | 0 | 0 | 0 | 0 | 0 | 0 | 0 | 0 | 0 | 0 | 419
338 |  |  |  | Total 548 |  |  | 0 | 0 | 0 | 0 | 0 | 0 | 0 | 0 | 0 | 0 | 0 | 0 | 0 | 0
339
340 |  | 549 | Miscellaneous Other |  | F10 |  | 0 | 0 | 0 | 0 | 0 | 0 | 0 | 0 | 0 | 0 | 0 | 0 | 0 | 0 | 423
341 |  |  |  | Wind Generation | F10 |  | 0 | 0 | 0 | 0 | 0 | 0 | 0 | 0 | 0 | 0 | 0 | 0 | 0 | 0 | 424
342
343 |  | 550 | Maint Supervision & Engineering
344 |  |  |  | System Generation | F10 |  | 0 | 0 | 0 | 0 | 0 | 0 | 0 | 0 | 0 | 0 | 0 | 0 | 0 | 0 | 429
345 |  |  |  | Wind Generation | F10 |  | 0 | 0 | 0 | 0 | 0 | 0 | 0 | 0 | 0 | 0 | 0 | 0 | 0 | 0 | 430
346 |  |  |  | Total 550 |  |  | 0 | 0 | 0 | 0 | 0 | 0 | 0 | 0 | 0 | 0 | 0 | 0 | 0 | 0
347
348 |  | 551 | Maint Supervision & Engineering |  | F10 |  | 0 | 0 | 0 | 0 | 0 | 0 | 0 | 0 | 0 | 0 | 0 | 0 | 0 | 0 | 434
349
350 |  | 552 | Maintenance of Structures |  | F10 |  | 0 | 0 | 0 | 0 | 0 | 0 | 0 | 0 | 0 | 0 | 0 | 0 | 0 | 0 | 440
351
352 |  | 553 | Maint of Generation & Elect Plant |  | F10 |  | 0 | 0 | 0 | 0 | 0 | 0 | 0 | 0 | 0 | 0 | 0 | 0 | 0 | 0 | 444
353 |  |  |  | Simple Cycle Combustion Turbine | F10 |  | 0 | 0 | 0 | 0 | 0 | 0 | 0 | 0 | 0 | 0 | 0 | 0 | 0 | 0 | 445
354 |  |  |  | Wind Generation | F10 |  | 0 | 0 | 0 | 0 | 0 | 0 | 0 | 0 | 0 | 0 | 0 | 0 | 0 | 0 | 446
355 |  |  |  | Total 553 |  |  | 0 | 0 | 0 | 0 | 0 | 0 | 0 | 0 | 0 | 0 | 0 | 0 | 0 | 0
356
357 |  | 554 | Maintenance of Misc. Other |  | F10 |  | 0 | 0 | 0 | 0 | 0 | 0 | 0 | 0 | 0 | 0 | 0 | 0 | 0 | 0 | 450
358 |  |  |  | Simple Cycle Combustion Turbine | F10 |  | 0 | 0 | 0 | 0 | 0 | 0 | 0 | 0 | 0 | 0 | 0 | 0 | 0 | 0 | 451
359 |  |  |  | Wind Generation | F10 |  | 0 | 0 | 0 | 0 | 0 | 0 | 0 | 0 | 0 | 0 | 0 | 0 | 0 | 0 | 452
360 |  |  |  | Total 554 |  |  | 0 | 0 | 0 | 0 | 0 | 0 | 0 | 0 | 0 | 0 | 0 | 0 | 0 | 0
361
362 |  | Total Other Power Generation |  |  |  |  | 0 | 0 | 0 | 0 | 0 | 0 | 0 | 0 | 0 | 0 | 0 | 0 | 0 | 0
363
364
365 | [6 empty] | D: OTHER POWER SUPPLY
366
367
368 |  | 555 | Purchased Power |  | F10 |  | 0 | 0 | 0 | 0 | 0 | 0 | 0 | 0 | 0 | 0 | 0 | 0 | 0 | 0 | 458
369 |  |  |  | Demand | F10 |  | 0 | 0 | 0 | 0 | 0 | 0 | 0 | 0 | 0 | 0 | 0 | 0 | 0 | 0 | 459
370 |  |  |  | Energy | F30 |  | 0 | 0 | 0 | 0 | 0 | 0 | 0 | 0 | 0 | 0 | 0 | 0 | 0 | 0 | 460
371 |  |  |  | Seasonal Contracts | F10 |  | 0 | 0 | 0 | 0 | 0 | 0 | 0 | 0 | 0 | 0 | 0 | 0 | 0 | 0 | 461
372 |  |  |  | Demand | F10 |  | 0 | 0 | 0 | 0 | 0 | 0 | 0 | 0 | 0 | 0 | 0 | 0 | 0 | 0 | 462
373 |  |  |  | Total 555 |  |  | 0 | 0 | 0 | 0 | 0 | 0 | 0 | 0 | 0 | 0 | 0 | 0 | 0 | 0
374
375
376 |  | 556 | System Control & Load Dispatch |  | F10 |  | 0 | 0 | 0 | 0 | 0 | 0 | 0 | 0 | 0 | 0 | 0 | 0 | 0 | 0 | 466
377
378 |  | 557 | Other Expenses |  | F10 |  | 0 | 0 | 0 | 0 | 0 | 0 | 0 | 0 | 0 | 0 | 0 | 0 | 0 | 0 | 470
379 |  |  |  | Demand | F10 |  | 0 | 0 | 0 | 0 | 0 | 0 | 0 | 0 | 0 | 0 | 0 | 0 | 0 | 0 | 471
380 |  |  |  | Demand | F10 |  | 0 | 0 | 0 | 0 | 0 | 0 | 0 | 0 | 0 | 0 | 0 | 0 | 0 | 0 | 472
381 |  |  |  | Energy | F30 |  | 0 | 0 | 0 | 0 | 0 | 0 | 0 | 0 | 0 | 0 | 0 | 0 | 0 | 0 | 473
382 |  |  |  | Demand | F10 |  | 0 | 0 | 0 | 0 | 0 | 0 | 0 | 0 | 0 | 0 | 0 | 0 | 0 | 0 | 474
383 |  |  |  | Demand | F10 |  | 0 | 0 | 0 | 0 | 0 | 0 | 0 | 0 | 0 | 0 | 0 | 0 | 0 | 0 | 475
384 | [6 empty] | 0 | 0 | 0 | 0 | 0 | 0 | 0 | 0 | 0 | 0 | 0 | 0 | 0 | 0
385
386 |  | 2017 Protocol Adjustment |  | Embedded Cost Differentials
387 |  |  |  | Company Owned Hydro | F10 |  | 0 | 0 | 0 | 0 | 0 | 0 | 0 | 0 | 0 | 0 | 0 | 0 | 0 | 0 | 479
388 |  |  |  | Company Owned Hydro | F10 |  | 0 | 0 | 0 | 0 | 0 | 0 | 0 | 0 | 0 | 0 | 0 | 0 | 0 | 0 | 480
389 |  |  |  | Mid-C Contract | F10 |  | 0 | 0 | 0 | 0 | 0 | 0 | 0 | 0 | 0 | 0 | 0 | 0 | 0 | 0 | 481
390 |  |  |  | Baseline ECD | F10 |  | 0 | 0 | 0 | 0 | 0 | 0 | 0 | 0 | 0 | 0 | 0 | 0 | 0 | 0 | 491
391 |  |  |  | Equalization Adj. | F10 |  | 0 | 0 | 0 | 0 | 0 | 0 | 0 | 0 | 0 | 0 | 0 | 0 | 0 | 0 | 492
392 | [6 empty] | 0 | 0 | 0 | 0 | 0 | 0 | 0 | 0 | 0 | 0 | 0 | 0 | 0 | 0
393
394 |  | Total Other Power Supply |  |  |  |  | 0 | 0 | 0 | 0 | 0 | 0 | 0 | 0 | 0 | 0 | 0 | 0 | 0 | 0
395
396 |  | TOTAL PRODUCTION EXPENSE |  |  |  |  | 0 | 0 | 0 | 0 | 0 | 0 | 0 | 0 | 0 | 0 | 0 | 0 | 0 | 0
397
398 |  | Distribution - METER - Unbundled |  |  |  |  | D: TRANSMISSION EXPENSE
399
400
401 |  | A |  | B | C |  | D | E | F | G | H | I | J | K | L | M | N | O | P
402 |  | FERC ACCT |  | DESCRIPTION | COS Factor |  | Utah Jurisdiction Normalized | Residential Sch 1 | General Large Dist. Sch 6 | General +1 MW Sch 8 | Street & Area Lighting Sch. 7,11,12 | General Trans Sch 9 | General Secondary Sch 22 | Irrigation Sch 10 | Traffic Signals Sch 15 | Outdoor Lighting Sch 15 | General Small Dist. Sch 23 | Industrial Cust 1 | Industrial Cust 2
403 |  | 560 | Operation Supervision & Eng |  | F106 |  | 0 | 0 | 0 | 0 | 0 | 0 | 0 | 0 | 0 | 0 | 0 | 0 | 0 | 0 | 500
404
405 |  | 561 | Load Dispatching |  | F106 |  | 0 | 0 | 0 | 0 | 0 | 0 | 0 | 0 | 0 | 0 | 0 | 0 | 0 | 0 | 504
406
407 |  | 562 | Station Expense |  | F106 |  | 0 | 0 | 0 | 0 | 0 | 0 | 0 | 0 | 0 | 0 | 0 | 0 | 0 | 0 | 508
408
409 |  | 563 | Overhead Line Expense |  | F106 |  | 0 | 0 | 0 | 0 | 0 | 0 | 0 | 0 | 0 | 0 | 0 | 0 | 0 | 0 | 512
410
411 |  | 564 | Underground Line Expense |  | F106 |  | 0 | 0 | 0 | 0 | 0 | 0 | 0 | 0 | 0 | 0 | 0 | 0 | 0 | 0 | 516
412
413 |  | 565 | Transm of Electricity by Others |  | F10 |  | 0 | 0 | 0 | 0 | 0 | 0 | 0 | 0 | 0 | 0 | 0 | 0 | 0 | 0 | 520
414 |  |  | Energy |  | F30 |  | 0 | 0 | 0 | 0 | 0 | 0 | 0 | 0 | 0 | 0 | 0 | 0 | 0 | 0 | 521
415 | [6 empty] | 0 | 0 | 0 | 0 | 0 | 0 | 0 | 0 | 0 | 0 | 0 | 0 | 0 | 0
416
417 |  | 566 | Misc. Transmission Expense |  | F106 |  | 0 | 0 | 0 | 0 | 0 | 0 | 0 | 0 | 0 | 0 | 0 | 0 | 0 | 0 | 525
418
419 |  | 567 | Rents - Transmission |  | F106 |  | 0 | 0 | 0 | 0 | 0 | 0 | 0 | 0 | 0 | 0 | 0 | 0 | 0 | 0 | 529
420
421 |  | 568 | Maint Supervision & Engineering |  | F106 |  | 0 | 0 | 0 | 0 | 0 | 0 | 0 | 0 | 0 | 0 | 0 | 0 | 0 | 0 | 533
422
423 |  | 569 | Maintenance of Structures |  | F106 |  | 0 | 0 | 0 | 0 | 0 | 0 | 0 | 0 | 0 | 0 | 0 | 0 | 0 | 0 | 537
424
425 |  | 570 | Maint of Station Equipment |  | F106 |  | 0 | 0 | 0 | 0 | 0 | 0 | 0 | 0 | 0 | 0 | 0 | 0 | 0 | 0 | 541
426
427 |  | 571 | Maintenance of Overhead Lines |  | F106 |  | 0 | 0 | 0 | 0 | 0 | 0 | 0 | 0 | 0 | 0 | 0 | 0 | 0 | 0 | 545
428
429 |  | 572 | Maint of Underground Lines |  | F106 |  | 0 | 0 | 0 | 0 | 0 | 0 | 0 | 0 | 0 | 0 | 0 | 0 | 0 | 0 | 549
430
431 |  | 573 | Maint of Misc Transmission Plant |  | F106 |  | 0 | 0 | 0 | 0 | 0 | 0 | 0 | 0 | 0 | 0 | 0 | 0 | 0 | 0 | 553
432
433
434 |  | TOTAL TRANSMISSION EXPENSE |  |  |  |  | 0 | 0 | 0 | 0 | 0 | 0 | 0 | 0 | 0 | 0 | 0 | 0 | 0 | 0
435
436
437
438
439
440
441
442
443
444
445
446 |  | Distribution - METER - Unbundled |  |  |  |  | D: DISTRIBUTION EXPENSE
447
448
449 |  | A |  | B | C |  | D | E | F | G | H | I | J | K | L | M | N | O | P
450 |  | FERC ACCT |  | DESCRIPTION | COS Factor |  | Utah Jurisdiction Normalized | Residential Sch 1 | General Large Dist. Sch 6 | General +1 MW Sch 8 | Street & Area Lighting Sch. 7,11,12 | General Trans Sch 9 | General Secondary Sch 22 | Irrigation Sch 10 | Traffic Signals Sch 15 | Outdoor Lighting Sch 15 | General Small Dist. Sch 23 | Industrial Cust 1 | Industrial Cust 2
451 |  | 580 | Operation Supervision & Eng |  | F131 |  | 127249.8317 | 70559.4132 | 32597.1609 | 7608.4716 | 3280.2699 | 88.2927 | 18.631 | 1487.6274 | 68.4269 | 24.2589 | 11500.6932 | 8.293 | 8.293 | 0 | 561
452
453 |  | 581 | Load Dispatching |  | F20 |  | 0 | 0 | 0 | 0 | 0 | 0 | 0 | 0 | 0 | 0 | 0 | 0 | 0 | 0 | 566
454
455 |  | 582 | Station Expense |  | F120 |  | 0 | 0 | 0 | 0 | 0 | 0 | 0 | 0 | 0 | 0 | 0 | 0 | 0 | 0 | 571
456
457 |  | 583 | Overhead Line Expenses |  | F132 |  | 0 | 0 | 0 | 0 | 0 | 0 | 0 | 0 | 0 | 0 | 0 | 0 | 0 | 0 | 576
458
459 |  | 584 | Underground Line Expense |  | F133 |  | 0 | 0 | 0 | 0 | 0 | 0 | 0 | 0 | 0 | 0 | 0 | 0 | 0 | 0 | 581
460
461 |  | 585 | Street Lighting & Signal Systems |  | F130 |  | 73716.1405 | 0 | 0 | 0 | 73716.1405 | 0 | 0 | 0 | 0 | 0 | 0 | 0 | 0 | 0 | 586
462
463 |  | 586 | Meter Expenses |  | F127 |  | 1578144.1545 | 1119426.2024 | 165963.5875 | 26686.8967 | 0 | 45800.6438 | 22.4899 | 17352.9641 | 3679.6329 | 821.8587 | 189786.0952 | 4301.8916 | 4301.8916 | 0 | 591
464
465 |  | 587 | Customer Installation Expenses |  | F20 |  | 0 | 0 | 0 | 0 | 0 | 0 | 0 | 0 | 0 | 0 | 0 | 0 | 0 | 0 | 596
466
467 |  | 588 | Misc. Distribution Expenses |  | F131 |  | 0 | 0 | 0 | 0 | 0 | 0 | 0 | 0 | 0 | 0 | 0 | 0 | 0 | 0 | 601
468
469 |  | 589 | Rents |  | F131 |  | 0 | 0 | 0 | 0 | 0 | 0 | 0 | 0 | 0 | 0 | 0 | 0 | 0 | 0 | 606
470
471 |  | 590 | Maint Supervision & Engineering |  | F131 |  | 73542.2549 | 40778.8229 | 18839.0718 | 4397.2094 | 1895.786 | 51.0275 | 10.7675 | 859.7534 | 39.5464 | 14.0201 | 6646.6643 | 4.7928 | 4.7928 | 0 | 611
472
473 |  | 591 | Maintenance of Structures |  | F119 |  | 0 | 0 | 0 | 0 | 0 | 0 | 0 | 0 | 0 | 0 | 0 | 0 | 0 | 0 | 616
474
475 |  | 592 | Maint of Station Equipment |  | F120 |  | 0 | 0 | 0 | 0 | 0 | 0 | 0 | 0 | 0 | 0 | 0 | 0 | 0 | 0 | 621
476
477 |  | 593 | Maintenance of Overhead Lines |  | F134 |  | 0 | 0 | 0 | 0 | 0 | 0 | 0 | 0 | 0 | 0 | 0 | 0 | 0 | 0 | 626
478
479 |  | 594 | Maint of Underground Lines |  | F135 |  | 0 | 0 | 0 | 0 | 0 | 0 | 0 | 0 | 0 | 0 | 0 | 0 | 0 | 0 | 631
480
481 |  | 595 | Maint of Line Transformers |  | F125 |  | 0 | 0 | 0 | 0 | 0 | 0 | 0 | 0 | 0 | 0 | 0 | 0 | 0 | 0 | 636
482
483 |  | 596 | Maint of Street Lighting & Signals |  | F130 |  | 0 | 0 | 0 | 0 | 0 | 0 | 0 | 0 | 0 | 0 | 0 | 0 | 0 | 0 | 641
484
485 |  | 597 | Maintenance of Meters |  | F127 |  | 65055.6053 | 46145.9423 | 6841.4927 | 1100.11 | 0 | 1888.0332 | 0.9271 | 715.3387 | 151.685 | 33.8794 | 7823.5244 | 177.3362 | 177.3362 | 0 | 646
486
487 |  | 598 | Maint of Misc. Distribution Plant |  | F131 |  | 0 | 0 | 0 | 0 | 0 | 0 | 0 | 0 | 0 | 0 | 0 | 0 | 0 | 0 | 651
488
489 |  | TOTAL DISTRIBUTION EXPENSE |  |  |  |  | 1917707.9869 | 1276910.3808 | 224241.3128 | 39792.6877 | 78892.1965 | 47827.9972 | 52.8155 | 20415.6836 | 3939.2911 | 894.017 | 215756.9772 | 4492.3137 | 4492.3137 | 0
490
491
492 | [6 empty] | D: CUSTOMER ACCOUNTS EXPENSE
493
494
495 |  | 901 | Supervision |  | F136 |  | 0 | 0 | 0 | 0 | 0 | 0 | 0 | 0 | 0 | 0 | 0 | 0 | 0 | 0 | 658
496
497 |  | 902 | Meter Reading Expense |  | F47 |  | 0 | 0 | 0 | 0 | 0 | 0 | 0 | 0 | 0 | 0 | 0 | 0 | 0 | 0 | 663
498
499 |  | 903 | Customer Receipts & Collections |  | F48 |  | 0 | 0 | 0 | 0 | 0 | 0 | 0 | 0 | 0 | 0 | 0 | 0 | 0 | 0 | 668
500
501 |  | 904 | Uncollectible Accounts |  | F80 |  | 0 | 0 | 0 | 0 | 0 | 0 | 0 | 0 | 0 | 0 | 0 | 0 | 0 | 0 | 674
502
503 |  | 905 | Misc. Customer Accounts Exp |  | F136 |  | 0 | 0 | 0 | 0 | 0 | 0 | 0 | 0 | 0 | 0 | 0 | 0 | 0 | 0 | 679
504
505 |  | TOTAL CUSTOMER ACCOUNTS EXPENSE |  |  |  |  | 0 | 0 | 0 | 0 | 0 | 0 | 0 | 0 | 0 | 0 | 0 | 0 | 0 | 0
506
507 |  | Distribution - METER - Unbundled |  |  |  |  | D: CUSTOMER SERVICE EXPENSE
508
509 |  | A |  | B | C |  | D | E | F | G | H | I | J | K | L | M | N | O | P
510 |  | FERC ACCT |  | DESCRIPTION | COS Factor |  | Utah Jurisdiction Normalized | Residential Sch 1 | General Large Dist. Sch 6 | General +1 MW Sch 8 | Street & Area Lighting Sch. 7,11,12 | General Trans Sch 9 | General Secondary Sch 22 | Irrigation Sch 10 | Traffic Signals Sch 15 | Outdoor Lighting Sch 15 | General Small Dist. Sch 23 | Industrial Cust 1 | Industrial Cust 2
511 |  | 907 | Supervision |  | F40 |  | 0 | 0 | 0 | 0 | 0 | 0 | 0 | 0 | 0 | 0 | 0 | 0 | 0 | 0 | 686
512
513 |  | 908 | Customer Assistance |  | F40 |  | 0 | 0 | 0 | 0 | 0 | 0 | 0 | 0 | 0 | 0 | 0 | 0 | 0 | 0 | 691
514
515 |  | 909 | Informational & Instructional Adv |  | F40 |  | 0 | 0 | 0 | 0 | 0 | 0 | 0 | 0 | 0 | 0 | 0 | 0 | 0 | 0 | 696
516
517 |  | 910 | Misc. Customer Service |  | F40 |  | 0 | 0 | 0 | 0 | 0 | 0 | 0 | 0 | 0 | 0 | 0 | 0 | 0 | 0 | 701
518
519 |  | TOTAL CUSTOMER SERVICE EXPENSE |  |  |  |  | 0 | 0 | 0 | 0 | 0 | 0 | 0 | 0 | 0 | 0 | 0 | 0 | 0 | 0
520
521
522 | [6 empty] | D: SALES EXPENSE
523
524
525 |  | 911 | Supervision |  | F40 |  | 0 | 0 | 0 | 0 | 0 | 0 | 0 | 0 | 0 | 0 | 0 | 0 | 0 | 0 | 708
526
527 |  | 912 | Demonstration & Selling Expense |  | F40 |  | 0 | 0 | 0 | 0 | 0 | 0 | 0 | 0 | 0 | 0 | 0 | 0 | 0 | 0 | 713
528
529 |  | 913 | Advertising Expense |  | F40 |  | 0 | 0 | 0 | 0 | 0 | 0 | 0 | 0 | 0 | 0 | 0 | 0 | 0 | 0 | 718
530
531 |  | 916 | Misc. Sales Expense |  | F40 |  | 0 | 0 | 0 | 0 | 0 | 0 | 0 | 0 | 0 | 0 | 0 | 0 | 0 | 0 | 723
532
533 |  | TOTAL SALES EXPENSE |  |  |  |  | 0 | 0 | 0 | 0 | 0 | 0 | 0 | 0 | 0 | 0 | 0 | 0 | 0 | 0
534
535
536 | [6 empty] | D: ADMINISTRATION & GENERAL EXPENSE
537
538
539 |  | 920 | Administrative & General Salaries |  | F102D |  | -8.1568e-05 | -4.7839e-05 | -1.9739e-05 | -4.447e-06 | -1.0295e-06 | -7.0623e-08 | -3.8467e-08 | -9.9647e-07 | -4.3534e-08 | -2.3414e-08 | -7.328e-06 | -6.6333e-09 | -6.6333e-09 | 0 | 729
540 |  |  |  | Customer - System | F42 |  | 0 | 0 | 0 | 0 | 0 | 0 | 0 | 0 | 0 | 0 | 0 | 0 | 0 | 0 | 730
541 |  |  |  | System Overheads | F102D |  | 249659.2821 | 146422.5434 | 60416.3197 | 13611.0697 | 3151.0691 | 216.1575 | 117.7371 | 3049.9464 | 133.2462 | 71.6629 | 22428.9244 | 20.3029 | 20.3029 | 0 | 731
542 |  |  |  | Administrative & General Salaries |  |  | 249659.2821 | 146422.5433 | 60416.3197 | 13611.0697 | 3151.0691 | 216.1575 | 117.7371 | 3049.9464 | 133.2462 | 71.6629 | 22428.9244 | 20.3029 | 20.3029 | 0
543
544 |  | 921 | Office Supplies & expenses |  | F102D |  | 1089.3443 | 638.889 | 263.616 | 59.3895 | 13.7491 | 0.94317 | 0.51373 | 13.3079 | 0.5814 | 0.31269 | 97.8647 | 0.088588 | 0.088588 | 0 | 735
545 |  |  |  | Customer - System | F42 |  | 0 | 0 | 0 | 0 | 0 | 0 | 0 | 0 | 0 | 0 | 0 | 0 | 0 | 0 | 736
546 |  |  |  | System Overheads | F102D |  | 31295.6141 | 18354.5486 | 7573.3849 | 1706.1925 | 394.9969 | 27.0961 | 14.7587 | 382.3208 | 16.7028 | 8.9832 | 2811.5396 | 2.545 | 2.545 | 0 | 737
547 |  |  |  | Office Supplies & expenses |  |  | 32384.9584 | 18993.4375 | 7837.0008 | 1765.582 | 408.746 | 28.0392 | 15.2725 | 395.6287 | 17.2842 | 9.2959 | 2909.4043 | 2.6336 | 2.6336 | 0
548
549 |  | 922 | A&G Expenses Transferred |  | F102D |  | -109512.8222 | -64228.1185 | -26501.5649 | -5970.4836 | -1382.2137 | -94.8173 | -51.6453 | -1337.8563 | -58.4483 | -31.4349 | -9838.4277 | -8.9059 | -8.9059 | 0 | 741
550
551 |  | 923 | Outside Services |  | F102D |  | 21562.1764 | 12645.9897 | 5217.9408 | 1175.5393 | 272.1465 | 18.6687 | 10.1685 | 263.4129 | 11.508 | 6.1893 | 1937.1057 | 1.7535 | 1.7535 | 0 | 744
552 |  |  |  | Customer - System | F42 |  | 0 | 0 | 0 | 0 | 0 | 0 | 0 | 0 | 0 | 0 | 0 | 0 | 0 | 0 | 745
553 |  |  |  | System Overheads | F102D |  | 72845.5689 | 42723.16 | 17628.2698 | 3971.437 | 919.4187 | 63.0704 | 34.3533 | 889.9132 | 38.8786 | 20.9098 | 6544.3101 | 5.924 | 5.924 | 0 | 746
554 |  |  |  | Outside Services |  |  | 94407.7453 | 55369.1498 | 22846.2105 | 5146.9763 | 1191.5653 | 81.7392 | 44.5219 | 1153.3261 | 50.3865 | 27.0991 | 8481.4158 | 7.6775 | 7.6775 | 0
555
556 |  | 924 | Property Insurance |  | F102D |  | 0 | 0 | 0 | 0 | 0 | 0 | 0 | 0 | 0 | 0 | 0 | 0 | 0 | 0 | 750
557 |  |  |  | System Generation | F10 |  | 0 | 0 | 0 | 0 | 0 | 0 | 0 | 0 | 0 | 0 | 0 | 0 | 0 | 0 | 751
558 |  |  |  | System Overheads | F102D |  | 19621.9541 | 11508.0697 | 4748.4165 | 1069.7611 | 247.6581 | 16.9889 | 9.2535 | 239.7103 | 10.4725 | 5.6323 | 1762.7998 | 1.5957 | 1.5957 |  | 752
559
560 |  | 925 | Injuries & Damages |  | F102D |  | 34310.3284 | 20122.6468 | 8302.9309 | 1870.5504 | 433.0471 | 29.7062 | 16.1804 | 419.1499 | 18.3118 | 9.8485 | 3082.3759 | 2.7902 | 2.7902 | 0 | 756
561
562 |  | 926 | Employee Pensions & Benefits |  | F138D |  | 399205.3265 | 221357.4133 | 102263.0842 | 23869.1269 | 10290.7895 | 276.9898 | 58.4487 | 4666.9515 | 214.6673 | 76.1044 | 36079.7177 | 26.0167 | 26.0167 | 0 | 763
563
564 |  | 927 | Franchise Requirements |  | F102 |  | 0 | 0 | 0 | 0 | 0 | 0 | 0 | 0 | 0 | 0 | 0 | 0 | 0 | 0 | 768
565
566 |  | 928 | Regulatory Commission Expense |  | F102 |  | 0 | 0 | 0 | 0 | 0 | 0 | 0 | 0 | 0 | 0 | 0 | 0 | 0 | 0 | 775
567 |  |  |  | Regulatory Expense | F103 |  | 0 | 0 | 0 | 0 | 0 | 0 | 0 | 0 | 0 | 0 | 0 | 0 | 0 | 0 | 777
568
569 |  | 929 | Duplicate Charges |  | F102D |  | -414024.9725 | -242821.2922 | -100192.0092 | -22572.0538 | -5225.6071 | -358.467 | -195.2505 | -5057.9091 | -220.9701 | -118.8429 | -37195.2315 | -33.6695 | -33.6695 | 0 | 782
570
571 |  | 930 | Misc General Expenses
572 |  |  |  | Situs | F102D |  | 50.9394 | 29.8755 | 12.3271 | 2.7771 | 0.64293 | 0.044104 | 0.024023 | 0.6223 | 0.027187 | 0.014622 | 4.5763 | 0.0041425 | 0.0041425 | 0 | 785
573 |  |  |  | Customer | F42 |  | 0 | 0 | 0 | 0 | 0 | 0 | 0 | 0 | 0 | 0 | 0 | 0 | 0 | 0 | 786
574 |  |  |  | Labor | F138D |  | 8875.8216 | 4921.6 | 2273.6893 | 530.6996 | 228.8026 | 6.1585 | 1.2995 | 103.7637 | 4.7729 | 1.6921 | 802.1865 | 0.57845 | 0.57845 | 0 | 787
575
576 |  | 931 | Rents |  | F102D |  | 8987.7282 | 5271.2081 | 2174.9861 | 489.9982 | 113.4384 | 7.7817 | 4.2385 | 109.798 | 4.7969 | 2.5799 | 807.4407 | 0.7309 | 0.7309 | 0 | 793
577
578 |  | 935 | Maintenance of General Plant |  | F108 |  | 118570.6751 | 50540.4663 | 31171.3884 | 8444.4656 | 688.4684 | 14003.4927 | 88.1158 | 1210.4624 | 49.1366 | 48.196 | 8782.7167 | 1760.0629 | 1783.7034 | 0 | 799
579
580 |  | TOTAL ADMINISTRATIVE & GEN EXPENSE |  |  |  |  | 442536.9645 | 227486.9995 | 115352.7793 | 28258.4693 | 10146.4067 | 14213.8135 | 108.1962 | 4953.5939 | 223.6837 | 101.8478 | 38107.8989 | 1779.8175 | 1803.4581 | 0
581
582
583 |  | TOTAL O & M EXPENSE |  |  |  |  | 2360244.9514 | 1504397.3803 | 339594.0922 | 68051.1571 | 89038.6031 | 62041.8108 | 161.0117 | 25369.2775 | 4162.9748 | 995.8648 | 253864.876 | 6272.1312 | 6295.7718 | 0
584
585 |  | Distribution - METER - Unbundled |  |  |  |  | D: DEPRECIATION EXPENSE
586
587 |  | A |  | B | C |  | D | E | F | G | H | I | J | K | L | M | N | O | P
588 |  | FERC ACCT |  | DESCRIPTION | COS Factor |  | Utah Jurisdiction Normalized | Residential Sch 1 | General Large Dist. Sch 6 | General +1 MW Sch 8 | Street & Area Lighting Sch. 7,11,12 | General Trans Sch 9 | General Secondary Sch 22 | Irrigation Sch 10 | Traffic Signals Sch 15 | Outdoor Lighting Sch 15 | General Small Dist. Sch 23 | Industrial Cust 1 | Industrial Cust 2
589 |  | 403SP | Steam Depreciation |  | F10 |  | 0 | 0 | 0 | 0 | 0 | 0 | 0 | 0 | 0 | 0 | 0 | 0 | 0 | 0 | 811
590
591 |  | 403NP | Nuclear Depreciation |  | F10 |  | 0 | 0 | 0 | 0 | 0 | 0 | 0 | 0 | 0 | 0 | 0 | 0 | 0 | 0 | 815
592
593 |  | 403HP | Hydro Depreciation |  | F10 |  | 0 | 0 | 0 | 0 | 0 | 0 | 0 | 0 | 0 | 0 | 0 | 0 | 0 | 0 | 822
594
595 |  | 403OP | Other Production Depreciation |  | F10 |  | 0 | 0 | 0 | 0 | 0 | 0 | 0 | 0 | 0 | 0 | 0 | 0 | 0 | 0 | 825
596 |  |  |  | Simple Cycle Combustion Turbine | F10 |  | 0 | 0 | 0 | 0 | 0 | 0 | 0 | 0 | 0 | 0 | 0 | 0 | 0 | 0 | 826
597 |  |  |  | System Generation | F10 |  | 0 | 0 | 0 | 0 | 0 | 0 | 0 | 0 | 0 | 0 | 0 | 0 | 0 | 0 | 827
598 |  |  |  | Wind Generation | F10 |  | 0 | 0 | 0 | 0 | 0 | 0 | 0 | 0 | 0 | 0 | 0 | 0 | 0 | 0 | 828
599 |  |  |  | Total 403OP |  |  | 0 | 0 | 0 | 0 | 0 | 0 | 0 | 0 | 0 | 0 | 0 | 0 | 0 | 0
600
601 |  | 403TP | Transmission Depreciation |  | F106 |  | 0 | 0 | 0 | 0 | 0 | 0 | 0 | 0 | 0 | 0 | 0 | 0 | 0 | 0 | 835
602
603 |  | 403 | Distribution Depreciation
604 |  |  |  | Land Rights | F118 |  | 0 | 0 | 0 | 0 | 0 | 0 | 0 | 0 | 0 | 0 | 0 | 0 | 0 | 0 | 838
605 |  |  |  | Structures | F119 |  | 0 | 0 | 0 | 0 | 0 | 0 | 0 | 0 | 0 | 0 | 0 | 0 | 0 | 0 | 839
606 |  |  |  | Station Equip | F120 |  | 0 | 0 | 0 | 0 | 0 | 0 | 0 | 0 | 0 | 0 | 0 | 0 | 0 | 0 | 840
607 |  |  |  | Poles & Towers | F121 |  | 0 | 0 | 0 | 0 | 0 | 0 | 0 | 0 | 0 | 0 | 0 | 0 | 0 | 0 | 842
608 |  |  |  | OH Conductors | F122 |  | 0 | 0 | 0 | 0 | 0 | 0 | 0 | 0 | 0 | 0 | 0 | 0 | 0 | 0 | 843
609 |  |  |  | UG Conduit | F123 |  | 0 | 0 | 0 | 0 | 0 | 0 | 0 | 0 | 0 | 0 | 0 | 0 | 0 | 0 | 844
610 |  |  |  | UG Conductor | F124 |  | 0 | 0 | 0 | 0 | 0 | 0 | 0 | 0 | 0 | 0 | 0 | 0 | 0 | 0 | 845
611 |  |  |  | Line Transformer | F125 |  | 0 | 0 | 0 | 0 | 0 | 0 | 0 | 0 | 0 | 0 | 0 | 0 | 0 | 0 | 846
612 |  |  |  | Services | F126 |  | 0 | 0 | 0 | 0 | 0 | 0 | 0 | 0 | 0 | 0 | 0 | 0 | 0 | 0 | 847
613 |  |  |  | Meters | F127 |  | 3308000.16 | 2346466.2882 | 347881.7651 | 55939.2869 | 0 | 96004.2444 | 47.1419 | 36374.1221 | 7713.0003 | 1722.7252 | 397816.9115 | 9017.3372 | 9017.3372 | 0 | 848
614 |  |  |  | Inst Cust Premises | F128 |  | 0 | 0 | 0 | 0 | 0 | 0 | 0 | 0 | 0 | 0 | 0 | 0 | 0 | 0 | 849
615 |  |  |  | Leased Property | F129 |  | 0 | 0 | 0 | 0 | 0 | 0 | 0 | 0 | 0 | 0 | 0 | 0 | 0 | 0 | 850
616 |  |  |  | Street Lighting | F130 |  | 0 | 0 | 0 | 0 | 0 | 0 | 0 | 0 | 0 | 0 | 0 | 0 | 0 | 0 | 851
617 |  |  | Total Distribution Expense |  |  |  | 3308000.16 | 2346466.2882 | 347881.7651 | 55939.2869 | 0 | 96004.2444 | 47.1419 | 36374.1221 | 7713.0003 | 1722.7252 | 397816.9115 | 9017.3372 | 9017.3372 | 0
618
619 |  | 403GP | General Depreciation
620 |  |  |  | Situs | F107D |  | 103619.1314 | 60771.5308 | 25075.3207 | 5649.168 | 1307.8266 | 89.7145 | 48.8659 | 1265.8564 | 55.3028 | 29.7431 | 9308.9495 | 8.4266 | 8.4266 | 0 | 855
621 |  |  |  | System Generation | F105D |  | 0 | 0 | 0 | 0 | 0 | 0 | 0 | 0 | 0 | 0 | 0 | 0 | 0 | 0 | 856
622 |  |  |  | System Generation | F105D |  | 0 | 0 | 0 | 0 | 0 | 0 | 0 | 0 | 0 | 0 | 0 | 0 | 0 | 0 | 857
623 |  |  |  | Energy | F30 |  | 0 | 0 | 0 | 0 | 0 | 0 | 0 | 0 | 0 | 0 | 0 | 0 | 0 | 0 | 858
624 |  |  |  | Customer - System | F42 |  | 0 | 0 | 0 | 0 | 0 | 0 | 0 | 0 | 0 | 0 | 0 | 0 | 0 | 0 | 859
625 |  |  |  | System Generation | F105D |  | 0 | 0 | 0 | 0 | 0 | 0 | 0 | 0 | 0 | 0 | 0 | 0 | 0 | 0 | 860
626 |  |  |  | System Overheads | F102D |  | 47000.8415 | 27565.4992 | 11373.9727 | 2562.4192 | 593.2201 | 40.6938 | 22.1652 | 574.1827 | 25.0849 | 13.4913 | 4222.468 | 3.8222 | 3.8222 | 0 | 861
627 |  |  |  | Simple Cycle Combustion Turbine | F10 |  | 0 | 0 | 0 | 0 | 0 | 0 | 0 | 0 | 0 | 0 | 0 | 0 | 0 | 0 | 862
628 |  |  |  | Cholla | F10 |  | 0 | 0 | 0 | 0 | 0 | 0 | 0 | 0 | 0 | 0 | 0 | 0 | 0 | 0 | 863
629 |  |  | Total General Expense |  |  |  | 150619.9729 | 88337.0301 | 36449.2934 | 8211.5871 | 1901.0467 | 130.4083 | 71.031 | 1840.0391 | 80.3877 | 43.2344 | 13531.4175 | 12.2488 | 12.2488 | 0
630
631 |  | 403GV0 | General Vehicles |  | F105D |  | 0 | 0 | 0 | 0 | 0 | 0 | 0 | 0 | 0 | 0 | 0 | 0 | 0 | 0 | 868
632
633 |  | 403MP | Mining Depreciation |  | F30 |  | 0 | 0 | 0 | 0 | 0 | 0 | 0 | 0 | 0 | 0 | 0 | 0 | 0 | 0 | 872
634
635 |  | 403EP | Experimental Plant Depreciation |  | F10 |  | 0 | 0 | 0 | 0 | 0 | 0 | 0 | 0 | 0 | 0 | 0 | 0 | 0 | 0 | 877
636
637
638 |  | TOTAL DEPRECIATION EXPENSE |  |  |  |  | 3458620.1329 | 2434803.3183 | 384331.0586 | 64150.8741 | 1901.0467 | 96134.6527 | 118.1729 | 38214.1612 | 7793.388 | 1765.9596 | 411348.329 | 9029.586 | 9029.586 | 0
639
640 | [6 empty] | D: AMORTIZATION EXPENSE
641
642
643 |  | 404CLG | Amort of LT Plant - Cap. Lease Gen
644 |  |  | Situs |  | F10 |  | -12.5027 | -4.2663 | -3.518 | -1.0086 | -0.022763 | -2.1916 | -0.010734 | -0.11464 | -0.003539 | -0.0049494 | -0.83087 | -0.27654 | -0.25415 | 0 | 882
645 |  |  | System Generation |  | F10 |  | 0 | 0 | 0 | 0 | 0 | 0 | 0 | 0 | 0 | 0 | 0 | 0 | 0 | 0 | 883
646 |  |  | System Overheads |  | F102D |  | 1622.7247 | 951.711 | 392.6914 | 88.4686 | 20.4812 | 1.405 | 0.76526 | 19.8239 | 0.86607 | 0.46579 | 145.7826 | 0.13196 | 0.13196 | 0 | 884
647 |  |  | System Generation |  | F10 |  | 0 | 0 | 0 | 0 | 0 | 0 | 0 | 0 | 0 | 0 | 0 | 0 | 0 | 0 | 885
648 |  |  | Customer - System |  | F42 |  | 0 | 0 | 0 | 0 | 0 | 0 | 0 | 0 | 0 | 0 | 0 | 0 | 0 | 0 | 886
649 |  |  | System Generation |  | F10 |  | 0 | 0 | 0 | 0 | 0 | 0 | 0 | 0 | 0 | 0 | 0 | 0 | 0 | 0 | 887
650 |  |  | Total Amort. Cap. Lease General |  |  |  | 1610.222 | 947.4447 | 389.1734 | 87.46 | 20.4584 | -0.78664 | 0.75453 | 19.7093 | 0.86253 | 0.46084 | 144.9517 | -0.14458 | -0.12219 | 0
651
652 |  | 404CLS | Amort of LT Plant - Cap Lease Steam |  | F10 |  | 0 | 0 | 0 | 0 | 0 | 0 | 0 | 0 | 0 | 0 | 0 | 0 | 0 | 0 | 892
653
654 |  | 404IP | Amort of LT Plant - Intangible Plant
655 |  |  |  | Situs | F107D |  | -77078.2188 | -45205.5647 | -18652.5503 | -4202.1951 | -972.841 | -66.7351 | -36.3494 | -941.621 | -41.1376 | -22.1247 | -6924.5635 | -6.2682 | -6.2682 | 0 | 895
656 |  |  |  | Energy | F30 |  | 0 | 0 | 0 | 0 | 0 | 0 | 0 | 0 | 0 | 0 | 0 | 0 | 0 | 0 | 896
657 |  |  |  | System Generation | F105D |  | 0 | 0 | 0 | 0 | 0 | 0 | 0 | 0 | 0 | 0 | 0 | 0 | 0 | 0 | 897
658 |  |  |  | System Overheads | F102D |  | 40533.7782 | 23772.6346 | 9808.9752 | 2209.844 | 511.5962 | 35.0946 | 19.1154 | 495.1783 | 21.6334 | 11.6349 | 3641.479 | 3.2963 | 3.2963 | 0 | 898
659 |  |  |  | Customer - System | F42 |  | 0 | 0 | 0 | 0 | 0 | 0 | 0 | 0 | 0 | 0 | 0 | 0 | 0 | 0 | 899
660 |  |  |  | System Generation | F105D |  | 0 | 0 | 0 | 0 | 0 | 0 | 0 | 0 | 0 | 0 | 0 | 0 | 0 | 0 | 900
661 |  |  |  | System Generation | F105D |  | 0 | 0 | 0 | 0 | 0 | 0 | 0 | 0 | 0 | 0 | 0 | 0 | 0 | 0 | 901
662 |  |  |  | System Generation | F105D |  | 0 | 0 | 0 | 0 | 0 | 0 | 0 | 0 | 0 | 0 | 0 | 0 | 0 | 0 | 902
663 |  |  |  | System Generation | F105D |  | 0 | 0 | 0 | 0 | 0 | 0 | 0 | 0 | 0 | 0 | 0 | 0 | 0 | 0 | 903
664 |  |  |  | System Generation | F105D |  | 0 | 0 | 0 | 0 | 0 | 0 | 0 | 0 | 0 | 0 | 0 | 0 | 0 | 0 | 904
665 |  |  |  | System Generation | F10 |  | 0 | 0 | 0 | 0 | 0 | 0 | 0 | 0 | 0 | 0 | 0 | 0 | 0 | 0 | 905
666 |  |  | Total Amort. Intangible Plant |  |  |  | -36544.4407 | -21432.9301 | -8843.5751 | -1992.351 | -461.2449 | -31.6405 | -17.234 | -446.4428 | -19.5042 | -10.4898 | -3283.0844 | -2.9719 | -2.9719 | 0
667
668 |  | Distribution - METER - Unbundled |  |  |  |  | D: AMORTIZATION EXPENSE (continued)
669
670
671 |  | A |  | B | C |  | D | E | F | G | H | I | J | K | L | M | N | O | P
672 |  | FERC ACCT |  | DESCRIPTION | COS Factor |  | Utah Jurisdiction Normalized | Residential Sch 1 | General Large Dist. Sch 6 | General +1 MW Sch 8 | Street & Area Lighting Sch. 7,11,12 | General Trans Sch 9 | General Secondary Sch 22 | Irrigation Sch 10 | Traffic Signals Sch 15 | Outdoor Lighting Sch 15 | General Small Dist. Sch 23 | Industrial Cust 1 | Industrial Cust 2
673 |  | 404O | Amort of LT Plant - Other Plant |  | F10 |  | 0 | 0 | 0 | 0 | 0 | 0 | 0 | 0 | 0 | 0 | 0 | 0 | 0 | 0 | 910
674
675 |  | 404HP | Amort of Other Electric Plant |  | F10 |  | 0 | 0 | 0 | 0 | 0 | 0 | 0 | 0 | 0 | 0 | 0 | 0 | 0 | 0 | 915
676
677 |  | 405 | Amort of Other Electric Plant |  | F10 |  | 0 | 0 | 0 | 0 | 0 | 0 | 0 | 0 | 0 | 0 | 0 | 0 | 0 | 0 | 923
678
679 |  | 406 | Amort of Plant Acquisition Adj |  | F10 |  | 0 | 0 | 0 | 0 | 0 | 0 | 0 | 0 | 0 | 0 | 0 | 0 | 0 | 0 | 931
680
681 |  | 407 | Amort of Prop Losses, Unrec Plant, |  | F151 |  | 0 | 0 | 0 | 0 | 0 | 0 | 0 | 0 | 0 | 0 | 0 | 0 | 0 | 0 | 940
682
683
684 |  | TOTAL AMORTIZATION EXPENSE |  |  |  |  | -34934.2186 | -20485.4854 | -8454.4017 | -1904.891 | -440.7864 | -32.4272 | -16.4795 | -426.7335 | -18.6417 | -10.029 | -3138.1327 | -3.1165 | -3.0941 | 0
685
686
687 | [6 empty] | D: TAX OTHER THAN INCOME
688
689
690 |  | 408 | Total Taxes Other Than Income |  | F101D |  | 566115.033 | 332682.4218 | 139584.9433 | 31137.3024 | 5087.6214 | -539.6728 | 291.6846 | 7069.4801 | 279.5155 | 145.8267 | 50388.9869 | -8.2253 | -4.8516 | 0 | 953
691
692
693 | [6 empty] | D: DEFERRED ITC
694
695
696 |  | 41140 | Deferred I T C - Federal |  | F101D |  | -25208.7712 | -14814.1536 | -6215.6358 | -1386.5259 | -226.5488 | 24.0313 | -12.9885 | -314.7998 | -12.4467 | -6.4936 | -2243.7921 | 0.36627 | 0.21604 | 0 | 958
697
698 |  | 41141 | Deferred I T C - Idaho |  | F101D |  | 0 | 0 | 0 | 0 | 0 | 0 | 0 | 0 | 0 | 0 | 0 | 0 | 0 | 0 | 961
699
700 |  | TOTAL DEFERRED ITC |  |  |  |  | -25208.7712 | -14814.1536 | -6215.6358 | -1386.5259 | -226.5488 | 24.0313 | -12.9885 | -314.7998 | -12.4467 | -6.4936 | -2243.7921 | 0.36627 | 0.21604 | 0
701
702 |  | 427 | Interest on Long-Term Debt |  |  |  | 848658.0362 | 637798.5751 | 51115.4367 | 3380.7636 | -1991.2655 | 30599.3534 | -133.9969 | 8901.7132 | 2462.0399 | 455.0242 | 110130.2242 | 2966.2235 | 2973.9447 | 0
703
704 |  | 428-432 |  | Electric Interest Deductions for Tax | F104D |  | 28117.2912 | 16493.7752 | 6895.7576 | 1550.0525 | 249.8746 | 19.2756 | 14.5007 | 350.8349 | 14.548 | 8.3596 | 2516.6915 | 1.8105 | 1.8105 | 0 | 990
705
706 | [6 empty] | D: DEFERRED INCOME TAXES
707
708
709 |  | 41010 | Deferred Income Tax - Federal-DR |  | F101D |  | 1815407.48 | 1066839.9916 | 447618.4792 | 99850.54 | 16314.8925 | -1730.6131 | 935.3689 | 22670.2815 | 896.3451 | 467.6343 | 161586.4948 | -26.3766 | -15.558 | 0 | 1016
710
711 |  | 41020 | Deferred Income Tax - State-DR |  | F101D |  | 0 | 0 | 0 | 0 | 0 | 0 | 0 | 0 | 0 | 0 | 0 | 0 | 0 | 0 | 1031
712
713 |  | 41120 | Deferred Income Tax - Federal-CR |  | F101D |  | -1448239.2563 | -851070.3922 | -357087.1336 | -79655.655 | -13015.1869 | 1380.5947 | -746.1894 | -18085.1913 | -715.0583 | -373.0547 | -128905.4428 | 21.0419 | 12.4114 | 0 | 1050
714
715 |  | 41111 | Deferred Income Tax - State-CR |  | F101D |  | 0 | 0 | 0 | 0 | 0 | 0 | 0 | 0 | 0 | 0 | 0 | 0 | 0 | 0 | 1065
716
717 |  | TOTAL DEFERRED INCOME TAXES |  |  |  |  | 367168.2238 | 215769.5994 | 90531.3456 | 20194.8851 | 3299.7055 | -350.0185 | 189.1794 | 4585.0902 | 181.2868 | 94.5796 | 32681.052 | -5.3347 | -3.1466 | 0
718
719 |  | SCHMAF | Additions - Flow Through
720 |  |  |  | S | F101D |  | 0 | 0 | 0 | 0 | 0 | 0 | 0 | 0 | 0 | 0 | 0 | 0 | 0 | 0 | 1070
721 |  |  |  | SNP | F104D |  | 0 | 0 | 0 | 0 | 0 | 0 | 0 | 0 | 0 | 0 | 0 | 0 | 0 | 0 | 1071
722 |  |  |  | SO | F102D |  | 0 | 0 | 0 | 0 | 0 | 0 | 0 | 0 | 0 | 0 | 0 | 0 | 0 | 0 | 1072
723 |  |  |  | SE | F30 |  | 0 | 0 | 0 | 0 | 0 | 0 | 0 | 0 | 0 | 0 | 0 | 0 | 0 | 0 | 1073
724 |  |  |  | TROJP | F10 |  | 0 | 0 | 0 | 0 | 0 | 0 | 0 | 0 | 0 | 0 | 0 | 0 | 0 | 0 | 1074
725 |  |  |  | SG | F10 |  | 0 | 0 | 0 | 0 | 0 | 0 | 0 | 0 | 0 | 0 | 0 | 0 | 0 | 0 | 1075
726
727
728 |  | SCHMAP | Additions - Permanent
729 |  |  |  | S | F101D |  | 0 | 0 | 0 | 0 | 0 | 0 | 0 | 0 | 0 | 0 | 0 | 0 | 0 | 0 | 1079
730 |  |  |  | SE | F30 |  | 0 | 0 | 0 | 0 | 0 | 0 | 0 | 0 | 0 | 0 | 0 | 0 | 0 | 0 | 1080
731 |  |  |  | SNP | F104D |  | 0 | 0 | 0 | 0 | 0 | 0 | 0 | 0 | 0 | 0 | 0 | 0 | 0 | 0 | 1081
732 |  |  |  | SO | F102D |  | 0 | 0 | 0 | 0 | 0 | 0 | 0 | 0 | 0 | 0 | 0 | 0 | 0 | 0 | 1082
733 |  |  |  | SG | F10 |  | 0 | 0 | 0 | 0 | 0 | 0 | 0 | 0 | 0 | 0 | 0 | 0 | 0 | 0 | 1083
734 |  |  |  | BADDEBT | F80 |  | 207.0719 | 160.7972 | 22.6532 | 6.2174 | 0 | 11.3153 | 0.071105 | 0.23346 | 0 | 0 | 5.7842 | 0 | 0 | 0 | 1084
735
736
737 |  | SCHMAT | Additions - Temporary
738 |  |  |  | S | F101D |  | 332353.3539 | 195310.3384 | 81947.1686 | 18280.0072 | 2986.8276 | -316.8297 | 171.2414 | 4150.3322 | 164.0972 | 85.6115 | 29582.2365 | -4.8289 | -2.8483 | 0 | 1088
739 |  |  |  | SGCT | F10 |  | 0 | 0 | 0 | 0 | 0 | 0 | 0 | 0 | 0 | 0 | 0 | 0 | 0 | 0 | 1089
740 |  |  |  | CIAC | F104D |  | 908341.6043 | 532838.7482 | 222770.5196 | 50075.1373 | 8072.3104 | 622.7058 | 468.4503 | 11333.8771 | 469.9795 | 270.0608 | 81302.8381 | 58.4885 | 58.4885 | 0 | 1090
741 |  |  |  | SNP | F104D |  | 53857.3373 | 31593.0439 | 13208.4966 | 2969.0521 | 478.623 | 36.9214 | 27.7753 | 672.0076 | 27.866 | 16.0124 | 4820.6031 | 3.4679 | 3.4679 | 0 | 1091
742 |  |  |  | TROJD | F10 |  | 0 | 0 | 0 | 0 | 0 | 0 | 0 | 0 | 0 | 0 | 0 | 0 | 0 | 0 | 1092
743 |  |  |  | SG | F10 |  | 0 | 0 | 0 | 0 | 0 | 0 | 0 | 0 | 0 | 0 | 0 | 0 | 0 | 0 | 1093
744 |  |  |  | SE | F30 |  | 0 | 0 | 0 | 0 | 0 | 0 | 0 | 0 | 0 | 0 | 0 | 0 | 0 | 0 | 1094
745 |  |  |  | SG | F10 |  | 0 | 0 | 0 | 0 | 0 | 0 | 0 | 0 | 0 | 0 | 0 | 0 | 0 | 0 | 1095
746 |  |  |  | GPS | F102D |  | -990.0282 | -580.6411 | -239.582 | -53.9749 | -12.4956 | -0.85718 | -0.46689 | -12.0946 | -0.52839 | -0.28418 | -88.9423 | -0.080512 | -0.080512 | 0 | 1096
747 |  |  |  | SO | F102D |  | 205303.3176 | 120408.2366 | 49682.3942 | 11192.8455 | 2591.2313 | 177.7537 | 96.8192 | 2508.0746 | 109.5728 | 58.9308 | 18444.0672 | 16.6958 | 16.6958 | 0 | 1097
748 |  |  |  | SNPD | F104D |  | 6428.5141 | 3771.0058 | 1576.5913 | 354.3917 | 57.1293 | 4.407 | 3.3153 | 80.2121 | 3.3261 | 1.9113 | 575.3964 | 0.41394 | 0.41394 | 0 | 1098
749 |  |  |  | BADDEBT | F80 |  | 0 | 0 | 0 | 0 | 0 | 0 | 0 | 0 | 0 | 0 | 0 | 0 | 0 | 0 | 1099
750 |  |  |  | TAXDEPR | F151D |  | 0 | 0 | 0 | 0 | 0 | 0 | 0 | 0 | 0 | 0 | 0 | 0 | 0 | 0 | 1100
751 |  |  |  | SCHMDEXP | F151D |  | 2261207.4655 | 1391735.2436 | 463655.4381 | 100930.4102 | 67230.3472 | 4051.8177 | 1232.937 | 24762.7959 | 1468.9558 | 746.888 | 204631.4862 | 380.5728 | 380.5728 | 0 | 1101
752
753
754 |  | TOTAL SCHEDULE - M ADDITIONS |  |  |  |  | 3766708.6364 | 2275236.7727 | 832623.6796 | 183754.0866 | 81403.9732 | 4587.2341 | 2000.1428 | 43495.4383 | 2243.2692 | 1179.1307 | 339273.4695 | 454.7296 | 456.7102 | 0
755
756 |  | SCHMDF | Deductions - Flow Through
757 |  |  |  | S | F101D |  | 0 | 0 | 0 | 0 | 0 | 0 | 0 | 0 | 0 | 0 | 0 | 0 | 0 | 0 | 1107
758 |  |  |  | DGP | F10 |  | 0 | 0 | 0 | 0 | 0 | 0 | 0 | 0 | 0 | 0 | 0 | 0 | 0 | 0 | 1108
759 |  |  |  | DGU | F10 |  | 0 | 0 | 0 | 0 | 0 | 0 | 0 | 0 | 0 | 0 | 0 | 0 | 0 | 0 | 1109
760
761 |  | SCHMDP | Deductions - Permanent
762 |  |  |  | S | F101D |  | 0 | 0 | 0 | 0 | 0 | 0 | 0 | 0 | 0 | 0 | 0 | 0 | 0 | 0 | 1112
763 |  |  |  | SE | F30 |  | 0 | 0 | 0 | 0 | 0 | 0 | 0 | 0 | 0 | 0 | 0 | 0 | 0 | 0 | 1113
764 |  |  |  | SNP | F104D |  | 213.9415 | 125.4994 | 52.4691 | 11.7942 | 1.9013 | 0.14667 | 0.11033 | 2.6695 | 0.11069 | 0.063607 | 19.1492 | 0.013776 | 0.013776 | 0 | 1114
765 |  |  |  | IBT | F150D |  | -29.424 | -14.0623 | -10.0411 | -1.9289 | 0.034836 | 0.10714 | -0.020442 | -0.30947 | -0.021325 | -0.028333 | -3.1677 | 0.006797 | 0.0067034 | 0 | 1115
766 |  |  |  | SG | F10 |  | 0 | 0 | 0 | 0 | 0 | 0 | 0 | 0 | 0 | 0 | 0 | 0 | 0 | 0 | 1116
767 |  |  |  | SO | F102D |  | 0 | 0 | 0 | 0 | 0 | 0 | 0 | 0 | 0 | 0 | 0 | 0 | 0 | 0 | 1117
768
769
770 |  | SCHMDT | Deductions - Temporary
771 |  |  |  | S | F101D |  | 12703.262 | 7465.1824 | 3132.1975 | 698.7013 | 114.163 | -12.1099 | 6.5452 | 158.6346 | 6.2721 | 3.2723 | 1130.6969 | -0.18457 | -0.10887 | 0 | 1121
772 |  |  |  | BADDEBT | F80 |  | 0 | 0 | 0 | 0 | 0 | 0 | 0 | 0 | 0 | 0 | 0 | 0 | 0 | 0 | 1122
773 |  |  |  | SNP | F104D |  | 104060.625 | 61042.5999 | 25520.8386 | 5736.6635 | 924.7729 | 71.3379 | 53.6662 | 1298.4216 | 53.8414 | 30.9385 | 9314.1436 | 6.7005 | 6.7005 | 0 | 1123
774 |  |  |  | CN | F40 |  | 0 | 0 | 0 | 0 | 0 | 0 | 0 | 0 | 0 | 0 | 0 | 0 | 0 | 0 | 1124
775 |  |  |  | TROJD | F10 |  | 1176.0138 | 401.2896 | 330.9058 | 94.8707 | 2.1411 | 206.145 | 1.0096 | 10.7835 | 0.33288 | 0.46554 | 78.1527 | 26.0115 | 23.9059 | 0 | 1125
776 |  |  |  | DGP | F10 |  | 0 | 0 | 0 | 0 | 0 | 0 | 0 | 0 | 0 | 0 | 0 | 0 | 0 | 0 | 1126
777 |  |  |  | SE | F30 |  | 0 | 0 | 0 | 0 | 0 | 0 | 0 | 0 | 0 | 0 | 0 | 0 | 0 | 0 | 1127
778 |  |  |  | SG | F10 |  | 0 | 0 | 0 | 0 | 0 | 0 | 0 | 0 | 0 | 0 | 0 | 0 | 0 | 0 | 1128
779 |  |  |  | GPS | F102D |  | 185737.4859 | 108933.0821 | 44947.559 | 10126.1441 | 2344.2816 | 160.8134 | 87.5921 | 2269.0499 | 99.1303 | 53.3146 | 16686.3094 | 15.1046 | 15.1046 | 0 | 1129
780 |  |  |  | SO | F102D |  | 742854.5936 | 435676.4068 | 179767.162 | 40499.378 | 9375.9229 | 643.171 | 350.3236 | 9075.0348 | 396.4704 | 213.2311 | 66736.6715 | 60.4108 | 60.4108 | 0 | 1130
781 |  |  |  | TAXDEPR | F151D |  | 3635159.0691 | 2237379.3957 | 745381.0835 | 162257.5998 | 108080.7534 | 6513.7773 | 1982.0923 | 39809.1301 | 2361.5207 | 1200.7109 | 328969.3734 | 611.8159 | 611.8159 | 0 | 1131
782 |  |  |  | SNPD | F104D |  | 15947.4868 | 9354.8934 | 3911.1166 | 879.1545 | 141.7232 | 10.9327 | 8.2244 | 198.9856 | 8.2513 | 4.7414 | 1427.4101 | 1.0269 | 1.0269 | 0 | 1132
783
784
785 |  | TOTAL SCHEDULE - M DEDUCTIONS |  |  |  |  | 4697823.0535 | 2860364.287 | 1003033.2911 | 220302.3771 | 120985.6941 | 7594.3211 | 2489.5435 | 52822.4 | 2925.9085 | 1506.7095 | 424358.7391 | 720.9062 | 718.8762 | 0
786
787 |  | TOTAL SCHEDULE - M ADJUSTMENTS |  |  |  |  | -931114.4172 | -585127.5143 | -170409.6116 | -36548.2906 | -39581.7209 | -3007.087 | -489.4007 | -9326.9617 | -682.6393 | -327.5789 | -85085.2696 | -266.1766 | -262.166 | 0
788
789
790
791 | [6 empty] | D: INCOME TAXES
792
793 |  |  | State Income Taxes Before Credits |  | F150D |  | 78011.631 | 59365.7812 | 3287.913 | -505.9729 | -3216.7219 | 2603.1401 | -43.6651 | 734.0524 | 504.6304 | 172.5333 | 14600.8766 | 173.2516 | 335.8123 | 0 | 1140
794 |  |  | Renewable Energy Credits |  | F10 |  | 0 | 0 | 0 | 0 | 0 | 0 | 0 | 0 | 0 | 0 | 0 | 0 | 0 | 0 | 1142
795 |  | 40911 | State Income Taxes |  |  |  | 78011.631 | 59365.7812 | 3287.913 | -505.9729 | -3216.7219 | 2603.1401 | -43.6651 | 734.0524 | 504.6304 | 172.5333 | 14600.8766 | 173.2516 | 335.8123 | 0
796
797 |  | Calculation of Taxable Income
798
799 |  |  | Operating Revenues |  |  |  | 9769010.4334 | 6735744.7453 | 1129563.7103 | 185833.7275 | 61627.2009 | 248337.6411 | -93.1074 | 103639.0896 | 26436.3935 | 7456.9048 | 1222223.1631 | 22313.9889 | 25926.9759 | 0
800 |  |  | Operating Deductions
801 |  |  | O & M Expenses |  |  |  | 2360244.9514 | 1504397.3803 | 339594.0922 | 68051.1571 | 89038.6031 | 62041.8108 | 161.0117 | 25369.2775 | 4162.9748 | 995.8648 | 253864.876 | 6272.1312 | 6295.7718 | 0
802 |  |  | Depreciation Expense |  |  |  | 3458620.1329 | 2434803.3183 | 384331.0586 | 64150.8741 | 1901.0467 | 96134.6527 | 118.1729 | 38214.1612 | 7793.388 | 1765.9596 | 411348.329 | 9029.586 | 9029.586 | 0
803 |  |  | Amortization Expense |  |  |  | -34934.2186 | -20485.4854 | -8454.4017 | -1904.891 | -440.7864 | -32.4272 | -16.4795 | -426.7335 | -18.6417 | -10.029 | -3138.1327 | -3.1165 | -3.0941 | 0
804 |  |  | Taxes Other Than Income |  |  |  | 566115.033 | 332682.4218 | 139584.9433 | 31137.3024 | 5087.6214 | -539.6728 | 291.6846 | 7069.4801 | 279.5155 | 145.8267 | 50388.9869 | -8.2253 | -4.8516 | 0
805 |  |  | Interest & Dividends (AFUDC-Equity) |  | F104D |  | -106345.0149 | -62382.637 | -26081.0846 | -5862.5975 | -945.0739 | -72.9039 | -54.8443 | -1326.9252 | -55.0233 | -31.6176 | -9518.6123 | -6.8476 | -6.8476 | 0 | 1153
806 |  |  | Misc Revenue & Expense |  |  |  | -898.0583 | -306.4432 | -252.6949 | -72.4476 | -1.635 | -157.4218 | -0.77101 | -8.2347 | -0.2542 | -0.35551 | -59.681 | -19.8636 | -18.2556 | 0
807 |  |  | Total Operating Deductions |  |  |  | 6242802.8254 | 4188708.5547 | 828721.9128 | 155499.3975 | 94639.7757 | 157374.0377 | 498.7744 | 68891.0254 | 12161.959 | 2865.6489 | 702885.766 | 15263.6643 | 15292.3089 | 0
808 |  |  | Other Deductions
809 |  |  | Interest Deductions |  | F101D |  | 876775.3273 | 654292.3503 | 58011.1943 | 4930.8162 | -1741.3909 | 30618.629 | -119.4963 | 9252.5481 | 2476.5879 | 463.3838 | 112646.9157 | 2968.034 | 2975.7552 | 0
810 |  |  | Interest on PCRBS |  |  |  | 0 | 0 | 0 | 0 | 0 | 0 | 0 | 0 | 0 | 0 | 0 | 0 | 0 | 0
811 |  |  | Schedule M Adjustments |  |  |  | -931114.4172 | -585127.5143 | -170409.6116 | -36548.2906 | -39581.7209 | -3007.087 | -489.4007 | -9326.9617 | -682.6393 | -327.5789 | -85085.2696 | -266.1766 | -262.166 | 0
812
813 |  |  | Income Before State Taxes |  |  |  | 1718317.8635 | 1307616.326 | 72420.9916 | -11144.7767 | -70852.9049 | 57337.8873 | -961.7862 | 16168.5543 | 11115.2073 | 3800.2933 | 321605.2118 | 3816.1139 | 7396.7458 | 0
814
815 |  |  | State Income Taxes |  |  |  | 78011.631 | 59365.7812 | 3287.913 | -505.9729 | -3216.7219 | 2603.1401 | -43.6651 | 734.0524 | 504.6304 | 172.5333 | 14600.8766 | 173.2516 | 335.8123 | 0
816
817 |  |  | Adjustments to Calculated Tax:
818 |  |  |  | PMI | F30 |  | 0 | 0 | 0 | 0 | 0 | 0 | 0 | 0 | 0 | 0 | 0 | 0 | 0 | 0 | 1172
819 |  |  |  | Renewable Energy Credits | F10 |  | 0 | 0 | 0 | 0 | 0 | 0 | 0 | 0 | 0 | 0 | 0 | 0 | 0 | 0 | 1173
820 |  |  |  | System Overheads | F102D |  | 0 | 0 | 0 | 0 | 0 | 0 | 0 | 0 | 0 | 0 | 0 | 0 | 0 | 0 | 1174
821 |  |  |  | Situs | F107D |  | 0 | 0 | 0 | 0 | 0 | 0 | 0 | 0 | 0 | 0 | 0 | 0 | 0 | 0 | 1175
822 |  |  |  | Total Adjustments |  |  | 0 | 0 | 0 | 0 | 0 | 0 | 0 | 0 | 0 | 0 | 0 | 0 | 0 | 0
823
824 |  |  | 35%
825
826 |  | 40910 | Federal Income Tax |  |  |  | 574107.1814 | 436887.6907 | 24196.5775 | -3723.5814 | -23672.664 | 19157.1615 | -321.3424 | 5402.0757 | 3713.7019 | 1269.716 | 107451.5173 | 1275.0018 | 2471.3267 | 0
827
828
829 |  | TOTAL OPERATING EXPENSES |  |  |  |  | 7343226.1053 | 4948300.1095 | 966603.1977 | 175940.8 | 71768.6205 | 178881.2561 | 364.8021 | 80624.369 | 16604.1548 | 4427.6018 | 864894.0321 | 16713.7969 | 18103.3649 | 0
830
831
832 |  | Distribution - METER - Unbundled |  |  |  |  | D: STEAM PRODUCTION PLANT
833
834 |  | A |  | B | C |  | D | E | F | G | H | I | J | K | L | M | N | O | P
835 |  | FERC ACCT |  | DESCRIPTION | COS Factor |  | Utah Jurisdiction Normalized | Residential Sch 1 | General Large Dist. Sch 6 | General +1 MW Sch 8 | Street & Area Lighting Sch. 7,11,12 | General Trans Sch 9 | General Secondary Sch 22 | Irrigation Sch 10 | Traffic Signals Sch 15 | Outdoor Lighting Sch 15 | General Small Dist. Sch 23 | Industrial Cust 1 | Industrial Cust 2
836 |  | 310 | Land and Land Rights |  | F10 |  | 0 | 0 | 0 | 0 | 0 | 0 | 0 | 0 | 0 | 0 | 0 | 0 | 0 | 0 | 1192
837 |  |  |  | Total 310 |  |  | 0 | 0 | 0 | 0 | 0 | 0 | 0 | 0 | 0 | 0 | 0 | 0 | 0 | 0
838
839 |  | 311 | Structures and Improvements |  | F10 |  | 0 | 0 | 0 | 0 | 0 | 0 | 0 | 0 | 0 | 0 | 0 | 0 | 0 | 0 | 1199
840 |  |  |  | Total 311 |  |  | 0 | 0 | 0 | 0 | 0 | 0 | 0 | 0 | 0 | 0 | 0 | 0 | 0 | 0
841
842 |  | 312 | Boiler Plant Equipment |  | F10 |  | 0 | 0 | 0 | 0 | 0 | 0 | 0 | 0 | 0 | 0 | 0 | 0 | 0 | 0 | 1206
843 |  |  |  | Total 312 |  |  | 0 | 0 | 0 | 0 | 0 | 0 | 0 | 0 | 0 | 0 | 0 | 0 | 0 | 0
844
845 |  | 314 | Turbogenerator Units |  | F10 |  | 0 | 0 | 0 | 0 | 0 | 0 | 0 | 0 | 0 | 0 | 0 | 0 | 0 | 0 | 1213
846 |  |  |  | Total 314 |  |  | 0 | 0 | 0 | 0 | 0 | 0 | 0 | 0 | 0 | 0 | 0 | 0 | 0 | 0
847
848 |  | 315 | Accessory Electric Equipment |  | F10 |  | 0 | 0 | 0 | 0 | 0 | 0 | 0 | 0 | 0 | 0 | 0 | 0 | 0 | 0 | 1220
849 |  |  |  | Total 316 |  |  | 0 | 0 | 0 | 0 | 0 | 0 | 0 | 0 | 0 | 0 | 0 | 0 | 0 | 0
850
851 |  | 316 | Misc Power Plant Equipment |  | F10 |  | 0 | 0 | 0 | 0 | 0 | 0 | 0 | 0 | 0 | 0 | 0 | 0 | 0 | 0 | 1227
852 |  |  |  | Total 316 |  |  | 0 | 0 | 0 | 0 | 0 | 0 | 0 | 0 | 0 | 0 | 0 | 0 | 0 | 0
853
854 |  | S00 | Unclassified Steam Plant - Acct 300 |  | F10 |  | 0 | 0 | 0 | 0 | 0 | 0 | 0 | 0 | 0 | 0 | 0 | 0 | 0 | 0 | 1232
855
856
857
858 |  | Total Steam Production Plant |  |  |  |  | 0 | 0 | 0 | 0 | 0 | 0 | 0 | 0 | 0 | 0 | 0 | 0 | 0 | 0
859
860
861 | [6 empty] | D: NUCLEAR PRODUCTION
862
863
864 |  | 320 | Land and Land Rights |  | F10 |  | 0 | 0 | 0 | 0 | 0 | 0 | 0 | 0 | 0 | 0 | 0 | 0 | 0 | 0 | 1238
865
866 |  | 321 | Structures and Improvements |  | F10 |  | 0 | 0 | 0 | 0 | 0 | 0 | 0 | 0 | 0 | 0 | 0 | 0 | 0 | 0 | 1242
867
868 |  | 322 | Reactor Plant Equipment |  | F10 |  | 0 | 0 | 0 | 0 | 0 | 0 | 0 | 0 | 0 | 0 | 0 | 0 | 0 | 0 | 1246
869
870 |  | 323 | Turbogenerator Units |  | F10 |  | 0 | 0 | 0 | 0 | 0 | 0 | 0 | 0 | 0 | 0 | 0 | 0 | 0 | 0 | 1250
871
872 |  | 324 | Land and Land Rights |  | F10 |  | 0 | 0 | 0 | 0 | 0 | 0 | 0 | 0 | 0 | 0 | 0 | 0 | 0 | 0 | 1254
873
874 |  | 325 | Misc. Power Plant Equipment |  | F10 |  | 0 | 0 | 0 | 0 | 0 | 0 | 0 | 0 | 0 | 0 | 0 | 0 | 0 | 0 | 1258
875
876 |  | N00 | Unclassified Nuclear Plt - Acct 300 |  | F10 |  | 0 | 0 | 0 | 0 | 0 | 0 | 0 | 0 | 0 | 0 | 0 | 0 | 0 | 0 | 1264
877
878 |  | Total Nuclear Production Plant |  |  |  |  | 0 | 0 | 0 | 0 | 0 | 0 | 0 | 0 | 0 | 0 | 0 | 0 | 0 | 0
879
880
881 | [6 empty] | D: HYDRAULIC PRODUCTION PLANT
882
883
884 |  | 330 | Land and Land Rights |  | F10 |  | 0 | 0 | 0 | 0 | 0 | 0 | 0 | 0 | 0 | 0 | 0 | 0 | 0 | 0 | 1274
885
886 |  | 331 | Structures and Improvements |  | F10 |  | 0 | 0 | 0 | 0 | 0 | 0 | 0 | 0 | 0 | 0 | 0 | 0 | 0 | 0 | 1281
887
888 |  | 332 | Reservoirs, Dams & Waterways |  | F10 |  | 0 | 0 | 0 | 0 | 0 | 0 | 0 | 0 | 0 | 0 | 0 | 0 | 0 | 0 | 1288
889
890 |  | 333 | Water Wheel, Turbines, & Generators |  | F10 |  | 0 | 0 | 0 | 0 | 0 | 0 | 0 | 0 | 0 | 0 | 0 | 0 | 0 | 0 | 1295
891
892 |  | 334 | Accessory Electric Equipment |  | F10 |  | 0 | 0 | 0 | 0 | 0 | 0 | 0 | 0 | 0 | 0 | 0 | 0 | 0 | 0 | 1302
893
894 |  | 335 | Misc. Power Plant Equipment |  | F10 |  | 0 | 0 | 0 | 0 | 0 | 0 | 0 | 0 | 0 | 0 | 0 | 0 | 0 | 0 | 1309
895
896 |  | 336 | Roads, Railroads & Bridges |  | F10 |  | 0 | 0 | 0 | 0 | 0 | 0 | 0 | 0 | 0 | 0 | 0 | 0 | 0 | 0 | 1316
897
898 |  | H00 | Unclassified Hydro Plant - Acct 300 |  | F10 |  | 0 | 0 | 0 | 0 | 0 | 0 | 0 | 0 | 0 | 0 | 0 | 0 | 0 | 0 | 1322
899
900 |  | Total Hydraulic Plant |  |  |  |  | 0 | 0 | 0 | 0 | 0 | 0 | 0 | 0 | 0 | 0 | 0 | 0 | 0 | 0
901
902 |  | Distribution - METER - Unbundled
903 |  | A |  | B | C |  | D | E | F | G | H | I | J | K | L | M | N | O | P
904 |  | FERC ACCT |  | DESCRIPTION | COS Factor |  | Utah Jurisdiction Normalized | Residential Sch 1 | General Large Dist. Sch 6 | General +1 MW Sch 8 | Street & Area Lighting Sch. 7,11,12 | General Trans Sch 9 | General Secondary Sch 22 | Irrigation Sch 10 | Traffic Signals Sch 15 | Outdoor Lighting Sch 15 | General Small Dist. Sch 23 | Industrial Cust 1 | Industrial Cust 2
905 |  | 340 | Land and Land Rights |  | F10 |  | 0 | 0 | 0 | 0 | 0 | 0 | 0 | 0 | 0 | 0 | 0 | 0 | 0 | 0 | 1328
906 |  |  |  | Wind Generation | F10 |  | 0 | 0 | 0 | 0 | 0 | 0 | 0 | 0 | 0 | 0 | 0 | 0 | 0 | 0 | 1329
907 |  |  |  | Simple Cycle Combustion Turbine | F10 |  | 0 | 0 | 0 | 0 | 0 | 0 | 0 | 0 | 0 | 0 | 0 | 0 | 0 | 0 | 1330
908 |  |  |  | Total 340 |  |  | 0 | 0 | 0 | 0 | 0 | 0 | 0 | 0 | 0 | 0 | 0 | 0 | 0 | 0
909
910 |  | 341 | Structures and Improvements |  | F10 |  | 0 | 0 | 0 | 0 | 0 | 0 | 0 | 0 | 0 | 0 | 0 | 0 | 0 | 0 | 1334
911 |  |  |  | Wind Generation | F10 |  | 0 | 0 | 0 | 0 | 0 | 0 | 0 | 0 | 0 | 0 | 0 | 0 | 0 | 0 | 1336
912 |  |  |  | Simple Cycle Combustion Turbine | F10 |  | 0 | 0 | 0 | 0 | 0 | 0 | 0 | 0 | 0 | 0 | 0 | 0 | 0 | 0 | 1337
913 |  |  |  | Total 341 |  |  | 0 | 0 | 0 | 0 | 0 | 0 | 0 | 0 | 0 | 0 | 0 | 0 | 0 | 0
914
915 |  | 342 | Fuel Holders, Producers & Access |  | F10 |  | 0 | 0 | 0 | 0 | 0 | 0 | 0 | 0 | 0 | 0 | 0 | 0 | 0 | 0 | 1341
916 |  |  |  | Simple Cycle Combustion Turbine | F10 |  | 0 | 0 | 0 | 0 | 0 | 0 | 0 | 0 | 0 | 0 | 0 | 0 | 0 | 0 | 1343
917 |  |  |  | Total 342 |  |  | 0 | 0 | 0 | 0 | 0 | 0 | 0 | 0 | 0 | 0 | 0 | 0 | 0 | 0
918
919 |  | 343 | Prime Movers |  | F10 |  | 0 | 0 | 0 | 0 | 0 | 0 | 0 | 0 | 0 | 0 | 0 | 0 | 0 | 0 | 1348
920 |  |  |  | Wind Generation | F10 |  | 0 | 0 | 0 | 0 | 0 | 0 | 0 | 0 | 0 | 0 | 0 | 0 | 0 | 0 | 1349
921 |  |  |  | Simple Cycle Combustion Turbine | F10 |  | 0 | 0 | 0 | 0 | 0 | 0 | 0 | 0 | 0 | 0 | 0 | 0 | 0 | 0 | 1350
922 |  |  |  | Total 343 |  |  | 0 | 0 | 0 | 0 | 0 | 0 | 0 | 0 | 0 | 0 | 0 | 0 | 0 | 0
923
924 |  | 344 | Generators |  | F10 |  | 0 | 0 | 0 | 0 | 0 | 0 | 0 | 0 | 0 | 0 | 0 | 0 | 0 | 0 | 1355
925 |  |  |  | Wind Generation | F10 |  | 0 | 0 | 0 | 0 | 0 | 0 | 0 | 0 | 0 | 0 | 0 | 0 | 0 | 0 | 1356
926 |  |  |  | Simple Cycle Combustion Turbine | F10 |  | 0 | 0 | 0 | 0 | 0 | 0 | 0 | 0 | 0 | 0 | 0 | 0 | 0 | 0 | 1357
927 |  |  |  | Total 344 |  |  | 0 | 0 | 0 | 0 | 0 | 0 | 0 | 0 | 0 | 0 | 0 | 0 | 0 | 0
928
929 |  | 345 | Accessory Electric Plant |  | F10 |  | 0 | 0 | 0 | 0 | 0 | 0 | 0 | 0 | 0 | 0 | 0 | 0 | 0 | 0 | 1361
930 |  |  |  | Wind Generation | F10 |  | 0 | 0 | 0 | 0 | 0 | 0 | 0 | 0 | 0 | 0 | 0 | 0 | 0 | 0 | 1362
931 |  |  |  | Simple Cycle Combustion Turbine | F10 |  | 0 | 0 | 0 | 0 | 0 | 0 | 0 | 0 | 0 | 0 | 0 | 0 | 0 | 0 | 1364
932 |  |  |  | Total 345 |  |  | 0 | 0 | 0 | 0 | 0 | 0 | 0 | 0 | 0 | 0 | 0 | 0 | 0 | 0
933
934 |  | 346 | Misc. Power Plant Equipment |  | F10 |  | 0 | 0 | 0 | 0 | 0 | 0 | 0 | 0 | 0 | 0 | 0 | 0 | 0 | 0 | 1368
935 |  |  |  | Wind Generation | F10 |  | 0 | 0 | 0 | 0 | 0 | 0 | 0 | 0 | 0 | 0 | 0 | 0 | 0 | 0 | 1369
936
937 |  | O00 | Unclassified Other Prod - Acct 300 |  | F10 |  | 0 | 0 | 0 | 0 | 0 | 0 | 0 | 0 | 0 | 0 | 0 | 0 | 0 | 0 | 1376
938
939 |  | Total Other Production Plant |  |  |  |  | 0 | 0 | 0 | 0 | 0 | 0 | 0 | 0 | 0 | 0 | 0 | 0 | 0 | 0
940
941 |  | Experimental Plant
942 |  | 103 | Experimental Plant |  | F10 |  | 0 | 0 | 0 | 0 | 0 | 0 | 0 | 0 | 0 | 0 | 0 | 0 | 0 | 0 | 1382
943
944 |  | TOTAL PRODUCTION PLANT |  |  |  |  | 0 | 0 | 0 | 0 | 0 | 0 | 0 | 0 | 0 | 0 | 0 | 0 | 0 | 0
945
946 | [6 empty] | D: TRANSMISSION PLANT
947 |  | 350 | Land and Land Rights
948 |  |  |  | Demand | F10 |  | 0 | 0 | 0 | 0 | 0 | 0 | 0 | 0 | 0 | 0 | 0 | 0 | 0 | 0 | 1391
949 |  |  |  | Direct Assigned | A | 0 | 0 | 0 | 0 | 0 | 0 | 0 | 0 | 0 | 0 | 0 | 0 | 0 | 0 | 0
950 | [6 empty] | 0 | 0 | 0 | 0 | 0 | 0 | 0 | 0 | 0 | 0 | 0 | 0 | 0 | 0
951 |  | 352 | Structures and Improvements
952 |  |  |  | Demand | F10 |  | 0 | 0 | 0 | 0 | 0 | 0 | 0 | 0 | 0 | 0 | 0 | 0 | 0 | 0 | 1398
953 |  |  |  | Direct Assigned | A | 0 | 0 | 0 | 0 | 0 | 0 | 0 | 0 | 0 | 0 | 0 | 0 | 0 | 0 | 0
954 | [6 empty] | 0 | 0 | 0 | 0 | 0 | 0 | 0 | 0 | 0 | 0 | 0 | 0 | 0 | 0
955 |  | 353 | Station Equipment
956 |  |  |  | Demand | F10 |  | 0 | 0 | 0 | 0 | 0 | 0 | 0 | 0 | 0 | 0 | 0 | 0 | 0 | 0 | 1404
957 |  |  |  | Direct Assigned | A | 0 | 0 | 0 | 0 | 0 | 0 | 0 | 0 | 0 | 0 | 0 | 0 | 0 | 0 | 0
958 | [6 empty] | 0 | 0 | 0 | 0 | 0 | 0 | 0 | 0 | 0 | 0 | 0 | 0 | 0 | 0
959 |  | 354 | Towers and Fixtures
960 |  |  |  | Demand | F10 |  | 0 | 0 | 0 | 0 | 0 | 0 | 0 | 0 | 0 | 0 | 0 | 0 | 0 | 0 | 1410
961 |  |  |  | Direct Assigned | A | 0 | 0 | 0 | 0 | 0 | 0 | 0 | 0 | 0 | 0 | 0 | 0 | 0 | 0 | 0
962 | [6 empty] | 0 | 0 | 0 | 0 | 0 | 0 | 0 | 0 | 0 | 0 | 0 | 0 | 0 | 0
963 |  | 355 | Poles and Fixtures
964 |  |  |  | Demand | F10 |  | 0 | 0 | 0 | 0 | 0 | 0 | 0 | 0 | 0 | 0 | 0 | 0 | 0 | 0 | 1416
965 |  |  |  | Direct Assigned | A | 0 | 0 | 0 | 0 | 0 | 0 | 0 | 0 | 0 | 0 | 0 | 0 | 0 | 0 | 0
966 | [6 empty] | 0 | 0 | 0 | 0 | 0 | 0 | 0 | 0 | 0 | 0 | 0 | 0 | 0 | 0
967 |  | 356 | Overhead Conductors
968 |  |  |  | Demand | F10 |  | 0 | 0 | 0 | 0 | 0 | 0 | 0 | 0 | 0 | 0 | 0 | 0 | 0 | 0 | 1422
969 |  |  |  | Direct Assigned | A | 0 | 0 | 0 | 0 | 0 | 0 | 0 | 0 | 0 | 0 | 0 | 0 | 0 | 0 | 0
970 | [6 empty] | 0 | 0 | 0 | 0 | 0 | 0 | 0 | 0 | 0 | 0 | 0 | 0 | 0 | 0
971 |  | 357 | Underground Conduit
972 |  |  |  | Demand | F10 |  | 0 | 0 | 0 | 0 | 0 | 0 | 0 | 0 | 0 | 0 | 0 | 0 | 0 | 0 | 1428
973 |  |  |  | Direct Assigned | A | 0 | 0 | 0 | 0 | 0 | 0 | 0 | 0 | 0 | 0 | 0 | 0 | 0 | 0 | 0
974 | [6 empty] | 0 | 0 | 0 | 0 | 0 | 0 | 0 | 0 | 0 | 0 | 0 | 0 | 0 | 0
975 |  | 358 | Underground Conductors
976 |  |  |  | Demand | F10 |  | 0 | 0 | 0 | 0 | 0 | 0 | 0 | 0 | 0 | 0 | 0 | 0 | 0 | 0 | 1434
977 |  |  |  | Direct Assigned | A | 0 | 0 | 0 | 0 | 0 | 0 | 0 | 0 | 0 | 0 | 0 | 0 | 0 | 0 | 0
978 | [6 empty] | 0 | 0 | 0 | 0 | 0 | 0 | 0 | 0 | 0 | 0 | 0 | 0 | 0 | 0
979 |  | 359 | Roads and Trails
980 |  |  |  | Demand | F10 |  | 0 | 0 | 0 | 0 | 0 | 0 | 0 | 0 | 0 | 0 | 0 | 0 | 0 | 0 | 1440
981 |  |  |  | Direct Assigned | A | 0 | 0 | 0 | 0 | 0 | 0 | 0 | 0 | 0 | 0 | 0 | 0 | 0 | 0 | 0
982 | [6 empty] | 0 | 0 | 0 | 0 | 0 | 0 | 0 | 0 | 0 | 0 | 0 | 0 | 0 | 0
983
984 |  | T00 | Unclassified Trans Plant - Acct 300 |  | F10 |  | 0 | 0 | 0 | 0 | 0 | 0 | 0 | 0 | 0 | 0 | 0 | 0 | 0 | 0 | 1444
985 |  | TS0 | Unclassified Trans Sub - Acct 300 |  | F10 |  | 0 | 0 | 0 | 0 | 0 | 0 | 0 | 0 | 0 | 0 | 0 | 0 | 0 | 0 | 1448
986
987 |  | TOTAL TRANSMISSION PLANT |  |  |  |  | 0 | 0 | 0 | 0 | 0 | 0 | 0 | 0 | 0 | 0 | 0 | 0 | 0 | 0
988 |  | Distribution - METER - Unbundled |  |  |  |  | D: DISTRIBUTION PLANT
989 |  | A |  | B | C |  | D | E | F | G | H | I | J | K | L | M | N | O | P
990 |  | FERC ACCT |  | DESCRIPTION | COS Factor |  | Utah Jurisdiction Normalized | Residential Sch 1 | General Large Dist. Sch 6 | General +1 MW Sch 8 | Street & Area Lighting Sch. 7,11,12 | General Trans Sch 9 | General Secondary Sch 22 | Irrigation Sch 10 | Traffic Signals Sch 15 | Outdoor Lighting Sch 15 | General Small Dist. Sch 23 | Industrial Cust 1 | Industrial Cust 2
991
992 |  | 360 | Land and Land Rights
993 |  |  |  | Demand Primary | F20 |  | 0 | 0 | 0 | 0 | 0 | 0 | 0 | 0 | 0 | 0 | 0 | 0 | 0 | 0 | 1453
994 |  |  |  | Assigned | A | 0 | 0 | 0 | 0 | 0 | 0 | 0 | 0 | 0 | 0 | 0 | 0 | 0 | 0 | 0
995 | [6 empty] | 0 | 0 | 0 | 0 | 0 | 0 | 0 | 0 | 0 | 0 | 0 | 0 | 0 | 0
996 |  | 361 | Structures and Improvements
997 |  |  |  | Demand Primary | F20 |  | 0 | 0 | 0 | 0 | 0 | 0 | 0 | 0 | 0 | 0 | 0 | 0 | 0 | 0 | 1457
998 |  |  |  | Assigned | A | 0 | 0 | 0 | 0 | 0 | 0 | 0 | 0 | 0 | 0 | 0 | 0 | 0 | 0 | 0
999 | [6 empty] | 0 | 0 | 0 | 0 | 0 | 0 | 0 | 0 | 0 | 0 | 0 | 0 | 0 | 0
1000 |  | 362 | Station Equipment
1001 |  |  |  | Demand Primary | F20 |  | 0 | 0 | 0 | 0 | 0 | 0 | 0 | 0 | 0 | 0 | 0 | 0 | 0 | 0 | 1461
1002 |  |  |  | Assigned | A | 0 | 0 | 0 | 0 | 0 | 0 | 0 | 0 | 0 | 0 | 0 | 0 | 0 | 0 | 0
1003 | [6 empty] | 0 | 0 | 0 | 0 | 0 | 0 | 0 | 0 | 0 | 0 | 0 | 0 | 0 | 0
1004 |  | 364 | Poles, Towers & Fixtures
1005 |  |  |  | Demand Primary | F20 | 0 | 0 | 0 | 0 | 0 | 0 | 0 | 0 | 0 | 0 | 0 | 0 | 0 | 0 | 0 | 1465
1006 |  |  |  | Demand Secondary | F22 | 0 | 0 | 0 | 0 | 0 | 0 | 0 | 0 | 0 | 0 | 0 | 0 | 0 | 0 | 0
1007 |  |  |  | Assigned | A | 0 | 0 | 0 | 0 | 0 | 0 | 0 | 0 | 0 | 0 | 0 | 0 | 0 | 0 | 0
1008 | [6 empty] | 0 | 0 | 0 | 0 | 0 | 0 | 0 | 0 | 0 | 0 | 0 | 0 | 0 | 0
1009 |  | 365 | Overhead Conductors
1010 |  |  |  | Demand Primary | F20 | 0 | 0 | 0 | 0 | 0 | 0 | 0 | 0 | 0 | 0 | 0 | 0 | 0 | 0 | 0 | 1469
1011 |  |  |  | Demand Secondary | F22 | 0 | 0 | 0 | 0 | 0 | 0 | 0 | 0 | 0 | 0 | 0 | 0 | 0 | 0 | 0
1012 |  |  |  | Assigned | A | 0 | 0 | 0 | 0 | 0 | 0 | 0 | 0 | 0 | 0 | 0 | 0 | 0 | 0 | 0
1013 | [6 empty] | 0 | 0 | 0 | 0 | 0 | 0 | 0 | 0 | 0 | 0 | 0 | 0 | 0 | 0
1014 |  | 366 | Underground Conduit
1015 |  |  |  | Demand Primary | F20 | 0 | 0 | 0 | 0 | 0 | 0 | 0 | 0 | 0 | 0 | 0 | 0 | 0 | 0 | 0 | 1473
1016 |  |  |  | Demand Secondary | F22 | 0 | 0 | 0 | 0 | 0 | 0 | 0 | 0 | 0 | 0 | 0 | 0 | 0 | 0 | 0
1017 |  |  |  | Assigned | A | 0 | 0 | 0 | 0 | 0 | 0 | 0 | 0 | 0 | 0 | 0 | 0 | 0 | 0 | 0
1018 | [6 empty] | 0 | 0 | 0 | 0 | 0 | 0 | 0 | 0 | 0 | 0 | 0 | 0 | 0 | 0
1019 |  | 367 | Underground Conductors
1020 |  |  |  | Demand Primary | F20 | 0 | 0 | 0 | 0 | 0 | 0 | 0 | 0 | 0 | 0 | 0 | 0 | 0 | 0 | 0 | 1477
1021 |  |  |  | Demand Secondary | F22 | 0 | 0 | 0 | 0 | 0 | 0 | 0 | 0 | 0 | 0 | 0 | 0 | 0 | 0 | 0
1022 |  |  |  | Assigned | A | 0 | 0 | 0 | 0 | 0 | 0 | 0 | 0 | 0 | 0 | 0 | 0 | 0 | 0 | 0
1023 | [6 empty] | 0 | 0 | 0 | 0 | 0 | 0 | 0 | 0 | 0 | 0 | 0 | 0 | 0 | 0
1024 |  | 368 | Line Transformers
1025 |  |  |  | Demand Secondary | F21 |  | 0 | 0 | 0 | 0 | 0 | 0 | 0 | 0 | 0 | 0 | 0 | 0 | 0 | 0 | 1481
1026 |  |  |  | Assigned | A | 0 | 0 | 0 | 0 | 0 | 0 | 0 | 0 | 0 | 0 | 0 | 0 | 0 | 0 | 0
1027 | [6 empty] | 0 | 0 | 0 | 0 | 0 | 0 | 0 | 0 | 0 | 0 | 0 | 0 | 0 | 0
1028 |  | 369 | Services
1029 |  |  |  | Customer | F70 |  | 0 | 0 | 0 | 0 | 0 | 0 | 0 | 0 | 0 | 0 | 0 | 0 | 0 | 0 | 1485
1030 |  |  |  | Assigned | A | 0 | 0 | 0 | 0 | 0 | 0 | 0 | 0 | 0 | 0 | 0 | 0 | 0 | 0 | 0
1031 | [6 empty] | 0 | 0 | 0 | 0 | 0 | 0 | 0 | 0 | 0 | 0 | 0 | 0 | 0 | 0
1032 |  | 370 | Meters
1033 |  |  |  | Customer | F60 |  | 84870862.1723 | 60201513.6961 | 8925339.7561 | 1435192.044 | 0 | 2463108.4034 | 1209.483 | 933223.3836 | 197886.6242 | 44198.659 | 10206488.0988 | 231351.012 | 231351.012 | 0 | 1489
1034 |  |  |  | Assigned | A | 1 | 0 | 0 | 0 | 0 | 0 | 0 | 0 | 0 | 0 | 0 | 0 | 0 | 0 | 0
1035 | [6 empty] | 84870862.1723 | 60201513.6961 | 8925339.7561 | 1435192.044 | 0 | 2463108.4034 | 1209.483 | 933223.3836 | 197886.6242 | 44198.659 | 10206488.0988 | 231351.012 | 231351.012 | 0
1036 |  | 371 | Install on Customers' Premises
1037 |  |  |  | Demand Primary | F20 | 0 | 0 | 0 | 0 | 0 | 0 | 0 | 0 | 0 | 0 | 0 | 0 | 0 | 0 | 0 | 1493
1038 |  |  |  | Demand Secondary | F22 | 0 | 0 | 0 | 0 | 0 | 0 | 0 | 0 | 0 | 0 | 0 | 0 | 0 | 0 | 0
1039 |  |  |  | Assigned | A | 0 | 0 | 0 | 0 | 0 | 0 | 0 | 0 | 0 | 0 | 0 | 0 | 0 | 0 | 0
1040 | [6 empty] | 0 | 0 | 0 | 0 | 0 | 0 | 0 | 0 | 0 | 0 | 0 | 0 | 0 | 0
1041 |  | 372 | Leased Property
1042 |  |  |  | Demand Primary | F20 | 0 | 0 | 0 | 0 | 0 | 0 | 0 | 0 | 0 | 0 | 0 | 0 | 0 | 0 | 0 | 1497
1043 |  |  |  | Demand Secondary | F22 | 0 | 0 | 0 | 0 | 0 | 0 | 0 | 0 | 0 | 0 | 0 | 0 | 0 | 0 | 0
1044 |  |  |  | Assigned | A | 0 | 0 | 0 | 0 | 0 | 0 | 0 | 0 | 0 | 0 | 0 | 0 | 0 | 0 | 0
1045 | [6 empty] | 0 | 0 | 0 | 0 | 0 | 0 | 0 | 0 | 0 | 0 | 0 | 0 | 0 | 0
1046
1047 |  | 373 | Street Lights |  | A | 0 | 0 | 0 | 0 | 0 | 0 | 0 | 0 | 0 | 0 | 0 | 0 | 0 | 0 | 0 | 1502
1048
1049
1050 |  | D00 | Unclassified Dist Plant - Acct 300 |  | F22 |  | 0 | 0 | 0 | 0 | 0 | 0 | 0 | 0 | 0 | 0 | 0 | 0 | 0 | 0 | 1505
1051 |  | DS0 | Unclassified Dist Sub - Acct 300 |  | F20 |  | 0 | 0 | 0 | 0 | 0 | 0 | 0 | 0 | 0 | 0 | 0 | 0 | 0 | 0 | 1509
1052 |  | TOTAL DISTRIBUTION PLANT |  |  |  |  | 84870862.1723 | 60201513.6961 | 8925339.7561 | 1435192.044 | 0 | 2463108.4034 | 1209.483 | 933223.3836 | 197886.6242 | 44198.659 | 10206488.0988 | 231351.012 | 231351.012 | 0
1053
1054 |  | Distribution - METER - Unbundled |  |  |  |  | DISTRIBUTION PLANT D: GENERAL PLANT
1055
1056 |  | A |  | B | C |  | D | E | F | G | H | I | J | K | L | M | N | O | P
1057 |  | FERC ACCT |  | DESCRIPTION | COS Factor |  | Utah Jurisdiction Normalized | Residential Sch 1 | General Large Dist. Sch 6 | General +1 MW Sch 8 | Street & Area Lighting Sch. 7,11,12 | General Trans Sch 9 | General Secondary Sch 22 | Irrigation Sch 10 | Traffic Signals Sch 15 | Outdoor Lighting Sch 15 | General Small Dist. Sch 23 | Industrial Cust 1 | Industrial Cust 2
1058 |  | 389 | Land and Land Rights
1059 |  |  |  | Situs | F107D |  | 91014.5226 | 53379.0603 | 22025.0673 | 4961.9826 | 1148.7378 | 78.8013 | 42.9216 | 1111.873 | 48.5755 | 26.1251 | 8176.575 | 7.4015 | 7.4015 | 0 | 1516
1060 |  |  |  | Customer - System | F42 |  | 0 | 0 | 0 | 0 | 0 | 0 | 0 | 0 | 0 | 0 | 0 | 0 | 0 | 0 | 1517
1061 |  |  |  | System Generation | F105D |  | 0 | 0 | 0 | 0 | 0 | 0 | 0 | 0 | 0 | 0 | 0 | 0 | 0 | 0 | 1518
1062 |  |  |  | System Generation | F105D |  | 0 | 0 | 0 | 0 | 0 | 0 | 0 | 0 | 0 | 0 | 0 | 0 | 0 | 0 | 1519
1063 |  |  |  | System Overheads | F102D |  | 26432.8497 | 15502.5884 | 6396.6198 | 1441.0814 | 333.6216 | 22.8858 | 12.4655 | 322.9152 | 14.1075 | 7.5874 | 2374.6779 | 2.1496 | 2.1496 | 0 | 1520
1064 |  |  | Total Land & Land Rights |  |  |  | 117447.3723 | 68881.6487 | 28421.6871 | 6403.064 | 1482.3594 | 101.6871 | 55.3871 | 1434.7882 | 62.6831 | 33.7124 | 10551.2529 | 9.5511 | 9.5511 | 0
1065
1066 |  | 390 | Structures and Improvements
1067 |  |  |  | Situs | F107D |  | 933672.9357 | 547589.3576 | 225944.2633 | 50902.5231 | 11784.3324 | 808.3834 | 440.3119 | 11406.1546 | 498.3125 | 268.0041 | 83879.4355 | 75.9286 | 75.9286 | 0 | 1524
1068 |  |  |  | System Generation | F105D |  | 0 | 0 | 0 | 0 | 0 | 0 | 0 | 0 | 0 | 0 | 0 | 0 | 0 | 0 | 1525
1069 |  |  |  | System Generation | F105D |  | 0 | 0 | 0 | 0 | 0 | 0 | 0 | 0 | 0 | 0 | 0 | 0 | 0 | 0 | 1526
1070 |  |  |  | System Generation | F105D |  | 0 | 0 | 0 | 0 | 0 | 0 | 0 | 0 | 0 | 0 | 0 | 0 | 0 | 0 | 1527
1071 |  |  |  | Customer - System | F42 |  | 0 | 0 | 0 | 0 | 0 | 0 | 0 | 0 | 0 | 0 | 0 | 0 | 0 | 0 | 1528
1072 |  |  |  | System Generation | F102D |  | 0 | 0 | 0 | 0 | 0 | 0 | 0 | 0 | 0 | 0 | 0 | 0 | 0 | 0 | 1529
1073 |  |  |  | System Overheads | F102D |  | 338241.6849 | 198375.191 | 81852.826 | 18440.4565 | 4269.11 | 292.8531 | 159.5118 | 4132.1075 | 180.5236 | 97.0898 | 30387.0023 | 27.5066 | 27.5066 | 0 | 1530
1074
1075 |  |  | Total Structures and Improvements |  |  |  | 1271914.6205 | 745964.5486 | 307797.0892 | 69342.9797 | 16053.4424 | 1101.2365 | 599.8236 | 15538.2622 | 678.8361 | 365.094 | 114266.4378 | 103.4352 | 103.4352 | 0
1076
1077 |  | 391 | Office Furniture & Equipment
1078 |  |  |  | Situs | F107D |  | 42689.7119 | 25037.0671 | 10330.7005 | 2327.3825 | 538.8073 | 36.9612 | 20.1321 | 521.5161 | 22.784 | 12.2538 | 3835.1641 | 3.4716 | 3.4716 | 0 | 1534
1079 |  |  |  | System Generation | F105D |  | 0 | 0 | 0 | 0 | 0 | 0 | 0 | 0 | 0 | 0 | 0 | 0 | 0 | 0 | 1535
1080 |  |  |  | System Generation | F105D |  | 0 | 0 | 0 | 0 | 0 | 0 | 0 | 0 | 0 | 0 | 0 | 0 | 0 | 0 | 1536
1081 |  |  |  | Customer - System | F42 |  | 0 | 0 | 0 | 0 | 0 | 0 | 0 | 0 | 0 | 0 | 0 | 0 | 0 | 0 | 1537
1082 |  |  |  | System Generation | F105D |  | 0 | 0 | 0 | 0 | 0 | 0 | 0 | 0 | 0 | 0 | 0 | 0 | 0 | 0 | 1538
1083 |  |  |  | Energy | F30 |  | 0 | 0 | 0 | 0 | 0 | 0 | 0 | 0 | 0 | 0 | 0 | 0 | 0 | 0 | 1539
1084 |  |  |  | System Overheads | F102D |  | 192893.916 | 113130.2531 | 46679.38 | 10516.3025 | 2434.6063 | 167.0095 | 90.9671 | 2356.476 | 102.9498 | 55.3688 | 17329.2297 | 15.6866 | 15.6866 | 0 | 1540
1085 |  |  |  | Cholla | F10 |  | 0 | 0 | 0 | 0 | 0 | 0 | 0 | 0 | 0 | 0 | 0 | 0 | 0 | 0 | 1541
1086 |  |  |  | Simple Cycle Combustion Turbine | F10 |  | 0 | 0 | 0 | 0 | 0 | 0 | 0 | 0 | 0 | 0 | 0 | 0 | 0 | 0 | 1542
1087 |  |  | Total Office Furniture & Equipment |  |  |  | 235583.628 | 138167.3202 | 57010.0805 | 12843.685 | 2973.4136 | 203.9707 | 111.0991 | 2877.9921 | 125.7338 | 67.6226 | 21164.3938 | 19.1582 | 19.1582 | 0
1088
1089 |  | 392 | Transportation Equipment
1090 |  |  |  | Situs | F107D |  | 727699.1255 | 426787.8841 | 176099.6132 | 39673.1234 | 9184.6385 | 630.0492 | 343.1764 | 8889.889 | 388.3818 | 208.8808 | 65375.1325 | 59.1783 | 59.1783 | 0 | 1546
1091 |  |  |  | System Overheads | F102D |  | 29769.2639 | 17459.3602 | 7204.0156 | 1622.978 | 375.7321 | 25.7745 | 14.0389 | 363.6743 | 15.8882 | 8.5451 | 2674.4152 | 2.4209 | 2.4209 | 0 | 1547
1092 |  |  |  | System Generation | F105D |  | 0 | 0 | 0 | 0 | 0 | 0 | 0 | 0 | 0 | 0 | 0 | 0 | 0 | 0 | 1548
1093 |  |  |  | Customer - System | F42 |  | 0 | 0 | 0 | 0 | 0 | 0 | 0 | 0 | 0 | 0 | 0 | 0 | 0 | 0 | 1549
1094 |  |  |  | System Generation | F105D |  | 0 | 0 | 0 | 0 | 0 | 0 | 0 | 0 | 0 | 0 | 0 | 0 | 0 | 0 | 1550
1095 |  |  |  | Energy | F30 |  | 0 | 0 | 0 | 0 | 0 | 0 | 0 | 0 | 0 | 0 | 0 | 0 | 0 | 0 | 1551
1096 |  |  |  | System Generation | F105D |  | 0 | 0 | 0 | 0 | 0 | 0 | 0 | 0 | 0 | 0 | 0 | 0 | 0 | 0 | 1552
1097 |  |  |  | Cholla | F10 |  | 0 | 0 | 0 | 0 | 0 | 0 | 0 | 0 | 0 | 0 | 0 | 0 | 0 | 0 | 1553
1098 |  |  |  | Simple Cycle Combustion Turbine | F10 |  | 0 | 0 | 0 | 0 | 0 | 0 | 0 | 0 | 0 | 0 | 0 | 0 | 0 | 0 | 1554
1099 |  |  | Total Transportation Equipment |  |  |  | 757468.3894 | 444247.2444 | 183303.6288 | 41296.1014 | 9560.3706 | 655.8238 | 357.2154 | 9253.5633 | 404.27 | 217.4259 | 68049.5477 | 61.5992 | 61.5992 | 0
1100
1101 |  | 393 | Stores Equipment
1102 |  |  |  | Situs | F107D |  | 79641.8024 | 46709.0796 | 19272.9249 | 4341.958 | 1005.1973 | 68.9547 | 37.5584 | 972.9389 | 42.5058 | 22.8606 | 7154.871 | 6.4767 | 6.4767 | 0 | 1558
1103 |  |  |  | System Generation | F105D |  | 0 | 0 | 0 | 0 | 0 | 0 | 0 | 0 | 0 | 0 | 0 | 0 | 0 | 0 | 1559
1104 |  |  |  | System Generation | F105D |  | 0 | 0 | 0 | 0 | 0 | 0 | 0 | 0 | 0 | 0 | 0 | 0 | 0 | 0 | 1560
1105 |  |  |  | System Overheads | F102D |  | 703.9765 | 412.8748 | 170.3588 | 38.3798 | 8.8852 | 0.60951 | 0.33199 | 8.6001 | 0.37572 | 0.20207 | 63.2439 | 0.057249 | 0.057249 | 0 | 1561
1106 |  |  |  | System Generation | F105D |  | 0 | 0 | 0 | 0 | 0 | 0 | 0 | 0 | 0 | 0 | 0 | 0 | 0 | 0 | 1562
1107 |  |  |  | Simple Cycle Combustion Turbine | F10 |  | 0 | 0 | 0 | 0 | 0 | 0 | 0 | 0 | 0 | 0 | 0 | 0 | 0 | 0 | 1563
1108 |  |  | Total Stores Equipment |  |  |  | 80345.7789 | 47121.9543 | 19443.2838 | 4380.3378 | 1014.0825 | 69.5642 | 37.8904 | 981.539 | 42.8815 | 23.0627 | 7218.115 | 6.5339 | 6.5339 | 0 | 1564
1109
1110 |  | 394 | Tools, Shop & Garage Equipment
1111 |  |  |  | Situs | F107D |  | 296149.2822 | 173688.4395 | 71666.6713 | 16145.6385 | 3737.8416 | 256.409 | 139.6614 | 3617.8884 | 158.0584 | 85.0075 | 26605.4993 | 24.0836 | 24.0836 | 0 | 1567
1112 |  |  |  | System Generation | F105D |  | 0 | 0 | 0 | 0 | 0 | 0 | 0 | 0 | 0 | 0 | 0 | 0 | 0 | 0 | 1568
1113 |  |  |  | System Generation | F105D |  | 0 | 0 | 0 | 0 | 0 | 0 | 0 | 0 | 0 | 0 | 0 | 0 | 0 | 0 | 1569
1114 |  |  |  | System Overheads | F102D |  | 13150.5636 | 7712.6672 | 3182.3718 | 716.9501 | 165.9795 | 11.3859 | 6.2017 | 160.653 | 7.0186 | 3.7748 | 1181.4221 | 1.0694 | 1.0694 | 0 | 1570
1115 |  |  |  | Energy | F30 |  | 0 | 0 | 0 | 0 | 0 | 0 | 0 | 0 | 0 | 0 | 0 | 0 | 0 | 0 | 1571
1116 |  |  |  | System Generation | F105D |  | 0 | 0 | 0 | 0 | 0 | 0 | 0 | 0 | 0 | 0 | 0 | 0 | 0 | 0 | 1572
1117 |  |  |  | Cholla | F10 |  | 0 | 0 | 0 | 0 | 0 | 0 | 0 | 0 | 0 | 0 | 0 | 0 | 0 | 0 | 1573
1118 |  |  |  | Simple Cycle Combustion Turbine | F10 |  | 0 | 0 | 0 | 0 | 0 | 0 | 0 | 0 | 0 | 0 | 0 | 0 | 0 | 0 | 1574
1119 |  |  | Total Tools, Shop & Garage Equipment |  |  |  | 309299.8458 | 181401.1068 | 74849.0431 | 16862.5886 | 3903.8212 | 267.7949 | 145.8631 | 3778.5414 | 165.077 | 88.7823 | 27786.9214 | 25.153 | 25.153 | 0
1120
1121 |  | 395 | Laboratory Equipment
1122 |  |  |  | Situs | F107D |  | 153056.1607 | 89765.8286 | 37038.8389 | 8344.4046 | 1931.795 | 132.5176 | 72.1799 | 1869.8006 | 81.6879 | 43.9337 | 13750.2801 | 12.4469 | 12.4469 | 0 | 1578
1123 |  |  |  | System Generation | F105D |  | 0 | 0 | 0 | 0 | 0 | 0 | 0 | 0 | 0 | 0 | 0 | 0 | 0 | 0 | 1579
1124 |  |  |  | System Generation | F105D |  | 0 | 0 | 0 | 0 | 0 | 0 | 0 | 0 | 0 | 0 | 0 | 0 | 0 | 0 | 1580
1125 |  |  |  | System Overheads | F102D |  | 17240.7664 | 10111.5282 | 4172.1808 | 939.9421 | 217.604 | 14.9272 | 8.1306 | 210.6207 | 9.2016 | 4.9488 | 1548.8783 | 1.4021 | 1.4021 | 0 | 1581
1126 |  |  |  | Energy | F30 |  | 0 | 0 | 0 | 0 | 0 | 0 | 0 | 0 | 0 | 0 | 0 | 0 | 0 | 0 | 1582
1127 |  |  |  | System Generation | F105D |  | 0 | 0 | 0 | 0 | 0 | 0 | 0 | 0 | 0 | 0 | 0 | 0 | 0 | 0 | 1583
1128 |  |  |  | Cholla | F10 |  | 0 | 0 | 0 | 0 | 0 | 0 | 0 | 0 | 0 | 0 | 0 | 0 | 0 | 0 | 1584
1129 |  |  |  | Simple Cycle Combustion Turbine | F10 |  | 0 | 0 | 0 | 0 | 0 | 0 | 0 | 0 | 0 | 0 | 0 | 0 | 0 | 0 | 1585
1130 |  |  | Total Laboratory Equipment |  |  |  | 170296.9271 | 99877.3568 | 41211.0197 | 9284.3467 | 2149.3989 | 147.4448 | 80.3105 | 2080.4213 | 90.8895 | 48.8825 | 15299.1584 | 13.849 | 13.849 | 0
1131
1132 |  | 396 | Power Operated Equipment
1133 |  |  |  | Situs | F107D |  | 1027335.9314 | 602521.7196 | 248610.2481 | 56008.8967 | 12966.4979 | 889.4778 | 484.4825 | 12550.3825 | 548.3015 | 294.8894 | 92293.9444 | 83.5455 | 83.5455 | 0 | 1589
1134 |  |  |  | System Generation | F105D |  | 0 | 0 | 0 | 0 | 0 | 0 | 0 | 0 | 0 | 0 | 0 | 0 | 0 | 0 | 1590
1135 |  |  |  | System Generation | F105D |  | 0 | 0 | 0 | 0 | 0 | 0 | 0 | 0 | 0 | 0 | 0 | 0 | 0 | 0 | 1591
1136 |  |  |  | System Overheads | F102D |  | 15239.7232 | 8937.9374 | 3687.9381 | 830.8481 | 192.3478 | 13.1947 | 7.1869 | 186.1751 | 8.1336 | 4.3745 | 1369.1083 | 1.2393 | 1.2393 | 0 | 1592
1137 |  |  |  | System Generation | F105D |  | 0 | 0 | 0 | 0 | 0 | 0 | 0 | 0 | 0 | 0 | 0 | 0 | 0 | 0 | 1593
1138 |  |  |  | Energy | F30 |  | 0 | 0 | 0 | 0 | 0 | 0 | 0 | 0 | 0 | 0 | 0 | 0 | 0 | 0 | 1594
1139 |  |  |  | Cholla | F10 |  | 0 | 0 | 0 | 0 | 0 | 0 | 0 | 0 | 0 | 0 | 0 | 0 | 0 | 0 | 1595
1140 |  |  |  | Simple Cycle Combustion Turbine | F10 |  | 0 | 0 | 0 | 0 | 0 | 0 | 0 | 0 | 0 | 0 | 0 | 0 | 0 | 0 | 1596
1141 |  |  | Total Power Operated Equipment |  |  |  | 1042575.6546 | 611459.657 | 252298.1862 | 56839.7448 | 13158.8457 | 902.6725 | 491.6694 | 12736.5576 | 556.4351 | 299.2638 | 93663.0527 | 84.7848 | 84.7848 | 0
1142
1143 |  | 397 | Communication Equipment
1144 |  |  |  | Situs | F107D |  | 1298167.9519 | 761361.8514 | 314150.2664 | 70774.274 | 16384.7982 | 1123.9669 | 612.2045 | 15858.9843 | 692.8478 | 372.6298 | 116624.9881 | 105.5702 | 105.5702 | 0 | 1600
1145 |  |  |  | System Generation | F105D |  | 0 | 0 | 0 | 0 | 0 | 0 | 0 | 0 | 0 | 0 | 0 | 0 | 0 | 0 | 1601
1146 |  |  |  | System Generation | F105D |  | 0 | 0 | 0 | 0 | 0 | 0 | 0 | 0 | 0 | 0 | 0 | 0 | 0 | 0 | 1602
1147 |  |  |  | System Overheads | F102D |  | 306693.6508 | 179872.6008 | 74218.3567 | 16720.5025 | 3870.9272 | 265.5385 | 144.634 | 3746.703 | 163.6861 | 88.0342 | 27552.7857 | 24.9411 | 24.9411 | 0 | 1603
1148 |  |  |  | Customer - System | F42 |  | 0 | 0 | 0 | 0 | 0 | 0 | 0 | 0 | 0 | 0 | 0 | 0 | 0 | 0 | 1604
1149 |  |  |  | System Generation | F105D |  | 0 | 0 | 0 | 0 | 0 | 0 | 0 | 0 | 0 | 0 | 0 | 0 | 0 | 0 | 1605
1150 |  |  |  | Energy | F30 |  | 0 | 0 | 0 | 0 | 0 | 0 | 0 | 0 | 0 | 0 | 0 | 0 | 0 | 0 | 1606
1151 |  |  |  | Cholla | F10 |  | 0 | 0 | 0 | 0 | 0 | 0 | 0 | 0 | 0 | 0 | 0 | 0 | 0 | 0 | 1607
1152 |  |  |  | Simple Cycle Combustion Turbine | F10 |  | 0 | 0 | 0 | 0 | 0 | 0 | 0 | 0 | 0 | 0 | 0 | 0 | 0 | 0 | 1608
1153 |  |  | Total Communication Equipment |  |  |  | 1604861.6028 | 941234.4522 | 388368.6231 | 87494.7765 | 20255.7254 | 1389.5054 | 756.8385 | 19605.6873 | 856.5339 | 460.664 | 144177.7738 | 130.5113 | 130.5113 | 0
1154
1155 |  | Distribution - METER - Unbundled |  |  |  |  | D: GENERAL PLANT
1156
1157 |  | A |  | B | C |  | D | E | F | G | H | I | J | K | L | M | N | O | P
1158 |  | FERC ACCT |  | DESCRIPTION | COS Factor |  | Utah Jurisdiction Normalized | Residential Sch 1 | General Large Dist. Sch 6 | General +1 MW Sch 8 | Street & Area Lighting Sch. 7,11,12 | General Trans Sch 9 | General Secondary Sch 22 | Irrigation Sch 10 | Traffic Signals Sch 15 | Outdoor Lighting Sch 15 | General Small Dist. Sch 23 | Industrial Cust 1 | Industrial Cust 2
1159 |  | 398 | Misc. Equipment
1160 |  |  |  | Situs | F107D |  | 22815.7544 | 13381.2 | 5521.3005 | 1243.8825 | 287.9685 | 19.7541 | 10.7597 | 278.7272 | 12.177 | 6.5491 | 2049.7248 | 1.8554 | 1.8554 | 0 | 1612
1161 |  |  |  | System Generation | F105D |  | 0 | 0 | 0 | 0 | 0 | 0 | 0 | 0 | 0 | 0 | 0 | 0 | 0 | 0 | 1613
1162 |  |  |  | System Generation | F105D |  | 0 | 0 | 0 | 0 | 0 | 0 | 0 | 0 | 0 | 0 | 0 | 0 | 0 | 0 | 1614
1163 |  |  |  | Customer - System | F42 |  | 0 | 0 | 0 | 0 | 0 | 0 | 0 | 0 | 0 | 0 | 0 | 0 | 0 | 0 | 1615
1164 |  |  |  | System Overheads | F102D |  | 9229.9513 | 5413.2694 | 2233.6029 | 503.2038 | 116.4956 | 7.9914 | 4.3528 | 112.7571 | 4.9261 | 2.6494 | 829.2016 | 0.7506 | 0.7506 | 0 | 1616
1165 |  |  |  | System Energy | F30 |  | 0 | 0 | 0 | 0 | 0 | 0 | 0 | 0 | 0 | 0 | 0 | 0 | 0 | 0 | 1617
1166 |  |  |  | Simple Cycle Combustion Turbine | F105D |  | 0 | 0 | 0 | 0 | 0 | 0 | 0 | 0 | 0 | 0 | 0 | 0 | 0 | 0 | 1618
1167 |  |  | Total Misc. Equipment |  |  |  | 32045.7057 | 18794.4694 | 7754.9033 | 1747.0864 | 404.4642 | 27.7455 | 15.1125 | 391.4843 | 17.1032 | 9.1985 | 2878.9264 | 2.606 | 2.606 | 0
1168
1169 |  | 399 | Coal Mine |  | F30 |  | 0 | 0 | 0 | 0 | 0 | 0 | 0 | 0 | 0 | 0 | 0 | 0 | 0 | 0 | 1626
1170 |  | 399L | WIDCO Capital Lease |  | F30 |  | 0 | 0 | 0 | 0 | 0 | 0 | 0 | 0 | 0 | 0 | 0 | 0 | 0 | 0 | 1629
1171 |  |  | Remove Capital Lease |  | F30 |  | 0 | 0 | 0 | 0 | 0 | 0 | 0 | 0 | 0 | 0 | 0 | 0 | 0 | 0 | 1632
1172
1173 |  | 390L | General Capital Lease
1174 |  |  |  | Situs | F107D |  | 125863.1686 | 73817.4247 | 30458.2684 | 6861.8813 | 1588.5792 | 108.9736 | 59.356 | 1537.5992 | 67.1747 | 36.1281 | 11307.3124 | 10.2355 | 10.2355 | 0 | 1637
1175 |  |  |  | System Generation | F105D |  | 0 | 0 | 0 | 0 | 0 | 0 | 0 | 0 | 0 | 0 | 0 | 0 | 0 | 0 | 1638
1176 |  |  |  | System Overheads | F102D |  | -17952.6006 | -10529.0114 | -4344.4411 | -978.7503 | -226.5884 | -15.5435 | -8.4663 | -219.3168 | -9.5815 | -5.1532 | -1612.8282 | -1.4599 | -1.4599 | 0 | 1639
1177
1178 |  |  | Remove Capital Lease |  |  |  | -107910.5681 | -63288.4133 | -26113.8273 | -5883.131 | -1361.9909 | -93.4301 | -50.8897 | -1318.2824 | -57.5932 | -30.975 | -9694.4842 | -8.7756 | -8.7756
1179
1180 |  | 392L | General Vehicles Capital Lease |  | F30 |  | 0 | 0 | 0 | 0 | 0 | 0 | 0 | 0 | 0 | 0 | 0 | 0 | 0 | 0 | 1646
1181 |  |  | Remove Capital Lease |  | F30 |  | 0 | 0 | 0 | 0 | 0 | 0 | 0 | 0 | 0 | 0 | 0 | 0 | 0 | 0 | 1649
1182
1183 |  | G00 | Unclassified Gen Plant - Acct 300 |  | F102D |  | 34527.2523 | 20249.8703 | 8355.4254 | 1882.3768 | 435.785 | 29.894 | 16.2827 | 421.7999 | 18.4276 | 9.9108 | 3101.864 | 2.8078 | 2.8078 | 0 | 1659
1184 |  | GV0 | Unclassified Gen Veh - Acct 300 |  | F102D |  | 0 | 0 | 0 | 0 | 0 | 0 | 0 | 0 | 0 | 0 | 0 | 0 | 0 | 0 | 1667
1185
1186 |  | TOTAL GENERAL PLANT |  |  |  |  | 5656366.7773 | 3317399.6287 | 1368812.9702 | 308377.0877 | 71391.7088 | 4897.3394 | 2667.4924 | 69100.6366 | 3018.8708 | 1623.6194 | 508157.444 | 459.9897 | 459.9897 | 0
1187
1188
1189
1190 | [6 empty] | D: INTANGIBLE PLANT
1191
1192 |  | 301 | Organization
1193 |  |  |  | Situs | F107D |  | 0 | 0 | 0 | 0 | 0 | 0 | 0 | 0 | 0 | 0 | 0 | 0 | 0 | 0 | 1672
1194 |  |  |  | System Overheads | F102D |  | 0 | 0 | 0 | 0 | 0 | 0 | 0 | 0 | 0 | 0 | 0 | 0 | 0 | 0 | 1673
1195 |  |  |  | System Generation | F105D |  | 0 | 0 | 0 | 0 | 0 | 0 | 0 | 0 | 0 | 0 | 0 | 0 | 0 | 0 | 1674
1196 |  |  | Total Organization |  |  |  | 0 | 0 | 0 | 0 | 0 | 0 | 0 | 0 | 0 | 0 | 0 | 0 | 0 | 0
1197
1198 |  | 302 | Franchise & Consent
1199 |  |  |  | Situs | F107D |  | 0 | 0 | 0 | 0 | 0 | 0 | 0 | 0 | 0 | 0 | 0 | 0 | 0 | 0 | 1677
1200 |  |  |  | System Generation | F105D |  | 0 | 0 | 0 | 0 | 0 | 0 | 0 | 0 | 0 | 0 | 0 | 0 | 0 | 0 | 1678
1201 |  |  |  | System Generation | F105D |  | 0 | 0 | 0 | 0 | 0 | 0 | 0 | 0 | 0 | 0 | 0 | 0 | 0 | 0 | 1679
1202 |  |  |  | System Generation | F105D |  | 0 | 0 | 0 | 0 | 0 | 0 | 0 | 0 | 0 | 0 | 0 | 0 | 0 | 0 | 1680
1203 |  |  |  | System Generation | F105D |  | 0 | 0 | 0 | 0 | 0 | 0 | 0 | 0 | 0 | 0 | 0 | 0 | 0 | 0 | 1681
1204 |  |  |  | System Generation | F105D |  | 0 | 0 | 0 | 0 | 0 | 0 | 0 | 0 | 0 | 0 | 0 | 0 | 0 | 0 | 1682
1205 |  |  | Total Franchise & Consent |  |  |  | 0 | 0 | 0 | 0 | 0 | 0 | 0 | 0 | 0 | 0 | 0 | 0 | 0 | 0
1206
1207 |  | 303 | Miscellaneous Intangible Plant
1208 |  |  |  | Situs | F107D |  | -70560.0767 | -41382.7429 | -17075.1919 | -3846.8352 | -890.5725 | -61.0916 | -33.2755 | -861.9926 | -37.6588 | -20.2538 | -6338.9857 | -5.7381 | -5.7381 | 0 | 1686
1209 |  |  |  | System Generation | F105D |  | 0 | 0 | 0 | 0 | 0 | 0 | 0 | 0 | 0 | 0 | 0 | 0 | 0 | 0 | 1687
1210 |  |  |  | System Overheads | F102D |  | 1301803.9547 | 763494.3288 | 315030.1612 | 70972.5037 | 16430.69 | 1127.115 | 613.9192 | 15903.4033 | 694.7884 | 373.6735 | 116951.6398 | 105.8659 | 105.8659 | 0 | 1688
1211 |  |  |  | Energy | F30 |  | 0 | 0 | 0 | 0 | 0 | 0 | 0 | 0 | 0 | 0 | 0 | 0 | 0 | 0 | 1689
1212 |  |  |  | Customer - System | F42 |  | 0 | 0 | 0 | 0 | 0 | 0 | 0 | 0 | 0 | 0 | 0 | 0 | 0 | 0 | 1690
1213 |  |  |  | Simple Cycle Combustion Turbine | F10 |  | 0 | 0 | 0 | 0 | 0 | 0 | 0 | 0 | 0 | 0 | 0 | 0 | 0 | 0 | 1691
1214 |  |  |  | System Generation | F105D |  | 0 | 0 | 0 | 0 | 0 | 0 | 0 | 0 | 0 | 0 | 0 | 0 | 0 | 0 | 1692
1215 |  |  | Total Miscellaneous Intangible Plant |  |  |  | 1231243.878 | 722111.5859 | 297954.9693 | 67125.6685 | 15540.1175 | 1066.0234 | 580.6437 | 15041.4107 | 657.1296 | 353.4197 | 110612.6541 | 100.1278 | 100.1278 | 0
1216
1217 |  | I00 | Unclass Intangible Plant - Acct 300 |  | F102D |  | 0 | 0 | 0 | 0 | 0 | 0 | 0 | 0 | 0 | 0 | 0 | 0 | 0 | 0 | 1703
1218
1219 |  | TOTAL INTANGIBLE PLANT |  |  |  |  | 1231243.878 | 722111.5859 | 297954.9693 | 67125.6685 | 15540.1175 | 1066.0234 | 580.6437 | 15041.4107 | 657.1296 | 353.4197 | 110612.6541 | 100.1278 | 100.1278 | 0
1220
1221
1222 |  | TOTAL ELECTRIC PLANT IN SERVICE |  |  |  |  | 91758472.8277 | 64241024.9107 | 10592107.6957 | 1810694.8001 | 86931.8263 | 2469071.7662 | 4457.6191 | 1017365.4309 | 201562.6247 | 46175.6982 | 10825258.1969 | 231911.1295 | 231911.1295 | 0
1223
1224
1225 |  | Distribution - METER - Unbundled |  |  |  |  | D: MISC RATE BASE
1226
1227 |  | A |  | B | C |  | D | E | F | G | H | I | J | K | L | M | N | O | P
1228 |  | FERC ACCT |  | DESCRIPTION | COS Factor |  | Utah Jurisdiction Normalized | Residential Sch 1 | General Large Dist. Sch 6 | General +1 MW Sch 8 | Street & Area Lighting Sch. 7,11,12 | General Trans Sch 9 | General Secondary Sch 22 | Irrigation Sch 10 | Traffic Signals Sch 15 | Outdoor Lighting Sch 15 | General Small Dist. Sch 23 | Industrial Cust 1 | Industrial Cust 2
1229 |  | 105 | Plant Held For Future Use
1230 |  |  |  | Situs | F20 |  | 178711.8526 | 85540.297 | 60378.5731 | 14423.4746 | 100.9866 | 0 | 31.6908 | 2788.0573 | 43.244 | 25.9667 | 15379.5626 | 0 | 0 | 0 | 1711
1231 |  |  |  | System Generation | F10 |  | 0 | 0 | 0 | 0 | 0 | 0 | 0 | 0 | 0 | 0 | 0 | 0 | 0 | 0 | 1712
1232 |  |  |  | System Generation | F10 |  | 0 | 0 | 0 | 0 | 0 | 0 | 0 | 0 | 0 | 0 | 0 | 0 | 0 | 0 | 1713
1233 |  |  |  | System Generation | F10 |  | 0 | 0 | 0 | 0 | 0 | 0 | 0 | 0 | 0 | 0 | 0 | 0 | 0 | 0 | 1714
1234 |  |  |  | Energy | F30 |  | 0 | 0 | 0 | 0 | 0 | 0 | 0 | 0 | 0 | 0 | 0 | 0 | 0 | 0 | 1715
1235 |  |  |  | General | F102 |  | 0 | 0 | 0 | 0 | 0 | 0 | 0 | 0 | 0 | 0 | 0 | 0 | 0 | 0 | 1716
1236 |  |  | Total Plant Held For Future Use |  |  |  | 178711.8526 | 85540.297 | 60378.5731 | 14423.4746 | 100.9866 | 0 | 31.6908 | 2788.0573 | 43.244 | 25.9667 | 15379.5626 | 0 | 0 | 0
1237
1238 |  | 114 | Electric Plant Acquisition Adjust |  | F10 |  | 0 | 0 | 0 | 0 | 0 | 0 | 0 | 0 | 0 | 0 | 0 | 0 | 0 | 0 | 1723
1239
1240 |  | 115 | Accum Prov for Asset Acquisition Adj |  | F10 |  | 0 | 0 | 0 | 0 | 0 | 0 | 0 | 0 | 0 | 0 | 0 | 0 | 0 | 0 | 1729
1241
1242 |  | 128 | Pensions |  | F102D |  | 0 | 0 | 0 | 0 | 0 | 0 | 0 | 0 | 0 | 0 | 0 | 0 | 0 | 0 | 1732
1243
1244 |  | 124 | Weatherization |  | F11 |  | 0 | 0 | 0 | 0 | 0 | 0 | 0 | 0 | 0 | 0 | 0 | 0 | 0 | 0 | 1754
1245
1246 |  | 151 | Fuel Stock |  | F30 |  | 0 | 0 | 0 | 0 | 0 | 0 | 0 | 0 | 0 | 0 | 0 | 0 | 0 | 0 | 1757
1247 |  |  |  | Cholla | F30 |  | 0 | 0 | 0 | 0 | 0 | 0 | 0 | 0 | 0 | 0 | 0 | 0 | 0 | 0 | 1759
1248 |  |  |  | Total Fuel Stock |  |  | 0 | 0 | 0 | 0 | 0 | 0 | 0 | 0 | 0 | 0 | 0 | 0 | 0 | 0
1249
1250 |  | 152 | Fuel Stock - Undistributed |  | F30 |  | 0 | 0 | 0 | 0 | 0 | 0 | 0 | 0 | 0 | 0 | 0 | 0 | 0 | 0 | 1763
1251
1252 |  | 25316 | DG&T Working Capital Deposit |  | F30 |  | 0 | 0 | 0 | 0 | 0 | 0 | 0 | 0 | 0 | 0 | 0 | 0 | 0 | 0 | 1768
1253
1254 |  | 25317 | DG&T Working Capital Deposit |  | F30 |  | 0 | 0 | 0 | 0 | 0 | 0 | 0 | 0 | 0 | 0 | 0 | 0 | 0 | 0 | 1772
1255
1256 |  | 25319 | Provo Working Capital Deposit |  | F30 |  | 0 | 0 | 0 | 0 | 0 | 0 | 0 | 0 | 0 | 0 | 0 | 0 | 0 | 0 | 1776
1257
1258 |  | 154 | Materials and Supplies |  | F102D |  | 398477.2272 | 233702.7031 | 96429.5312 | 21724.4128 | 5029.3716 | 345.0056 | 187.9183 | 4867.9711 | 212.6721 | 114.38 | 35798.4511 | 32.4051 | 32.4051 | 0 | 1794
1259
1260 |  | 163 | Stores Expense Undistributed |  | F102D |  | 0 | 0 | 0 | 0 | 0 | 0 | 0 | 0 | 0 | 0 | 0 | 0 | 0 | 0 | 1797
1261
1262 |  | 25318 | Provo Working Capital Deposit |  | F102D |  | -470.9943 | -276.2332 | -113.9783 | -25.6779 | -5.9446 | -0.40779 | -0.22212 | -5.7539 | -0.25138 | -0.1352 | -42.3133 | -0.038302 | -0.038302 | 0 | 1802
1263
1264 |  | 165 | Prepayments |  | F102D |  | 0 | 0 | 0 | 0 | 0 | 0 | 0 | 0 | 0 | 0 | 0 | 0 | 0 | 0 | 1809
1265 |  |  |  | General Plant | F102D |  | 19547.1475 | 11464.1965 | 4730.3137 | 1065.6827 | 246.7139 | 16.9241 | 9.2183 | 238.7965 | 10.4325 | 5.6109 | 1756.0793 | 1.5896 | 1.5896 | 0 | 1810
1266 |  |  |  | System Generation | F102D |  | 0 | 0 | 0 | 0 | 0 | 0 | 0 | 0 | 0 | 0 | 0 | 0 | 0 | 0 | 1811
1267 |  |  |  | System Energy | F30 |  | 0 | 0 | 0 | 0 | 0 | 0 | 0 | 0 | 0 | 0 | 0 | 0 | 0 | 0 | 1812
1268 |  |  |  | System Overheads | F102D |  | 75138.8906 | 44068.1691 | 18183.2424 | 4096.4657 | 948.3639 | 65.056 | 35.4348 | 917.9294 | 40.1025 | 21.5681 | 6750.3378 | 6.1105 | 6.1105 | 0 | 1813
1269 |  |  |  | Total Prepayments |  |  | 94686.0381 | 55532.3656 | 22913.556 | 5162.1484 | 1195.0777 | 81.9801 | 44.6531 | 1156.7258 | 50.5351 | 27.1789 | 8506.4171 | 7.7001 | 7.7001 | 0
1270
1271 |  | 182 | Misc Regulatory Assets |  | F102D |  | -14977.2274 | -8783.9864 | -3624.4154 | -816.5372 | -189.0347 | -12.9674 | -7.0631 | -182.9683 | -7.9935 | -4.2991 | -1345.5262 | -1.218 | -1.218 | 0 | 1817
1272 |  |  |  | System Generation | F102D |  | 0 | 0 | 0 | 0 | 0 | 0 | 0 | 0 | 0 | 0 | 0 | 0 | 0 | 0 | 1818
1273 |  |  |  | Simple Cycle Combustion Turbine | F102D |  | 0 | 0 | 0 | 0 | 0 | 0 | 0 | 0 | 0 | 0 | 0 | 0 | 0 | 0 | 1819
1274 |  |  |  | System Generation | F102D |  | 0 | 0 | 0 | 0 | 0 | 0 | 0 | 0 | 0 | 0 | 0 | 0 | 0 | 0 | 1820
1275 |  |  |  | Energy | F30 |  | 0 | 0 | 0 | 0 | 0 | 0 | 0 | 0 | 0 | 0 | 0 | 0 | 0 | 0 | 1821
1276 |  |  |  | System Generation | F102D |  | 0 | 0 | 0 | 0 | 0 | 0 | 0 | 0 | 0 | 0 | 0 | 0 | 0 | 0 | 1822
1277 |  |  |  | System Overheads | F102D |  | 2451133.5283 | 1437564.0366 | 593162.2714 | 133632.3207 | 30936.9279 | 2122.2161 | 1155.9328 | 29944.1132 | 1308.1994 | 703.5803 | 220205.2656 | 199.3322 | 199.3322 | 0 | 1823
1278 |  |  |  | Total Misc Regulatory Assets |  |  | 2436156.3009 | 1428780.0502 | 589537.8559 | 132815.7835 | 30747.8931 | 2109.2487 | 1148.8697 | 29761.1449 | 1300.2059 | 699.2812 | 218859.7394 | 198.1142 | 198.1142 | 0
1279
1280 |  | 186 | Misc Deferred Debits |  | F102D |  | 0 | 0 | 0 | 0 | 0 | 0 | 0 | 0 | 0 | 0 | 0 | 0 | 0 | 0 | 1827
1281 |  |  |  | System Generation | F102D |  | 0 | 0 | 0 | 0 | 0 | 0 | 0 | 0 | 0 | 0 | 0 | 0 | 0 | 0 | 1828
1282 |  |  |  | System Generation | F102D |  | 0 | 0 | 0 | 0 | 0 | 0 | 0 | 0 | 0 | 0 | 0 | 0 | 0 | 0 | 1829
1283 |  |  |  | System Generation | F102D |  | 0 | 0 | 0 | 0 | 0 | 0 | 0 | 0 | 0 | 0 | 0 | 0 | 0 | 0 | 1830
1284 |  |  |  | System Overheads | F102D |  | 1210.6521 | 710.0347 | 292.9719 | 66.003 | 15.2802 | 1.0482 | 0.57093 | 14.7899 | 0.64614 | 0.34751 | 108.7627 | 0.098453 | 0.098453 | 0 | 1831
1285 |  |  |  | System Energy | F30 |  | 0 | 0 | 0 | 0 | 0 | 0 | 0 | 0 | 0 | 0 | 0 | 0 | 0 | 0 | 1832
1286 |  |  |  | System Net Steam Plant | F102D |  | 0 | 0 | 0 | 0 | 0 | 0 | 0 | 0 | 0 | 0 | 0 | 0 | 0 | 0 | 1833
1287 |  |  |  | Excise Tax | F102D |  | 0 | 0 | 0 | 0 | 0 | 0 | 0 | 0 | 0 | 0 | 0 | 0 | 0 | 0 | 1834
1288 |  |  |  | Total Misc Deferred Debits |  |  | 1210.6521 | 710.0347 | 292.9719 | 66.003 | 15.2802 | 1.0482 | 0.57093 | 14.7899 | 0.64614 | 0.34751 | 108.7627 | 0.098453 | 0.098453 | 0
1289
1290 |  | CWC | Cash Working Capital |  |  |  | 39886.6221 | 26007.9178 | 5647.3987 | 1058.4358 | 749.4387 | 928.064 | 0.9774 | 429.9653 | 96.5357 | 28.8013 | 4751.7164 | 85.9617 | 101.4092 | 0
1291
1292 |  | OWC | Other Working Capital |  | F137D |  | 92028.808 | 50440.1578 | 23653.4756 | 5564.3426 | 2350.0339 | 490.5612 | 14.4007 | 1068.4644 | 49.0538 | 17.9607 | 8260.1706 | 59.7304 | 60.4562 | 0 | 1854
1293 |  |  |  | Total Other Working Capital |  |  | 92028.808 | 50440.1578 | 23653.4756 | 5564.3426 | 2350.0339 | 490.5612 | 14.4007 | 1068.4644 | 49.0538 | 17.9607 | 8260.1706 | 59.7304 | 60.4562 | 0
1294
1295 |  | 18222 | Nuclear Plant |  | F10 |  | 0 | 0 | 0 | 0 | 0 | 0 | 0 | 0 | 0 | 0 | 0 | 0 | 0 | 0 | 1868
1296
1297 |  | 1869 | Misc Deferred Debits-Trojan |  | F10 |  | 0 | 0 | 0 | 0 | 0 | 0 | 0 | 0 | 0 | 0 | 0 | 0 | 0 | 0 | 1873
1298
1299 |  | 141 | Impact Housing - Notes Receivable |  | F30 |  | 0 | 0 | 0 | 0 | 0 | 0 | 0 | 0 | 0 | 0 | 0 | 0 | 0 | 0 | 1876
1300 |  | TOTAL RATE BASE ADDITIONS |  |  |  |  | 3240686.5067 | 1880437.293 | 798739.3841 | 180788.9227 | 40182.1371 | 3955.5001 | 1428.8589 | 40081.3649 | 1752.6412 | 913.7811 | 291622.5067 | 383.9717 | 400.145 | 0
1301
1302 |  | Distribution - METER - Unbundled
1303
1304 |  | A |  | B | C |  | D | E | F | G | H | I | J | K | L | M | N | O | P
1305 |  | FERC ACCT |  | DESCRIPTION | COS Factor |  | Utah Jurisdiction Normalized | Residential Sch 1 | General Large Dist. Sch 6 | General +1 MW Sch 8 | Street & Area Lighting Sch. 7,11,12 | General Trans Sch 9 | General Secondary Sch 22 | Irrigation Sch 10 | Traffic Signals Sch 15 | Outdoor Lighting Sch 15 | General Small Dist. Sch 23 | Industrial Cust 1 | Industrial Cust 2
1306
1307 |  | 235 | Customer Service Deposits |  | F51 |  | 0 | 0 | 0 | 0 | 0 | 0 | 0 | 0 | 0 | 0 | 0 | 0 | 0 | 0 | 1886
1308
1309 |  | 2281 | Accum Prov for Property Insurance |  | F102D |  | -26133.4459 | -15326.9912 | -6324.1655 | -1424.7584 | -329.8427 | -22.6266 | -12.3243 | -319.2575 | -13.9477 | -7.5014 | -2347.78 | -2.1252 | -2.1252 | 0 | 1891
1310
1311 |  | 2282 | Accum Prov for Injuries & Damages |  | F102D |  | 14998.2053 | 8796.2897 | 3629.492 | 817.6809 | 189.2995 | 12.9856 | 7.073 | 183.2246 | 8.0047 | 4.3051 | 1347.4108 | 1.2197 | 1.2197 | 0 | 1895
1312
1313 |  | 2283 | Accum Prov for Pension & Benefits |  | F102D |  | -872659.8219 | -511805.808 | -211179.3895 | -47576.1748 | -11014.2567 | -755.5577 | -411.5386 | -10660.7919 | -465.749 | -250.4907 | -78398.1312 | -70.9668 | -70.9668 | 0 | 1900
1314
1315 |  | 25335 | Accum Prov for Pension & Benefits |  | F30 |  | 0 | 0 | 0 | 0 | 0 | 0 | 0 | 0 | 0 | 0 | 0 | 0 | 0 | 0 | 1905
1316
1317 |  | 22844 | Accum Hydro Relicensing Obligation |  | F10 |  | 0 | 0 | 0 | 0 | 0 | 0 | 0 | 0 | 0 | 0 | 0 | 0 | 0 | 0 | 1909
1318
1319 |  | 254 | Reg Liabilities - Insurance Provision |  | F30 |  | -2809.4093 | -816.5673 | -781.5172 | -245.1806 | -9.9149 | -576.2323 | -3.0933 | -28.3116 | -0.94647 | -2.0929 | -172.0169 | -73.9582 | -99.5776 | 0 | 1912
1320 |  | 254 |  | Situs | F102D |  | 0 | 0 | 0 | 0 | 0 | 0 | 0 | 0 | 0 | 0 | 0 | 0 | 0 | 0 | 1913
1321
1322 |  | 22842 | Accum Misc Oper Prov - Trojan |  | F10 |  | 0 | 0 | 0 | 0 | 0 | 0 | 0 | 0 | 0 | 0 | 0 | 0 | 0 | 0 | 1918
1323
1324 |  | 252 | Customer Advances for Const |  | F50 |  | -268785.3408 | -133153.2529 | -5588.954 | -19290.0002 | -2669.9261 | -49022.3881 | 0 | -3541.3334 | -1305.0222 | -1950.6168 | -52263.8472 | 0 | 0 | 0 | 1926
1325
1326 |  | 25398 | SO2 Emissions |  | F30 |  | 0 | 0 | 0 | 0 | 0 | 0 | 0 | 0 | 0 | 0 | 0 | 0 | 0 | 0 | 1929
1327
1328 |  | 25399 | Other Deferred Credits |  | F10 |  | -174312.5477 | -59480.4368 | -49047.9249 | -14062.0366 | -317.3607 | -30555.4728 | -149.6519 | -1598.3578 | -49.3401 | -69.0044 | -11584.0486 | -3855.5094 | -3543.4037 | 0 | 1937
1329
1330 |  | 190 | Accum Deferred Income Taxes |  | F104D |  | 0 | 0 | 0 | 0 | 0 | 0 | 0 | 0 | 0 | 0 | 0 | 0 | 0 | 0 | 1940
1331 |  |  |  | Customer System | F42 |  | 0 | 0 | 0 | 0 | 0 | 0 | 0 | 0 | 0 | 0 | 0 | 0 | 0 | 0 | 1941
1332 |  |  |  | Labor | F138D |  | 666206.6797 | 369408.3659 | 170659.9217 | 39833.5661 | 17173.6003 | 462.2495 | 97.5411 | 7788.3586 | 358.2437 | 127.0054 | 60210.9925 | 43.4175 | 43.4175 | 0 | 1942
1333 |  |  |  | System Generation | F104D |  | 0 | 0 | 0 | 0 | 0 | 0 | 0 | 0 | 0 | 0 | 0 | 0 | 0 | 0 | 1943
1334 |  |  |  | IBT | F141 |  | 0 | 0 | 0 | 0 | 0 | 0 | 0 | 0 | 0 | 0 | 0 | 0 | 0 | 0 | 1944
1335 |  |  |  | Bad Debt Expense | F104D |  | 0 | 0 | 0 | 0 | 0 | 0 | 0 | 0 | 0 | 0 | 0 | 0 | 0 | 0 | 1947
1336 |  |  |  | TROJP | F104D |  | 0 | 0 | 0 | 0 | 0 | 0 | 0 | 0 | 0 | 0 | 0 | 0 | 0 | 0 | 1948
1337 |  |  |  | System Generation | F104D |  | 0 | 0 | 0 | 0 | 0 | 0 | 0 | 0 | 0 | 0 | 0 | 0 | 0 | 0 | 1949
1338 |  |  |  | Energy | F104D |  | 0 | 0 | 0 | 0 | 0 | 0 | 0 | 0 | 0 | 0 | 0 | 0 | 0 | 0 | 1950
1339 |  |  |  | System Net Plant | F104D |  | 0 | 0 | 0 | 0 | 0 | 0 | 0 | 0 | 0 | 0 | 0 | 0 | 0 | 0 | 1951
1340 |  |  |  | Division Net Plant Distribution | F104D |  | 31889.0505 | 18706.3124 | 7820.7806 | 1757.9824 | 283.3937 | 21.8613 | 16.4458 | 397.8972 | 16.4995 | 9.481 | 2854.29 | 2.0534 | 2.0534 | 0 | 1952
1341 |  |  |  | Simple Cycle Combustion Turbine | F10 |  | 0 | 0 | 0 | 0 | 0 | 0 | 0 | 0 | 0 | 0 | 0 | 0 | 0 | 0 | 1953
1342 |  |  |  | Total Accum Deferred Income Taxes |  |  | 698095.7302 | 388114.6783 | 178480.7023 | 41591.5485 | 17456.994 | 484.1108 | 113.9869 | 8186.2558 | 374.7432 | 136.4864 | 63065.2824 | 45.4708 | 45.4708 | 0
1343
1344 |  | 281 | Accum Deferred Income Taxes |  | F104D |  | 0 | 0 | 0 | 0 | 0 | 0 | 0 | 0 | 0 | 0 | 0 | 0 | 0 | 0 | 1960
1345
1346 |  | 282 | Accum Deferred Income Taxes |  | F104D |  | -16499707.8051 | -9678829.6509 | -4046548.637 | -909597.37 | -146630.6974 | -11311.234 | -8509.2367 | -205875.9158 | -8537.0141 | -4905.5598 | -1476837.6418 | -1062.424 | -1062.424 | 0 | 1963
1347 |  |  |  | DITBAL | F104D |  | -0.0011814 | -0.00069301 | -0.00028974 | -6.5128e-05 | -1.0499e-05 | -8.0989e-07 | -6.0927e-07 | -1.4741e-05 | -6.1126e-07 | -3.5124e-07 | -0.00010574 | -7.607e-08 | -7.607e-08 | 0 | 1964
1348 |  |  |  | System Net Plant | F104D |  | 0 | 0 | 0 | 0 | 0 | 0 | 0 | 0 | 0 | 0 | 0 | 0 | 0 | 0 | 1965
1349 |  |  |  | Labor | F138D |  | -8396.203 | -4655.6538 | -2150.8271 | -502.0224 | -216.4389 | -5.8257 | -1.2293 | -98.1567 | -4.5149 | -1.6006 | -758.8392 | -0.54719 | -0.54719 | 0 | 1966
1350 |  |  |  | GPS | F104D |  | 0 | 0 | 0 | 0 | 0 | 0 | 0 | 0 | 0 | 0 | 0 | 0 | 0 | 0 | 1967
1351 |  |  |  | CIAC | F104D |  | 1182.9363 | 693.9177 | 290.1148 | 65.213 | 10.5126 | 0.81095 | 0.61006 | 14.7601 | 0.61206 | 0.3517 | 105.881 | 0.07617 | 0.07617 | 0 | 1968
1352 |  |  |  | SNPD | F104D |  | 0 | 0 | 0 | 0 | 0 | 0 | 0 | 0 | 0 | 0 | 0 | 0 | 0 | 0 | 1969
1353 |  |  |  | SCHMDEXP | F104D |  | 0 | 0 | 0 | 0 | 0 | 0 | 0 | 0 | 0 | 0 | 0 | 0 | 0 | 0 | 1970
1354 |  |  |  | TAXDEPR | F104D |  | 0 | 0 | 0 | 0 | 0 | 0 | 0 | 0 | 0 | 0 | 0 | 0 | 0 | 0 | 1971
1355 |  |  |  | DGP | F104D |  | 0 | 0 | 0 | 0 | 0 | 0 | 0 | 0 | 0 | 0 | 0 | 0 | 0 | 0 | 1972
1356 |  |  |  | IBT | F104D |  | 0 | 0 | 0 | 0 | 0 | 0 | 0 | 0 | 0 | 0 | 0 | 0 | 0 | 0 | 1973
1357 |  |  |  | SSGCT | F104D |  | 0 | 0 | 0 | 0 | 0 | 0 | 0 | 0 | 0 | 0 | 0 | 0 | 0 | 0 | 1974
1358 |  |  |  | SSGCH | F104D |  | 0 | 0 | 0 | 0 | 0 | 0 | 0 | 0 | 0 | 0 | 0 | 0 | 0 | 0 | 1975
1359 |  |  |  | SE | F104D |  | 0 | 0 | 0 | 0 | 0 | 0 | 0 | 0 | 0 | 0 | 0 | 0 | 0 | 0 | 1976
1360 |  |  |  | SG | F104D |  | 0 | 0 | 0 | 0 | 0 | 0 | 0 | 0 | 0 | 0 | 0 | 0 | 0 | 0 | 1977
1361 |  |  |  | Total Accum Deferred Income Taxes |  |  | -16506921.0731 | -9682791.3877 | -4048409.3496 | -910034.1795 | -146836.6237 | -11316.2487 | -8509.8559 | -205959.3124 | -8540.9169 | -4906.8087 | -1477490.6001 | -1062.895 | -1062.895 | 0
1362
1363
1364 |  | 283 | Accum Deferred Income Taxes |  | F104D |  | -57553.0712 | -33760.984 | -14114.8743 | -3172.7909 | -511.4664 | -39.455 | -29.6813 | -718.1213 | -29.7782 | -17.1112 | -5151.3968 | -3.7059 | -3.7059 | 0 | 1981
1365 |  |  |  | System Generation | F104D |  | 0 | 0 | 0 | 0 | 0 | 0 | 0 | 0 | 0 | 0 | 0 | 0 | 0 | 0 | 1982
1366 |  |  |  | Energy | F104D |  | 0 | 0 | 0 | 0 | 0 | 0 | 0 | 0 | 0 | 0 | 0 | 0 | 0 | 0 | 1983
1367 |  |  |  | Labor | F138D |  | -888506.6481 | -492672.618 | -227605.7561 | -53125.2378 | -22904.0904 | -616.493 | -130.0886 | -10387.1795 | -477.7825 | -169.3846 | -80302.2076 | -57.905 | -57.905 | 0 | 1984
1368 |  |  |  | General Plant | F104D |  | -29181.8937 | -17118.2776 | -7156.8511 | -1608.7421 | -259.3356 | -20.0054 | -15.0497 | -364.1185 | -15.0988 | -8.6761 | -2611.9807 | -1.879 | -1.879 | 0 | 1985
1369 |  |  |  | System Net Plant | F104D |  | -7517.0577 | -4409.5521 | -1843.5563 | -414.401 | -66.8031 | -5.1533 | -3.8767 | -93.7945 | -3.8894 | -2.2349 | -672.8285 | -0.48403 | -0.48403 | 0 | 1986
1370 |  |  |  | TROJP | F104D |  | 0 | 0 | 0 | 0 | 0 | 0 | 0 | 0 | 0 | 0 | 0 | 0 | 0 | 0 | 1987
1371 |  |  |  | System Generation | F104D |  | 0 | 0 | 0 | 0 | 0 | 0 | 0 | 0 | 0 | 0 | 0 | 0 | 0 | 0 | 1988
1372 |  |  |  | Simple Cycle Combustion Turbine | F104D |  | 0 | 0 | 0 | 0 | 0 | 0 | 0 | 0 | 0 | 0 | 0 | 0 | 0 | 0 | 1989
1373 |  |  |  | System Generation | F104D |  | 0 | 0 | 0 | 0 | 0 | 0 | 0 | 0 | 0 | 0 | 0 | 0 | 0 | 0 | 1990
1374 |  |  |  | Total Accum Deferred Income Taxes |  |  | -982758.6707 | -547961.4317 | -250721.0377 | -58321.1718 | -23741.6956 | -681.1067 | -178.6963 | -11563.2138 | -526.5489 | -197.4068 | -88738.4136 | -63.9739 | -63.9739 | 0
1375
1376 |  | 255 | Accum Investment Tax Credit |  | F104D |  | -1234.5426 | -724.1902 | -302.7712 | -68.058 | -10.9712 | -0.84633 | -0.63668 | -15.4041 | -0.63876 | -0.36704 | -110.5001 | -0.079493 | -0.079493 | 0 | 2004
1377 |  | TOTAL MISC RATE BASE DEDUCTIONS |  |  |  |  | -18122520.9164 | -10555149.0978 | -4390244.9153 | -1008612.3303 | -167284.298 | -92433.3828 | -9144.737 | -225316.5021 | -10520.3622 | -7243.4973 | -1646692.6445 | -5082.8177 | -4796.3313 | 0
1378
1379 | [6 empty] | D: ACCUMULATED DEPRECIATION
1380 | [6 empty] | D: PRODUCTION PLANT
1381
1382 |  | 108SP | Steam Prod Accumulated Depr |  | F10 |  | 0 | 0 | 0 | 0 | 0 | 0 | 0 | 0 | 0 | 0 | 0 | 0 | 0 | 0 | 2016
1383
1384 |  | 108NP | Nuclear Prod Accumulated Depr |  | F10 |  | 0 | 0 | 0 | 0 | 0 | 0 | 0 | 0 | 0 | 0 | 0 | 0 | 0 | 0 | 2022
1385
1386 |  | 108HP | Hydraulic Prod Accum Depr |  | F10 |  | 0 | 0 | 0 | 0 | 0 | 0 | 0 | 0 | 0 | 0 | 0 | 0 | 0 | 0 | 2030
1387
1388 |  | 108OP | Other Production - Accum Depr |  | F10 |  | 0 | 0 | 0 | 0 | 0 | 0 | 0 | 0 | 0 | 0 | 0 | 0 | 0 | 0 | 2033
1389 |  |  |  | Simple Cycle Combustion Turbine | F10 |  | 0 | 0 | 0 | 0 | 0 | 0 | 0 | 0 | 0 | 0 | 0 | 0 | 0 | 0 | 2034
1390 |  |  |  | Wind Generation | F10 |  | 0 | 0 | 0 | 0 | 0 | 0 | 0 | 0 | 0 | 0 | 0 | 0 | 0 | 0 | 2035
1391 |  |  |  | System Generation | F10 |  | 0 | 0 | 0 | 0 | 0 | 0 | 0 | 0 | 0 | 0 | 0 | 0 | 0 | 0 | 2036
1392 |  |  |  | System Generation | F10 |  | 0 | 0 | 0 | 0 | 0 | 0 | 0 | 0 | 0 | 0 | 0 | 0 | 0 | 0 | 2037
1393 |  |  |  | Total Other Production - Accum Depr |  |  | 0 | 0 | 0 | 0 | 0 | 0 | 0 | 0 | 0 | 0 | 0 | 0 | 0 | 0
1394
1395 |  | 108EP | Experimental Plant - Accum Depr |  | F10 |  | 0 | 0 | 0 | 0 | 0 | 0 | 0 | 0 | 0 | 0 | 0 | 0 | 0 | 0 | 2043
1396
1397
1398
1399 |  | TOTAL PRODUCTION PLANT DEPRECIATION |  |  |  |  | 0 | 0 | 0 | 0 | 0 | 0 | 0 | 0 | 0 | 0 | 0 | 0 | 0 | 0
1400
1401
1402 | [6 empty] | D: TRANSMISSION PLANT
1403
1404 |  | 108TP | Transmission Plant Accum Depr |  | F106 |  | 0 | 0 | 0 | 0 | 0 | 0 | 0 | 0 | 0 | 0 | 0 | 0 | 0 | 0 | 2051
1405
1406
1407 | [6 empty] | D: DISTRIBUTION PLANT
1408
1409 |  | 108360 | Land and Land Rights |  | F118 |  | 0 | 0 | 0 | 0 | 0 | 0 | 0 | 0 | 0 | 0 | 0 | 0 | 0 | 0 | 2055
1410
1411 |  | 108361 | Structures and Improvements |  | F119 |  | 0 | 0 | 0 | 0 | 0 | 0 | 0 | 0 | 0 | 0 | 0 | 0 | 0 | 0 | 2059
1412
1413 |  | 108362 | Station Equipment |  | F120 |  | 0 | 0 | 0 | 0 | 0 | 0 | 0 | 0 | 0 | 0 | 0 | 0 | 0 | 0 | 2063
1414
1415 |  | Distribution - METER - Unbundled
1416
1417 |  | A |  | B | C |  | D | E | F | G | H | I | J | K | L | M | N | O | P
1418 |  | FERC ACCT |  | DESCRIPTION | COS Factor |  | Utah Jurisdiction Normalized | Residential Sch 1 | General Large Dist. Sch 6 | General +1 MW Sch 8 | Street & Area Lighting Sch. 7,11,12 | General Trans Sch 9 | General Secondary Sch 22 | Irrigation Sch 10 | Traffic Signals Sch 15 | Outdoor Lighting Sch 15 | General Small Dist. Sch 23 | Industrial Cust 1 | Industrial Cust 2
1419
1420 |  | 108364 | Poles, Towers & Fixtures |  | F121 |  | 0 | 0 | 0 | 0 | 0 | 0 | 0 | 0 | 0 | 0 | 0 | 0 | 0 | 0 | 2067
1421
1422 |  | 108365 | Overhead Conductors |  | F122 |  | 0 | 0 | 0 | 0 | 0 | 0 | 0 | 0 | 0 | 0 | 0 | 0 | 0 | 0 | 2071
1423
1424 |  | 108366 | Underground Conduit |  | F123 |  | 0 | 0 | 0 | 0 | 0 | 0 | 0 | 0 | 0 | 0 | 0 | 0 | 0 | 0 | 2075
1425
1426 |  | 108367 | Underground Conductors |  | F124 |  | 0 | 0 | 0 | 0 | 0 | 0 | 0 | 0 | 0 | 0 | 0 | 0 | 0 | 0 | 2079
1427
1428 |  | 108368 | Line Transformers |  | F125 |  | 0 | 0 | 0 | 0 | 0 | 0 | 0 | 0 | 0 | 0 | 0 | 0 | 0 | 0 | 2083
1429
1430 |  | 108369 | Services |  | F126 |  | 0 | 0 | 0 | 0 | 0 | 0 | 0 | 0 | 0 | 0 | 0 | 0 | 0 | 0 | 2087
1431
1432 |  | 108370 | Meters |  | F127 |  | -40608838.4054 | -28805098.4622 | -4270578.5071 | -686707.7852 | 0 | -1178543.125 | -578.711 | -446526.8363 | -94684.3916 | -21148.0849 | -4883579.7738 | -110696.3641 | -110696.3641 | 0 | 2091
1433
1434 |  | 108371 | Install on Customers' Premises |  | F128 |  | 0 | 0 | 0 | 0 | 0 | 0 | 0 | 0 | 0 | 0 | 0 | 0 | 0 | 0 | 2095
1435
1436 |  | 108372 | Leased Property |  | F129 |  | 0 | 0 | 0 | 0 | 0 | 0 | 0 | 0 | 0 | 0 | 0 | 0 | 0 | 0 | 2099
1437
1438 |  | 108373 | Street Lights |  | F130 |  | 0 | 0 | 0 | 0 | 0 | 0 | 0 | 0 | 0 | 0 | 0 | 0 | 0 | 0 | 2103
1439
1440 |  | 108D00 | Unclassified Dist Plant - Acct 300 |  | F121 |  | 0 | 0 | 0 | 0 | 0 | 0 | 0 | 0 | 0 | 0 | 0 | 0 | 0 | 0 | 2107
1441
1442 |  | 108DS | Unclassified Dist Sub - Acct 300 |  | F120 |  | 0 | 0 | 0 | 0 | 0 | 0 | 0 | 0 | 0 | 0 | 0 | 0 | 0 | 0 | 2111
1443
1444 |  | 108D | Unclassified Dist Sub - Acct 300 |  | F102D |  | 73202.6654 | 42932.5934 | 17714.6854 | 3990.9054 | 923.9258 | 63.3796 | 34.5217 | 894.2756 | 39.0691 | 21.0123 | 6576.391 | 5.953 | 5.953 | 0 | 2115
1445
1446
1447 |  | TOTAL DISTRIBUTION PLANT DEPR |  |  |  |  | -40535635.74 | -28762165.8688 | -4252863.8217 | -682716.8798 | 923.9258 | -1178479.7454 | -544.1892 | -445632.5607 | -94645.3224 | -21127.0726 | -4877003.3829 | -110690.4111 | -110690.4111 | 0
1448
1449 | [6 empty] | D: GENERAL PLANT
1450 |  | 108GP | General Plant Accumulated Depr
1451 |  |  |  | Situs | F107D |  | -1722455.2487 | -1010201.8888 | -416825.7077 | -93905.8152 | -21739.931 | -1491.3191 | -812.2946 | -21042.2624 | -919.295 | -494.4184 | -154742.1677 | -140.0743 | -140.0743 | 0 | 2121
1452 |  |  |  | System Generation | F105D |  | 0 | 0 | 0 | 0 | 0 | 0 | 0 | 0 | 0 | 0 | 0 | 0 | 0 | 0 | 2122
1453 |  |  |  | System Generation | F105D |  | 0 | 0 | 0 | 0 | 0 | 0 | 0 | 0 | 0 | 0 | 0 | 0 | 0 | 0 | 2123
1454 |  |  |  | System Generation | F105D |  | 0 | 0 | 0 | 0 | 0 | 0 | 0 | 0 | 0 | 0 | 0 | 0 | 0 | 0 | 2124
1455 |  |  |  | Customer - System | F42 |  | 0 | 0 | 0 | 0 | 0 | 0 | 0 | 0 | 0 | 0 | 0 | 0 | 0 | 0 | 2125
1456 |  |  |  | System Overheads | F102D |  | -376729.599 | -220947.9479 | -91166.7121 | -20538.763 | -4754.8843 | -326.1763 | -177.6623 | -4602.2926 | -201.0651 | -108.1375 | -33844.6847 | -30.6366 | -30.6366 | 0 | 2126
1457 |  |  |  | Energy | F30 |  | 0 | 0 | 0 | 0 | 0 | 0 | 0 | 0 | 0 | 0 | 0 | 0 | 0 | 0 | 2127
1458 |  |  |  | Simple Cycle Combustion Turbine | F10 |  | 0 | 0 | 0 | 0 | 0 | 0 | 0 | 0 | 0 | 0 | 0 | 0 | 0 | 0 | 2128
1459 |  |  |  | Cholla | F10 |  | 0 | 0 | 0 | 0 | 0 | 0 | 0 | 0 | 0 | 0 | 0 | 0 | 0 | 0 | 2129
1460 |  |  | Total General Plant Accumulated Depr |  |  |  | -2099184.8477 | -1231149.8367 | -507992.4198 | -114444.5782 | -26494.8154 | -1817.4954 | -989.9569 | -25644.5551 | -1120.3601 | -602.5559 | -188586.8524 | -170.7109 | -170.7109 | 0
1461
1462 |  | 108MP | Mining Plant Accumulated Depr. |  | F30 |  | 0 | 0 | 0 | 0 | 0 | 0 | 0 | 0 | 0 | 0 | 0 | 0 | 0 | 0 | 2137
1463
1464 |  | 1081390 | Accum Depr - Capital Lease |  | F30 |  | 0 | 0 | 0 | 0 | 0 | 0 | 0 | 0 | 0 | 0 | 0 | 0 | 0 | 0 | 2144
1465 |  |  | Remove Capital Lease |  | F30 |  | 0 | 0 | 0 | 0 | 0 | 0 | 0 | 0 | 0 | 0 | 0 | 0 | 0 | 0 | 2147
1466
1467 |  | 1081399L | Accum Depr - Capital Lease |  | F30 |  | 0 | 0 | 0 | 0 | 0 | 0 | 0 | 0 | 0 | 0 | 0 | 0 | 0 | 0 | 2151
1468 |  |  |  | Energy | F30 |  | 0 | 0 | 0 | 0 | 0 | 0 | 0 | 0 | 0 | 0 | 0 | 0 | 0 | 0 | 2152
1469 |  |  | Remove Capital Lease |  | F30 |  | 0 | 0 | 0 | 0 | 0 | 0 | 0 | 0 | 0 | 0 | 0 | 0 | 0 | 0 | 2155
1470
1471 |  | TOTAL GENERAL PLANT ACCUM DEPR |  |  |  |  | -2099184.8477 | -1231149.8367 | -507992.4198 | -114444.5782 | -26494.8154 | -1817.4954 | -989.9569 | -25644.5551 | -1120.3601 | -602.5559 | -188586.8524 | -170.7109 | -170.7109 | 0
1472
1473
1474 |  | TOTAL ACCUM DEPR - PLANT IN SERVICE |  |  |  |  | -42634820.5877 | -29993315.7055 | -4760856.2415 | -797161.458 | -25570.8895 | -1180297.2408 | -1534.1462 | -471277.1158 | -95765.6826 | -21729.6286 | -5065590.2353 | -110861.122 | -110861.122 | 0
1475
1476
1477 | [6 empty] | D: ACCUMULATED AMORTIZATION
1478
1479 |  | 111CLS | Accum Prov for Amort-Steam |  | F10 |  | 0 | 0 | 0 | 0 | 0 | 0 | 0 | 0 | 0 | 0 | 0 | 0 | 0 | 0 | 2168
1480
1481 |  | 111CLG | Accum Prov for Amort-General
1482 |  |  | Situs |  | F108D |  | -354.4408 | -207.8758 | -85.7729 | -19.3236 | -4.4736 | -0.30688 | -0.16715 | -4.33 | -0.18917 | -0.10174 | -31.8423 | -0.028824 | -0.028824 | 0 | 2172
1483 |  |  | Customer - System |  | F40 |  | 0 | 0 | 0 | 0 | 0 | 0 | 0 | 0 | 0 | 0 | 0 | 0 | 0 | 0 | 2173
1484 |  |  | System Generation |  | F108D |  | 0 | 0 | 0 | 0 | 0 | 0 | 0 | 0 | 0 | 0 | 0 | 0 | 0 | 0 | 2174
1485 |  |  | System Overheads |  | F108D |  | -13184.1055 | -7732.3392 | -3190.4888 | -718.7787 | -166.4029 | -11.4149 | -6.2175 | -161.0628 | -7.0365 | -3.7844 | -1184.4355 | -1.0722 | -1.0722 | 0 | 2175
1486 |  |  | Energy |  | F108D |  | 0 | 0 | 0 | 0 | 0 | 0 | 0 | 0 | 0 | 0 | 0 | 0 | 0 | 0 | 2176
1487 |  |  | Total Accum Prov for Amort-General |  |  |  | -13538.5463 | -7940.215 | -3276.2617 | -738.1023 | -170.8765 | -11.7218 | -6.3847 | -165.3928 | -7.2257 | -3.8861 | -1216.2778 | -1.101 | -1.101 | 0 | 2177
1488
1489 |  | 111CLH | Accum Prov for Amort-Hydro |  | F10 |  | 0 | 0 | 0 | 0 | 0 | 0 | 0 | 0 | 0 | 0 | 0 | 0 | 0 | 0 | 2185
1490
1491 |  | 111IP | Accum Prov for Amort-Intangible
1492 |  |  |  | Situs | F107D |  | 382.1195 | 224.109 | 92.471 | 20.8326 | 4.8229 | 0.33084 | 0.1802 | 4.6681 | 0.20394 | 0.10968 | 34.3289 | 0.031075 | 0.031075 | 0 | 2189
1493 |  |  |  | System Generation | F105D |  | 0 | 0 | 0 | 0 | 0 | 0 | 0 | 0 | 0 | 0 | 0 | 0 | 0 | 0 | 2190
1494 |  |  |  | System Generation | F105D |  | 0 | 0 | 0 | 0 | 0 | 0 | 0 | 0 | 0 | 0 | 0 | 0 | 0 | 0 | 2191
1495 |  |  |  | Energy | F30 |  | 0 | 0 | 0 | 0 | 0 | 0 | 0 | 0 | 0 | 0 | 0 | 0 | 0 | 0 | 2192
1496 |  |  |  | System Generation | F105D |  | 0 | 0 | 0 | 0 | 0 | 0 | 0 | 0 | 0 | 0 | 0 | 0 | 0 | 0 | 2193
1497 |  |  |  | System Generation | F105D |  | 0 | 0 | 0 | 0 | 0 | 0 | 0 | 0 | 0 | 0 | 0 | 0 | 0 | 0 | 2194
1498 |  |  |  | System Generation | F105D |  | 0 | 0 | 0 | 0 | 0 | 0 | 0 | 0 | 0 | 0 | 0 | 0 | 0 | 0 | 2195
1499 |  |  |  | Customer - System | F42 |  | 0 | 0 | 0 | 0 | 0 | 0 | 0 | 0 | 0 | 0 | 0 | 0 | 0 | 0 | 2196
1500 |  |  |  | System Generation | F105D |  | 0 | 0 | 0 | 0 | 0 | 0 | 0 | 0 | 0 | 0 | 0 | 0 | 0 | 0 | 2197
1501 |  |  |  | Cholla | F10 |  | 0 | 0 | 0 | 0 | 0 | 0 | 0 | 0 | 0 | 0 | 0 | 0 | 0 | 0 | 2198
1502 |  |  |  | System Overheads | F102D |  | -962450.7366 | -564467.2352 | -232908.3497 | -52471.448 | -12147.5508 | -833.2996 | -453.8832 | -11757.7168 | -513.6715 | -276.2646 | -86464.7795 | -78.2689 | -78.2689 | 0 | 2199
1503 |  |  | Total Accum Prov for Amort-Intangible |  |  |  | -962068.6172 | -564243.1262 | -232815.8787 | -52450.6154 | -12142.7279 | -832.9687 | -453.703 | -11753.0486 | -513.4676 | -276.1549 | -86430.4506 | -78.2378 | -78.2378 | 0
1504
1505 |  | 111390 | Accum Prov for Amort-Capital Lease |  | F30 |  | 0 | 0 | 0 | 0 | 0 | 0 | 0 | 0 | 0 | 0 | 0 | 0 | 0 | 0 | 2210
1506
1507
1508 |  | TOTAL ACCUM PROV FOR AMORTIZATION |  |  |  |  | -975607.1635 | -572183.3412 | -236092.1404 | -53188.7177 | -12313.6043 | -844.6905 | -460.0877 | -11918.4414 | -520.6933 | -280.041 | -87646.7284 | -79.3388 | -79.3388 | 0

## JAM Download
| 2017 PROTOCOL | [15 empty] | FERC Account Error Check
| 13-Month Average | [5 empty] | DECEMBER 2017 |  | DECEMBER 2017 | [7 empty] | Account | JAM Total | FunStudy Total | Difference
| FERC |  |  | BUS |  |  | UNADJUSTED RESULTS |  | NORMALIZED RESULTS | [7 empty] | 103 | 0 | 0 | 0
| ACCT | DESCRIP |  | FUNC | FACTOR | Ref | TOTAL | UTAH | TOTAL | OTHER | UTAH | [5 empty] | 105 | 7249580.3093 | 7249580.3093 | 0
70 | Sales to Ultimate Customers | [11 empty] | FERC | JAM Factor | FERC.JAMFactor | JAM Value | 114 | 74716347.6885 | 74716347.6885 | 0
71 | 440 | Residential Sales | [10 empty] | 440 | NA | 440.NA | 0 | 115 | -52397538.1527 | -52397538.1527 | 0
72 |  |  |  | 0 | S |  | 1884431867.13 | 775687965.69 | 1854483038.0803 | 1108743901.44 | 745739136.6403 |  | 440 | S | 440.S | 745739136.6403 | 124 | 16218.9653 | 16218.9653 | 0
73 | [12 empty] | 440 | NA | 440.NA1 | 0 | 128 | 0 | 0 | 0
74 | [5 empty] | B1 | 1884431867.13 | 775687965.69 | 1854483038.0803 | 1108743901.44 | 745739136.6403 |  | 440 | NA | 440.NA2 | 745739136.6403 | 131 | 0 | 0 | 0
75 | [12 empty] | 440 | NA | 440.NA3 | 0 | 135 | 0 | 0 | 0
76 | 442 | Commercial & Industrial Sales | [10 empty] | 442 | NA | 442.NA | 0 | 141 | 0 | 0 | 0
77 |  |  |  | 0 | S |  | 2943505560.31 | 1234528768.59 | 2930206902.6361 | 1708976791.72 | 1221230110.9161 |  | 442 | S | 442.S | 1221230110.9161 | 143 | 13694352.5306 | 13694352.5306 | 0
78 |  |  |  | P | SE |  | 0 | 0 | 0 | 0 | 0 |  | 442 | SE | 442.SE | 0 | 151 | 90144794.8707 | 90144794.8707 | 0
79 |  |  |  | PT | SG |  | 0 | 0 | 0 | 0 | 0 |  | 442 | SG | 442.SG | 0 | 152 | 0 | 0 | 0
80 | [12 empty] | 442 | NA | 442.NA1 | 0 | 154 | 100480381.3801 | 100480381.3801 | 0
81 | [12 empty] | 442 | NA | 442.NA2 | 0 | 163 | 0 | 0 | 0
82 | [5 empty] | B1 | 2943505560.31 | 1234528768.59 | 2930206902.6361 | 1708976791.72 | 1221230110.9161 |  | 442 | NA | 442.NA3 | 1221230110.9161 | 165 | 16395923.2238 | 16395923.2238 | 0
83 | [12 empty] | 442 | NA | 442.NA4 | 0 | 190 | 88848670.782 | 88848670.782 | 0
84 | 444 | Public Street & Highway Lighting | [10 empty] | 444 | NA | 444.NA | 0 | 230 | -885085.987 | -885085.987 | 0
85 |  |  |  | 0 | S |  | 19817706.54 | 8611732.19 | 19897631.3364 | 11205974.35 | 8691656.9864 |  | 444 | S | 444.S | 8691656.9864 | 232 | -4084099.3658 | -4084099.3658 | 0
86 |  |  |  | 0 | SO |  | 0 | 0 | 0 | 0 | 0 |  | 444 | SO | 444.SO | 0 | 235 | -15561423.4162 | -15561423.4162 | 0
87 | [5 empty] | B1 | 19817706.54 | 8611732.19 | 19897631.3364 | 11205974.35 | 8691656.9864 |  | 444 | NA | 444.NA1 | 8691656.9864 | 252 | -19682679.2956 | -19682679.2956 | 0
88 | [12 empty] | 444 | NA | 444.NA2 | 0 | 254 | -3436107.401 | -3436107.401 | 0
89 | 445 | Other Sales to Public Authority | [10 empty] | 445 | NA | 445.NA | 0 | 255 | -151350.6503 | -151350.6503 | 0
90 |  |  |  | 0 | S |  | 3322249.28 | 3291154.19 | 3311618.2938 | 31095.09 | 3280523.2038 |  | 445 | S | 445.S | 3280523.2038 | 281 | 0.025433 | 0 | 0.025433
91 | [12 empty] | 445 | NA | 445.NA1 | 0 | 282 | -1994400137.6122 | -1994400137.6122 | 0
92 | [5 empty] | B1 | 3322249.28 | 3291154.19 | 3311618.2938 | 31095.09 | 3280523.2038 |  | 445 | NA | 445.NA2 | 3280523.2038 | 283 | -140573392.1775 | -140573392.1775 | 0
93 | [12 empty] | 445 | NA | 445.NA3 | 0 | 301 | 0 | 0 | 0
94 | 448 | Interdepartmental | [10 empty] | 448 | NA | 448.NA | 0 | 302 | 52041473.8747 | 52041473.8747 | 0
95 |  |  |  | DPW | S |  | 0 | 0 | 0 | 0 | 0 |  | 448 | S | 448.S | 0 | 303 | 299036105.3627 | 299036105.3627 | 0
96 |  |  |  | GP | SO |  | 0 | 0 | 0 | 0 | 0 |  | 448 | SO | 448.SO | 0 | 310 | 40344705.1174 | 40344705.1174 | 0
97 | [5 empty] | B1 | 0 | 0 | 0 | 0 | 0 |  | 448 | NA | 448.NA1 | 0 | 311 | 441886271.3617 | 441886271.3617 | 0
98 | [12 empty] | 448 | NA | 448.NA2 | 0 | 312 | 1981419704.3175 | 1981419704.3175 | 0
99 | Total Sales to Ultimate Customers |  |  |  |  | B1 | 4851077383.26 | 2022119620.66 | 4807899190.3466 | 2828957762.6 | 1978941427.7466 |  | Total Sales to Ultimate Customers | NA | Total Sales to Ultimate Customers.NA | 1978941427.7466 | 314 | 426164897.395 | 426164897.395 | 0
100 | [12 empty] | Total Sales to Ultimate Customers | NA | Total Sales to Ultimate Customers.NA1 | 0 | 315 | 212262901.5901 | 212262901.5901 | 0
101 | [12 empty] | Total Sales to Ultimate Customers | NA | Total Sales to Ultimate Customers.NA2 | 0 | 316 | 13700657.3269 | 13700657.3269 | 0
102 | [12 empty] | Total Sales to Ultimate Customers | NA | Total Sales to Ultimate Customers.NA3 | 0 | 317 | 0 | 0 | 0
103 | 447 | Sales for Resale-Non NPC | [10 empty] | 447 | NA | 447.NA | 0 | 320 | 0 | 0 | 0
104 |  |  |  | P | S |  | 8049566.67 | -38361.91 | 8049566.67 | 46030.58 | 8003536.09 |  | 447 | S | 447.S | 8003536.09 | 321 | 0 | 0 | 0
105 | [5 empty] | B1 | 8049566.67 | -38361.91 | 8049566.67 | 46030.58 | 8003536.09 |  | 447 | NA | 447.NA1 | 8003536.09 | 322 | 0 | 0 | 0
106 | [12 empty] | 447 | NA | 447.NA2 | 0 | 323 | 0 | 0 | 0
107 | 447NPC | Sales for Resale-NPC | [10 empty] | 447NPC | NA | 447NPC.NA | 0 | 324 | 0 | 0 | 0
108 |  |  |  | P | SG |  | 209377911.89 | 91441334.9255 | 209377911.89 | 118289809.7983 | 91088102.0917 |  | 447NPC | SG | 447NPC.SG | 91088102.0917 | 325 | 0 | 0 | 0
109 |  |  |  | P | SE |  | 0 | 0 | 0 | 0 | 0 |  | 447NPC | SE | 447NPC.SE | 0 | 330 | 14996967.3002 | 14996967.3002 | 0
110 |  |  |  | P | SG |  | 0 | 0 | 0 | 0 | 0 |  | 447NPC | SG | 447NPC.SG1 | 0 | 331 | 116373272.7401 | 116373272.7401 | 0
111 | [5 empty] | B1 | 209377911.89 | 91441334.9255 | 209377911.89 | 118289809.7983 | 91088102.0917 |  | 447NPC | NA | 447NPC.NA1 | 91088102.0917 | 332 | 216550811.6235 | 216550811.6235 | 0
112 | [12 empty] | 447NPC | NA | 447NPC.NA2 | 0 | 333 | 57342362.8726 | 57342362.8726 | 0
113 |  | Total Sales for Resale |  |  |  | B1 | 217427478.56 | 91402973.0155 | 217427478.56 | 118335840.3783 | 99091638.1817 |  | 447NPC | NA | 447NPC.NA3 | 99091638.1817 | 334 | 35151239.632 | 35151239.632 | 0
114 | [12 empty] | 447NPC | NA | 447NPC.NA4 | 0 | 335 | 1028369.1979 | 1028369.1979 | 0
115 | 449 | Provision for Rate Refund | [10 empty] | 449 | NA | 449.NA | 0 | 336 | 10055500.6397 | 10055500.6397 | 0
116 |  |  |  | P | S |  | 0 | 0 | 0 | 0 | 0 |  | 449 | S | 449.S | 0 | 337 | 0 | 0 | 0
117 |  |  |  | P | SG |  | 0 | 0 | 0 | 0 | 0 |  | 449 | SG | 449.SG | 0 | 340 | 19752289.0906 | 19752289.0906 | 0
118 | [12 empty] | 449 | NA | 449.NA1 | 0 | 341 | 98953975.2379 | 98953975.2379 | 0
119 | [12 empty] | 449 | NA | 449.NA2 | 0 | 342 | 7041612.0831 | 7041612.0831 | 0
120 | [5 empty] | B1 | 0 | 0 | 0 | 0 | 0 |  | 449 | NA | 449.NA3 | 0 | 343 | 1269034679.8243 | 1269034679.8243 | 0
121 | [12 empty] | 449 | NA | 449.NA4 | 0 | 344 | 206282091.3485 | 206282091.3485 | 0
122 | Total Sales from Electricity |  |  |  |  | B1 | 5068504861.82 | 2113522593.6755 | 5025326668.9066 | 2947293602.9783 | 2078033065.9283 |  | Total Sales from Electricity | NA | Total Sales from Electricity.NA | 2078033065.9283 | 345 | 142254866.7969 | 142254866.7969 | 0
123 | 450 | Forfeited Discounts & Interest | [10 empty] | 450 | NA | 450.NA | 0 | 346 | 6903174.2253 | 6903174.2253 | 0
124 |  |  |  | CUST | S |  | 10272123.06 | 3353595.54 | 10272123.06 | 6918527.52 | 3353595.54 |  | 450 | S | 450.S | 3353595.54 | 347 | 0 | 0 | 0
125 |  |  |  | CUST | SO |  | 0 | 0 | 0 | 0 | 0 |  | 450 | SO | 450.SO | 0 | 350 | 112568303.2796 | 112568303.2796 | 0
126 | [5 empty] | B1 | 10272123.06 | 3353595.54 | 10272123.06 | 6918527.52 | 3353595.54 |  | 450 | NA | 450.NA1 | 3353595.54 | 352 | 106705173.4971 | 106705173.4971 | 0
127 | [12 empty] | 450 | NA | 450.NA2 | 0 | 353 | 890686335.7944 | 890686335.7944 | 0
128 | 451 | Misc Electric Revenue | [10 empty] | 451 | NA | 451.NA | 0 | 354 | 561903192.2759 | 561903192.2759 | 0
129 |  |  |  | CUST | S |  | 5336550.53 | 3722139.88 | 5336550.53 | 1614410.65 | 3722139.88 |  | 451 | S | 451.S | 3722139.88 | 355 | 401740430.6273 | 401740430.6273 | 0
130 |  |  |  | GP | SG |  | 0 | 0 | 0 | 0 | 0 |  | 451 | SG | 451.SG | 0 | 356 | 528999421.6092 | 528999421.6092 | 0
131 |  |  |  | GP | SO |  | 5459.12 | 2356.7253 | 5459.12 | 3105.4769 | 2353.6431 |  | 451 | SO | 451.SO | 2353.6431 | 357 | 1531082.519 | 1531082.519 | 0
132 | [5 empty] | B1 | 5342009.65 | 3724496.6053 | 5342009.65 | 1617516.1269 | 3724493.5231 |  | 451 | NA | 451.NA1 | 3724493.5231 | 358 | 3495713.2548 | 3495713.2548 | 0
133 | [12 empty] | 451 | NA | 451.NA2 | 0 | 359 | 5193178.7611 | 5193178.7611 | 0
134 | 453 | Water Sales | [10 empty] | 453 | NA | 453.NA | 0 | 360 | 37986155.3062 | 37986155.3062 | 0
135 |  |  |  | P | SG |  | 54198.99 | 23670.2523 | 54198.99 | 30620.1746 | 23578.8154 |  | 453 | SG | 453.SG | 23578.8154 | 361 | 55357052.0985 | 55357052.0985 | 0
136 | [5 empty] | B1 | 54198.99 | 23670.2523 | 54198.99 | 30620.1746 | 23578.8154 |  | 453 | NA | 453.NA1 | 23578.8154 | 362 | 456682267.6723 | 456682267.6723 | 0
137 | [12 empty] | 453 | NA | 453.NA2 | 0 | 363 | 0 | 0 | 0
138 | 454 | Rent of Electric Property | [10 empty] | 454 | NA | 454.NA | 0 | 364 | 387897409.5369 | 387897409.5369 | 0
139 |  |  |  | DPW | S |  | 10466736.84 | 4898241.56 | 10466736.84 | 5568495.28 | 4898241.56 |  | 454 | S | 454.S | 4898241.56 | 365 | 238266687.5423 | 238266687.5423 | 0
140 |  |  |  | T | SG |  | 5822215.35 | 2542728.3089 | 5822215.35 | 3289309.4603 | 2532905.8897 |  | 454 | SG | 454.SG | 2532905.8897 | 366 | 202244184.2762 | 202244184.2762 | 0
141 |  |  |  | T | SG |  | 0 | 0 | 0 | 0 | 0 |  | 454 | SG | 454.SG1 | 0 | 367 | 546864039.9754 | 546864039.9754 | 0
142 |  |  |  | GP | SO |  | 2166458.85 | 935269.5045 | 2166458.85 | 1232412.5296 | 934046.3204 |  | 454 | SO | 454.SO | 934046.3204 | 368 | 530181233.5515 | 530181233.5515 | 0
143 | [5 empty] | B1 | 18455411.04 | 8376239.3734 | 18455411.04 | 10090217.2699 | 8365193.7701 |  | 454 | NA | 454.NA1 | 8365193.7701 | 369 | 302802407.0285 | 302802407.0285 | 0
144 | [12 empty] | 454 | NA | 454.NA2 | 0 | 370 | 88178862.3323 | 88178862.3323 | 0
145 | [12 empty] | 454 | NA | 454.NA3 | 0 | 371 | 4553745.0954 | 4553745.0954 | 0
146 | [12 empty] | 454 | NA | 454.NA4 | 0 | 372 | 0 | 0 | 0
147 | 456 | Other Electric Revenue | [10 empty] | 456 | NA | 456.NA | 0 | 373 | 23022687.44 | 23022687.44 | 0
148 |  |  |  | DMSC | S |  | -2006565.01 | -2618360.61 | -3532684.8534 | -704172.3217 | -2828512.5317 |  | 456 | S | 456.S | -2828512.5317 | 389 | 8007963.0446 | 8007963.0446 | 0
149 |  |  |  | CUST | CN |  | 0 | 0 | 0 | 0 | 0 |  | 456 | CN | 456.CN | 0 | 390 | 92488854.1327 | 92488854.1327 | 0
150 |  |  |  | OTHSE | SE |  | 14466350.23 | 6218250.6204 | 14466350.23 | 8303574.4845 | 6162775.7455 |  | 456 | SE | 456.SE | 6162775.7455 | 391 | 29974577.9665 | 29974577.9665 | 0
151 |  |  |  | OTHSO | SO |  | 3212672.6 | 1386924.4324 | 3212672.6 | 1827562.0447 | 1385110.5553 |  | 456 | SO | 456.SO | 1385110.5553 | 392 | 47022645.9215 | 47022645.9215 | 0
152 |  |  |  | OTHSGR | SG |  | 124664563.82 | 54444587.9257 | 124338063.5317 | 70245833.2548 | 54092230.277 |  | 456 | SG | 456.SG | 54092230.277 | 393 | 6396636.8901 | 6396636.8901 | 0
153 | [12 empty] | 456 | NA | 456.NA1 | 0 | 394 | 25910376.0266 | 25910376.0266 | 0
154 | [12 empty] | 456 | NA | 456.NA2 | 0 | 395 | 12420179.216 | 12420179.216 | 0
155 | [5 empty] | B1 | 140337021.64 | 59431402.3685 | 138484401.5083 | 79672797.4623 | 58811604.046 |  | 456 | NA | 456.NA3 | 58811604.046 | 396 | 68486168.1038 | 68486168.1038 | 0
156 | [12 empty] | 456 | NA | 456.NA4 | 0 | 397 | 172321242.0926 | 172321242.0926 | 0
157 | Total Other Electric Revenues |  |  |  |  | B1 | 174460764.38 | 74909404.1395 | 172608144.2483 | 98329678.5536 | 74278465.6946 |  | Total Other Electric Revenues | NA | Total Other Electric Revenues.NA | 74278465.6946 | 398 | 3403839.1162 | 3403839.1162 | 0
158 | [12 empty] | Total Other Electric Revenues | NA | Total Other Electric Revenues.NA1 | 0 | 399 | 67554195.1063 | 67554195.1063 | 0
159 | Total Electric Operating Revenues |  |  |  |  | B1 | 5242965626.2 | 2188431997.815 | 5197934813.1549 | 3045623281.532 | 2152311531.6229 |  | Total Electric Operating Revenues | NA | Total Electric Operating Revenues.NA | 2152311531.6229 | 403 | 0 | 0 | 0
160 | [12 empty] | Total Electric Operating Revenues | NA | Total Electric Operating Revenues.NA1 | 0 | 405 | 0 | 0 | 0
161 | Summary of Revenues by Factor | [11 empty] | Summary of Revenues by Factor | NA | Summary of Revenues by Factor.NA | 0 | 406 | 2381812.7474 | 2381812.7474 | 0
162 |  |  | S |  |  |  | 4883195795.35 | 2031436875.12 | 4838491482.5931 | 2842401054.3083 | 1996090428.2849 |  | Summary of Revenues by Factor | NA | Summary of Revenues by Factor.NA1 | 1996090428.2849 | 407 | 3572684.28 | 3572684.28 | 0
163 |  |  | CN |  |  |  | 0 | 0 | 0 | 0 | 0 |  | Summary of Revenues by Factor | NA | Summary of Revenues by Factor.NA2 | 0 | 408 | 69433038.3316 | 69433038.3316 | 0
164 |  |  | SE |  |  |  | 14466350.23 | 6218250.6204 | 14466350.23 | 8303574.4845 | 6162775.7455 |  | Summary of Revenues by Factor | NA | Summary of Revenues by Factor.NA3 | 6162775.7455 | 419 | -12826263.1802 | -12826263.1802 | 0
165 |  |  | SO |  |  |  | 5384590.57 | 2324550.6622 | 5384590.57 | 3063080.0512 | 2321510.5188 |  | Summary of Revenues by Factor | NA | Summary of Revenues by Factor.NA4 | 2321510.5188 | 421 | -75821.6447 | -75821.6447 | 0
166 |  |  | SG |  |  |  | 339918890.05 | 148452321.4124 | 339592389.7617 | 191855572.688 | 147736817.0737 |  | Summary of Revenues by Factor | NA | Summary of Revenues by Factor.NA5 | 147736817.0737 | 427 | 157339445.6872 | 157339445.6865 | 0.00064969
167 |  |  | DGP |  |  |  | 0 | 0 | 0 | 0 | 0 |  | Summary of Revenues by Factor | NA | Summary of Revenues by Factor.NA6 | 0 | 428 | 2117838.1873 | 2117838.1873 | 0
168 | [12 empty] | Summary of Revenues by Factor | NA | Summary of Revenues by Factor.NA7 | 0 | 429 | -4904.0581 | -4904.0581 | 0
169 | Total Electric Operating Revenues | [5 empty] | 5242965626.2 | 2188431997.815 | 5197934813.1549 | 3045623281.532 | 2152311531.6229 |  | Total Electric Operating Revenues | NA | Total Electric Operating Revenues.NA2 | 2152311531.6229 | 431 | 6282206.4788 | 6282206.4788 | 0
170 | Miscellaneous Revenues | [11 empty] | Miscellaneous Revenues | NA | Miscellaneous Revenues.NA | 0 | 432 | -5003916.5183 | -5003916.5183 | 0
171 | 41160 | Gain on Sale of Utility Plant - CR | [10 empty] | 41160 | NA | 41160.NA | 0 | 440 | 745739136.6403 | 745739136.6403 | 0
172 |  |  |  | DPW | S |  | 0 | 0 | 0 | 0 | 0 |  | 41160 | S | 41160.S | 0 | 442 | 1221230110.9161 | 1221230110.9161 | 0
173 |  |  |  | T | SG |  | 0 | 0 | 0 | 0 | 0 |  | 41160 | SG | 41160.SG | 0 | 444 | 8691656.9864 | 8691656.9864 | 0
174 |  |  |  | G | SO |  | 0 | 0 | 0 | 0 | 0 |  | 41160 | SO | 41160.SO | 0 | 445 | 3280523.2038 | 3280523.2038 | 0
175 |  |  |  | T | SG |  | 0 | 0 | 0 | 0 | 0 |  | 41160 | SG | 41160.SG1 | 0 | 447 | 8003536.09 | 8003536.09 | 0
176 |  |  |  | P | SG |  | 0 | 0 | 0 | 0 | 0 |  | 41160 | SG | 41160.SG2 | 0 | 448 | 0 | 0 | 0
177 | [5 empty] | B1 | 0 | 0 | 0 | 0 | 0 |  | 41160 | NA | 41160.NA1 | 0 | 449 | 0 | 0 | 0
178 | [12 empty] | 41160 | NA | 41160.NA2 | 0 | 450 | 3353595.54 | 3353595.54 | 0
179 | 41170 | Loss on Sale of Utility Plant | [10 empty] | 41170 | NA | 41170.NA | 0 | 451 | 3724493.5231 | 3724493.5231 | 0
180 |  |  |  | DPW | S |  | 0 | 0 | 0 | 0 | 0 |  | 41170 | S | 41170.S | 0 | 453 | 23578.8154 | 23578.8154 | 0
181 |  |  |  | T | SG |  | 0 | 0 | 0 | 0 | 0 |  | 41170 | SG | 41170.SG | 0 | 454 | 8365193.7701 | 8365193.7701 | 0
182 | [5 empty] | B1 | 0 | 0 | 0 | 0 | 0 |  | 41170 | NA | 41170.NA1 | 0 | 456 | 58811604.046 | 58811604.046 | 0
183 | [12 empty] | 41170 | NA | 41170.NA2 | 0 | 500 | 8076168.3048 | 8076168.3048 | 0
184 | 4118 | Gain from Emission Allowances | [10 empty] | 4118 | NA | 4118.NA | 0 | 501 | 22179411.1862 | 22179411.1862 | 0
185 |  |  |  | P | S |  | 0 | 0 | 0 | 0 | 0 |  | 4118 | S | 4118.S | 0 | 502 | 32880008.224 | 32880008.224 | 0
186 |  |  |  | P | SE |  | -176.89 | -76.0348 | -3361.99 | -1929.7566 | -1432.2334 |  | 4118 | SE | 4118.SE | -1432.2334 | 503 | 0 | 0 | 0
187 | [5 empty] | B1 | -176.89 | -76.0348 | -3361.99 | -1929.7566 | -1432.2334 |  | 4118 | NA | 4118.NA1 | -1432.2334 | 505 | 528615.3346 | 528615.3346 | 0
188 | [12 empty] | 4118 | NA | 4118.NA2 | 0 | 506 | 4501129.8223 | 4501129.8223 | 0
189 | 41181 | Gain from Disposition of NOX Credits | [10 empty] | 41181 | NA | 41181.NA | 0 | 507 | 238974.6989 | 238974.6989 | 0
190 |  |  |  | P | SE |  | 0 | 0 | 0 | 0 | 0 |  | 41181 | SE | 41181.SE | 0 | 510 | 6856257.1239 | 6856257.1239 | 0
191 | [5 empty] | B1 | 0 | 0 | 0 | 0 | 0 |  | 41181 | NA | 41181.NA1 | 0 | 511 | 13392513.8602 | 13392513.8602 | 0
192 | [12 empty] | 41181 | NA | 41181.NA2 | 0 | 512 | 38260724.5098 | 38260724.5098 | 0
193 | 4194 | Impact Housing Interest Income | [10 empty] | 4194 | NA | 4194.NA | 0 | 513 | 13069423.2586 | 13069423.2586 | 0
194 |  |  |  | P | SG |  | 0 | 0 | 0 | 0 | 0 |  | 4194 | SG | 4194.SG | 0 | 514 | 5450906.8071 | 5450906.8071 | 0
195 | [5 empty] | B1 | 0 | 0 | 0 | 0 | 0 |  | 4194 | NA | 4194.NA1 | 0 | 517 | 0 | 0 | 0
196 | [12 empty] | 4194 | NA | 4194.NA2 | 0 | 518 | 0 | 0 | 0
197 | 421 | (Gain) / Loss on Sale of Utility Plant | [10 empty] | 421 | NA | 421.NA | 0 | 519 | 0 | 0 | 0
198 |  |  |  | DPW | S |  | 32343.72 | 3195.45 | 336.48 | 29231.34 | -28894.86 |  | 421 | S | 421.S | -28894.86 | 520 | 0 | 0 | 0
199 |  |  |  | T | SG |  | 0 | 0 | 0 | 0 | 0 |  | 421 | SG | 421.SG | 0 | 523 | 0 | 0 | 0
200 |  |  |  | T | SG-P |  | 0 | 0 | -411.27 | -232.3504 | -178.9196 |  | 421 | SG-P | 421.SG-P | -178.9196 | 524 | 0 | 0 | 0
201 |  |  |  | P | SE |  | 0 | 0 | 0 | 0 | 0 |  | 421 | SE | 421.SE | 0 | 528 | 0 | 0 | 0
202 |  |  |  | PTD | SO |  | -278163.04 | -120084.168 | 0 | 0 | 0 |  | 421 | SO | 421.SO | 0 | 529 | 0 | 0 | 0
203 |  |  |  | P | SG |  | 0 | 0 | -107456.08 | -60708.2149 | -46747.8651 |  | 421 | SG | 421.SG1 | -46747.8651 | 530 | 0 | 0 | 0
204 | [5 empty] | B1 | -245819.32 | -116888.718 | -107530.87 | -31709.2253 | -75821.6447 |  | 421 | NA | 421.NA1 | -75821.6447 | 531 | 0 | 0 | 0
205 | [12 empty] | 421 | NA | 421.NA2 | 0 | 532 | 0 | 0 | 0
206 | Total Miscellaneous Revenues |  |  |  |  | B1 | -245996.21 | -116964.7529 | -110892.86 | -33638.9819 | -77253.8781 |  | Total Miscellaneous Revenues | NA | Total Miscellaneous Revenues.NA | -77253.8781 | 535 | 3766857.6574 | 3766857.6574 | 0
207 | Miscellaneous Expenses | [11 empty] | Miscellaneous Expenses | NA | Miscellaneous Expenses.NA | 0 | 536 | 52479.6426 | 52479.6426 | 0
208 | 4311 | Interest on Customer Deposits | [10 empty] | 4311 | NA | 4311.NA | 0 | 537 | 1713585.1072 | 1713585.1072 | 0
209 |  |  |  | CUST | S |  | 0 | 0 | 655007.19 | 0 | 655007.19 |  | 4311 | S | 4311.S | 655007.19 | 538 | 0 | 0 | 0
210 | [6 empty] | 0 | 0 | 655007.19 | 0 | 655007.19 |  | 4311 | NA | 4311.NA1 | 655007.19 | 539 | 8518992.2262 | 8518992.2262 | 0
211 | Total Miscellaneous Expenses |  |  |  |  | B1 | 0 | 0 | 655007.19 | 0 | 655007.19 |  | Total Miscellaneous Expenses | NA | Total Miscellaneous Expenses.NA | 655007.19 | 540 | 826035.0623 | 826035.0623 | 0
212 | [12 empty] | Total Miscellaneous Expenses | NA | Total Miscellaneous Expenses.NA1 | 0 | 541 | 169.0137 | 169.0137 | 0
213 | Net Misc Revenue and Expense |  |  |  |  | B1 | -245996.21 | -116964.7529 | 544114.33 | -33638.9819 | 577753.3119 |  | Net Misc Revenue and Expense | NA | Net Misc Revenue and Expense.NA | 577753.3119 | 542 | 318792.9474 | 318792.9474 | 0
214 | [12 empty] | Net Misc Revenue and Expense | NA | Net Misc Revenue and Expense.NA1 | 0 | 543 | 888666.7009 | 888666.7009 | 0
215 | 500 | Operation Supervision & Engineering | [10 empty] | 500 | NA | 500.NA | 0 | 544 | 1095663.2754 | 1095663.2754 | 0
216 |  |  |  | P | SG |  | 15575100.04 | 6802092.5722 | 15575100.04 | 8799283.5762 | 6775816.4638 |  | 500 | SG | 500.SG | 6775816.4638 | 545 | 1413385.0591 | 1413385.0591 | 0
217 |  |  |  | P | SG |  | 2989028.72 | 1305394.508 | 2989028.72 | 1688676.8789 | 1300351.8411 |  | 500 | SG | 500.SG1 | 1300351.8411 | 546 | 149376.9414 | 149376.9414 | 0
218 | [5 empty] | B2 | 18564128.76 | 8107487.0803 | 18564128.76 | 10487960.4552 | 8076168.3048 |  | 500 | NA | 500.NA1 | 8076168.3048 | 547 | 0 | 0 | 0
219 | [12 empty] | 500 | NA | 500.NA2 | 0 | 548 | 7045216.2104 | 7045216.2104 | 0
220 | 501 | Fuel Related-Non NPC | [10 empty] | 501 | NA | 501.NA | 0 | 549 | 2322461.1929 | 2322461.1929 | 0
221 |  |  |  | P | S |  | -2275007.12 | 0 | -2275007.12 | -2275007.12 | 0 |  | 501 | S | 501.S | 0 | 550 | 1521804.352 | 1521804.352 | 0
222 |  |  |  | P | SE |  | 48946081.79 | 21039100.9907 | 48946081.79 | 28094676.9161 | 20851404.8739 |  | 501 | SE | 501.SE | 20851404.8739 | 551 | 0 | 0 | 0
223 |  |  |  | P | SE |  | 0 | 0 | 0 | 0 | 0 |  | 501 | SE | 501.SE1 | 0 | 552 | 1182297.8732 | 1182297.8732 | 0
224 |  |  |  | P | SE |  | 0 | 0 | 0 | 0 | 0 |  | 501 | SE | 501.SE2 | 0 | 553 | 8964537.851 | 8964537.851 | 0
225 |  |  |  | P | SE |  | 3117329.79 | 1339960.5009 | 3117329.79 | 1789323.4778 | 1328006.3122 |  | 501 | SE | 501.SE3 | 1328006.3122 | 554 | 1329876.6224 | 1329876.6224 | 0
226 | [5 empty] | B2 | 49788404.46 | 22379061.4917 | 49788404.46 | 27608993.2738 | 22179411.1862 |  | 501 | NA | 501.NA1 | 22179411.1862 | 555 | 0 | 0 | 0
227 | [12 empty] | 501 | NA | 501.NA2 | 0 | 556 | 570128.5399 | 570128.5399 | 0
228 | 501NPC | Fuel Related-NPC | [10 empty] | 501NPC | NA | 501NPC.NA | 0 | 557 | 17117115.9506 | 17117115.9506 | 0
229 |  |  |  | P | S |  | -355059.7 | 0 | -355059.7 | -355059.7 | 0 |  | 501NPC | S | 501NPC.S | 0 | 560 | 2761580.4262 | 2761580.4262 | 0
230 |  |  |  | P | SE |  | 715803811.46 | 307682824.2041 | 715803811.46 | 410865917.8181 | 304937893.6419 |  | 501NPC | SE | 501NPC.SE | 304937893.6419 | 561 | 8653318.5685 | 8653318.5685 | 0
231 |  |  |  | P | SE |  | 0 | 0 | 0 | 0 | 0 |  | 501NPC | SE | 501NPC.SE1 | 0 | 562 | 1484936.9211 | 1484936.9211 | 0
232 |  |  |  | P | SE |  | 0 | 0 | 0 | 0 | 0 |  | 501NPC | SE | 501NPC.SE2 | 0 | 563 | 219759.9685 | 219759.9685 | 0
233 |  |  |  | P | SE |  | 52054708.35 | 22375320.4744 | 52054708.35 | 29879004.8063 | 22175703.5437 |  | 501NPC | SE | 501NPC.SE3 | 22175703.5437 | 564 | 0 | 0 | 0
234 | [5 empty] | B2 | 767503460.11 | 330058144.6785 | 767503460.11 | 440389862.9244 | 327113597.1856 |  | 501NPC | NA | 501NPC.NA1 | 327113597.1856 | 565 | 0 | 0 | 0
235 | [12 empty] | 501NPC | NA | 501NPC.NA2 | 0 | 566 | 1021960.1021 | 1021960.1021 | 0
236 |  | Total Fuel Related |  |  |  | B2 | 817291864.57 | 352437206.1702 | 817291864.57 | 467998856.1982 | 349293008.3718 |  | 501NPC | NA | 501NPC.NA3 | 349293008.3718 | 567 | 940346.3717 | 940346.3717 | 0
237 | [12 empty] | 501NPC | NA | 501NPC.NA4 | 0 | 568 | 462287.1432 | 462287.1432 | 0
238 | 502 | Steam Expenses | [10 empty] | 502 | NA | 502.NA | 0 | 569 | 2531912.1851 | 2531912.1851 | 0
239 |  |  |  | P | SG |  | 69070784.22 | 30165191.0482 | 69070784.22 | 39022119.6412 | 30048664.5788 |  | 502 | SG | 502.SG | 30048664.5788 | 570 | 5144848.1494 | 5144848.1494 | 0
240 |  |  |  | P | SG |  | 6508213.55 | 2842323.3837 | 6508213.55 | 3676869.9048 | 2831343.6452 |  | 502 | SG | 502.SG1 | 2831343.6452 | 571 | 7331224.5228 | 7331224.5228 | 0
241 | [5 empty] | B2 | 75578997.77 | 33007514.4318 | 75578997.77 | 42698989.546 | 32880008.224 |  | 502 | NA | 502.NA1 | 32880008.224 | 572 | 8607.5896 | 8607.5896 | 0
242 | [12 empty] | 502 | NA | 502.NA2 | 0 | 573 | 36877.9197 | 36877.9197 | 0
243 | 503 | Steam From Other Sources-Non-NPC | [10 empty] | 503 | NA | 503.NA | 0 | 580 | 4094239.942 | 4094239.942 | 0
244 |  |  |  | P | SE |  | 0 | 0 | 0 | 0 | 0 |  | 503 | SE | 503.SE | 0 | 581 | 5170817.2137 | 5170817.2137 | 0
245 | [5 empty] | B2 | 0 | 0 | 0 | 0 | 0 |  | 503 | NA | 503.NA1 | 0 | 582 | 1696933.7251 | 1696933.7251 | 0
246 | [12 empty] | 503 | NA | 503.NA2 | 0 | 583 | 4857299.2025 | 4857299.2025 | 0
247 | 503NPC | Steam From Other Sources-NPC | [10 empty] | 503NPC | NA | 503NPC.NA | 0 | 584 | 459.79 | 459.79 | 0
248 |  |  |  | P | SE |  | 4677095.19 | 2010413.7951 | 4677095.19 | 2684616.8981 | 1992478.2919 |  | 503NPC | SE | 503NPC.SE | 1992478.2919 | 585 | 73716.1405 | 73716.1405 | 0
249 | [5 empty] | B2 | 4677095.19 | 2010413.7951 | 4677095.19 | 2684616.8981 | 1992478.2919 |  | 503NPC | NA | 503NPC.NA1 | 1992478.2919 | 586 | 1578144.1545 | 1578144.1545 | 0
250 | [12 empty] | 503NPC | NA | 503NPC.NA2 | 0 | 587 | 4716397.74 | 4716397.74 | 0
251 | 505 | Electric Expenses | [10 empty] | 505 | NA | 505.NA | 0 | 588 | 1438406.1891 | 1438406.1891 | 0
252 |  |  |  | P | SG |  | 1020141.39 | 445524.9824 | 1020141.39 | 576337.446 | 443803.944 |  | 505 | SG | 505.SG | 443803.944 | 589 | 725971.0856 | 725971.0856 | 0
253 |  |  |  | P | SG |  | 194950.07 | 85140.2829 | 194950.07 | 110138.6793 | 84811.3907 |  | 505 | SG | 505.SG1 | 84811.3907 | 590 | 2366208.5313 | 2366208.5313 | 0
254 | [5 empty] | B2 | 1215091.46 | 530665.2653 | 1215091.46 | 686476.1254 | 528615.3346 |  | 505 | NA | 505.NA1 | 528615.3346 | 591 | 781528.3785 | 781528.3785 | 0
255 | [12 empty] | 505 | NA | 505.NA2 | 0 | 592 | 3303156.8212 | 3303156.8212 | 0
256 | 506 | Misc. Steam Expense | [10 empty] | 506 | NA | 506.NA |  | 593 | 30334333.5585 | 30334333.5585 | 0
257 |  |  |  | P | SG |  | 9166511.47 | 4003278.2726 | 7325783.8227 | 4138763.0968 | 3187020.7259 |  | 506 | SG | 506.SG | 3187020.7259 | 594 | 14328193.2617 | 14328193.2617 | 0
258 |  |  |  | P | SE |  | 0 | 0 | 0 | 0 | 0 |  | 506 | SE | 506.SE | 0 | 595 | 469985.1336 | 469985.1336 | 0
259 |  |  |  | P | SG |  | 3020651.57 | 1319205.113 | 3020651.57 | 1706542.4736 | 1314109.0964 |  | 506 | SG | 506.SG1 | 1314109.0964 | 596 | 1354210.42 | 1354210.42 | 0
260 | [5 empty] | B2 | 12187163.04 | 5322483.3855 | 10346435.3927 | 5845305.5704 | 4501129.8223 |  | 506 | NA | 506.NA1 | 4501129.8223 | 597 | 65055.6053 | 65055.6053 | 0
261 | [12 empty] | 506 | NA | 506.NA2 | 0 | 598 | 4878647.993 | 4878647.993 | 0
262 | 507 | Rents | [10 empty] | 507 | NA | 507.NA | 0 | 901 | 1115715.5867 | 1115715.5867 | 0
263 |  |  |  | P | SG |  | 549314.59 | 239901.4249 | 549314.59 | 310339.8911 | 238974.6989 |  | 507 | SG | 507.SG | 238974.6989 | 902 | 3944283.6555 | 3944283.6555 | 0
264 |  |  |  | P | SG |  | 0 | 0 | 0 | 0 | 0 |  | 507 | SG | 507.SG1 | 0 | 903 | 22402210.3649 | 22402210.3649 | 0
265 | [5 empty] | B2 | 549314.59 | 239901.4249 | 549314.59 | 310339.8911 | 238974.6989 |  | 507 | NA | 507.NA1 | 238974.6989 | 904 | 4726337.371 | 4726337.371 | 0
266 | [12 empty] | 507 | NA | 507.NA2 | 0 | 905 | 875205.3496 | 875205.3496 | 0
267 | 510 | Maint Supervision & Engineering | [10 empty] | 510 | NA | 510.NA | 0 | 907 | 136362.989 | 136362.989 | 0
268 |  |  |  | P | SG |  | 5446331.22 | 2378568.9365 | 13206704.0445 | 7461238.3674 | 5745465.6771 |  | 510 | SG | 510.SG | 5745465.6771 | 908 | 3191494.2498 | 3191494.2498 | 0
269 |  |  |  | P | SG |  | 2553299.37 | 1115099.0128 | 2553299.37 | 1442507.9232 | 1110791.4468 |  | 510 | SG | 510.SG1 | 1110791.4468 | 909 | 1475540.8077 | 1475540.8077 | 0
270 | [5 empty] | B2 | 7999630.59 | 3493667.9493 | 15760003.4145 | 8903746.2906 | 6856257.1239 |  | 510 | NA | 510.NA1 | 6856257.1239 | 910 | 1502.6981 | 1502.6981 | 0
271 | [12 empty] | 510 | NA | 510.NA2 | 0 | 911 | 0 | 0 | 0
272 | [12 empty] | 510 | NA | 510.NA3 | 0 | 912 | 0 | 0 | 0
273 | [12 empty] | 510 | NA | 510.NA4 | 0 | 913 | 0 | 0 | 0
274 | 511 | Maintenance of Structures | [10 empty] | 511 | NA | 511.NA | 0 | 916 | 0 | 0 | 0
275 |  |  |  | P | SG |  | 27146245.35 | 11855543.3599 | 27146245.35 | 15336499.3003 | 11809746.0497 |  | 511 | SG | 511.SG | 11809746.0497 | 920 | 30607364.3321 | 30607364.3321 | 0
276 |  |  |  | P | SG |  | 3638198.75 | 1588905.6655 | 3638198.75 | 2055430.9395 | 1582767.8105 |  | 511 | SG | 511.SG1 | 1582767.8105 | 921 | 4014827.456 | 4014827.456 | 0
277 | [5 empty] | B2 | 30784444.1 | 13444449.0254 | 30784444.1 | 17391930.2398 | 13392513.8602 |  | 511 | NA | 511.NA1 | 13392513.8602 | 922 | -13425893.1628 | -13425893.1628 | 0
278 | [12 empty] | 511 | NA | 511.NA2 | 0 | 923 | 11574062.9874 | 11574062.9874 | 0
279 | 512 | Maintenance of Boiler Plant | [10 empty] | 512 | NA | 512.NA | 0 | 924 | 4508393.7199 | 4508393.7199 | 0
280 |  |  |  | P | SG |  | 82085900.59 | 35849265.3822 | 82085900.59 | 46375118.9429 | 35710781.6471 |  | 512 | SG | 512.SG | 35710781.6471 | 925 | 4206327.5773 | 4206327.5773 | 0
281 |  |  |  | P | SG |  | 5861377.06 | 2559831.3501 | 5861377.06 | 3311434.1973 | 2549942.8627 |  | 512 | SG | 512.SG1 | 2549942.8627 | 926 | 43008777.3591 | 43008777.3591 | 0
282 | [5 empty] | B2 | 87947277.65 | 38409096.7322 | 87947277.65 | 49686553.1402 | 38260724.5098 |  | 512 | NA | 512.NA1 | 38260724.5098 | 927 | 0 | 0 | 0
283 | [12 empty] | 512 | NA | 512.NA2 | 0 | 928 | 9895395.2114 | 9895395.2114 | 0
284 | 513 | Maintenance of Electric Plant | [10 empty] | 513 | NA | 513.NA | 0 | 929 | -44605386.4618 | -44605386.4618 | 0
285 |  |  |  | P | SG |  | 29303466.8 | 12797663.7934 | 29303466.8 | 16555239.676 | 12748227.124 |  | 513 | SG | 513.SG | 12748227.124 | 930 | 1082910.2014 | 1082910.2014 | 0
286 |  |  |  | P | SG |  | 738311.31 | 322441.7092 | 738311.31 | 417115.1753 | 321196.1347 |  | 513 | SG | 513.SG1 | 321196.1347 | 931 | 1101864.3888 | 1101864.3888 | 0
287 | [5 empty] | B2 | 30041778.11 | 13120105.5026 | 30041778.11 | 16972354.8514 | 13069423.2586 |  | 513 | NA | 513.NA1 | 13069423.2586 | 935 | 9200836.5665 | 9200836.5665 | 0
288 | [12 empty] | 513 | NA | 513.NA2 | 0 | 1869 | 0 | 0 | 0
289 | 514 | Maintenance of Misc. Steam Plant | [10 empty] | 514 | NA | 514.NA | 0 | 2281 | -3203870.0638 | -3203870.0638 | 0
290 |  |  |  | P | SG |  | 10243262.9 | 4473526.4819 | 10243262.9 | 5787017.4042 | 4456245.4958 |  | 514 | SG | 514.SG | 4456245.4958 | 2282 | 1838728.0824 | 1838728.0824 | 0
291 |  |  |  | P | SG |  | 2286359.07 | 998518.5333 | 2286359.07 | 1291697.7588 | 994661.3112 |  | 514 | SG | 514.SG1 | 994661.3112 | 2283 | -106985075.3654 | -106985075.3654 | 0
292 | [5 empty] | B2 | 12529621.97 | 5472045.0152 | 12529621.97 | 7078715.1629 | 5450906.8071 |  | 514 | NA | 514.NA1 | 5450906.8071 | 2533 | -2623304.2704 | -2623304.2704 | 0
293 | [12 empty] | 514 | NA | 514.NA2 | 0 | 4031 | 0 | 0 | 0
294 | Total Steam Power Generation |  |  |  |  | B2 | 1099366407.8 | 475595035.7778 | 1105286052.9772 | 630745844.3692 | 474540208.608 |  | Total Steam Power Generation | NA | Total Steam Power Generation.NA | 474540208.608 | 4118 | -1432.2334 | -1432.2334 | 0
295 | 517 | Operation Super & Engineering | [10 empty] | 517 | NA | 517.NA | 0 | 4194 | 0 | 0 | 0
296 |  |  |  | P | SG |  | 0 | 0 | 0 | 0 | 0 |  | 517 | SG | 517.SG | 0 | 4311 | 655007.19 | 655007.19 | 0
297 | [5 empty] | B2 | 0 | 0 | 0 | 0 | 0 |  | 517 | NA | 517.NA1 | 0 | 18221 | 0 | 0 | 0
298 | [12 empty] | 517 | NA | 517.NA2 | 0 | 18222 | 0 | 0 | 0
299 | 518 | Nuclear Fuel Expense | [10 empty] | 518 | NA | 518.NA | 0 | 22841 | -355994.353 | -355994.353 | 0
300 |  |  |  | P | SE |  | 0 | 0 | 0 | 0 | 0 |  | 518 | SE | 518.SE | 0 | 25316 | -1196327.7674 | -1196327.7674 | 0
301 | [12 empty] | 518 | NA | 518.NA1 | 0 | 25317 | -1106200.9025 | -1106200.9025 | 0
302 | [5 empty] | B2 | 0 | 0 | 0 | 0 | 0 |  | 518 | NA | 518.NA2 | 0 | 25318 | -118766.3572 | -118766.3572 | 0
303 | [12 empty] | 518 | NA | 518.NA3 | 0 | 25319 | 0 | 0 | 0
304 | 519 | Coolants and Water | [10 empty] | 519 | NA | 519.NA | 0 | 25335 | -49041616.0248 | -49041616.0248 | 0
305 |  |  |  | P | SG |  | 0 | 0 | 0 | 0 | 0 |  | 519 | SG | 519.SG | 0 | 25398 | -855.6023 | -855.6023 | 0
306 | [5 empty] | B2 | 0 | 0 | 0 | 0 | 0 |  | 519 | NA | 519.NA1 | 0 | 25399 | -21688120.2432 | -21688120.2432 | 0
307 | [12 empty] | 519 | NA | 519.NA2 | 0 | 40910 | -24126324.7316 | -24126324.7316 | 0
308 | 520 | Steam Expenses | [10 empty] | 520 | NA | 520.NA | 0 | 40911 | 13765213.3001 | 13765213.2997 | 0.00035961
309 |  |  |  | P | SG |  | 0 | 0 | 0 | 0 | 0 |  | 520 | SG | 520.SG | 0 | 41010 | 203777556.5859 | 203777556.5859 | 0
310 | [5 empty] | B2 | 0 | 0 | 0 | 0 | 0 |  | 520 | NA | 520.NA1 | 0 | 41140 | -3090508.1406 | -3090508.1406 | 0
311 | [12 empty] | 520 | NA | 520.NA2 | 0 | 41141 | 0 | 0 | 0
312 | [12 empty] | 520 | NA | 520.NA3 | 0 | 41160 | 0 | 0 | 0
313 | [12 empty] | 520 | NA | 520.NA4 | 0 | 41170 | 0 | 0 | 0
314 | 523 | Electric Expenses | [10 empty] | 523 | NA | 523.NA | 0 | 41181 | 0 | 0 | 0
315 |  |  |  | P | SG |  | 0 | 0 | 0 | 0 | 0 |  | 523 | SG | 523.SG | 0 | 108360 | -2999520.6238 | -2999520.6238 | 0
316 | [5 empty] | B2 | 0 | 0 | 0 | 0 | 0 |  | 523 | NA | 523.NA1 | 0 | 108361 | -11228994.2662 | -11228994.2662 | 0
317 | [12 empty] | 523 | NA | 523.NA2 | 0 | 108362 | -111255796.96 | -111255796.96 | 0
318 | 524 | Misc. Nuclear Expenses | [10 empty] | 524 | NA | 524.NA | 0 | 108363 | 0 | 0 | 0
319 |  |  |  | P | SG |  | 0 | 0 | 0 | 0 | 0 |  | 524 | SG | 524.SG | 0 | 108364 | -149536937.6031 | -149536937.6031 | 0
320 | [5 empty] | B2 | 0 | 0 | 0 | 0 | 0 |  | 524 | NA | 524.NA1 | 0 | 108365 | -83013450.7423 | -83013450.7423 | 0
321 | [12 empty] | 524 | NA | 524.NA2 | 0 | 108366 | -78605654.0946 | -78605654.0946 | 0
322 | 528 | Maintenance Super & Engineering | [10 empty] | 528 | NA | 528.NA | 0 | 108367 | -218957644.1769 | -218957644.1769 | 0
323 |  |  |  | P | SG |  | 0 | 0 | 0 | 0 | 0 |  | 528 | SG | 528.SG | 0 | 108368 | -125748139.2015 | -125748139.2015 | 0
324 | [5 empty] | B2 | 0 | 0 | 0 | 0 | 0 |  | 528 | NA | 528.NA1 | 0 | 108369 | -100272998.5362 | -100272998.5362 | 0
325 | [12 empty] | 528 | NA | 528.NA2 | 0 | 108370 | -40608838.4054 | -40608838.4054 | 0
326 | 529 | Maintenance of Structures | [10 empty] | 529 | NA | 529.NA | 0 | 108371 | -3415626.2192 | -3415626.2192 | 0
327 |  |  |  | P | SG |  | 0 | 0 | 0 | 0 | 0 |  | 529 | SG | 529.SG | 0 | 108372 | 0 | 0 | 0
328 | [5 empty] | B2 | 0 | 0 | 0 | 0 | 0 |  | 529 | NA | 529.NA1 | 0 | 108373 | -12541520.5477 | -12541520.5477 | 0
329 | [12 empty] | 529 | NA | 529.NA2 | 0 | 111390 | 4135416.9342 | 4135416.9342 | 0
330 | 530 | Maintenance of Reactor Plant | [10 empty] | 530 | NA | 530.NA | 0 | 254105 | -1472445.3239 | -1472445.3239 | 0
331 |  |  |  | P | SG |  | 0 | 0 | 0 | 0 | 0 |  | 530 | SG | 530.SG | 0 | 1011346 | 0 | 0 | 0
332 | [5 empty] | B2 | 0 | 0 | 0 | 0 | 0 |  | 530 | NA | 530.NA1 | 0 | 1011390 | 8845231.3391 | 8845231.3391 | 0
333 | [12 empty] | 530 | NA | 530.NA2 | 0 | 1081390 | 0 | 0 | 0
334 | 531 | Maintenance of Electric Plant | [10 empty] | 531 | NA | 531.NA | 0 | 1081399 | 0 | 0 | 0
335 |  |  |  | P | SG |  | 0 | 0 | 0 | 0 | 0 |  | 531 | SG | 531.SG | 0 | 108D00 | 0 | 0 | 0
336 | [5 empty] | B2 | 0 | 0 | 0 | 0 | 0 |  | 531 | NA | 531.NA1 | 0 | 108DP | 2355282.3023 | 2355282.3023 | 0
337 | [12 empty] | 531 | NA | 531.NA2 | 0 | 108DS | 0 | 0 | 0
338 | 532 | Maintenance of Misc Nuclear | [10 empty] | 532 | NA | 532.NA | 0 | 108EP | 0 | 0 | 0
339 |  |  |  | P | SG |  | 0 | 0 | 0 | 0 | 0 |  | 532 | SG | 532.SG | 0 | 108GP | -176149847.1403 | -176149847.1403 | 0
340 | [5 empty] | B2 | 0 | 0 | 0 | 0 | 0 |  | 532 | NA | 532.NA1 | 0 | 108HP | -160161095.3465 | -160161095.3465 | 0
341 | [12 empty] | 532 | NA | 532.NA2 | 0 | 108MP | 0 | 0 | 0
342 | Total Nuclear Power Generation |  |  |  |  | B2 | 0 | 0 | 0 | 0 | 0 |  | Total Nuclear Power Generation | NA | Total Nuclear Power Generation.NA | 0 | 108NP | 0 | 0 | 0
343 | [12 empty] | Total Nuclear Power Generation | NA | Total Nuclear Power Generation.NA1 | 0 | 108OP | -426270139.0832 | -426270139.0832 | 0
344 | 535 | Operation Super & Engineering | [10 empty] | 535 | NA | 535.NA | 0 | 108SP | -1272924534.1433 | -1272924534.1433 | 0
345 |  |  |  | P | DGP |  | 0 | 0 | 0 | 0 | 0 |  | 535 | DGP | 535.DGP | 0 | 108TP | -713545717.8726 | -713545717.8726 | 0
346 |  |  |  | P | SG |  | 7210587.21 | 3149070.0911 | 7210587.21 | 4073681.8029 | 3136905.4071 |  | 535 | SG | 535.SG | 3136905.4071 | 111GP | -1632813.5111 | -1632813.5111 | 0
347 |  |  |  | P | SG |  | 1448027.61 | 632395.158 | 1448027.61 | 818075.3596 | 629952.2504 |  | 535 | SG | 535.SG1 | 629952.2504 | 111HP | -825743.5239 | -825743.5239 | 0
348 | [12 empty] | 535 | NA | 535.NA1 | 0 | 111IP | -220929269.2873 | -220929269.2873 | 0
349 | [5 empty] | B2 | 8658614.82 | 3781465.2491 | 8658614.82 | 4891757.1626 | 3766857.6574 |  | 535 | NA | 535.NA2 | 3766857.6574 | 111SP | 0 | 0 | 0
350 | [12 empty] | 535 | NA | 535.NA3 | 0 | 182M | 330892323.5321 | 330892323.5321 | 0
351 | 536 | Water For Power | [10 empty] | 536 | NA | 536.NA | 0 | 182W | 0 | 0 | 0
352 |  |  |  | P | DGP |  | 0 | 0 | 0 | 0 | 0 |  | 536 | DGP | 536.DGP | 0 | 186M | 26409236.5448 | 26409236.5448 | 0
353 |  |  |  | P | SG |  | 120631.32 | 52683.1548 | 120631.32 | 68151.6774 | 52479.6426 |  | 536 | SG | 536.SG | 52479.6426 | 186W | 0 | 0 | 0
354 |  |  |  | P | SG |  | 0 | 0 | 0 | 0 | 0 |  | 536 | SG | 536.SG1 | 0 | 399G | 0 | 0 | 0
355 | [12 empty] | 536 | NA | 536.NA1 | 0 | 399L | 0 | 0 | 0
356 | [5 empty] | B2 | 120631.32 | 52683.1548 | 120631.32 | 68151.6774 | 52479.6426 |  | 536 | NA | 536.NA2 | 52479.6426 | 403EP | 0 | 0 | 0
357 | [12 empty] | 536 | NA | 536.NA3 | 0 | 403GP | 15250424.4982 | 15250424.4982 | 0
358 | 537 | Hydraulic Expenses | [10 empty] | 537 | NA | 537.NA | 0 | 403GV0 | 0 | 0 | 0
359 |  |  |  | P | DGP |  | 0 | 0 | 0 | 0 | 0 |  | 537 | DGP | 537.DGP | 0 | 403HP | 14987152.7687 | 14987152.7687 | 0
360 |  |  |  | P | SG |  | 3608394.89 | 1575889.4656 | 3608394.89 | 2038592.9985 | 1569801.8915 |  | 537 | SG | 537.SG | 1569801.8915 | 403MP | 0 | 0 | 0
361 |  |  |  | P | SG |  | 330504.52 | 144340.7962 | 330504.52 | 186721.3043 | 143783.2157 |  | 537 | SG | 537.SG1 | 143783.2157 | 403NP | 0 | 0 | 0
362 | [12 empty] | 537 | NA | 537.NA1 | 0 | 403OP | 55350738.959 | 55350738.959 | 0
363 | [5 empty] | B2 | 3938899.41 | 1720230.2618 | 3938899.41 | 2225314.3028 | 1713585.1072 |  | 537 | NA | 537.NA2 | 1713585.1072 | 403SP | 101762662.559 | 101762662.559 | 0
364 | [12 empty] | 537 | NA | 537.NA3 | 0 | 403TP | 46499108.8865 | 46499108.8865 | 0
365 | 538 | Electric Expenses | [10 empty] | 538 | NA | 538.NA | 0 | 404GP | 199668.3089 | 199668.3089 | 0
366 |  |  |  | P | DGP |  | 0 | 0 | 0 | 0 | 0 |  | 538 | DGP | 538.DGP | 0 | 404HP | 133109.3525 | 133109.3525 | 0
367 |  |  |  | P | SG |  | 0 | 0 | 0 | 0 | 0 |  | 538 | SG | 538.SG | 0 | 404IP | 18249512.2914 | 18249512.2914 | 0
368 |  |  |  | P | SG |  | 0 | 0 | 0 | 0 | 0 |  | 538 | SG | 538.SG1 | 0 | 404MP | 0 | 0 | 0
369 | [12 empty] | 538 | NA | 538.NA1 | 0 | 404OP | 0 | 0 | 0
370 | [5 empty] | B2 | 0 | 0 | 0 | 0 | 0 |  | 538 | NA | 538.NA2 | 0 | 404SP | 0 | 0 | 0
371 | [12 empty] | 538 | NA | 538.NA3 | 0 | 41110 | -150293903.11 | -150293903.11 | 0
372 | 539 | Misc. Hydro Expenses | [10 empty] | 539 | NA | 539.NA | 0 | 447NPC | 91088102.0917 | 91088102.0917 | 0
373 |  |  |  | P | DGP |  | 0 | 0 | 0 | 0 | 0 |  | 539 | DGP | 539.DGP | 0 | 501NPC | 327113597.1856 | 327113597.1856 | 0
374 |  |  |  | P | SG |  | 12562383.53 | 5486352.9274 | 12562383.53 | 7097224.0814 | 5465159.4486 |  | 539 | SG | 539.SG | 5465159.4486 | 503NPC | 1992478.2919 | 1992478.2919 | 0
375 |  |  |  | P | SG |  | 7019633.91 | 3065675.3123 | 7019633.91 | 3965801.1324 | 3053832.7776 |  | 539 | SG | 539.SG1 | 3053832.7776 | 547NPC | 91188657.5271 | 91188657.5271 | 0
376 | [12 empty] | 539 | NA | 539.NA1 | 0 | 555NPC | 280852225.9282 | 280852225.9282 | 0
377 | [12 empty] | 539 | NA | 539.NA2 | 0 | 565NPC | 58481261.8101 | 58481261.8101 | 0
378 | [5 empty] | B2 | 19582017.44 | 8552028.2397 | 19582017.44 | 11063025.2138 | 8518992.2262 |  | 539 | NA | 539.NA3 | 8518992.2262 | Adjustments to Calculated Tax: | 0 | 0 | 0
379 | [12 empty] | 539 | NA | 539.NA4 | 0 | Calculation of Taxable Income: | 0 | 0 | 0
380 | 540 | Rents (Hydro Generation) | [10 empty] | 540 | NA | 540.NA | 0 | Company Owned Hydro | 0 | 0 | 0
381 |  |  |  | P | DGP |  | 0 | 0 | 0 | 0 | 0 |  | 540 | DGP | 540.DGP | 0 | CWC | 14892537.785 | 14892537.7849 | 3.3507e-05
382 |  |  |  | P | SG |  | 1756589.91 | 767153.1578 | 1756589.91 | 992400.2225 | 764189.6875 |  | 540 | SG | 540.SG | 764189.6875 | DP | 21895903.5131 | 21895903.5131 | 0
383 |  |  |  | P | SG |  | 142159.68 | 62085.2066 | 142159.68 | 80314.3052 | 61845.3748 |  | 540 | SG | 540.SG1 | 61845.3748 | DS0 | 0 | 0 | 0
384 | [12 empty] | 540 | NA | 540.NA1 | 0 | Existing QF Contracts | 0 | 0 | 0
385 | [5 empty] | B2 | 1898749.59 | 829238.3644 | 1898749.59 | 1072714.5277 | 826035.0623 |  | 540 | NA | 540.NA2 | 826035.0623 | GP | 4232921.6882 | 4232921.6882 | 0
386 | [12 empty] | 540 | NA | 540.NA3 | 0 | HP | 0 | 0 | 0
387 | 541 | Maint Supervision & Engineering | [10 empty] | 541 | NA | 541.NA | 0 | IP | 0 | 0 | 0
388 |  |  |  | P | DGP |  | 0 | 0 | 0 | 0 | 0 |  | 541 | DGP | 541.DGP | 0 | Klamath Dam Removal Surcharge Re-allocation | 0 | 0 | 0
389 |  |  |  | P | SG |  | 388.5 | 169.6691 | 388.5 | 219.4863 | 169.0137 |  | 541 | SG | 541.SG | 169.0137 | Mid-C Contract | 0 | 0 | 0
390 |  |  |  | P | SG |  | 0 | 0 | 0 | 0 | 0 |  | 541 | SG | 541.SG1 | 0 | MP | 0 | 0 | 0
391 | [12 empty] | 541 | NA | 541.NA1 | 0 | NP | 0 | 0 | 0
392 | [5 empty] | B2 | 388.5 | 169.6691 | 388.5 | 219.4863 | 169.0137 |  | 541 | NA | 541.NA2 | 169.0137 | OP | -253096.9923 | -253096.9923 | 0
393 | [12 empty] | 541 | NA | 541.NA3 | 0 | OWC | 0 | 0 | 0
394 | 542 | Maintenance of Structures | [10 empty] | 542 | NA | 542.NA | 0 | SCHMAF | 0 | 0 | 0
395 |  |  |  | P | DGP |  | 0 | 0 | 0 | 0 | 0 |  | 542 | DGP | 542.DGP | 0 | SCHMAP | 434616.9506 | 434616.9506 | 0
396 |  |  |  | P | SG |  | 672694.57 | 293784.9982 | 672694.57 | 380044.447 | 292650.123 |  | 542 | SG | 542.SG | 292650.123 | SCHMAT | 410507209.7512 | 410507209.7512 | 0
397 |  |  |  | P | SG |  | 60092.7 | 26244.2044 | 60092.7 | 33949.8756 | 26142.8244 |  | 542 | SG | 542.SG1 | 26142.8244 | SCHMDF | 0 | 0 | 0
398 | [12 empty] | 542 | NA | 542.NA1 | 0 | SCHMDP | 15601609.0533 | 15601609.0533 | 0
399 | [5 empty] | B2 | 732787.27 | 320029.2026 | 732787.27 | 413994.3226 | 318792.9474 |  | 542 | NA | 542.NA2 | 318792.9474 | SCHMDT | 536949111.0299 | 536949111.0299 | 0
400 | [12 empty] | 542 | NA | 542.NA3 | 0 | SP | 14159118.9221 | 14159118.9221 | 0
401 | [12 empty] | 542 | NA | 542.NA4 | 0 | TP | 50754711.6005 | 50754711.6005 | 0
402 | [12 empty] | 542 | NA | 542.NA5 | 0 | TS0 | 0 | 0 | 0
403 | [12 empty] | 542 | NA | 542.NA6 | 0
404 | 543 | Maintenance of Dams & Waterways | [10 empty] | 543 | NA | 543.NA | 0
405 |  |  |  | P | DGP |  | 0 | 0 | 0 | 0 | 0 |  | 543 | DGP | 543.DGP | 0
406 |  |  |  | P | SG |  | 1459086.47 | 637224.8791 | 1459086.47 | 824323.1555 | 634763.3145 |  | 543 | SG | 543.SG | 634763.3145
407 |  |  |  | P | SG |  | 583630.13 | 254888.0047 | 583630.13 | 329726.7436 | 253903.3864 |  | 543 | SG | 543.SG1 | 253903.3864
408 | [12 empty] | 543 | NA | 543.NA1 | 0
409 | [5 empty] | B2 | 2042716.6 | 892112.8838 | 2042716.6 | 1154049.8991 | 888666.7009 |  | 543 | NA | 543.NA2 | 888666.7009
410 | [12 empty] | 543 | NA | 543.NA3 | 0
411 | 544 | Maintenance of Electric Plant | [10 empty] | 544 | NA | 544.NA | 0
412 |  |  |  | P | DGP |  | 0 | 0 | 0 | 0 | 0 |  | 544 | DGP | 544.DGP | 0
413 |  |  |  | P | SG |  | 2077179.35 | 907163.7544 | 2077179.35 | 1173519.9191 | 903659.4309 |  | 544 | SG | 544.SG | 903659.4309
414 |  |  |  | P | SG |  | 441345.94 | 192748.421 | 441345.94 | 249342.0955 | 192003.8445 |  | 544 | SG | 544.SG1 | 192003.8445
415 | [12 empty] | 544 | NA | 544.NA1 | 0
416 | [5 empty] | B2 | 2518525.29 | 1099912.1755 | 2518525.29 | 1422862.0146 | 1095663.2754 |  | 544 | NA | 544.NA2 | 1095663.2754
417 | [12 empty] | 544 | NA | 544.NA3 | 0
418 | 545 | Maintenance of Misc. Hydro Plant | [10 empty] | 545 | NA | 545.NA | 0
419 |  |  |  | P | DGP |  | 0 | 0 | 0 | 0 | 0 |  | 545 | DGP | 545.DGP | 0
420 |  |  |  | P | SG |  | 2542246.26 | 1110271.8029 | 2542246.26 | 1436263.3758 | 1105982.8842 |  | 545 | SG | 545.SG | 1105982.8842
421 |  |  |  | P | SG |  | 706604.09 | 308594.2575 | 706604.09 | 399201.9151 | 307402.1749 |  | 545 | SG | 545.SG1 | 307402.1749
422 | [12 empty] | 545 | NA | 545.NA1 | 0
423 | [5 empty] | B2 | 3248850.35 | 1418866.0604 | 3248850.35 | 1835465.2909 | 1413385.0591 |  | 545 | NA | 545.NA2 | 1413385.0591
424 | [12 empty] | 545 | NA | 545.NA3 | 0
425 | Total Hydraulic Power Generation |  |  |  |  | B2 | 42742180.59 | 18666735.2611 | 42742180.59 | 24147553.8977 | 18594626.6923 |  | Total Hydraulic Power Generation | NA | Total Hydraulic Power Generation .NA | 18594626.6923
426 | [12 empty] | Total Hydraulic Power Generation | NA | Total Hydraulic Power Generation .NA1 | 0
427 | 546 | Operation Super & Engineering | [10 empty] | 546 | NA | 546.NA | 0
428 |  |  |  | P | SG |  | 343362.43 | 149956.214 | 343362.43 | 193985.4886 | 149376.9414 |  | 546 | SG | 546.SG | 149376.9414
429 |  |  |  | P | SG |  | 0 | 0 | 0 | 0 | 0 |  | 546 | SG | 546.SG1 | 0
430 | [5 empty] | B2 | 343362.43 | 149956.214 | 343362.43 | 193985.4886 | 149376.9414 |  | 546 | NA | 546.NA1 | 149376.9414
431 | [12 empty] | 546 | NA | 546.NA2 | 0
432 | 547 | Fuel-Non-NPC | [10 empty] | 547 | NA | 547.NA | 0
433 |  |  |  | P | SE |  | 0 | 0 | 0 | 0 | 0 |  | 547 | SE | 547.SE | 0
434 |  |  |  | P | SE |  | 0 | 0 | 0 | 0 | 0 |  | 547 | SE | 547.SE1 | 0
435 | [5 empty] | B2 | 0 | 0 | 0 | 0 | 0 |  | 547 | NA | 547.NA1 | 0
436 | [12 empty] | 547 | NA | 547.NA2 | 0
437 | 547NPC | Fuel-NPC | [10 empty] | 547NPC | NA | 547NPC.NA | 0
438 |  |  |  | P | SE |  | 209597342.9 | 90093823.7219 | 209597342.9 | 120307273.144 | 89290069.756 |  | 547NPC | SE | 547NPC.SE | 89290069.756
439 |  |  |  | P | SE |  | 4456698.86 | 1915678.1089 | 4456698.86 | 2558111.0889 | 1898587.7711 |  | 547NPC | SE | 547NPC.SE1 | 1898587.7711
440 | [5 empty] | B2 | 214054041.76 | 92009501.8308 | 214054041.76 | 122865384.2329 | 91188657.5271 |  | 547NPC | NA | 547NPC.NA1 | 91188657.5271
441 | [12 empty] | 547NPC | NA | 547NPC.NA2 | 0
442 | 548 | Generation Expense | [10 empty] | 548 | NA | 548.NA | 0
443 |  |  |  | P | SG |  | 15169912.12 | 6625135.3948 | 15169912.12 | 8570369.2578 | 6599542.8622 |  | 548 | SG | 548.SG | 6599542.8622
444 |  |  |  | P | SG |  | 1024438.46 | 447401.636 | 1024438.46 | 578765.1118 | 445673.3482 |  | 548 | SG | 548.SG1 | 445673.3482
445 | [5 empty] | B2 | 16194350.58 | 7072537.0309 | 16194350.58 | 9149134.3696 | 7045216.2104 |  | 548 | NA | 548.NA1 | 7045216.2104
446 | [12 empty] | 548 | NA | 548.NA2 | 0
447 | 549 | Miscellaneous Other | [10 empty] | 549 | NA | 549.NA | 0
448 |  |  |  | P | S |  | 95537.22 | 0 | 95537.22 | 95537.22 | 0 |  | 549 | S | 549.S | 0
449 |  |  |  | P | SG |  | 3900581.68 | 1703495.8109 | 3900581.68 | 2203666.3794 | 1696915.3006 |  | 549 | SG | 549.SG | 1696915.3006
450 |  |  |  | P | SG |  | 1437899.02 | 627971.7124 | 1437899.02 | 812353.1277 | 625545.8923 |  | 549 | SG | 549.SG1 | 625545.8923
451 | [5 empty] | B2 | 5434017.92 | 2331467.5234 | 5434017.92 | 3111556.7271 | 2322461.1929 |  | 549 | NA | 549.NA1 | 2322461.1929
452 | [12 empty] | 549 | NA | 549.NA2 | 0
453 | [12 empty] | 549 | NA | 549.NA3 | 0
454 | [12 empty] | 549 | NA | 549.NA4 | 0
455 | [12 empty] | 549 | NA | 549.NA5 | 0
456 | 550 | Rents | [10 empty] | 550 | NA | 550.NA | 0
457 |  |  |  | P | S |  | 219382.64 | 0 | 219382.64 | 219382.64 | 0 |  | 550 | S | 550.S | 0
458 |  |  |  | P | SG |  | 40305.15 | 17602.4142 | 40305.15 | 22770.733 | 17534.417 |  | 550 | SG | 550.SG | 17534.417
459 |  |  |  | P | SG |  | 3457761.12 | 1510103.3811 | 3457761.12 | 1953491.185 | 1504269.935 |  | 550 | SG | 550.SG1 | 1504269.935
460 | [5 empty] | B2 | 3717448.91 | 1527705.7952 | 3717448.91 | 2195644.558 | 1521804.352 |  | 550 | NA | 550.NA1 | 1521804.352
461 | [12 empty] | 550 | NA | 550.NA2 | 0
462 | 551 | Maint Supervision & Engineering | [10 empty] | 551 | NA | 551.NA | 0
463 |  |  |  | P | SG |  | 0 | 0 | 0 | 0 | 0 |  | 551 | SG | 551.SG | 0
464 | [5 empty] | B2 | 0 | 0 | 0 | 0 | 0 |  | 551 | NA | 551.NA1 | 0
465 | [12 empty] | 551 | NA | 551.NA2 | 0
466 | 552 | Maintenance of Structures | [10 empty] | 552 | NA | 552.NA | 0
467 |  |  |  | P | SG |  | 2602397.26 | 1136541.4685 | 2602397.26 | 1470246.1885 | 1132151.0715 |  | 552 | SG | 552.SG | 1132151.0715
468 |  |  |  | P | SG |  | 115268.98 | 50341.2672 | 115268.98 | 65122.1783 | 50146.8017 |  | 552 | SG | 552.SG1 | 50146.8017
469 | [5 empty] | B2 | 2717666.24 | 1186882.7357 | 2717666.24 | 1535368.3668 | 1182297.8732 |  | 552 | NA | 552.NA1 | 1182297.8732
470 | [12 empty] | 552 | NA | 552.NA2 | 0
471 | 553 | Maint of Generation & Electric Plant | [10 empty] | 553 | NA | 553.NA | 0
472 |  |  |  | P | SG |  | 4014645.17 | 1753310.6061 | 8863211.2909 | 5007345.6571 | 3855865.6338 |  | 553 | SG | 553.SG | 3855865.6338
473 |  |  |  | P | SG |  | 11289618.3 | 4930499.8738 | 11289618.3 | 6378164.6753 | 4911453.6247 |  | 553 | SG | 553.SG1 | 4911453.6247
474 |  |  |  | P | SG |  | 453332.72 | 197983.3914 | 453332.72 | 256114.1275 | 197218.5925 |  | 553 | SG | 553.SG2 | 197218.5925
475 | [5 empty] | B2 | 15757596.19 | 6881793.8713 | 20606162.3109 | 11641624.46 | 8964537.851 |  | 553 | NA | 553.NA1 | 8964537.851
476 | [12 empty] | 553 | NA | 553.NA2 | 0
477 | 554 | Maintenance of Misc. Other | [10 empty] | 554 | NA | 554.NA | 0
478 |  |  |  | P | SG |  | 1532803.28 | 669419.1228 | 1532803.28 | 865970.0864 | 666833.1936 |  | 554 | SG | 554.SG | 666833.1936
479 |  |  |  | P | SG |  | 1351075.71 | 590053.4846 | 1351075.71 | 763301.5695 | 587774.1405 |  | 554 | SG | 554.SG1 | 587774.1405
480 |  |  |  | P | SG |  | 173016.3 | 75561.1769 | 173016.3 | 97747.0118 | 75269.2882 |  | 554 | SG | 554.SG2 | 75269.2882
481 | [5 empty] | B2 | 3056895.29 | 1335033.7842 | 3056895.29 | 1727018.6676 | 1329876.6224 |  | 554 | NA | 554.NA1 | 1329876.6224
482 | [12 empty] | 554 | NA | 554.NA2 | 0
483 | Total Other Power Generation |  |  |  |  | B2 | 261275379.32 | 112494878.7855 | 266123945.4409 | 152419716.8706 | 113704228.5703 |  | Total Other Power Generation | NA | Total Other Power Generation.NA | 113704228.5703
484 | [12 empty] | Total Other Power Generation | NA | Total Other Power Generation.NA1 | 0
485 | [12 empty] | Total Other Power Generation | NA | Total Other Power Generation.NA2 | 0
486 | 555 | Purchased Power-Non NPC | [10 empty] | 555 | NA | 555.NA | 0
487 |  |  |  | DMSC | S |  | 26472679.31 | 0 | 26472679.31 | 26472679.31 | 0 |  | 555 | S | 555.S | 0
488 | [6 empty] | 26472679.31 | 0 | 26472679.31 | 26472679.31 | 0 |  | 555 | NA | 555.NA1 | 0
489 | [12 empty] | 555 | NA | 555.NA2 | 0
490 | 555NPC | Purchased Power-NPC | [10 empty] | 555NPC | NA | 555NPC.NA | 0
491 |  |  |  | P | S |  | 2433483.22 | 2433483.22 | 1273941.38 | 187978.1 | 1085963.28 |  | 555NPC | S | 555NPC.S | 1085963.28
492 |  |  |  | P | SG |  | 609908793.95 | 266364650.3976 | 642461509.8632 | 362964025.7583 | 279497484.1049 |  | 555NPC | SG | 555NPC.SG | 279497484.1049
493 |  |  |  | P | SE |  | 630924.23 | 271197.9817 | 630924.23 | 362145.6867 | 268778.5433 |  | 555NPC | SE | 555NPC.SE | 268778.5433
494 |  | Seasonal Contracts |  | P | SG |  | 0 | 0 | 0 | 0 | 0 |  | 555NPC | SG | 555NPC.SG1 | 0
495 |  |  |  | P | DGP |  | 0 | 0 | 0 | 0 | 0 |  | 555NPC | DGP | 555NPC.DGP | 0
496 | [6 empty] | 612973201.4 | 269069331.5993 | 644366375.4732 | 363514149.545 | 280852225.9282 |  | 555NPC | NA | 555NPC.NA1 | 280852225.9282
497 | [12 empty] | 555NPC | NA | 555NPC.NA2 | 0
498 |  | Total Purchased Power |  |  |  | B2 | 639445880.71 | 269069331.5993 | 670839054.7832 | 389986828.855 | 280852225.9282 |  | 555NPC | NA | 555NPC.NA3 | 280852225.9282
499 | [12 empty] | 555NPC | NA | 555NPC.NA4 | 0
500 | 556 | System Control & Load Dispatch | [10 empty] | 556 | NA | 556.NA | 0
501 |  |  |  | P | SG |  | 1310514.99 | 572339.4557 | 1310514.99 | 740386.4501 | 570128.5399 |  | 556 | SG | 556.SG | 570128.5399
502 | [12 empty] | 556 | NA | 556.NA1 | 0
503 | [5 empty] | B2 | 1310514.99 | 572339.4557 | 1310514.99 | 740386.4501 | 570128.5399 |  | 556 | NA | 556.NA2 | 570128.5399
504 | [12 empty] | 556 | NA | 556.NA3 | 0
505 | [12 empty] | 556 | NA | 556.NA4 | 0
506 | [12 empty] | 556 | NA | 556.NA5 | 0
507 | 557 | Other Expenses | [10 empty] | 557 | NA | 557.NA | 0
508 |  |  |  | P | S |  | 4271410.41 | 50937.55 | 4271410.41 | 4220472.86 | 50937.55 |  | 557 | S | 557.S | 50937.55
509 |  |  |  | P | SG |  | 38566095.06 | 16842919.0229 | 38565029.41 | 21787637.2565 | 16777392.1535 |  | 557 | SG | 557.SG | 16777392.1535
510 |  |  |  | P | SGCT |  | 654747.94 | 286042.7921 | 654747.94 | 369809.2662 | 284938.6738 |  | 557 | SGCT | 557.SGCT | 284938.6738
511 |  |  |  | P | SE |  | 9031.7 | 3882.2076 | 9031.7 | 5184.1268 | 3847.5732 |  | 557 | SE | 557.SE | 3847.5732
512 |  |  |  | P | SG |  | 0 | 0 | 0 | 0 | 0 |  | 557 | SG | 557.SG1 | 0
513 |  |  |  | P | TROJP |  | 0 | 0 | 0 | 0 | 0 |  | 557 | TROJP | 557.TROJP | 0
514 | [12 empty] | 557 | NA | 557.NA1 | 0
515 | [5 empty] | B2 | 43501285.11 | 17183781.5725 | 43500219.46 | 26383103.5094 | 17117115.9506 |  | 557 | NA | 557.NA2 | 17117115.9506
516 | [12 empty] | 557 | NA | 557.NA3 | 0
517 | Embedded Cost Differentials | [11 empty] | Embedded Cost Differentials | NA | Embedded Cost Differentials.NA | 0
518 | Company Owned Hydro |  |  | P | DGP |  | 0 | 0 | 0 | 0 | 0 |  | Company Owned Hydro | DGP | Company Owned Hydro.DGP | 0
519 | Company Owned Hydro |  |  | P | SG |  | 0 | 0 | 0 | 0 | 0 |  | Company Owned Hydro | SG | Company Owned Hydro.SG | 0
520 | Mid-C Contract |  |  | P | MC |  | 0 | 0 | 0 | 0 | 0 |  | Mid-C Contract | MC | Mid-C Contract.MC | 0
521 | Mid-C Contract |  |  | P | SG |  | 0 | 0 | 0 | 0 | 0 |  | Mid-C Contract | SG | Mid-C Contract.SG | 0
522 | Existing QF Contracts |  |  | P | S |  | 0 | 0 | 0 | 0 | 0 |  | Existing QF Contracts | S | Existing QF Contracts.S | 0
523 | Existing QF Contracts |  |  | P | SG |  | 0 | 0 | 0 | 0 | 0 |  | Existing QF Contracts | SG | Existing QF Contracts.SG | 0
524 | [12 empty] | Existing QF Contracts | NA | Existing QF Contracts.NA | 0
525 | [6 empty] | 0 | 0 | 0 | 0 | 0 |  | Existing QF Contracts | NA | Existing QF Contracts.NA1 | 0
526 | [12 empty] | Existing QF Contracts | NA | Existing QF Contracts.NA2 | 0
527 | [12 empty] | Existing QF Contracts | NA | Existing QF Contracts.NA3 | 0
528 | [12 empty] | Existing QF Contracts | NA | Existing QF Contracts.NA4 | 0
529 | [12 empty] | Existing QF Contracts | NA | Existing QF Contracts.NA5 | 0
530 | 2017 Protocol Adjustment | [11 empty] | 2017 Protocol Adjustment | NA | 2017 Protocol Adjustment.NA | 0
531 | Baseline ECD |  |  | P | S |  | -9578037.5894 | 0 | -9578037.5894 | -9578037.5894 | 0 |  | Baseline ECD | S | Baseline ECD.S | 0
532 | Equalization Adj. |  |  | P | S |  | 9074482.2556 | 4400000 | 9074482.2556 | 4674482.2556 | 4400000 |  | Equalization Adj. | S | Equalization Adj..S | 4400000
533 | 2017 Protocol Adjustment | [5 empty] | -503555.3338 | 4400000 | -503555.3338 | -4903555.3338 | 4400000 |  | 2017 Protocol Adjustment | NA | 2017 Protocol Adjustment.NA1 | 4400000
534 | [12 empty] | 2017 Protocol Adjustment | NA | 2017 Protocol Adjustment.NA2 | 0
535 | Total Other Power Supply |  |  |  |  | B2 | 683754125.4762 | 291225452.6275 | 715146233.8994 | 412206763.4806 | 302939470.4188 |  | Total Other Power Supply | NA | Total Other Power Supply.NA | 302939470.4188
536 | [12 empty] | Total Other Power Supply | NA | Total Other Power Supply.NA1 | 0
537 | Total Production Expense |  |  |  |  | B2 | 2087138093.1862 | 897982102.4519 | 2129298412.9075 | 1219519878.6181 | 909778534.2894 |  | Total Production Expense | NA | Total Production Expense.NA | 909778534.2894
538 | [12 empty] | Total Production Expense | NA | Total Production Expense.NA1 | 0
539 | [12 empty] | Total Production Expense | NA | Total Production Expense.NA2 | 0
540 | Summary of Production Expense by Factor | [11 empty] | Summary of Production Expense by Factor | NA | Summary of Production Expense by Factor.NA | 0
541 |  |  | S |  |  |  | 30358870.6462 | 6884420.77 | 29199328.8062 | 23662427.9762 | 5536900.83 |  | Summary of Production Expense by Factor | NA | Summary of Production Expense by Factor.NA1 | 5536900.83
542 |  |  | SG |  |  |  | 1016831450.33 | 444079436.9046 | 1060151311.8913 | 598941387.4131 | 461209924.4782 |  | Summary of Production Expense by Factor | NA | Summary of Production Expense by Factor.NA2 | 461209924.4782
543 |  |  | SE |  |  |  | 1039293024.27 | 446732201.9853 | 1039293024.27 | 596546253.9627 | 442746770.3073 |  | Summary of Production Expense by Factor | NA | Summary of Production Expense by Factor.NA3 | 442746770.3073
544 |  |  | SNPPH |  |  |  | 0 | 0 | 0 | 0 | 0 |  | Summary of Production Expense by Factor | NA | Summary of Production Expense by Factor.NA4 | 0
545 |  |  | TROJP |  |  |  | 0 | 0 | 0 | 0 | 0 |  | Summary of Production Expense by Factor | NA | Summary of Production Expense by Factor.NA5 | 0
546 |  |  | SGCT |  |  |  | 654747.94 | 286042.7921 | 654747.94 | 369809.2662 | 284938.6738 |  | Summary of Production Expense by Factor | NA | Summary of Production Expense by Factor.NA6 | 284938.6738
547 |  |  | DGP |  |  |  | 0 | 0 | 0 | 0 | 0 |  | Summary of Production Expense by Factor | NA | Summary of Production Expense by Factor.NA7 | 0
548 |  |  | DEU |  |  |  | 0 | 0 | 0 | 0 | 0 |  | Summary of Production Expense by Factor | NA | Summary of Production Expense by Factor.NA8 | 0
549 |  |  | DEP |  |  |  | 0 | 0 | 0 | 0 | 0 |  | Summary of Production Expense by Factor | NA | Summary of Production Expense by Factor.NA9 | 0
550 |  |  | SNPPS |  |  |  | 0 | 0 | 0 | 0 | 0 |  | Summary of Production Expense by Factor | NA | Summary of Production Expense by Factor.NA10 | 0
551 |  |  | SNPPO |  |  |  | 0 | 0 | 0 | 0 | 0 |  | Summary of Production Expense by Factor | NA | Summary of Production Expense by Factor.NA11 | 0
552 |  |  | DGU |  |  |  | 0 | 0 | 0 | 0 | 0 |  | Summary of Production Expense by Factor | NA | Summary of Production Expense by Factor.NA12 | 0
553 |  |  | MC |  |  |  | 0 | 0 | 0 | 0 | 0 |  | Summary of Production Expense by Factor | NA | Summary of Production Expense by Factor.NA13 | 0
554 |  |  | SSGCT |  |  |  | 0 | 0 | 0 | 0 | 0 |  | Summary of Production Expense by Factor | NA | Summary of Production Expense by Factor.NA14 | 0
555 |  |  | SSECT |  |  |  | 0 | 0 | 0 | 0 | 0 |  | Summary of Production Expense by Factor | NA | Summary of Production Expense by Factor.NA15 | 0
556 |  |  | SSGC |  |  |  | 0 | 0 | 0 | 0 | 0 |  | Summary of Production Expense by Factor | NA | Summary of Production Expense by Factor.NA16 | 0
557 |  |  | SSGCH |  |  |  | 0 | 0 | 0 | 0 | 0 |  | Summary of Production Expense by Factor | NA | Summary of Production Expense by Factor.NA17 | 0
558 |  |  | SSECH |  |  |  | 0 | 0 | 0 | 0 | 0 |  | Summary of Production Expense by Factor | NA | Summary of Production Expense by Factor.NA18 | 0
559 | Total Production Expense by Factor | [5 empty] | 2087138093.1862 | 897982102.4519 | 2129298412.9075 | 1219519878.6181 | 909778534.2894 |  | Total Production Expense by Factor | NA | Total Production Expense by Factor.NA | 909778534.2894
560 | 560 | Operation Supervision & Engineering | [10 empty] | 560 | NA | 560.NA | 0
561 |  |  |  | T | SG |  | 6347853.67 | 2772289.6281 | 6347853.67 | 3586273.2438 | 2761580.4262 |  | 560 | SG | 560.SG | 2761580.4262
562 | [12 empty] | 560 | NA | 560.NA1 | 0
563 | [5 empty] | B2 | 6347853.67 | 2772289.6281 | 6347853.67 | 3586273.2438 | 2761580.4262 |  | 560 | NA | 560.NA2 | 2761580.4262
564 | [12 empty] | 560 | NA | 560.NA3 | 0
565 | 561 | Load Dispatching | [10 empty] | 561 | NA | 561.NA | 0
566 |  |  |  | T | SG |  | 19890784.1 | 8686875.4894 | 19890784.1 | 11237465.5315 | 8653318.5685 |  | 561 | SG | 561.SG | 8653318.5685
567 | [12 empty] | 561 | NA | 561.NA1 | 0
568 | [5 empty] | B2 | 19890784.1 | 8686875.4894 | 19890784.1 | 11237465.5315 | 8653318.5685 |  | 561 | NA | 561.NA2 | 8653318.5685
569 | 562 | Station Expense | [10 empty] | 562 | NA | 562.NA | 0
570 |  |  |  | T | SG |  | 3413321.66 | 1490695.3952 | 3413321.66 | 1928384.7389 | 1484936.9211 |  | 562 | SG | 562.SG | 1484936.9211
571 | [12 empty] | 562 | NA | 562.NA1 | 0
572 | [5 empty] | B2 | 3413321.66 | 1490695.3952 | 3413321.66 | 1928384.7389 | 1484936.9211 |  | 562 | NA | 562.NA2 | 1484936.9211
573 | [12 empty] | 562 | NA | 562.NA3 | 0
574 | 563 | Overhead Line Expense | [10 empty] | 563 | NA | 563.NA | 0
575 |  |  |  | T | SG |  | 505147.02 | 220612.1812 | 505147.02 | 285387.0515 | 219759.9685 |  | 563 | SG | 563.SG | 219759.9685
576 | [12 empty] | 563 | NA | 563.NA1 | 0
577 | [5 empty] | B2 | 505147.02 | 220612.1812 | 505147.02 | 285387.0515 | 219759.9685 |  | 563 | NA | 563.NA2 | 219759.9685
578 | [12 empty] | 563 | NA | 563.NA3 | 0
579 | 564 | Underground Line Expense | [10 empty] | 564 | NA | 564.NA | 0
580 |  |  |  | T | SG |  | 0 | 0 | 0 | 0 | 0 |  | 564 | SG | 564.SG | 0
581 | [12 empty] | 564 | NA | 564.NA1 | 0
582 | [5 empty] | B2 | 0 | 0 | 0 | 0 | 0 |  | 564 | NA | 564.NA2 | 0
583 | [12 empty] | 564 | NA | 564.NA3 | 0
584 | 565 | Transmission of Electricity by Others | [10 empty] | 565 | NA | 565.NA | 0
585 |  |  |  | T | SG |  | 0 | 0 | 0 | 0 | 0 |  | 565 | SG | 565.SG | 0
586 |  |  |  | T | SE |  | 0 | 0 | 0 | 0 | 0 |  | 565 | SE | 565.SE | 0
587 | [6 empty] | 0 | 0 | 0 | 0 | 0 |  | 565 | NA | 565.NA1 | 0
588 | [12 empty] | 565 | NA | 565.NA2 | 0
589 | 565NPC | Transmission of Electricity by Others-NPC | [10 empty] | 565NPC | NA | 565NPC.NA | 0
590 |  |  |  | T | SG |  | 132243838.72 | 57754674.4977 | 132243838.72 | 74712267.3446 | 57531571.3754 |  | 565NPC | SG | 565NPC.SG | 57531571.3754
591 |  |  |  | T | SE |  | 2229280.28 | 958239.1732 | 2229280.28 | 1279589.8452 | 949690.4348 |  | 565NPC | SE | 565NPC.SE | 949690.4348
592 | [6 empty] | 134473119 | 58712913.671 | 134473119 | 75991857.1899 | 58481261.8101 |  | 565NPC | NA | 565NPC.NA1 | 58481261.8101
593 | [12 empty] | 565NPC | NA | 565NPC.NA2 | 0
594 |  | Total Transmission of Electricity by Others |  |  |  | B2 | 134473119 | 58712913.671 | 134473119 | 75991857.1899 | 58481261.8101 |  | 565NPC | NA | 565NPC.NA3 | 58481261.8101
595 | [12 empty] | 565NPC | NA | 565NPC.NA4 | 0
596 | 566 | Misc. Transmission Expense | [10 empty] | 566 | NA | 566.NA | 0
597 |  |  |  | T | SG |  | 2349108.91 | 1025923.1868 | 2349108.91 | 1327148.8079 | 1021960.1021 |  | 566 | SG | 566.SG | 1021960.1021
598 | [12 empty] | 566 | NA | 566.NA1 | 0
599 | [5 empty] | B2 | 2349108.91 | 1025923.1868 | 2349108.91 | 1327148.8079 | 1021960.1021 |  | 566 | NA | 566.NA2 | 1021960.1021
600 | [12 empty] | 566 | NA | 566.NA3 | 0
601 | 567 | Rents - Transmission | [10 empty] | 567 | NA | 567.NA | 0
602 |  |  |  | T | SG |  | 2161509.08 | 943992.9644 | 2161509.08 | 1221162.7083 | 940346.3717 |  | 567 | SG | 567.SG | 940346.3717
603 | [12 empty] | 567 | NA | 567.NA1 | 0
604 | [5 empty] | B2 | 2161509.08 | 943992.9644 | 2161509.08 | 1221162.7083 | 940346.3717 |  | 567 | NA | 567.NA2 | 940346.3717
605 | [12 empty] | 567 | NA | 567.NA3 | 0
606 | 568 | Maint Supervision & Engineering | [10 empty] | 568 | NA | 568.NA | 0
607 |  |  |  | T | SG |  | 1062627.44 | 464079.8581 | 1062627.44 | 600340.2968 | 462287.1432 |  | 568 | SG | 568.SG | 462287.1432
608 | [12 empty] | 568 | NA | 568.NA1 | 0
609 | [5 empty] | B2 | 1062627.44 | 464079.8581 | 1062627.44 | 600340.2968 | 462287.1432 |  | 568 | NA | 568.NA2 | 462287.1432
610 | [12 empty] | 568 | NA | 568.NA3 | 0
611 | 569 | Maintenance of Structures | [10 empty] | 569 | NA | 569.NA | 0
612 |  |  |  | T | SG |  | 5819931.19 | 2541730.7508 | 5819931.19 | 3288019.0049 | 2531912.1851 |  | 569 | SG | 569.SG | 2531912.1851
613 | [12 empty] | 569 | NA | 569.NA1 | 0
614 | [5 empty] | B2 | 5819931.19 | 2541730.7508 | 5819931.19 | 3288019.0049 | 2531912.1851 |  | 569 | NA | 569.NA2 | 2531912.1851
615 | [12 empty] | 569 | NA | 569.NA3 | 0
616 | 570 | Maintenance of Station Equipment | [10 empty] | 570 | NA | 570.NA | 0
617 |  |  |  | T | SG |  | 11826106.13 | 5164799.485 | 11826106.13 | 6681257.9806 | 5144848.1494 |  | 570 | SG | 570.SG | 5144848.1494
618 | [12 empty] | 570 | NA | 570.NA1 | 0
619 | [5 empty] | B2 | 11826106.13 | 5164799.485 | 11826106.13 | 6681257.9806 | 5144848.1494 |  | 570 | NA | 570.NA2 | 5144848.1494
620 | [12 empty] | 570 | NA | 570.NA3 | 0
621 | 571 | Maintenance of Overhead Lines | [10 empty] | 571 | NA | 571.NA | 0
622 |  |  |  | T | SG |  | 16851778.08 | 7359654.4621 | 16851778.08 | 9520553.5572 | 7331224.5228 |  | 571 | SG | 571.SG | 7331224.5228
623 | [12 empty] | 571 | NA | 571.NA1 | 0
624 | [5 empty] | B2 | 16851778.08 | 7359654.4621 | 16851778.08 | 9520553.5572 | 7331224.5228 |  | 571 | NA | 571.NA2 | 7331224.5228
625 | [12 empty] | 571 | NA | 571.NA3 | 0
626 | 572 | Maintenance of Underground Lines | [10 empty] | 572 | NA | 572.NA | 0
627 |  |  |  | T | SG |  | 19785.67 | 8640.9691 | 19785.67 | 11178.0804 | 8607.5896 |  | 572 | SG | 572.SG | 8607.5896
628 | [12 empty] | 572 | NA | 572.NA1 | 0
629 | [5 empty] | B2 | 19785.67 | 8640.9691 | 19785.67 | 11178.0804 | 8607.5896 |  | 572 | NA | 572.NA2 | 8607.5896
630 | [12 empty] | 572 | NA | 572.NA3 | 0
631 | 573 | Maint of Misc. Transmission Plant | [10 empty] | 573 | NA | 573.NA | 0
632 |  |  |  | T | SG |  | 84768.72 | 37020.9295 | 84768.72 | 47890.8003 | 36877.9197 |  | 573 | SG | 573.SG | 36877.9197
633 | [12 empty] | 573 | NA | 573.NA1 | 0
634 | [5 empty] | B2 | 84768.72 | 37020.9295 | 84768.72 | 47890.8003 | 36877.9197 |  | 573 | NA | 573.NA2 | 36877.9197
635 | [12 empty] | 573 | NA | 573.NA3 | 0
636 | Total Transmission Expense |  |  |  |  | B2 | 204805840.67 | 89429228.9709 | 204805840.67 | 115726918.992 | 89078921.678 |  | Total Transmission Expense | NA | Total Transmission Expense.NA | 89078921.678
637 | [12 empty] | Total Transmission Expense | NA | Total Transmission Expense.NA1 | 0
638 | Summary of Transmission Expense by Factor | [11 empty] | Summary of Transmission Expense by Factor | NA | Summary of Transmission Expense by Factor.NA | 0
639 |  |  | SE |  |  |  | 2229280.28 | 958239.1732 | 2229280.28 | 1279589.8452 | 949690.4348 |  | Summary of Transmission Expense by Factor | NA | Summary of Transmission Expense by Factor.NA1 | 949690.4348
640 |  |  | SG |  |  |  | 202576560.39 | 88470989.7976 | 202576560.39 | 114447329.1467 | 88129231.2433 |  | Summary of Transmission Expense by Factor | NA | Summary of Transmission Expense by Factor.NA2 | 88129231.2433
641 |  |  | SNPT |  |  |  | 0 | 0 | 0 | 0 | 0 |  | Summary of Transmission Expense by Factor | NA | Summary of Transmission Expense by Factor.NA3 | 0
642 | Total Transmission Expense by Factor | [5 empty] | 204805840.67 | 89429228.9709 | 204805840.67 | 115726918.992 | 89078921.678 |  | Total Transmission Expense by Factor | NA | Total Transmission Expense by Factor.NA | 89078921.678
643 | 580 | Operation Supervision & Engineering | [10 empty] | 580 | NA | 580.NA | 0
644 |  |  |  | DPW | S |  | 1591431.08 | 522343.51 | 1591431.08 | 1069087.57 | 522343.51 |  | 580 | S | 580.S | 522343.51
645 |  |  |  | DPW | SNPD |  | 7369902.26 | 3572481.4009 | 7368695.49 | 3796799.058 | 3571896.432 |  | 580 | SNPD | 580.SNPD | 3571896.432
646 | [5 empty] | B2 | 8961333.34 | 4094824.9109 | 8960126.57 | 4865886.628 | 4094239.942 |  | 580 | NA | 580.NA1 | 4094239.942
647 | [12 empty] | 580 | NA | 580.NA2 | 0
648 | 581 | Load Dispatching | [10 empty] | 581 | NA | 581.NA | 0
649 |  |  |  | DPW | S |  | 0 | 0 | 0 | 0 | 0 |  | 581 | S | 581.S | 0
650 |  |  |  | DPW | SNPD |  | 10667212.28 | 5170817.2137 | 10667212.28 | 5496395.0663 | 5170817.2137 |  | 581 | SNPD | 581.SNPD | 5170817.2137
651 | [5 empty] | B2 | 10667212.28 | 5170817.2137 | 10667212.28 | 5496395.0663 | 5170817.2137 |  | 581 | NA | 581.NA1 | 5170817.2137
652 | [12 empty] | 581 | NA | 581.NA2 | 0
653 | 582 | Station Expense | [10 empty] | 582 | NA | 582.NA | 0
654 |  |  |  | DPW | S |  | 3978577.41 | 1692976.1 | 3978577.41 | 2285601.31 | 1692976.1 |  | 582 | S | 582.S | 1692976.1
655 |  |  |  | DPW | SNPD |  | 8164.44 | 3957.6251 | 8164.44 | 4206.8149 | 3957.6251 |  | 582 | SNPD | 582.SNPD | 3957.6251
656 | [5 empty] | B2 | 3986741.85 | 1696933.7251 | 3986741.85 | 2289808.1249 | 1696933.7251 |  | 582 | NA | 582.NA1 | 1696933.7251
657 | [12 empty] | 582 | NA | 582.NA2 | 0
658 | 583 | Overhead Line Expenses | [10 empty] | 583 | NA | 583.NA | 0
659 |  |  |  | DPW | S |  | 7809291.26 | 4857220.19 | 7809291.26 | 2952071.07 | 4857220.19 |  | 583 | S | 583.S | 4857220.19
660 |  |  |  | DPW | SNPD |  | 163 | 79.0125 | 163 | 83.9875 | 79.0125 |  | 583 | SNPD | 583.SNPD | 79.0125
661 | [5 empty] | B2 | 7809454.26 | 4857299.2025 | 7809454.26 | 2952155.0575 | 4857299.2025 |  | 583 | NA | 583.NA1 | 4857299.2025
662 | [12 empty] | 583 | NA | 583.NA2 | 0
663 | 584 | Underground Line Expense | [10 empty] | 584 | NA | 584.NA | 0
664 |  |  |  | DPW | S |  | 786.84 | 459.79 | 786.84 | 327.05 | 459.79 |  | 584 | S | 584.S | 459.79
665 |  |  |  | DPW | SNPD |  | 0 | 0 | 0 | 0 | 0 |  | 584 | SNPD | 584.SNPD | 0
666 | [5 empty] | B2 | 786.84 | 459.79 | 786.84 | 327.05 | 459.79 |  | 584 | NA | 584.NA1 | 459.79
667 | [12 empty] | 584 | NA | 584.NA2 | 0
668 | 585 | Street Lighting & Signal Systems | [10 empty] | 585 | NA | 585.NA | 0
669 |  |  |  | DPW | S |  | 0 | 0 | 0 | 0 | 0 |  | 585 | S | 585.S | 0
670 |  |  |  | DPW | SNPD |  | 152073.78 | 73716.1405 | 152073.78 | 78357.6395 | 73716.1405 |  | 585 | SNPD | 585.SNPD | 73716.1405
671 | [5 empty] | B2 | 152073.78 | 73716.1405 | 152073.78 | 78357.6395 | 73716.1405 |  | 585 | NA | 585.NA1 | 73716.1405
672 | [12 empty] | 585 | NA | 585.NA2 | 0
673 | 586 | Meter Expenses | [10 empty] | 586 | NA | 586.NA | 0
674 |  |  |  | DPW | S |  | 4206385 | 1571091.91 | 4206385 | 2635293.09 | 1571091.91 |  | 586 | S | 586.S | 1571091.91
675 |  |  |  | DPW | SNPD |  | 14548.53 | 7052.2445 | 14548.53 | 7496.2855 | 7052.2445 |  | 586 | SNPD | 586.SNPD | 7052.2445
676 | [5 empty] | B2 | 4220933.53 | 1578144.1545 | 4220933.53 | 2642789.3755 | 1578144.1545 |  | 586 | NA | 586.NA1 | 1578144.1545
677 | [12 empty] | 586 | NA | 586.NA2 | 0
678 | 587 | Customer Installation Expenses | [10 empty] | 587 | NA | 587.NA | 0
679 |  |  |  | DPW | S |  | 13556316.46 | 4716397.74 | 13556316.46 | 8839918.72 | 4716397.74 |  | 587 | S | 587.S | 4716397.74
680 |  |  |  | DPW | SNPD |  | 0 | 0 | 0 | 0 | 0 |  | 587 | SNPD | 587.SNPD | 0
681 | [5 empty] | B2 | 13556316.46 | 4716397.74 | 13556316.46 | 8839918.72 | 4716397.74 |  | 587 | NA | 587.NA1 | 4716397.74
682 | [12 empty] | 587 | NA | 587.NA2 | 0
683 | 588 | Misc. Distribution Expenses | [10 empty] | 588 | NA | 588.NA | 0
684 |  |  |  | DPW | S |  | 901907.62 | 918098.1 | 901907.62 | -16190.48 | 918098.1 |  | 588 | S | 588.S | 918098.1
685 |  |  |  | DPW | SNPD |  | 1073377.11 | 520308.0891 | 1073377.11 | 553069.0209 | 520308.0891 |  | 588 | SNPD | 588.SNPD | 520308.0891
686 | [5 empty] | B2 | 1975284.73 | 1438406.1891 | 1975284.73 | 536878.5409 | 1438406.1891 |  | 588 | NA | 588.NA1 | 1438406.1891
687 | [12 empty] | 588 | NA | 588.NA2 | 0
688 | 589 | Rents | [10 empty] | 589 | NA | 589.NA | 0
689 |  |  |  | DPW | S |  | 3172425.71 | 722883.65 | 3172425.71 | 2449542.06 | 722883.65 |  | 589 | S | 589.S | 722883.65
690 |  |  |  | DPW | SNPD |  | 6369.27 | 3087.4356 | 6369.27 | 3281.8344 | 3087.4356 |  | 589 | SNPD | 589.SNPD | 3087.4356
691 | [5 empty] | B2 | 3178794.98 | 725971.0856 | 3178794.98 | 2452823.8944 | 725971.0856 |  | 589 | NA | 589.NA1 | 725971.0856
692 | [12 empty] | 589 | NA | 589.NA2 | 0
693 | 590 | Maint Supervision & Engineering | [10 empty] | 590 | NA | 590.NA | 0
694 |  |  |  | DPW | S |  | 3151325 | 1276155.22 | 3151325 | 1875169.78 | 1276155.22 |  | 590 | S | 590.S | 1276155.22
695 |  |  |  | DPW | SNPD |  | 2248741.27 | 1090053.3113 | 2248741.27 | 1158687.9587 | 1090053.3113 |  | 590 | SNPD | 590.SNPD | 1090053.3113
696 | [5 empty] | B2 | 5400066.27 | 2366208.5313 | 5400066.27 | 3033857.7387 | 2366208.5313 |  | 590 | NA | 590.NA1 | 2366208.5313
697 | [12 empty] | 590 | NA | 590.NA2 | 0
698 | 591 | Maintenance of Structures | [10 empty] | 591 | NA | 591.NA | 0
699 |  |  |  | DPW | S |  | 2338654.37 | 721175.74 | 2338654.37 | 1617478.63 | 721175.74 |  | 591 | S | 591.S | 721175.74
700 |  |  |  | DPW | SNPD |  | 124505.35 | 60352.6385 | 124505.35 | 64152.7115 | 60352.6385 |  | 591 | SNPD | 591.SNPD | 60352.6385
701 | [5 empty] | B2 | 2463159.72 | 781528.3785 | 2463159.72 | 1681631.3415 | 781528.3785 |  | 591 | NA | 591.NA1 | 781528.3785
702 | [12 empty] | 591 | NA | 591.NA2 | 0
703 | 592 | Maintenance of Station Equipment | [10 empty] | 592 | NA | 592.NA | 0
704 |  |  |  | DPW | S |  | 7280738.63 | 2468761.75 | 7280738.63 | 4811976.88 | 2468761.75 |  | 592 | S | 592.S | 2468761.75
705 |  |  |  | DPW | SNPD |  | 1721327.4 | 834395.0712 | 1721327.4 | 886932.3288 | 834395.0712 |  | 592 | SNPD | 592.SNPD | 834395.0712
706 | [5 empty] | B2 | 9002066.03 | 3303156.8212 | 9002066.03 | 5698909.2088 | 3303156.8212 |  | 592 | NA | 592.NA1 | 3303156.8212
707 | 593 | Maintenance of Overhead Lines | [10 empty] | 593 | NA | 593.NA | 0
708 |  |  |  | DPW | S |  | 85190678.17 | 29618573.21 | 85190678.17 | 55572104.96 | 29618573.21 |  | 593 | S | 593.S | 29618573.21
709 |  |  |  | DPW | SNPD |  | 1476588.18 | 715760.3485 | 1476588.18 | 760827.8315 | 715760.3485 |  | 593 | SNPD | 593.SNPD | 715760.3485
710 | [5 empty] | B2 | 86667266.35 | 30334333.5585 | 86667266.35 | 56332932.7915 | 30334333.5585 |  | 593 | NA | 593.NA1 | 30334333.5585
711 | [12 empty] | 593 | NA | 593.NA2 | 0
712 | 594 | Maintenance of Underground Lines | [10 empty] | 594 | NA | 594.NA | 0
713 |  |  |  | DPW | S |  | 25409404.85 | 14301153.31 | 25409404.85 | 11108251.54 | 14301153.31 |  | 594 | S | 594.S | 14301153.31
714 |  |  |  | DPW | SNPD |  | 55782.46 | 27039.9517 | 55782.46 | 28742.5083 | 27039.9517 |  | 594 | SNPD | 594.SNPD | 27039.9517
715 | [5 empty] | B2 | 25465187.31 | 14328193.2617 | 25465187.31 | 11136994.0483 | 14328193.2617 |  | 594 | NA | 594.NA1 | 14328193.2617
716 | [12 empty] | 594 | NA | 594.NA2 | 0
717 | 595 | Maintenance of Line Transformers | [10 empty] | 595 | NA | 595.NA | 0
718 |  |  |  | DPW | S |  | 0 | 0 | 0 | 0 | 0 |  | 595 | S | 595.S | 0
719 |  |  |  | DPW | SNPD |  | 969562.64 | 469985.1336 | 969562.64 | 499577.5064 | 469985.1336 |  | 595 | SNPD | 595.SNPD | 469985.1336
720 | [5 empty] | B2 | 969562.64 | 469985.1336 | 969562.64 | 499577.5064 | 469985.1336 |  | 595 | NA | 595.NA1 | 469985.1336
721 | [12 empty] | 595 | NA | 595.NA2 | 0
722 | 596 | Maint of Street Lighting & Signal Sys. | [10 empty] | 596 | NA | 596.NA | 0
723 |  |  |  | DPW | S |  | 2930589.76 | 1354210.42 | 2930589.76 | 1576379.34 | 1354210.42 |  | 596 | S | 596.S | 1354210.42
724 |  |  |  | DPW | SNPD |  | 0 | 0 | 0 | 0 | 0 |  | 596 | SNPD | 596.SNPD | 0
725 | [5 empty] | B2 | 2930589.76 | 1354210.42 | 2930589.76 | 1576379.34 | 1354210.42 |  | 596 | NA | 596.NA1 | 1354210.42
726 | [12 empty] | 596 | NA | 596.NA2 | 0
727 | 597 | Maintenance of Meters | [10 empty] | 597 | NA | 597.NA | 0
728 |  |  |  | DPW | S |  | 471455.85 | 226392.75 | 471455.85 | 245063.1 | 226392.75 |  | 597 | S | 597.S | 226392.75
729 |  |  |  | DPW | SNPD |  | -332832.8 | -161337.1447 | -332832.8 | -171495.6553 | -161337.1447 |  | 597 | SNPD | 597.SNPD | -161337.1447
730 | [5 empty] | B2 | 138623.05 | 65055.6053 | 138623.05 | 73567.4447 | 65055.6053 |  | 597 | NA | 597.NA1 | 65055.6053
731 | [12 empty] | 597 | NA | 597.NA2 | 0
732 | 598 | Maint of Misc. Distribution Plant | [10 empty] | 598 | NA | 598.NA | 0
733 |  |  |  | DPW | S |  | 1333401.38 | 661873.63 | 1333401.38 | 671527.75 | 661873.63 |  | 598 | S | 598.S | 661873.63
734 |  |  |  | DPW | SNPD |  | 8699055.76 | 4216774.363 | 8699055.76 | 4482281.397 | 4216774.363 |  | 598 | SNPD | 598.SNPD | 4216774.363
735 | [5 empty] | B2 | 10032457.14 | 4878647.993 | 10032457.14 | 5153809.147 | 4878647.993 |  | 598 | NA | 598.NA1 | 4878647.993
736 | [12 empty] | 598 | NA | 598.NA2 | 0
737 | Total Distribution Expense |  |  |  |  | B2 | 197577910.32 | 82234289.855 | 197576703.55 | 115342998.6638 | 82233704.8862 |  | Total Distribution Expense | NA | Total Distribution Expense.NA | 82233704.8862
738 | [12 empty] | Total Distribution Expense | NA | Total Distribution Expense.NA1 | 0
739 | [12 empty] | Total Distribution Expense | NA | Total Distribution Expense.NA2 | 0
740 | Summary of Distribution Expense by Factor | [11 empty] | Summary of Distribution Expense by Factor | NA | Summary of Distribution Expense by Factor.NA | 0
741 |  |  | S |  |  |  | 163323369.39 | 65629767.02 | 163323369.39 | 97693602.37 | 65629767.02 |  | Summary of Distribution Expense by Factor | NA | Summary of Distribution Expense by Factor.NA1 | 65629767.02
742 |  |  | SNPD |  |  |  | 34254540.93 | 16604522.835 | 34253334.16 | 17649396.2938 | 16603937.8662 |  | Summary of Distribution Expense by Factor | NA | Summary of Distribution Expense by Factor.NA2 | 16603937.8662
743 | [12 empty] | Summary of Distribution Expense by Factor | NA | Summary of Distribution Expense by Factor.NA3 | 0
744 | Total Distribution Expense by Factor | [5 empty] | 197577910.32 | 82234289.855 | 197576703.55 | 115342998.6638 | 82233704.8862 |  | Total Distribution Expense by Factor | NA | Total Distribution Expense by Factor.NA | 82233704.8862
745 | [12 empty] | Total Distribution Expense by Factor | NA | Total Distribution Expense by Factor.NA1 | 0
746 | 901 | Supervision | [10 empty] | 901 | NA | 901.NA | 0
747 |  |  |  | CUST | S |  | 0 | 0 | 0 | 0 | 0 |  | 901 | S | 901.S | 0
748 |  |  |  | CUST | CN |  | 2362629.3 | 1115715.5867 | 2362629.3 | 1246913.7133 | 1115715.5867 |  | 901 | CN | 901.CN | 1115715.5867
749 | [5 empty] | B2 | 2362629.3 | 1115715.5867 | 2362629.3 | 1246913.7133 | 1115715.5867 |  | 901 | NA | 901.NA1 | 1115715.5867
750 | [12 empty] | 901 | NA | 901.NA2 | 0
751 | 902 | Meter Reading Expense | [10 empty] | 902 | NA | 902.NA | 0
752 |  |  |  | CUST | S |  | 18695492.03 | 3485873.55 | 18695492.03 | 15209618.48 | 3485873.55 |  | 902 | S | 902.S | 3485873.55
753 |  |  |  | CUST | CN |  | 970725.12 | 458410.1055 | 970725.12 | 512315.0145 | 458410.1055 |  | 902 | CN | 902.CN | 458410.1055
754 | [5 empty] | B2 | 19666217.15 | 3944283.6555 | 19666217.15 | 15721933.4945 | 3944283.6555 |  | 902 | NA | 902.NA1 | 3944283.6555
755 | [12 empty] | 902 | NA | 902.NA2 | 0
756 | 903 | Customer Receipts & Collections | [10 empty] | 903 | NA | 903.NA | 0
757 |  |  |  | CUST | S |  | 7280866.9 | 3283189.33 | 7270401.08 | 3987211.75 | 3283189.33 |  | 903 | S | 903.S | 3283189.33
758 |  |  |  | CUST | CN |  | 40489883.54 | 19120728.8292 | 40486267.13 | 21367246.0951 | 19119021.0349 |  | 903 | CN | 903.CN | 19119021.0349
759 | [5 empty] | B2 | 47770750.44 | 22403918.1592 | 47756668.21 | 25354457.8451 | 22402210.3649 |  | 903 | NA | 903.NA1 | 22402210.3649
760 | [12 empty] | 903 | NA | 903.NA2 | 0
761 | 904 | Uncollectible Accounts | [10 empty] | 904 | NA | 904.NA | 0
762 |  |  |  | CUST | S |  | 15416800.31 | 4825885.72 | 15313753.4761 | 10590914.59 | 4722838.8861 |  | 904 | S | 904.S | 4722838.8861
763 |  |  |  | P | SG |  | 0 | 0 | 0 | 0 | 0 |  | 904 | SG | 904.SG | 0
764 |  |  |  | CUST | CN |  | 7408.36 | 3498.4848 | 7408.36 | 3909.8752 | 3498.4848 |  | 904 | CN | 904.CN | 3498.4848
765 | [5 empty] | B2 | 15424208.67 | 4829384.2048 | 15321161.8361 | 10594824.4652 | 4726337.371 |  | 904 | NA | 904.NA1 | 4726337.371
766 | [12 empty] | 904 | NA | 904.NA2 | 0
767 | 905 | Misc. Customer Accounts Expense | [10 empty] | 905 | NA | 905.NA | 0
768 |  |  |  | CUST | S |  | 869499.84 | 869426.84 | 869499.84 | 73 | 869426.84 |  | 905 | S | 905.S | 869426.84
769 |  |  |  | CUST | CN |  | 12236.52 | 5778.5096 | 12236.52 | 6458.0104 | 5778.5096 |  | 905 | CN | 905.CN | 5778.5096
770 | [5 empty] | B2 | 881736.36 | 875205.3496 | 881736.36 | 6531.0104 | 875205.3496 |  | 905 | NA | 905.NA1 | 875205.3496
771 | [12 empty] | 905 | NA | 905.NA2 | 0
772 | Total Customer Accounts Expense |  |  |  |  | B2 | 86105541.92 | 33168506.9559 | 85988412.8561 | 52924660.5285 | 33063752.3277 |  | Total Customer Accounts Expense | NA | Total Customer Accounts Expense.NA | 33063752.3277
773 | [12 empty] | Total Customer Accounts Expense | NA | Total Customer Accounts Expense.NA1 | 0
774 | Summary of Customer Accts Exp by Factor | [11 empty] | Summary of Customer Accts Exp by Factor | NA | Summary of Customer Accts Exp by Factor.NA | 0
775 |  |  | S |  |  |  | 42262659.08 | 12464375.44 | 42149146.4261 | 29787817.82 | 12361328.6061 |  | Summary of Customer Accts Exp by Factor | NA | Summary of Customer Accts Exp by Factor.NA1 | 12361328.6061
776 |  |  | CN |  |  |  | 43842882.84 | 20704131.5159 | 43839266.43 | 23136842.7085 | 20702423.7215 |  | Summary of Customer Accts Exp by Factor | NA | Summary of Customer Accts Exp by Factor.NA2 | 20702423.7215
777 |  |  | SG |  |  |  | 0 | 0 | 0 | 0 | 0 |  | Summary of Customer Accts Exp by Factor | NA | Summary of Customer Accts Exp by Factor.NA3 | 0
778 | Total Customer Accounts Expense by Factor | [5 empty] | 86105541.92 | 33168506.9559 | 85988412.8561 | 52924660.5285 | 33063752.3277 |  | Total Customer Accounts Expense by Factor | NA | Total Customer Accounts Expense by Factor.NA | 33063752.3277
779 | [12 empty] | Total Customer Accounts Expense by Factor | NA | Total Customer Accounts Expense by Factor.NA1 | 0
780 | 907 | Supervision | [10 empty] | 907 | NA | 907.NA | 0
781 |  |  |  | CUST | S |  | 0 | 0 | 0 | 0 | 0 |  | 907 | S | 907.S | 0
782 |  |  |  | CUST | CN |  | 288761.04 | 136362.989 | 288761.04 | 152398.051 | 136362.989 |  | 907 | CN | 907.CN | 136362.989
783 | [5 empty] | B2 | 288761.04 | 136362.989 | 288761.04 | 152398.051 | 136362.989 |  | 907 | NA | 907.NA1 | 136362.989
784 | [12 empty] | 907 | NA | 907.NA2 | 0
785 | 908 | Customer Assistance | [10 empty] | 908 | NA | 908.NA | 0
786 |  |  |  | CUST | S |  | 86303020.24 | 2439831.79 | 86303020.24 | 83863188.45 | 2439831.79 |  | 908 | S | 908.S | 2439831.79
787 |  |  |  | CUST | CN |  | 1591713.67 | 751662.4598 | 1591713.67 | 840051.2102 | 751662.4598 |  | 908 | CN | 908.CN | 751662.4598
788 | [12 empty] | 908 | NA | 908.NA1 | 0
789 | [12 empty] | 908 | NA | 908.NA2 | 0
790 | [5 empty] | B2 | 87894733.91 | 3191494.2498 | 87894733.91 | 84703239.6602 | 3191494.2498 |  | 908 | NA | 908.NA3 | 3191494.2498
791 | [12 empty] | 908 | NA | 908.NA4 | 0
792 | 909 | Informational & Instructional Adv | [10 empty] | 909 | NA | 909.NA | 0
793 |  |  |  | CUST | S |  | 1115893.49 | 549326.84 | 1112511.56 | 558155.3 | 554356.26 |  | 909 | S | 909.S | 554356.26
794 |  |  |  | CUST | CN |  | 2219673.85 | 1048207.0598 | 1950692.12 | 1029507.5723 | 921184.5477 |  | 909 | CN | 909.CN | 921184.5477
795 | [5 empty] | B2 | 3335567.34 | 1597533.8998 | 3063203.68 | 1587662.8723 | 1475540.8077 |  | 909 | NA | 909.NA1 | 1475540.8077
796 | [12 empty] | 909 | NA | 909.NA2 | 0
797 | 910 | Misc. Customer Service | [10 empty] | 910 | NA | 910.NA | 0
798 |  |  |  | CUST | S |  | 0 | 0 | 0 | 0 | 0 |  | 910 | S | 910.S | 0
799 |  |  |  | CUST | CN |  | 3182.1 | 1502.6981 | 3182.1 | 1679.4019 | 1502.6981 |  | 910 | CN | 910.CN | 1502.6981
800 | [12 empty] | 910 | NA | 910.NA1 | 0
801 | [5 empty] | B2 | 3182.1 | 1502.6981 | 3182.1 | 1679.4019 | 1502.6981 |  | 910 | NA | 910.NA2 | 1502.6981
802 | [12 empty] | 910 | NA | 910.NA3 | 0
803 | Total Customer Service Expense |  |  |  |  | B2 | 91522244.39 | 4926893.8366 | 91249880.73 | 86444979.9854 | 4804900.7446 |  | Total Customer Service Expense | NA | Total Customer Service Expense.NA | 4804900.7446
804 | [12 empty] | Total Customer Service Expense | NA | Total Customer Service Expense.NA1 | 0
805 | [12 empty] | Total Customer Service Expense | NA | Total Customer Service Expense.NA2 | 0
806 | Summary of Customer Service Exp by Factor | [11 empty] | Summary of Customer Service Exp by Factor | NA | Summary of Customer Service Exp by Factor.NA | 0
807 |  |  | S |  |  |  | 87418913.73 | 2989158.63 | 87415531.8 | 84421343.75 | 2994188.05 |  | Summary of Customer Service Exp by Factor | NA | Summary of Customer Service Exp by Factor.NA1 | 2994188.05
808 |  |  | CN |  |  |  | 4103330.66 | 1937735.2066 | 3834348.93 | 2023636.2354 | 1810712.6946 |  | Summary of Customer Service Exp by Factor | NA | Summary of Customer Service Exp by Factor.NA2 | 1810712.6946
809 | [12 empty] | Summary of Customer Service Exp by Factor | NA | Summary of Customer Service Exp by Factor.NA3 | 0
810 | Total Customer Service Expense by Factor |  |  |  |  | B2 | 91522244.39 | 4926893.8366 | 91249880.73 | 86444979.9854 | 4804900.7446 |  | Total Customer Service Expense by Factor | NA | Total Customer Service Expense by Factor.NA | 4804900.7446
811 | [12 empty] | Total Customer Service Expense by Factor | NA | Total Customer Service Expense by Factor.NA1 | 0
812 | [12 empty] | Total Customer Service Expense by Factor | NA | Total Customer Service Expense by Factor.NA2 | 0
813 | 911 | Supervision | [10 empty] | 911 | NA | 911.NA | 0
814 |  |  |  | CUST | S |  | 0 | 0 | 0 | 0 | 0 |  | 911 | S | 911.S | 0
815 |  |  |  | CUST | CN |  | 0 | 0 | 0 | 0 | 0 |  | 911 | CN | 911.CN | 0
816 | [5 empty] | B2 | 0 | 0 | 0 | 0 | 0 |  | 911 | NA | 911.NA1 | 0
817 | [12 empty] | 911 | NA | 911.NA2 | 0
818 | 912 | Demonstration & Selling Expense | [10 empty] | 912 | NA | 912.NA | 0
819 |  |  |  | CUST | S |  | 0 | 0 | 0 | 0 | 0 |  | 912 | S | 912.S | 0
820 |  |  |  | CUST | CN |  | 0 | 0 | 0 | 0 | 0 |  | 912 | CN | 912.CN | 0
821 | [5 empty] | B2 | 0 | 0 | 0 | 0 | 0 |  | 912 | NA | 912.NA1 | 0
822 | [12 empty] | 912 | NA | 912.NA2 | 0
823 | 913 | Advertising Expense | [10 empty] | 913 | NA | 913.NA | 0
824 |  |  |  | CUST | S |  | 0 | 0 | 0 | 0 | 0 |  | 913 | S | 913.S | 0
825 |  |  |  | CUST | CN |  | 0 | 0 | 0 | 0 | 0 |  | 913 | CN | 913.CN | 0
826 | [5 empty] | B2 | 0 | 0 | 0 | 0 | 0 |  | 913 | NA | 913.NA1 | 0
827 | [12 empty] | 913 | NA | 913.NA2 | 0
828 | 916 | Misc. Sales Expense | [10 empty] | 916 | NA | 916.NA | 0
829 |  |  |  | CUST | S |  | 0 | 0 | 0 | 0 | 0 |  | 916 | S | 916.S | 0
830 |  |  |  | CUST | CN |  | 0 | 0 | 0 | 0 | 0 |  | 916 | CN | 916.CN | 0
831 | [5 empty] | B2 | 0 | 0 | 0 | 0 | 0 |  | 916 | NA | 916.NA1 | 0
832 | [12 empty] | 916 | NA | 916.NA2 | 0
833 | Total Sales Expense |  |  |  |  | B2 | 0 | 0 | 0 | 0 | 0 |  | Total Sales Expense | NA | Total Sales Expense.NA | 0
834 | [12 empty] | Total Sales Expense | NA | Total Sales Expense.NA1 | 0
835 | [12 empty] | Total Sales Expense | NA | Total Sales Expense.NA2 | 0
836 | Total Sales Expense by Factor | [11 empty] | Total Sales Expense by Factor | NA | Total Sales Expense by Factor.NA | 0
837 |  |  | S |  |  |  | 0 | 0 | 0 | 0 | 0 |  | Total Sales Expense by Factor | NA | Total Sales Expense by Factor.NA1 | 0
838 |  |  | CN |  |  |  | 0 | 0 | 0 | 0 | 0 |  | Total Sales Expense by Factor | NA | Total Sales Expense by Factor.NA2 | 0
839 | Total Sales Expense by Factor | [5 empty] | 0 | 0 | 0 | 0 | 0 |  | Total Sales Expense by Factor | NA | Total Sales Expense by Factor.NA3 | 0
840 | [12 empty] | Total Sales Expense by Factor | NA | Total Sales Expense by Factor.NA4 | 0
841 | Total Customer Service Exp Including Sales |  |  |  |  | B2 | 91522244.39 | 4926893.8366 | 91249880.73 | 86444979.9854 | 4804900.7446 |  | Total Customer Service Exp Including Sales | NA | Total Customer Service Exp Including Sales.NA | 4804900.7446
842 | 920 | Administrative & General Salaries | [10 empty] | 920 | NA | 920.NA | 0
843 |  |  |  | PTD | S |  | 2.07 | -0.01 | 2.07 | 2.08 | -0.01 |  | 920 | S | 920.S | -0.01
844 |  |  |  | CUST | CN |  | 0 | 0 | 0 | 0 | 0 |  | 920 | CN | 920.CN | 0
845 |  |  |  | PTD | SO |  | 70991763.37 | 30647446.3393 | 70991763.37 | 40384399.0279 | 30607364.3421 |  | 920 | SO | 920.SO | 30607364.3421
846 | [5 empty] | B2 | 70991765.44 | 30647446.3293 | 70991765.44 | 40384401.1079 | 30607364.3321 |  | 920 | NA | 920.NA1 | 30607364.3321
847 | [12 empty] | 920 | NA | 920.NA2 | 0
848 | 921 | Office Supplies & expenses | [10 empty] | 921 | NA | 921.NA | 0
849 |  |  |  | PTD | S |  | 328830.29 | 133549.84 | 328830.29 | 195280.45 | 133549.84 |  | 921 | S | 921.S | 133549.84
850 |  |  |  | CUST | CN |  | 94325.09 | 44543.5825 | 94325.09 | 49781.5075 | 44543.5825 |  | 921 | CN | 921.CN | 44543.5825
851 |  |  |  | PTD | SO |  | 8932580.84 | 3856233.1596 | 8899051.6 | 5062317.5665 | 3836734.0335 |  | 921 | SO | 921.SO | 3836734.0335
852 | [5 empty] | B2 | 9355736.22 | 4034326.5821 | 9322206.98 | 5307379.524 | 4014827.456 |  | 921 | NA | 921.NA1 | 4014827.456
853 | [12 empty] | 921 | NA | 921.NA2 | 0
854 | 922 | A&G Expenses Transferred | [10 empty] | 922 | NA | 922.NA | 0
855 |  |  |  | PTD | S |  | 0 | 0 | 0 | 0 | 0 |  | 922 | S | 922.S | 0
856 |  |  |  | CUST | CN |  | 0 | 0 | 0 | 0 | 0 |  | 922 | CN | 922.CN | 0
857 |  |  |  | PTD | SO |  | -31140473.9 | -13443475.0952 | -31140473.9 | -17714580.7372 | -13425893.1628 |  | 922 | SO | 922.SO | -13425893.1628
858 | [5 empty] | B2 | -31140473.9 | -13443475.0952 | -31140473.9 | -17714580.7372 | -13425893.1628 |  | 922 | NA | 922.NA1 | -13425893.1628
859 | [12 empty] | 922 | NA | 922.NA2 | 0
860 | 923 | Outside Services | [10 empty] | 923 | NA | 923.NA | 0
861 |  |  |  | PTD | S |  | 3169392.33 | 2657568.33 | 3155272.24 | 511824 | 2643448.24 |  | 923 | S | 923.S | 2643448.24
862 |  |  |  | CUST | CN |  | 0 | 0 | 0 | 0 | 0 |  | 923 | CN | 923.CN | 0
863 |  |  |  | PTD | SO |  | 20699851.94 | 8936214.1669 | 20713972.03 | 11783357.2826 | 8930614.7474 |  | 923 | SO | 923.SO | 8930614.7474
864 | [5 empty] | B2 | 23869244.27 | 11593782.4969 | 23869244.27 | 12295181.2826 | 11574062.9874 |  | 923 | NA | 923.NA1 | 11574062.9874
865 | [12 empty] | 923 | NA | 923.NA2 | 0
866 | 924 | Property Insurance | [10 empty] | 924 | NA | 924.NA | 0
867 |  |  |  | PT | S |  | 9241532.31 | 2102810.02 | 9241532.31 | 7138722.29 | 2102810.02 |  | 924 | S | 924.S | 2102810.02
868 |  |  |  | PT | SG |  | 0 | 0 | 0 | 0 | 0 |  | 924 | SG | 924.SG | 0
869 |  |  |  | PTD | SO |  | 5579592.77 | 2408733.9417 | 5579592.77 | 3174009.0701 | 2405583.6999 |  | 924 | SO | 924.SO | 2405583.6999
870 | [5 empty] | B2 | 14821125.08 | 4511543.9617 | 14821125.08 | 10312731.3601 | 4508393.7199 |  | 924 | NA | 924.NA1 | 4508393.7199
871 | [12 empty] | 924 | NA | 924.NA2 | 0
872 | 925 | Injuries & Damages | [10 empty] | 925 | NA | 925.NA | 0
873 |  |  |  | PTD | S |  | -1236764.94 | 0 | -1236764.94 | -1236764.94 | 0 |  | 925 | S | 925.S | 0
874 |  |  |  | PTD | SO |  | 10671133.54 | 4606773.7583 | 9756299.4541 | 5549971.8768 | 4206327.5773 |  | 925 | SO | 925.SO | 4206327.5773
875 | [5 empty] | B2 | 9434368.6 | 4606773.7583 | 8519534.5141 | 4313206.9368 | 4206327.5773 |  | 925 | NA | 925.NA1 | 4206327.5773
876 | [12 empty] | 925 | NA | 925.NA2 | 0
877 | 926 | Employee Pensions & Benefits | [10 empty] | 926 | NA | 926.NA | 0
878 |  |  |  | LABOR | S |  | 9854.94 | 561824.01 | 9854.94 | -551969.07 | 561824.01 |  | 926 | S | 926.S | 561824.01
879 |  |  |  | CUST | CN |  | 0 | 0 | 0 | 0 | 0 |  | 926 | CN | 926.CN | 0
880 |  |  |  | LABOR | SO |  | 98452909.38 | 42502539.9278 | 98452909.38 | 56005956.0309 | 42446953.3491 |  | 926 | SO | 926.SO | 42446953.3491
881 | [5 empty] | B2 | 98462764.32 | 43064363.9378 | 98462764.32 | 55453986.9609 | 43008777.3591 |  | 926 | NA | 926.NA1 | 43008777.3591
882 | [12 empty] | 926 | NA | 926.NA2 | 0
883 | 927 | Franchise Requirements | [10 empty] | 927 | NA | 927.NA | 0
884 |  |  |  | DMSC | S |  | 0 | 0 | 0 | 0 | 0 |  | 927 | S | 927.S | 0
885 |  |  |  | DMSC | SO |  | 0 | 0 | 0 | 0 | 0 |  | 927 | SO | 927.SO | 0
886 | [5 empty] | B2 | 0 | 0 | 0 | 0 | 0 |  | 927 | NA | 927.NA1 | 0
887 | [12 empty] | 927 | NA | 927.NA2 | 0
888 | 928 | Regulatory Commission Expense | [10 empty] | 928 | NA | 928.NA | 0
889 |  |  |  | DMSC | S |  | 15710495.54 | 6904580.98 | 15531085.3026 | 8756001.49 | 6775083.8126 |  | 928 | S | 928.S | 6775083.8126
890 |  |  |  | P | SE |  | 24119.93 | 10367.7685 | 24119.93 | 13844.6555 | 10275.2745 |  | 928 | SE | 928.SE | 10275.2745
891 |  |  |  | DMSC | SO |  | 2387955.14 | 1030890.3954 | 2439471.57 | 1387718.6398 | 1051752.9302 |  | 928 | SO | 928.SO | 1051752.9302
892 |  |  |  | FERC | SG |  | 4731233.03 | 2066265.0621 | 4731233.03 | 2672949.8359 | 2058283.1941 |  | 928 | SG | 928.SG | 2058283.1941
893 | [5 empty] | B2 | 22853803.64 | 10012104.206 | 22725909.8326 | 12830514.6212 | 9895395.2114 |  | 928 | NA | 928.NA1 | 9895395.2114
894 | [12 empty] | 928 | NA | 928.NA2 | 0
895 | 929 | Duplicate Charges | [10 empty] | 929 | NA | 929.NA | 0
896 |  |  |  | LABOR | S |  | 0 | 0 | 0 | 0 | 0 |  | 929 | S | 929.S | 0
897 |  |  |  | LABOR | SO |  | -103489435.36 | -44676829.6253 | -103459252.66 | -58853866.1982 | -44605386.4618 |  | 929 | SO | 929.SO | -44605386.4618
898 | [5 empty] | B2 | -103489435.36 | -44676829.6253 | -103459252.66 | -58853866.1982 | -44605386.4618 |  | 929 | NA | 929.NA1 | -44605386.4618
899 | [12 empty] | 929 | NA | 929.NA2 | 0
900 | 930 | Misc General Expenses | [10 empty] | 930 | NA | 930.NA | 0
901 |  |  |  | PTD | S |  | 55995.2 | 6245 | 55995.2 | 49750.2 | 6245 |  | 930 | S | 930.S | 6245
902 |  |  |  | CUST | CN |  | 0 | 0 | 255000 | 134580.1463 | 120419.8537 |  | 930 | CN | 930.CN | 120419.8537
903 |  |  |  | P | SG |  | 0 | 0 | 0 | 0 | 0 |  | 930 | SG | 930.SG | 0
904 |  |  |  | LABOR | SO |  | 2217948.03 | 957497.6026 | 2217948.03 | 1261702.6823 | 956245.3477 |  | 930 | SO | 930.SO | 956245.3477
905 | [5 empty] | B2 | 2273943.23 | 963742.6026 | 2528943.23 | 1446033.0286 | 1082910.2014 |  | 930 | NA | 930.NA1 | 1082910.2014
906 | [12 empty] | 930 | NA | 930.NA2 | 0
907 | 931 | Rents | [10 empty] | 931 | NA | 931.NA | 0
908 |  |  |  | PTD | S |  | 496775.62 | 5238.12 | 496775.62 | 491537.5 | 5238.12 |  | 931 | S | 931.S | 5238.12
909 |  |  |  | PTD | SO |  | 2543552.32 | 1098062.3602 | 2543552.32 | 1446926.0512 | 1096626.2688 |  | 931 | SO | 931.SO | 1096626.2688
910 | [5 empty] | B2 | 3040327.94 | 1103300.4802 | 3040327.94 | 1938463.5512 | 1101864.3888 |  | 931 | NA | 931.NA1 | 1101864.3888
911 | [12 empty] | 931 | NA | 931.NA2 | 0
912 | 935 | Maintenance of General Plant | [10 empty] | 935 | NA | 935.NA | 0
913 |  |  |  | G | S |  | 517150.51 | 92272.77 | 517150.51 | 424877.74 | 92272.77 |  | 935 | S | 935.S | 92272.77
914 |  |  |  | CUST | CN |  | 76563.29 | 36155.8438 | 76563.29 | 40407.4462 | 36155.8438 |  | 935 | CN | 935.CN | 36155.8438
915 |  |  |  | G | SO |  | 21042852.02 | 9084288.7611 | 21042852.02 | 11970444.0673 | 9072407.9527 |  | 935 | SO | 935.SO | 9072407.9527
916 | [5 empty] | B2 | 21636565.82 | 9212717.3749 | 21636565.82 | 12435729.2535 | 9200836.5665 |  | 935 | NA | 935.NA1 | 9200836.5665
917 | [12 empty] | 935 | NA | 935.NA2 | 0
918 | Total Administrative & General Expense |  |  |  |  | B2 | 142109735.3 | 61629797.0092 | 141318660.8667 | 80149180.6915 | 61169480.1752 |  | Total Administrative & General Expense | NA | Total Administrative & General Expense.NA | 61169480.1752
919 | [12 empty] | Total Administrative & General Expense | NA | Total Administrative & General Expense.NA1 | 0
920 | Summary of A&G Expense by Factor | [11 empty] | Summary of A&G Expense by Factor | NA | Summary of A&G Expense by Factor.NA | 0
921 |  |  | S |  |  |  | 28293263.87 | 12464089.06 | 28099733.5426 | 15779261.74 | 12320471.8026 |  | Summary of A&G Expense by Factor | NA | Summary of A&G Expense by Factor.NA1 | 12320471.8026
922 |  |  | SE |  |  |  | 24119.93 | 10367.7685 | 24119.93 | 13844.6555 | 10275.2745 |  | Summary of A&G Expense by Factor | NA | Summary of A&G Expense by Factor.NA2 | 10275.2745
923 |  |  | SO |  |  |  | 108890230.09 | 47008375.6924 | 108037685.9841 | 61458355.3601 | 46579330.624 |  | Summary of A&G Expense by Factor | NA | Summary of A&G Expense by Factor.NA3 | 46579330.624
924 |  |  | SG |  |  |  | 4731233.03 | 2066265.0621 | 4731233.03 | 2672949.8359 | 2058283.1941 |  | Summary of A&G Expense by Factor | NA | Summary of A&G Expense by Factor.NA4 | 2058283.1941
925 |  |  | CN |  |  |  | 170888.38 | 80699.4263 | 425888.38 | 224769.1 | 201119.28 |  | Summary of A&G Expense by Factor | NA | Summary of A&G Expense by Factor.NA5 | 201119.28
926 | Total A&G Expense by Factor | [5 empty] | 142109735.3 | 61629797.0092 | 141318660.8667 | 80149180.6915 | 61169480.1752 |  | Total A&G Expense by Factor | NA | Total A&G Expense by Factor.NA | 61169480.1752
927 | [12 empty] | Total A&G Expense by Factor | NA | Total A&G Expense by Factor.NA1 | 0
928 | Total O&M Expense |  |  |  |  | B2 | 2809259365.7862 | 1169370819.0795 | 2850237911.5803 | 1670108617.4793 | 1180129294.101 |  | Total O&M Expense | NA | Total O&M Expense.NA | 1180129294.101
929 | 403SP | Steam Depreciation | [10 empty] | 403SP | NA | 403SP.NA | 0
930 |  |  |  | P | SG |  | 30382066.52 | 13268719.204 | 30382066.52 | 17164603.6465 | 13217462.8735 |  | 403SP | SG | 403SP.SG | 13217462.8735
931 |  |  |  | P | SG |  | 30850601.82 | 13473341.9978 | 30850601.82 | 17429306.5993 | 13421295.2207 |  | 403SP | SG | 403SP.SG1 | 13421295.2207
932 |  |  |  | P | SG |  | 166061540.03 | 72523833.8803 | 157636669.8 | 89058160.5269 | 68578509.2731 |  | 403SP | SG | 403SP.SG2 | 68578509.2731
933 |  |  |  | P | SG |  | 15045446.62 | 6570777.7438 | 15045446.62 | 8500051.4283 | 6545395.1917 |  | 403SP | SG | 403SP.SG3 | 6545395.1917
934 | [5 empty] | B3 | 242339654.99 | 105836672.8258 | 233914784.76 | 132152122.201 | 101762662.559 |  | 403SP | NA | 403SP.NA1 | 101762662.559
935 | [12 empty] | 403SP | NA | 403SP.NA2 | 0
936 | 403NP | Nuclear Depreciation | [10 empty] | 403NP | NA | 403NP.NA | 0
937 |  |  |  | P | SG |  | 0 | 0 | 0 | 0 | 0 |  | 403NP | SG | 403NP.SG | 0
938 | [5 empty] | B3 | 0 | 0 | 0 | 0 | 0 |  | 403NP | NA | 403NP.NA1 | 0
939 | [12 empty] | 403NP | NA | 403NP.NA2 | 0
940 | 403HP | Hydro Depreciation | [10 empty] | 403HP | NA | 403HP.NA | 0
941 |  |  |  | P | SG |  | 3917968.61 | 1711089.1816 | 3917968.61 | 2213489.2716 | 1704479.3384 |  | 403HP | SG | 403HP.SG | 1704479.3384
942 |  |  |  | P | SG |  | 1410610.88 | 616054.1996 | 1410610.88 | 796936.4638 | 613674.4162 |  | 403HP | SG | 403HP.SG1 | 613674.4162
943 |  |  |  | P | SG |  | 25356847.12 | 11074061.8684 | 23569558.6008 | 13315820.0822 | 10253738.5186 |  | 403HP | SG | 403HP.SG2 | 10253738.5186
944 |  |  |  | P | SG |  | 5551792.03 | 2424626.6947 | 5551792.03 | 3136531.5345 | 2415260.4955 |  | 403HP | SG | 403HP.SG3 | 2415260.4955
945 | [5 empty] | B3 | 36237218.64 | 15825831.9443 | 34449930.1208 | 19462777.352 | 14987152.7687 |  | 403HP | NA | 403HP.NA1 | 14987152.7687
946 | [12 empty] | 403HP | NA | 403HP.NA2 | 0
947 | 403OP | Other Production Depreciation | [10 empty] | 403OP | NA | 403OP.NA | 0
948 |  |  |  | P | SG |  | 0 | 0 | 0 | 0 | 0 |  | 403OP | SG | 403OP.SG | 0
949 |  |  |  | P | SG |  | 56816786.9 | 24813519.2171 | 56816786.9 | 32099120.9392 | 24717665.9608 |  | 403OP | SG | 403OP.SG1 | 24717665.9608
950 |  |  |  | P | SG |  | 3148780.89 | 1375162.8592 | 3148780.89 | 1778930.2091 | 1369850.6809 |  | 403OP | SG | 403OP.SG2 | 1369850.6809
951 |  |  |  | P | SG |  | 67265342.49 | 29376702.9004 | 67265342.49 | 38002120.1727 | 29263222.3173 |  | 403OP | SG | 403OP.SG3 | 29263222.3173
952 | [5 empty] | B3 | 127230910.28 | 55565384.9767 | 127230910.28 | 71880171.321 | 55350738.959 |  | 403OP | NA | 403OP.NA1 | 55350738.959
953 | [12 empty] | 403OP | NA | 403OP.NA2 | 0
954 | 403TP | Transmission Depreciation | [10 empty] | 403TP | NA | 403TP.NA | 0
955 |  |  |  | T | SG |  | 8730272.7 | 3812760.299 | 8730272.7 | 4932240.8837 | 3798031.8163 |  | 403TP | SG | 403TP.SG | 3798031.8163
956 |  |  |  | T | SG |  | 10990321.26 | 4799788.2785 | 10990321.26 | 6209074.2989 | 4781246.9611 |  | 403TP | SG | 403TP.SG1 | 4781246.9611
957 |  |  |  | T | SG |  | 86794817.3 | 37905784.2677 | 87163687.3 | 49243857.1909 | 37919830.1091 |  | 403TP | SG | 403TP.SG2 | 37919830.1091
958 | [5 empty] | B3 | 106515411.26 | 46518332.8453 | 106884281.26 | 60385172.3735 | 46499108.8865 |  | 403TP | NA | 403TP.NA1 | 46499108.8865
959 | [12 empty] | 403TP | NA | 403TP.NA2 | 0
960 | [12 empty] | 403TP | NA | 403TP.NA3 | 0
961 | [12 empty] | 403TP | NA | 403TP.NA4 | 0
962 | 403 | Distribution Depreciation | [10 empty] | 403 | NA | 403.NA | 0
963 | 360 | Land & Land Rights |  | DPW | S |  | 414113.75 | 180196.55 | 414113.75 | 233917.2 | 180196.55 |  | 360 | S | 360.S | 180196.55
964 | 361 | Structures |  | DPW | S |  | 1969675.3 | 903407.92 | 1969675.3 | 1066267.38 | 903407.92 |  | 361 | S | 361.S | 903407.92
965 | 362 | Station Equipment |  | DPW | S |  | -5058630.34 | -11563951.69 | -5058630.34 | 6505321.35 | -11563951.69 |  | 362 | S | 362.S | -11563951.69
966 | 363 | Storage Battery Equipment |  | DPW | S |  | 0 | 0 | 0 | 0 | 0 |  | 363 | S | 363.S | 0
967 | 364 | Poles & Towers |  | DPW | S |  | 41367549.48 | 13472534.17 | 41367549.48 | 27895015.31 | 13472534.17 |  | 364 | S | 364.S | 13472534.17
968 | 365 | OH Conductors |  | DPW | S |  | 19762767.68 | 6443685.12 | 19762767.68 | 13319082.56 | 6443685.12 |  | 365 | S | 365.S | 6443685.12
969 | 366 | UG Conduit |  | DPW | S |  | 8913918.21 | 4916823.97 | 8913918.21 | 3997094.24 | 4916823.97 |  | 366 | S | 366.S | 4916823.97
970 | 367 | UG Conductor |  | DPW | S |  | 20923383.41 | 13288417.97 | 20923383.41 | 7634965.44 | 13288417.97 |  | 367 | S | 367.S | 13288417.97
971 | 368 | Line Trans |  | DPW | S |  | 32779556.77 | 12080288.08 | 32779556.77 | 20699268.69 | 12080288.08 |  | 368 | S | 368.S | 12080288.08
972 | 369 | Services |  | DPW | S |  | 17570672.57 | 6717827.53 | 17570672.57 | 10852845.04 | 6717827.53 |  | 369 | S | 369.S | 6717827.53
973 | 370 | Meters |  | DPW | S |  | 7585671.2 | 3308000.16 | 7585671.2 | 4277671.04 | 3308000.16 |  | 370 | S | 370.S | 3308000.16
974 | 371 | Inst Cust Prem |  | DPW | S |  | 498357.03 | 273278.48 | 498357.03 | 225078.55 | 273278.48 |  | 371 | S | 371.S | 273278.48
975 | 372 | Leased Property |  | DPW | S |  | 0 | 0 | 0 | 0 | 0 |  | 372 | S | 372.S | 0
976 | 373 | Street Lighting |  | DPW | S |  | 2224168.11 | 1052232.15 | 2224168.11 | 1171935.96 | 1052232.15 |  | 373 | S | 373.S | 1052232.15
977 | [5 empty] | B3 | 148951203.17 | 51072740.41 | 148951203.17 | 97878462.76 | 51072740.41 |  | 373 | NA | 373.NA | 51072740.41
978 | [12 empty] | 373 | NA | 373.NA1 | 0
979 | 403GP | General Depreciation | [10 empty] | 403GP | NA | 403GP.NA | 0
980 |  |  |  | G-SITUS | S |  | 14484749.33 | 4820126.66 | 14484749.33 | 9664622.67 | 4820126.66 |  | 403GP | S | 403GP.S | 4820126.66
981 |  |  |  | G-DGP | SG |  | 23763.68 | 10378.2801 | 23763.68 | 13425.4906 | 10338.1894 |  | 403GP | SG | 403GP.SG | 10338.1894
982 |  |  |  | G-DGU | SG |  | 73079 | 31915.6938 | 73079 | 41286.5948 | 31792.4052 |  | 403GP | SG | 403GP.SG1 | 31792.4052
983 |  |  |  | P | SE |  | 104441.36 | 44893.3243 | 104441.36 | 59948.5425 | 44492.8175 |  | 403GP | SE | 403GP.SE | 44492.8175
984 |  |  |  | CUST | CN |  | 1069373.11 | 504995.1115 | 1069373.11 | 564377.9985 | 504995.1115 |  | 403GP | CN | 403GP.CN | 504995.1115
985 |  |  |  | G-SG | SG |  | 9217029.06 | 4025340.752 | 9217029.06 | 5207237.9774 | 4009791.0826 |  | 403GP | SG | 403GP.SG2 | 4009791.0826
986 |  |  |  | PTD | SO |  | 13364905.12 | 5769686.4122 | 13364905.12 | 7602764.5422 | 5762140.5778 |  | 403GP | SO | 403GP.SO | 5762140.5778
987 |  |  |  | G-SG | SG |  | 7749.45 | 3384.4069 | 7749.45 | 4378.1169 | 3371.3331 |  | 403GP | SG | 403GP.SG3 | 3371.3331
988 |  |  |  | G-SG | SG |  | 145678.76 | 63622.0897 | 145678.76 | 82302.439 | 63376.321 |  | 403GP | SG | 403GP.SG4 | 63376.321
989 | [5 empty] | B3 | 38490768.87 | 15274342.7304 | 38490768.87 | 23240344.3718 | 15250424.4982 |  | 403GP | NA | 403GP.NA1 | 15250424.4982
990 | [12 empty] | 403GP | NA | 403GP.NA2 | 0
991 | 403GV0 | General Vehicles | [10 empty] | 403GV0 | NA | 403GV0.NA | 0
992 |  |  |  | G-SG | SG |  | 0 | 0 | 0 | 0 | 0 |  | 403GV0 | SG | 403GV0.SG | 0
993 | [5 empty] | B3 | 0 | 0 | 0 | 0 | 0 |  | 403GV0 | NA | 403GV0.NA1 | 0
994 | [12 empty] | 403GV0 | NA | 403GV0.NA2 | 0
995 | 403MP | Mining Depreciation | [10 empty] | 403MP | NA | 403MP.NA | 0
996 |  |  |  | P | SE |  | 0 | 0 | 0 | 0 | 0 |  | 403MP | SE | 403MP.SE | 0
997 | [5 empty] | B3 | 0 | 0 | 0 | 0 | 0 |  | 403MP | NA | 403MP.NA1 | 0
998 | [12 empty] | 403MP | NA | 403MP.NA2 | 0
999 | 403EP | Experimental Plant Depreciation | [10 empty] | 403EP | NA | 403EP.NA | 0
1000 |  |  |  | P | SG |  | 0 | 0 | 0 | 0 | 0 |  | 403EP | SG | 403EP.SG | 0
1001 |  |  |  | P | SG |  | 0 | 0 | 0 | 0 | 0 |  | 403EP | SG | 403EP.SG1 | 0
1002 | [5 empty] | B3 | 0 | 0 | 0 | 0 | 0 |  | 403EP | NA | 403EP.NA1 | 0
1003 | 4031 | ARO Depreciation | [10 empty] | 4031 | NA | 4031.NA | 0
1004 |  |  |  | P | S |  | 0 | 0 | 0 | 0 | 0 |  | 4031 | S | 4031.S | 0
1005 | [5 empty] | B3 | 0 | 0 | 0 | 0 | 0 |  | 4031 | NA | 4031.NA1 | 0
1006 | [12 empty] | 4031 | NA | 4031.NA2 | 0
1007 | [12 empty] | 4031 | NA | 4031.NA3 | 0
1008 | Total Depreciation Expense |  |  |  |  | B3 | 699765167.21 | 290093305.7326 | 689921878.4608 | 404999050.3793 | 284922828.0815 |  | Total Depreciation Expense | NA | Total Depreciation Expense.NA | 284922828.0815
1009 | [12 empty] | Total Depreciation Expense | NA | Total Depreciation Expense.NA1 | 0
1010 | Summary |  | S |  |  |  | 163435952.5 | 55892867.07 | 163435952.5 | 107543085.43 | 55892867.07 |  | Summary | NA | Summary.NA | 55892867.07
1011 |  |  | DGP |  |  |  | 0 | 0 | 0 | 0 | 0 |  | Summary | NA | Summary.NA1 | 0
1012 |  |  | DGU |  |  |  | 0 | 0 | 0 | 0 | 0 |  | Summary | NA | Summary.NA2 | 0
1013 |  |  | SG |  |  |  | 521790495.12 | 227880863.8146 | 511947206.3708 | 289228873.8661 | 222718332.5047 |  | Summary | NA | Summary.NA3 | 222718332.5047
1014 |  |  | SO |  |  |  | 13364905.12 | 5769686.4122 | 13364905.12 | 7602764.5422 | 5762140.5778 |  | Summary | NA | Summary.NA4 | 5762140.5778
1015 |  |  | CN |  |  |  | 1069373.11 | 504995.1115 | 1069373.11 | 564377.9985 | 504995.1115 |  | Summary | NA | Summary.NA5 | 504995.1115
1016 |  |  | SE |  |  |  | 104441.36 | 44893.3243 | 104441.36 | 59948.5425 | 44492.8175 |  | Summary | NA | Summary.NA6 | 44492.8175
1017 |  |  | SSGCH |  |  |  | 0 | 0 | 0 | 0 | 0 |  | Summary | NA | Summary.NA7 | 0
1018 |  |  | SSGCT |  |  |  | 0 | 0 | 0 | 0 | 0 |  | Summary | NA | Summary.NA8 | 0
1019 | Total Depreciation Expense By Factor | [5 empty] | 699765167.21 | 290093305.7326 | 689921878.4608 | 404999050.3793 | 284922828.0815 |  | Total Depreciation Expense By Factor | NA | Total Depreciation Expense By Factor.NA | 284922828.0815
1020 | [12 empty] | Total Depreciation Expense By Factor | NA | Total Depreciation Expense By Factor.NA1 | 0
1021 | 404GP | Amort of LT Plant - Leasehold Improvements | [10 empty] | 404GP | NA | 404GP.NA | 0
1022 |  |  |  | I-SITUS | S |  | 573634.91 | 727.87 | 573634.91 | 572907.04 | 727.87 |  | 404GP | S | 404GP.S | 727.87
1023 |  |  |  | I-SG | SG |  | 0 | 0 | 0 | 0 | 0 |  | 404GP | SG | 404GP.SG | 0
1024 |  |  |  | PTD | SO |  | 461429.23 | 199200.9621 | 461429.23 | 262488.7911 | 198940.4389 |  | 404GP | SO | 404GP.SO | 198940.4389
1025 |  |  |  | I-DGU | SG |  | 0 | 0 | 0 | 0 | 0 |  | 404GP | SG | 404GP.SG1 | 0
1026 |  |  |  | CUST | CN |  | 0 | 0 | 0 | 0 | 0 |  | 404GP | CN | 404GP.CN | 0
1027 |  |  |  | I-DGP | SG |  | 0 | 0 | 0 | 0 | 0 |  | 404GP | SG | 404GP.SG2 | 0
1028 | [5 empty] | B4 | 1035064.14 | 199928.8321 | 1035064.14 | 835395.8311 | 199668.3089 |  | 404GP | NA | 404GP.NA1 | 199668.3089
1029 | [12 empty] | 404GP | NA | 404GP.NA2 | 0
1030 | 404SP | Amort of LT Plant - Cap Lease Steam | [10 empty] | 404SP | NA | 404SP.NA | 0
1031 |  |  |  | P | SG |  | 0 | 0 | 0 | 0 | 0 |  | 404SP | SG | 404SP.SG | 0
1032 |  |  |  | P | SG |  | 0 | 0 | 0 | 0 | 0 |  | 404SP | SG | 404SP.SG1 | 0
1033 | [5 empty] | B4 | 0 | 0 | 0 | 0 | 0 |  | 404SP | NA | 404SP.NA1 | 0
1034 | [12 empty] | 404SP | NA | 404SP.NA2 | 0
1035 | 404IP | Amort of LT Plant - Intangible Plant | [10 empty] | 404IP | NA | 404IP.NA | 0
1036 |  |  |  | I-SITUS | S |  | 923023.34 | -3597928.02 | 9008216.52 | 4520951.36 | 4487265.16 |  | 404IP | S | 404IP.S | 4487265.16
1037 |  |  |  | P | SE |  | 3146.83 | 1352.6409 | 3146.83 | 1806.2564 | 1340.5736 |  | 404IP | SE | 404IP.SE | 1340.5736
1038 |  |  |  | I-SG | SG |  | 11383833.4 | 4971646.3082 | 11383833.4 | 6431392.2873 | 4952441.1127 |  | 404IP | SG | 404IP.SG | 4952441.1127
1039 |  |  |  | PTD | SO |  | 11525965.96 | 4975808.5516 | 11525965.96 | 6556664.9765 | 4969300.9835 |  | 404IP | SO | 404IP.SO | 4969300.9835
1040 |  |  |  | CUST | CN |  | 5234969.44 | 2472134.3294 | 5234969.44 | 2762835.1106 | 2472134.3294 |  | 404IP | CN | 404IP.CN | 2472134.3294
1041 |  |  |  | I-SG | SG |  | 10865828.06 | 4745418.5301 | 2592924.86 | 1464894.6765 | 1128030.1835 |  | 404IP | SG | 404IP.SG1 | 1128030.1835
1042 |  |  |  | I-SG | SG |  | 307173.89 | 134151.6414 | 307173.89 | 173540.469 | 133633.421 |  | 404IP | SG | 404IP.SG2 | 133633.421
1043 |  |  |  | I-DGP | SG |  | 78645.87 | 34346.9054 | 78645.87 | 44431.6448 | 34214.2252 |  | 404IP | SG | 404IP.SG3 | 34214.2252
1044 |  |  |  | I-SG | SG |  | 0 | 0 | 0 | 0 | 0 |  | 404IP | SG | 404IP.SG4 | 0
1045 |  |  |  | I-SG | SG |  | 147067.88 | 64228.7582 | 147067.88 | 83087.234 | 63980.646 |  | 404IP | SG | 404IP.SG5 | 63980.646
1046 |  |  |  | I-DGU | SG |  | 16484.99 | 7199.4676 | 16484.99 | 9313.3336 | 7171.6564 |  | 404IP | SG | 404IP.SG6 | 7171.6564
1047 | [5 empty] | B4 | 40486139.66 | 13808359.1128 | 40298429.64 | 22048917.3486 | 18249512.2914 |  | 404IP | NA | 404IP.NA1 | 18249512.2914
1048 | [12 empty] | 404IP | NA | 404IP.NA2 | 0
1049 | 404MP | Amort of LT Plant - Mining Plant | [10 empty] | 404MP | NA | 404MP.NA | 0
1050 |  |  |  | P | SE |  | 0 | 0 | 0 | 0 | 0 |  | 404MP | SE | 404MP.SE | 0
1051 | [5 empty] | B4 | 0 | 0 | 0 | 0 | 0 |  | 404MP | NA | 404MP.NA1 | 0
1052 | [12 empty] | 404MP | NA | 404MP.NA2 | 0
1053 | 404OP | Amort of LT Plant - Other Plant | [10 empty] | 404OP | NA | 404OP.NA | 0
1054 |  |  |  | P | SG |  | 0 | 0 | 0 | 0 | 0 |  | 404OP | SG | 404OP.SG | 0
1055 | [5 empty] | B4 | 0 | 0 | 0 | 0 | 0 |  | 404OP | NA | 404OP.NA1 | 0
1056 | [12 empty] | 404OP | NA | 404OP.NA2 | 0
1057 | [12 empty] | 404OP | NA | 404OP.NA3 | 0
1058 | 404HP | Amortization of Other Electric Plant | [10 empty] | 404HP | NA | 404HP.NA | 0
1059 |  |  |  | P | SG |  | 305969.25 | 133625.5406 | 305969.25 | 172859.8975 | 133109.3525 |  | 404HP | SG | 404HP.SG | 133109.3525
1060 |  |  |  | P | SG |  | 0 | 0 | 0 | 0 | 0 |  | 404HP | SG | 404HP.SG1 | 0
1061 |  |  |  | P | SG |  | 0 | 0 | 0 | 0 | 0 |  | 404HP | SG | 404HP.SG2 | 0
1062 | [5 empty] | B4 | 305969.25 | 133625.5406 | 305969.25 | 172859.8975 | 133109.3525 |  | 404HP | NA | 404HP.NA1 | 133109.3525
1063 | [12 empty] | 404HP | NA | 404HP.NA2 | 0
1064 | Total Amortization of Limited Term Plant |  |  |  |  | B4 | 41827173.05 | 14141913.4855 | 41639463.03 | 23057173.0773 | 18582289.9527 |  | Total Amortization of Limited Term Plant | NA | Total Amortization of Limited Term Plant.NA | 18582289.9527
1065 | [12 empty] | Total Amortization of Limited Term Plant | NA | Total Amortization of Limited Term Plant.NA1 | 0
1066 | [12 empty] | Total Amortization of Limited Term Plant | NA | Total Amortization of Limited Term Plant.NA2 | 0
1067 | 405 | Amortization of Other Electric Plant | [10 empty] | 405 | NA | 405.NA | 0
1068 |  |  |  | GP | S |  | 0 | 0 | 0 | 0 | 0 |  | 405 | S | 405.S | 0
1069 | [12 empty] | 405 | NA | 405.NA1 | 0
1070 | [5 empty] | B4 | 0 | 0 | 0 | 0 | 0 |  | 405 | NA | 405.NA2 | 0
1071 | [12 empty] | 405 | NA | 405.NA3 | 0
1072 | 406 | Amortization of Plant Acquisition Adj | [10 empty] | 406 | NA | 406.NA | 0
1073 |  |  |  | P | S |  | 301635.48 | 301635.48 | 301635.48 | 0 | 301635.48 |  | 406 | S | 406.S | 301635.48
1074 |  |  |  | P | SG |  | 0 | 0 | 0 | 0 | 0 |  | 406 | SG | 406.SG | 0
1075 |  |  |  | P | SG |  | 0 | 0 | 0 | 0 | 0 |  | 406 | SG | 406.SG1 | 0
1076 |  |  |  | P | SG |  | 4781559.42 | 2088244.0389 | 4781559.42 | 2701382.1526 | 2080177.2674 |  | 406 | SG | 406.SG2 | 2080177.2674
1077 |  |  |  | P | SO |  | 0 | 0 | 0 | 0 | 0 |  | 406 | SO | 406.SO | 0
1078 | [5 empty] | B4 | 5083194.9 | 2389879.5189 | 5083194.9 | 2701382.1526 | 2381812.7474 |  | 406 | NA | 406.NA1 | 2381812.7474
1079 | 407 | Amort of Prop Losses, Unrec Plant, etc | [10 empty] | 407 | NA | 407.NA | 0
1080 |  |  |  | DPW | S |  | 124290.24 | 0 | 9584962.47 | 6012278.19 | 3572684.28 |  | 407 | S | 407.S | 3572684.28
1081 |  |  |  | GP | SO |  | 0 | 0 | 0 | 0 | 0 |  | 407 | SO | 407.SO | 0
1082 |  |  |  | P | SG-P |  | 0 | 0 | 0 | 0 | 0 |  | 407 | SG-P | 407.SG-P | 0
1083 |  |  |  | P | SE |  | 0 | 0 | 0 | 0 | 0 |  | 407 | SE | 407.SE | 0
1084 |  |  |  | P | SG |  | 0 | 0 | 0 | 0 | 0 |  | 407 | SG | 407.SG | 0
1085 |  |  |  | P | TROJP |  | 0 | 0 | 0 | 0 | 0 |  | 407 | TROJP | 407.TROJP | 0
1086 | [5 empty] | B4 | 124290.24 | 0 | 9584962.47 | 6012278.19 | 3572684.28 |  | 407 | NA | 407.NA1 | 3572684.28
1087 | [12 empty] | 407 | NA | 407.NA2 | 0
1088 | Total Amortization Expense |  |  |  |  | B4 | 47034658.19 | 16531793.0045 | 56307620.4 | 31770833.4199 | 24536786.9801 |  | Total Amortization Expense | NA | Total Amortization Expense.NA | 24536786.9801
1089 | [12 empty] | Total Amortization Expense | NA | Total Amortization Expense.NA1 | 0
1090 | [12 empty] | Total Amortization Expense | NA | Total Amortization Expense.NA2 | 0
1091 | [12 empty] | Total Amortization Expense | NA | Total Amortization Expense.NA3 | 0
1092 | Summary of Amortization Expense by Factor | [11 empty] | Summary of Amortization Expense by Factor | NA | Summary of Amortization Expense by Factor.NA | 0
1093 |  |  | S |  |  |  | 1922583.97 | -3295564.67 | 19468449.38 | 11106136.59 | 8362312.79 |  | Summary of Amortization Expense by Factor | NA | Summary of Amortization Expense by Factor.NA1 | 8362312.79
1094 |  |  | SE |  |  |  | 3146.83 | 1352.6409 | 3146.83 | 1806.2564 | 1340.5736 |  | Summary of Amortization Expense by Factor | NA | Summary of Amortization Expense by Factor.NA2 | 1340.5736
1095 |  |  | TROJP |  |  |  | 0 | 0 | 0 | 0 | 0 |  | Summary of Amortization Expense by Factor | NA | Summary of Amortization Expense by Factor.NA3 | 0
1096 |  |  | DGP |  |  |  | 0 | 0 | 0 | 0 | 0 |  | Summary of Amortization Expense by Factor | NA | Summary of Amortization Expense by Factor.NA4 | 0
1097 |  |  | DGU |  |  |  | 0 | 0 | 0 | 0 | 0 |  | Summary of Amortization Expense by Factor | NA | Summary of Amortization Expense by Factor.NA5 | 0
1098 |  |  | SO |  |  |  | 11987395.19 | 5175009.5137 | 11987395.19 | 6819153.7677 | 5168241.4223 |  | Summary of Amortization Expense by Factor | NA | Summary of Amortization Expense by Factor.NA6 | 5168241.4223
1099 |  |  | SSGCT |  |  |  | 0 | 0 | 0 | 0 | 0 |  | Summary of Amortization Expense by Factor | NA | Summary of Amortization Expense by Factor.NA7 | 0
1100 |  |  | SSGCH |  |  |  | 0 | 0 | 0 | 0 | 0 |  | Summary of Amortization Expense by Factor | NA | Summary of Amortization Expense by Factor.NA8 | 0
1101 |  |  | CN |  |  |  | 5234969.44 | 2472134.3294 | 5234969.44 | 2762835.1106 | 2472134.3294 |  | Summary of Amortization Expense by Factor | NA | Summary of Amortization Expense by Factor.NA9 | 2472134.3294
1102 |  |  | SG |  |  |  | 27886562.76 | 12178861.1905 | 19613659.56 | 11080901.6952 | 8532757.8648 |  | Summary of Amortization Expense by Factor | NA | Summary of Amortization Expense by Factor.NA10 | 8532757.8648
1103 | Total Amortization Expense by Factor | [5 empty] | 47034658.19 | 16531793.0045 | 56307620.4 | 31770833.4199 | 24536786.9801 |  | Total Amortization Expense by Factor | NA | Total Amortization Expense by Factor.NA | 24536786.9801
1104 | 408 | Taxes Other Than Income | [10 empty] | 408 | NA | 408.NA | 0
1105 |  |  |  | DMSC | S |  | 35614559.6 | 11.28 | 35614559.6 | 35614548.32 | 11.28 |  | 408 | S | 408.S | 11.28
1106 |  |  |  | GP | GPS |  | 145325972.24 | 62737840.6242 | 145325972.24 | 82670182.7572 | 62655789.4828 |  | 408 | GPS | 408.GPS | 62655789.4828
1107 |  |  |  | GP | SO |  | 13042865.21 | 5630660.4127 | 13042865.21 | 7419568.8078 | 5623296.4022 |  | 408 | SO | 408.SO | 5623296.4022
1108 |  |  |  | P | SE |  | 858526.58 | 369031.1208 | 858526.58 | 492787.6963 | 365738.8837 |  | 408 | SE | 408.SE | 365738.8837
1109 |  |  |  | P | SG |  | 1811786 | 791258.8723 | 1811786 | 1023583.7171 | 788202.2829 |  | 408 | SG | 408.SG | 788202.2829
1110 |  |  |  | DMSC | OPRV-ID |  | 0 | 0 | 0 | 0 | 0 |  | 408 | OPRV-ID | 408.OPRV-ID | 0
1111 |  |  |  | GP | EXCTAX |  | 0 | 0 | 0 | 0 | 0 |  | 408 | EXCTAX | 408.EXCTAX | 0
1112 |  |  |  | GP | SG |  | 0 | 0 | 0 | 0 | 0 |  | 408 | SG | 408.SG1 | 0
1113 | [12 empty] | 408 | NA | 408.NA1 | 0
1114 | [12 empty] | 408 | NA | 408.NA2 | 0
1115 | [12 empty] | 408 | NA | 408.NA3 | 0
1116 | Total Taxes Other Than Income |  |  |  |  | B5 | 196653709.63 | 69528802.3099 | 196653709.63 | 127220671.2984 | 69433038.3316 |  | Total Taxes Other Than Income | NA | Total Taxes Other Than Income.NA | 69433038.3316
1117 | [12 empty] | Total Taxes Other Than Income | NA | Total Taxes Other Than Income.NA1 | 0
1118 | [12 empty] | Total Taxes Other Than Income | NA | Total Taxes Other Than Income.NA2 | 0
1119 | 41140 | Deferred Investment Tax Credit - Fed | [10 empty] | 41140 | NA | 41140.NA | 0
1120 |  |  |  | PTD | DGU |  | -3698228.19 | -3096204.2482 | -3698228.19 | -607720.0494 | -3090508.1406 |  | 41140 | DGU | 41140.DGU | -3090508.1406
1121 | [12 empty] | 41140 | NA | 41140.NA1 | 0
1122 | [5 empty] | B7 | -3698228.19 | -3096204.2482 | -3698228.19 | -607720.0494 | -3090508.1406 |  | 41140 | NA | 41140.NA2 | -3090508.1406
1123 | [12 empty] | 41140 | NA | 41140.NA3 | 0
1124 | 41141 | Deferred Investment Tax Credit - Idaho | [10 empty] | 41141 | NA | 41141.NA | 0
1125 |  |  |  | PTD | DGU |  | 0 | 0 | 0 | 0 | 0 |  | 41141 | DGU | 41141.DGU | 0
1126 | [12 empty] | 41141 | NA | 41141.NA1 | 0
1127 | [5 empty] | B7 | 0 | 0 | 0 | 0 | 0 |  | 41141 | NA | 41141.NA2 | 0
1128 | [12 empty] | 41141 | NA | 41141.NA3 | 0
1129 | Total Deferred ITC |  |  |  |  | B7 | -3698228.19 | -3096204.2482 | -3698228.19 | -607720.0494 | -3090508.1406 |  | Total Deferred ITC | NA | Total Deferred ITC.NA | -3090508.1406
1130 | [12 empty] | Total Deferred ITC | NA | Total Deferred ITC.NA1 | 0
1131 | [12 empty] | Total Deferred ITC | NA | Total Deferred ITC.NA2 | 0
1132 | 427 | Interest on Long-Term Debt | [10 empty] | 427 | NA | 427.NA | 0
1133 |  |  |  | GP | S |  | 0 | 0 | 353505960.7601 | 196166515.0729 | 157339445.6872 |  | 427 | S | 427.S | 157339445.6872
1134 |  |  |  | GP | SNP |  | 360014410.23 | 160533442.9156 | 0 | 0 | 0 |  | 427 | SNP | 427.SNP | 0
1135 | [5 empty] | B6 | 360014410.23 | 160533442.9156 | 353505960.7601 | 196166515.0729 | 157339445.6872 |  | 427 | NA | 427.NA1 | 157339445.6872
1136 | [12 empty] | 427 | NA | 427.NA2 | 0
1137 | 428 | Amortization of Debt Disc & Exp | [10 empty] | 428 | NA | 428.NA | 0
1138 |  |  |  | GP | SNP |  | 4761568.47 | 2123223.289 | 4761568.47 | 2643730.2827 | 2117838.1873 |  | 428 | SNP | 428.SNP | 2117838.1873
1139 | [5 empty] | B6 | 4761568.47 | 2123223.289 | 4761568.47 | 2643730.2827 | 2117838.1873 |  | 428 | NA | 428.NA1 | 2117838.1873
1140 | [12 empty] | 428 | NA | 428.NA2 | 0
1141 | 429 | Amortization of Premium on Debt | [10 empty] | 429 | NA | 429.NA | 0
1142 |  |  |  | GP | SNP |  | -11025.87 | -4916.5278 | -11025.87 | -6121.8119 | -4904.0581 |  | 429 | SNP | 429.SNP | -4904.0581
1143 | [5 empty] | B6 | -11025.87 | -4916.5278 | -11025.87 | -6121.8119 | -4904.0581 |  | 429 | NA | 429.NA1 | -4904.0581
1144 | [12 empty] | 429 | NA | 429.NA2 | 0
1145 | 431 | Other Interest Expense | [10 empty] | 431 | NA | 431.NA | 0
1146 |  |  |  | NUTIL | OTH |  | 0 | 0 | 0 | 0 | 0 |  | 431 | OTH | 431.OTH | 0
1147 |  |  |  | GP | SO |  | 0 | 0 | 0 | 0 | 0 |  | 431 | SO | 431.SO | 0
1148 |  |  |  | GP | SNP |  | 14124382.34 | 6298180.4663 | 14124382.34 | 7842175.8612 | 6282206.4788 |  | 431 | SNP | 431.SNP | 6282206.4788
1149 | [5 empty] | B6 | 14124382.34 | 6298180.4663 | 14124382.34 | 7842175.8612 | 6282206.4788 |  | 431 | NA | 431.NA1 | 6282206.4788
1150 | [12 empty] | 431 | NA | 431.NA2 | 0
1151 | 432 | AFUDC - Borrowed | [10 empty] | 432 | NA | 432.NA | 0
1152 |  |  |  | GP | SNP |  | -11250383.18 | -5016640.153 | -11250383.18 | -6246466.6617 | -5003916.5183 |  | 432 | SNP | 432.SNP | -5003916.5183
1153 | [6 empty] | -11250383.18 | -5016640.153 | -11250383.18 | -6246466.6617 | -5003916.5183 |  | 432 | NA | 432.NA1 | -5003916.5183
1154 | [12 empty] | 432 | NA | 432.NA2 | 0
1155 |  | Total Elec. Interest Deductions for Tax |  |  |  | B6 | 367638951.99 | 163933289.9901 | 361130502.5201 | 200399832.7433 | 160730669.7768 |  | 432 | NA | 432.NA3 | 160730669.7768
1156 | [12 empty] | 432 | NA | 432.NA4 | 0
1157 |  | Non-Regulated Portion of Interest | [10 empty] | 432 | NA | 432.NA5 | 0
1158 |  |  | 427 | NUTIL | NUTIL |  | 0 | 0 | 0 | 0 | 0 |  | 432 | NUTIL | 432.NUTIL | 0
1159 |  |  | 428 | NUTIL | NUTIL |  | 0 | 0 | 0 | 0 | 0 |  | 432 | NUTIL | 432.NUTIL1 | 0
1160 |  |  | 429 | NUTIL | NUTIL |  | 0 | 0 | 0 | 0 | 0 |  | 432 | NUTIL | 432.NUTIL2 | 0
1161 |  |  | 431 | NUTIL | NUTIL |  | 0 | 0 | 0 | 0 | 0 |  | 432 | NUTIL | 432.NUTIL3 | 0
1162 | [12 empty] | 432 | NA | 432.NA6 | 0
1163 |  |  | Total Non-Regulated Interest |  |  |  | 0 | 0 | 0 | 0 | 0 |  | 432 | NA | 432.NA7 | 0
1164 | [12 empty] | 432 | NA | 432.NA8 | 0
1165 |  | Total Interest Deductions for Tax |  |  |  | B6 | 367638951.99 | 163933289.9901 | 361130502.5201 | 200399832.7433 | 160730669.7768 |  | 432 | NA | 432.NA9 | 160730669.7768
1166 | [12 empty] | 432 | NA | 432.NA10 | 0
1167 | [12 empty] | 432 | NA | 432.NA11 | 0
1168 | 419 | Interest & Dividends | [10 empty] | 419 | NA | 419.NA | 0
1169 |  |  |  | GP | S |  | 0 | 0 | 0 | 0 | 0 |  | 419 | S | 419.S | 0
1170 |  |  |  | GP | SNP |  | -19939360.87 | -8891128.13 | -28837486.6 | -16011223.4198 | -12826263.1802 |  | 419 | SNP | 419.SNP | -12826263.1802
1171 |  | Total Operating Deductions for Tax |  |  |  | B6 | -19939360.87 | -8891128.13 | -28837486.6 | -16011223.4198 | -12826263.1802 |  | 419 | NA | 419.NA1 | -12826263.1802
1172 | [12 empty] | 419 | NA | 419.NA2 | 0
1173 | [12 empty] | 419 | NA | 419.NA3 | 0
1174 | 41010 | Deferred Income Tax - Federal-DR | [10 empty] | 41010 | NA | 41010.NA | 0
1175 |  |  |  | GP | S |  | -8129674 | 581461 | -8129674 | -8711135 | 581461 |  | 41010 | S | 41010.S | 581461
1176 |  |  |  | P | TROJD |  | 0 | 0 | 0 | 0 | 0 |  | 41010 | TROJD | 41010.TROJD | 0
1177 |  |  |  | PT | SG |  | 102111 | 44594.8002 | 102111 | 57688.467 | 44422.533 |  | 41010 | SG | 41010.SG | 44422.533
1178 |  |  |  | LABOR | SO |  | 41113962 | 17749072.3484 | 43840590 | 24939173.1679 | 18901416.8321 |  | 41010 | SO | 41010.SO | 18901416.8321
1179 |  |  |  | GP | SNP |  | 11779036 | 5252370.8762 | 11779036 | 6539986.639 | 5239049.361 |  | 41010 | SNP | 41010.SNP | 5239049.361
1180 |  |  |  | P | SE |  | 8529187 | 3666206.162 | 8530462.7773 | 4896420.4469 | 3634042.3304 |  | 41010 | SE | 41010.SE | 3634042.3304
1181 |  |  |  | PT | SG |  | 48005636 | 20965437.0901 | 48005636 | 27121187.2371 | 20884448.7629 |  | 41010 | SG | 41010.SG1 | 20884448.7629
1182 |  |  |  | GP | GPS |  | 19749950 | 8526137.4573 | 19749950 | 11234963.3777 | 8514986.6223 |  | 41010 | GPS | 41010.GPS | 8514986.6223
1183 |  |  |  | DITEXP | DITEXP |  | 0 | 0 | 0 | 0 | 0 |  | 41010 | DITEXP | 41010.DITEXP | 0
1184 |  |  |  | CUST | BADDEBT |  | 0 | 0 | 0 | 0 | 0 |  | 41010 | BADDEBT | 41010.BADDEBT | 0
1185 |  |  |  | CUST | CN |  | 0 | 0 | 0 | 0 | 0 |  | 41010 | CN | 41010.CN | 0
1186 |  |  |  | IBT | IBT |  | 0 | 0 | 0 | 0 | 0 |  | 41010 | IBT | 41010.IBT | 0
1187 |  |  |  | DPW | CIAC |  | 0 | 0 | 0 | 0 | 0 |  | 41010 | CIAC | 41010.CIAC | 0
1188 |  |  |  | GP | SCHMDEXP |  | 0 | 0 | 0 | 0 | 0 |  | 41010 | SCHMDEXP | 41010.SCHMDEXP | 0
1189 |  |  |  | TAXDEPR | TAXDEPR |  | 326175819 | 145783000.1498 | 326175819 | 180392818.8502 | 145783000.1498 |  | 41010 | TAXDEPR | 41010.TAXDEPR | 145783000.1498
1190 |  |  |  | DPW | SNPD |  | 401719 | 194728.9944 | 401719 | 206990.0056 | 194728.9944 |  | 41010 | SNPD | 41010.SNPD | 194728.9944
1191 | [5 empty] | B7 | 447727746 | 202763008.8784 | 450455649.7773 | 246678093.1914 | 203777556.5859 |  | 41010 | NA | 41010.NA1 | 203777556.5859
1192 | [12 empty] | 41010 | NA | 41010.NA2 | 0
1193 | [12 empty] | 41010 | NA | 41010.NA3 | 0
1194 | [12 empty] | 41010 | NA | 41010.NA4 | 0
1195 | 41110 | Deferred Income Tax - Federal-CR | [10 empty] | 41110 | NA | 41110.NA | 0
1196 |  |  |  | GP | S |  | -1789976 | 5658893 | -4858383 | -7448869 | 2590486 |  | 41110 | S | 41110.S | 2590486
1197 |  |  |  | P | SE |  | -18508186 | -7955602.9853 | -18508253 | -10623595.7874 | -7884657.2126 |  | 41110 | SE | 41110.SE | -7884657.2126
1198 |  |  |  | PT | SG |  | -538368 | -235120.7353 | -538368 | -304155.5231 | -234212.4769 |  | 41110 | SG | 41110.SG | -234212.4769
1199 |  |  |  | GP | SNP |  | -6096038 | -2718274.437 | -6096038 | -3384657.8846 | -2711380.1154 |  | 41110 | SNP | 41110.SNP | -2711380.1154
1200 |  |  |  | PT | SG |  | -75981 | -33183.0803 | 3741962 | 2114052.859 | 1627909.141 |  | 41110 | SG | 41110.SG1 | 1627909.141
1201 |  |  |  | GP | GPS |  | 100822 | 43525.2864 | 100822 | 57353.6377 | 43468.3623 |  | 41110 | GPS | 41110.GPS | 43468.3623
1202 |  |  |  | LABOR | SO |  | -22186910 | -9578183.4594 | -22186910 | -12621253.2849 | -9565656.7151 |  | 41110 | SO | 41110.SO | -9565656.7151
1203 |  |  |  | PT | SNPD |  | -667649 | -323635.7214 | -667649 | -344013.2786 | -323635.7214 |  | 41110 | SNPD | 41110.SNPD | -323635.7214
1204 |  |  |  | CUST | BADDEBT |  | -1079036.0011 | -337850.6821 | -1079036.0011 | -746170.3718 | -332865.6293 |  | 41110 | BADDEBT | 41110.BADDEBT | -332865.6293
1205 |  |  |  | P | SGCT |  | -248484 | -108556.3662 | -248484 | -140346.6587 | -108137.3413 |  | 41110 | SGCT | 41110.SGCT | -108137.3413
1206 |  |  |  | DITEXP | DITEXP |  | 0 | 0 | 0 | 0 | 0 |  | 41110 | DITEXP | 41110.DITEXP | 0
1207 |  |  |  | P | TROJD |  | 11292 | 4917.6414 | 11292 | 6397.7435 | 4894.2565 |  | 41110 | TROJD | 41110.TROJD | 4894.2565
1208 |  |  |  | IBT | IBT |  | 0 | 0 | 0 | 0 | 0 |  | 41110 | IBT | 41110.IBT | 0
1209 |  |  |  | DPW | CIAC |  | -22881277 | -11091454.6255 | -22881277 | -11789822.3745 | -11091454.6255 |  | 41110 | CIAC | 41110.CIAC | -11091454.6255
1210 |  |  |  | GP | SCHMDEXP |  | -296162374 | -122776505.7952 | -296162374 | -173853712.9677 | -122308661.0323 |  | 41110 | SCHMDEXP | 41110.SCHMDEXP | -122308661.0323
1211 |  |  |  | TAXDEPR | TAXDEPR |  | 0 | 0 | 0 | 0 | 0 |  | 41110 | TAXDEPR | 41110.TAXDEPR | 0
1212 | [5 empty] | B7 | -370122165.0011 | -149451031.9599 | -369372696.0011 | -219078792.8911 | -150293903.11 |  | 41110 | NA | 41110.NA1 | -150293903.11
1213 | [12 empty] | 41110 | NA | 41110.NA2 | 0
1214 | Total Deferred Income Taxes |  |  |  |  | B7 | 77605580.9989 | 53311976.9184 | 81082953.7762 | 27599300.3003 | 53483653.4759 |  | Total Deferred Income Taxes | NA | Total Deferred Income Taxes.NA | 53483653.4759
1215 | SCHMAF | Additions - Flow Through | [10 empty] | SCHMAF | NA | SCHMAF.NA | 0
1216 |  |  |  | SCHMAF | S |  | 0 | 0 | 0 | 0 | 0 |  | SCHMAF | S | SCHMAF.S | 0
1217 |  |  |  | SCHMAF | SNP |  | 0 | 0 | 0 | 0 | 0 |  | SCHMAF | SNP | SCHMAF.SNP | 0
1218 |  |  |  | SCHMAF | SO |  | 0 | 0 | 0 | 0 | 0 |  | SCHMAF | SO | SCHMAF.SO | 0
1219 |  |  |  | SCHMAF | SE |  | 0 | 0 | 0 | 0 | 0 |  | SCHMAF | SE | SCHMAF.SE | 0
1220 |  |  |  | SCHMAF | TROJP |  | 0 | 0 | 0 | 0 | 0 |  | SCHMAF | TROJP | SCHMAF.TROJP | 0
1221 |  |  |  | SCHMAF | SG |  | 0 | 0 | 0 | 0 | 0 |  | SCHMAF | SG | SCHMAF.SG | 0
1222 | [5 empty] | B6 | 0 | 0 | 0 | 0 | 0 |  | SCHMAF | NA | SCHMAF.NA1 | 0
1223 | [12 empty] | SCHMAF | NA | SCHMAF.NA2 | 0
1224 | SCHMAP | Additions - Permanent | [10 empty] | SCHMAP | NA | SCHMAP.NA | 0
1225 |  |  |  | P | S |  | 0 | 0 | 0 | 0 | 0 |  | SCHMAP | S | SCHMAP.S | 0
1226 |  |  |  | P | SE |  | 41864 | 17994.922 | 41864 | 24029.6161 | 17834.3839 |  | SCHMAP | SE | SCHMAP.SE | 17834.3839
1227 |  |  |  | LABOR | SNP |  | 0 | 0 | 0 | 0 | 0 |  | SCHMAP | SNP | SCHMAP.SNP | 0
1228 |  |  |  | SCHMAP-SO | SO |  | 898246.02 | 387776.6292 | 898246.02 | 510976.5411 | 387269.4789 |  | SCHMAP | SO | SCHMAP.SO | 387269.4789
1229 |  |  |  | SCHMAP | SG |  | 0 | 0 | 0 | 0 | 0 |  | SCHMAP | SG | SCHMAP.SG | 0
1230 |  |  |  | DPW | SCHMDEXP |  | 71464 | 29625.9788 | 71464 | 41950.9122 | 29513.0878 |  | SCHMAP | SCHMDEXP | SCHMAP.SCHMDEXP | 29513.0878
1231 | [5 empty] | B6 | 1011574.02 | 435397.5299 | 1011574.02 | 576957.0694 | 434616.9506 |  | SCHMAP | NA | SCHMAP.NA1 | 434616.9506
1232 | [12 empty] | SCHMAP | NA | SCHMAP.NA2 | 0
1233 | SCHMAT | Additions - Temporary | [10 empty] | SCHMAT | NA | SCHMAT.NA | 0
1234 |  |  |  | SCHMAT-SITUS | S |  | 27204879.53 | 189812 | 35290072.71 | 27015067.53 | 8275005.18 |  | SCHMAT | S | SCHMAT.S | 8275005.18
1235 |  |  |  | P | SGCT |  | 654747.94 | 286042.7921 | 654747.94 | 369809.2662 | 284938.6738 |  | SCHMAT | SGCT | SCHMAT.SGCT | 284938.6738
1236 |  |  |  | DPW | CIAC |  | 60291631 | 29225724.1382 | 60291631 | 31065906.8618 | 29225724.1382 |  | SCHMAT | CIAC | SCHMAT.CIAC | 29225724.1382
1237 |  |  |  | SCHMAT-SNP | SNP |  | 16062921.03 | 7162591.1157 | 16062921.03 | 8918496.2945 | 7144424.7355 |  | SCHMAT | SNP | SCHMAT.SNP | 7144424.7355
1238 |  |  |  | P | TROJD |  | -29753.7 | -12957.6716 | -29753.7 | -16857.6463 | -12896.0537 |  | SCHMAT | TROJD | SCHMAT.TROJD | -12896.0537
1239 |  |  |  | P | SG |  | 0 | 0 | 0 | 0 | 0 |  | SCHMAT | SG | SCHMAT.SG | 0
1240 |  |  |  | SCHMAT-SE | SE |  | 48768639.02 | 20962828.5656 | 48768815.89 | 27992927.6441 | 20775888.2459 |  | SCHMAT | SE | SCHMAT.SE | 20775888.2459
1241 |  |  |  | P | SG |  | 206056.55 | 89990.801 | -9854135.1692 | -5567176.4246 | -4286958.7447 |  | SCHMAT | SG | SCHMAT.SG1 | -4286958.7447
1242 |  |  |  | SCHMAT-GPS | GPS |  | -265662.78 | -114687.7526 | -265662.78 | -151125.0208 | -114537.7592 |  | SCHMAT | GPS | SCHMAT.GPS | -114537.7592
1243 |  |  |  | SCHMAT-SO | SO |  | 58461998.76 | 25238293.6391 | 58461998.76 | 33256712.8047 | 25205285.9553 |  | SCHMAT | SO | SCHMAT.SO | 25205285.9553
1244 |  |  |  | SCHMAT-SNP | SNPD |  | 1759238.59 | 852772.1157 | 1759238.59 | 906466.4743 | 852772.1157 |  | SCHMAT | SNPD | SCHMAT.SNPD | 852772.1157
1245 |  |  |  | CUST | BADDEBT |  | 2843233.1228 | 890228.1749 | 2843233.1228 | 1966140.4385 | 877092.6844 |  | SCHMAT | BADDEBT | SCHMAT.BADDEBT | 877092.6844
1246 |  |  |  | P | TAXDEPR |  | 0 | 0 | 0 | 0 | 0 |  | SCHMAT | TAXDEPR | SCHMAT.TAXDEPR | 0
1247 |  |  |  | BOOKDEPR | SCHMDEXP |  | 780380951.4 | 323513230.6242 | 780380951.4 | 458100480.8199 | 322280470.5801 |  | SCHMAT | SCHMDEXP | SCHMAT.SCHMDEXP | 322280470.5801
1248 | [5 empty] | B6 | 996338880.4628 | 408283868.5421 | 994364058.7936 | 583856849.0424 | 410507209.7512 |  | SCHMAT | NA | SCHMAT.NA1 | 410507209.7512
1249 | [12 empty] | SCHMAT | NA | SCHMAT.NA2 | 0
1250 | TOTAL SCHEDULE - M ADDITIONS |  |  |  |  | B6 | 997350454.4828 | 408719266.0721 | 995375632.8136 | 584433806.1118 | 410941826.7018 |  | TOTAL SCHEDULE - M ADDITIONS | NA | TOTAL SCHEDULE - M ADDITIONS.NA | 410941826.7018
1251 | [12 empty] | TOTAL SCHEDULE - M ADDITIONS | NA | TOTAL SCHEDULE - M ADDITIONS.NA1 | 0
1252 | SCHMDF | Deductions - Flow Through | [10 empty] | SCHMDF | NA | SCHMDF.NA | 0
1253 |  |  |  | SCHMDF | S |  | 0 | 0 | 0 | 0 | 0 |  | SCHMDF | S | SCHMDF.S | 0
1254 |  |  |  | SCHMDF | DGP |  | 0 | 0 | 0 | 0 | 0 |  | SCHMDF | DGP | SCHMDF.DGP | 0
1255 |  |  |  | SCHMDF | DGU |  | 0 | 0 | 0 | 0 | 0 |  | SCHMDF | DGU | SCHMDF.DGU | 0
1256 | [5 empty] | B6 | 0 | 0 | 0 | 0 | 0 |  | SCHMDF | NA | SCHMDF.NA1 | 0
1257 | SCHMDP | Deductions - Permanent | [10 empty] | SCHMDP | NA | SCHMDP.NA | 0
1258 |  |  |  | SCHMDP | S |  | 0 | 0 | 0 | 0 | 0 |  | SCHMDP | S | SCHMDP.S | 0
1259 |  |  |  | P | SE |  | 1620786 | 696682.535 | 1620786 | 930318.7784 | 690467.2216 |  | SCHMDP | SE | SCHMDP.SE | 690467.2216
1260 |  |  |  | PTD | SNP |  | 64760.8 | 28877.3835 | 64760.8 | 35956.6578 | 28804.1422 |  | SCHMDP | SNP | SCHMDP.SNP | 28804.1422
1261 |  |  |  | BOOKDEPR | SCHMDEXP |  | -10637 | -4409.6543 | -10637 | -6244.1488 | -4392.8512 |  | SCHMDP | SCHMDEXP | SCHMDP.SCHMDEXP | -4392.8512
1262 |  |  |  | P | SG |  | 34219096.5 | 14944460.1661 | 34219096.5 | 19332365.9593 | 14886730.5407 |  | SCHMDP | SG | SCHMDP.SG | 14886730.5407
1263 |  |  |  | SCHMDP-SO | SO |  | 0 | 0 | 0 | 0 | 0 |  | SCHMDP | SO | SCHMDP.SO | 0
1264 | [5 empty] | B6 | 35894006.3 | 15665610.4303 | 35894006.3 | 20292397.2467 | 15601609.0533 |  | SCHMDP | NA | SCHMDP.NA1 | 15601609.0533
1265 | [12 empty] | SCHMDP | NA | SCHMDP.NA2 | 0
1266 | SCHMDT | Deductions - Temporary | [10 empty] | SCHMDT | NA | SCHMDT.NA | 0
1267 |  |  |  | GP | S |  | -21421501.83 | 1532139.35 | -21421501.83 | -22953641.18 | 1532139.35 |  | SCHMDT | S | SCHMDT.S | 1532139.35
1268 |  |  |  | CUST | BADDEBT |  | 0 | 0 | 0 | 0 | 0 |  | SCHMDT | BADDEBT | SCHMDT.BADDEBT | 0
1269 |  |  |  | SCHMDT-SNP | SNP |  | 31037490.2 | 13839877.0151 | 31037490.2 | 17232715.0724 | 13804775.1276 |  | SCHMDT | SNP | SCHMDT.SNP | 13804775.1276
1270 |  |  |  | CUST | CN |  | 0 | 0 | 0 | 0 | 0 |  | SCHMDT | CN | SCHMDT.CN | 0
1271 |  |  |  | SCHMDT | SG |  | 269057.76 | 117505.235 | 269057.76 | 152006.4412 | 117051.3188 |  | SCHMDT | SG | SCHMDT.SG | 117051.3188
1272 |  |  |  | CUST | DGP |  | 0 | 0 | 0 | 0 | 0 |  | SCHMDT | DGP | SCHMDT.DGP | 0
1273 |  |  |  | P | SE |  | 22474203.52 | 9660365.4522 | 22477565.49 | 12901950.8244 | 9575614.6656 |  | SCHMDT | SE | SCHMDT.SE | 9575614.6656
1274 |  |  |  | SCHMDT-SG | SG |  | 126493728.54 | 55243436.5831 | 126493728.54 | 71463694.3057 | 55030034.2343 |  | SCHMDT | SG | SCHMDT.SG1 | 55030034.2343
1275 |  |  |  | SCHMDT-GPS | GPS |  | 52040657.7 | 22466173.3786 | 52040657.7 | 29603866.5116 | 22436791.1884 |  | SCHMDT | GPS | SCHMDT.GPS | 22436791.1884
1276 |  |  |  | SCHMDT-SO | SO |  | 108334331.56 | 46768391.9314 | 115518932.56 | 65714139.8709 | 49804792.6891 |  | SCHMDT | SO | SCHMDT.SO | 49804792.6891
1277 |  |  |  | TAXDEPR | TAXDEPR |  | 859465675 | 384134805 | 859465675 | 475330870 | 384134805 |  | SCHMDT | TAXDEPR | SCHMDT.TAXDEPR | 384134805
1278 |  |  |  | DPW | SNPD |  | 1058522.46 | 513107.4562 | 1058522.46 | 545415.0038 | 513107.4562 |  | SCHMDT | SNPD | SCHMDT.SNPD | 513107.4562
1279 | [5 empty] | B6 | 1179752164.91 | 534275801.4017 | 1186940127.88 | 649991016.8501 | 536949111.0299 |  | SCHMDT | NA | SCHMDT.NA1 | 536949111.0299
1280 | [12 empty] | SCHMDT | NA | SCHMDT.NA2 | 0
1281 | TOTAL SCHEDULE - M DEDUCTIONS |  |  |  |  | B6 | 1215646171.21 | 549941411.8319 | 1222834134.18 | 670283414.0968 | 552550720.0832 |  | TOTAL SCHEDULE - M DEDUCTIONS | NA | TOTAL SCHEDULE - M DEDUCTIONS.NA | 552550720.0832
1282 | [12 empty] | TOTAL SCHEDULE - M DEDUCTIONS | NA | TOTAL SCHEDULE - M DEDUCTIONS.NA1 | 0
1283 | TOTAL SCHEDULE - M ADJUSTMENTS |  |  |  |  | B6 | -218295716.7272 | -141222145.7599 | -227458501.3664 | -85849607.985 | -141608893.3814 |  | TOTAL SCHEDULE - M ADJUSTMENTS | NA | TOTAL SCHEDULE - M ADJUSTMENTS.NA | -141608893.3814
1284 | [12 empty] | TOTAL SCHEDULE - M ADJUSTMENTS | NA | TOTAL SCHEDULE - M ADJUSTMENTS.NA1 | 0
1285 | [12 empty] | TOTAL SCHEDULE - M ADJUSTMENTS | NA | TOTAL SCHEDULE - M ADJUSTMENTS.NA2 | 0
1286 | [12 empty] | TOTAL SCHEDULE - M ADJUSTMENTS | NA | TOTAL SCHEDULE - M ADJUSTMENTS.NA3 | 0
1287 | 40911 | State Income Taxes | [10 empty] | 40911 | NA | 40911.NA | 0
1288 |  |  |  | IBT |  |  | 41972454.9841 | 15742901.0409 | 38341119.9906 | 24575906.6905 | 13765213.3001 |  | 40911 |  | 40911. | 13765213.3001
1289 |  |  |  | IBT | IBT |  | 0 | 0 | 0 | 0 | 0 |  | 40911 | IBT | 40911.IBT | 0
1290 |  | PTC |  | P | SG |  | 0 | 0 | 0 | 0 | 0 |  | 40911 | SG | 40911.SG | 0
1291 |  |  |  | IBT | IBT |  | 0 | 0 | 0 | 0 | 0 |  | 40911 | IBT | 40911.IBT1 | 0
1292 | Total State Tax Expense | [5 empty] | 41972454.9841 | 15742901.0409 | 38341119.9906 | 24575906.6905 | 13765213.3001 |  | Total State Tax Expense | NA | Total State Tax Expense.NA | 13765213.3001
1293 | [12 empty] | Total State Tax Expense | NA | Total State Tax Expense.NA1 | 0
1294 | [12 empty] | Total State Tax Expense | NA | Total State Tax Expense.NA2 | 0
1295 | Calculation of Taxable Income: | [11 empty] | Calculation of Taxable Income: | NA | Calculation of Taxable Income:.NA | 0
1296 |  | Operating Revenues |  |  |  |  | 5242965626.2 | 2188431997.815 | 5197934813.1549 | 3045623281.532 | 2152311531.6229 |  | Calculation of Taxable Income: | NA | Calculation of Taxable Income:.NA1 | 2152311531.6229
1297 |  | Operating Deductions: | [10 empty] | Calculation of Taxable Income: | NA | Calculation of Taxable Income:.NA2 | 0
1298 |  | O & M Expenses |  |  |  |  | 2809259365.7862 | 1169370819.0795 | 2850237911.5803 | 1670108617.4793 | 1180129294.101 |  | Calculation of Taxable Income: | NA | Calculation of Taxable Income:.NA3 | 1180129294.101
1299 |  | Depreciation Expense |  |  |  |  | 699765167.21 | 290093305.7326 | 689921878.4608 | 404999050.3793 | 284922828.0815 |  | Calculation of Taxable Income: | NA | Calculation of Taxable Income:.NA4 | 284922828.0815
1300 |  | Amortization Expense |  |  |  |  | 47034658.19 | 16531793.0045 | 56307620.4 | 31770833.4199 | 24536786.9801 |  | Calculation of Taxable Income: | NA | Calculation of Taxable Income:.NA5 | 24536786.9801
1301 |  | Taxes Other Than Income |  |  |  |  | 196653709.63 | 69528802.3099 | 196653709.63 | 127220671.2984 | 69433038.3316 |  | Calculation of Taxable Income: | NA | Calculation of Taxable Income:.NA6 | 69433038.3316
1302 |  | Interest & Dividends (AFUDC-Equity) |  |  |  |  | -19939360.87 | -8891128.13 | -28837486.6 | -16011223.4198 | -12826263.1802 |  | Calculation of Taxable Income: | NA | Calculation of Taxable Income:.NA7 | -12826263.1802
1303 |  | Misc Revenue & Expense |  |  |  |  | -245996.21 | -116964.7529 | 544114.33 | -33638.9819 | 577753.3119 |  | Calculation of Taxable Income: | NA | Calculation of Taxable Income:.NA8 | 577753.3119
1304 |  | Total Operating Deductions |  |  |  |  | 3732527543.7362 | 1536516627.2436 | 3764827747.8011 | 2218054310.1752 | 1546773437.6259 |  | Calculation of Taxable Income: | NA | Calculation of Taxable Income:.NA9 | 1546773437.6259
1305 |  | Other Deductions: | [10 empty] | Calculation of Taxable Income: | NA | Calculation of Taxable Income:.NA10 | 0
1306 |  | Interest Deductions |  |  |  |  | 367638951.99 | 163933289.9901 | 361130502.5201 | 200399832.7433 | 160730669.7768 |  | Calculation of Taxable Income: | NA | Calculation of Taxable Income:.NA11 | 160730669.7768
1307 |  | Interest on PCRBS |  |  |  |  | 0 | 0 | 0 | 0 | 0 |  | Calculation of Taxable Income: | NA | Calculation of Taxable Income:.NA12 | 0
1308 |  | Schedule M Adjustments |  |  |  |  | -218295716.7272 | -141222145.7599 | -227458501.3664 | -85849607.985 | -141608893.3814 |  | Calculation of Taxable Income: | NA | Calculation of Taxable Income:.NA13 | -141608893.3814
1309 | [12 empty] | Calculation of Taxable Income: | NA | Calculation of Taxable Income:.NA14 | 0
1310 |  | Income Before State Taxes |  |  |  |  | 924503413.7467 | 346759934.8215 | 844518061.4673 | 541319530.6285 | 303198530.8389 |  | Calculation of Taxable Income: | NA | Calculation of Taxable Income:.NA15 | 303198530.8389
1311 | [12 empty] | Calculation of Taxable Income: | NA | Calculation of Taxable Income:.NA16 | 0
1312 |  | State Income Taxes |  |  |  |  | 41972454.9841 | 15742901.0409 | 38341119.9906 | 24575906.6905 | 13765213.3001 |  | Calculation of Taxable Income: | NA | Calculation of Taxable Income:.NA17 | 13765213.3001
1313 | [12 empty] | Calculation of Taxable Income: | NA | Calculation of Taxable Income:.NA18 | 0
1314 | Total Taxable Income | [5 empty] | 882530958.7626 | 331017033.7806 | 806176941.4767 | 516743623.9379 | 289433317.5388 |  | Total Taxable Income | NA | Total Taxable Income.NA | 289433317.5388
1315 | [12 empty] | Total Taxable Income | NA | Total Taxable Income.NA1 | 0
1316 | Tax Rate | [5 empty] | 35% | 35% | 35% | 35% | 35% |  | Tax Rate | NA | Tax Rate.NA | 0.35
1317 | [12 empty] | Tax Rate | NA | Tax Rate.NA1 | 0
1318 | Federal Income Tax - Calculated | [5 empty] | 308885835.5669 | 115855961.8232 | 282161929.5168 | 180860268.3783 | 101301661.1386 |  | Federal Income Tax - Calculated | NA | Federal Income Tax - Calculated.NA | 101301661.1386
1319 | [12 empty] | Federal Income Tax - Calculated | NA | Federal Income Tax - Calculated.NA1 | 0
1320 | Adjustments to Calculated Tax: | [11 empty] | Adjustments to Calculated Tax: | NA | Adjustments to Calculated Tax:.NA | 0
1321 | 40910 |  |  | P | SE |  | -18985 | -8160.5579 | -18985 | -10897.2449 | -8087.7551 |  | 40910 | SE | 40910.SE | -8087.7551
1322 | 40910 | PTC |  | P | SG |  | -55436712 | -24210800.9551 | -55436712 | -31319436.0338 | -24117275.9662 |  | 40910 | SG | 40910.SG | -24117275.9662
1323 | 40910 |  |  | P | SO |  | -2229 | -962.2688 | -2229 | -1267.9897 | -961.0103 |  | 40910 | SO | 40910.SO | -961.0103
1324 | 40910 | IRS Settle |  | LABOR | S |  | 0 | 0 | 0 | 0 | 0 |  | 40910 | S | 40910.S | 0
1325 | Federal Income Tax Expense | [5 empty] | 253427909.5669 | 91636038.0415 | 226704003.5168 | 149528667.1099 | 77175336.407 |  | Federal Income Tax Expense | NA | Federal Income Tax Expense.NA | 77175336.407
1326 | [12 empty] | Federal Income Tax Expense | NA | Federal Income Tax Expense.NA1 | 0
1327 | Total Operating Expenses | [5 empty] | 4121774621.9661 | 1703002467.1263 | 4136095083.4947 | 2435161687.6463 | 1700933395.8485 |  | Total Operating Expenses | NA | Total Operating Expenses.NA | 1700933395.8485
1328 | 310 | Land and Land Rights | [10 empty] | 310 | NA | 310.NA | 0
1329 |  |  |  | P | SG |  | 2328228.24 | 1016803.9998 | 2328228.24 | 1315352.098 | 1012876.142 |  | 310 | SG | 310.SG | 1012876.142
1330 |  |  |  | P | SG |  | 33837468.44 | 14777792.2548 | 33837468.44 | 19116761.9817 | 14720706.4583 |  | 310 | SG | 310.SG1 | 14720706.4583
1331 |  |  |  | P | SG |  | 53936566.1746 | 23555644.2787 | 53936566.1746 | 30471916.0506 | 23464650.124 |  | 310 | SG | 310.SG2 | 23464650.124
1332 |  |  |  | P | S |  | 0 | 0 | 0 | 0 | 0 |  | 310 | S | 310.S | 0
1333 |  |  |  | P | SG |  | 2635316.69 | 1150918.3271 | 2635316.69 | 1488844.2969 | 1146472.3931 |  | 310 | SG | 310.SG3 | 1146472.3931
1334 | [5 empty] | B8 | 92737579.5446 | 40501158.8604 | 92737579.5446 | 52392874.4272 | 40344705.1174 |  | 310 | NA | 310.NA1 | 40344705.1174
1335 | [12 empty] | 310 | NA | 310.NA2 | 0
1336 | 311 | Structures and Improvements | [10 empty] | 311 | NA | 311.NA | 0
1337 |  |  |  | P | SG |  | 228098242.1869 | 99617039.6937 | 228098242.1869 | 128866017.6237 | 99232224.5633 |  | 311 | SG | 311.SG | 99232224.5633
1338 |  |  |  | P | SG |  | 315104656.5477 | 137615234.4622 | 315104656.5477 | 178021022.1467 | 137083634.401 |  | 311 | SG | 311.SG1 | 137083634.401
1339 |  |  |  | P | SG |  | 407272958.76 | 177867773.596 | 407272958.76 | 230092278.5639 | 177180680.1961 |  | 311 | SG | 311.SG2 | 177180680.1961
1340 |  |  |  | P | SG |  | 65257511.2546 | 28499825.4552 | 65257511.2546 | 36867779.0534 | 28389732.2012 |  | 311 | SG | 311.SG3 | 28389732.2012
1341 | [5 empty] | B8 | 1015733368.7492 | 443599873.207 | 1015733368.7492 | 573847097.3876 | 441886271.3617 |  | 311 | NA | 311.NA1 | 441886271.3617
1342 | [12 empty] | 311 | NA | 311.NA2 | 0
1343 | 312 | Boiler Plant Equipment | [10 empty] | 312 | NA | 312.NA | 0
1344 |  |  |  | P | SG |  | 598022658.19 | 261173634.2527 | 598022658.19 | 337857923.2825 | 260164734.9075 |  | 312 | SG | 312.SG | 260164734.9075
1345 |  |  |  | P | SG |  | 497773492.5869 | 217391950.4774 | 497773492.5869 | 281221315.2249 | 216552177.362 |  | 312 | SG | 312.SG1 | 216552177.362
1346 |  |  |  | P | SG |  | 3119293717.7131 | 1362284965.962 | 3119293717.7131 | 1762271183.4437 | 1357022534.2694 |  | 312 | SG | 312.SG2 | 1357022534.2694
1347 |  |  |  | P | SG |  | 339462380.8269 | 148252950.7511 | 339462380.8269 | 191782123.0484 | 147680257.7786 |  | 312 | SG | 312.SG3 | 147680257.7786
1348 | [5 empty] | B8 | 4554552249.3169 | 1989103501.4433 | 4554552249.3169 | 2573132544.9994 | 1981419704.3175 |  | 312 | NA | 312.NA1 | 1981419704.3175
1349 | [12 empty] | 312 | NA | 312.NA2 | 0
1350 | 314 | Turbogenerator Units | [10 empty] | 314 | NA | 314.NA | 0
1351 |  |  |  | P | SG |  | 110844620.9654 | 48409022.7994 | 110844620.9654 | 62622599.5512 | 48222021.4141 |  | 314 | SG | 314.SG | 48222021.4141
1352 |  |  |  | P | SG |  | 110440119.8923 | 48232365.5878 | 110440119.8923 | 62394073.2728 | 48046046.6195 |  | 314 | SG | 314.SG1 | 48046046.6195
1353 |  |  |  | P | SG |  | 690680494.9992 | 301639967.1752 | 690680494.9992 | 390205746.3816 | 300474748.6176 |  | 314 | SG | 314.SG2 | 300474748.6176
1354 |  |  |  | P | SG |  | 67630499.3531 | 29536177.368 | 67630499.3531 | 38208418.6093 | 29422080.7437 |  | 314 | SG | 314.SG3 | 29422080.7437
1355 | [5 empty] | B8 | 979595735.21 | 427817532.9303 | 979595735.21 | 553430837.815 | 426164897.395 |  | 314 | NA | 314.NA1 | 426164897.395
1356 | [12 empty] | 314 | NA | 314.NA2 | 0
1357 | 315 | Accessory Electric Equipment | [10 empty] | 315 | NA | 315.NA | 0
1358 |  |  |  | P | SG |  | 86301959.1446 | 37690538.9858 | 86301959.1446 | 48757016.6322 | 37544942.5124 |  | 315 | SG | 315.SG | 37544942.5124
1359 |  |  |  | P | SG |  | 133645608.0831 | 58366867.3535 | 133645608.0831 | 75504208.7192 | 58141399.3639 |  | 315 | SG | 315.SG1 | 58141399.3639
1360 |  |  |  | P | SG |  | 199259433.9131 | 87022305.5958 | 199259433.9131 | 112573290.6845 | 86686143.2286 |  | 315 | SG | 315.SG2 | 86686143.2286
1361 |  |  |  | P | SG |  | 68707030.2869 | 30006329.2803 | 68707030.2869 | 38816613.8017 | 29890416.4852 |  | 315 | SG | 315.SG3 | 29890416.4852
1362 | [5 empty] | B8 | 487914031.4277 | 213086041.2155 | 487914031.4277 | 275651129.8376 | 212262901.5901 |  | 315 | NA | 315.NA1 | 212262901.5901
1363 | [12 empty] | 315 | NA | 315.NA2 | 0
1364 | [12 empty] | 315 | NA | 315.NA3 | 0
1365 | [12 empty] | 315 | NA | 315.NA4 | 0
1366 | 316 | Misc Power Plant Equipment | [10 empty] | 316 | NA | 316.NA | 0
1367 |  |  |  | P | SG |  | 2912347.6485 | 1271905.6864 | 2912347.6485 | 1645355.2636 | 1266992.3849 |  | 316 | SG | 316.SG | 1266992.3849
1368 |  |  |  | P | SG |  | 4992630.1108 | 2180424.6589 | 4992630.1108 | 2820628.3121 | 2172001.7987 |  | 316 | SG | 316.SG1 | 2172001.7987
1369 |  |  |  | P | SG |  | 19493376.3969 | 8513316.1557 | 19493376.3969 | 11012946.712 | 8480429.6849 |  | 316 | SG | 316.SG2 | 8480429.6849
1370 |  |  |  | P | SG |  | 4094397.99 | 1788140.9483 | 4094397.99 | 2313164.5316 | 1781233.4584 |  | 316 | SG | 316.SG3 | 1781233.4584
1371 | [5 empty] | B8 | 31492752.1462 | 13753787.4493 | 31492752.1462 | 17792094.8192 | 13700657.3269 |  | 316 | NA | 316.NA1 | 13700657.3269
1372 | [12 empty] | 316 | NA | 316.NA2 | 0
1373 | 317 | Steam Plant ARO | [10 empty] | 317 | NA | 317.NA | 0
1374 |  |  |  | P | S |  | 0 | 0 | 0 | 0 | 0 |  | 317 | S | 317.S | 0
1375 | [5 empty] | B8 | 0 | 0 | 0 | 0 | 0 |  | 317 | NA | 317.NA1 | 0
1376 | [12 empty] | 317 | NA | 317.NA2 | 0
1377 | SP | Unclassified Steam Plant - Account 300 | [10 empty] | SP | NA | SP.NA | 0
1378 |  |  |  | P | SG |  | 32546586.0638 | 14214026.9242 | 32546586.0638 | 18387467.1417 | 14159118.9221 |  | SP | SG | SP.SG | 14159118.9221
1379 | [5 empty] | B8 | 32546586.0638 | 14214026.9242 | 32546586.0638 | 18387467.1417 | 14159118.9221 |  | SP | NA | SP.NA1 | 14159118.9221
1380 | [12 empty] | SP | NA | SP.NA2 | 0
1381 | [12 empty] | SP | NA | SP.NA3 | 0
1382 | Total Steam Production Plant |  |  |  |  | B8 | 7194572302.4585 | 3142075922.0301 | 7194572302.4585 | 4064634046.4276 | 3129938256.0308 |  | Total Steam Production Plant | NA | Total Steam Production Plant.NA | 3129938256.0308
1383 | [12 empty] | Total Steam Production Plant | NA | Total Steam Production Plant.NA1 | 0
1384 | [12 empty] | Total Steam Production Plant | NA | Total Steam Production Plant.NA2 | 0
1385 | Summary of Steam Production Plant by Factor | [11 empty] | Summary of Steam Production Plant by Factor | NA | Summary of Steam Production Plant by Factor.NA | 0
1386 |  |  | S |  |  |  | 0 | 0 | 0 | 0 | 0 |  | Summary of Steam Production Plant by Factor | NA | Summary of Steam Production Plant by Factor.NA1 | 0
1387 |  |  | DGP |  |  |  | 0 | 0 | 0 | 0 | 0 |  | Summary of Steam Production Plant by Factor | NA | Summary of Steam Production Plant by Factor.NA2 | 0
1388 |  |  | DGU |  |  |  | 0 | 0 | 0 | 0 | 0 |  | Summary of Steam Production Plant by Factor | NA | Summary of Steam Production Plant by Factor.NA3 | 0
1389 |  |  | SG |  |  |  | 7194572302.4585 | 3142075922.0301 | 7194572302.4585 | 4064634046.4276 | 3129938256.0308 |  | Summary of Steam Production Plant by Factor | NA | Summary of Steam Production Plant by Factor.NA4 | 3129938256.0308
1390 |  |  | SSGCH |  |  |  | 0 | 0 | 0 | 0 | 0 |  | Summary of Steam Production Plant by Factor | NA | Summary of Steam Production Plant by Factor.NA5 | 0
1391 | Total Steam Production Plant by Factor | [5 empty] | 7194572302.4585 | 3142075922.0301 | 7194572302.4585 | 4064634046.4276 | 3129938256.0308 |  | Total Steam Production Plant by Factor | NA | Total Steam Production Plant by Factor.NA | 3129938256.0308
1392 | 320 | Land and Land Rights | [10 empty] | 320 | NA | 320.NA | 0
1393 |  |  |  | P | SG |  | 0 | 0 | 0 | 0 | 0 |  | 320 | SG | 320.SG | 0
1394 |  |  |  | P | SG |  | 0 | 0 | 0 | 0 | 0 |  | 320 | SG | 320.SG1 | 0
1395 | [5 empty] | B8 | 0 | 0 | 0 | 0 | 0 |  | 320 | NA | 320.NA1 | 0
1396 | [12 empty] | 320 | NA | 320.NA2 | 0
1397 | 321 | Structures and Improvements | [10 empty] | 321 | NA | 321.NA | 0
1398 |  |  |  | P | SG |  | 0 | 0 | 0 | 0 | 0 |  | 321 | SG | 321.SG | 0
1399 |  |  |  | P | SG | B8 | 0 | 0 | 0 | 0 | 0 |  | 321 | SG | 321.SG1 | 0
1400 | [6 empty] | 0 | 0 | 0 | 0 | 0 |  | 321 | NA | 321.NA1 | 0
1401 | [12 empty] | 321 | NA | 321.NA2 | 0
1402 | 322 | Reactor Plant Equipment | [10 empty] | 322 | NA | 322.NA | 0
1403 |  |  |  | P | SG |  | 0 | 0 | 0 | 0 | 0 |  | 322 | SG | 322.SG | 0
1404 |  |  |  | P | SG |  | 0 | 0 | 0 | 0 | 0 |  | 322 | SG | 322.SG1 | 0
1405 | [5 empty] | B8 | 0 | 0 | 0 | 0 | 0 |  | 322 | NA | 322.NA1 | 0
1406 | [12 empty] | 322 | NA | 322.NA2 | 0
1407 | 323 | Turbogenerator Units | [10 empty] | 323 | NA | 323.NA | 0
1408 |  |  |  | P | SG |  | 0 | 0 | 0 | 0 | 0 |  | 323 | SG | 323.SG | 0
1409 |  |  |  | P | SG |  | 0 | 0 | 0 | 0 | 0 |  | 323 | SG | 323.SG1 | 0
1410 | [5 empty] | B8 | 0 | 0 | 0 | 0 | 0 |  | 323 | NA | 323.NA1 | 0
1411 | [12 empty] | 323 | NA | 323.NA2 | 0
1412 | 324 | Land and Land Rights | [10 empty] | 324 | NA | 324.NA | 0
1413 |  |  |  | P | SG |  | 0 | 0 | 0 | 0 | 0 |  | 324 | SG | 324.SG | 0
1414 |  |  |  | P | SG |  | 0 | 0 | 0 | 0 | 0 |  | 324 | SG | 324.SG1 | 0
1415 | [5 empty] | B8 | 0 | 0 | 0 | 0 | 0 |  | 324 | NA | 324.NA1 | 0
1416 | [12 empty] | 324 | NA | 324.NA2 | 0
1417 | 325 | Misc. Power Plant Equipment | [10 empty] | 325 | NA | 325.NA | 0
1418 |  |  |  | P | SG |  | 0 | 0 | 0 | 0 | 0 |  | 325 | SG | 325.SG | 0
1419 |  |  |  | P | SG |  | 0 | 0 | 0 | 0 | 0 |  | 325 | SG | 325.SG1 | 0
1420 | [5 empty] | B8 | 0 | 0 | 0 | 0 | 0 |  | 325 | NA | 325.NA1 | 0
1421 | [12 empty] | 325 | NA | 325.NA2 | 0
1422 | [12 empty] | 325 | NA | 325.NA3 | 0
1423 | NP | Unclassified Nuclear Plant - Acct 300 | [10 empty] | NP | NA | NP.NA | 0
1424 |  |  |  | P | SG |  | 0 | 0 | 0 | 0 | 0 |  | NP | SG | NP.SG | 0
1425 | [5 empty] | B8 | 0 | 0 | 0 | 0 | 0 |  | NP | NA | NP.NA1 | 0
1426 | [12 empty] | NP | NA | NP.NA2 | 0
1427 | [12 empty] | NP | NA | NP.NA3 | 0
1428 | Total Nuclear Production Plant |  |  |  |  | B8 | 0 | 0 | 0 | 0 | 0 |  | Total Nuclear Production Plant | NA | Total Nuclear Production Plant.NA | 0
1429 | [12 empty] | Total Nuclear Production Plant | NA | Total Nuclear Production Plant.NA1 | 0
1430 | [12 empty] | Total Nuclear Production Plant | NA | Total Nuclear Production Plant.NA2 | 0
1431 | [12 empty] | Total Nuclear Production Plant | NA | Total Nuclear Production Plant.NA3 | 0
1432 | Summary of Nuclear Production Plant by Factor | [11 empty] | Summary of Nuclear Production Plant by Factor | NA | Summary of Nuclear Production Plant by Factor.NA | 0
1433 |  |  | DGP |  |  |  | 0 | 0 | 0 | 0 | 0 |  | Summary of Nuclear Production Plant by Factor | NA | Summary of Nuclear Production Plant by Factor.NA1 | 0
1434 |  |  | DGU |  |  |  | 0 | 0 | 0 | 0 | 0 |  | Summary of Nuclear Production Plant by Factor | NA | Summary of Nuclear Production Plant by Factor.NA2 | 0
1435 |  |  | SG |  |  |  | 0 | 0 | 0 | 0 | 0 |  | Summary of Nuclear Production Plant by Factor | NA | Summary of Nuclear Production Plant by Factor.NA3 | 0
1436 | [12 empty] | Summary of Nuclear Production Plant by Factor | NA | Summary of Nuclear Production Plant by Factor.NA4 | 0
1437 | Total Nuclear Plant by Factor | [5 empty] | 0 | 0 | 0 | 0 | 0 |  | Total Nuclear Plant by Factor | NA | Total Nuclear Plant by Factor.NA | 0
1438 | [12 empty] | Total Nuclear Plant by Factor | NA | Total Nuclear Plant by Factor.NA1 | 0
1439 | 330 | Land and Land Rights | [10 empty] | 330 | NA | 330.NA | 0
1440 |  |  |  | P | SG |  | 10332392.2362 | 4512451.8175 | 10332392.2362 | 5837371.7712 | 4495020.465 |  | 330 | SG | 330.SG | 4495020.465
1441 |  |  |  | P | SG |  | 5268321.91 | 2300827.169 | 5268321.91 | 2976382.7095 | 2291939.2005 |  | 330 | SG | 330.SG1 | 2291939.2005
1442 |  |  |  | P | SG |  | 17592915.0085 | 7683330.1998 | 17592915.0085 | 9939265.0894 | 7653649.919 |  | 330 | SG | 330.SG2 | 7653649.919
1443 |  |  |  | P | SG |  | 1278860.95 | 558515.2292 | 1278860.95 | 722503.2343 | 556357.7157 |  | 330 | SG | 330.SG3 | 556357.7157
1444 | [5 empty] | B8 | 34472490.1046 | 15055124.4155 | 34472490.1046 | 19475522.8044 | 14996967.3002 |  | 330 | NA | 330.NA1 | 14996967.3002
1445 | [12 empty] | 330 | NA | 330.NA2 | 0
1446 | 331 | Structures and Improvements | [10 empty] | 331 | NA | 331.NA | 0
1447 |  |  |  | P | SG |  | 20039400.6246 | 8751780.5851 | 20039400.6246 | 11321427.6853 | 8717972.9393 |  | 331 | SG | 331.SG | 8717972.9393
1448 |  |  |  | P | SG |  | 4993960.5946 | 2181005.7193 | 4993960.5946 | 2821379.9801 | 2172580.6145 |  | 331 | SG | 331.SG1 | 2172580.6145
1449 |  |  |  | P | SG |  | 232303763.8362 | 101453711.5288 | 232303763.8362 | 131241962.3998 | 101061801.4364 |  | 331 | SG | 331.SG2 | 101061801.4364
1450 |  |  |  | P | SG |  | 10162057.4569 | 4438061.7376 | 10162057.4569 | 5741139.7071 | 4420917.7498 |  | 331 | SG | 331.SG3 | 4420917.7498
1451 | [5 empty] | B8 | 267499182.5123 | 116824559.5708 | 267499182.5123 | 151125909.7722 | 116373272.7401 |  | 331 | NA | 331.NA1 | 116373272.7401
1452 | [12 empty] | 331 | NA | 331.NA2 | 0
1453 | 332 | Reservoirs, Dams & Waterways | [10 empty] | 332 | NA | 332.NA | 0
1454 |  |  |  | P | SG |  | 146246696.6469 | 63870123.8785 | 146246696.6469 | 82623299.5345 | 63623397.1124 |  | 332 | SG | 332.SG | 63623397.1124
1455 |  |  |  | P | SG |  | 18928088.2508 | 8266438.621 | 18928088.2508 | 10693582.4262 | 8234505.8245 |  | 332 | SG | 332.SG1 | 8234505.8245
1456 |  |  |  | P | SG |  | 259653941.1469 | 113398317.8207 | 259653941.1469 | 146693674.774 | 112960266.3729 |  | 332 | SG | 332.SG2 | 112960266.3729
1457 |  |  |  | P | SG |  | 72941627.2138 | 31855699.1225 | 72941627.2138 | 41208984.9002 | 31732642.3137 |  | 332 | SG | 332.SG3 | 31732642.3137
1458 | [5 empty] | B8 | 497770353.2585 | 217390579.4427 | 497770353.2585 | 281219541.6349 | 216550811.6235 |  | 332 | NA | 332.NA1 | 216550811.6235
1459 | [12 empty] | 332 | NA | 332.NA2 | 0
1460 | 333 | Water Wheel, Turbines, & Generators | [10 empty] | 333 | NA | 333.NA | 0
1461 |  |  |  | P | SG |  | 28935943.3854 | 12637155.785 | 28935943.3854 | 16347604.2363 | 12588339.1491 |  | 333 | SG | 333.SG | 12588339.1491
1462 |  |  |  | P | SG |  | 8203630.5877 | 3582760.595 | 8203630.5877 | 4634709.9993 | 3568920.5884 |  | 333 | SG | 333.SG1 | 3568920.5884
1463 |  |  |  | P | SG |  | 60561854.7138 | 26449097.6656 | 60561854.7138 | 34214928.4539 | 26346926.26 |  | 333 | SG | 333.SG2 | 26346926.26
1464 |  |  |  | P | SG |  | 34107489.5515 | 14895718.213 | 34107489.5515 | 19269312.6764 | 14838176.8751 |  | 333 | SG | 333.SG3 | 14838176.8751
1465 | [5 empty] | B8 | 131808918.2385 | 57564732.2586 | 131808918.2385 | 74466555.3659 | 57342362.8726 |  | 333 | NA | 333.NA1 | 57342362.8726
1466 | [12 empty] | 333 | NA | 333.NA2 | 0
1467 | 334 | Accessory Electric Equipment | [10 empty] | 334 | NA | 334.NA | 0
1468 |  |  |  | P | SG |  | 3786711.2931 | 1653765.3494 | 3786711.2931 | 2139334.348 | 1647376.9451 |  | 334 | SG | 334.SG | 1647376.9451
1469 |  |  |  | P | SG |  | 3411921.2862 | 1490083.8119 | 3411921.2862 | 1927593.5859 | 1484327.7003 |  | 334 | SG | 334.SG1 | 1484327.7003
1470 |  |  |  | P | SG |  | 64482753.0323 | 28161466.3348 | 64482753.0323 | 36430072.8888 | 28052680.1435 |  | 334 | SG | 334.SG2 | 28052680.1435
1471 |  |  |  | P | SG |  | 9118334.5 | 3982238.009 | 9118334.5 | 5151479.6568 | 3966854.8432 |  | 334 | SG | 334.SG3 | 3966854.8432
1472 | [5 empty] | B8 | 80799720.1115 | 35287553.5051 | 80799720.1115 | 45648480.4795 | 35151239.632 |  | 334 | NA | 334.NA1 | 35151239.632
1473 | [12 empty] | 334 | NA | 334.NA2 | 0
1474 | [12 empty] | 334 | NA | 334.NA3 | 0
1475 | [12 empty] | 334 | NA | 334.NA4 | 0
1476 | 335 | Misc. Power Plant Equipment | [10 empty] | 335 | NA | 335.NA | 0
1477 |  |  |  | P | SG |  | 1136654.8946 | 496409.7692 | 1136654.8946 | 642162.729 | 494492.1656 |  | 335 | SG | 335.SG | 494492.1656
1478 |  |  |  | P | SG |  | 157300.25 | 68697.5274 | 157300.25 | 88868.0973 | 68432.1527 |  | 335 | SG | 335.SG1 | 68432.1527
1479 |  |  |  | P | SG |  | 1051606.9 | 459266.8724 | 1051606.9 | 594114.1502 | 457492.7498 |  | 335 | SG | 335.SG2 | 457492.7498
1480 |  |  |  | P | SG |  | 18279.01 | 7982.9675 | 18279.01 | 10326.8802 | 7952.1298 |  | 335 | SG | 335.SG3 | 7952.1298
1481 | [5 empty] | B8 | 2363841.0546 | 1032357.1366 | 2363841.0546 | 1335471.8567 | 1028369.1979 |  | 335 | NA | 335.NA1 | 1028369.1979
1482 | [12 empty] | 335 | NA | 335.NA2 | 0
1483 | 336 | Roads, Railroads & Bridges | [10 empty] | 336 | NA | 336.NA | 0
1484 |  |  |  | P | SG |  | 4184508.9738 | 1827494.9975 | 4184508.9738 | 2364073.4887 | 1820435.4852 |  | 336 | SG | 336.SG | 1820435.4852
1485 |  |  |  | P | SG |  | 820673.4577 | 358411.6196 | 820673.4577 | 463646.3624 | 357027.0953 |  | 336 | SG | 336.SG1 | 357027.0953
1486 |  |  |  | P | SG |  | 16990695.7046 | 7420323.7702 | 16990695.7046 | 9599036.236 | 7391659.4687 |  | 336 | SG | 336.SG2 | 7391659.4687
1487 |  |  |  | P | SG |  | 1118004.7815 | 488264.7303 | 1118004.7815 | 631626.191 | 486378.5906 |  | 336 | SG | 336.SG3 | 486378.5906
1488 | [5 empty] | B8 | 23113882.9177 | 10094495.1176 | 23113882.9177 | 13058382.278 | 10055500.6397 |  | 336 | NA | 336.NA1 | 10055500.6397
1489 | [12 empty] | 336 | NA | 336.NA2 | 0
1490 | 337 | Hydro Plant ARO | [10 empty] | 337 | NA | 337.NA | 0
1491 |  |  |  | P | S |  | 0 | 0 | 0 | 0 | 0 |  | 337 | S | 337.S | 0
1492 | [5 empty] | B8 | 0 | 0 | 0 | 0 | 0 |  | 337 | NA | 337.NA1 | 0
1493 | [12 empty] | 337 | NA | 337.NA2 | 0
1494 | HP | Unclassified Hydro Plant - Acct 300 | [10 empty] | HP | NA | HP.NA | 0
1495 |  |  |  | P | S |  | 0 | 0 | 0 | 0 | 0 |  | HP | S | HP.S | 0
1496 |  |  |  | P | SG |  | 0 | 0 | 0 | 0 | 0 |  | HP | SG | HP.SG | 0
1497 |  |  |  | P | SG |  | 0 | 0 | 0 | 0 | 0 |  | HP | SG | HP.SG1 | 0
1498 |  |  |  | P | SG |  | 0 | 0 | 0 | 0 | 0 |  | HP | SG | HP.SG2 | 0
1499 | [5 empty] | B8 | 0 | 0 | 0 | 0 | 0 |  | HP | NA | HP.NA1 | 0
1500 | [12 empty] | HP | NA | HP.NA2 | 0
1501 | Total Hydraulic Production Plant |  |  |  |  | B8 | 1037828388.1977 | 453249401.4468 | 1037828388.1977 | 586329864.1916 | 451498524.006 |  | Total Hydraulic Production Plant | NA | Total Hydraulic Production Plant.NA | 451498524.006
1502 | [12 empty] | Total Hydraulic Production Plant | NA | Total Hydraulic Production Plant.NA1 | 0
1503 | Summary of Hydraulic Plant by Factor | [11 empty] | Summary of Hydraulic Plant by Factor | NA | Summary of Hydraulic Plant by Factor.NA | 0
1504 |  |  | S |  |  |  | 0 | 0 | 0 | 0 | 0 |  | Summary of Hydraulic Plant by Factor | NA | Summary of Hydraulic Plant by Factor.NA1 | 0
1505 |  |  | SG |  |  |  | 1037828388.1977 | 453249401.4468 | 1037828388.1977 | 586329864.1916 | 451498524.006 |  | Summary of Hydraulic Plant by Factor | NA | Summary of Hydraulic Plant by Factor.NA2 | 451498524.006
1506 |  |  | DGP |  |  |  | 0 | 0 | 0 | 0 | 0 |  | Summary of Hydraulic Plant by Factor | NA | Summary of Hydraulic Plant by Factor.NA3 | 0
1507 |  |  | DGU |  |  |  | 0 | 0 | 0 | 0 | 0 |  | Summary of Hydraulic Plant by Factor | NA | Summary of Hydraulic Plant by Factor.NA4 | 0
1508 | Total Hydraulic Plant by Factor | [5 empty] | 1037828388.1977 | 453249401.4468 | 1037828388.1977 | 586329864.1916 | 451498524.006 |  | Total Hydraulic Plant by Factor | NA | Total Hydraulic Plant by Factor.NA | 451498524.006
1509 | [12 empty] | Total Hydraulic Plant by Factor | NA | Total Hydraulic Plant by Factor.NA1 | 0
1510 | 340 | Land and Land Rights | [10 empty] | 340 | NA | 340.NA | 0
1511 |  |  |  | P | S |  | 74985.87 | 0 | 74985.87 | 74985.87 | 0 |  | 340 | S | 340.S | 0
1512 |  |  |  | P | SG |  | 39067820.08 | 17062036.7187 | 39067820.08 | 22071693.0682 | 16996127.0118 |  | 340 | SG | 340.SG | 16996127.0118
1513 |  |  |  | P | SG |  | 6100269.45 | 2664162.5035 | 6100269.45 | 3446398.4593 | 2653870.9907 |  | 340 | SG | 340.SG1 | 2653870.9907
1514 |  |  |  | P | SG |  | 235129.44 | 102687.7653 | 235129.44 | 132838.3519 | 102291.0881 |  | 340 | SG | 340.SG2 | 102291.0881
1515 | [5 empty] | B8 | 45478204.84 | 19828886.9874 | 45478204.84 | 25725915.7494 | 19752289.0906 |  | 340 | NA | 340.NA1 | 19752289.0906
1516 | [12 empty] | 340 | NA | 340.NA2 | 0
1517 | 341 | Structures and Improvements | [10 empty] | 341 | NA | 341.NA | 0
1518 |  |  |  | P | SG |  | 169853291.2338 | 74179800.3032 | 169853291.2338 | 95960043.4081 | 73893247.8257 |  | 341 | SG | 341.SG | 73893247.8257
1519 |  |  |  | P | SG |  | 0 | 0 | 0 | 0 | 0 |  | 341 | SG | 341.SG1 | 0
1520 |  |  |  | P | SG |  | 53332358.4292 | 23291769.4396 | 53332358.4292 | 30130563.8104 | 23201794.6188 |  | 341 | SG | 341.SG2 | 23201794.6188
1521 |  |  |  | P | SG |  | 4273000.07 | 1866141.5954 | 4273000.07 | 2414067.2767 | 1858932.7933 |  | 341 | SG | 341.SG3 | 1858932.7933
1522 | [5 empty] | B8 | 227458649.7331 | 99337711.3382 | 227458649.7331 | 128504674.4952 | 98953975.2379 |  | 341 | NA | 341.NA1 | 98953975.2379
1523 | [12 empty] | 341 | NA | 341.NA2 | 0
1524 | 342 | Fuel Holders, Producers & Accessories | [10 empty] | 342 | NA | 342.NA | 0
1525 |  |  |  | P | SG |  | 13428915.22 | 5864792.1513 | 13428915.22 | 7586778.4373 | 5842136.7827 |  | 342 | SG | 342.SG | 5842136.7827
1526 |  |  |  | P | SG |  | 0 | 0 | 0 | 0 | 0 |  | 342 | SG | 342.SG1 | 0
1527 |  |  |  | P | SG |  | 2757150.8023 | 1204126.7757 | 2757150.8023 | 1557675.5019 | 1199475.3004 |  | 342 | SG | 342.SG2 | 1199475.3004
1528 | [5 empty] | B8 | 16186066.0223 | 7068918.9271 | 16186066.0223 | 9144453.9392 | 7041612.0831 |  | 342 | NA | 342.NA1 | 7041612.0831
1529 | [12 empty] | 342 | NA | 342.NA2 | 0
1530 | 343 | Prime Movers | [10 empty] | 343 | NA | 343.NA | 0
1531 |  |  |  | P | S |  | 0 | 0 | 0 | 0 | 0 |  | 343 | S | 343.S | 0
1532 |  |  |  | P | SG |  | 0 | 0 | 0 | 0 | 0 |  | 343 | SG | 343.SG | 0
1533 |  |  |  | P | SG |  | 1792262238.3185 | 782732285.9845 | 1792262238.3185 | 1012553603.9865 | 779708634.332 |  | 343 | SG | 343.SG1 | 779708634.332
1534 |  |  |  | P | SG |  | 1069575436.2623 | 467114247.2119 | 1069575436.2623 | 604265625.6257 | 465309810.6366 |  | 343 | SG | 343.SG2 | 465309810.6366
1535 |  |  |  | P | SG |  | 55204455.7969 | 24109368.0147 | 55204455.7969 | 31188220.9412 | 24016234.8557 |  | 343 | SG | 343.SG3 | 24016234.8557
1536 | [5 empty] | B8 | 2917042130.3777 | 1273955901.2111 | 2917042130.3777 | 1648007450.5534 | 1269034679.8243 |  | 343 | NA | 343.NA1 | 1269034679.8243
1537 | [12 empty] | 343 | NA | 343.NA2 | 0
1538 | 344 | Generators | [10 empty] | 344 | NA | 344.NA | 0
1539 |  |  |  | P | S |  | 0 | 0 | 0 | 0 | 0 |  | 344 | S | 344.S | 0
1540 |  |  |  | P | SG |  | 56716464.2785 | 24769705.453 | 56716464.2785 | 32042442.8316 | 24674021.4469 |  | 344 | SG | 344.SG | 24674021.4469
1541 |  |  |  | P | SG |  | 399861667.4031 | 174631050.2517 | 399861667.4031 | 225905207.2675 | 173956460.1356 |  | 344 | SG | 344.SG1 | 173956460.1356
1542 |  |  |  | P | SG |  | 17588225.45 | 7681282.1353 | 17588225.45 | 9936615.684 | 7651609.766 |  | 344 | SG | 344.SG2 | 7651609.766
1543 | [5 empty] | B8 | 474166357.1315 | 207082037.8399 | 474166357.1315 | 267884265.7831 | 206282091.3485 |  | 344 | NA | 344.NA1 | 206282091.3485
1544 | [12 empty] | 344 | NA | 344.NA2 | 0
1545 | 345 | Accessory Electric Plant | [10 empty] | 345 | NA | 345.NA | 0
1546 |  |  |  | P | SG |  | 211800517.6062 | 92499356.274 | 211800517.6062 | 119658481.2441 | 92142036.3621 |  | 345 | SG | 345.SG | 92142036.3621
1547 |  |  |  | P | SG |  | 112289400.0015 | 49039999.2121 | 112289400.0015 | 63438839.6018 | 48850560.3997 |  | 345 | SG | 345.SG1 | 48850560.3997
1548 |  |  |  | P | SG |  | 0 | 0 | 0 | 0 | 0 |  | 345 | SG | 345.SG2 | 0
1549 |  |  |  | P | SG |  | 2901492.71 | 1267165.0237 | 2901492.71 | 1639222.6749 | 1262270.0351 |  | 345 | SG | 345.SG3 | 1262270.0351
1550 | [5 empty] | B8 | 326991410.3177 | 142806520.5097 | 326991410.3177 | 184736543.5208 | 142254866.7969 |  | 345 | NA | 345.NA1 | 142254866.7969
1551 | [12 empty] | 345 | NA | 345.NA2 | 0
1552 | [12 empty] | 345 | NA | 345.NA3 | 0
1553 | [12 empty] | 345 | NA | 345.NA4 | 0
1554 | 346 | Misc. Power Plant Equipment | [10 empty] | 346 | NA | 346.NA | 0
1555 |  |  |  | P | SG |  | 12549428.7846 | 5480695.2188 | 12549428.7846 | 7089905.1892 | 5459523.5954 |  | 346 | SG | 346.SG | 5459523.5954
1556 |  |  |  | P | SG |  | 3318419.7215 | 1449248.9988 | 3318419.7215 | 1874769.0917 | 1443650.6299 |  | 346 | SG | 346.SG1 | 1443650.6299
1557 |  |  |  | P | SG |  | 0 | 0 | 0 | 0 | 0 |  | 346 | SG | 346.SG2 | 0
1558 | [5 empty] | B8 | 15867848.5062 | 6929944.2176 | 15867848.5062 | 8964674.2809 | 6903174.2253 |  | 346 | NA | 346.NA1 | 6903174.2253
1559 | [12 empty] | 346 | NA | 346.NA2 | 0
1560 | 347 | Other Production ARO | [10 empty] | 347 | NA | 347.NA | 0
1561 |  |  |  | P | S |  | 0 | 0 | 0 | 0 | 0 |  | 347 | S | 347.S | 0
1562 | [5 empty] | B8 | 0 | 0 | 0 | 0 | 0 |  | 347 | NA | 347.NA1 | 0
1563 | [12 empty] | 347 | NA | 347.NA2 | 0
1564 | OP | Unclassified Other Prod Plant-Acct 300 | [10 empty] | OP | NA | OP.NA | 0
1565 |  |  |  | P | S |  | 0 | 0 | 0 | 0 | 0 |  | OP | S | OP.S | 0
1566 |  |  |  | P | SG |  | -581776.5277 | -254078.4834 | -581776.5277 | -328679.5354 | -253096.9923 |  | OP | SG | OP.SG | -253096.9923
1567 | [6 empty] | -581776.5277 | -254078.4834 | -581776.5277 | -328679.5354 | -253096.9923 |  | OP | NA | OP.NA1 | -253096.9923
1568 | [12 empty] | OP | NA | OP.NA2 | 0
1569 | Total Other Production Plant |  |  |  |  | B8 | 4022608890.4008 | 1756755842.5477 | 4022608890.4008 | 2272639298.7866 | 1749969591.6142 |  | Total Other Production Plant | NA | Total Other Production Plant.NA | 1749969591.6142
1570 | [12 empty] | Total Other Production Plant | NA | Total Other Production Plant.NA1 | 0
1571 | Summary of Other Production Plant by Factor | [11 empty] | Summary of Other Production Plant by Factor | NA | Summary of Other Production Plant by Factor.NA | 0
1572 |  |  | S |  |  |  | 74985.87 | 0 | 74985.87 | 74985.87 | 0 |  | Summary of Other Production Plant by Factor | NA | Summary of Other Production Plant by Factor.NA1 | 0
1573 |  |  | DGU |  |  |  | 0 | 0 | 0 | 0 | 0 |  | Summary of Other Production Plant by Factor | NA | Summary of Other Production Plant by Factor.NA2 | 0
1574 |  |  | SG |  |  |  | 4022533904.5308 | 1756755842.5477 | 4022533904.5308 | 2272564312.9166 | 1749969591.6142 |  | Summary of Other Production Plant by Factor | NA | Summary of Other Production Plant by Factor.NA3 | 1749969591.6142
1575 |  |  | SSGCT |  |  |  | 0 | 0 | 0 | 0 | 0 |  | Summary of Other Production Plant by Factor | NA | Summary of Other Production Plant by Factor.NA4 | 0
1576 | Total of Other Production Plant by Factor | [5 empty] | 4022608890.4008 | 1756755842.5477 | 4022608890.4008 | 2272639298.7866 | 1749969591.6142 |  | Total of Other Production Plant by Factor | NA | Total of Other Production Plant by Factor.NA | 1749969591.6142
1577 | [12 empty] | Total of Other Production Plant by Factor | NA | Total of Other Production Plant by Factor.NA1 | 0
1578 | Experimental Plant | [11 empty] | Experimental Plant | NA | Experimental Plant.NA | 0
1579 | 103 | Experimental Plant | [10 empty] | 103 | NA | 103.NA | 0
1580 |  |  |  | P | SG |  | 0 | 0 | 0 | 0 | 0 | #DIV/0! | 103 | SG | 103.SG | 0
1581 | Total Experimental Production Plant |  |  |  |  | B8 | 0 | 0 | 0 | 0 | 0 |  | Total Experimental Production Plant | NA | Total Experimental Production Plant.NA | 0
1582 | [12 empty] | Total Experimental Production Plant | NA | Total Experimental Production Plant.NA1 | 0
1583 | Total Production Plant |  |  |  |  | B8 | 12255009581.0569 | 5352081166.0247 | 12255009581.0569 | 6923603209.4059 | 5331406371.6511 |  | Total Production Plant | NA | Total Production Plant.NA | 5331406371.6511
1584 | 350 | Land and Land Rights | [10 empty] | 350 | NA | 350.NA | 0
1585 |  |  |  | T | SG |  | 21061342.2031 | 9198091.7614 | 21061342.2031 | 11898782.1629 | 9162560.0402 |  | 350 | SG | 350.SG | 9162560.0402
1586 |  |  |  | T | SG |  | 48273939.0162 | 21082612.7069 | 48273939.0162 | 27272767.2795 | 21001171.7367 |  | 350 | SG | 350.SG1 | 21001171.7367
1587 |  |  |  | T | SG |  | 189417681.5108 | 82724130.2556 | 189417681.5108 | 107013110.0081 | 82404571.5027 |  | 350 | SG | 350.SG2 | 82404571.5027
1588 | [5 empty] | B8 | 258752962.73 | 113004834.7238 | 258752962.73 | 146184659.4504 | 112568303.2796 |  | 350 | NA | 350.NA1 | 112568303.2796
1589 | [12 empty] | 350 | NA | 350.NA2 | 0
1590 | 352 | Structures and Improvements | [10 empty] | 352 | NA | 352.NA | 0
1591 |  |  |  | T | S |  | 0 | 0 | 0 | 0 | 0 |  | 352 | S | 352.S | 0
1592 |  |  |  | T | SG |  | 7109629.57 | 3104978.9963 | 7109629.57 | 4016644.9363 | 3092984.6337 |  | 352 | SG | 352.SG | 3092984.6337
1593 |  |  |  | T | SG |  | 17807361.1369 | 7776984.9702 | 17807361.1369 | 10060418.2308 | 7746942.9062 |  | 352 | SG | 352.SG1 | 7746942.9062
1594 |  |  |  | T | SG |  | 220358801.6485 | 96237004.197 | 220358801.6485 | 124493555.6912 | 95865245.9573 |  | 352 | SG | 352.SG2 | 95865245.9573
1595 | [5 empty] | B8 | 245275792.3554 | 107118968.1635 | 245275792.3554 | 138570618.8583 | 106705173.4971 |  | 352 | NA | 352.NA1 | 106705173.4971
1596 | [12 empty] | 352 | NA | 352.NA2 | 0
1597 | 353 | Station Equipment | [10 empty] | 353 | NA | 353.NA | 0
1598 |  |  |  | T | SG |  | 109389137.6023 | 47773371.5004 | 109389137.6023 | 61800312.0013 | 47588825.601 |  | 353 | SG | 353.SG | 47588825.601
1599 |  |  |  | T | SG |  | 163100855.2008 | 71230817.9617 | 163100855.2008 | 92145197.9604 | 70955657.2404 |  | 353 | SG | 353.SG1 | 70955657.2404
1600 |  |  |  | T | SG |  | 1774869002.0069 | 775136161.1944 | 1774869002.0069 | 1002727149.0539 | 772141852.953 |  | 353 | SG | 353.SG2 | 772141852.953
1601 | [5 empty] | B8 | 2047358994.81 | 894140350.6566 | 2047358994.81 | 1156672659.0156 | 890686335.7944 |  | 353 | NA | 353.NA1 | 890686335.7944
1602 | [12 empty] | 353 | NA | 353.NA2 | 0
1603 | 354 | Towers and Fixtures | [10 empty] | 354 | NA | 354.NA | 0
1604 |  |  |  | T | SG |  | 128124014.99 | 55955429.4001 | 128124014.99 | 72384738.3277 | 55739276.6623 |  | 354 | SG | 354.SG | 55739276.6623
1605 |  |  |  | T | SG |  | 131328859.3085 | 57355076.7653 | 131328859.3085 | 74195342.0416 | 57133517.2669 |  | 354 | SG | 354.SG1 | 57133517.2669
1606 |  |  |  | T | SG |  | 1032155078.6769 | 450771704.5812 | 1032155078.6769 | 583124680.3302 | 449030398.3467 |  | 354 | SG | 354.SG2 | 449030398.3467
1607 | [5 empty] | B8 | 1291607952.9754 | 564082210.7465 | 1291607952.9754 | 729704760.6995 | 561903192.2759 |  | 354 | NA | 354.NA1 | 561903192.2759
1608 | [12 empty] | 354 | NA | 354.NA2 | 0
1609 | 355 | Poles and Fixtures | [10 empty] | 355 | NA | 355.NA | 0
1610 |  |  |  | T | SG |  | 61849778.6169 | 27011570.9462 | 61849778.6169 | 34942551.8796 | 26907226.7373 |  | 355 | SG | 355.SG | 26907226.7373
1611 |  |  |  | T | SG |  | 114881344.9631 | 50171975.8624 | 114881344.9631 | 64903180.6765 | 49978164.2866 |  | 355 | SG | 355.SG1 | 49978164.2866
1612 |  |  |  | T | SG |  | 746721781.4092 | 326114803.1023 | 746721781.4092 | 421866741.8059 | 324855039.6033 |  | 355 | SG | 355.SG2 | 324855039.6033
1613 | [5 empty] | B8 | 923452904.9892 | 403298349.9108 | 923452904.9892 | 521712474.362 | 401740430.6273 |  | 355 | NA | 355.NA1 | 401740430.6273
1614 | [12 empty] | 355 | NA | 355.NA2 | 0
1615 | 356 | Clearing and Grading | [10 empty] | 356 | NA | 356.NA | 0
1616 |  |  |  | T | SG |  | 158892571.1762 | 69392939.7181 | 158892571.1762 | 89767692.5571 | 69124878.619 |  | 356 | SG | 356.SG | 69124878.619
1617 |  |  |  | T | SG |  | 157913469.5808 | 68965337.9902 | 157913469.5808 | 89214540.8877 | 68698928.693 |  | 356 | SG | 356.SG1 | 68698928.693
1618 |  |  |  | T | SG |  | 899168293.3669 | 392692564.0146 | 899168293.3669 | 507992679.0698 | 391175614.2971 |  | 356 | SG | 356.SG2 | 391175614.2971
1619 | [5 empty] | B8 | 1215974334.1238 | 531050841.7229 | 1215974334.1238 | 686974912.5147 | 528999421.6092 |  | 356 | NA | 356.NA1 | 528999421.6092
1620 | [12 empty] | 356 | NA | 356.NA2 | 0
1621 | 357 | Underground Conduit | [10 empty] | 357 | NA | 357.NA | 0
1622 |  |  |  | T | SG |  | 6370.99 | 2782.3939 | 6370.99 | 3599.3443 | 2771.6457 |  | 357 | SG | 357.SG | 2771.6457
1623 |  |  |  | T | SG |  | 91650.59 | 40026.4394 | 91650.59 | 51778.7706 | 39871.8194 |  | 357 | SG | 357.SG1 | 39871.8194
1624 |  |  |  | T | SG |  | 3421371.77 | 1494211.109 | 3421371.77 | 1932932.7161 | 1488439.0539 |  | 357 | SG | 357.SG2 | 1488439.0539
1625 | [5 empty] | B8 | 3519393.35 | 1537019.9423 | 3519393.35 | 1988310.831 | 1531082.519 |  | 357 | NA | 357.NA1 | 1531082.519
1626 | [12 empty] | 357 | NA | 357.NA2 | 0
1627 | 358 | Underground Conductors | [10 empty] | 358 | NA | 358.NA | 0
1628 |  |  |  | T | SG |  | 0 | 0 | 0 | 0 | 0 |  | 358 | SG | 358.SG | 0
1629 |  |  |  | T | SG |  | 1087552.14 | 474965.1889 | 1087552.14 | 614421.7154 | 473130.4246 |  | 358 | SG | 358.SG1 | 473130.4246
1630 |  |  |  | T | SG |  | 6947801.82 | 3034304.1799 | 6947801.82 | 3925218.9898 | 3022582.8302 |  | 358 | SG | 358.SG2 | 3022582.8302
1631 | [5 empty] | B8 | 8035353.96 | 3509269.3688 | 8035353.96 | 4539640.7052 | 3495713.2548 |  | 358 | NA | 358.NA1 | 3495713.2548
1632 | [12 empty] | 358 | NA | 358.NA2 | 0
1633 | 359 | Roads and Trails | [10 empty] | 359 | NA | 359.NA | 0
1634 |  |  |  | T | SG |  | 1863031.54 | 813639.2683 | 1863031.54 | 1052535.3153 | 810496.2247 |  | 359 | SG | 359.SG | 810496.2247
1635 |  |  |  | T | SG |  | 440513.21 | 192384.744 | 440513.21 | 248871.6377 | 191641.5723 |  | 359 | SG | 359.SG1 | 191641.5723
1636 |  |  |  | T | SG |  | 9633655.61 | 4207293.5069 | 9633655.61 | 5442614.6458 | 4191040.9642 |  | 359 | SG | 359.SG2 | 4191040.9642
1637 | [5 empty] | B8 | 11937200.36 | 5213317.5192 | 11937200.36 | 6744021.5989 | 5193178.7611 |  | 359 | NA | 359.NA1 | 5193178.7611
1638 | [12 empty] | 359 | NA | 359.NA2 | 0
1639 | TP | Unclassified Trans Plant - Acct 300 | [10 empty] | TP | NA | TP.NA | 0
1640 |  |  |  | T | SG |  | 116666340.4931 | 50951534.5686 | 116666340.4931 | 65911628.8926 | 50754711.6005 |  | TP | SG | TP.SG | 50754711.6005
1641 | [5 empty] | B8 | 116666340.4931 | 50951534.5686 | 116666340.4931 | 65911628.8926 | 50754711.6005 |  | TP | NA | TP.NA1 | 50754711.6005
1642 | [12 empty] | TP | NA | TP.NA2 | 0
1643 | TS0 | Unclassified Trans Sub Plant - Acct 300 | [10 empty] | TS0 | NA | TS0.NA | 0
1644 |  |  |  | T | SG |  | 0 | 0 | 0 | 0 | 0 |  | TS0 | SG | TS0.SG | 0
1645 | [5 empty] | B8 | 0 | 0 | 0 | 0 | 0 |  | TS0 | NA | TS0.NA1 | 0
1646 | [12 empty] | TS0 | NA | TS0.NA2 | 0
1647 | Total Transmission Plant |  |  |  |  | B8 | 6122581230.1469 | 2673906697.323 | 6122581230.1469 | 3459003686.928 | 2663577543.2189 |  | Total Transmission Plant | NA | Total Transmission Plant.NA | 2663577543.2189
1648 | Summary of Transmission Plant by Factor | [11 empty] | Summary of Transmission Plant by Factor | NA | Summary of Transmission Plant by Factor.NA | 0
1649 |  |  | DGP |  |  |  | 0 | 0 | 0 | 0 | 0 |  | Summary of Transmission Plant by Factor | NA | Summary of Transmission Plant by Factor.NA1 | 0
1650 |  |  | DGU |  |  |  | 0 | 0 | 0 | 0 | 0 |  | Summary of Transmission Plant by Factor | NA | Summary of Transmission Plant by Factor.NA2 | 0
1651 |  |  | SG |  |  |  | 6122581230.1469 | 2673906697.323 | 6122581230.1469 | 3459003686.928 | 2663577543.2189 |  | Summary of Transmission Plant by Factor | NA | Summary of Transmission Plant by Factor.NA3 | 2663577543.2189
1652 | Total Transmission Plant by Factor | [5 empty] | 6122581230.1469 | 2673906697.323 | 6122581230.1469 | 3459003686.928 | 2663577543.2189 |  | Total Transmission Plant by Factor | NA | Total Transmission Plant by Factor.NA | 2663577543.2189
1653 | 360 | Land and Land Rights | [10 empty] | 360 | NA | 360.NA | 0
1654 |  |  |  | DPW | S |  | 63672359.3785 | 37805958.7562 | 63672359.3785 | 25866400.6223 | 37805958.7562 |  | 360 | S | 360.S1 | 37805958.7562
1655 | [5 empty] | B8 | 63672359.3785 | 37805958.7562 | 63672359.3785 | 25866400.6223 | 37805958.7562 |  | 360 | NA | 360.NA1 | 37805958.7562
1656 | [12 empty] | 360 | NA | 360.NA2 | 0
1657 | 361 | Structures and Improvements | [10 empty] | 361 | NA | 361.NA | 0
1658 |  |  |  | DPW | S |  | 113282399.8469 | 54453644.1785 | 113282399.8469 | 58828755.6685 | 54453644.1785 |  | 361 | S | 361.S1 | 54453644.1785
1659 | [5 empty] | B8 | 113282399.8469 | 54453644.1785 | 113282399.8469 | 58828755.6685 | 54453644.1785 |  | 361 | NA | 361.NA1 | 54453644.1785
1660 | [12 empty] | 361 | NA | 361.NA2 | 0
1661 | 362 | Station Equipment | [10 empty] | 362 | NA | 362.NA | 0
1662 |  |  |  | DPW | S |  | 969841165.2238 | 468246219.3623 | 969841165.2238 | 501594945.8615 | 468246219.3623 |  | 362 | S | 362.S1 | 468246219.3623
1663 | [5 empty] | B8 | 969841165.2238 | 468246219.3623 | 969841165.2238 | 501594945.8615 | 468246219.3623 |  | 362 | NA | 362.NA1 | 468246219.3623
1664 | [12 empty] | 362 | NA | 362.NA2 | 0
1665 | 363 | Storage Battery Equipment | [10 empty] | 363 | NA | 363.NA | 0
1666 |  |  |  | DPW | S |  | 0 | 0 | 0 | 0 | 0 |  | 363 | S | 363.S1 | 0
1667 | [5 empty] | B8 | 0 | 0 | 0 | 0 | 0 |  | 363 | NA | 363.NA1 | 0
1668 | [12 empty] | 363 | NA | 363.NA2 | 0
1669 | 364 | Poles, Towers & Fixtures | [10 empty] | 364 | NA | 364.NA | 0
1670 |  |  |  | DPW | S |  | 1160129426.9462 | 374424875.3669 | 1160129426.9462 | 785704551.5792 | 374424875.3669 |  | 364 | S | 364.S1 | 374424875.3669
1671 | [5 empty] | B8 | 1160129426.9462 | 374424875.3669 | 1160129426.9462 | 785704551.5792 | 374424875.3669 |  | 364 | NA | 364.NA1 | 374424875.3669
1672 | [12 empty] | 364 | NA | 364.NA2 | 0
1673 | 365 | Overhead Conductors | [10 empty] | 365 | NA | 365.NA | 0
1674 |  |  |  | DPW | S |  | 744076847.5254 | 231823002.4223 | 744076847.5254 | 512253845.1031 | 231823002.4223 |  | 365 | S | 365.S1 | 231823002.4223
1675 | [5 empty] | B8 | 744076847.5254 | 231823002.4223 | 744076847.5254 | 512253845.1031 | 231823002.4223 |  | 365 | NA | 365.NA1 | 231823002.4223
1676 | [12 empty] | 365 | NA | 365.NA2 | 0
1677 | 366 | Underground Conduit | [10 empty] | 366 | NA | 366.NA | 0
1678 |  |  |  | DPW | S |  | 362819562.9938 | 197327360.3062 | 362819562.9938 | 165492202.6877 | 197327360.3062 |  | 366 | S | 366.S1 | 197327360.3062
1679 | [5 empty] | B8 | 362819562.9938 | 197327360.3062 | 362819562.9938 | 165492202.6877 | 197327360.3062 |  | 366 | NA | 366.NA1 | 197327360.3062
1680 | [12 empty] | 366 | NA | 366.NA2 | 0
1681 | [12 empty] | 366 | NA | 366.NA3 | 0
1682 | [12 empty] | 366 | NA | 366.NA4 | 0
1683 | [12 empty] | 366 | NA | 366.NA5 | 0
1684 | 367 | Underground Conductors | [10 empty] | 367 | NA | 367.NA | 0
1685 |  |  |  | DPW | S |  | 848190619.5792 | 533575622.0054 | 848190619.5792 | 314614997.5738 | 533575622.0054 |  | 367 | S | 367.S1 | 533575622.0054
1686 | [5 empty] | B8 | 848190619.5792 | 533575622.0054 | 848190619.5792 | 314614997.5738 | 533575622.0054 |  | 367 | NA | 367.NA1 | 533575622.0054
1687 | [12 empty] | 367 | NA | 367.NA2 | 0
1688 | 368 | Line Transformers | [10 empty] | 368 | NA | 368.NA | 0
1689 |  |  |  | DPW | S |  | 1322085530.1623 | 518100945.4715 | 1322085530.1623 | 803984584.6908 | 518100945.4715 |  | 368 | S | 368.S1 | 518100945.4715
1690 | [5 empty] | B8 | 1322085530.1623 | 518100945.4715 | 1322085530.1623 | 803984584.6908 | 518100945.4715 |  | 368 | NA | 368.NA1 | 518100945.4715
1691 | [12 empty] | 368 | NA | 368.NA2 | 0
1692 | 369 | Services | [10 empty] | 369 | NA | 369.NA | 0
1693 |  |  |  | DPW | S |  | 760128849.6338 | 296084579.4985 | 760128849.6338 | 464044270.1354 | 296084579.4985 |  | 369 | S | 369.S1 | 296084579.4985
1694 | [5 empty] | B8 | 760128849.6338 | 296084579.4985 | 760128849.6338 | 464044270.1354 | 296084579.4985 |  | 369 | NA | 369.NA1 | 296084579.4985
1695 | [12 empty] | 369 | NA | 369.NA2 | 0
1696 | 370 | Meters | [10 empty] | 370 | NA | 370.NA | 0
1697 |  |  |  | DPW | S |  | 197975216.4469 | 84870862.1723 | 197975216.4469 | 113104354.2746 | 84870862.1723 |  | 370 | S | 370.S1 | 84870862.1723
1698 | [5 empty] | B8 | 197975216.4469 | 84870862.1723 | 197975216.4469 | 113104354.2746 | 84870862.1723 |  | 370 | NA | 370.NA1 | 84870862.1723
1699 | [12 empty] | 370 | NA | 370.NA2 | 0
1700 | 371 | Installations on Customers' Premises | [10 empty] | 371 | NA | 371.NA | 0
1701 |  |  |  | DPW | S |  | 8821922.1054 | 4280466.6154 | 8821922.1054 | 4541455.49 | 4280466.6154 |  | 371 | S | 371.S1 | 4280466.6154
1702 | [5 empty] | B8 | 8821922.1054 | 4280466.6154 | 8821922.1054 | 4541455.49 | 4280466.6154 |  | 371 | NA | 371.NA1 | 4280466.6154
1703 | [12 empty] | 371 | NA | 371.NA2 | 0
1704 | 372 | Leased Property | [10 empty] | 372 | NA | 372.NA | 0
1705 |  |  |  | DPW | S |  | 0 | 0 | 0 | 0 | 0 |  | 372 | S | 372.S1 | 0
1706 | [5 empty] | B8 | 0 | 0 | 0 | 0 | 0 |  | 372 | NA | 372.NA1 | 0
1707 | [12 empty] | 372 | NA | 372.NA2 | 0
1708 | 373 | Street Lights | [10 empty] | 373 | NA | 373.NA2 | 0
1709 |  |  |  | DPW | S |  | 62190399.6069 | 21970455.29 | 62190399.6069 | 40219944.3169 | 21970455.29 |  | 373 | S | 373.S1 | 21970455.29
1710 | [5 empty] | B8 | 62190399.6069 | 21970455.29 | 62190399.6069 | 40219944.3169 | 21970455.29 |  | 373 | NA | 373.NA3 | 21970455.29
1711 | [12 empty] | 373 | NA | 373.NA4 | 0
1712 | DP | Unclassified Dist Plant - Acct 300 | [10 empty] | DP | NA | DP.NA | 0
1713 |  |  |  | DPW | S |  | 58775002.8238 | 21895903.5131 | 58775002.8238 | 36879099.3108 | 21895903.5131 |  | DP | S | DP.S | 21895903.5131
1714 | [5 empty] | B8 | 58775002.8238 | 21895903.5131 | 58775002.8238 | 36879099.3108 | 21895903.5131 |  | DP | NA | DP.NA1 | 21895903.5131
1715 | [12 empty] | DP | NA | DP.NA2 | 0
1716 | DS0 | Unclassified Dist Sub Plant - Acct 300 | [10 empty] | DS0 | NA | DS0.NA | 0
1717 |  |  |  | DPW | S |  | 0 | 0 | 0 | 0 | 0 |  | DS0 | S | DS0.S | 0
1718 | [5 empty] | B8 | 0 | 0 | 0 | 0 | 0 |  | DS0 | NA | DS0.NA1 | 0
1719 | [12 empty] | DS0 | NA | DS0.NA2 | 0
1720 | [12 empty] | DS0 | NA | DS0.NA3 | 0
1721 | Total Distribution Plant |  |  |  |  | B8 | 6671989302.2731 | 2844859894.9585 | 6671989302.2731 | 3827129407.3146 | 2844859894.9585 |  | Total Distribution Plant | NA | Total Distribution Plant.NA | 2844859894.9585
1722 | [12 empty] | Total Distribution Plant | NA | Total Distribution Plant.NA1 | 0
1723 | Summary of Distribution Plant by Factor | [11 empty] | Summary of Distribution Plant by Factor | NA | Summary of Distribution Plant by Factor.NA | 0
1724 |  |  | S |  |  |  | 6671989302.2731 | 2844859894.9585 | 6671989302.2731 | 3827129407.3146 | 2844859894.9585 |  | Summary of Distribution Plant by Factor | NA | Summary of Distribution Plant by Factor.NA1 | 2844859894.9585
1725 | [12 empty] | Summary of Distribution Plant by Factor | NA | Summary of Distribution Plant by Factor.NA2 | 0
1726 | Total Distribution Plant by Factor | [5 empty] | 6671989302.2731 | 2844859894.9585 | 6671989302.2731 | 3827129407.3146 | 2844859894.9585 |  | Total Distribution Plant by Factor | NA | Total Distribution Plant by Factor.NA | 2844859894.9585
1727 | 389 | Land and Land Rights | [10 empty] | 389 | NA | 389.NA | 0
1728 |  |  |  | G-SITUS | S |  | 12912100.2246 | 4233788.8854 | 12912100.2246 | 8678311.3392 | 4233788.8854 |  | 389 | S | 389.S | 4233788.8854
1729 |  |  |  | CUST | CN |  | 1128505.79 | 532919.6161 | 1128505.79 | 595586.1739 | 532919.6161 |  | 389 | CN | 389.CN | 532919.6161
1730 |  |  |  | G-DGU | SG |  | 332.32 | 145.1337 | 332.32 | 187.747 | 144.573 |  | 389 | SG | 389.SG | 144.573
1731 |  |  |  | G-SG | SG |  | 1227.55 | 536.1063 | 1227.55 | 693.5147 | 534.0353 |  | 389 | SG | 389.SG1 | 534.0353
1732 |  |  |  | PTD | SO |  | 7516302.2 | 3244819.644 | 7516302.2 | 4275726.2653 | 3240575.9347 |  | 389 | SO | 389.SO | 3240575.9347
1733 | [5 empty] | B8 | 21558468.0846 | 8012209.3854 | 21558468.0846 | 13550505.04 | 8007963.0446 |  | 389 | NA | 389.NA1 | 8007963.0446
1734 | [12 empty] | 389 | NA | 389.NA2 | 0
1735 | 390 | Structures and Improvements | [10 empty] | 390 | NA | 390.NA | 0
1736 |  |  |  | G-SITUS | S |  | 127058333.5877 | 43432344.4908 | 127058333.5877 | 83625989.0969 | 43432344.4908 |  | 390 | S | 390.S | 43432344.4908
1737 |  |  |  | G-DGP | SG |  | 335238.16 | 146408.1124 | 335238.16 | 189395.614 | 145842.546 |  | 390 | SG | 390.SG | 145842.546
1738 |  |  |  | G-DGU | SG |  | 1488800.5646 | 650201.8758 | 1488800.5646 | 841110.3828 | 647690.1818 |  | 390 | SG | 390.SG1 | 647690.1818
1739 |  |  |  | CUST | CN |  | 8134401.0554 | 3841346.6073 | 8134401.0554 | 4293054.448 | 3841346.6073 |  | 390 | CN | 390.CN | 3841346.6073
1740 |  |  |  | G-SG | SG |  | 5800095.8992 | 2533068.1108 | 5800095.8992 | 3276812.8908 | 2523283.0084 |  | 390 | SG | 390.SG2 | 2523283.0084
1741 |  |  |  | P | SE |  | 1011922.72 | 434967.2849 | 1011922.72 | 580835.9085 | 431086.8115 |  | 390 | SE | 390.SE | 431086.8115
1742 |  |  |  | PTD | SO |  | 96180576.3862 | 41521564.1048 | 96180576.3862 | 54713315.8993 | 41467260.4869 |  | 390 | SO | 390.SO | 41467260.4869
1743 | [5 empty] | B8 | 240009368.3731 | 92559900.5869 | 240009368.3731 | 147520514.2403 | 92488854.1327 |  | 390 | NA | 390.NA1 | 92488854.1327
1744 | [12 empty] | 390 | NA | 390.NA2 | 0
1745 | 391 | Office Furniture & Equipment | [10 empty] | 391 | NA | 391.NA | 0
1746 |  |  |  | G-SITUS | S |  | 8676851.1015 | 1985828.4454 | 8676851.1015 | 6691022.6562 | 1985828.4454 |  | 391 | S | 391.S | 1985828.4454
1747 |  |  |  | G-DGP | SG |  | 0 | 0 | 0 | 0 | 0 |  | 391 | SG | 391.SG | 0
1748 |  |  |  | G-DGU | SG |  | 0 | 0 | 0 | 0 | 0 |  | 391 | SG | 391.SG1 | 0
1749 |  |  |  | CUST | CN |  | 6146873.03 | 2902766.8662 | 6146873.03 | 3244106.1638 | 2902766.8662 |  | 391 | CN | 391.CN | 2902766.8662
1750 |  |  |  | G-SG | SG |  | 3208941.0362 | 1401436.5192 | 3208941.0362 | 1812918.1889 | 1396022.8472 |  | 391 | SG | 391.SG2 | 1396022.8472
1751 |  |  |  | P | SE |  | 90453.5662 | 38880.7775 | 90453.5662 | 51919.6558 | 38533.9104 |  | 391 | SE | 391.SE | 38533.9104
1752 |  |  |  | PTD | SO |  | 54850270.8385 | 23679095.3263 | 54850270.8385 | 31202144.0119 | 23648126.8266 |  | 391 | SO | 391.SO | 23648126.8266
1753 |  |  |  | G-SG | SG |  | 5719.3254 | 2497.7933 | 5719.3254 | 3231.1809 | 2488.1445 |  | 391 | SG | 391.SG3 | 2488.1445
1754 |  |  |  | G-SG | SG |  | 1864.02 | 814.071 | 1864.02 | 1053.0938 | 810.9262 |  | 391 | SG | 391.SG4 | 810.9262
1755 | [5 empty] | B8 | 72980972.9177 | 30011319.7988 | 72980972.9177 | 43006394.9512 | 29974577.9665 |  | 391 | NA | 391.NA1 | 29974577.9665
1756 | [12 empty] | 391 | NA | 391.NA2 | 0
1757 | 392 | Transportation Equipment | [10 empty] | 392 | NA | 392.NA | 0
1758 |  |  |  | G-SITUS | S |  | 82706718.7031 | 33850910.6323 | 82706718.7031 | 48855808.0708 | 33850910.6323 |  | 392 | S | 392.S | 33850910.6323
1759 |  |  |  | PTD | SO |  | 8465026.9077 | 3654388.1374 | 8465026.9077 | 4815418.1301 | 3649608.7776 |  | 392 | SO | 392.SO | 3649608.7776
1760 |  |  |  | G-SG | SG |  | 20331761.4992 | 8879462.9581 | 20331761.4992 | 11486599.4168 | 8845162.0824 |  | 392 | SG | 392.SG | 8845162.0824
1761 |  |  |  | CUST | CN |  | 0 | 0 | 0 | 0 | 0 |  | 392 | CN | 392.CN | 0
1762 |  |  |  | G-DGU | SG |  | 588885.3269 | 257183.0998 | 588885.3269 | 332695.7112 | 256189.6157 |  | 392 | SG | 392.SG1 | 256189.6157
1763 |  |  |  | P | SE |  | 541387.7738 | 232711.417 | 541387.7738 | 310752.4451 | 230635.3288 |  | 392 | SE | 392.SE | 230635.3288
1764 |  |  |  | G-DGP | SG |  | 71100.3154 | 31051.5455 | 71100.3154 | 40168.7203 | 30931.5951 |  | 392 | SG | 392.SG2 | 30931.5951
1765 |  |  |  | G-SG | SG |  | 321305.06 | 140323.1284 | 321305.06 | 181523.9922 | 139781.0678 |  | 392 | SG | 392.SG3 | 139781.0678
1766 |  |  |  | G-DGU | SG |  | 44655.09 | 19502.1576 | 44655.09 | 25228.2681 | 19426.8219 |  | 392 | SG | 392.SG4 | 19426.8219
1767 | [5 empty] | B8 | 113070840.6762 | 47065533.0761 | 113070840.6762 | 66048194.7546 | 47022645.9215 |  | 392 | NA | 392.NA1 | 47022645.9215
1768 | [12 empty] | 392 | NA | 392.NA2 | 0
1769 | 393 | Stores Equipment | [10 empty] | 393 | NA | 393.NA | 0
1770 |  |  |  | G-SITUS | S |  | 9018593.7685 | 3704755.7731 | 9018593.7685 | 5313837.9954 | 3704755.7731 |  | 393 | S | 393.S | 3704755.7731
1771 |  |  |  | G-DGP | SG |  | 0 | 0 | 0 | 0 | 0 |  | 393 | SG | 393.SG | 0
1772 |  |  |  | G-DGU | SG |  | 0 | 0 | 0 | 0 | 0 |  | 393 | SG | 393.SG1 | 0
1773 |  |  |  | PTD | SO |  | 200178.9423 | 86418.1012 | 200178.9423 | 113873.8623 | 86305.0801 |  | 393 | SO | 393.SO | 86305.0801
1774 |  |  |  | G-SG | SG |  | 5935286.4246 | 2592109.6878 | 5935286.4246 | 3353189.9135 | 2582096.5111 |  | 393 | SG | 393.SG2 | 2582096.5111
1775 |  |  |  | G-DGU | SG |  | 53970.76 | 23570.5777 | 53970.76 | 30491.2341 | 23479.5259 |  | 393 | SG | 393.SG3 | 23479.5259
1776 | [5 empty] | B8 | 15208029.8954 | 6406854.1398 | 15208029.8954 | 8811393.0053 | 6396636.8901 |  | 393 | NA | 393.NA1 | 6396636.8901
1777 | [12 empty] | 393 | NA | 393.NA2 | 0
1778 | 394 | Tools, Shop & Garage Equipment | [10 empty] | 394 | NA | 394.NA | 0
1779 |  |  |  | G-SITUS | S |  | 34098468.4508 | 13776192.0215 | 34098468.4508 | 20322276.4292 | 13776192.0215 |  | 394 | S | 394.S | 13776192.0215
1780 |  |  |  | G-DGP | SG |  | 110168.5838 | 48113.778 | 110168.5838 | 62240.6667 | 47927.9171 |  | 394 | SG | 394.SG | 47927.9171
1781 |  |  |  | G-SG | SG |  | 22186240.6192 | 9689367.1395 | 22186240.6192 | 12534302.9706 | 9651937.6486 |  | 394 | SG | 394.SG1 | 9651937.6486
1782 |  |  |  | PTD | SO |  | 3739423.1431 | 1614324.8833 | 3739423.1431 | 2127209.5406 | 1612213.6025 |  | 394 | SO | 394.SO | 1612213.6025
1783 |  |  |  | P | SE |  | 137882.9831 | 59267.9516 | 137882.9831 | 79143.7786 | 58739.2045 |  | 394 | SE | 394.SE | 58739.2045
1784 |  |  |  | G-DGU | SG |  | 0 | 0 | 0 | 0 | 0 |  | 394 | SG | 394.SG2 | 0
1785 |  |  |  | G-SG | SG |  | 1664782.3315 | 727058.1571 | 1664782.3315 | 940532.76 | 724249.5715 |  | 394 | SG | 394.SG3 | 724249.5715
1786 |  |  |  | G-SG | SG |  | 89913.38 | 39267.75 | 89913.38 | 50797.3192 | 39116.0608 |  | 394 | SG | 394.SG4 | 39116.0608
1787 | [5 empty] | B8 | 62026879.4915 | 25953591.681 | 62026879.4915 | 36116503.465 | 25910376.0266 |  | 394 | NA | 394.NA1 | 25910376.0266
1788 | [12 empty] | 394 | NA | 394.NA2 | 0
1789 | 395 | Laboratory Equipment | [10 empty] | 395 | NA | 395.NA | 0
1790 |  |  |  | G-SITUS | S |  | 19751698.4631 | 7119824.9885 | 19751698.4631 | 12631873.4746 | 7119824.9885 |  | 395 | S | 395.S | 7119824.9885
1791 |  |  |  | G-DGP | SG |  | 116.7446 | 50.9857 | 116.7446 | 65.9559 | 50.7888 |  | 395 | SG | 395.SG | 50.7888
1792 |  |  |  | G-DGU | SG |  | 0 | 0 | 0 | 0 | 0 |  | 395 | SG | 395.SG1 | 0
1793 |  |  |  | PTD | SO |  | 4902491.09 | 2116426.2652 | 4902491.09 | 2788832.7745 | 2113658.3155 |  | 395 | SO | 395.SO | 2113658.3155
1794 |  |  |  | P | SE |  | 1085236.9985 | 466480.8699 | 1085236.9985 | 622917.7441 | 462319.2544 |  | 395 | SE | 395.SE | 462319.2544
1795 |  |  |  | G-SG | SG |  | 6024610.5992 | 2631120.1149 | 6024610.5992 | 3403654.3562 | 2620956.2431 |  | 395 | SG | 395.SG2 | 2620956.2431
1796 |  |  |  | G-SG | SG |  | 223587.09 | 97646.8902 | 223587.09 | 126317.4043 | 97269.6857 |  | 395 | SG | 395.SG3 | 97269.6857
1797 |  |  |  | G-SG | SG |  | 14021.51 | 6123.5953 | 14021.51 | 7921.5698 | 6099.9402 |  | 395 | SG | 395.SG4 | 6099.9402
1798 | [5 empty] | B8 | 32001762.4954 | 12437673.7097 | 32001762.4954 | 19581583.2794 | 12420179.216 |  | 395 | NA | 395.NA1 | 12420179.216
1799 | [12 empty] | 395 | NA | 395.NA2 | 0
1800 | 396 | Power Operated Equipment | [10 empty] | 396 | NA | 396.NA | 0
1801 |  |  |  | G-SITUS | S |  | 125001761.2315 | 47789334.3346 | 125001761.2315 | 77212426.8969 | 47789334.3346 |  | 396 | S | 396.S | 47789334.3346
1802 |  |  |  | G-DGP | SG |  | 470688.04 | 205562.9571 | 470688.04 | 265919.1613 | 204768.8787 |  | 396 | SG | 396.SG | 204768.8787
1803 |  |  |  | G-SG | SG |  | 40365180.9015 | 17628631.372 | 40365180.9015 | 22804647.9603 | 17560532.9412 |  | 396 | SG | 396.SG1 | 17560532.9412
1804 |  |  |  | PTD | SO |  | 4333485.2792 | 1870784.0354 | 4333485.2792 | 2465147.9325 | 1868337.3467 |  | 396 | SO | 396.SO | 1868337.3467
1805 |  |  |  | G-DGU | SG |  | 1084012.58 | 473419.3617 | 1084012.58 | 612422.0112 | 471590.5688 |  | 396 | SG | 396.SG2 | 471590.5688
1806 |  |  |  | P | SE |  | 403876.32 | 173603.1644 | 403876.32 | 231821.9214 | 172054.3986 |  | 396 | SE | 396.SE | 172054.3986
1807 |  |  |  | P | SG |  | 0 | 0 | 0 | 0 | 0 |  | 396 | SG | 396.SG3 | 0
1808 |  |  |  | G-SG | SG |  | 964389.69 | 421176.6172 | 964389.69 | 544840.0549 | 419549.6351 |  | 396 | SG | 396.SG4 | 419549.6351
1809 | [5 empty] | B8 | 172623394.0423 | 68562511.8423 | 172623394.0423 | 104137225.9385 | 68486168.1038 |  | 396 | NA | 396.NA1 | 68486168.1038
1810 | 397 | Communication Equipment | [10 empty] | 397 | NA | 397.NA | 0
1811 |  |  |  | G-SITUS | S |  | 186461277.0646 | 60387824.8392 | 186461277.0646 | 126073452.2254 | 60387824.8392 |  | 397 | S | 397.S | 60387824.8392
1812 |  |  |  | G-DGP | SG |  | 412543.75 | 180169.6792 | 412543.75 | 233070.0563 | 179473.6937 |  | 397 | SG | 397.SG | 179473.6937
1813 |  |  |  | G-DGU | SG |  | 1136750.28 | 496451.4267 | 1136750.28 | 642216.6178 | 494533.6622 |  | 397 | SG | 397.SG1 | 494533.6622
1814 |  |  |  | PTD | SO |  | 87209748.0285 | 37648819.3291 | 87209748.0285 | 49610167.3816 | 37599580.6468 |  | 397 | SO | 397.SO | 37599580.6468
1815 |  |  |  | CUST | CN |  | 3600222.8654 | 1700150.2379 | 3600222.8654 | 1900072.6275 | 1700150.2379 |  | 397 | CN | 397.CN | 1700150.2379
1816 |  |  |  | G-SG | SG |  | 163759150.9631 | 71518314.588 | 163759150.9631 | 92517107.6801 | 71242043.283 |  | 397 | SG | 397.SG2 | 71242043.283
1817 |  |  |  | P | SE |  | 342987.54 | 147430.5854 | 342987.54 | 196872.227 | 146115.313 |  | 397 | SE | 397.SE | 146115.313
1818 |  |  |  | G-SG | SG |  | 1297081.5308 | 566472.679 | 1297081.5308 | 732797.1044 | 564284.4263 |  | 397 | SG | 397.SG3 | 564284.4263
1819 |  |  |  | G-SG | SG |  | 16632.87 | 7264.051 | 16632.87 | 9396.8796 | 7235.9904 |  | 397 | SG | 397.SG4 | 7235.9904
1820 | [5 empty] | B8 | 444236394.8923 | 172652897.4156 | 444236394.8923 | 271915152.7997 | 172321242.0926 |  | 397 | NA | 397.NA1 | 172321242.0926
1821 | [12 empty] | 397 | NA | 397.NA2 | 0
1822 | 398 | Misc. Equipment | [10 empty] | 398 | NA | 398.NA | 0
1823 |  |  |  | G-SITUS | S |  | 2706320.8085 | 1061337.0769 | 2706320.8085 | 1644983.7315 | 1061337.0769 |  | 398 | S | 398.S | 1061337.0769
1824 |  |  |  | G-DGP | SG |  | 0 | 0 | 0 | 0 | 0 |  | 398 | SG | 398.SG | 0
1825 |  |  |  | G-DGU | SG |  | 0 | 0 | 0 | 0 | 0 |  | 398 | SG | 398.SG1 | 0
1826 |  |  |  | CUST | CN |  | 218538.9208 | 103201.6661 | 218538.9208 | 115337.2546 | 103201.6661 |  | 398 | CN | 398.CN | 103201.6661
1827 |  |  |  | PTD | SO |  | 2624579.0338 | 1133041.9373 | 2624579.0338 | 1493018.9356 | 1131560.0982 |  | 398 | SO | 398.SO | 1131560.0982
1828 |  |  |  | P | SE |  | 4527.2 | 1945.9825 | 4527.2 | 2598.5782 | 1928.6218 |  | 398 | SE | 398.SE | 1928.6218
1829 |  |  |  | G-SG | SG |  | 2541852.6631 | 1110099.9079 | 2541852.6631 | 1436041.0099 | 1105811.6531 |  | 398 | SG | 398.SG2 | 1105811.6531
1830 |  |  |  | G-SG | SG |  | 0 | 0 | 0 | 0 | 0 |  | 398 | SG | 398.SG3 | 0
1831 | [5 empty] | B8 | 8095818.6262 | 3409626.5707 | 8095818.6262 | 4691979.5099 | 3403839.1162 |  | 398 | NA | 398.NA1 | 3403839.1162
1832 | [12 empty] | 398 | NA | 398.NA2 | 0
1833 | 399 | Coal Mine | [10 empty] | 399 | NA | 399.NA | 0
1834 |  |  |  | P | SE |  | 1854827.92 | 797283.6742 | 158575078.2222 | 91020883.1159 | 67554195.1063 |  | 399 | SE | 399.SE | 67554195.1063
1835 | MP |  |  | P | SE |  | 0 | 0 | 0 | 0 | 0 |  | MP | SE | MP.SE | 0
1836 | [5 empty] | B8 | 1854827.92 | 797283.6742 | 158575078.2222 | 91020883.1159 | 67554195.1063 |  | MP | NA | MP.NA | 67554195.1063
1837 | [12 empty] | MP | NA | MP.NA1 | 0
1838 | 399L | WIDCO Capital Lease | [10 empty] | 399L | NA | 399L.NA | 0
1839 |  |  |  | P | SE |  | 0 | 0 | 0 | 0 | 0 |  | 399L | SE | 399L.SE | 0
1840 | [6 empty] | 0 | 0 | 0 | 0 | 0 |  | 399L | NA | 399L.NA1 | 0
1841 | [12 empty] | 399L | NA | 399L.NA2 | 0
1842 |  | Remove Capital Leases |  |  |  |  | 0 | 0 | 0 | 0 | 0 |  | 399L | NA | 399L.NA3 | 0
1843 | [6 empty] | 0 | 0 | 0 | 0 | 0 |  | 399L | NA | 399L.NA4 | 0
1844 | [12 empty] | 399L | NA | 399L.NA5 | 0
1845 | 1011390 | General Capital Leases | [10 empty] | 1011390 | NA | 1011390.NA | 0
1846 |  |  |  | G-SITUS | S |  | 6556593.3823 | 5854868.7562 | 6556593.3823 | 701724.6262 | 5854868.7562 |  | 1011390 | S | 1011390.S | 5854868.7562
1847 |  |  |  | P | SG |  | 11932857.21 | 5211420.7411 | 11932857.21 | 6741567.8998 | 5191289.3102 |  | 1011390 | SG | 1011390.SG | 5191289.3102
1848 |  |  |  | PTD | SO |  | -5104904.4169 | -2203808.9598 | -5104904.4169 | -2903977.6896 | -2200926.7273 |  | 1011390 | SO | 1011390.SO | -2200926.7273
1849 | [5 empty] | B9 | 13384546.1754 | 8862480.5375 | 13384546.1754 | 4539314.8363 | 8845231.3391 |  | 1011390 | NA | 1011390.NA1 | 8845231.3391
1850 | [12 empty] | 1011390 | NA | 1011390.NA2 | 0
1851 |  | Remove Capital Leases |  |  |  |  | -13384546.1754 | -8862480.5375 | -13384546.1754 | -4539314.8363 | -8845231.3391 |  | 1011390 | NA | 1011390.NA3 | -8845231.3391
1852 | [6 empty] | 0 | 0 | 0 | 0 | 0 |  | 1011390 | NA | 1011390.NA4 | 0
1853 | [12 empty] | 1011390 | NA | 1011390.NA5 | 0
1854 | 1011346 | General Gas Line Capital Leases | [10 empty] | 1011346 | NA | 1011346.NA | 0
1855 |  |  |  | P | SG |  | 0 | 0 | 0 | 0 | 0 |  | 1011346 | SG | 1011346.SG | 0
1856 | [5 empty] | B9 | 0 | 0 | 0 | 0 | 0 |  | 1011346 | NA | 1011346.NA1 | 0
1857 | [12 empty] | 1011346 | NA | 1011346.NA2 | 0
1858 |  | Remove Capital Leases |  |  |  |  | 0 | 0 | 0 | 0 | 0 |  | 1011346 | NA | 1011346.NA3 | 0
1859 | [6 empty] | 0 | 0 | 0 | 0 | 0 |  | 1011346 | NA | 1011346.NA4 | 0
1860 | [12 empty] | 1011346 | NA | 1011346.NA5 | 0
1861 | GP | Unclassified Gen Plant - Acct 300 | [10 empty] | GP | NA | GP.NA | 0
1862 |  |  |  | G-SITUS | S |  | 0 | 0 | 0 | 0 | 0 |  | GP | S | GP.S | 0
1863 |  |  |  | PTD | SO |  | 9817982.7408 | 4238464.9278 | 9817982.7408 | 5585061.0526 | 4232921.6882 |  | GP | SO | GP.SO | 4232921.6882
1864 |  |  |  | CUST | CN |  | 0 | 0 | 0 | 0 | 0 |  | GP | CN | GP.CN | 0
1865 |  |  |  | G-SG | SG |  | 0 | 0 | 0 | 0 | 0 |  | GP | SG | GP.SG | 0
1866 |  |  |  | G-DGP | SG |  | 0 | 0 | 0 | 0 | 0 |  | GP | SG | GP.SG1 | 0
1867 |  |  |  | G-DGU | SG |  | 0 | 0 | 0 | 0 | 0 |  | GP | SG | GP.SG2 | 0
1868 | [5 empty] | B8 | 9817982.7408 | 4238464.9278 | 9817982.7408 | 5585061.0526 | 4232921.6882 |  | GP | NA | GP.NA1 | 4232921.6882
1869 | [12 empty] | GP | NA | GP.NA2 | 0
1870 | 399G | Unclassified Gen Plant - Acct 300 | [10 empty] | 399G | NA | 399G.NA | 0
1871 |  |  |  | G-SITUS | S |  | 0 | 0 | 0 | 0 | 0 |  | 399G | S | 399G.S | 0
1872 |  |  |  | PTD | SO |  | 0 | 0 | 0 | 0 | 0 |  | 399G | SO | 399G.SO | 0
1873 |  |  |  | G-SG | SG |  | 0 | 0 | 0 | 0 | 0 |  | 399G | SG | 399G.SG | 0
1874 |  |  |  | G-DGP | SG |  | 0 | 0 | 0 | 0 | 0 |  | 399G | SG | 399G.SG1 | 0
1875 |  |  |  | G-DGU | SG |  | 0 | 0 | 0 | 0 | 0 |  | 399G | SG | 399G.SG2 | 0
1876 | [5 empty] | B8 | 0 | 0 | 0 | 0 | 0 |  | 399G | NA | 399G.NA1 | 0
1877 | [12 empty] | 399G | NA | 399G.NA2 | 0
1878 | Total General Plant |  |  |  |  | B8 | 1193484740.1554 | 472107866.8085 | 1350204990.4576 | 811985391.1526 | 538219599.305 |  | Total General Plant | NA | Total General Plant.NA | 538219599.305
1879 | [12 empty] | Total General Plant | NA | Total General Plant.NA1 | 0
1880 | Summary of General Plant by Factor | [11 empty] | Summary of General Plant by Factor | NA | Summary of General Plant by Factor.NA | 0
1881 |  |  | S |  |  |  | 614948716.7862 | 223197010.2438 | 614948716.7862 | 391751706.5423 | 223197010.2438 |  | Summary of General Plant by Factor | NA | Summary of General Plant by Factor.NA1 | 223197010.2438
1882 |  |  | DGP |  |  |  | 0 | 0 | 0 | 0 | 0 |  | Summary of General Plant by Factor | NA | Summary of General Plant by Factor.NA2 | 0
1883 |  |  | DGU |  |  |  | 0 | 0 | 0 | 0 | 0 |  | Summary of General Plant by Factor | NA | Summary of General Plant by Factor.NA3 | 0
1884 |  |  | SG |  |  |  | 292483764.6885 | 127736042.669 | 292483764.6885 | 165241159.3075 | 127242605.3809 |  | Summary of General Plant by Factor | NA | Summary of General Plant by Factor.NA4 | 127242605.3809
1885 |  |  | SO |  |  |  | 274735160.1731 | 118604337.7321 | 274735160.1731 | 156285938.0967 | 118449222.0763 |  | Summary of General Plant by Factor | NA | Summary of General Plant by Factor.NA5 | 118449222.0763
1886 |  |  | SE |  |  |  | 5473103.0215 | 2352571.7073 | 162193353.3238 | 93097745.3744 | 69095607.9493 |  | Summary of General Plant by Factor | NA | Summary of General Plant by Factor.NA6 | 69095607.9493
1887 |  |  | CN |  |  |  | 19228541.6615 | 9080384.9937 | 19228541.6615 | 10148156.6679 | 9080384.9937 |  | Summary of General Plant by Factor | NA | Summary of General Plant by Factor.NA7 | 9080384.9937
1888 |  |  | DEU |  |  |  | 0 | 0 | 0 | 0 | 0 |  | Summary of General Plant by Factor | NA | Summary of General Plant by Factor.NA8 | 0
1889 |  |  | SSGCT |  |  |  | 0 | 0 | 0 | 0 | 0 |  | Summary of General Plant by Factor | NA | Summary of General Plant by Factor.NA9 | 0
1890 |  |  | SSGCH |  |  |  | 0 | 0 | 0 | 0 | 0 |  | Summary of General Plant by Factor | NA | Summary of General Plant by Factor.NA10 | 0
1891 |  |  | Less Capital Leases |  |  |  | -13384546.1754 | -8862480.5375 | -13384546.1754 | -4539314.8363 | -8845231.3391 |  | Summary of General Plant by Factor | NA | Summary of General Plant by Factor.NA11 | -8845231.3391
1892 | Total General Plant by Factor | [5 empty] | 1193484740.1554 | 472107866.8085 | 1350204990.4576 | 811985391.1526 | 538219599.305 |  | Total General Plant by Factor | NA | Total General Plant by Factor.NA | 538219599.305
1893 | 301 | Organization | [10 empty] | 301 | NA | 301.NA | 0
1894 |  |  |  | I-SITUS | S |  | 0 | 0 | 0 | 0 | 0 |  | 301 | S | 301.S | 0
1895 |  |  |  | PTD | SO |  | 0 | 0 | 0 | 0 | 0 |  | 301 | SO | 301.SO | 0
1896 |  |  |  | I-SG | SG |  | 0 | 0 | 0 | 0 | 0 |  | 301 | SG | 301.SG | 0
1897 | [5 empty] | B8 | 0 | 0 | 0 | 0 | 0 |  | 301 | NA | 301.NA1 | 0
1898 | 302 | Franchise & Consent | [10 empty] | 302 | NA | 302.NA | 0
1899 |  |  |  | I-SITUS | S |  | -31081214.85 | -32081214.85 | 1000000 | 1000000 | 0 |  | 302 | S | 302.S | 0
1900 |  |  |  | I-SG | SG |  | 10500447.07 | 4585846.1799 | 10500447.07 | 5932315.761 | 4568131.309 |  | 302 | SG | 302.SG | 4568131.309
1901 |  |  |  | I-SG | SG |  | 173445078.5469 | 75748436.764 | 99333328.7369 | 56119198.3283 | 43214130.4086 |  | 302 | SG | 302.SG1 | 43214130.4086
1902 |  |  |  | I-SG | SG |  | 9189362.96 | 4013258.1732 | 9189362.96 | 5191607.7818 | 3997755.1782 |  | 302 | SG | 302.SG2 | 3997755.1782
1903 |  |  |  | I-DGP | SG |  | 0 | 0 | 0 | 0 | 0 |  | 302 | SG | 302.SG3 | 0
1904 |  |  |  | I-DGU | SG |  | 600993.05 | 262470.8895 | 600993.05 | 339536.0711 | 261456.9789 |  | 302 | SG | 302.SG4 | 261456.9789
1905 | [5 empty] | B8 | 162654666.7769 | 52528797.1566 | 120624131.8169 | 68582657.9422 | 52041473.8747 |  | 302 | NA | 302.NA1 | 52041473.8747
1906 | [12 empty] | 302 | NA | 302.NA2 | 0
1907 | 303 | Miscellaneous Intangible Plant | [10 empty] | 303 | NA | 303.NA | 0
1908 |  |  |  | I-SITUS | S |  | 15701800.6662 | 4107798.2677 | 15701800.6662 | 11594002.3985 | 4107798.2677 |  | 303 | S | 303.S | 4107798.2677
1909 |  |  |  | I-SG | SG |  | 153700696.6754 | 67125499.3237 | 153700696.6754 | 86834499.4536 | 66866197.2218 |  | 303 | SG | 303.SG | 66866197.2218
1910 |  |  |  | PTD | SO |  | 370173932.7177 | 159805661.9619 | 370173932.7177 | 210577271.2065 | 159596661.5111 |  | 303 | SO | 303.SO | 159596661.5111
1911 |  |  |  | P | SE |  | 16648.6385 | 7156.2906 | 16648.6385 | 9556.1913 | 7092.4472 |  | 303 | SE | 303.SE | 7092.4472
1912 |  |  |  | CUST | CN |  | 144966799.2831 | 68458355.9149 | 144966799.2831 | 76508443.3682 | 68458355.9149 |  | 303 | CN | 303.CN | 68458355.9149
1913 |  |  |  | P | SG |  | 0 | 0 | 0 | 0 | 0 |  | 303 | SG | 303.SG1 | 0
1914 |  |  |  | I-DGP | SG |  | 0 | 0 | 0 | 0 | 0 |  | 303 | SG | 303.SG2 | 0
1915 | [5 empty] | B8 | 684559877.9808 | 299504471.7588 | 684559877.9808 | 385523772.618 | 299036105.3627 |  | 303 | NA | 303.NA1 | 299036105.3627
1916 | 303 | Less Non-Regulated Plant | [10 empty] | 303 | NA | 303.NA2 | 0
1917 |  |  |  | I-SITUS | S |  | 0 | 0 | 0 | 0 | 0 |  | 303 | S | 303.S1 | 0
1918 | [6 empty] | 684559877.9808 | 299504471.7588 | 684559877.9808 | 385523772.618 | 299036105.3627 |  | 303 | NA | 303.NA3 | 299036105.3627
1919 | IP | Unclassified Intangible Plant - Acct 300 | [10 empty] | IP | NA | IP.NA | 0
1920 |  |  |  | I-SITUS | S |  | 0 | 0 | 0 | 0 | 0 |  | IP | S | IP.S | 0
1921 |  |  |  | I-SG | SG |  | 0 | 0 | 0 | 0 | 0 |  | IP | SG | IP.SG | 0
1922 |  |  |  | I-DGU | SG |  | 0 | 0 | 0 | 0 | 0 |  | IP | SG | IP.SG1 | 0
1923 |  |  |  | PTD | SO |  | 0 | 0 | 0 | 0 | 0 |  | IP | SO | IP.SO | 0
1924 | [6 empty] | 0 | 0 | 0 | 0 | 0 |  | IP | NA | IP.NA1 | 0
1925 | [12 empty] | IP | NA | IP.NA2 | 0
1926 | Total Intangible Plant |  |  |  |  | B8 | 847214544.7577 | 352033268.9154 | 805184009.7977 | 454106430.5602 | 351077579.2375 |  | Total Intangible Plant | NA | Total Intangible Plant.NA | 351077579.2375
1927 | [12 empty] | Total Intangible Plant | NA | Total Intangible Plant.NA1 | 0
1928 | Summary of Intangible Plant by Factor | [11 empty] | Summary of Intangible Plant by Factor | NA | Summary of Intangible Plant by Factor.NA | 0
1929 |  |  | S |  |  |  | -15379414.1838 | -27973416.5823 | 16701800.6662 | 12594002.3985 | 4107798.2677 |  | Summary of Intangible Plant by Factor | NA | Summary of Intangible Plant by Factor.NA1 | 4107798.2677
1930 |  |  | DGP |  |  |  | 0 | 0 | 0 | 0 | 0 |  | Summary of Intangible Plant by Factor | NA | Summary of Intangible Plant by Factor.NA2 | 0
1931 |  |  | DGU |  |  |  | 0 | 0 | 0 | 0 | 0 |  | Summary of Intangible Plant by Factor | NA | Summary of Intangible Plant by Factor.NA3 | 0
1932 |  |  | SG |  |  |  | 347436578.3023 | 151735511.3303 | 273324828.4923 | 154417157.3957 | 118907671.0966 |  | Summary of Intangible Plant by Factor | NA | Summary of Intangible Plant by Factor.NA4 | 118907671.0966
1933 |  |  | SO |  |  |  | 370173932.7177 | 159805661.9619 | 370173932.7177 | 210577271.2065 | 159596661.5111 |  | Summary of Intangible Plant by Factor | NA | Summary of Intangible Plant by Factor.NA5 | 159596661.5111
1934 |  |  | CN |  |  |  | 144966799.2831 | 68458355.9149 | 144966799.2831 | 76508443.3682 | 68458355.9149 |  | Summary of Intangible Plant by Factor | NA | Summary of Intangible Plant by Factor.NA6 | 68458355.9149
1935 |  |  | SSGCT |  |  |  | 0 | 0 | 0 | 0 | 0 |  | Summary of Intangible Plant by Factor | NA | Summary of Intangible Plant by Factor.NA7 | 0
1936 |  |  | SSGCH |  |  |  | 0 | 0 | 0 | 0 | 0 |  | Summary of Intangible Plant by Factor | NA | Summary of Intangible Plant by Factor.NA8 | 0
1937 |  |  | SE |  |  |  | 16648.6385 | 7156.2906 | 16648.6385 | 9556.1913 | 7092.4472 |  | Summary of Intangible Plant by Factor | NA | Summary of Intangible Plant by Factor.NA9 | 7092.4472
1938 | Total Intangible Plant by Factor | [5 empty] | 847214544.7577 | 352033268.9154 | 805184009.7977 | 454106430.5602 | 351077579.2375 |  | Total Intangible Plant by Factor | NA | Total Intangible Plant by Factor.NA | 351077579.2375
1939 | Summary of Unclassified Plant (Account 106) | [11 empty] | Summary of Unclassified Plant (Account 106) | NA | Summary of Unclassified Plant (Account 106).NA | 0
1940 |  |  | DP |  |  |  | 58775002.8238 | 21895903.5131 | 58775002.8238 | 36879099.3108 | 21895903.5131 |  | Summary of Unclassified Plant (Account 106) | NA | Summary of Unclassified Plant (Account 106).NA1 | 21895903.5131
1941 |  |  | DS0 |  |  |  | 0 | 0 | 0 | 0 | 0 |  | Summary of Unclassified Plant (Account 106) | NA | Summary of Unclassified Plant (Account 106).NA2 | 0
1942 |  |  | GP |  |  |  | 9817982.7408 | 4238464.9278 | 9817982.7408 | 5585061.0526 | 4232921.6882 |  | Summary of Unclassified Plant (Account 106) | NA | Summary of Unclassified Plant (Account 106).NA3 | 4232921.6882
1943 |  |  | HP |  |  |  | 0 | 0 | 0 | 0 | 0 |  | Summary of Unclassified Plant (Account 106) | NA | Summary of Unclassified Plant (Account 106).NA4 | 0
1944 |  |  | NP |  |  |  | 0 | 0 | 0 | 0 | 0 |  | Summary of Unclassified Plant (Account 106) | NA | Summary of Unclassified Plant (Account 106).NA5 | 0
1945 |  |  | OP |  |  |  | -581776.5277 | -254078.4834 | -581776.5277 | -328679.5354 | -253096.9923 |  | Summary of Unclassified Plant (Account 106) | NA | Summary of Unclassified Plant (Account 106).NA6 | -253096.9923
1946 |  |  | TP |  |  |  | 116666340.4931 | 50951534.5686 | 116666340.4931 | 65911628.8926 | 50754711.6005 |  | Summary of Unclassified Plant (Account 106) | NA | Summary of Unclassified Plant (Account 106).NA7 | 50754711.6005
1947 |  |  | TS0 |  |  |  | 0 | 0 | 0 | 0 | 0 |  | Summary of Unclassified Plant (Account 106) | NA | Summary of Unclassified Plant (Account 106).NA8 | 0
1948 |  |  | IP |  |  |  | 0 | 0 | 0 | 0 | 0 |  | Summary of Unclassified Plant (Account 106) | NA | Summary of Unclassified Plant (Account 106).NA9 | 0
1949 |  |  | MP |  |  |  | 0 | 0 | 0 | 0 | 0 |  | Summary of Unclassified Plant (Account 106) | NA | Summary of Unclassified Plant (Account 106).NA10 | 0
1950 |  |  | SP |  |  |  | 32546586.0638 | 14214026.9242 | 32546586.0638 | 18387467.1417 | 14159118.9221 |  | Summary of Unclassified Plant (Account 106) | NA | Summary of Unclassified Plant (Account 106).NA11 | 14159118.9221
1951 | Total Unclassified Plant by Factor | [5 empty] | 217224135.5938 | 91045851.4502 | 217224135.5938 | 126434576.8622 | 90789558.7316 |  | Total Unclassified Plant by Factor | NA | Total Unclassified Plant by Factor.NA | 90789558.7316
1952 | [12 empty] | Total Unclassified Plant by Factor | NA | Total Unclassified Plant by Factor.NA1 | 0
1953 | Total Electric Plant In Service |  |  |  |  | B8 | 27090279398.39 | 11694988894.0299 | 27204969113.7322 | 15475828125.3612 | 11729140988.371 |  | Total Electric Plant In Service | NA | Total Electric Plant In Service.NA | 11729140988.371
1954 | Summary of Electric Plant by Factor | [11 empty] | Summary of Electric Plant by Factor | NA | Summary of Electric Plant by Factor.NA | 0
1955 |  |  | S |  |  |  | 7271633590.7454 | 3040083488.62 | 7303714805.5954 | 4231550102.1254 | 3072164703.47 |  | Summary of Electric Plant by Factor | NA | Summary of Electric Plant by Factor.NA1 | 3072164703.47
1956 |  |  | SE |  |  |  | 5489751.66 | 2359727.9979 | 162210001.9622 | 93107301.5657 | 69102700.3965 |  | Summary of Electric Plant by Factor | NA | Summary of Electric Plant by Factor.NA2 | 69102700.3965
1957 |  |  | DGU |  |  |  | 0 | 0 | 0 | 0 | 0 |  | Summary of Electric Plant by Factor | NA | Summary of Electric Plant by Factor.NA3 | 0
1958 |  |  | DGP |  |  |  | 0 | 0 | 0 | 0 | 0 |  | Summary of Electric Plant by Factor | NA | Summary of Electric Plant by Factor.NA4 | 0
1959 |  |  | SG |  |  |  | 19017436168.3246 | 8305459417.347 | 18943324418.5146 | 10702190227.1671 | 8241134191.3475 |  | Summary of Electric Plant by Factor | NA | Summary of Electric Plant by Factor.NA5 | 8241134191.3475
1960 |  |  | SO |  |  |  | 644909092.8908 | 278409999.694 | 644909092.8908 | 366863209.3033 | 278045883.5875 |  | Summary of Electric Plant by Factor | NA | Summary of Electric Plant by Factor.NA6 | 278045883.5875
1961 |  |  | CN |  |  |  | 164195340.9446 | 77538740.9085 | 164195340.9446 | 86656600.0361 | 77538740.9085 |  | Summary of Electric Plant by Factor | NA | Summary of Electric Plant by Factor.NA7 | 77538740.9085
1962 |  |  | DEU |  |  |  | 0 | 0 | 0 | 0 | 0 |  | Summary of Electric Plant by Factor | NA | Summary of Electric Plant by Factor.NA8 | 0
1963 |  |  | SSGCH |  |  |  | 0 | 0 | 0 | 0 | 0 |  | Summary of Electric Plant by Factor | NA | Summary of Electric Plant by Factor.NA9 | 0
1964 |  |  | SSGCT |  |  |  | 0 | 0 | 0 | 0 | 0 |  | Summary of Electric Plant by Factor | NA | Summary of Electric Plant by Factor.NA10 | 0
1965 |  |  | Less Capital Leases |  |  |  | -13384546.1754 | -8862480.5375 | -13384546.1754 | -4539314.8363 | -8845231.3391 |  | Summary of Electric Plant by Factor | NA | Summary of Electric Plant by Factor.NA11 | -8845231.3391
1966 | [6 empty] | 27090279398.39 | 11694988894.0299 | 27204969113.7322 | 15475828125.3612 | 11729140988.371 |  | Summary of Electric Plant by Factor | NA | Summary of Electric Plant by Factor.NA12 | 11729140988.371
1967 | 105 | Plant Held For Future Use | [10 empty] | 105 | NA | 105.NA | 0
1968 |  |  |  | DPW | S |  | 10909968.7446 | 5750021.0062 | 10909968.7446 | 5159947.7385 | 5750021.0062 |  | 105 | S | 105.S | 5750021.0062
1969 |  |  |  | P | SG |  | 0 | 0 | 0 | 0 | 0 |  | 105 | SG | 105.SG | 0
1970 |  |  |  | T | SG |  | 3701686.1669 | 1616632.44 | 3446933.1169 | 1947373.8137 | 1499559.3032 |  | 105 | SG | 105.SG1 | 1499559.3032
1971 |  |  |  | P | SG |  | 8923301.54 | 3897061.5257 | 0 | 0 | 0 |  | 105 | SG | 105.SG2 | 0
1972 |  |  |  | P | SE |  | 0 | 0 | 0 | 0 | 0 |  | 105 | SE | 105.SE | 0
1973 |  |  |  | G | SG |  | 0 | 0 | 0 | 0 | 0 |  | 105 | SG | 105.SG3 | 0
1974 | [12 empty] | 105 | NA | 105.NA1 | 0
1975 | [12 empty] | 105 | NA | 105.NA2 | 0
1976 | Total Plant Held For Future Use |  |  |  |  | B10 | 23534956.4515 | 11263714.9719 | 14356901.8615 | 7107321.5522 | 7249580.3093 |  | Total Plant Held For Future Use | NA | Total Plant Held For Future Use.NA | 7249580.3093
1977 | [12 empty] | Total Plant Held For Future Use | NA | Total Plant Held For Future Use.NA1 | 0
1978 | 114 | Electric Plant Acquisition Adjustments | [10 empty] | 114 | NA | 114.NA | 0
1979 |  |  |  | P | S |  | 11763783.68 | 11763783.68 | 11763783.68 | 0 | 11763783.68 |  | 114 | S | 114.S | 11763783.68
1980 |  |  |  | P | SG |  | 144704699.05 | 63196689.334 | 144704699.05 | 81752135.0415 | 62952564.0085 |  | 114 | SG | 114.SG | 62952564.0085
1981 |  |  |  | P | SG |  | 0 | 0 | 0 | 0 | 0 |  | 114 | SG | 114.SG1 | 0
1982 | Total Electric Plant Acquisition Adjustment |  |  |  |  | B15 | 156468482.73 | 74960473.014 | 156468482.73 | 81752135.0415 | 74716347.6885 |  | Total Electric Plant Acquisition Adjustment | NA | Total Electric Plant Acquisition Adjustment.NA | 74716347.6885
1983 | [12 empty] | Total Electric Plant Acquisition Adjustment | NA | Total Electric Plant Acquisition Adjustment.NA1 | 0
1984 | 115 | Accum Provision for Asset Acquisition Adjustments | [10 empty] | 115 | NA | 115.NA | 0
1985 |  |  |  | P | S |  | -690999.43 | -690999.43 | -690999.43 | 0 | -690999.43 |  | 115 | S | 115.S | -690999.43
1986 |  |  |  | P | SG |  | -118854239.5792 | -51907052.805 | -118854239.5792 | -67147700.8565 | -51706538.7227 |  | 115 | SG | 115.SG | -51706538.7227
1987 |  |  |  | P | SG |  | 0 | 0 | 0 | 0 | 0 |  | 115 | SG | 115.SG1 | 0
1988 | [5 empty] | B15 | -119545239.0092 | -52598052.235 | -119545239.0092 | -67147700.8565 | -52397538.1527 |  | 115 | NA | 115.NA1 | -52397538.1527
1989 | [12 empty] | 115 | NA | 115.NA2 | 0
1990 | 128 | Pensions | [10 empty] | 128 | NA | 128.NA | 0
1991 |  |  |  | LABOR | SO |  | 0 | 0 | 0 | 0 | 0 |  | 128 | SO | 128.SO | 0
1992 | Total Pensions |  |  |  |  | B15 | 0 | 0 | 0 | 0 | 0 |  | Total Pensions | NA | Total Pensions.NA | 0
1993 | [12 empty] | Total Pensions | NA | Total Pensions.NA1 | 0
1994 | 124 | Weatherization | [10 empty] | 124 | NA | 124.NA | 0
1995 |  |  |  | DMSC | S |  | 1006710.8546 | 18249.4185 | 1006710.8546 | 988461.4362 | 18249.4185 |  | 124 | S | 124.S | 18249.4185
1996 |  |  |  | DMSC | SO |  | -4709.5023 | -2033.1122 | -4709.5023 | -2679.0491 | -2030.4532 |  | 124 | SO | 124.SO | -2030.4532
1997 | [5 empty] | B16 | 1002001.3523 | 16216.3063 | 1002001.3523 | 985782.387 | 16218.9653 |  | 124 | NA | 124.NA1 | 16218.9653
1998 | [12 empty] | 124 | NA | 124.NA2 | 0
1999 | 182W | Weatherization | [10 empty] | 182W | NA | 182W.NA | 0
2000 |  |  |  | DMSC | S |  | -5459775.5862 | 0 | -5459775.5862 | -5459775.5862 | 0 |  | 182W | S | 182W.S | 0
2001 |  |  |  | DMSC | SG |  | 0 | 0 | 0 | 0 | 0 |  | 182W | SG | 182W.SG | 0
2002 |  |  |  | DMSC | SGCT |  | 0 | 0 | 0 | 0 | 0 |  | 182W | SGCT | 182W.SGCT | 0
2003 |  |  |  | DMSC | SO |  | 0 | 0 | 0 | 0 | 0 |  | 182W | SO | 182W.SO | 0
2004 | [5 empty] | B16 | -5459775.5862 | 0 | -5459775.5862 | -5459775.5862 | 0 |  | 182W | NA | 182W.NA1 | 0
2005 | [12 empty] | 182W | NA | 182W.NA2 | 0
2006 | 186W | Weatherization | [10 empty] | 186W | NA | 186W.NA | 0
2007 |  |  |  | DMSC | S |  | 0 | 0 | 0 | 0 | 0 |  | 186W | S | 186W.S | 0
2008 |  |  |  | DMSC | CN |  | 0 | 0 | 0 | 0 | 0 |  | 186W | CN | 186W.CN | 0
2009 |  |  |  | DMSC | CNP |  | 0 | 0 | 0 | 0 | 0 |  | 186W | CNP | 186W.CNP | 0
2010 |  |  |  | DMSC | SG |  | 0 | 0 | 0 | 0 | 0 |  | 186W | SG | 186W.SG | 0
2011 |  |  |  | DMSC | SO |  | 0 | 0 | 0 | 0 | 0 |  | 186W | SO | 186W.SO | 0
2012 | [5 empty] | B16 | 0 | 0 | 0 | 0 | 0 |  | 186W | NA | 186W.NA1 | 0
2013 | [12 empty] | 186W | NA | 186W.NA2 | 0
2014 | Total Weatherization |  |  |  |  | B16 | -4457774.2338 | 16216.3063 | -4457774.2338 | -4473993.1991 | 16218.9653 |  | Total Weatherization | NA | Total Weatherization.NA | 16218.9653
2015 | [12 empty] | Total Weatherization | NA | Total Weatherization.NA1 | 0
2016 | 151 | Fuel Stock | [10 empty] | 151 | NA | 151.NA | 0
2017 |  |  |  | P | DEU |  | 0 | 0 | 0 | 0 | 0 |  | 151 | DEU | 151.DEU | 0
2018 |  |  |  | P | SE |  | 195921239.7823 | 84215254.8124 | 195921239.7823 | 112457294.4632 | 83463945.3191 |  | 151 | SE | 151.SE | 83463945.3191
2019 |  |  |  | P | SE |  | 0 | 0 | 0 | 0 | 0 |  | 151 | SE | 151.SE1 | 0
2020 |  |  |  | P | SE |  | 15682464.11 | 6740987.9224 | 15682464.11 | 9001614.5584 | 6680849.5516 |  | 151 | SE | 151.SE2 | 6680849.5516
2021 | [5 empty] | B13 | 211603703.8923 | 90956242.7348 | 211603703.8923 | 121458909.0216 | 90144794.8707 |  | 151 | NA | 151.NA1 | 90144794.8707
2022 | [12 empty] | 151 | NA | 151.NA2 | 0
2023 | 152 | Fuel Stock - Undistributed | [10 empty] | 152 | NA | 152.NA | 0
2024 |  |  |  | P | SE |  | 0 | 0 | 0 | 0 | 0 |  | 152 | SE | 152.SE | 0
2025 | [6 empty] | 0 | 0 | 0 | 0 | 0 |  | 152 | NA | 152.NA1 | 0
2026 | [12 empty] | 152 | NA | 152.NA2 | 0
2027 | 25316 | UAMPS Working Capital Deposit | [10 empty] | 25316 | NA | 25316.NA | 0
2028 |  |  |  | P | SE |  | -2808230.7692 | -1207096.6377 | -2808230.7692 | -1611903.0019 | -1196327.7674 |  | 25316 | SE | 25316.SE | -1196327.7674
2029 | [5 empty] | B13 | -2808230.7692 | -1207096.6377 | -2808230.7692 | -1611903.0019 | -1196327.7674 |  | 25316 | NA | 25316.NA1 | -1196327.7674
2030 | [12 empty] | 25316 | NA | 25316.NA2 | 0
2031 | 25317 | DG&T Working Capital Deposit | [10 empty] | 25317 | NA | 25317.NA | 0
2032 |  |  |  | P | SE |  | -2596669.1538 | -1116158.4864 | -2596669.1538 | -1490468.2513 | -1106200.9025 |  | 25317 | SE | 25317.SE | -1106200.9025
2033 | [5 empty] | B13 | -2596669.1538 | -1116158.4864 | -2596669.1538 | -1490468.2513 | -1106200.9025 |  | 25317 | NA | 25317.NA1 | -1106200.9025
2034 | [12 empty] | 25317 | NA | 25317.NA2 | 0
2035 | 25319 | Provo Working Capital Deposit | [10 empty] | 25319 | NA | 25319.NA | 0
2036 |  |  |  | P | SE |  | 0 | 0 | 0 | 0 | 0 |  | 25319 | SE | 25319.SE | 0
2037 | [6 empty] | 0 | 0 | 0 | 0 | 0 |  | 25319 | NA | 25319.NA1 | 0
2038 | [12 empty] | 25319 | NA | 25319.NA2 | 0
2039 | Total Fuel Stock |  |  |  |  | B13 | 206198803.9692 | 88632987.6106 | 206198803.9692 | 118356537.7684 | 87842266.2008 |  | Total Fuel Stock | NA | Total Fuel Stock.NA | 87842266.2008
2040 | 154 | Materials and Supplies | [10 empty] | 154 | NA | 154.NA | 0
2041 |  |  |  | MSS | S |  | 103746481.4454 | 44590963.1585 | 103746481.4454 | 59155518.2869 | 44590963.1585 |  | 154 | S | 154.S | 44590963.1585
2042 |  |  |  | MSS | SG |  | 6075282.4685 | 2653249.9725 | 6075282.4685 | 3432281.8543 | 2643000.6142 |  | 154 | SG | 154.SG | 2643000.6142
2043 |  |  |  | MSS | SE |  | 0 | 0 | 0 | 0 | 0 |  | 154 | SE | 154.SE | 0
2044 |  |  |  | MSS | SO |  | 95775.7769 | 41346.8105 | 95775.7769 | 54483.0415 | 41292.7354 |  | 154 | SO | 154.SO | 41292.7354
2045 |  |  |  | MSS | SG |  | 114443125.5792 | 49980592.898 | 114443125.5792 | 64655604.9551 | 49787520.6241 |  | 154 | SG | 154.SG1 | 49787520.6241
2046 |  |  |  | MSS | SG |  | 7682.44 | 3355.1417 | 7682.44 | 4340.259 | 3342.181 |  | 154 | SG | 154.SG2 | 3342.181
2047 |  |  |  | MSS | SNPD |  | -1948136.6208 | -944338.4184 | -1948136.6208 | -1003798.2024 | -944338.4184 |  | 154 | SNPD | 154.SNPD | -944338.4184
2048 |  |  |  | MSS | SG |  | 0 | 0 | 0 | 0 | 0 |  | 154 | SG | 154.SG3 | 0
2049 |  |  |  | MSS | SG |  | 0 | 0 | 0 | 0 | 0 |  | 154 | SG | 154.SG4 | 0
2050 |  |  |  | MSS | SG |  | 0 | 0 | 0 | 0 | 0 |  | 154 | SG | 154.SG5 | 0
2051 |  |  |  | MSS | SG |  | 0 | 0 | 0 | 0 | 0 |  | 154 | SG | 154.SG6 | 0
2052 |  |  |  | MSS | SG |  | 10018813.0769 | 4375502.8114 | 10018813.0769 | 5660212.5916 | 4358600.4854 |  | 154 | SG | 154.SG7 | 4358600.4854
2053 |  |  |  | MSS | SG |  | 0 | 0 | 0 | 0 | 0 |  | 154 | SG | 154.SG8 | 0
2054 | [5 empty] | B13 | 232439024.1662 | 100700672.3741 | 232439024.1662 | 131958642.7861 | 100480381.3801 |  | 154 | NA | 154.NA1 | 100480381.3801
2055 | [12 empty] | 154 | NA | 154.NA2 | 0
2056 | 163 | Stores Expense Undistributed | [10 empty] | 163 | NA | 163.NA | 0
2057 |  |  |  | MSS | SO |  | 0 | 0 | 0 | 0 | 0 |  | 163 | SO | 163.SO | 0
2058 | [12 empty] | 163 | NA | 163.NA1 | 0
2059 | [5 empty] | B13 | 0 | 0 | 0 | 0 | 0 |  | 163 | NA | 163.NA2 | 0
2060 | [12 empty] | 163 | NA | 163.NA3 | 0
2061 | 25318 | Provo Working Capital Deposit | [10 empty] | 25318 | NA | 25318.NA | 0
2062 |  |  |  | MSS | SG |  | -273000 | -119226.9242 | -273000 | -154233.6428 | -118766.3572 |  | 25318 | SG | 25318.SG | -118766.3572
2063 | [12 empty] | 25318 | NA | 25318.NA1 | 0
2064 | [5 empty] | B13 | -273000 | -119226.9242 | -273000 | -154233.6428 | -118766.3572 |  | 25318 | NA | 25318.NA2 | -118766.3572
2065 | [12 empty] | 25318 | NA | 25318.NA3 | 0
2066 | Total Materials and Supplies |  |  |  |  | B13 | 232166024.1662 | 100581445.4499 | 232166024.1662 | 131804409.1433 | 100361615.0229 |  | Total Materials and Supplies | NA | Total Materials and Supplies.NA | 100361615.0229
2067 | [12 empty] | Total Materials and Supplies | NA | Total Materials and Supplies.NA1 | 0
2068 | 165 | Prepayments | [10 empty] | 165 | NA | 165.NA | 0
2069 |  |  |  | DMSC | S |  | 28868936.9823 | 3391103.6215 | 28868936.9823 | 25477833.3608 | 3391103.6215 |  | 165 | S | 165.S | 3391103.6215
2070 |  |  |  | GP | GPS |  | 5468250.8831 | 2360667.1754 | 5468250.8831 | 3110671.0858 | 2357579.7973 |  | 165 | GPS | 165.GPS | 2357579.7973
2071 |  |  |  | PT | SG |  | 3327650.2392 | 1453280.2304 | 3327650.2392 | 1879983.9502 | 1447666.2891 |  | 165 | SG | 165.SG | 1447666.2891
2072 |  |  |  | P | SE |  | -28625.1638 | -12304.309 | -28625.1638 | -16430.6253 | -12194.5385 |  | 165 | SE | 165.SE | -12194.5385
2073 |  |  |  | PTD | SO |  | 21366088.5869 | 9223831.3625 | 21366088.5869 | 12154320.5324 | 9211768.0545 |  | 165 | SO | 165.SO | 9211768.0545
2074 | Total Prepayments |  |  |  |  | B15 | 59002301.5277 | 16416578.0808 | 59002301.5277 | 42606378.3039 | 16395923.2238 |  | Total Prepayments | NA | Total Prepayments.NA | 16395923.2238
2075 | [12 empty] | Total Prepayments | NA | Total Prepayments.NA1 | 0
2076 | 182M | Misc Regulatory Assets | [10 empty] | 182M | NA | 182M.NA | 0
2077 |  |  |  | DDS2 | S |  | 66048212.2646 | 9340477.9285 | 66048212.2646 | 56707734.3362 | 9340477.9285 |  | 182M | S | 182M.S | 9340477.9285
2078 |  |  |  | DEFSG | SG |  | 3458081.7908 | 1510243.4272 | 3458081.7908 | 1953672.3507 | 1504409.4401 |  | 182M | SG | 182M.SG | 1504409.4401
2079 |  |  |  | P | SGCT |  | 201460.9046 | 88013.1668 | 201460.9046 | 113787.4665 | 87673.4381 |  | 182M | SGCT | 182M.SGCT | 87673.4381
2080 |  |  |  | DEFSG | SG-P |  | 0 | 0 | 0 | 0 | 0 |  | 182M | SG-P | 182M.SG-P | 0
2081 |  |  |  | P | SE |  | 202190560.7308 | 86910074.7398 | 202190560.7308 | 116055836.7793 | 86134723.9515 |  | 182M | SE | 182M.SE | 86134723.9515
2082 |  |  |  | P | SG |  | 0 | 0 | 0 | 0 | 0 |  | 182M | SG | 182M.SG1 | 0
2083 |  |  |  | DDSO2 | SO |  | 542341759.2277 | 234131245.2951 | 542341759.2277 | 308516720.4537 | 233825038.774 |  | 182M | SO | 182M.SO | 233825038.774
2084 | [5 empty] | B16 | 814240074.9185 | 331980054.5573 | 814240074.9185 | 483347751.3864 | 330892323.5321 |  | 182M | NA | 182M.NA1 | 330892323.5321
2085 | [12 empty] | 182M | NA | 182M.NA2 | 0
2086 | 186M | Misc Deferred Debits | [10 empty] | 186M | NA | 186M.NA | 0
2087 |  |  |  | LABOR | S |  | 4834429.5385 | 0 | 4834429.5385 | 4834429.5385 | 0 |  | 186M | S | 186M.S | 0
2088 |  |  |  | P | SG |  | 0 | 0 | 0 | 0 | 0 |  | 186M | SG | 186M.SG | 0
2089 |  |  |  | P | SG |  | 0 | 0 | 0 | 0 | 0 |  | 186M | SG | 186M.SG1 | 0
2090 |  |  |  | DEFSG | SG |  | 58318945.2962 | 25469554.8408 | 58318945.2962 | 32947777.9411 | 25371167.3551 |  | 186M | SG | 186M.SG2 | 25371167.3551
2091 |  |  |  | LABOR | SO |  | 275473.8892 | 118923.2502 | 275473.8892 | 156706.1718 | 118767.7175 |  | 186M | SO | 186M.SO | 118767.7175
2092 |  |  |  | P | SE |  | 2157945.9669 | 927576.6613 | 2157945.9669 | 1238644.4946 | 919301.4723 |  | 186M | SE | 186M.SE | 919301.4723
2093 |  |  |  | P | SG |  | 0 | 0 | 0 | 0 | 0 |  | 186M | SG | 186M.SG3 | 0
2094 |  |  |  | GP | EXCTAX |  | 0 | 0 | 0 | 0 | 0 |  | 186M | EXCTAX | 186M.EXCTAX | 0
2095 | Total Misc. Deferred Debits |  |  |  |  | B11 | 65586794.6908 | 26516054.7523 | 65586794.6908 | 39177558.1459 | 26409236.5448 |  | Total Misc. Deferred Debits | NA | Total Misc. Deferred Debits.NA | 26409236.5448
2096 | [12 empty] | Total Misc. Deferred Debits | NA | Total Misc. Deferred Debits.NA1 | 0
2097 | Working Capital | [11 empty] | Working Capital | NA | Working Capital.NA | 0
2098 | CWC | Cash Working Capital | [10 empty] | CWC | NA | CWC.NA | 0
2099 |  |  |  | CWC | S |  | 28946434.2794 | 14956914.944 | 28988571.277 | 14096033.492 | 14892537.785 |  | CWC | S | CWC.S | 14892537.785
2100 |  |  |  | CWC | SO |  | 0 | 0 | 0 | 0 | 0 |  | CWC | SO | CWC.SO | 0
2101 |  |  |  | CWC | SE |  | 0 | 0 | 0 | 0 | 0 |  | CWC | SE | CWC.SE | 0
2102 | [5 empty] | B14 | 28946434.2794 | 14956914.944 | 28988571.277 | 14096033.492 | 14892537.785 |  | CWC | NA | CWC.NA1 | 14892537.785
2103 | [12 empty] | CWC | NA | CWC.NA2 | 0
2104 | OWC | Other Work. Cap. | [10 empty] | OWC | NA | OWC.NA | 0
2105 | 131 | Cash |  | GP | SNP |  | 0 | 0 | 0 | 0 | 0 |  | 131 | SNP | 131.SNP | 0
2106 | 135 | Working Funds |  | GP | SG |  | 0 | 0 | 0 | 0 | 0 |  | 135 | SG | 135.SG | 0
2107 | 141 | Notes Receivable |  | GP | SO |  | 0 | 0 | 0 | 0 | 0 |  | 141 | SO | 141.SO | 0
2108 | 143 | Other A/R |  | GP | SO |  | 31763147.7017 | 13712286.0251 | 31763147.7017 | 18068795.1711 | 13694352.5306 |  | 143 | SO | 143.SO | 13694352.5306
2109 | 232 | A/P |  | PTD | S |  | -17732.4167 | 0 | -17732.4167 | -17732.4167 | 0 |  | 232 | S | 232.S | 0
2110 | 232 | A/P |  | PTD | SO |  | -6117520.1267 | -2640959.4707 | -6117520.1267 | -3480014.612 | -2637505.5147 |  | 232 | SO | 232.SO | -2637505.5147
2111 | 232 | A/P |  | P | SE |  | -3395699.3008 | -1459615.518 | -3395699.3008 | -1949105.4498 | -1446593.8511 |  | 232 | SE | 232.SE | -1446593.8511
2112 | 232 | A/P |  | T | SG |  | 0 | 0 | 0 | 0 | 0 |  | 232 | SG | 232.SG | 0
2113 | 2533 | Other Msc. Df. Crd. |  | P | S |  | 0 | 0 | 0 | 0 | 0 |  | 2533 | S | 2533.S | 0
2114 | 2533 | Other Msc. Df. Crd. |  | P | SE |  | -6157880.7833 | -2646918.22 | -6157880.7833 | -3534576.5129 | -2623304.2704 |  | 2533 | SE | 2533.SE | -2623304.2704
2115 | 230 | Asset Retir. Oblig. |  | P | SE |  | 0 | 0 | 0 | 0 | 0 |  | 230 | SE | 230.SE | 0
2116 | 230 | Asset Retir. Oblig. |  | P | S |  | -8408162.135 | 0 | -8408162.135 | -8408162.135 | 0 |  | 230 | S | 230.S | 0
2117 | 254105 | ARO Reg Liability |  | P | SG |  | 0 | 0 | 0 | 0 | 0 |  | 254105 | SG | 254105.SG | 0
2118 | 254105 | ARO Reg Liability |  | P | SE |  | 0 | 0 | 0 | 0 | 0 |  | 254105 | SE | 254105.SE | 0
2119 | 2533 | Cholla Reclamation |  | P | SE |  | 0 | 0 | 0 | 0 | 0 |  | 2533 | SE | 2533.SE1 | 0
2120 | [5 empty] | B14 | 7666152.9392 | 6964792.8164 | 7666152.9392 | 679204.0448 | 6986948.8944 |  | 2533 | NA | 2533.NA | 6986948.8944
2121 | [12 empty] | 2533 | NA | 2533.NA1 | 0
2122 | Total Working Capital |  |  |  |  | B14 | 36612587.2186 | 21921707.7604 | 36654724.2162 | 14775237.5368 | 21879486.6794 |  | Total Working Capital | NA | Total Working Capital.NA | 21879486.6794
2123 | Miscellaneous Rate Base | [11 empty] | Miscellaneous Rate Base | NA | Miscellaneous Rate Base.NA | 0
2124 | 18221 | Unrec Plant & Reg Study Costs | [10 empty] | 18221 | NA | 18221.NA | 0
2125 |  |  |  | P | S |  | 0 | 0 | 0 | 0 | 0 |  | 18221 | S | 18221.S | 0
2126 | [12 empty] | 18221 | NA | 18221.NA1 | 0
2127 | [6 empty] | 0 | 0 | 0 | 0 | 0 |  | 18221 | NA | 18221.NA2 | 0
2128 | [12 empty] | 18221 | NA | 18221.NA3 | 0
2129 | 18222 | Nuclear Plant - Trojan | [10 empty] | 18222 | NA | 18222.NA | 0
2130 |  |  |  | P | S |  | 0 | 0 | 0 | 0 | 0 |  | 18222 | S | 18222.S | 0
2131 |  |  |  | P | TROJP |  | 0 | 0 | 0 | 0 | 0 |  | 18222 | TROJP | 18222.TROJP | 0
2132 |  |  |  | P | TROJD |  | 0 | 0 | 0 | 0 | 0 |  | 18222 | TROJD | 18222.TROJD | 0
2133 | [5 empty] | B16 | 0 | 0 | 0 | 0 | 0 |  | 18222 | NA | 18222.NA1 | 0
2134 | [12 empty] | 18222 | NA | 18222.NA2 | 0
2135 | [12 empty] | 18222 | NA | 18222.NA3 | 0
2136 | [12 empty] | 18222 | NA | 18222.NA4 | 0
2137 | 1869 | Misc Deferred Debits-Trojan | [10 empty] | 1869 | NA | 1869.NA | 0
2138 |  |  |  | P | S |  | 0 | 0 | 0 | 0 | 0 |  | 1869 | S | 1869.S | 0
2139 |  |  |  | P | SG |  | 0 | 0 | 0 | 0 | 0 |  | 1869 | SG | 1869.SG | 0
2140 | [6 empty] | 0 | 0 | 0 | 0 | 0 |  | 1869 | NA | 1869.NA1 | 0
2141 | [12 empty] | 1869 | NA | 1869.NA2 | 0
2142 | Total Miscellaneous Rate Base |  |  |  |  | B15 | 0 | 0 | 0 | 0 | 0 |  | Total Miscellaneous Rate Base | NA | Total Miscellaneous Rate Base.NA | 0
2143 | [12 empty] | Total Miscellaneous Rate Base | NA | Total Miscellaneous Rate Base.NA1 | 0
2144 | Total Rate Base Additions | [5 empty] | 1469807012.4294 | 619691180.2686 | 1460671094.8369 | 847305634.8227 | 613365460.0142 |  | Total Rate Base Additions | NA | Total Rate Base Additions.NA | 613365460.0142
2145 | 235 | Customer Service Deposits | [10 empty] | 235 | NA | 235.NA | 0
2146 |  |  |  | CUST | S |  | 0 | 0 | -15561423.4162 | 0 | -15561423.4162 |  | 235 | S | 235.S | -15561423.4162
2147 |  |  |  | CUST | CN |  | 0 | 0 | 0 | 0 | 0 |  | 235 | CN | 235.CN | 0
2148 | Total Customer Service Deposits |  |  |  |  | B15 | 0 | 0 | -15561423.4162 | 0 | -15561423.4162 |  | Total Customer Service Deposits | NA | Total Customer Service Deposits.NA | -15561423.4162
2149 | [12 empty] | Total Customer Service Deposits | NA | Total Customer Service Deposits.NA1 | 0
2150 | 2281 | Prop Ins |  | PTD | S |  | -6049650.9562 | -3203870.0638 | -6049650.9562 | -2845780.8923 | -3203870.0638 |  | 2281 | S | 2281.S | -3203870.0638
2151 | 2282 | Inj & Dam |  | PTD | SO |  | 3700573.7885 | 1597553.4516 | 4264808.5431 | 2426080.4607 | 1838728.0824 |  | 2282 | SO | 2282.SO | 1838728.0824
2152 | 2282 | Inj & Dam |  | PTD | S |  | -4816586.6754 | 0 | -4816586.6754 | -4816586.6754 | 0 |  | 2282 | S | 2282.S | 0
2153 | 2283 | Pen & Ben |  | PTD | SO |  | -248144827.8123 | -107125178.1016 | -248144827.8123 | -141159752.4469 | -106985075.3654 |  | 2283 | SO | 2283.SO | -106985075.3654
2154 | 254 | Reg Liab |  | PTD | SO |  | -798868.4238 | -344874.898 | -798868.4238 | -454444.5675 | -344423.8564 |  | 254 | SO | 254.SO | -344423.8564
2155 | 25335 | Reg Liab |  | PTD | SE |  | -115119099.34 | -49483069.2959 | -115119099.34 | -66077483.3152 | -49041616.0248 |  | 25335 | SE | 25335.SE | -49041616.0248
2156 | [5 empty] | B15 | -371228459.4192 | -158559438.9078 | -370664224.6646 | -212927967.4366 | -157736257.228 |  | 25335 | NA | 25335.NA | -157736257.228
2157 | [12 empty] | 25335 | NA | 25335.NA1 | 0
2158 | 22841 | Accum Misc. Operating Provisions | [10 empty] | 22841 | NA | 22841.NA | 0
2159 |  |  |  | P | S |  | 0 | 0 | 0 | 0 | 0 |  | 22841 | S | 22841.S | 0
2160 |  |  |  | P | SG |  | -818299.5646 | -357374.8725 | -818299.5646 | -462305.2116 | -355994.353 |  | 22841 | SG | 22841.SG | -355994.353
2161 | [5 empty] | B15 | -818299.5646 | -357374.8725 | -818299.5646 | -462305.2116 | -355994.353 |  | 22841 | NA | 22841.NA1 | -355994.353
2162 | [12 empty] | 22841 | NA | 22841.NA2 | 0
2163 | 254105 | ARO |  | P | S |  | 261340.5838 | 0 | 261340.5838 | 261340.5838 | 0 |  | 254105 | S | 254105.S | 0
2164 | 230 | ARO |  | P | TROJD |  | -2042065.2277 | -889314.966 | -2042065.2277 | -1156979.2407 | -885085.987 |  | 230 | TROJD | 230.TROJD | -885085.987
2165 | 254105 | ARO |  | P | TROJD |  | -3397217.2646 | -1479480.7313 | -3397217.2646 | -1924771.9407 | -1472445.3239 |  | 254105 | TROJD | 254105.TROJD | -1472445.3239
2166 | 254 | Reg Liab |  | P | S |  | -100446118.6338 | -3091683.5446 | -100446118.6338 | -97354435.0892 | -3091683.5446 |  | 254 | S | 254.S | -3091683.5446
2167 | [5 empty] | B15 | -105624060.5423 | -5460479.2419 | -105624060.5423 | -100174845.6868 | -5449214.8555 |  | 254 | NA | 254.NA | -5449214.8555
2168 | [12 empty] | 254 | NA | 254.NA1 | 0
2169 | 252 | Customer Advances for Construction | [10 empty] | 252 | NA | 252.NA | 0
2170 |  |  |  | DPW | S |  | 742305.4785 | 56915.3731 | -10864706.8708 | -2216587.94 | -8648118.9308 |  | 252 | S | 252.S | -8648118.9308
2171 |  |  |  | DPW | SE |  | 0 | 0 | 0 | 0 | 0 |  | 252 | SE | 252.SE | 0
2172 |  |  |  | T | SG |  | -36971392.0515 | -16146466.5147 | -25364379.7023 | -14329819.3375 | -11034560.3648 |  | 252 | SG | 252.SG | -11034560.3648
2173 |  |  |  | DPW | SO |  | 0 | 0 | 0 | 0 | 0 |  | 252 | SO | 252.SO | 0
2174 |  |  |  | CUST | CN |  | 0 | 0 | 0 | 0 | 0 |  | 252 | CN | 252.CN | 0
2175 | Total Customer Advances for Construction |  |  |  |  | B20 | -36229086.5731 | -16089551.1416 | -36229086.5731 | -16546407.2775 | -19682679.2956 |  | Total Customer Advances for Construction | NA | Total Customer Advances for Construction.NA | -19682679.2956
2176 | [12 empty] | Total Customer Advances for Construction | NA | Total Customer Advances for Construction.NA1 | 0
2177 | 25398 | SO2 Emissions | [10 empty] | 25398 | NA | 25398.NA | 0
2178 |  |  |  | P | SE |  | 0 | 0 | -2008.42 | -1152.8177 | -855.6023 |  | 25398 | SE | 25398.SE | -855.6023
2179 | [6 empty] | 0 | 0 | -2008.42 | -1152.8177 | -855.6023 |  | 25398 | NA | 25398.NA1 | -855.6023
2180 | [12 empty] | 25398 | NA | 25398.NA2 | 0
2181 | 25399 | Other Deferred Credits | [10 empty] | 25399 | NA | 25399.NA | 0
2182 |  |  |  | P | S |  | -6647021.98 | -846634.3062 | -6647021.98 | -5800387.6738 | -846634.3062 |  | 25399 | S | 25399.S | -846634.3062
2183 |  |  |  | LABOR | SO |  | -39663380.5662 | -17122850.1707 | -39663380.5662 | -22562924.3667 | -17100456.1994 |  | 25399 | SO | 25399.SO | -17100456.1994
2184 |  |  |  | P | SG |  | -4177641.6231 | -1824495.8286 | -4177641.6231 | -2360193.7212 | -1817447.9019 |  | 25399 | SG | 25399.SG | -1817447.9019
2185 |  |  |  | P | SE |  | -4515369.3208 | -1940897.1602 | -4515369.3208 | -2591787.485 | -1923581.8358 |  | 25399 | SE | 25399.SE | -1923581.8358
2186 | [5 empty] | B15 | -55003413.49 | -21734877.4657 | -55003413.49 | -33315293.2468 | -21688120.2432 |  | 25399 | NA | 25399.NA1 | -21688120.2432
2187 | [12 empty] | 25399 | NA | 25399.NA2 | 0
2188 | 190 | Accumulated Deferred Income Taxes | [10 empty] | 190 | NA | 190.NA | 0
2189 |  |  |  | P | S |  | 49557420.8923 | 1486367.1315 | 49557420.8923 | 48071053.7608 | 1486367.1315 |  | 190 | S | 190.S | 1486367.1315
2190 |  |  |  | CUST | CN |  | 0 | 0 | 0 | 0 | 0 |  | 190 | CN | 190.CN | 0
2191 |  |  |  | LABOR | SO |  | 166134483.4238 | 71720963.4491 | 166476057.6492 | 94701627.6473 | 71774430.0018 |  | 190 | SO | 190.SO | 71774430.0018
2192 |  |  |  | P | DGP |  | 0 | 0 | 0 | 0 | 0 |  | 190 | DGP | 190.DGP | 0
2193 |  |  |  | IBT | IBT |  | 0 | 0 | 0 | 0 | 0 |  | 190 | IBT | 190.IBT | 0
2194 |  |  |  | P | SG |  | 0 | 0 | 0 | 0 | 0 |  | 190 | SG | 190.SG | 0
2195 |  |  |  | P | SG |  | 0 | 0 | 0 | 0 | 0 |  | 190 | SG | 190.SG1 | 0
2196 |  |  |  | CUST | BADDEBT |  | 4034132.7359 | 1263103.8215 | 4034132.7359 | 2789666.2579 | 1244466.478 |  | 190 | BADDEBT | 190.BADDEBT | 1244466.478
2197 |  |  |  | P | TROJD |  | 2064261.6262 | 898981.4493 | 2064261.6262 | 1169555.1232 | 894706.503 |  | 190 | TROJD | 190.TROJD | 894706.503
2198 |  |  |  | P | SG |  | 43025401.3992 | 18790425.9057 | 8108645.3992 | 4581047.3194 | 3527598.0799 |  | 190 | SG | 190.SG2 | 3527598.0799
2199 |  |  |  | P | SE |  | 20879328.6046 | 8974820.5999 | 20880090.8201 | 11985012.5713 | 8895078.2488 |  | 190 | SE | 190.SE | 8895078.2488
2200 |  |  |  | PTD | SNP |  | 0 | 0 | 0 | 0 | 0 |  | 190 | SNP | 190.SNP | 0
2201 |  |  |  | DPW | SNPD |  | 2116651.7738 | 1026024.3389 | 2116651.7738 | 1090627.4349 | 1026024.3389 |  | 190 | SNPD | 190.SNPD | 1026024.3389
2202 |  |  |  | P | SG |  | 0 | 0 | 0 | 0 | 0 |  | 190 | SG | 190.SG3 | 0
2203 | [5 empty] | B19 | 287811680.4559 | 104160686.6959 | 253237260.8967 | 164388590.1148 | 88848670.782 |  | 190 | NA | 190.NA1 | 88848670.782
2204 | [12 empty] | 190 | NA | 190.NA2 | 0
2205 | 281 | Accumulated Deferred Income Taxes | [10 empty] | 281 | NA | 281.NA | 0
2206 |  |  |  | P | S |  | 0 | 0 | 0 | 0 | 0 |  | 281 | S | 281.S | 0
2207 |  |  |  | PT | SG |  | -305840149.9415 | -133569158.9051 | 0.058461 | 0.033028 | 0.025433 |  | 281 | SG | 281.SG | 0.025433
2208 |  |  |  | T | SG |  | 0 | 0 | 0 | 0 | 0 |  | 281 | SG | 281.SG1 | 0
2209 | [5 empty] | B19 | -305840149.9415 | -133569158.9051 | 0.058461 | 0.033028 | 0.025433 |  | 281 | NA | 281.NA1 | 0.025433
2210 | [12 empty] | 281 | NA | 281.NA2 | 0
2211 | 282 | Accumulated Deferred Income Taxes | [10 empty] | 282 | NA | 282.NA | 0
2212 |  |  |  | GP | S |  | 1817565.8592 | -3425270.9 | -4506941620.6023 | -2516913268.2408 | -1990028352.3615 |  | 282 | S | 282.S | -1990028352.3615
2213 |  |  |  | ACCMDIT | DITBAL |  | -4228895716.3551 | -1861238329.9302 | -0.35508 | -0.1988 | -0.15628 |  | 282 | DITBAL | 282.DITBAL | -0.15628
2214 |  |  |  | PT | SNP |  | 0 | 0 | -7173173.9875 | -3982708.0957 | -3190465.8917 |  | 282 | SNP | 282.SNP | -3190465.8917
2215 |  |  |  | LABOR | SO |  | -1430137.0492 | -617396.2498 | -2098097.8185 | -1193524.6496 | -904573.1689 |  | 282 | SO | 282.SO | -904573.1689
2216 |  |  |  | PTD | GPS |  | 0 | 0 | 0 | 0 | 0 |  | 282 | GPS | 282.GPS | 0
2217 |  |  |  | DPW | CIAC |  | 0 | 0 | 78517.9913 | 40457.2337 | 38060.7576 |  | 282 | CIAC | 282.CIAC | 38060.7576
2218 |  |  |  | P | SNPD |  | 0 | 0 | -787505.5498 | -405770.6461 | -381734.9038 |  | 282 | SNPD | 282.SNPD | -381734.9038
2219 |  |  |  | GP | SCHMDEXP |  | 0 | 0 | 0 | 0 | 0 |  | 282 | SCHMDEXP | 282.SCHMDEXP | 0
2220 |  |  |  | TAXDEPR | TAXDEPR |  | 0 | 0 | 0 | 0 | 0 |  | 282 | TAXDEPR | 282.TAXDEPR | 0
2221 |  |  |  | P | DGP |  | 0 | 0 | 0 | 0 | 0 |  | 282 | DGP | 282.DGP | 0
2222 |  |  |  | PT | IBT |  | 0 | 0 | 0 | 0 | 0 |  | 282 | IBT | 282.IBT | 0
2223 |  |  |  | PT | SG |  | 0 | 0 | 0 | 0 | 0 |  | 282 | SG | 282.SG | 0
2224 |  |  |  | P | SG |  | 0 | 0 | 0 | 0 | 0 |  | 282 | SG | 282.SG1 | 0
2225 |  |  |  | P | SE |  | 256005.4431 | 110041.9926 | 256005.4431 | 146945.168 | 109060.2751 |  | 282 | SE | 282.SE | 109060.2751
2226 |  |  |  | P | SG |  | -2102200.8231 | -918091.3488 | -96846.2846 | -54714.1219 | -42132.1628 |  | 282 | SG | 282.SG2 | -42132.1628
2227 | [5 empty] | B19 | -4230354482.9251 | -1866089046.4362 | -4516762721.1634 | -2522362583.5511 | -1994400137.6122 |  | 282 | NA | 282.NA1 | -1994400137.6122
2228 | [12 empty] | 282 | NA | 282.NA2 | 0
2229 | 283 | Accumulated Deferred Income Taxes | [10 empty] | 283 | NA | 283.NA | 0
2230 |  |  |  | GP | S |  | -28897219.3415 | -6941471.01 | -28897219.3415 | -21955748.3315 | -6941471.01 |  | 283 | S | 283.S | -6941471.01
2231 |  |  |  | P | SG |  | -2903835.7992 | -1268188.3179 | -2903835.7992 | -1640546.4229 | -1263289.3764 |  | 283 | SG | 283.SG | -1263289.3764
2232 |  |  |  | P | SE |  | -75515154.5062 | -32459614.8228 | -75515154.5062 | -43345121.6222 | -32170032.884 |  | 283 | SE | 283.SE | -32170032.884
2233 |  |  |  | LABOR | SO |  | -222773940.6692 | -96172458.1608 | -222025819.4385 | -126301684.3231 | -95724135.1154 |  | 283 | SO | 283.SO | -95724135.1154
2234 |  |  |  | GP | GPS |  | -8163539.76 | -3524234.8528 | -8163539.76 | -4643914.0472 | -3519625.7128 |  | 283 | GPS | 283.GPS | -3519625.7128
2235 |  |  |  | PTD | SNP |  | -2071969.5031 | -923908.5673 | -2071969.5031 | -1150404.2323 | -921565.2708 |  | 283 | SNP | 283.SNP | -921565.2708
2236 |  |  |  | P | TROJD |  | 0 | 0 | 0 | 0 | 0 |  | 283 | TROJD | 283.TROJD | 0
2237 |  |  |  | P | SG |  | 0 | 0 | 0 | 0 | 0 |  | 283 | SG | 283.SG1 | 0
2238 |  |  |  | P | SGCT |  | -76456.11 | -33401.738 | -76456.11 | -43183.3019 | -33272.8081 |  | 283 | SGCT | 283.SGCT | -33272.8081
2239 |  |  |  | P | SG |  | 0 | 0 | 0 | 0 | 0 |  | 283 | SG | 283.SG2 | 0
2240 | [5 empty] | B19 | -340402115.6892 | -141323277.4696 | -339653994.4585 | -199080602.281 | -140573392.1775 |  | 283 | NA | 283.NA1 | -140573392.1775
2241 | [12 empty] | 283 | NA | 283.NA2 | 0
2242 | Total Accum Deferred Income Tax |  |  |  |  | B19 | -4588785068.1 | -2036820796.1151 | -4603179454.6666 | -2557054595.6843 | -2046124858.9823 |  | Total Accum Deferred Income Tax | NA | Total Accum Deferred Income Tax.NA | -2046124858.9823
2243 | 255 | Accumulated Investment Tax Credit | [10 empty] | 255 | NA | 255.NA | 0
2244 |  |  |  | PTD | S |  | -47902.6546 | 0 | -47902.6546 | -47902.6546 | 0 |  | 255 | S | 255.S | 0
2245 |  |  |  | PTD | ITC84 |  | 0 | 0 | 0 | 0 | 0 |  | 255 | ITC84 | 255.ITC84 | 0
2246 |  |  |  | PTD | ITC85 |  | 0 | 0 | 0 | 0 | 0 |  | 255 | ITC85 | 255.ITC85 | 0
2247 |  |  |  | PTD | ITC86 |  | 0 | 0 | 0 | 0 | 0 |  | 255 | ITC86 | 255.ITC86 | 0
2248 |  |  |  | PTD | ITC88 |  | -3820.6154 | 0 | -3820.6154 | -3820.6154 | 0 |  | 255 | ITC88 | 255.ITC88 | 0
2249 |  |  |  | PTD | ITC89 |  | -44962 | 0 | -44962 | -44962 | 0 |  | 255 | ITC89 | 255.ITC89 | 0
2250 |  |  |  | PTD | ITC90 |  | -100086 | -46975.8645 | -100086 | -53110.1355 | -46975.8645 |  | 255 | ITC90 | 255.ITC90 | -46975.8645
2251 |  |  |  | PTD | SG |  | -239919.0915 | -104779.5434 | -239919.0915 | -135544.3057 | -104374.7858 |  | 255 | SG | 255.SG | -104374.7858
2252 | Total Accumulated ITC |  |  |  |  | B19 | -436690.3615 | -151755.4079 | -436690.3615 | -285339.7112 | -151350.6503 |  | Total Accumulated ITC | NA | Total Accumulated ITC.NA | -151350.6503
2253 | [12 empty] | Total Accumulated ITC | NA | Total Accumulated ITC.NA1 | 0
2254 | Total Rate Base Deductions | [5 empty] | -5158125078.0507 | -2239174273.1525 | -5187518661.6989 | -2920767907.0725 | -2266750754.6264 |  | Total Rate Base Deductions | NA | Total Rate Base Deductions.NA | -2266750754.6264
2255 | [12 empty] | Total Rate Base Deductions | NA | Total Rate Base Deductions.NA1 | 0
2256 | [12 empty] | Total Rate Base Deductions | NA | Total Rate Base Deductions.NA2 | 0
2257 | [12 empty] | Total Rate Base Deductions | NA | Total Rate Base Deductions.NA3 | 0
2258 | 108SP | Steam Prod Plant Accumulated Depr | [10 empty] | 108SP | NA | 108SP.NA | 0
2259 |  |  |  | P | S |  | 12146496.45 | 9025508.95 | 12146496.45 | 3120987.5 | 9025508.95 |  | 108SP | S | 108SP.S | 9025508.95
2260 |  |  |  | P | SG |  | -742532663.4085 | -324285295.2106 | -742532663.4085 | -419500064.4087 | -323032598.9997 |  | 108SP | SG | 108SP.SG | -323032598.9997
2261 |  |  |  | P | SG |  | -745303986.23 | -325495611.3133 | -745303986.23 | -421065746.5119 | -324238239.7181 |  | 108SP | SG | 108SP.SG1 | -324238239.7181
2262 |  |  |  | P | SG |  | -1236783295.7054 | -540138711.6336 | -1236783295.7054 | -698731110.1258 | -538052185.5796 |  | 108SP | SG | 108SP.SG2 | -538052185.5796
2263 |  |  |  | P | SG |  | 0 | 0 | 0 | 0 | 0 |  | 108SP | SG | 108SP.SG3 | 0
2264 |  |  |  | P | SG |  | -222109836.1154 | -97001731.1336 | -222109836.1154 | -125482817.3195 | -96627018.7959 |  | 108SP | SG | 108SP.SG4 | -96627018.7959
2265 | [5 empty] | B17 | -2934583285.0092 | -1277895840.3411 | -2934583285.0092 | -1661658750.8659 | -1272924534.1433 |  | 108SP | NA | 108SP.NA1 | -1272924534.1433
2266 | [12 empty] | 108SP | NA | 108SP.NA2 | 0
2267 | 108NP | Nuclear Prod Plant Accumulated Depr | [10 empty] | 108NP | NA | 108NP.NA | 0
2268 |  |  |  | P | SG |  | 0 | 0 | 0 | 0 | 0 |  | 108NP | SG | 108NP.SG | 0
2269 |  |  |  | P | SG |  | 0 | 0 | 0 | 0 | 0 |  | 108NP | SG | 108NP.SG1 | 0
2270 |  |  |  | P | SG |  | 0 | 0 | 0 | 0 | 0 |  | 108NP | SG | 108NP.SG2 | 0
2271 | [5 empty] | B17 | 0 | 0 | 0 | 0 | 0 |  | 108NP | NA | 108NP.NA1 | 0
2272 | [12 empty] | 108NP | NA | 108NP.NA2 | 0
2273 | [12 empty] | 108NP | NA | 108NP.NA3 | 0
2274 | 108HP | Hydraulic Prod Plant Accum Depr | [10 empty] | 108HP | NA | 108HP.NA | 0
2275 |  |  |  | P | S |  | 1830269.2877 | 0 | 1830269.2877 | 1830269.2877 | 0 |  | 108HP | S | 108HP.S | 0
2276 |  |  |  | P | SG |  | -164616599.7915 | -71892787.066 | -164616599.7915 | -93001530.5971 | -71615069.1945 |  | 108HP | SG | 108HP.SG | -71615069.1945
2277 |  |  |  | P | SG |  | -30313592.4954 | -13238814.6349 | -30313592.4954 | -17125918.6712 | -13187673.8241 |  | 108HP | SG | 108HP.SG1 | -13187673.8241
2278 |  |  |  | P | SG |  | -145155175.4531 | -63393425.29 | -131380952.0204 | -74224772.2567 | -57156179.7637 |  | 108HP | SG | 108HP.SG2 | -57156179.7637
2279 |  |  |  | P | SG |  | -41840073.4654 | -18272759.2253 | -41840073.4654 | -23637900.9013 | -18202172.5641 |  | 108HP | SG | 108HP.SG3 | -18202172.5641
2280 | [5 empty] | B17 | -380095171.9177 | -166797786.2162 | -366320948.485 | -206159853.1385 | -160161095.3465 |  | 108HP | NA | 108HP.NA1 | -160161095.3465
2281 | [12 empty] | 108HP | NA | 108HP.NA2 | 0
2282 | 108OP | Other Production Plant - Accum Depr | [10 empty] | 108OP | NA | 108OP.NA | 0
2283 |  |  |  | P | S |  | 0 | 0 | 0 | 0 | 0 |  | 108OP | S | 108OP.S | 0
2284 |  |  |  | P | SG |  | 0 | 0 | 0 | 0 | 0 |  | 108OP | SG | 108OP.SG | 0
2285 |  |  |  | P | SG |  | -620971211.8838 | -271195925.3599 | -620971211.8838 | -350822901.427 | -270148310.4569 |  | 108OP | SG | 108OP.SG1 | -270148310.4569
2286 |  |  |  | P | SG |  | -325057108.28 | -141961755.3725 | -325057108.28 | -183643743.3392 | -141413364.9408 |  | 108OP | SG | 108OP.SG2 | -141413364.9408
2287 |  |  |  | P | SG |  | -33809326.8262 | -14765502.0055 | -33809326.8262 | -19100863.1406 | -14708463.6856 |  | 108OP | SG | 108OP.SG3 | -14708463.6856
2288 | [5 empty] | B17 | -979837646.99 | -427923182.7379 | -979837646.99 | -553567507.9068 | -426270139.0832 |  | 108OP | NA | 108OP.NA1 | -426270139.0832
2289 | [12 empty] | 108OP | NA | 108OP.NA2 | 0
2290 | 108EP | Experimental Plant - Accum Depr | [10 empty] | 108EP | NA | 108EP.NA | 0
2291 |  |  |  | P | SG |  | 0 | 0 | 0 | 0 | 0 |  | 108EP | SG | 108EP.SG | 0
2292 |  |  |  | P | SG |  | 0 | 0 | 0 | 0 | 0 |  | 108EP | SG | 108EP.SG1 | 0
2293 | [6 empty] | 0 | 0 | 0 | 0 | 0 |  | 108EP | NA | 108EP.NA1 | 0
2294 | [12 empty] | 108EP | NA | 108EP.NA2 | 0
2295 | Total Production Plant Accum Depreciation |  |  |  |  | B17 | -4294516103.9169 | -1872616809.2951 | -4280741880.4842 | -2421386111.9112 | -1859355768.573 |  | Total Production Plant Accum Depreciation | NA | Total Production Plant Accum Depreciation.NA | -1859355768.573
2296 | [12 empty] | Total Production Plant Accum Depreciation | NA | Total Production Plant Accum Depreciation.NA1 | 0
2297 | Summary of Prod Plant Depreciation by Factor | [11 empty] | Summary of Prod Plant Depreciation by Factor | NA | Summary of Prod Plant Depreciation by Factor.NA | 0
2298 |  |  | S |  |  |  | 13976765.7377 | 9025508.95 | 13976765.7377 | 4951256.7877 | 9025508.95 |  | Summary of Prod Plant Depreciation by Factor | NA | Summary of Prod Plant Depreciation by Factor.NA1 | 9025508.95
2299 |  |  | DGP |  |  |  | 0 | 0 | 0 | 0 | 0 |  | Summary of Prod Plant Depreciation by Factor | NA | Summary of Prod Plant Depreciation by Factor.NA2 | 0
2300 |  |  | DGU |  |  |  | 0 | 0 | 0 | 0 | 0 |  | Summary of Prod Plant Depreciation by Factor | NA | Summary of Prod Plant Depreciation by Factor.NA3 | 0
2301 |  |  | SG |  |  |  | -4308492869.6546 | -1881642318.2451 | -4294718646.2219 | -2426337368.6989 | -1868381277.523 |  | Summary of Prod Plant Depreciation by Factor | NA | Summary of Prod Plant Depreciation by Factor.NA4 | -1868381277.523
2302 |  |  | SSGCH |  |  |  | 0 | 0 | 0 | 0 | 0 |  | Summary of Prod Plant Depreciation by Factor | NA | Summary of Prod Plant Depreciation by Factor.NA5 | 0
2303 |  |  | SSGCT |  |  |  | 0 | 0 | 0 | 0 | 0 |  | Summary of Prod Plant Depreciation by Factor | NA | Summary of Prod Plant Depreciation by Factor.NA6 | 0
2304 | Total of Prod Plant Depreciation by Factor | [5 empty] | -4294516103.9169 | -1872616809.2951 | -4280741880.4842 | -2421386111.9112 | -1859355768.573 |  | Total of Prod Plant Depreciation by Factor | NA | Total of Prod Plant Depreciation by Factor.NA | -1859355768.573
2305 | [12 empty] | Total of Prod Plant Depreciation by Factor | NA | Total of Prod Plant Depreciation by Factor.NA1 | 0
2306 | [12 empty] | Total of Prod Plant Depreciation by Factor | NA | Total of Prod Plant Depreciation by Factor.NA2 | 0
2307 | 108TP | Transmission Plant Accumulated Depr | [10 empty] | 108TP | NA | 108TP.NA | 0
2308 |  |  |  | T | SG |  | -347411012.5469 | -151724346.0322 | -347411012.5469 | -196272769.2958 | -151138243.2512 |  | 108TP | SG | 108TP.SG | -151138243.2512
2309 |  |  |  | T | SG |  | -415328268.0815 | -181385758.0431 | -415328268.0815 | -234643193.2182 | -180685074.8633 |  | 108TP | SG | 108TP.SG1 | -180685074.8633
2310 |  |  |  | T | SG |  | -877438843.7969 | -383202690.6181 | -877438843.7969 | -495716444.0388 | -381722399.7581 |  | 108TP | SG | 108TP.SG2 | -381722399.7581
2311 | Total Trans Plant Accum Depreciation |  |  |  |  | B17 | -1640178124.4254 | -716312794.6934 | -1640178124.4254 | -926632406.5528 | -713545717.8726 |  | Total Trans Plant Accum Depreciation | NA | Total Trans Plant Accum Depreciation.NA | -713545717.8726
2312 | 108360 | Land and Land Rights | [10 empty] | 108360 | NA | 108360.NA | 0
2313 |  |  |  | DPW | S |  | -9647032.3923 | -2999520.6238 | -9647032.3923 | -6647511.7685 | -2999520.6238 |  | 108360 | S | 108360.S | -2999520.6238
2314 | [5 empty] | B17 | -9647032.3923 | -2999520.6238 | -9647032.3923 | -6647511.7685 | -2999520.6238 |  | 108360 | NA | 108360.NA1 | -2999520.6238
2315 | [12 empty] | 108360 | NA | 108360.NA2 | 0
2316 | 108361 | Structures and Improvements | [10 empty] | 108361 | NA | 108361.NA | 0
2317 |  |  |  | DPW | S |  | -25271901.7554 | -11228994.2662 | -25271901.7554 | -14042907.4892 | -11228994.2662 |  | 108361 | S | 108361.S | -11228994.2662
2318 | [5 empty] | B17 | -25271901.7554 | -11228994.2662 | -25271901.7554 | -14042907.4892 | -11228994.2662 |  | 108361 | NA | 108361.NA1 | -11228994.2662
2319 | [12 empty] | 108361 | NA | 108361.NA2 | 0
2320 | 108362 | Station Equipment | [10 empty] | 108362 | NA | 108362.NA | 0
2321 |  |  |  | DPW | S |  | -272972187.9069 | -111255796.96 | -272972187.9069 | -161716390.9469 | -111255796.96 |  | 108362 | S | 108362.S | -111255796.96
2322 | [5 empty] | B17 | -272972187.9069 | -111255796.96 | -272972187.9069 | -161716390.9469 | -111255796.96 |  | 108362 | NA | 108362.NA1 | -111255796.96
2323 | [12 empty] | 108362 | NA | 108362.NA2 | 0
2324 | 108363 | Storage Battery Equipment | [10 empty] | 108363 | NA | 108363.NA | 0
2325 |  |  |  | DPW | S |  | 0 | 0 | 0 | 0 | 0 |  | 108363 | S | 108363.S | 0
2326 | [5 empty] | B17 | 0 | 0 | 0 | 0 | 0 |  | 108363 | NA | 108363.NA1 | 0
2327 | [12 empty] | 108363 | NA | 108363.NA2 | 0
2328 | 108364 | Poles, Towers & Fixtures | [10 empty] | 108364 | NA | 108364.NA | 0
2329 |  |  |  | DPW | S |  | -621484366.6308 | -149536937.6031 | -621484366.6308 | -471947429.0277 | -149536937.6031 |  | 108364 | S | 108364.S | -149536937.6031
2330 | [5 empty] | B17 | -621484366.6308 | -149536937.6031 | -621484366.6308 | -471947429.0277 | -149536937.6031 |  | 108364 | NA | 108364.NA1 | -149536937.6031
2331 | [12 empty] | 108364 | NA | 108364.NA2 | 0
2332 | 108365 | Overhead Conductors | [10 empty] | 108365 | NA | 108365.NA | 0
2333 |  |  |  | DPW | S |  | -320208216.0738 | -83013450.7423 | -320208216.0738 | -237194765.3315 | -83013450.7423 |  | 108365 | S | 108365.S | -83013450.7423
2334 | [5 empty] | B17 | -320208216.0738 | -83013450.7423 | -320208216.0738 | -237194765.3315 | -83013450.7423 |  | 108365 | NA | 108365.NA1 | -83013450.7423
2335 | [12 empty] | 108365 | NA | 108365.NA2 | 0
2336 | 108366 | Underground Conduit | [10 empty] | 108366 | NA | 108366.NA | 0
2337 |  |  |  | DPW | S |  | -160607580.0977 | -78605654.0946 | -160607580.0977 | -82001926.0031 | -78605654.0946 |  | 108366 | S | 108366.S | -78605654.0946
2338 | [5 empty] | B17 | -160607580.0977 | -78605654.0946 | -160607580.0977 | -82001926.0031 | -78605654.0946 |  | 108366 | NA | 108366.NA1 | -78605654.0946
2339 | [12 empty] | 108366 | NA | 108366.NA2 | 0
2340 | 108367 | Underground Conductors | [10 empty] | 108367 | NA | 108367.NA | 0
2341 |  |  |  | DPW | S |  | -379289094.2315 | -218957644.1769 | -379289094.2315 | -160331450.0546 | -218957644.1769 |  | 108367 | S | 108367.S | -218957644.1769
2342 | [5 empty] | B17 | -379289094.2315 | -218957644.1769 | -379289094.2315 | -160331450.0546 | -218957644.1769 |  | 108367 | NA | 108367.NA1 | -218957644.1769
2343 | [12 empty] | 108367 | NA | 108367.NA2 | 0
2344 | 108368 | Line Transformers | [10 empty] | 108368 | NA | 108368.NA | 0
2345 |  |  |  | DPW | S |  | -515341246.8323 | -125748139.2015 | -515341246.8323 | -389593107.6308 | -125748139.2015 |  | 108368 | S | 108368.S | -125748139.2015
2346 | [5 empty] | B17 | -515341246.8323 | -125748139.2015 | -515341246.8323 | -389593107.6308 | -125748139.2015 |  | 108368 | NA | 108368.NA1 | -125748139.2015
2347 | [12 empty] | 108368 | NA | 108368.NA2 | 0
2348 | 108369 | Services | [10 empty] | 108369 | NA | 108369.NA | 0
2349 |  |  |  | DPW | S |  | -297348677.0862 | -100272998.5362 | -297348677.0862 | -197075678.55 | -100272998.5362 |  | 108369 | S | 108369.S | -100272998.5362
2350 | [5 empty] | B17 | -297348677.0862 | -100272998.5362 | -297348677.0862 | -197075678.55 | -100272998.5362 |  | 108369 | NA | 108369.NA1 | -100272998.5362
2351 | [12 empty] | 108369 | NA | 108369.NA2 | 0
2352 | 108370 | Meters | [10 empty] | 108370 | NA | 108370.NA | 0
2353 |  |  |  | DPW | S |  | -96979762.7154 | -40608838.4054 | -96979762.7154 | -56370924.31 | -40608838.4054 |  | 108370 | S | 108370.S | -40608838.4054
2354 | [5 empty] | B17 | -96979762.7154 | -40608838.4054 | -96979762.7154 | -56370924.31 | -40608838.4054 |  | 108370 | NA | 108370.NA1 | -40608838.4054
2355 | [12 empty] | 108370 | NA | 108370.NA2 | 0
2356 | [12 empty] | 108370 | NA | 108370.NA3 | 0
2357 | [12 empty] | 108370 | NA | 108370.NA4 | 0
2358 | 108371 | Installations on Customers' Premises | [10 empty] | 108371 | NA | 108371.NA | 0
2359 |  |  |  | DPW | S |  | -7265922.1623 | -3415626.2192 | -7265922.1623 | -3850295.9431 | -3415626.2192 |  | 108371 | S | 108371.S | -3415626.2192
2360 | [5 empty] | B17 | -7265922.1623 | -3415626.2192 | -7265922.1623 | -3850295.9431 | -3415626.2192 |  | 108371 | NA | 108371.NA1 | -3415626.2192
2361 | [12 empty] | 108371 | NA | 108371.NA2 | 0
2362 | 108372 | Leased Property | [10 empty] | 108372 | NA | 108372.NA | 0
2363 |  |  |  | DPW | S |  | 0 | 0 | 0 | 0 | 0 |  | 108372 | S | 108372.S | 0
2364 | [5 empty] | B17 | 0 | 0 | 0 | 0 | 0 |  | 108372 | NA | 108372.NA1 | 0
2365 | [12 empty] | 108372 | NA | 108372.NA2 | 0
2366 | 108373 | Street Lights | [10 empty] | 108373 | NA | 108373.NA | 0
2367 |  |  |  | DPW | S |  | -30956326.1615 | -12541520.5477 | -30956326.1615 | -18414805.6138 | -12541520.5477 |  | 108373 | S | 108373.S | -12541520.5477
2368 | [5 empty] | B17 | -30956326.1615 | -12541520.5477 | -30956326.1615 | -18414805.6138 | -12541520.5477 |  | 108373 | NA | 108373.NA1 | -12541520.5477
2369 | [12 empty] | 108373 | NA | 108373.NA2 | 0
2370 | 108D00 | Unclassified Dist Plant - Acct 300 | [10 empty] | 108D00 | NA | 108D00.NA | 0
2371 |  |  |  | DPW | S |  | 0 | 0 | 0 | 0 | 0 |  | 108D00 | S | 108D00.S | 0
2372 | [5 empty] | B17 | 0 | 0 | 0 | 0 | 0 |  | 108D00 | NA | 108D00.NA1 | 0
2373 | [12 empty] | 108D00 | NA | 108D00.NA2 | 0
2374 | 108DS | Unclassified Dist Sub Plant - Acct 300 | [10 empty] | 108DS | NA | 108DS.NA | 0
2375 |  |  |  | DPW | S |  | 0 | 0 | 0 | 0 | 0 |  | 108DS | S | 108DS.S | 0
2376 | [5 empty] | B17 | 0 | 0 | 0 | 0 | 0 |  | 108DS | NA | 108DS.NA1 | 0
2377 | [12 empty] | 108DS | NA | 108DS.NA2 | 0
2378 | 108DP | Unclassified Dist Sub Plant - Acct 300 | [10 empty] | 108DP | NA | 108DP.NA | 0
2379 |  |  |  | DPW | S |  | 3644221.4154 | 2355282.3023 | 3644221.4154 | 1288939.1131 | 2355282.3023 |  | 108DP | S | 108DP.S | 2355282.3023
2380 | [5 empty] | B17 | 3644221.4154 | 2355282.3023 | 3644221.4154 | 1288939.1131 | 2355282.3023 |  | 108DP | NA | 108DP.NA1 | 2355282.3023
2381 | [12 empty] | 108DP | NA | 108DP.NA2 | 0
2382 | [12 empty] | 108DP | NA | 108DP.NA3 | 0
2383 | Total Distribution Plant Accum Depreciation |  |  |  |  | B17 | -2733728092.6308 | -935829839.0746 | -2733728092.6308 | -1797898253.5562 | -935829839.0746 |  | Total Distribution Plant Accum Depreciation | NA | Total Distribution Plant Accum Depreciation.NA | -935829839.0746
2384 | [12 empty] | Total Distribution Plant Accum Depreciation | NA | Total Distribution Plant Accum Depreciation.NA1 | 0
2385 | Summary of Distribution Plant Depr by Factor | [11 empty] | Summary of Distribution Plant Depr by Factor | NA | Summary of Distribution Plant Depr by Factor.NA | 0
2386 |  |  | S |  |  |  | -2733728092.6308 | -935829839.0746 | -2733728092.6308 | -1797898253.5562 | -935829839.0746 |  | Summary of Distribution Plant Depr by Factor | NA | Summary of Distribution Plant Depr by Factor.NA1 | -935829839.0746
2387 | [12 empty] | Summary of Distribution Plant Depr by Factor | NA | Summary of Distribution Plant Depr by Factor.NA2 | 0
2388 | Total Distribution Depreciation by Factor | [5 empty] | -2733728092.6308 | -935829839.0746 | -2733728092.6308 | -1797898253.5562 | -935829839.0746 |  | Total Distribution Depreciation by Factor | NA | Total Distribution Depreciation by Factor.NA | -935829839.0746
2389 | 108GP | General Plant Accumulated Depr | [10 empty] | 108GP | NA | 108GP.NA | 0
2390 |  |  |  | G-SITUS | S |  | -226541380.01 | -80124706.28 | -226541380.01 | -146416673.73 | -80124706.28 |  | 108GP | S | 108GP.S | -80124706.28
2391 |  |  |  | G-DGP | SG |  | -948769.5692 | -414354.8628 | -948769.5692 | -536015.3364 | -412754.2328 |  | 108GP | SG | 108GP.SG | -412754.2328
2392 |  |  |  | G-DGU | SG |  | -3000818.9769 | -1310543.6512 | -3000818.9769 | -1695337.8836 | -1305481.0933 |  | 108GP | SG | 108GP.SG1 | -1305481.0933
2393 |  |  |  | G-SG | SG |  | -98058056.8015 | -42824763.7642 | -98058056.8015 | -55398722.738 | -42659334.0636 |  | 108GP | SG | 108GP.SG2 | -42659334.0636
2394 |  |  |  | CUST | CN |  | -7747357.1069 | -3658571.0166 | -7747357.1069 | -4088786.0903 | -3658571.0166 |  | 108GP | CN | 108GP.CN | -3658571.0166
2395 |  |  |  | PTD | SO |  | -107124791.5115 | -46246228.3456 | -107124791.5115 | -60939045.8951 | -46185745.6164 |  | 108GP | SO | 108GP.SO | -46185745.6164
2396 |  |  |  | P | SE |  | -1615389.55 | -694362.912 | -1615389.55 | -927221.2574 | -688168.2926 |  | 108GP | SE | 108GP.SE | -688168.2926
2397 |  |  |  | G-SG | SG |  | -93861.6777 | -40992.0847 | -93861.6777 | -53027.9431 | -40833.7346 |  | 108GP | SG | 108GP.SG3 | -40833.7346
2398 |  |  |  | G-SG | SG |  | -2469310.5369 | -1078418.6823 | -2469310.5369 | -1395057.7265 | -1074252.8104 |  | 108GP | SG | 108GP.SG4 | -1074252.8104
2399 | [5 empty] | B17 | -447599735.7408 | -176392941.5993 | -447599735.7408 | -271449888.6005 | -176149847.1403 |  | 108GP | NA | 108GP.NA1 | -176149847.1403
2400 | [12 empty] | 108GP | NA | 108GP.NA2 | 0
2401 | [12 empty] | 108GP | NA | 108GP.NA3 | 0
2402 | 108MP | Mining Plant Accumulated Depr. | [10 empty] | 108MP | NA | 108MP.NA | 0
2403 |  |  |  | P | S |  | 0 | 0 | 0 | 0 | 0 |  | 108MP | S | 108MP.S | 0
2404 |  |  |  | P | SE |  | 0 | 0 | 0 | 0 | 0 |  | 108MP | SE | 108MP.SE | 0
2405 | [5 empty] | B17 | 0 | 0 | 0 | 0 | 0 |  | 108MP | NA | 108MP.NA1 | 0
2406 | 108MP | Less Centralia Situs Depreciation | [10 empty] | 108MP | NA | 108MP.NA2 | 0
2407 |  |  |  | P | S |  | 0 | 0 | 0 | 0 | 0 |  | 108MP | S | 108MP.S1 | 0
2408 | [5 empty] | B17 | 0 | 0 | 0 | 0 | 0 |  | 108MP | NA | 108MP.NA3 | 0
2409 | [12 empty] | 108MP | NA | 108MP.NA4 | 0
2410 | 1081390 | Accum Depr - Capital Lease | [10 empty] | 1081390 | NA | 1081390.NA | 0
2411 |  |  |  | PTD | SO | B17 | 0 | 0 | 0 | 0 | 0 |  | 1081390 | SO | 1081390.SO | 0
2412 | [6 empty] | 0 | 0 | 0 | 0 | 0 |  | 1081390 | NA | 1081390.NA1 | 0
2413 | [12 empty] | 1081390 | NA | 1081390.NA2 | 0
2414 |  | Remove Capital Leases |  |  |  |  | 0 | 0 | 0 | 0 | 0 |  | 1081390 | NA | 1081390.NA3 | 0
2415 | [5 empty] | B17 | 0 | 0 | 0 | 0 | 0 |  | 1081390 | NA | 1081390.NA4 | 0
2416 | [12 empty] | 1081390 | NA | 1081390.NA5 | 0
2417 | 1081399 | Accum Depr - Capital Lease | [10 empty] | 1081399 | NA | 1081399.NA | 0
2418 |  |  |  | P | S |  | 0 | 0 | 0 | 0 | 0 |  | 1081399 | S | 1081399.S | 0
2419 |  |  |  | P | SE | B17 | 0 | 0 | 0 | 0 | 0 |  | 1081399 | SE | 1081399.SE | 0
2420 | [6 empty] | 0 | 0 | 0 | 0 | 0 |  | 1081399 | NA | 1081399.NA1 | 0
2421 | [12 empty] | 1081399 | NA | 1081399.NA2 | 0
2422 |  | Remove Capital Leases |  |  |  |  | 0 | 0 | 0 | 0 | 0 |  | 1081399 | NA | 1081399.NA3 | 0
2423 | [5 empty] | B17 | 0 | 0 | 0 | 0 | 0 |  | 1081399 | NA | 1081399.NA4 | 0
2424 | [12 empty] | 1081399 | NA | 1081399.NA5 | 0
2425 | [12 empty] | 1081399 | NA | 1081399.NA6 | 0
2426 | Total General Plant Accum Depreciation |  |  |  |  | B17 | -447599735.7408 | -176392941.5993 | -447599735.7408 | -271449888.6005 | -176149847.1403 |  | Total General Plant Accum Depreciation | NA | Total General Plant Accum Depreciation.NA | -176149847.1403
2427 | [12 empty] | Total General Plant Accum Depreciation | NA | Total General Plant Accum Depreciation.NA1 | 0
2428 | [12 empty] | Total General Plant Accum Depreciation | NA | Total General Plant Accum Depreciation.NA2 | 0
2429 | [12 empty] | Total General Plant Accum Depreciation | NA | Total General Plant Accum Depreciation.NA3 | 0
2430 | Summary of General Depreciation by Factor | [11 empty] | Summary of General Depreciation by Factor | NA | Summary of General Depreciation by Factor.NA | 0
2431 |  |  | S |  |  |  | -226541380.01 | -80124706.28 | -226541380.01 | -146416673.73 | -80124706.28 |  | Summary of General Depreciation by Factor | NA | Summary of General Depreciation by Factor.NA1 | -80124706.28
2432 |  |  | DGP |  |  |  | 0 | 0 | 0 | 0 | 0 |  | Summary of General Depreciation by Factor | NA | Summary of General Depreciation by Factor.NA2 | 0
2433 |  |  | DGU |  |  |  | 0 | 0 | 0 | 0 | 0 |  | Summary of General Depreciation by Factor | NA | Summary of General Depreciation by Factor.NA3 | 0
2434 |  |  | SE |  |  |  | -1615389.55 | -694362.912 | -1615389.55 | -927221.2574 | -688168.2926 |  | Summary of General Depreciation by Factor | NA | Summary of General Depreciation by Factor.NA4 | -688168.2926
2435 |  |  | SO |  |  |  | -107124791.5115 | -46246228.3456 | -107124791.5115 | -60939045.8951 | -46185745.6164 |  | Summary of General Depreciation by Factor | NA | Summary of General Depreciation by Factor.NA5 | -46185745.6164
2436 |  |  | CN |  |  |  | -7747357.1069 | -3658571.0166 | -7747357.1069 | -4088786.0903 | -3658571.0166 |  | Summary of General Depreciation by Factor | NA | Summary of General Depreciation by Factor.NA6 | -3658571.0166
2437 |  |  | SG |  |  |  | -104570817.5623 | -45669073.0451 | -104570817.5623 | -59078161.6277 | -45492655.9346 |  | Summary of General Depreciation by Factor | NA | Summary of General Depreciation by Factor.NA7 | -45492655.9346
2438 |  |  | DEU |  |  |  | 0 | 0 | 0 | 0 | 0 |  | Summary of General Depreciation by Factor | NA | Summary of General Depreciation by Factor.NA8 | 0
2439 |  |  | SSGCT |  |  |  | 0 | 0 | 0 | 0 | 0 |  | Summary of General Depreciation by Factor | NA | Summary of General Depreciation by Factor.NA9 | 0
2440 |  |  | SSGCH |  |  |  | 0 | 0 | 0 | 0 | 0 |  | Summary of General Depreciation by Factor | NA | Summary of General Depreciation by Factor.NA10 | 0
2441 |  |  | Remove Capital Leases |  |  |  | 0 | 0 | 0 | 0 | 0 |  | Summary of General Depreciation by Factor | NA | Summary of General Depreciation by Factor.NA11 | 0
2442 | Total General Depreciation by Factor | [5 empty] | -447599735.7408 | -176392941.5993 | -447599735.7408 | -271449888.6005 | -176149847.1403 |  | Total General Depreciation by Factor | NA | Total General Depreciation by Factor.NA | -176149847.1403
2443 | [12 empty] | Total General Depreciation by Factor | NA | Total General Depreciation by Factor.NA1 | 0
2444 | [12 empty] | Total General Depreciation by Factor | NA | Total General Depreciation by Factor.NA2 | 0
2445 | Total Accum Depreciation - Plant In Service |  |  |  |  | B17 | -9116022056.7138 | -3701152384.6624 | -9102247833.2811 | -5417366660.6207 | -3684881172.6605 |  | Total Accum Depreciation - Plant In Service | NA | Total Accum Depreciation - Plant In Service.NA | -3684881172.6605
2446 | 111SP | Accum Prov for Amort-Steam | [10 empty] | 111SP | NA | 111SP.NA | 0
2447 |  |  |  | P | SG |  | 0 | 0 | 0 | 0 | 0 |  | 111SP | SG | 111SP.SG | 0
2448 |  |  |  | P | SG |  | 0 | 0 | 0 | 0 | 0 |  | 111SP | SG | 111SP.SG1 | 0
2449 | [5 empty] | B18 | 0 | 0 | 0 | 0 | 0 |  | 111SP | NA | 111SP.NA1 | 0
2450 | [12 empty] | 111SP | NA | 111SP.NA2 | 0
2451 | [12 empty] | 111SP | NA | 111SP.NA3 | 0
2452 | 111GP | Accum Prov for Amort-General | [10 empty] | 111GP | NA | 111GP.NA | 0
2453 |  |  |  | G-SITUS | S |  | -12375349.1331 | -16487.7815 | -12375349.1331 | -12358861.3515 | -16487.7815 |  | 111GP | S | 111GP.S | -16487.7815
2454 |  |  |  | CUST | CN |  | 0 | 0 | 0 | 0 | 0 |  | 111GP | CN | 111GP.CN | 0
2455 |  |  |  | I-SG | SG |  | 0 | 0 | 0 | 0 | 0 |  | 111GP | SG | 111GP.SG | 0
2456 |  |  |  | PTD | SO |  | -3748960.9508 | -1618442.3955 | -3748960.9508 | -2132635.2212 | -1616325.7296 |  | 111GP | SO | 111GP.SO | -1616325.7296
2457 |  |  |  | P | SE |  | 0 | 0 | 0 | 0 | 0 |  | 111GP | SE | 111GP.SE | 0
2458 | [5 empty] | B18 | -16124310.0838 | -1634930.177 | -16124310.0838 | -14491496.5727 | -1632813.5111 |  | 111GP | NA | 111GP.NA1 | -1632813.5111
2459 | [12 empty] | 111GP | NA | 111GP.NA2 | 0
2460 | [12 empty] | 111GP | NA | 111GP.NA3 | 0
2461 | 111HP | Accum Prov for Amort-Hydro | [10 empty] | 111HP | NA | 111HP.NA | 0
2462 |  |  |  | P | SG |  | 0 | 0 | 0 | 0 | 0 |  | 111HP | SG | 111HP.SG | 0
2463 |  |  |  | P | SG |  | 0 | 0 | 0 | 0 | 0 |  | 111HP | SG | 111HP.SG1 | 0
2464 |  |  |  | P | SG |  | -1898079.4508 | -828945.6954 | -1898079.4508 | -1072335.9269 | -825743.5239 |  | 111HP | SG | 111HP.SG2 | -825743.5239
2465 |  |  |  | P | SG |  | 0 | 0 | 0 | 0 | 0 |  | 111HP | SG | 111HP.SG3 | 0
2466 | [5 empty] | B18 | -1898079.4508 | -828945.6954 | -1898079.4508 | -1072335.9269 | -825743.5239 |  | 111HP | NA | 111HP.NA1 | -825743.5239
2467 | [12 empty] | 111HP | NA | 111HP.NA2 | 0
2468 | [12 empty] | 111HP | NA | 111HP.NA3 | 0
2469 | 111IP | Accum Prov for Amort-Intangible Plant | [10 empty] | 111IP | NA | 111IP.NA | 0
2470 |  |  |  | I-SITUS | S |  | 22187980.6123 | 23204664.9885 | -1038930.2369 | -1016684.3762 | -22245.8608 |  | 111IP | S | 111IP.S | -22245.8608
2471 |  |  |  | I-DGP | SG |  | 0 | 0 | 0 | 0 | 0 |  | 111IP | SG | 111IP.SG | 0
2472 |  |  |  | I-DGU | SG |  | -456856.8992 | -199522.5015 | -456856.8992 | -258105.1422 | -198751.7571 |  | 111IP | SG | 111IP.SG1 | -198751.7571
2473 |  |  |  | P | SE |  | -12456.5115 | -5354.3367 | -12456.5115 | -7149.9424 | -5306.5691 |  | 111IP | SE | 111IP.SE | -5306.5691
2474 |  |  |  | I-SG | SG |  | -68379791.7769 | -29863414.8443 | -68379791.7769 | -38631737.6572 | -29748054.1198 |  | 111IP | SG | 111IP.SG2 | -29748054.1198
2475 |  |  |  | I-SG | SG |  | -83886501.4292 | -36635639.3742 | -30112305.3292 | -17012199.7962 | -13100105.533 |  | 111IP | SG | 111IP.SG3 | -13100105.533
2476 |  |  |  | I-SG | SG |  | -5368173.9269 | -2344435.4066 | -5368173.9269 | -3032794.945 | -2335378.9819 |  | 111IP | SG | 111IP.SG4 | -2335378.9819
2477 |  |  |  | CUST | CN |  | -121255344.4223 | -57260983.6604 | -121255344.4223 | -63994360.7619 | -57260983.6604 |  | 111IP | CN | 111IP.CN | -57260983.6604
2478 |  |  |  | P | SG |  | 0 | 0 | 0 | 0 | 0 |  | 111IP | SG | 111IP.SG5 | 0
2479 |  |  |  | P | SG |  | -609854.1046 | -266340.766 | -609854.1046 | -344542.1983 | -265311.9063 |  | 111IP | SG | 111IP.SG6 | -265311.9063
2480 |  |  |  | PTD | SO |  | -273677286.7615 | -118147649.2788 | -273677286.7615 | -155684155.8625 | -117993130.899 |  | 111IP | SO | 111IP.SO | -117993130.899
2481 | [5 empty] | B18 | -531458285.22 | -221518675.1799 | -500910999.9692 | -279981730.6819 | -220929269.2873 |  | 111IP | NA | 111IP.NA1 | -220929269.2873
2482 | 111IP | Less Non-Regulated Plant | [10 empty] | 111IP | NA | 111IP.NA2 | 0
2483 |  |  |  | NUTIL | OTH |  | 0 | 0 | 0 | 0 | 0 |  | 111IP | OTH | 111IP.OTH | 0
2484 | [6 empty] | -531458285.22 | -221518675.1799 | -500910999.9692 | -279981730.6819 | -220929269.2873 |  | 111IP | NA | 111IP.NA3 | -220929269.2873
2485 | [12 empty] | 111IP | NA | 111IP.NA4 | 0
2486 | 111390 | Accum Amtr - Capital Lease | [10 empty] | 111390 | NA | 111390.NA | 0
2487 |  |  |  | G-SITUS | S |  | 396357.48 | 0 | 396357.48 | 396357.48 | 0 |  | 111390 | S | 111390.S | 0
2488 |  |  |  | P | SG |  | 910304.17 | 397555.9205 | 910304.17 | 514283.9861 | 396020.1839 |  | 111390 | SG | 111390.SG | 396020.1839
2489 |  |  |  | PTD | SO |  | 8673284.19 | 3744293.6924 | 8673284.19 | 4933887.4397 | 3739396.7503 |  | 111390 | SO | 111390.SO | 3739396.7503
2490 | [5 empty] | B9 | 9979945.84 | 4141849.6129 | 9979945.84 | 5844528.9058 | 4135416.9342 |  | 111390 | NA | 111390.NA1 | 4135416.9342
2491 | [12 empty] | 111390 | NA | 111390.NA2 | 0
2492 |  |  | Remove Capital Lease Amtr |  |  |  | -9979945.84 | -4141849.6129 | -9979945.84 | -5844528.9058 | -4135416.9342 |  | 111390 | NA | 111390.NA3 | -4135416.9342
2493 | [12 empty] | 111390 | NA | 111390.NA4 | 0
2494 | Total Accum Provision for Amortization |  |  |  |  | B18 | -549480674.7546 | -223982551.0523 | -518933389.5038 | -295545563.1815 | -223387826.3224 |  | Total Accum Provision for Amortization | NA | Total Accum Provision for Amortization.NA | -223387826.3224
2495 | [12 empty] | Total Accum Provision for Amortization | NA | Total Accum Provision for Amortization.NA1 | 0
2496 | [12 empty] | Total Accum Provision for Amortization | NA | Total Accum Provision for Amortization.NA2 | 0
2497 | [12 empty] | Total Accum Provision for Amortization | NA | Total Accum Provision for Amortization.NA3 | 0
2498 | [12 empty] | Total Accum Provision for Amortization | NA | Total Accum Provision for Amortization.NA4 | 0
2499 | Summary of Amortization by Factor | [11 empty] | Summary of Amortization by Factor | NA | Summary of Amortization by Factor.NA | 0
2500 |  |  | S |  |  |  | 10208988.9592 | 23188177.2069 | -13017921.89 | -12979188.2477 | -38733.6423 |  | Summary of Amortization by Factor | NA | Summary of Amortization by Factor.NA1 | -38733.6423
2501 |  |  | DGP |  |  |  | 0 | 0 | 0 | 0 | 0 |  | Summary of Amortization by Factor | NA | Summary of Amortization by Factor.NA2 | 0
2502 |  |  | DGU |  |  |  | 0 | 0 | 0 | 0 | 0 |  | Summary of Amortization by Factor | NA | Summary of Amortization by Factor.NA3 | 0
2503 |  |  | SE |  |  |  | -12456.5115 | -5354.3367 | -12456.5115 | -7149.9424 | -5306.5691 |  | Summary of Amortization by Factor | NA | Summary of Amortization by Factor.NA4 | -5306.5691
2504 |  |  | SO |  |  |  | -268752963.5223 | -116021797.9818 | -268752963.5223 | -152882903.644 | -115870059.8783 |  | Summary of Amortization by Factor | NA | Summary of Amortization by Factor.NA5 | -115870059.8783
2505 |  |  | CN |  |  |  | -121255344.4223 | -57260983.6604 | -121255344.4223 | -63994360.7619 | -57260983.6604 |  | Summary of Amortization by Factor | NA | Summary of Amortization by Factor.NA6 | -57260983.6604
2506 |  |  | SSGCT |  |  |  | 0 | 0 | 0 | 0 | 0 |  | Summary of Amortization by Factor | NA | Summary of Amortization by Factor.NA7 | 0
2507 |  |  | SSGCH |  |  |  | 0 | 0 | 0 | 0 | 0 |  | Summary of Amortization by Factor | NA | Summary of Amortization by Factor.NA8 | 0
2508 |  |  | SG |  |  |  | -159688953.4177 | -69740742.6674 | -105914757.3177 | -59837431.6796 | -46077325.638 |  | Summary of Amortization by Factor | NA | Summary of Amortization by Factor.NA9 | -46077325.638
2509 |  |  | Less Capital Lease |  |  |  | -9979945.84 | -4141849.6129 | -9979945.84 | -5844528.9058 | -4135416.9342 |  | Summary of Amortization by Factor | NA | Summary of Amortization by Factor.NA10 | -4135416.9342
2510 | Total Provision For Amortization by Factor | [5 empty] | -549480674.7546 | -223982551.0523 | -518933389.5038 | -295545563.1815 | -223387826.3224 |  | Total Provision For Amortization by Factor | NA | Total Provision For Amortization by Factor.NA | -223387826.3224
Note on G134: Author: Changed to S from SG

## FuncStudy
Rocky Mountain Power
Cost Of Service By Rate Schedule
State of Utah
2017 Protocol (Non Wgt)
12 Months Ended Dec 2017
|  |  | COS Study | State of Utah | Error | Production | Transmission | Distribution | Retail | Misc |  | Production |  |  | Transmission |  |  | Distribution |  |  |  |  | Function | Generation | Transmission | Distribution
|  |  | Results | Results | check | TOTAL | TOTAL | TOTAL | TOTAL | TOTAL |  | DEMAND | ENERGY |  | DEMAND | ENERGY |  | SUBS | P & C | XFMR | SERVICE | METER | Check | Check | Check | Check
[23 empty] | 0 | 0 | 0 | 0
Operating Revenues
General Business Revenues |  |  | 1978941428.4824 | 1978941427.7466 | 1 | 1330571053.8207 | 284257368.8179 | 316415650.6314 | 36822608.2846 | 10874746.189
Special Sales |  |  | 99091638.1817 | 99091638.1817 | 0 | 99091638.1817 | 0 | 0 | 0 | 0
Other Operating Revenues |  |  | 74278465.2264 | 74278465.6946 | 0 | 10631621.4321 | 52859053.3755 | 5147414.8448 | 7083778.0187 | -1443401.9765
Total Operating Revenues |  |  | 2152311531.8905 | 2152311531.6229 |  | 1440294313.4345 | 337116422.1934 | 321563065.4762 | 43906386.3033 | 9431344.2126 |  | 1080220735.0759 | 360073578.3586 |  | 248215234.8359 | 88901187.3575 |  | 66611791.2661 | 147640904.5299 | 67548479.2768 | 32819825.6135 | 6942064.7899 | 0 | 0 | 0 | 0
Operating Expenses
Operation & Maintenance Expenses |  |  | 1180129294.101 | 1180129294.101 | 0 | 932681063.307 | 103951604.9503 | 96453470.319 | 38130355.5019 | 8912800.0228 |  | 367450719.7497 | 565230343.5572 |  | 77251435.8867 | 26700169.0637 |  | 15735249.1603 | 71661068.436 | 4431823.1309 | 2265084.6404 | 2360244.9514 | 0 | 0 | 0 | 0
Depreciation Expense |  |  | 284922828.0815 | 284922828.0815 | 0 | 176724349.203 | 51774573.4189 | 55918910.3481 | 504995.1115 | 0 |  | 132509892.2891 | 44214456.9138 |  | 38830930.0642 | 12943643.3547 |  | -10455942.1848 | 42673185.0604 | 12999759.7143 | 7243287.6253 | 3458620.1329 | 0 | 0 | 0 | 0
Amortization Expense |  |  | 24536786.9801 | 24536786.9801 | 0 | 23266371.8064 | -77717.0935 | -1124002.0621 | 2472134.3294 | 0 |  | 17448773.4246 | 5817598.3818 |  | -58287.8201 | -19429.2734 |  | -192737.7121 | -561198.2099 | -213258.7231 | -121873.1985 | -34934.2186 | 0 | 0 | 0 | 0
Taxes Other Than Income |  |  | 69433038.3316 | 69433038.3316 | 0 | 34033500.8325 | 16769014.6255 | 18214647.1163 | 415864.4772 | 11.28 |  | 25525125.6244 | 8508375.2081 |  | 12576760.9691 | 4192253.6564 |  | 3123347.8384 | 9094313.7022 | 3455894.359 | 1974976.1837 | 566115.033 | 0 | 0 | 0 | 0
Income Taxes - Federal |  |  | 77175336.4947 | 77175336.4073 | 0 | 32143233.8659 | 21876587.4517 | 23975612.3356 | -950312.7758 | 130215.527 |  | 24107425.3994 | 8035808.4665 |  | 16407440.5887 | 5469146.8629 |  | 19833265.5213 | -25613885.5183 | 20302955.2442 | 9999531.7 | -546254.6117 | 0 | 0 | 0 | 0
Income Taxes - State |  |  | 13765213.312 | 13765213.2997 | 0 | 7646098.4715 | 2972664.9017 | 3257887.5222 | -129131.7232 | 17694.1275 |  | 5734573.8537 | 1911524.6179 |  | 2229498.6763 | 743166.2254 |  | 676762.1866 | 1493682.7183 | 685438.9326 | 332173.8249 | 69829.8598 | 0 | 0 | 0 | 0
Income Taxes Deferred |  |  | 53483653.4759 | 53483653.4759 | 0 | 14548831.6155 | 25283477.7743 | 12087361.4082 | 1563982.6779 | 0 |  | 10911623.7116 | 3637207.9039 |  | 18962608.3307 | 6320869.4436 |  | 1811321.3666 | 7193050.8636 | 1737205.7245 | 978615.2297 | 367168.2238 | 0 | 0 | 0 | 0
Investment Tax Credit Adj |  |  | -3090508.1406 | -3090508.1406 | 0 | -1520017.731 | -759402.8313 | -811087.5782 | 0 | 0 |  | -1140013.2983 | -380004.4328 |  | -569552.1235 | -189850.7078 |  | -139080.8517 | -404964.4678 | -153888.9537 | -87944.5339 | -25208.7712 | 0 | 0 | 0 | 0
Misc Revenues & Expense |  |  | 577753.3119 | 577753.3119 | 0 | -48180.0986 | -178.9196 | -28894.86 | 655007.19 | 0 |  | -36135.0739 | -12045.0246 |  | -134.1897 | -44.7299 |  | -4954.7322 | -14426.7918 | -5482.2684 | -3133.0094 | -898.0583 | 0 | 0 | 0 | 0
Total Operating Expenses |  |  | 1700933395.9481 | 1700933395.8485 | 0 | 1219475251.2722 | 221790624.278 | 207943904.549 | 42662894.7889 | 9060720.9572 |  | 582511985.6803 | 636963265.5919 |  | 165630700.3825 | 56159923.8956 |  | 30387230.5926 | 105520825.7926 | 43240447.1604 | 22580718.4623 | 6214682.5411 | 0 | 0 | 0 | 0
Operating Revenue For Return |  |  | 451378135.9423 | 451378135.7744 | 0 | 220819062.1623 | 115325797.9153 | 113619160.9272 | 1243491.5143 | 370623.2553 |  | 497708749.3955 | -276889687.2332 |  | 82584534.4534 | 32741263.4619 |  | 36224560.6735 | 42120078.7372 | 24308032.1163 | 10239107.1512 | 727382.2489 | 0 | 0 | 0 | 0
Rate Base :
Electric Plant In Service |  |  | 11729140988.371 | 11729140988.371 | 0 | 5698172552.1353 | 2886962193.6866 | 3066467501.6405 | 77538740.9085 | 0 |  | 4222125703.9128 | 1476046848.2226 |  | 2165221645.265 | 721740548.4217 |  | 535429222.7281 | 1559019862.2421 | 560146913.9142 | 320113029.9284 | 91758472.8277 | 0 | 0 | 0 | 0
Plant Held For Future Use |  |  | 7249580.3093 | 7249580.3093 | 0 | 0 | 1499559.3032 | 5750021.0062 | 0 | 0 |  | 0 | 0 |  | 1124669.4774 | 374889.8258 |  | 985982.0817 | 2870903.5366 | 1090960.7544 | 623462.7808 | 178711.8526 | 0 | 0 | 0 | 0
Misc Deferred Debits |  |  | 357301560.0769 | 357301560.0769 | 0 | 219656076.0698 | 25525632.7193 | 78421833.6509 | 32142255.4934 | 1555762.1436 |  | 164742057.0523 | 54914019.0174 |  | 19144224.5395 | 6381408.1798 |  | 13447346.1415 | 39154903.8401 | 14879100.913 | 8503115.8033 | 2437366.953 | 0 | 0 | 0 | 0
Electric Plant Acquisition Adj |  |  | 22318809.5357 | 22318809.5357 | 0 | 22318809.5357 | 0 | 0 | 0 | 0 |  | 16739107.1518 | 5579702.3839 |  | 0 | 0 |  | 0 | 0 | 0 | 0 | 0 | 0 | 0 | 0 | 0
Pensions |  |  | 0 | 0 | 0 | 0 | 0 | 0 | 0 | 0 |  | 0 | 0 |  | 0 | 0 |  | 0 | 0 | 0 | 0 | 0 | 0 | 0 | 0 | 0
Prepayments |  |  | 16395923.2238 | 16395923.2238 | 0 | 6619120.349 | 3324834.1747 | 3046505.8692 | 14359.2094 | 3391103.6215 |  | 4964340.2618 | 1654780.0873 |  | 2493625.631 | 831208.5437 |  | 522398.1261 | 1521076.9604 | 578018.4695 | 330326.2752 | 94686.0381 | 0 | 0 | 0 | 0
Fuel Stock |  |  | 87842266.2008 | 87842266.2008 | 0 | 87842266.2008 | 0 | 0 | 0 | 0 |  | 0 | 87842266.2008 |  | 0 | 0 |  | 0 | 0 | 0 | 0 | 0 | 0 | 0 | 0 | 0
Materials & Supplies |  |  | 100361615.0229 | 100361615.0229 | 0 | 87106754.0301 | 449083.6171 | 12805777.3756 | 0 | 0 |  | 65330065.5226 | 21776688.5075 |  | 336812.7129 | 112270.9043 |  | 2195864.5056 | 6393742.1302 | 2429660.7841 | 1388503.7228 | 398006.2328 | 0 | 0 | 0 | 0
Cash Working Capital |  |  | 21879486.6805 | 21879486.6793 | 0 | 12397056.1838 | 4337734.7588 | 4542680.9924 | 501021.6763 | 100993.068 |  | 9297792.1379 | 3099264.046 |  | 3253301.0691 | 1084433.6897 |  | 778954.0345 | 2268095.8753 | 861890.1874 | 492553.4222 | 141187.4731 | 0 | 0 | 0 | 0
Weatherization Loans |  |  | 16218.9653 | 16218.9653 | 0 | 0 | 0 | 0 | 0 | 16218.9653 |  | 0 | 0 |  | 0 | 0 |  | 0 | 0 | 0 | 0 | 0 | 0 | 0 | 0 | 0
Miscellaneous Rate Base |  |  | 0 | 0 | 0 | 0 | 0 | 0 | 0 | 0 |  | 0 | 0 |  | 0 | 0 |  | 0 | 0 | 0 | 0 | 0 | 0 | 0 | 0 | 0
Total Rate Base Additions |  |  | 12342506448.3863 | 12342506448.3851 | 0 | 6134112634.5047 | 2922099038.2597 | 3171034320.5348 | 110196377.2876 | 5064077.7984 |  | 4483199066.0391 | 1650913568.4655 |  | 2191574278.6948 | 730524759.5649 |  | 553359767.6175 | 1611228584.5846 | 579986545.0226 | 331450991.9326 | 95008431.3774 | 0 | 0 | 0 | 0
Rate Base Deductions :
Accum Provision For Depreciation |  |  | -3684881172.6605 | -3684881172.6605 | 0 | -1902344876.3406 | -775506999.6488 | -1003370725.6545 | -3658571.0166 | 0 |  | -1426242531.036 | -476102345.3046 |  | -581630249.7366 | -193876749.9122 |  | -126070873.5243 | -589208184.9589 | -138115908.979 | -107340937.6046 | -42634820.5877 | 0 | 0 | 0 | 0
Accum Provision For Amortization |  |  | -223387826.3224 | -223387826.3224 | 0 | -97859885.5479 | -36876975.9752 | -31389981.139 | -57260983.6604 | 0 |  | -73390934.2341 | -24468951.3138 |  | -27657731.9814 | -9219243.9938 |  | -5382581.8921 | -15672570.1991 | -5955671.7215 | -3403550.1628 | -975607.1635 | 0 | 0 | 0 | 0
Accum Deferred Income Taxes |  |  | -2046124859.0078 | -2046124859.0078 | 0 | -996054105.4664 | -494708875.934 | -540995034.1528 | -14366843.4546 | 0 |  | -747040579.0998 | -249013526.3666 |  | -371031656.9505 | -123677218.9835 |  | -92071071.2948 | -273194023.8256 | -101163243.6633 | -57775111.3555 | -16791584.0135 | 0 | 0 | 0 | 0
Unamortized ITC |  |  | -151350.6503 | -151350.6503 | 0 | -74439.4325 | -37190.0371 | -39721.1807 | 0 | 0 |  | -55829.5744 | -18609.8581 |  | -27892.5278 | -9297.5093 |  | -6811.1703 | -19832.2194 | -7536.3637 | -4306.8848 | -1234.5426 | 0 | 0 | 0 | 0
Customer Advance For Construction |  |  | -19682679.2956 | -19682679.2956 | 0 | 0 | -11034560.3648 | -8648118.9308 | 0 | 0 |  | 0 | 0 |  | -8275920.2736 | -2758640.0912 |  | -1482932.027 | -4317882.5254 | -1640821.5453 | -937697.4922 | -268785.3408 | 0 | 0 | 0 | 0
Customer Service Deposits |  |  | -15561423.4162 | -15561423.4162 | 0 | 0 | 0 | 0 | -15561423.4162 | 0 |  | 0 | 0 |  | 0 | 0 |  | 0 | 0 | 0 | 0 | 0 | 0 | 0 | 0 | 0
Misc Rate Base Deductions |  |  | -185230442.282 | -185230442.282 | 0 | -120578183.2788 | -28159564.1213 | -34134810.0714 | -2357884.8104 | 0 |  | -88114233.0989 | -32463950.1799 |  | -21119673.091 | -7039891.0303 |  | -5853250.1108 | -17043024.1646 | -6476452.5395 | -3701166.2371 | -1060917.0194 | 0 | 0 | 0 | 0
Total Rate Base Deductions |  |  | -6175019753.6346 | -6175019753.6346 | 0 | -3116911490.0662 | -1346324166.0812 | -1618578391.1291 | -93205706.3582 | 0 |  | -2334844107.0432 | -782067383.023 |  | -1009743124.5609 | -336581041.5203 |  | -230867520.0193 | -899455517.8931 | -253359634.8122 | -173162769.7369 | -61732948.6676 | 0 | 0 | 0 | 0
Total Rate Base |  |  | 6167486694.7516 | 6167486694.7505 | 0 | 3017201144.4385 | 1575774872.1785 | 1552455929.4057 | 16990670.9294 | 5064077.7984 |  | 2148354958.996 | 868846185.4425 |  | 1181831154.1339 | 393943718.0446 |  | 322492247.5982 | 711773066.6915 | 326626910.2104 | 158288222.1957 | 33275482.7098 | 0 | 0 | 0 | 0
Return On Rate Base |  |  | 7.319% | 7.319% |  | 7.319% | 7.319% | 7.319% | 7.319% | 7.319%
Return On Equity |  |  | 9.257% | 9.257% |  | 9.257% | 9.257% | 9.257% | 9.257% | 9.257%
Total Rate Base |  |  | 6167486694.7516 | 6167486694.7505 | 0 | 3017201144.4385 | 1575774872.1785 | 1552455929.4057 | 16990670.9294 | 5064077.7984 |  | 2148354958.996 | 868846185.4425 |  | 1181831154.1339 | 393943718.0446 |  | 322492247.5982 | 711773066.6915 | 326626910.2104 | 158288222.1957 | 33275482.7098 | 0 | 0 | 0 | 0
Return On RateBase ($$) |  |  | 451378135.9423 | 451378135.7744 | 0 | 220819062.1623 | 115325797.9153 | 113619160.9272 | 1243491.5143 | 370623.2553 |  | 157231057.7011 | 63588004.4611 |  | 86494348.4365 | 28831449.4788 |  | 23602150.5562 | 52092337.7445 | 23904752.9604 | 11584596.155 | 2435323.5112 | 0 | 0 | 0 | 0
Operating & Maintenance Expense |  |  | 1180129294.101 | 1180129294.101 | 0 | 932681063.307 | 103951604.9503 | 96453470.319 | 38130355.5019 | 8912800.0228 |  | 367450719.7497 | 565230343.5572 |  | 77251435.8867 | 26700169.0637 |  | 15735249.1603 | 71661068.436 | 4431823.1309 | 2265084.6404 | 2360244.9514 | 0 | 0 | 0 | 0
Bad Debt to Produce ROR
Depreciation Expense |  |  | 284922828.0815 | 284922828.0815 | 0 | 176724349.203 | 51774573.4189 | 55918910.3481 | 504995.1115 | 0 |  | 132509892.2891 | 44214456.9138 |  | 38830930.0642 | 12943643.3547 |  | -10455942.1848 | 42673185.0604 | 12999759.7143 | 7243287.6253 | 3458620.1329 | 0 | 0 | 0 | 0
Amortization Expense |  |  | 24536786.9801 | 24536786.9801 | 0 | 23266371.8064 | -77717.0935 | -1124002.0621 | 2472134.3294 | 0 |  | 17448773.4246 | 5817598.3818 |  | -58287.8201 | -19429.2734 |  | -192737.7121 | -561198.2099 | -213258.7231 | -121873.1985 | -34934.2186 | 0 | 0 | 0 | 0
Taxes Other Than Income |  |  | 69433038.3316 | 69433038.3316 | 0 | 34033500.8325 | 16769014.6255 | 18214647.1163 | 415864.4772 | 11.28 |  | 25525125.6244 | 8508375.2081 |  | 12576760.9691 | 4192253.6564 |  | 3123347.8384 | 9094313.7022 | 3455894.359 | 1974976.1837 | 566115.033 | 0 | 0 | 0 | 0
Federal Income Taxes |  |  | 77175336.4947 | 77175336.4073 | 0 | 32143233.8659 | 21876587.4517 | 23975612.3356 | -950312.7758 | 130215.527 |  | 24107425.3994 | 8035808.4665 |  | 16407440.5887 | 5469146.8629 |  | 19833265.5213 | -25613885.5183 | 20302955.2442 | 9999531.7 | -546254.6117 | 0 | 0 | 0 | 0
FIT Adj to Produce Target ROR
State Income Taxes |  |  | 13765213.312 | 13765213.2997 | 0 | 7646098.4715 | 2972664.9017 | 3257887.5222 | -129131.7232 | 17694.1275 |  | 5734573.8537 | 1911524.6179 |  | 2229498.6763 | 743166.2254 |  | 676762.1866 | 1493682.7183 | 685438.9326 | 332173.8249 | 69829.8598 | 0 | 0 | 0 | 0
SIT Adj to Produce Target ROR
Deferred Income Taxes |  |  | 53483653.4759 | 53483653.4759 | 0 | 14548831.6155 | 25283477.7743 | 12087361.4082 | 1563982.6779 | 0 |  | 10911623.7116 | 3637207.9039 |  | 18962608.3307 | 6320869.4436 |  | 1811321.3666 | 7193050.8636 | 1737205.7245 | 978615.2297 | 367168.2238 | 0 | 0 | 0 | 0
Investment Tax Credit |  |  | -3090508.1406 | -3090508.1406 | 0 | -1520017.731 | -759402.8313 | -811087.5782 | 0 | 0 |  | -1140013.2983 | -380004.4328 |  | -569552.1235 | -189850.7078 |  | -139080.8517 | -404964.4678 | -153888.9537 | -87944.5339 | -25208.7712 | 0 | 0 | 0 | 0
Misc Revenue & Expenses |  |  | 577753.3119 | 577753.3119 | 0 | -48180.0986 | -178.9196 | -28894.86 | 655007.19 | 0 |  | -36135.0739 | -12045.0246 |  | -134.1897 | -44.7299 |  | -4954.7322 | -14426.7918 | -5482.2684 | -3133.0094 | -898.0583 | 0 | 0 | 0 | 0
Revenue Credits |  |  | -227069084.3128 | -227069084.7812 | 0 | -143030102.7089 | -60654879.3217 | -16510290.3163 | -8099114.3328 | 1225301.8986 |  | -98945866.2579 | -44084236.451 |  | -38920121.1956 | -21734758.1261 |  | -3243064.8282 | -7779704.5012 | -3367304.4593 | -1716680.8857 | -403535.6419 | 0 | 0 | 0 | 0
Total Revenue Requirements |  |  | 1925242447.5776 | 1925242446.8417 | 1 | 1297264210.7256 | 276461542.8717 | 305052775.1599 | 35807271.9705 | 10656646.1112 |  | 640797177.1236 | 656467033.602 |  | 213204927.6234 | 63256615.2483 |  | 50746316.3205 | 149833459.0359 | 63777895.6615 | 32448633.7316 | 8246470.4103 | 0 | 0 | 0 | 0
Operating Revenues |  |  | 1925242447.5776
12 Months Ended Dec 2017 | [10 empty] | Total | Demand | Energy | Total | Demand | Energy
[30 empty] | Gen | Trn | Dis | Ret | Misc
| FERC ACCT | DESCRIPTION | JAM Factors | Functional Factors | UTAH JAM Total | Production Total | Transmission Total | Distribution Total | Retail Total | Misc Total | D / E Total | Production Demand | Production Energy | D / E Total | Transmission Demand | Transmission Energy | DIS FACTOR | DIS SUBS | DIS P & C | DIS XFMR | DIS SERVICE | DIS METER | Function Check | Generation Check | Transmission Check | Distribution Check | FERC | JAM Factor | FERC.JAMFactor
|  |  |  | 2017 Protocol | [12 empty] | Rolled-In | [17 empty] | Check Total
93 | 440 | Residential Sales | [24 empty] | 440 | NA | 440.NA | -1.3496e-07 | -3.5244e-08 | 3.4722e-08 | 1.14e-09 | -3.9642e-09 | 1.3831e-07
94 |  |  | S |  | 745739136.6403 | 1330571053.8207 | 284257368.8179 | 316415650.6314 | 36822608.2846 | 10874746.189 | 75% | 997928290.3655 | 332642763.4552 | 75% | 213193026.6134 | 71064342.2045 | DRB | 65729140.7856 | 145070873.661 | 66571851.9607 | 32261702.1615 | 6782082.0625 |  | 0 | 0 | 0 | 440 | S | 440.S | 1330571053.8207 | 284257368.8179 | 316415650.6314 | 36822608.2846 | 10874746.189 | 1978941427.7436
95 | [26 empty] | 440 | NA | 440.NA1
96 |  |  |  |  | 745739136.6403 | 1330571053.8207 | 284257368.8179 | 316415650.6314 | 36822608.2846 | 10874746.189 |  | 997928290.3655 | 332642763.4552 |  | 213193026.6134 | 71064342.2045 |  | 65729140.7856 | 145070873.661 | 66571851.9607 | 32261702.1615 | 6782082.0625 |  | 0 | 0 | 0 | 440 | NA | 440.NA2
97 | [26 empty] | 440 | NA | 440.NA3
98 | 442 | Commercial & Industrial Sales | [24 empty] | 442 | NA | 442.NA
99 |  |  | S |  | 1221230110.9161 | [5 empty] | 75% | 0 | 0 | 75% | 0 | 0 | DRB | 0 | 0 | 0 | 0 | 0 |  |  |  |  | 442 | S | 442.S
100 |  |  | SE | P | 0 | 0 | 0 | 0 | 0 | 0 | 0% | 0 | 0 | 0% | 0 | 0 | DRB | 0 | 0 | 0 | 0 | 0 | 0 | 0 | 0 | 0 | 442 | SE | 442.SE
101 |  |  | SG | PT | 0 | 0 | 0 | 0 | 0 | 0 | 75% | 0 | 0 | 75% | 0 | 0 | DRB | 0 | 0 | 0 | 0 | 0 | 0 | 0 | 0 | 0 | 442 | SG | 442.SG
102 |  |  |  |  | 1221230110.9161 | 0 | 0 | 0 | 0 | 0 |  | 0 | 0 |  | 0 | 0 |  | 0 | 0 | 0 | 0 | 0 |  |  |  |  | 442 | NA | 442.NA1
103 | [26 empty] | 442 | NA | 442.NA2
104 | 444 | Public Street & Highway Lighting | [14 empty] | DRB | 0 | 0 | 0 | 0 | 0 |  |  |  |  | 444 | NA | 444.NA
105 |  |  | S |  | 8691656.9864 | [5 empty] | 75% | 0 | 0 | 75% | 0 | 0 |  | 0 | 0 | 0 | 0 | 0 |  |  |  |  | 444 | S | 444.S
106 |  |  |  |  | 8691656.9864 | 0 | 0 | 0 | 0 | 0 |  | 0 | 0 |  | 0 | 0 |  | 0 | 0 | 0 | 0 | 0 |  |  |  |  | 444 | NA | 444.NA1
107 | [26 empty] | 444 | NA | 444.NA2
108 | 445 | Other Sales to Public Authority | [14 empty] | DRB | 0 | 0 | 0 | 0 | 0 |  |  |  |  | 445 | NA | 445.NA
109 |  |  | S |  | 3280523.2038 | [5 empty] | 75% | 0 | 0 | 75% | 0 | 0 |  | 0 | 0 | 0 | 0 | 0 |  |  |  |  | 445 | S | 445.S
110 | [26 empty] | 445 | NA | 445.NA1
111 |  |  |  |  | 3280523.2038 | 0 | 0 | 0 | 0 | 0 |  | 0 | 0 |  | 0 | 0 |  | 0 | 0 | 0 | 0 | 0 |  |  |  |  | 445 | NA | 445.NA2
112 | [26 empty] | 445 | NA | 445.NA3
113 | 448 | Interdepartmental | [24 empty] | 448 | NA | 448.NA
114 |  |  | S | DPW | 0 | 0 | 0 | 0 | 0 | 0 | 75% | 0 | 0 | 75% | 0 | 0 | DRB | 0 | 0 | 0 | 0 | 0 | 0 | 0 | 0 | 0 | 448 | S | 448.S
115 |  |  | SO | GP | 0 | 0 | 0 | 0 | 0 | 0 | 75% | 0 | 0 | 75% | 0 | 0 | DRB | 0 | 0 | 0 | 0 | 0 | 0 | 0 | 0 | 0 | 448 | SO | 448.SO
116 |  |  |  |  | 0 | 0 | 0 | 0 | 0 | 0 |  | 0 | 0 |  | 0 | 0 |  | 0 | 0 | 0 | 0 | 0 | 0 | 0 | 0 | 0 | 448 | NA | 448.NA1
117 | [26 empty] | 448 | NA | 448.NA2
118 | Total Sales to Ultimate Customers |  |  |  | 1978941427.7466 | 1330571053.8207 | 284257368.8179 | 316415650.6314 | 36822608.2846 | 10874746.189 |  | 997928290.3655 | 332642763.4552 | 0 | 213193026.6134 | 71064342.2045 |  | 65729140.7856 | 145070873.661 | 66571851.9607 | 32261702.1615 | 6782082.0625 | 0 | 0 | 0 | 0 | Total Sales to Ultimate Customers | NA | Total Sales to Ultimate Customers.NA
119 | [26 empty] | Total Sales to Ultimate Customers | NA | Total Sales to Ultimate Customers.NA1
120 | [26 empty] | Total Sales to Ultimate Customers | NA | Total Sales to Ultimate Customers.NA2
121 | [26 empty] | Total Sales to Ultimate Customers | NA | Total Sales to Ultimate Customers.NA3
122 | 447 | Sales for Resale | [24 empty] | 447 | NA | 447.NA
123 |  |  | S | P | 8003536.09 | 8003536.09 | 0 | 0 | 0 | 0 | 75% | 6002652.0675 | 2000884.0225 | 75% | 0 | 0 | DRB | 0 | 0 | 0 | 0 | 0 | 0 | 0 | 0 | 0 | 447 | S | 447.S
124 |  |  |  |  | 8003536.09 | 8003536.09 | 0 | 0 | 0 | 0 |  | 6002652.0675 | 2000884.0225 |  | 0 | 0 |  | 0 | 0 | 0 | 0 | 0 | 0 | 0 | 0 | 0 | 447 | NA | 447.NA1
125 | [26 empty] | 447 | NA | 447.NA2
126 | 447NPC | Sales for Resale | [24 empty] | 447NPC | NA | 447NPC.NA
127 |  |  | S | P | 0 | 0 | 0 | 0 | 0 | 0 | 50% | 0 | 0 | 50% | 0 | 0 | DRB | 0 | 0 | 0 | 0 | 0 | 0 | 0 | 0 | 0 | 447NPC | S | 447NPC.S
128 |  |  | DGU | P | 0 | 0 | 0 | 0 | 0 | 0 | 75% | 0 | 0 | 75% | 0 | 0 | DRB | 0 | 0 | 0 | 0 | 0 | 0 | 0 | 0 | 0 | 447NPC | DGU | 447NPC.DGU
129 |  |  | SG | P | 91088102.0917 | 91088102.0917 | 0 | 0 | 0 | 0 | 75% | 68316076.5688 | 22772025.5229 | 75% | 0 | 0 | DRB | 0 | 0 | 0 | 0 | 0 | 0 | 0 | 0 | 0 | 447NPC | SG | 447NPC.SG
130 |  |  | SE | P | 0 | 0 | 0 | 0 | 0 | 0 | 0% | 0 | 0 | 0% | 0 | 0 | DRB | 0 | 0 | 0 | 0 | 0 | 0 | 0 | 0 | 0 | 447NPC | SE | 447NPC.SE
131 |  |  |  |  | 91088102.0917 | 91088102.0917 | 0 | 0 | 0 | 0 |  | 68316076.5688 | 22772025.5229 |  | 0 | 0 |  | 0 | 0 | 0 | 0 | 0 | 0 | 0 | 0 | 0 | 447NPC | NA | 447NPC.NA1
132 | [26 empty] | 447NPC | NA | 447NPC.NA2
133 | 449 | Provision for Rate Refund | [24 empty] | 449 | NA | 449.NA
134 |  |  | S | P | 0 | 0 | 0 | 0 | 0 | 0 | 75% | 0 | 0 | 75% | 0 | 0 | DRB | 0 | 0 | 0 | 0 | 0 | 0 | 0 | 0 | 0 | 449 | S | 449.S
135 |  |  | SG | P | 0 | 0 | 0 | 0 | 0 | 0 | 75% | 0 | 0 | 75% | 0 | 0 | DRB | 0 | 0 | 0 | 0 | 0 | 0 | 0 | 0 | 0 | 449 | SG | 449.SG
136 |  |  |  |  | 0 | 0 | 0 | 0 | 0 | 0 |  | 0 | 0 |  | 0 | 0 |  | 0 | 0 | 0 | 0 | 0 | 0 | 0 | 0 | 0 | 449 | NA | 449.NA1
137 |  | State Revenue Credit |  | REVREQ | 49772259.6049 | 33306843.0952 | 7795825.9462 | 7436154.1715 | 1015336.3141 | 218100.0778 | 50% | 16653421.5476 | 16653421.5476 | 50% | 3897912.9731 | 3897912.9731 | DRB | 1544715.0717 | 3409342.6801 | 1564519.8133 | 758189.3962 | 159387.2102 | 0 | 0 | 0 | 0 | 449 | NA | 449.NA2
138 | [26 empty] | 449 | NA | 449.NA3
139 |  | AGA Revenue Credit |  | DPW | 3926721.3 | 0 | 0 | 3926721.3 | 0 | 0 | 50% | 0 | 0 | 50% | 0 | 0 | DRB | 815699.2761 | 1800330.9523 | 826157.3299 | 400368.0374 | 84165.7043 | 0 | 0 | 0 | 0 | 449 | NA | 449.NA4
140 | [26 empty] | 449 | NA | 449.NA5
141 | Total Sales from Electricity |  |  |  | 2078033065.9283 | 1429662692.0024 | 284257368.8179 | 316415650.6314 | 36822608.2846 | 10874746.189 |  | 1072247019.0018 | 357415673.0006 |  | 213193026.6134 | 71064342.2045 |  | 65729140.7856 | 145070873.661 | 66571851.9607 | 32261702.1615 | 6782082.0625 | 0 | 0 | 0 | 0 | Total Sales from Electricity | NA | Total Sales from Electricity.NA
142 | [26 empty] | Total Sales from Electricity | NA | Total Sales from Electricity.NA1
143 | Other Electric Operating Revenues | [25 empty] | Other Electric Operating Revenues | NA | Other Electric Operating Revenues.NA
144 | 450 | Forfeited Discounts & Interest | [24 empty] | 450 | NA | 450.NA
145 |  |  | S | CUST | 3353595.54 | 0 | 0 | 0 | 3353595.54 | 0 | 75% | 0 | 0 | 75% | 0 | 0 | CUST | 0 | 0 | 0 | 0 | 0 | 0 | 0 | 0 | 0 | 450 | S | 450.S
146 |  |  | SO | CUST | 0 | 0 | 0 | 0 | 0 | 0 | 75% | 0 | 0 | 75% | 0 | 0 | CUST | 0 | 0 | 0 | 0 | 0 | 0 | 0 | 0 | 0 | 450 | SO | 450.SO
147 |  |  |  |  | 3353595.54 | 0 | 0 | 0 | 3353595.54 | 0 |  | 0 | 0 |  | 0 | 0 |  | 0 | 0 | 0 | 0 | 0 | 0 | 0 | 0 | 0 | 450 | NA | 450.NA1
148 | [26 empty] | 450 | NA | 450.NA2
149 | 451 | Misc Electric Revenue | [24 empty] | 451 | NA | 451.NA
150 |  |  | S | CUST | 3722139.88 | 0 | 0 | 0 | 3722139.88 | 0 | 75% | 0 | 0 | 75% | 0 | 0 | CUST | 0 | 0 | 0 | 0 | 0 | 0 | 0 | 0 | 0 | 451 | S | 451.S
151 |  |  | SG | GP | 0 | 0 | 0 | 0 | 0 | 0 | 75% | 0 | 0 | 75% | 0 | 0 | PLNT | 0 | 0 | 0 | 0 | 0 | 0 | 0 | 0 | 0 | 451 | SG | 451.SG
152 |  |  | SO | CUST | 2353.6431 | 0 | 0 | 0 | 2353.6431 | 0 | 75% | 0 | 0 | 75% | 0 | 0 | PLNT | 0 | 0 | 0 | 0 | 0 | 0 | 0 | 0 | 0 | 451 | SO | 451.SO
153 |  |  |  |  | 3724493.5231 | 0 | 0 | 0 | 3724493.5231 | 0 |  | 0 | 0 |  | 0 | 0 |  | 0 | 0 | 0 | 0 | 0 | 0 | 0 | 0 | 0 | 451 | NA | 451.NA1
154 | [26 empty] | 451 | NA | 451.NA2
155 | 453 | Water Sales | [24 empty] | 453 | NA | 453.NA
156 |  |  | SG | P | 23578.8154 | 23578.8154 | 0 | 0 | 0 | 0 | 75% | 17684.1116 | 5894.7039 | 75% | 0 | 0 | PLNT | 0 | 0 | 0 | 0 | 0 | 0 | 0 | 0 | 0 | 453 | SG | 453.SG
157 |  |  |  |  | 23578.8154 | 23578.8154 | 0 | 0 | 0 | 0 |  | 17684.1116 | 5894.7039 |  | 0 | 0 |  | 0 | 0 | 0 | 0 | 0 | 0 | 0 | 0 | 0 | 453 | NA | 453.NA1
158 | [26 empty] | 453 | NA | 453.NA2
159 | 454 | Rent of Electric Property | [24 empty] | 454 | NA | 454.NA
160 |  |  | S | DPW | 4898241.56 | 0 | 0 | 4898241.56 | 0 | 0 | 75% | 0 | 0 | 75% | 0 | 0 | PLNT | 839923.6115 | 2445622.1991 | 929351.267 | 531106.1126 | 152238.3697 | 0 | 0 | 0 | 0 | 454 | S | 454.S
161 |  |  | SG | T | 2532905.8897 | 0 | 2532905.8897 | 0 | 0 | 0 | 75% | 0 | 0 | 75% | 1899679.4173 | 633226.4724 | PLNT | 0 | 0 | 0 | 0 | 0 | 0 | 0 | 0 | 0 | 454 | SG | 454.SG
162 |  |  | SG | T | 0 | 0 | 0 | 0 | 0 | 0 | 75% | 0 | 0 | 75% | 0 | 0 | PLNT | 0 | 0 | 0 | 0 | 0 | 0 | 0 | 0 | 0 | 454 | SG | 454.SG1
163 |  |  | SO | GP | 934046.3204 | 449786.8026 | 229397.2774 | 249173.2848 | 5688.9556 | 0 | 75% | 337340.1019 | 112446.7006 | 75% | 172047.9581 | 57349.3194 | PLNT | 42726.869 | 124408.6698 | 47276.049 | 27017.3394 | 7744.3577 | 0 | 0 | 0 | 0 | 454 | SO | 454.SO
164 |  |  |  |  | 8365193.7701 | 449786.8026 | 2762303.1671 | 5147414.8448 | 5688.9556 | 0 |  | 337340.1019 | 112446.7006 |  | 2071727.3754 | 690575.7918 |  | 882650.4805 | 2570030.8689 | 976627.316 | 558123.452 | 159982.7274 | 0 | 0 | 0 | 0 | 454 | NA | 454.NA1
165 | [26 empty] | 454 | NA | 454.NA2
166 | 456 | Other Electric Revenue | [24 empty] | 456 | NA | 456.NA
167 |  |  | S | DMSC | -2828512.5317 | 0 | 0 | 0 | 0 | -2828512.5317 | 75% | 0 | 0 | 75% | 0 | 0 | PLNT | 0 | 0 | 0 | 0 | 0 | 0 | 0 | 0 | 0 | 456 | S | 456.S
168 |  |  | CN | CUST | 0 | 0 | 0 | 0 | 0 | 0 | 75% | 0 | 0 | 75% | 0 | 0 | CUST | 0 | 0 | 0 | 0 | 0 | 0 | 0 | 0 | 0 | 456 | CN | 456.CN
169 |  |  | SE | OTHSE | 6162775.7455 | 0 | 6162775.7455 | 0 | 0 | 0 | 0% | 0 | 0 | 0% | 0 | 6162775.7455 | PLNT | 0 | 0 | 0 | 0 | 0 | 0 | 0 | 0 | 0 | 456 | SE | 456.SE
170 |  |  | SO | OTHSO | 1385110.5553 | 0 | 0 | 0 | 0 | 1385110.5553 | 75% | 0 | 0 | 75% | 0 | 0 | PLNT | 0 | 0 | 0 | 0 | 0 | 0 | 0 | 0 | 0 | 456 | SO | 456.SO
171 |  |  | SG | OTHSGR | 54092230.277 | 10158255.8141 | 43933974.4628 | 0 | 0 | 0 | 75% | 7618691.8606 | 2539563.9535 | 75% | 32950480.8471 | 10983493.6157 | PLNT | 0 | 0 | 0 | 0 | 0 | 0 | 0 | 0 | 0 | 456 | SG | 456.SG
172 |  |  |  |  | 58811604.046 | 10158255.8141 | 50096750.2084 | 0 | 0 | -1443401.9765 |  | 7618691.8606 | 2539563.9535 |  | 32950480.8471 | 17146269.3612 |  | 0 | 0 | 0 | 0 | 0 | 0 | 0 | 0 | 0 | 456 | NA | 456.NA1
173 | [26 empty] | 456 | NA | 456.NA2
174 |  | Total Other Electric Revenues |  |  | 74278465.6946 | 10631621.4321 | 52859053.3755 | 5147414.8448 | 7083778.0187 | -1443401.9765 |  | 7973716.0741 | 2657905.358 | 0 | 35022208.2225 | 17836845.153 |  | 882650.4805 | 2570030.8689 | 976627.316 | 558123.452 | 159982.7274 | 0 | 0 | 0 | 0 | 456 | NA | 456.NA3
175 | [26 empty] | 456 | NA | 456.NA4
176 | Total Electric Operating Revenues |  |  |  | 2152311531.6229 | 1440294313.4345 | 337116422.1934 | 321563065.4762 | 43906386.3033 | 9431344.2126 |  | 1080220735.0759 | 360073578.3586 | 0 | 248215234.8359 | 88901187.3575 |  | 66611791.2661 | 147640904.5299 | 67548479.2768 | 32819825.6135 | 6942064.7899 | 0 | 0 | 0 | 0 | Total Electric Operating Revenues | NA | Total Electric Operating Revenues.NA
177 | [26 empty] | Total Electric Operating Revenues | NA | Total Electric Operating Revenues.NA1
178 | Miscellaneous Revenues | [25 empty] | Miscellaneous Revenues | NA | Miscellaneous Revenues.NA
179 | 41160 | Gain on Sale of Utility Plant - CR | [24 empty] | 41160 | NA | 41160.NA
180 |  |  | S | DPW | 0 | 0 | 0 | 0 | 0 | 0 | 75% | 0 | 0 | 75% | 0 | 0 | PLNT | 0 | 0 | 0 | 0 | 0 | 0 | 0 | 0 | 0 | 41160 | S | 41160.S
181 |  |  | SG | T | 0 | 0 | 0 | 0 | 0 | 0 | 75% | 0 | 0 | 75% | 0 | 0 | PLNT | 0 | 0 | 0 | 0 | 0 | 0 | 0 | 0 | 0 | 41160 | SG | 41160.SG
182 |  |  | SO | G | 0 | 0 | 0 | 0 | 0 | 0 | 75% | 0 | 0 | 75% | 0 | 0 | PLNT | 0 | 0 | 0 | 0 | 0 | 0 | 0 | 0 | 0 | 41160 | SO | 41160.SO
183 |  |  | SG | T | 0 | 0 | 0 | 0 | 0 | 0 | 75% | 0 | 0 | 75% | 0 | 0 | PLNT | 0 | 0 | 0 | 0 | 0 | 0 | 0 | 0 | 0 | 41160 | SG | 41160.SG1
184 |  |  | SG | P | 0 | 0 | 0 | 0 | 0 | 0 | 75% | 0 | 0 | 75% | 0 | 0 | PLNT | 0 | 0 | 0 | 0 | 0 | 0 | 0 | 0 | 0 | 41160 | SG | 41160.SG2
185 |  |  |  |  | 0 | 0 | 0 | 0 | 0 | 0 |  | 0 | 0 |  | 0 | 0 |  | 0 | 0 | 0 | 0 | 0 | 0 | 0 | 0 | 0 | 41160 | NA | 41160.NA1
186 | [26 empty] | 41160 | NA | 41160.NA2
187 | 41170 | Loss on Sale of Utility Plant | [24 empty] | 41170 | NA | 41170.NA
188 |  |  | S | DPW | 0 | 0 | 0 | 0 | 0 | 0 | 75% | 0 | 0 | 75% | 0 | 0 | PLNT | 0 | 0 | 0 | 0 | 0 | 0 | 0 | 0 | 0 | 41170 | S | 41170.S
189 |  |  | SG | T | 0 | 0 | 0 | 0 | 0 | 0 | 75% | 0 | 0 | 75% | 0 | 0 | PLNT | 0 | 0 | 0 | 0 | 0 | 0 | 0 | 0 | 0 | 41170 | SG | 41170.SG
190 |  |  |  |  | 0 | 0 | 0 | 0 | 0 | 0 |  | 0 | 0 |  | 0 | 0 |  | 0 | 0 | 0 | 0 | 0 | 0 | 0 | 0 | 0 | 41170 | NA | 41170.NA1
191 | [26 empty] | 41170 | NA | 41170.NA2
192 | 4118 | Gain from Emission Allowances | [24 empty] | 4118 | NA | 4118.NA
193 |  |  | SE | P | -1432.2334 | -1432.2334 | 0 | 0 | 0 | 0 | 75% | -1074.1751 | -358.0584 | 75% | 0 | 0 | PLNT | 0 | 0 | 0 | 0 | 0 | 0 | 0 | 0 | 0 | 4118 | SE | 4118.SE
194 |  |  |  |  | -1432.2334 | -1432.2334 | 0 | 0 | 0 | 0 |  | -1074.1751 | -358.0584 |  | 0 | 0 |  | 0 | 0 | 0 | 0 | 0 | 0 | 0 | 0 | 0 | 4118 | NA | 4118.NA1
195 | 41181 | Gain from Disposition of NOX Credits | [24 empty] | 41181 | NA | 41181.NA
196 |  |  | SE | P | 0 | 0 | 0 | 0 | 0 | 0 | 0% | 0 | 0 | 0% | 0 | 0 | PLNT | 0 | 0 | 0 | 0 | 0 | 0 | 0 | 0 | 0 | 41181 | SE | 41181.SE
197 |  |  |  |  | 0 | 0 | 0 | 0 | 0 | 0 |  | 0 | 0 |  | 0 | 0 |  | 0 | 0 | 0 | 0 | 0 | 0 | 0 | 0 | 0 | 41181 | NA | 41181.NA1
198 | [26 empty] | 41181 | NA | 41181.NA2
199 | 4194 | Impact Housing Interest Income | [24 empty] | 4194 | NA | 4194.NA
200 |  |  | SG | P | 0 | 0 | 0 | 0 | 0 | 0 | 75% | 0 | 0 | 75% | 0 | 0 | PLNT | 0 | 0 | 0 | 0 | 0 | 0 | 0 | 0 | 0 | 4194 | SG | 4194.SG
201 |  |  |  |  | 0 | 0 | 0 | 0 | 0 | 0 |  | 0 | 0 |  | 0 | 0 |  | 0 | 0 | 0 | 0 | 0 | 0 | 0 | 0 | 0 | 4194 | NA | 4194.NA1
202 | [26 empty] | 4194 | NA | 4194.NA2
203 | 421 | (Gain) / Loss on Sale of Utility Plant | [24 empty] | 421 | NA | 421.NA
204 |  |  | S | DPW | -28894.86 | 0 | 0 | -28894.86 | 0 | 0 | 75% | 0 | 0 | 75% | 0 | 0 | PLNT | -4954.7322 | -14426.7918 | -5482.2684 | -3133.0094 | -898.0583 | 0 | 0 | 0 | 0 | 421 | S | 421.S
205 |  |  | SE | P | 0 | 0 | 0 | 0 | 0 | 0 | 75% | 0 | 0 | 75% | 0 | 0 | PLNT | 0 | 0 | 0 | 0 | 0 | 0 | 0 | 0 | 0 | 421 | SE | 421.SE
206 |  |  | SG-P | T | -178.9196 | 0 | -178.9196 | 0 | 0 | 0 | 75% | 0 | 0 | 75% | -134.1897 | -44.7299 | PLNT | 0 | 0 | 0 | 0 | 0 | 0 | 0 | 0 | 0 | 421 | SG-P | 421.SG-P
207 |  |  | CN | CUST | 0 | 0 | 0 | 0 | 0 | 0 | 75% | 0 | 0 | 75% | 0 | 0 | PLNT | 0 | 0 | 0 | 0 | 0 | 0 | 0 | 0 | 0 | 421 | CN | 421.CN
208 |  |  | SO | PTD | 0 | 0 | 0 | 0 | 0 | 0 | 75% | 0 | 0 | 75% | 0 | 0 | PLNT | 0 | 0 | 0 | 0 | 0 | 0 | 0 | 0 | 0 | 421 | SO | 421.SO
209 |  |  | SG1 | P | -46747.8651 | -46747.8651 | 0 | 0 | 0 | 0 | 75% | -35060.8988 | -11686.9663 | 75% | 0 | 0 | PLNT | 0 | 0 | 0 | 0 | 0 | 0 | 0 | 0 | 0 | 421 | SG1 | 421.SG1
210 |  |  |  |  | -75821.6447 | -46747.8651 | -178.9196 | -28894.86 | 0 | 0 |  | -35060.8988 | -11686.9663 |  | -134.1897 | -44.7299 |  | -4954.7322 | -14426.7918 | -5482.2684 | -3133.0094 | -898.0583 | 0 | 0 | 0 | 0 | 421 | NA | 421.NA1
211 | [26 empty] | 421 | NA | 421.NA2
212 | Total Miscellaneous Revenues |  |  |  | -77253.8781 | -48180.0986 | -178.9196 | -28894.86 | 0 | 0 |  | -36135.0739 | -12045.0246 | 0 | -134.1897 | -44.7299 |  | -4954.7322 | -14426.7918 | -5482.2684 | -3133.0094 | -898.0583 | 0 | 0 | 0 | 0 | Total Miscellaneous Revenues | NA | Total Miscellaneous Revenues.NA
213 | [26 empty] | Total Miscellaneous Revenues | NA | Total Miscellaneous Revenues.NA1
214 | Miscellaneous Expenses | [25 empty] | Miscellaneous Expenses | NA | Miscellaneous Expenses.NA
215 | 4311 | Interest on Customer Deposits | [24 empty] | 4311 | NA | 4311.NA
216 |  |  | S | CUST | 655007.19 | 0 | 0 | 0 | 655007.19 | 0 | 75% | 0 | 0 | 75% | 0 | 0 | CUST | 0 | 0 | 0 | 0 | 0 | 0 | 0 | 0 | 0 | 4311 | S | 4311.S
217 |  |  |  |  | 655007.19 | 0 | 0 | 0 | 655007.19 | 0 |  | 0 | 0 |  | 0 | 0 |  | 0 | 0 | 0 | 0 | 0 | 0 | 0 | 0 | 0 | 4311 | NA | 4311.NA1
218 | [26 empty] | 4311 | NA | 4311.NA2
219 | DFA | Divergence Fairness Adjustment | [24 empty] | DFA | NA | DFA.NA
220 |  |  | P | P | 0 | 0 | 0 | 0 | 0 | 0 | 75% | 0 | 0 | 75% | 0 | 0 | [6 empty] | 0 | 0 | 0 | 0 | DFA | P | DFA.P
221 |  |  | T | T | 0 | 0 | 0 | 0 | 0 | 0 | 75% | 0 | 0 | 75% | 0 | 0 | [6 empty] | 0 | 0 | 0 | 0 | DFA | T | DFA.T
222 |  |  | D | DPW | 0 | 0 | 0 | 0 | 0 | 0 | 75% | 0 | 0 | 75% | 0 | 0 | PLNT | 0 | 0 | 0 | 0 | 0 | 0 | 0 | 0 | 0 | DFA | D | DFA.D
223 |  |  |  |  | 0 | 0 | 0 | 0 | 0 | 0 |  | 0 | 0 |  | 0 | 0 |  | 0 | 0 | 0 | 0 | 0 | 0 | 0 | 0 | 0 | DFA | NA | DFA.NA1
224 | [26 empty] | DFA | NA | DFA.NA2
225 | [26 empty] | DFA | NA | DFA.NA3
226 | Total Miscellaneous Expenses |  |  |  | 655007.19 | 0 | 0 | 0 | 655007.19 | 0 |  | 0 | 0 | 0 | 0 | 0 |  | 0 | 0 | 0 | 0 | 0 | 0 | 0 | 0 | 0 | Total Miscellaneous Expenses | NA | Total Miscellaneous Expenses.NA
227 | [26 empty] | Total Miscellaneous Expenses | NA | Total Miscellaneous Expenses.NA1
228 | Net Misc Revenue and Expense |  |  |  | 577753.3119 | -48180.0986 | -178.9196 | -28894.86 | 655007.19 | 0 |  | -36135.0739 | -12045.0246 |  | -134.1897 | -44.7299 |  | -4954.7322 | -14426.7918 | -5482.2684 | -3133.0094 | -898.0583 | 0 | 0 | 0 | 0 | Net Misc Revenue and Expense | NA | Net Misc Revenue and Expense.NA
229 | [26 empty] | Net Misc Revenue and Expense | NA | Net Misc Revenue and Expense.NA1
230 | 500 | Operation Supervision & Engineering | [24 empty] | 500 | NA | 500.NA
231 |  |  | SG | P | 6775816.4638 | 6775816.4638 | 0 | 0 | 0 | 0 | 75% | 5081862.3478 | 1693954.1159 | 75% | 0 | 0 | [6 empty] | 0 | 0 | 0 | 0 | 500 | SG | 500.SG
232 |  |  | SG | P | 1300351.8411 | 1300351.8411 | 0 | 0 | 0 | 0 | 75% | 975263.8808 | 325087.9603 | 75% | 0 | 0 | [6 empty] | 0 | 0 | 0 | 0 | 500 | SG | 500.SG1
233 |  |  |  |  | 8076168.3048 | 8076168.3048 | 0 | 0 | 0 | 0 |  | 6057126.2286 | 2019042.0762 |  | 0 | 0 |  | 0 | 0 | 0 | 0 | 0 | 0 | 0 | 0 | 0 | 500 | NA | 500.NA1
234 | [26 empty] | 500 | NA | 500.NA2
235 | 501 | Fuel Related | [24 empty] | 501 | NA | 501.NA
236 |  |  | SE | P | 20851404.8739 | 20851404.8739 | 0 | 0 | 0 | 0 | 0% | 0 | 20851404.8739 |  | 0 | 0 | [6 empty] | 0 | 0 | 0 | 0 | 501 | SE | 501.SE
237 |  |  | SE | P | 0 | 0 | 0 | 0 | 0 | 0 | 0% | 0 | 0 | [9 empty] | 0 | 0 | 0 | 0 | 501 | SE | 501.SE1
238 |  |  | SE | P | 0 | 0 | 0 | 0 | 0 | 0 | 0% | 0 | 0 | [9 empty] | 0 | 0 | 0 | 0 | 501 | SE | 501.SE2
239 |  |  | SE | P | 1328006.3122 | 1328006.3122 | 0 | 0 | 0 | 0 | 0% | 0 | 1328006.3122 | [9 empty] | 0 | 0 | 0 | 0 | 501 | SE | 501.SE3
240 |  |  | SE | P | 0 | 0 | 0 | 0 | 0 | 0 | 0% | 0 | 0 | [9 empty] | 0 | 0 | 0 | 0 | 501 | SE | 501.SE4
241 | [26 empty] | 501 | NA | 501.NA1
242 | 501NPC | Fuel Related - NPC | [24 empty] | 501NPC | NA | 501NPC.NA
243 |  |  | SE | P | 304937893.6419 | 304937893.6419 | 0 | 0 | 0 | 0 | 0% | 0 | 304937893.6419 |  | 0 | 0 | [6 empty] | 0 | 0 | 0 | 0 | 501NPC | SE | 501NPC.SE
244 |  |  | SE | P | 0 | 0 | 0 | 0 | 0 | 0 | 0% | 0 | 0 | [9 empty] | 0 | 0 | 0 | 0 | 501NPC | SE | 501NPC.SE1
245 |  |  | SE | P | 0 | 0 | 0 | 0 | 0 | 0 | 0% | 0 | 0 | [9 empty] | 0 | 0 | 0 | 0 | 501NPC | SE | 501NPC.SE2
246 |  |  | SE | P | 22175703.5437 | 22175703.5437 | 0 | 0 | 0 | 0 | 0% | 0 | 22175703.5437 | [9 empty] | 0 | 0 | 0 | 0 | 501NPC | SE | 501NPC.SE3
247 |  |  |  |  | 349293008.3718 | 349293008.3718 | 0 | 0 | 0 | 0 |  | 0 | 349293008.3718 |  | 0 | 0 |  | 0 | 0 | 0 | 0 | 0 | 0 | 0 | 0 | 0 | 501NPC | NA | 501NPC.NA1
248 | [26 empty] | 501NPC | NA | 501NPC.NA2
249 | 502 | Steam Expenses | [24 empty] | 502 | NA | 502.NA
250 |  |  | SG | P | 30048664.5788 | 30048664.5788 | 0 | 0 | 0 | 0 | 75% | 22536498.4341 | 7512166.1447 | [9 empty] | 0 | 0 | 0 | 0 | 502 | SG | 502.SG
251 |  |  | SG | P | 2831343.6452 | 2831343.6452 | 0 | 0 | 0 | 0 | 75% | 2123507.7339 | 707835.9113 | [9 empty] | 0 | 0 | 0 | 0 | 502 | SG | 502.SG1
252 |  |  |  |  | 32880008.224 | 32880008.224 | 0 | 0 | 0 | 0 |  | 24660006.168 | 8220002.056 |  | 0 | 0 |  | 0 | 0 | 0 | 0 | 0 | 0 | 0 | 0 | 0 | 502 | NA | 502.NA1
253 | [26 empty] | 502 | NA | 502.NA2
254 | 503 | Steam From Other Sources | [24 empty] | 503 | NA | 503.NA
255 |  |  | SE | P | 0 | 0 | 0 | 0 | 0 | 0 | 0% | 0 | 0 |  | 0 | 0 | [6 empty] | 0 | 0 | 0 | 0 | 503 | SE | 503.SE
256 | [26 empty] | 503 | NA | 503.NA1
257 | 503NPC | Steam From Other Sources - NPC | [24 empty] | 503NPC | NA | 503NPC.NA
258 |  |  | SE | P | 1992478.2919 | 1992478.2919 | 0 | 0 | 0 | 0 | 0% | 0 | 1992478.2919 |  | 0 | 0 | [6 empty] | 0 | 0 | 0 | 0 | 503NPC | SE | 503NPC.SE
259 |  |  |  |  | 1992478.2919 | 1992478.2919 | 0 | 0 | 0 | 0 |  | 0 | 1992478.2919 |  | 0 | 0 |  | 0 | 0 | 0 | 0 | 0 | 0 | 0 | 0 | 0 | 503NPC | NA | 503NPC.NA1
260 | [26 empty] | 503NPC | NA | 503NPC.NA2
261 | 505 | Electric Expenses | [24 empty] | 505 | NA | 505.NA
262 |  |  | SG | P | 443803.944 | 443803.944 | 0 | 0 | 0 | 0 | 75% | 332852.958 | 110950.986 |  | 0 | 0 | [6 empty] | 0 | 0 | 0 | 0 | 505 | SG | 505.SG
263 |  |  | SG | P | 84811.3907 | 84811.3907 | 0 | 0 | 0 | 0 | 75% | 63608.543 | 21202.8477 | [9 empty] | 0 | 0 | 0 | 0 | 505 | SG | 505.SG1
264 |  |  |  |  | 528615.3346 | 528615.3346 | 0 | 0 | 0 | 0 |  | 396461.501 | 132153.8337 |  | 0 | 0 |  | 0 | 0 | 0 | 0 | 0 | 0 | 0 | 0 | 0 | 505 | NA | 505.NA1
265 | [26 empty] | 505 | NA | 505.NA2
266 | 506 | Misc. Steam Expense | [24 empty] | 506 | NA | 506.NA
267 |  |  | SG | P | 3187020.7259 | 3187020.7259 | 0 | 0 | 0 | 0 | 75% | 2390265.5444 | 796755.1815 |  | 0 | 0 | [6 empty] | 0 | 0 | 0 | 0 | 506 | SG | 506.SG
268 |  |  | SE | P | 0 | 0 | 0 | 0 | 0 | 0 | 0% | 0 | 0 |  | 0 | 0 | [6 empty] | 0 | 0 | 0 | 0 | 506 | SE | 506.SE
269 |  |  | SG | P | 1314109.0964 | 1314109.0964 | 0 | 0 | 0 | 0 | 75% | 985581.8223 | 328527.2741 | [9 empty] | 0 | 0 | 0 | 0 | 506 | SG | 506.SG1
270 |  |  |  |  | 4501129.8223 | 4501129.8223 | 0 | 0 | 0 | 0 |  | 3375847.3667 | 1125282.4556 |  | 0 | 0 |  | 0 | 0 | 0 | 0 | 0 | 0 | 0 | 0 | 0 | 506 | NA | 506.NA1
271 | [26 empty] | 506 | NA | 506.NA2
272 | 507 | Rents | [24 empty] | 507 | NA | 507.NA
273 |  |  | SG | P | 238974.6989 | 238974.6989 | 0 | 0 | 0 | 0 | 75% | 179231.0242 | 59743.6747 |  | 0 | 0 | [6 empty] | 0 | 0 | 0 | 0 | 507 | SG | 507.SG
274 |  |  | SG | P | 0 | 0 | 0 | 0 | 0 | 0 | 75% | 0 | 0 | [9 empty] | 0 | 0 | 0 | 0 | 507 | SG | 507.SG1
275 |  |  |  |  | 238974.6989 | 238974.6989 | 0 | 0 | 0 | 0 |  | 179231.0242 | 59743.6747 |  | 0 | 0 |  | 0 | 0 | 0 | 0 | 0 | 0 | 0 | 0 | 0 | 507 | NA | 507.NA1
276 | [26 empty] | 507 | NA | 507.NA2
277 | 510 | Maint Supervision & Engineering | [24 empty] | 510 | NA | 510.NA
278 |  |  | SG | P | 5745465.6771 | 5745465.6771 | 0 | 0 | 0 | 0 | 75% | 4309099.2578 | 1436366.4193 |  | 0 | 0 | [6 empty] | 0 | 0 | 0 | 0 | 510 | SG | 510.SG
279 |  |  | SG | P | 1110791.4468 | 1110791.4468 | 0 | 0 | 0 | 0 | 75% | 833093.5851 | 277697.8617 | [9 empty] | 0 | 0 | 0 | 0 | 510 | SG | 510.SG1
280 |  |  |  |  | 6856257.1239 | 6856257.1239 | 0 | 0 | 0 | 0 |  | 5142192.8429 | 1714064.281 |  | 0 | 0 |  | 0 | 0 | 0 | 0 | 0 | 0 | 0 | 0 | 0 | 510 | NA | 510.NA1
281 | [26 empty] | 510 | NA | 510.NA2
282 | 511 | Maintenance of Structures | [24 empty] | 511 | NA | 511.NA
283 |  |  | SG | P | 11809746.0497 | 11809746.0497 | 0 | 0 | 0 | 0 | 75% | 8857309.5373 | 2952436.5124 |  | 0 | 0 | [6 empty] | 0 | 0 | 0 | 0 | 511 | SG | 511.SG
284 |  |  | SG | P | 1582767.8105 | 1582767.8105 | 0 | 0 | 0 | 0 | 75% | 1187075.8579 | 395691.9526 | [9 empty] | 0 | 0 | 0 | 0 | 511 | SG | 511.SG1
285 |  |  |  |  | 13392513.8602 | 13392513.8602 | 0 | 0 | 0 | 0 |  | 10044385.3952 | 3348128.4651 |  | 0 | 0 |  | 0 | 0 | 0 | 0 | 0 | 0 | 0 | 0 | 0 | 511 | NA | 511.NA1
286 | [26 empty] | 511 | NA | 511.NA2
287 | 512 | Maintenance of Boiler Plant | [24 empty] | 512 | NA | 512.NA
288 |  |  | SG | P | 35710781.6471 | 35710781.6471 | 0 | 0 | 0 | 0 | 75% | 26783086.2353 | 8927695.4118 |  | 0 | 0 | [6 empty] | 0 | 0 | 0 | 0 | 512 | SG | 512.SG
289 |  |  | SG | P | 2549942.8627 | 2549942.8627 | 0 | 0 | 0 | 0 | 75% | 1912457.1471 | 637485.7157 | [9 empty] | 0 | 0 | 0 | 0 | 512 | SG | 512.SG1
290 |  |  |  |  | 38260724.5098 | 38260724.5098 | 0 | 0 | 0 | 0 |  | 28695543.3824 | 9565181.1275 |  | 0 | 0 |  | 0 | 0 | 0 | 0 | 0 | 0 | 0 | 0 | 0 | 512 | NA | 512.NA1
291 | [26 empty] | 512 | NA | 512.NA2
292 | 513 | Maintenance of Electric Plant | [24 empty] | 513 | NA | 513.NA
293 |  |  | SG | P | 12748227.124 | 12748227.124 | 0 | 0 | 0 | 0 | 75% | 9561170.343 | 3187056.781 |  | 0 | 0 | [6 empty] | 0 | 0 | 0 | 0 | 513 | SG | 513.SG
294 |  |  | SG | P | 321196.1347 | 321196.1347 | 0 | 0 | 0 | 0 | 75% | 240897.101 | 80299.0337 | [9 empty] | 0 | 0 | 0 | 0 | 513 | SG | 513.SG1
295 |  |  |  |  | 13069423.2586 | 13069423.2586 | 0 | 0 | 0 | 0 |  | 9802067.444 | 3267355.8147 |  | 0 | 0 |  | 0 | 0 | 0 | 0 | 0 | 0 | 0 | 0 | 0 | 513 | NA | 513.NA1
296 | [26 empty] | 513 | NA | 513.NA2
297 | 514 | Maintenance of Misc. Steam Plant | [24 empty] | 514 | NA | 514.NA
298 |  |  | SG | P | 4456245.4958 | 4456245.4958 | 0 | 0 | 0 | 0 | 75% | 3342184.1219 | 1114061.374 |  | 0 | 0 | [6 empty] | 0 | 0 | 0 | 0 | 514 | SG | 514.SG
299 |  |  | SG | P | 994661.3112 | 994661.3112 | 0 | 0 | 0 | 0 | 75% | 745995.9834 | 248665.3278 | [9 empty] | 0 | 0 | 0 | 0 | 514 | SG | 514.SG1
300 |  |  |  |  | 5450906.8071 | 5450906.8071 | 0 | 0 | 0 | 0 |  | 4088180.1053 | 1362726.7018 |  | 0 | 0 |  | 0 | 0 | 0 | 0 | 0 | 0 | 0 | 0 | 0 | 514 | NA | 514.NA1
301 | [26 empty] | 514 | NA | 514.NA2
302 | Total Steam Power Generation |  |  |  | 474540208.608 | 474540208.608 | 0 | 0 | 0 | 0 |  | 92441041.4583 | 382099167.1498 |  | 0 | 0 |  | 0 | 0 | 0 | 0 | 0 | 0 | 0 | 0 | 0 | Total Steam Power Generation | NA | Total Steam Power Generation.NA
303 | [26 empty] | Total Steam Power Generation | NA | Total Steam Power Generation.NA1
304 | 517 | Operation Super & Engineering | [24 empty] | 517 | NA | 517.NA
305 |  |  | SG | P | 0 | 0 | 0 | 0 | 0 | 0 | 75% | 0 | 0 |  | 0 | 0 | [6 empty] | 0 | 0 | 0 | 0 | 517 | SG | 517.SG
306 |  |  |  |  | 0 | 0 | 0 | 0 | 0 | 0 |  | 0 | 0 |  | 0 | 0 |  | 0 | 0 | 0 | 0 | 0 | 0 | 0 | 0 | 0 | 517 | NA | 517.NA1
307 | [26 empty] | 517 | NA | 517.NA2
308 | 518 | Nuclear Fuel Expense | [24 empty] | 518 | NA | 518.NA
309 |  |  | SE | P | 0 | 0 | 0 | 0 | 0 | 0 | 0% | 0 | 0 |  | 0 | 0 | [6 empty] | 0 | 0 | 0 | 0 | 518 | SE | 518.SE
310 |  |  |  |  | 0 | 0 | 0 | 0 | 0 | 0 |  | 0 | 0 |  | 0 | 0 |  | 0 | 0 | 0 | 0 | 0 | 0 | 0 | 0 | 0 | 518 | NA | 518.NA1
311 | [26 empty] | 518 | NA | 518.NA2
312 | [26 empty] | 518 | NA | 518.NA3
313 | 519 | Coolants and Water | [24 empty] | 519 | NA | 519.NA
314 |  |  | SG | P | 0 | 0 | 0 | 0 | 0 | 0 | 75% | 0 | 0 |  | 0 | 0 | [6 empty] | 0 | 0 | 0 | 0 | 519 | SG | 519.SG
315 |  |  |  |  | 0 | 0 | 0 | 0 | 0 | 0 |  | 0 | 0 |  | 0 | 0 |  | 0 | 0 | 0 | 0 | 0 | 0 | 0 | 0 | 0 | 519 | NA | 519.NA1
316 | [26 empty] | 519 | NA | 519.NA2
317 | 520 | Steam Expenses | [24 empty] | 520 | NA | 520.NA
318 |  |  | SG | P | 0 | 0 | 0 | 0 | 0 | 0 | 75% | 0 | 0 |  | 0 | 0 | [6 empty] | 0 | 0 | 0 | 0 | 520 | SG | 520.SG
319 |  |  |  |  | 0 | 0 | 0 | 0 | 0 | 0 |  | 0 | 0 |  | 0 | 0 |  | 0 | 0 | 0 | 0 | 0 | 0 | 0 | 0 | 0 | 520 | NA | 520.NA1
320 | [26 empty] | 520 | NA | 520.NA2
321 | 523 | Electric Expenses | [24 empty] | 523 | NA | 523.NA
322 |  |  | SG | P | 0 | 0 | 0 | 0 | 0 | 0 | 75% | 0 | 0 |  | 0 | 0 | [6 empty] | 0 | 0 | 0 | 0 | 523 | SG | 523.SG
323 |  |  |  |  | 0 | 0 | 0 | 0 | 0 | 0 |  | 0 | 0 |  | 0 | 0 |  | 0 | 0 | 0 | 0 | 0 | 0 | 0 | 0 | 0 | 523 | NA | 523.NA1
324 | [26 empty] | 523 | NA | 523.NA2
325 | 524 | Misc. Nuclear Expenses | [24 empty] | 524 | NA | 524.NA
326 |  |  | SG | P | 0 | 0 | 0 | 0 | 0 | 0 | 75% | 0 | 0 |  | 0 | 0 | [6 empty] | 0 | 0 | 0 | 0 | 524 | SG | 524.SG
327 |  |  |  |  | 0 | 0 | 0 | 0 | 0 | 0 |  | 0 | 0 |  | 0 | 0 |  | 0 | 0 | 0 | 0 | 0 | 0 | 0 | 0 | 0 | 524 | NA | 524.NA1
328 | [26 empty] | 524 | NA | 524.NA2
329 | 528 | Maintenance Super & Engineering | [24 empty] | 528 | NA | 528.NA
330 |  |  | SG | P | 0 | 0 | 0 | 0 | 0 | 0 | 75% | 0 | 0 |  | 0 | 0 | [6 empty] | 0 | 0 | 0 | 0 | 528 | SG | 528.SG
331 |  |  |  |  | 0 | 0 | 0 | 0 | 0 | 0 |  | 0 | 0 |  | 0 | 0 |  | 0 | 0 | 0 | 0 | 0 | 0 | 0 | 0 | 0 | 528 | NA | 528.NA1
332 | [26 empty] | 528 | NA | 528.NA2
333 | 529 | Maintenance of Structures | [24 empty] | 529 | NA | 529.NA
334 |  |  | SG | P | 0 | 0 | 0 | 0 | 0 | 0 | 75% | 0 | 0 |  | 0 | 0 | [6 empty] | 0 | 0 | 0 | 0 | 529 | SG | 529.SG
335 |  |  |  |  | 0 | 0 | 0 | 0 | 0 | 0 |  | 0 | 0 |  | 0 | 0 |  | 0 | 0 | 0 | 0 | 0 | 0 | 0 | 0 | 0 | 529 | NA | 529.NA1
336 | [26 empty] | 529 | NA | 529.NA2
337 | 530 | Maintenance of Reactor Plant | [24 empty] | 530 | NA | 530.NA
338 |  |  | SG | P | 0 | 0 | 0 | 0 | 0 | 0 | 75% | 0 | 0 |  | 0 | 0 | [6 empty] | 0 | 0 | 0 | 0 | 530 | SG | 530.SG
339 |  |  |  |  | 0 | 0 | 0 | 0 | 0 | 0 |  | 0 | 0 |  | 0 | 0 |  | 0 | 0 | 0 | 0 | 0 | 0 | 0 | 0 | 0 | 530 | NA | 530.NA1
340 | [26 empty] | 530 | NA | 530.NA2
341 | 531 | Maintenance of Electric Plant | [24 empty] | 531 | NA | 531.NA
342 |  |  | SG | P | 0 | 0 | 0 | 0 | 0 | 0 | 75% | 0 | 0 |  | 0 | 0 | [6 empty] | 0 | 0 | 0 | 0 | 531 | SG | 531.SG
343 |  |  |  |  | 0 | 0 | 0 | 0 | 0 | 0 |  | 0 | 0 |  | 0 | 0 |  | 0 | 0 | 0 | 0 | 0 | 0 | 0 | 0 | 0 | 531 | NA | 531.NA1
344 | [26 empty] | 531 | NA | 531.NA2
345 | 532 | Maintenance of Misc Nuclear | [24 empty] | 532 | NA | 532.NA
346 |  |  | SG | P | 0 | 0 | 0 | 0 | 0 | 0 | 75% | 0 | 0 |  | 0 | 0 | [6 empty] | 0 | 0 | 0 | 0 | 532 | SG | 532.SG
347 |  |  |  |  | 0 | 0 | 0 | 0 | 0 | 0 |  | 0 | 0 |  | 0 | 0 |  | 0 | 0 | 0 | 0 | 0 | 0 | 0 | 0 | 0 | 532 | NA | 532.NA1
348 | [26 empty] | 532 | NA | 532.NA2
349 | Total Nuclear Power Generation |  |  |  | 0 | 0 | 0 | 0 | 0 | 0 |  | 0 | 0 |  | 0 | 0 |  | 0 | 0 | 0 | 0 | 0 | 0 | 0 | 0 | 0 | Total Nuclear Power Generation | NA | Total Nuclear Power Generation.NA
350 | [26 empty] | Total Nuclear Power Generation | NA | Total Nuclear Power Generation.NA1
351 | [26 empty] | Total Nuclear Power Generation | NA | Total Nuclear Power Generation.NA2
352 | 535 | Operation Super & Engineering | [24 empty] | 535 | NA | 535.NA
353 |  |  | SG | P | 3136905.4071 | 3136905.4071 | 0 | 0 | 0 | 0 | 75% | 2352679.0553 | 784226.3518 |  | 0 | 0 | [6 empty] | 0 | 0 | 0 | 0 | 535 | SG | 535.SG
354 |  |  | SG | P | 629952.2504 | 629952.2504 | 0 | 0 | 0 | 0 | 75% | 472464.1878 | 157488.0626 |  | 0 | 0 | [6 empty] | 0 | 0 | 0 | 0 | 535 | SG | 535.SG1
355 |  |  |  |  | 3766857.6574 | 3766857.6574 | 0 | 0 | 0 | 0 |  | 2825143.2431 | 941714.4144 |  | 0 | 0 |  | 0 | 0 | 0 | 0 | 0 | 0 | 0 | 0 | 0 | 535 | NA | 535.NA1
356 | [26 empty] | 535 | NA | 535.NA2
357 | 536 | Water For Power | [24 empty] | 536 | NA | 536.NA
358 |  |  | SG | P | 52479.6426 | 52479.6426 | 0 | 0 | 0 | 0 | 75% | 39359.732 | 13119.9107 |  | 0 | 0 | [6 empty] | 0 | 0 | 0 | 0 | 536 | SG | 536.SG
359 |  |  | SG | P | 0 | 0 | 0 | 0 | 0 | 0 | 75% | 0 | 0 |  | 0 | 0 | [6 empty] | 0 | 0 | 0 | 0 | 536 | SG | 536.SG1
360 |  |  |  |  | 52479.6426 | 52479.6426 | 0 | 0 | 0 | 0 |  | 39359.732 | 13119.9107 |  | 0 | 0 |  | 0 | 0 | 0 | 0 | 0 | 0 | 0 | 0 | 0 | 536 | NA | 536.NA1
361 | [26 empty] | 536 | NA | 536.NA2
362 | 537 | Hydraulic Expenses | [24 empty] | 537 | NA | 537.NA
363 |  |  | SG | P | 1569801.8915 | 1569801.8915 | 0 | 0 | 0 | 0 | 75% | 1177351.4186 | 392450.4729 |  | 0 | 0 | [6 empty] | 0 | 0 | 0 | 0 | 537 | SG | 537.SG
364 |  |  | SG | P | 143783.2157 | 143783.2157 | 0 | 0 | 0 | 0 | 75% | 107837.4117 | 35945.8039 |  | 0 | 0 | [6 empty] | 0 | 0 | 0 | 0 | 537 | SG | 537.SG1
365 |  |  |  |  | 1713585.1072 | 1713585.1072 | 0 | 0 | 0 | 0 |  | 1285188.8304 | 428396.2768 |  | 0 | 0 |  | 0 | 0 | 0 | 0 | 0 | 0 | 0 | 0 | 0 | 537 | NA | 537.NA1
366 | [26 empty] | 537 | NA | 537.NA2
367 | 538 | Electric Expenses | [24 empty] | 538 | NA | 538.NA
368 |  |  | SG | P | 0 | 0 | 0 | 0 | 0 | 0 | 75% | 0 | 0 |  | 0 | 0 | [6 empty] | 0 | 0 | 0 | 0 | 538 | SG | 538.SG
369 |  |  |  |  | 0 | 0 | 0 | 0 | 0 | 0 |  | 0 | 0 |  | 0 | 0 |  | 0 | 0 | 0 | 0 | 0 | 0 | 0 | 0 | 0 | 538 | NA | 538.NA1
370 | [26 empty] | 538 | NA | 538.NA2
371 | 539 | Misc. Hydro Expenses | [24 empty] | 539 | NA | 539.NA
372 |  |  | SG | P | 5465159.4486 | 5465159.4486 | 0 | 0 | 0 | 0 | 75% | 4098869.5865 | 1366289.8622 |  | 0 | 0 | [6 empty] | 0 | 0 | 0 | 0 | 539 | SG | 539.SG
373 |  |  | SG | P | 3053832.7776 | 3053832.7776 | 0 | 0 | 0 | 0 | 75% | 2290374.5832 | 763458.1944 |  | 0 | 0 | [6 empty] | 0 | 0 | 0 | 0 | 539 | SG | 539.SG1
374 |  |  |  |  | 8518992.2262 | 8518992.2262 | 0 | 0 | 0 | 0 |  | 6389244.1697 | 2129748.0566 |  | 0 | 0 |  | 0 | 0 | 0 | 0 | 0 | 0 | 0 | 0 | 0 | 539 | NA | 539.NA1
375 | [26 empty] | 539 | NA | 539.NA2
376 | 540 | Rents (Hydro Generation) | [24 empty] | 540 | NA | 540.NA
377 |  |  | SG | P | 764189.6875 | 764189.6875 | 0 | 0 | 0 | 0 | 75% | 573142.2656 | 191047.4219 |  | 0 | 0 | [6 empty] | 0 | 0 | 0 | 0 | 540 | SG | 540.SG
378 |  |  | SG | P | 61845.3748 | 61845.3748 | 0 | 0 | 0 | 0 | 75% | 46384.0311 | 15461.3437 |  | 0 | 0 | [6 empty] | 0 | 0 | 0 | 0 | 540 | SG | 540.SG1
379 |  |  |  |  | 826035.0623 | 826035.0623 | 0 | 0 | 0 | 0 |  | 619526.2968 | 206508.7656 |  | 0 | 0 |  | 0 | 0 | 0 | 0 | 0 | 0 | 0 | 0 | 0 | 540 | NA | 540.NA1
380 | [26 empty] | 540 | NA | 540.NA2
381 | 541 | Maint Supervision & Engineering | [24 empty] | 541 | NA | 541.NA
382 |  |  | SG | P | 169.0137 | 169.0137 | 0 | 0 | 0 | 0 | 75% | 126.7602 | 42.2534 |  | 0 | 0 | [6 empty] | 0 | 0 | 0 | 0 | 541 | SG | 541.SG
383 |  |  |  |  | 169.0137 | 169.0137 | 0 | 0 | 0 | 0 |  | 126.7602 | 42.2534 |  | 0 | 0 |  | 0 | 0 | 0 | 0 | 0 | 0 | 0 | 0 | 0 | 541 | NA | 541.NA1
384 | [26 empty] | 541 | NA | 541.NA2
385 | 542 | Maintenance of Structures | [24 empty] | 542 | NA | 542.NA
386 |  |  | SG | P | 292650.123 | 292650.123 | 0 | 0 | 0 | 0 | 75% | 219487.5923 | 73162.5308 |  | 0 | 0 | [6 empty] | 0 | 0 | 0 | 0 | 542 | SG | 542.SG
387 |  |  | SG | P | 26142.8244 | 26142.8244 | 0 | 0 | 0 | 0 | 75% | 19607.1183 | 6535.7061 |  | 0 | 0 | [6 empty] | 0 | 0 | 0 | 0 | 542 | SG | 542.SG1
388 |  |  |  |  | 318792.9474 | 318792.9474 | 0 | 0 | 0 | 0 |  | 239094.7106 | 79698.2369 |  | 0 | 0 |  | 0 | 0 | 0 | 0 | 0 | 0 | 0 | 0 | 0 | 542 | NA | 542.NA1
389 | [26 empty] | 542 | NA | 542.NA2
390 | 543 | Maintenance of Dams & Waterways | [24 empty] | 543 | NA | 543.NA
391 |  |  | SG | P | 634763.3145 | 634763.3145 | 0 | 0 | 0 | 0 | 75% | 476072.4859 | 158690.8286 |  | 0 | 0 | [6 empty] | 0 | 0 | 0 | 0 | 543 | SG | 543.SG
392 |  |  | SG | P | 253903.3864 | 253903.3864 | 0 | 0 | 0 | 0 | 75% | 190427.5398 | 63475.8466 |  | 0 | 0 | [6 empty] | 0 | 0 | 0 | 0 | 543 | SG | 543.SG1
393 |  |  |  |  | 888666.7009 | 888666.7009 | 0 | 0 | 0 | 0 |  | 666500.0257 | 222166.6752 |  | 0 | 0 |  | 0 | 0 | 0 | 0 | 0 | 0 | 0 | 0 | 0 | 543 | NA | 543.NA1
394 | [26 empty] | 543 | NA | 543.NA2
395 | 544 | Maintenance of Electric Plant | [24 empty] | 544 | NA | 544.NA
396 |  |  | SG | P | 903659.4309 | 903659.4309 | 0 | 0 | 0 | 0 | 75% | 677744.5732 | 225914.8577 |  | 0 | 0 | [6 empty] | 0 | 0 | 0 | 0 | 544 | SG | 544.SG
397 |  |  | SG | P | 192003.8445 | 192003.8445 | 0 | 0 | 0 | 0 | 75% | 144002.8834 | 48000.9611 |  | 0 | 0 | [6 empty] | 0 | 0 | 0 | 0 | 544 | SG | 544.SG1
398 |  |  |  |  | 1095663.2754 | 1095663.2754 | 0 | 0 | 0 | 0 |  | 821747.4565 | 273915.8188 |  | 0 | 0 |  | 0 | 0 | 0 | 0 | 0 | 0 | 0 | 0 | 0 | 544 | NA | 544.NA1
399 | [26 empty] | 544 | NA | 544.NA2
400 | 545 | Maintenance of Misc. Hydro Plant | [24 empty] | 545 | NA | 545.NA
401 |  |  | SG | P | 1105982.8842 | 1105982.8842 | 0 | 0 | 0 | 0 | 75% | 829487.1631 | 276495.721 |  | 0 | 0 | [6 empty] | 0 | 0 | 0 | 0 | 545 | SG | 545.SG
402 |  |  | SG | P | 307402.1749 | 307402.1749 | 0 | 0 | 0 | 0 | 75% | 230551.6312 | 76850.5437 |  | 0 | 0 | [6 empty] | 0 | 0 | 0 | 0 | 545 | SG | 545.SG1
403 |  |  |  |  | 1413385.0591 | 1413385.0591 | 0 | 0 | 0 | 0 |  | 1060038.7943 | 353346.2648 |  | 0 | 0 |  | 0 | 0 | 0 | 0 | 0 | 0 | 0 | 0 | 0 | 545 | NA | 545.NA1
404 | [26 empty] | 545 | NA | 545.NA2
405 | Total Hydraulic Power Generation |  |  |  | 18594626.6923 | 18594626.6923 | 0 | 0 | 0 | 0 |  | 13945970.0192 | 4648656.6731 |  | 0 | 0 |  | 0 | 0 | 0 | 0 | 0 | 0 | 0 | 0 | 0 | Total Hydraulic Power Generation | NA | Total Hydraulic Power Generation .NA
406 | [26 empty] | Total Hydraulic Power Generation | NA | Total Hydraulic Power Generation .NA1
407 | [26 empty] | Total Hydraulic Power Generation | NA | Total Hydraulic Power Generation .NA2
408 | 546 | Operation Super & Engineering | [24 empty] | 546 | NA | 546.NA
409 |  |  | SG | P | 149376.9414 | 149376.9414 | 0 | 0 | 0 | 0 | 75% | 112032.7061 | 37344.2354 |  | 0 | 0 | [6 empty] | 0 | 0 | 0 | 0 | 546 | SG | 546.SG
410 |  |  |  |  | 149376.9414 | 149376.9414 | 0 | 0 | 0 | 0 |  | 112032.7061 | 37344.2354 |  | 0 | 0 |  | 0 | 0 | 0 | 0 | 0 | 0 | 0 | 0 | 0 | 546 | NA | 546.NA1
411 | [26 empty] | 546 | NA | 546.NA2
412 | 547NPC | Fuel - NPC | [24 empty] | 547NPC | NA | 547NPC.NA
413 |  |  | SE | P | 89290069.756 | 89290069.756 | 0 | 0 | 0 | 0 | 0% | 0 | 89290069.756 |  | 0 | 0 | [6 empty] | 0 | 0 | 0 | 0 | 547NPC | SE | 547NPC.SE
414 |  |  | SE | P | 1898587.7711 | 1898587.7711 | 0 | 0 | 0 | 0 | 0% | 0 | 1898587.7711 | [9 empty] | 0 | 0 | 0 | 0 | 547NPC | SE | 547NPC.SE1
415 |  |  |  |  | 91188657.5271 | 91188657.5271 | 0 | 0 | 0 | 0 |  | 0 | 91188657.5271 |  | 0 | 0 |  | 0 | 0 | 0 | 0 | 0 | 0 | 0 | 0 | 0 | 547NPC | NA | 547NPC.NA1
416 | [26 empty] | 547NPC | NA | 547NPC.NA2
417 | 548 | Generation Expense | [24 empty] | 548 | NA | 548.NA
418 |  |  | SG | P | 6599542.8622 | 6599542.8622 | 0 | 0 | 0 | 0 | 75% | 4949657.1466 | 1649885.7155 |  | 0 | 0 | [6 empty] | 0 | 0 | 0 | 0 | 548 | SG | 548.SG
419 |  |  | SG | P | 445673.3482 | 445673.3482 | 0 | 0 | 0 | 0 | 75% | 334255.0111 | 111418.337 | [9 empty] | 0 | 0 | 0 | 0 | 548 | SG | 548.SG1
420 |  |  |  |  | 7045216.2104 | 7045216.2104 | 0 | 0 | 0 | 0 |  | 5283912.1578 | 1761304.0526 |  | 0 | 0 |  | 0 | 0 | 0 | 0 | 0 | 0 | 0 | 0 | 0 | 548 | NA | 548.NA1
421 | [26 empty] | 548 | NA | 548.NA2
422 | 549 | Miscellaneous Other | [24 empty] | 549 | NA | 549.NA
423 |  |  | SG | P | 1696915.3006 | 1696915.3006 | 0 | 0 | 0 | 0 | 75% | 1272686.4754 | 424228.8251 |  | 0 | 0 | [6 empty] | 0 | 0 | 0 | 0 | 549 | SG | 549.SG
424 |  |  | SG | P | 625545.8923 | 625545.8923 | 0 | 0 | 0 | 0 | 75% | 469159.4193 | 156386.4731 | [9 empty] | 0 | 0 | 0 | 0 | 549 | SG | 549.SG1
425 |  |  |  |  | 2322461.1929 | 2322461.1929 | 0 | 0 | 0 | 0 |  | 1741845.8947 | 580615.2982 |  | 0 | 0 |  | 0 | 0 | 0 | 0 | 0 | 0 | 0 | 0 | 0 | 549 | NA | 549.NA1
426 | [26 empty] | 549 | NA | 549.NA2
427 | [26 empty] | 549 | NA | 549.NA3
428 | 550 | Maint Supervision & Engineering | [24 empty] | 550 | NA | 550.NA
429 |  |  | SG | P | 17534.417 | 17534.417 | 0 | 0 | 0 | 0 | 75% | 13150.8128 | 4383.6043 |  | 0 | 0 | [6 empty] | 0 | 0 | 0 | 0 | 550 | SG | 550.SG
430 |  |  | SG | P | 1504269.935 | 1504269.935 | 0 | 0 | 0 | 0 | 75% | 1128202.4512 | 376067.4837 | [9 empty] | 0 | 0 | 0 | 0 | 550 | SG | 550.SG1
431 |  |  |  |  | 1521804.352 | 1521804.352 | 0 | 0 | 0 | 0 |  | 1141353.264 | 380451.088 |  | 0 | 0 | [6 empty] | 0 | 0 | 0 | 0 | 550 | NA | 550.NA1
432 | [26 empty] | 550 | NA | 550.NA2
433 | 551 | Maint Supervision & Engineering | [24 empty] | 551 | NA | 551.NA
434 |  |  | SG | P | 0 | 0 | 0 | 0 | 0 | 0 | 75% | 0 | 0 |  | 0 | 0 | [6 empty] | 0 | 0 | 0 | 0 | 551 | SG | 551.SG
435 |  |  |  |  | 0 | 0 | 0 | 0 | 0 | 0 |  | 0 | 0 |  | 0 | 0 |  | 0 | 0 | 0 | 0 | 0 | 0 | 0 | 0 | 0 | 551 | NA | 551.NA1
436 | [26 empty] | 551 | NA | 551.NA2
437 | 552 | Maintenance of Structures | [24 empty] | 552 | NA | 552.NA
438 |  |  | SG | P | 1132151.0715 | 1132151.0715 | 0 | 0 | 0 | 0 | 75% | 849113.3037 | 283037.7679 |  | 0 | 0 | [6 empty] | 0 | 0 | 0 | 0 | 552 | SG | 552.SG
439 |  |  | SG | P | 50146.8017 | 50146.8017 | 0 | 0 | 0 | 0 | 75% | 37610.1012 | 12536.7004 | [9 empty] | 0 | 0 | 0 | 0 | 552 | SG | 552.SG1
440 |  |  |  |  | 1182297.8732 | 1182297.8732 | 0 | 0 | 0 | 0 |  | 886723.4049 | 295574.4683 |  | 0 | 0 |  | 0 | 0 | 0 | 0 | 0 | 0 | 0 | 0 | 0 | 552 | NA | 552.NA1
441 | [26 empty] | 552 | NA | 552.NA2
442 | [26 empty] | 552 | NA | 552.NA3
443 | 553 | Maint of Generation & Electric Plant | [24 empty] | 553 | NA | 553.NA
444 |  |  | SG | P | 3855865.6338 | 3855865.6338 | 0 | 0 | 0 | 0 | 75% | 2891899.2253 | 963966.4084 |  | 0 | 0 | [6 empty] | 0 | 0 | 0 | 0 | 553 | SG | 553.SG
445 |  |  | SG | P | 4911453.6247 | 4911453.6247 | 0 | 0 | 0 | 0 | 75% | 3683590.2185 | 1227863.4062 |  | 0 | 0 | [6 empty] | 0 | 0 | 0 | 0 | 553 | SG | 553.SG1
446 |  |  | SG | P | 197218.5925 | 197218.5925 | 0 | 0 | 0 | 0 | 75% | 147913.9444 | 49304.6481 | [9 empty] | 0 | 0 | 0 | 0 | 553 | SG | 553.SG2
447 |  |  |  |  | 8964537.851 | 8964537.851 | 0 | 0 | 0 | 0 |  | 6723403.3882 | 2241134.4627 |  | 0 | 0 |  | 0 | 0 | 0 | 0 | 0 | 0 | 0 | 0 | 0 | 553 | NA | 553.NA1
448 | [26 empty] | 553 | NA | 553.NA2
449 | 554 | Maintenance of Misc. Other | [24 empty] | 554 | NA | 554.NA
450 |  |  | SG | P | 666833.1936 | 666833.1936 | 0 | 0 | 0 | 0 | 75% | 500124.8952 | 166708.2984 |  | 0 | 0 | [6 empty] | 0 | 0 | 0 | 0 | 554 | SG | 554.SG
451 |  |  | SG | P | 587774.1405 | 587774.1405 | 0 | 0 | 0 | 0 | 75% | 440830.6054 | 146943.5351 |  | 0 | 0 | [6 empty] | 0 | 0 | 0 | 0 | 554 | SG | 554.SG1
452 |  |  | SG | P | 75269.2882 | 75269.2882 | 0 | 0 | 0 | 0 | 75% | 56451.9662 | 18817.3221 | [9 empty] | 0 | 0 | 0 | 0 | 554 | SG | 554.SG2
453 |  |  |  |  | 1329876.6224 | 1329876.6224 | 0 | 0 | 0 | 0 |  | 997407.4668 | 332469.1556 |  | 0 | 0 |  | 0 | 0 | 0 | 0 | 0 | 0 | 0 | 0 | 0 | 554 | NA | 554.NA1
454 | [26 empty] | 554 | NA | 554.NA2
455 | Total Other Power Generation |  |  |  | 113704228.5703 | 113704228.5703 | 0 | 0 | 0 | 0 |  | 16886678.2824 | 96817550.2879 |  | 0 | 0 |  | 0 | 0 | 0 | 0 | 0 | 0 | 0 | 0 | 0 | Total Other Power Generation | NA | Total Other Power Generation.NA
456 | [26 empty] | Total Other Power Generation | NA | Total Other Power Generation.NA1
457 | 555NPC | Purchased Power - NPC | [24 empty] | 555NPC | NA | 555NPC.NA
458 |  |  | S | DMSC | 1085963.28 | 0 | 0 | 0 | 0 | 1085963.28 | 75% | 0 | 0 |  | 0 | 0 | [6 empty] | 0 | 0 | 0 | 0 | 555NPC | S | 555NPC.S
459 |  |  | SG | P | 279497484.1049 | 279497484.1049 | 0 | 0 | 0 | 0 | 75% | 209623113.0787 | 69874371.0262 |  | 0 | 0 | [6 empty] | 0 | 0 | 0 | 0 | 555NPC | SG | 555NPC.SG
460 |  |  | SE | P | 268778.5433 | 268778.5433 | 0 | 0 | 0 | 0 | 0% | 0 | 268778.5433 |  | 0 | 0 | [6 empty] | 0 | 0 | 0 | 0 | 555NPC | SE | 555NPC.SE
461 |  |  | SG | P | 0 | 0 | 0 | 0 | 0 | 0 | 75% | 0 | 0 | [9 empty] | 0 | 0 | 0 | 0 | 555NPC | SG | 555NPC.SG1
462 |  |  | DGP | P | 0 | 0 | 0 | 0 | 0 | 0 | 75% | 0 | 0 | [9 empty] | 0 | 0 | 0 | 0 | 555NPC | DGP | 555NPC.DGP
463 |  |  |  |  | 280852225.9282 | 279766262.6482 | 0 | 0 | 0 | 1085963.28 |  | 209623113.0787 | 70143149.5695 |  | 0 | 0 |  | 0 | 0 | 0 | 0 | 0 | 0 | 0 | 0 | 0 | 555NPC | NA | 555NPC.NA1
464 | [26 empty] | 555NPC | NA | 555NPC.NA2
465 | 556 | System Control & Load Dispatch | [24 empty] | 556 | NA | 556.NA
466 |  |  | SG | P | 570128.5399 | 570128.5399 | 0 | 0 | 0 | 0 | 75% | 427596.405 | 142532.135 |  | 0 | 0 | [6 empty] | 0 | 0 | 0 | 0 | 556 | SG | 556.SG
467 |  |  |  |  | 570128.5399 | 570128.5399 | 0 | 0 | 0 | 0 |  | 427596.405 | 142532.135 |  | 0 | 0 |  | 0 | 0 | 0 | 0 | 0 | 0 | 0 | 0 | 0 | 556 | NA | 556.NA1
468 | [26 empty] | 556 | NA | 556.NA2
469 | 557 | Other Expenses | [24 empty] | 557 | NA | 557.NA
470 |  |  | S | P | 50937.55 | 50937.55 | 0 | 0 | 0 | 0 | 75% | 38203.1625 | 12734.3875 |  | 0 | 0 | [6 empty] | 0 | 0 | 0 | 0 | 557 | S | 557.S
471 |  |  | SG | P | 16777392.1535 | 16777392.1535 | 0 | 0 | 0 | 0 | 75% | 12583044.1152 | 4194348.0384 |  | 0 | 0 | [6 empty] | 0 | 0 | 0 | 0 | 557 | SG | 557.SG
472 |  |  | SGCT | P | 284938.6738 | 284938.6738 | 0 | 0 | 0 | 0 | 75% | 213704.0054 | 71234.6685 |  | 0 | 0 | [6 empty] | 0 | 0 | 0 | 0 | 557 | SGCT | 557.SGCT
473 |  |  | SE | P | 3847.5732 | 3847.5732 | 0 | 0 | 0 | 0 | 0% | 0 | 3847.5732 |  | 0 | 0 | [6 empty] | 0 | 0 | 0 | 0 | 557 | SE | 557.SE
474 |  |  | SG | P | 0 | 0 | 0 | 0 | 0 | 0 | 75% | 0 | 0 |  | 0 | 0 | [6 empty] | 0 | 0 | 0 | 0 | 557 | SG | 557.SG1
475 |  |  | TROJP | P | 0 | 0 | 0 | 0 | 0 | 0 | 75% | 0 | 0 |  | 0 | 0 | [6 empty] | 0 | 0 | 0 | 0 | 557 | TROJP | 557.TROJP
476 |  |  |  |  | 17117115.9506 | 17117115.9506 | 0 | 0 | 0 | 0 |  | 12834951.283 | 4282164.6676 |  | 0 | 0 |  | 0 | 0 | 0 | 0 | 0 | 0 | 0 | 0 | 0 | 557 | NA | 557.NA1
477 | [26 empty] | 557 | NA | 557.NA2
478 |  | Embedded Cost Differentials | [24 empty] | 557 | NA | 557.NA3
479 |  | Company Owned Hydro | DGP | P | 0 | 0 | 0 | 0 | 0 | 0 | 75% | 0 | 0 | [9 empty] | 0 | 0 | 0 | 0 | 557 | DGP | 557.DGP
480 |  | Company Owned Hydro | SG | P | 0 | 0 | 0 | 0 | 0 | 0 | 75% | 0 | 0 | [9 empty] | 0 | 0 | 0 | 0 | 557 | SG | 557.SG2
481 |  | Mid-C Contract | MC | P | 0 | 0 | 0 | 0 | 0 | 0 | 75% | 0 | 0 | [9 empty] | 0 | 0 | 0 | 0 | 557 | MC | 557.MC
482 |  | Mid-C Contract | SG | P | 0 | 0 | 0 | 0 | 0 | 0 | 75% | 0 | 0 | [9 empty] | 0 | 0 | 0 | 0 | 557 | SG | 557.SG3
483 |  | Existing QF Contracts | S | P | 0 | 0 | 0 | 0 | 0 | 0 | 75% | 0 | 0 | [9 empty] | 0 | 0 | 0 | 0 | 557 | S | 557.S
484 |  | Existing QF Contracts |  | P | 0 | 0 | 0 | 0 | 0 | 0 | 75% | 0 | 0 | [9 empty] | 0 | 0 | 0 | 0 | 557 | NA | 557.NA4
485 |  |  |  |  | 0 | 0 | 0 | 0 | 0 | 0 |  | 0 | 0 | [9 empty] | 0 | 0 | 0 | 0 | 557 | NA | 557.NA5
486 | [26 empty] | 557 | NA | 557.NA6
487 | 2017 Protocol Adjustment | [25 empty] | 2017 Protocol Adjustment | NA | 2017 Protocol Adjustment.NA
488 |  |  | DGP | P | 0 | 0 | 0 | 0 | 0 | 0 | 75% | 0 | 0 | [9 empty] | 0 | 0 | 0 | 0 | 2017 Protocol Adjustment | DGP | 2017 Protocol Adjustment.DGP
489 |  |  | SG | P | 0 | 0 | 0 | 0 | 0 | 0 | 75% | 0 | 0 | [9 empty] | 0 | 0 | 0 | 0 | 2017 Protocol Adjustment | SG | 2017 Protocol Adjustment.SG
490 |  |  | MC | P | 0 | 0 | 0 | 0 | 0 | 0 | 75% | 0 | 0 | [9 empty] | 0 | 0 | 0 | 0 | 2017 Protocol Adjustment | MC | 2017 Protocol Adjustment.MC
491 | Baseline ECD |  | SG | P | 0 | 0 | 0 | 0 | 0 | 0 | 75% | 0 | 0 | [9 empty] | 0 | 0 | 0 | 0 | Baseline ECD | SG | Baseline ECD.SG
492 | Equalization Adj. |  | S | P | 4400000 | 4400000 | 0 | 0 | 0 | 0 | 75% | 3300000 | 1100000 | [9 empty] | 0 | 0 | 0 | 0 | Equalization Adj. | S | Equalization Adj..S
493 |  |  |  |  | 4400000 | 4400000 | 0 | 0 | 0 | 0 |  | 3300000 | 1100000 | [13 empty] | Equalization Adj. | NA | Equalization Adj..NA
494 | [26 empty] | Equalization Adj. | NA | Equalization Adj..NA1
495 | Total Other Power Supply |  |  |  | 302939470.4188 | 301853507.1388 | 0 | 0 | 0 | 1085963.28 |  | 226185660.7667 | 75667846.3721 |  | 0 | 0 |  | 0 | 0 | 0 | 0 | 0 | 0 | 0 | 0 | 0 | Total Other Power Supply | NA | Total Other Power Supply.NA
496 | [26 empty] | Total Other Power Supply | NA | Total Other Power Supply.NA1
497 | TOTAL PRODUCTION EXPENSE |  |  |  | 909778534.2894 | 908692571.0094 | 0 | 0 | 0 | 1085963.28 |  | 349459350.5265 | 559233220.4828 | 0 | 0 | 0 |  | 0 | 0 | 0 | 0 | 0 | 0 | 0 | 0 | 0 | TOTAL PRODUCTION EXPENSE | NA | TOTAL PRODUCTION EXPENSE.NA
498 | [26 empty] | TOTAL PRODUCTION EXPENSE | NA | TOTAL PRODUCTION EXPENSE.NA1
499 | 560 | Operation Supervision & Engineering | [24 empty] | 560 | NA | 560.NA
500 |  |  | SG | T | 2761580.4262 | 0 | 2761580.4262 | 0 | 0 | 0 |  |  |  | 75% | 2071185.3197 | 690395.1066 | [6 empty] | 0 | 0 | 0 | 0 | 560 | SG | 560.SG
501 |  |  |  |  | 2761580.4262 | 0 | 2761580.4262 | 0 | 0 | 0 |  | 0 | 0 |  | 2071185.3197 | 690395.1066 |  | 0 | 0 | 0 | 0 | 0 | 0 | 0 | 0 | 0 | 560 | NA | 560.NA1
502 | [26 empty] | 560 | NA | 560.NA2
503 | 561 | Load Dispatching | [24 empty] | 561 | NA | 561.NA
504 |  |  | SG | T | 8653318.5685 | 0 | 8653318.5685 | 0 | 0 | 0 |  |  |  | 75% | 6489988.9264 | 2163329.6421 | [6 empty] | 0 | 0 | 0 | 0 | 561 | SG | 561.SG
505 |  |  |  |  | 8653318.5685 | 0 | 8653318.5685 | 0 | 0 | 0 |  | 0 | 0 |  | 6489988.9264 | 2163329.6421 |  | 0 | 0 | 0 | 0 | 0 | 0 | 0 | 0 | 0 | 561 | NA | 561.NA1
506 | [26 empty] | 561 | NA | 561.NA2
507 | 562 | Station Expense | [24 empty] | 562 | NA | 562.NA
508 |  |  | SG | T | 1484936.9211 | 0 | 1484936.9211 | 0 | 0 | 0 |  |  |  | 75% | 1113702.6909 | 371234.2303 | [6 empty] | 0 | 0 | 0 | 0 | 562 | SG | 562.SG
509 |  |  |  |  | 1484936.9211 | 0 | 1484936.9211 | 0 | 0 | 0 |  | 0 | 0 |  | 1113702.6909 | 371234.2303 |  | 0 | 0 | 0 | 0 | 0 | 0 | 0 | 0 | 0 | 562 | NA | 562.NA1
510 | [26 empty] | 562 | NA | 562.NA2
511 | 563 | Overhead Line Expense | [24 empty] | 563 | NA | 563.NA
512 |  |  | SG | T | 219759.9685 | 0 | 219759.9685 | 0 | 0 | 0 |  |  |  | 75% | 164819.9764 | 54939.9921 | [6 empty] | 0 | 0 | 0 | 0 | 563 | SG | 563.SG
513 |  |  |  |  | 219759.9685 | 0 | 219759.9685 | 0 | 0 | 0 |  | 0 | 0 |  | 164819.9764 | 54939.9921 |  | 0 | 0 | 0 | 0 | 0 | 0 | 0 | 0 | 0 | 563 | NA | 563.NA1
514 | [26 empty] | 563 | NA | 563.NA2
515 | 564 | Underground Line Expense | [24 empty] | 564 | NA | 564.NA
516 |  |  | SG | T | 0 | 0 | 0 | 0 | 0 | 0 |  |  |  | 75% | 0 | 0 | [6 empty] | 0 | 0 | 0 | 0 | 564 | SG | 564.SG
517 |  |  |  |  | 0 | 0 | 0 | 0 | 0 | 0 |  | 0 | 0 |  | 0 | 0 |  | 0 | 0 | 0 | 0 | 0 | 0 | 0 | 0 | 0 | 564 | NA | 564.NA1
518 | [26 empty] | 564 | NA | 564.NA2
519 | 565NPC | Transmission of Electricity by Others - NPC | [24 empty] | 565NPC | NA | 565NPC.NA
520 |  |  | SG | T | 57531571.3754 | 0 | 57531571.3754 | 0 | 0 | 0 |  | 0 | 0 | 75% | 43148678.5315 | 14382892.8438 | [6 empty] | 0 | 0 | 0 | 0 | 565NPC | SG | 565NPC.SG
521 |  |  | SE | T | 949690.4348 | 0 | 949690.4348 | 0 | 0 | 0 |  | 0 | 0 | 0% | 0 | 949690.4348 | [6 empty] | 0 | 0 | 0 | 0 | 565NPC | SE | 565NPC.SE
522 |  |  |  |  | 58481261.8101 | 0 | 58481261.8101 | 0 | 0 | 0 |  | 0 | 0 |  | 43148678.5315 | 15332583.2786 |  | 0 | 0 | 0 | 0 | 0 | 0 | 0 | 0 | 0 | 565NPC | NA | 565NPC.NA1
523 | [26 empty] | 565NPC | NA | 565NPC.NA2
524 | 566 | Misc. Transmission Expense | [24 empty] | 566 | NA | 566.NA
525 |  |  | SG | T | 1021960.1021 | 0 | 1021960.1021 | 0 | 0 | 0 |  | 0 | 0 | 75% | 766470.0766 | 255490.0255 | [6 empty] | 0 | 0 | 0 | 0 | 566 | SG | 566.SG
526 |  |  |  |  | 1021960.1021 | 0 | 1021960.1021 | 0 | 0 | 0 |  | 0 | 0 |  | 766470.0766 | 255490.0255 |  | 0 | 0 | 0 | 0 | 0 | 0 | 0 | 0 | 0 | 566 | NA | 566.NA1
527 | [26 empty] | 566 | NA | 566.NA2
528 | 567 | Rents - Transmission | [24 empty] | 567 | NA | 567.NA
529 |  |  | SG | T | 940346.3717 | 0 | 940346.3717 | 0 | 0 | 0 |  | 0 | 0 | 75% | 705259.7787 | 235086.5929 | [6 empty] | 0 | 0 | 0 | 0 | 567 | SG | 567.SG
530 |  |  |  |  | 940346.3717 | 0 | 940346.3717 | 0 | 0 | 0 |  | 0 | 0 |  | 705259.7787 | 235086.5929 |  | 0 | 0 | 0 | 0 | 0 | 0 | 0 | 0 | 0 | 567 | NA | 567.NA1
531 | [26 empty] | 567 | NA | 567.NA2
532 | 568 | Maint Supervision & Engineering | [24 empty] | 568 | NA | 568.NA
533 |  |  | SG | T | 462287.1432 | 0 | 462287.1432 | 0 | 0 | 0 |  | 0 | 0 | 75% | 346715.3574 | 115571.7858 | [6 empty] | 0 | 0 | 0 | 0 | 568 | SG | 568.SG
534 |  |  |  |  | 462287.1432 | 0 | 462287.1432 | 0 | 0 | 0 |  | 0 | 0 |  | 346715.3574 | 115571.7858 |  | 0 | 0 | 0 | 0 | 0 | 0 | 0 | 0 | 0 | 568 | NA | 568.NA1
535 | [26 empty] | 568 | NA | 568.NA2
536 | 569 | Maintenance of Structures | [24 empty] | 569 | NA | 569.NA
537 |  |  | SG | T | 2531912.1851 | 0 | 2531912.1851 | 0 | 0 | 0 |  | 0 | 0 | 75% | 1898934.1388 | 632978.0463 | [6 empty] | 0 | 0 | 0 | 0 | 569 | SG | 569.SG
538 |  |  |  |  | 2531912.1851 | 0 | 2531912.1851 | 0 | 0 | 0 |  | 0 | 0 |  | 1898934.1388 | 632978.0463 |  | 0 | 0 | 0 | 0 | 0 | 0 | 0 | 0 | 0 | 569 | NA | 569.NA1
539 | [26 empty] | 569 | NA | 569.NA2
540 | 570 | Maintenance of Station Equipment | [24 empty] | 570 | NA | 570.NA
541 |  |  | SG | T | 5144848.1494 | 0 | 5144848.1494 | 0 | 0 | 0 |  |  |  | 75% | 3858636.1121 | 1286212.0374 | [6 empty] | 0 | 0 | 0 | 0 | 570 | SG | 570.SG
542 |  |  |  |  | 5144848.1494 | 0 | 5144848.1494 | 0 | 0 | 0 |  | 0 | 0 |  | 3858636.1121 | 1286212.0374 |  | 0 | 0 | 0 | 0 | 0 | 0 | 0 | 0 | 0 | 570 | NA | 570.NA1
543 | [26 empty] | 570 | NA | 570.NA2
544 | 571 | Maintenance of Overhead Lines | [24 empty] | 571 | NA | 571.NA
545 |  |  | SG | T | 7331224.5228 | 0 | 7331224.5228 | 0 | 0 | 0 |  |  |  | 75% | 5498418.3921 | 1832806.1307 | [6 empty] | 0 | 0 | 0 | 0 | 571 | SG | 571.SG
546 |  |  |  |  | 7331224.5228 | 0 | 7331224.5228 | 0 | 0 | 0 |  | 0 | 0 |  | 5498418.3921 | 1832806.1307 |  | 0 | 0 | 0 | 0 | 0 | 0 | 0 | 0 | 0 | 571 | NA | 571.NA1
547 | [26 empty] | 571 | NA | 571.NA2
548 | 572 | Maintenance of Underground Lines | [24 empty] | 572 | NA | 572.NA
549 |  |  | SG | T | 8607.5896 | 0 | 8607.5896 | 0 | 0 | 0 |  |  |  | 75% | 6455.6922 | 2151.8974 | [6 empty] | 0 | 0 | 0 | 0 | 572 | SG | 572.SG
550 |  |  |  |  | 8607.5896 | 0 | 8607.5896 | 0 | 0 | 0 |  | 0 | 0 |  | 6455.6922 | 2151.8974 |  | 0 | 0 | 0 | 0 | 0 | 0 | 0 | 0 | 0 | 572 | NA | 572.NA1
551 | [26 empty] | 572 | NA | 572.NA2
552 | 573 | Maint of Misc. Transmission Plant | [24 empty] | 573 | NA | 573.NA
553 |  |  | SG | T | 36877.9197 | 0 | 36877.9197 | 0 | 0 | 0 |  |  |  | 75% | 27658.4398 | 9219.4799 | [6 empty] | 0 | 0 | 0 | 0 | 573 | SG | 573.SG
554 |  |  |  |  | 36877.9197 | 0 | 36877.9197 | 0 | 0 | 0 |  | 0 | 0 |  | 27658.4398 | 9219.4799 |  | 0 | 0 | 0 | 0 | 0 | 0 | 0 | 0 | 0 | 573 | NA | 573.NA1
555 | [26 empty] | 573 | NA | 573.NA2
556 | TOTAL TRANSMISSION EXPENSE |  |  |  | 89078921.678 | 0 | 89078921.678 | 0 | 0 | 0 |  | 0 | 0 |  | 66096923.4325 | 22981998.2456 |  | 0 | 0 | 0 | 0 | 0 | 0 | 0 | 0 | 0 | TOTAL TRANSMISSION EXPENSE | NA | TOTAL TRANSMISSION EXPENSE.NA
557 | [26 empty] | TOTAL TRANSMISSION EXPENSE | NA | TOTAL TRANSMISSION EXPENSE.NA1
558 | 580 | Operation Supervision & Engineering | [24 empty] | 580 | NA | 580.NA
559 |  |  | S | DPW | 522343.51 | 0 | 0 | 522343.51 | 0 | 0 | [6 empty] | PLNT | 89568.6017 | 260798.6699 | 99105.0762 | 56636.617 | 16234.5453 | 0 | 0 | 0 | 0 | 580 | S | 580.S
560 |  |  | SNPD | DPW | 3571896.432 | 0 | 0 | 3571896.432 | 0 | 0 | [6 empty] | PLNT | 612489.2197 | 1783396.9803 | 677701.6679 | 387293.2777 | 111015.2864 | 0 | 0 | 0 | 0 | 580 | SNPD | 580.SNPD
561 |  |  |  |  | 4094239.942 | 0 | 0 | 4094239.942 | 0 | 0 |  | 0 | 0 |  | 0 | 0 |  | 702057.8214 | 2044195.6502 | 776806.744 | 443929.8947 | 127249.8317 | 0 | 0 | 0 | 0 | 580 | NA | 580.NA1
562 | [26 empty] | 580 | NA | 580.NA2
563 | 581 | Load Dispatching | [24 empty] | 581 | NA | 581.NA
564 |  |  | S | DPW | 0 | 0 | 0 | 0 | 0 | 0 | [6 empty] | SUBS | 0 | 0 | 0 | 0 | 0 | 0 | 0 | 0 | 0 | 581 | S | 581.S
565 |  |  | SNPD | DPW | 5170817.2137 | 0 | 0 | 5170817.2137 | 0 | 0 | [6 empty] | SUBS | 5170817.2137 | 0 | 0 | 0 | 0 | 0 | 0 | 0 | 0 | 581 | SNPD | 581.SNPD
566 |  |  |  |  | 5170817.2137 | 0 | 0 | 5170817.2137 | 0 | 0 |  | 0 | 0 |  | 0 | 0 |  | 5170817.2137 | 0 | 0 | 0 | 0 | 0 | 0 | 0 | 0 | 581 | NA | 581.NA1
567 | [26 empty] | 581 | NA | 581.NA2
568 | 582 | Station Expense | [24 empty] | 582 | NA | 582.NA
569 |  |  | S | DPW | 1692976.1 | 0 | 0 | 1692976.1 | 0 | 0 | [6 empty] | SUBS | 1692976.1 | 0 | 0 | 0 | 0 | 0 | 0 | 0 | 0 | 582 | S | 582.S
570 |  |  | SNPD | DPW | 3957.6251 | 0 | 0 | 3957.6251 | 0 | 0 | [6 empty] | SUBS | 3957.6251 | 0 | 0 | 0 | 0 | 0 | 0 | 0 | 0 | 582 | SNPD | 582.SNPD
571 |  |  |  |  | 1696933.7251 | 0 | 0 | 1696933.7251 | 0 | 0 |  | 0 | 0 |  | 0 | 0 |  | 1696933.7251 | 0 | 0 | 0 | 0 | 0 | 0 | 0 | 0 | 582 | NA | 582.NA1
572 | [26 empty] | 582 | NA | 582.NA2
573 | 583 | Overhead Line Expenses | [24 empty] | 583 | NA | 583.NA
574 |  |  | S | DPW | 4857220.19 | 0 | 0 | 4857220.19 | 0 | 0 | [6 empty] | PC | 0 | 4857220.19 | 0 | 0 | 0 | 0 | 0 | 0 | 0 | 583 | S | 583.S
575 |  |  | SNPD | DPW | 79.0125 | 0 | 0 | 79.0125 | 0 | 0 | [6 empty] | PC | 0 | 79.0125 | 0 | 0 | 0 | 0 | 0 | 0 | 0 | 583 | SNPD | 583.SNPD
576 |  |  |  |  | 4857299.2025 | 0 | 0 | 4857299.2025 | 0 | 0 |  | 0 | 0 |  | 0 | 0 |  | 0 | 4857299.2025 | 0 | 0 | 0 | 0 | 0 | 0 | 0 | 583 | NA | 583.NA1
577 | [26 empty] | 583 | NA | 583.NA2
578 | 584 | Underground Line Expense | [24 empty] | 584 | NA | 584.NA
579 |  |  | S | DPW | 459.79 | 0 | 0 | 459.79 | 0 | 0 | [6 empty] | PC | 0 | 459.79 | 0 | 0 | 0 | 0 | 0 | 0 | 0 | 584 | S | 584.S
580 |  |  | SNPD | DPW | 0 | 0 | 0 | 0 | 0 | 0 | [6 empty] | PC | 0 | 0 | 0 | 0 | 0 | 0 | 0 | 0 | 0 | 584 | SNPD | 584.SNPD
581 |  |  |  |  | 459.79 | 0 | 0 | 459.79 | 0 | 0 |  | 0 | 0 |  | 0 | 0 |  | 0 | 459.79 | 0 | 0 | 0 | 0 | 0 | 0 | 0 | 584 | NA | 584.NA1
582 | [26 empty] | 584 | NA | 584.NA2
583 | 585 | Street Lighting & Signal Systems | [24 empty] | 585 | NA | 585.NA
584 |  |  | S | DPW | 0 | 0 | 0 | 0 | 0 | 0 | [6 empty] | PC | 0 | 0 | 0 | 0 | 0 | 0 | 0 | 0 | 0 | 585 | S | 585.S
585 |  |  | SNPD | DPW | 73716.1405 | 0 | 0 | 73716.1405 | 0 | 0 | [6 empty] | METR | 0 | 0 | 0 | 0 | 73716.1405 | 0 | 0 | 0 | 0 | 585 | SNPD | 585.SNPD
586 |  |  |  |  | 73716.1405 | 0 | 0 | 73716.1405 | 0 | 0 |  | 0 | 0 |  | 0 | 0 |  | 0 | 0 | 0 | 0 | 73716.1405 | 0 | 0 | 0 | 0 | 585 | NA | 585.NA1
587 | [26 empty] | 585 | NA | 585.NA2
588 | 586 | Meter Expenses | [24 empty] | 586 | NA | 586.NA
589 |  |  | S | DPW | 1571091.91 | 0 | 0 | 1571091.91 | 0 | 0 | [6 empty] | METR | 0 | 0 | 0 | 0 | 1571091.91 | 0 | 0 | 0 | 0 | 586 | S | 586.S
590 |  |  | SNPD | DPW | 7052.2445 | 0 | 0 | 7052.2445 | 0 | 0 | [6 empty] | METR | 0 | 0 | 0 | 0 | 7052.2445 | 0 | 0 | 0 | 0 | 586 | SNPD | 586.SNPD
591 |  |  |  |  | 1578144.1545 | 0 | 0 | 1578144.1545 | 0 | 0 |  | 0 | 0 |  | 0 | 0 |  | 0 | 0 | 0 | 0 | 1578144.1545 | 0 | 0 | 0 | 0 | 586 | NA | 586.NA1
592 | [26 empty] | 586 | NA | 586.NA2
593 | 587 | Customer Installation Expenses | [24 empty] | 587 | NA | 587.NA
594 |  |  | S | DPW | 4716397.74 | 0 | 0 | 4716397.74 | 0 | 0 | [6 empty] | PC | 0 | 4716397.74 | 0 | 0 | 0 | 0 | 0 | 0 | 0 | 587 | S | 587.S
595 |  |  | SNPD | DPW | 0 | 0 | 0 | 0 | 0 | 0 | [6 empty] | PC | 0 | 0 | 0 | 0 | 0 | 0 | 0 | 0 | 0 | 587 | SNPD | 587.SNPD
596 |  |  |  |  | 4716397.74 | 0 | 0 | 4716397.74 | 0 | 0 |  | 0 | 0 |  | 0 | 0 |  | 0 | 4716397.74 | 0 | 0 | 0 | 0 | 0 | 0 | 0 | 587 | NA | 587.NA1
597 | [26 empty] | 587 | NA | 587.NA2
598 | 588 | Misc. Distribution Expenses | [24 empty] | 588 | NA | 588.NA
599 |  |  | S | DPW | 918098.1 | 0 | 0 | 918098.1 | 0 | 0 | [6 empty] | PLNT2 | 234704.4651 | 683393.6349 | 0 | 0 | 0 | 0 | 0 | 0 | 0 | 588 | S | 588.S
600 |  |  | SNPD | DPW | 520308.0891 | 0 | 0 | 520308.0891 | 0 | 0 | [6 empty] | PLNT2 | 133012.6178 | 387295.4712 | 0 | 0 | 0 | 0 | 0 | 0 | 0 | 588 | SNPD | 588.SNPD
601 |  |  |  |  | 1438406.1891 | 0 | 0 | 1438406.1891 | 0 | 0 |  | 0 | 0 |  | 0 | 0 |  | 367717.0829 | 1070689.1062 | 0 | 0 | 0 | 0 | 0 | 0 | 0 | 588 | NA | 588.NA1
602 | [26 empty] | 588 | NA | 588.NA2
603 | 589 | Rents | [24 empty] | 589 | NA | 589.NA
604 |  |  | S | DPW | 722883.65 | 0 | 0 | 722883.65 | 0 | 0 | [6 empty] | PLNT2 | 184799.4461 | 538084.2039 | 0 | 0 | 0 | 0 | 0 | 0 | 0 | 589 | S | 589.S
605 |  |  | SNPD | DPW | 3087.4356 | 0 | 0 | 3087.4356 | 0 | 0 | [6 empty] | PLNT2 | 789.2783 | 2298.1573 | 0 | 0 | 0 | 0 | 0 | 0 | 0 | 589 | SNPD | 589.SNPD
606 |  |  |  |  | 725971.0856 | 0 | 0 | 725971.0856 | 0 | 0 |  | 0 | 0 |  | 0 | 0 |  | 185588.7244 | 540382.3612 | 0 | 0 | 0 | 0 | 0 | 0 | 0 | 589 | NA | 589.NA1
607 | [26 empty] | 589 | NA | 589.NA2
608 | 590 | Maint Supervision & Engineering | [24 empty] | 590 | NA | 590.NA
609 |  |  | S | DPW | 1276155.22 | 0 | 0 | 1276155.22 | 0 | 0 | [6 empty] | PLNT | 218828.1015 | 637166.113 | 242126.987 | 138370.8479 | 39663.1705 | 0 | 0 | 0 | 0 | 590 | S | 590.S
610 |  |  | SNPD | DPW | 1090053.3113 | 0 | 0 | 1090053.3113 | 0 | 0 | [6 empty] | PLNT | 186916.3664 | 544248.0824 | 206817.5719 | 118192.2063 | 33879.0844 | 0 | 0 | 0 | 0 | 590 | SNPD | 590.SNPD
611 |  |  |  |  | 2366208.5313 | 0 | 0 | 2366208.5313 | 0 | 0 |  | 0 | 0 |  | 0 | 0 |  | 405744.4679 | 1181414.1955 | 448944.5589 | 256563.0542 | 73542.2549 | 0 | 0 | 0 | 0 | 590 | NA | 590.NA1
612 | [26 empty] | 590 | NA | 590.NA2
613 | 591 | Maintenance of Structures | [24 empty] | 591 | NA | 591.NA
614 |  |  | S | DPW | 721175.74 | 0 | 0 | 721175.74 | 0 | 0 | [6 empty] | PLNT2 | 184362.8325 | 536812.9075 | 0 | 0 | 0 | 0 | 0 | 0 | 0 | 591 | S | 591.S
615 |  |  | SNPD | DPW | 60352.6385 | 0 | 0 | 60352.6385 | 0 | 0 | [6 empty] | PLNT2 | 15428.6712 | 44923.9673 | 0 | 0 | 0 | 0 | 0 | 0 | 0 | 591 | SNPD | 591.SNPD
616 |  |  |  |  | 781528.3785 | 0 | 0 | 781528.3785 | 0 | 0 |  | 0 | 0 |  | 0 | 0 |  | 199791.5038 | 581736.8748 | 0 | 0 | 0 | 0 | 0 | 0 | 0 | 591 | NA | 591.NA1
617 | [26 empty] | 591 | NA | 591.NA2
618 | 592 | Maintenance of Station Equipment | [24 empty] | 592 | NA | 592.NA
619 |  |  | S | DPW | 2468761.75 | 0 | 0 | 2468761.75 | 0 | 0 | [6 empty] | SUBS | 2468761.75 | 0 | 0 | 0 | 0 | 0 | 0 | 0 | 0 | 592 | S | 592.S
620 |  |  | SNPD | DPW | 834395.0712 | 0 | 0 | 834395.0712 | 0 | 0 | [6 empty] | SUBS | 834395.0712 | 0 | 0 | 0 | 0 | 0 | 0 | 0 | 0 | 592 | SNPD | 592.SNPD
621 |  |  |  |  | 3303156.8212 | 0 | 0 | 3303156.8212 | 0 | 0 |  | 0 | 0 |  | 0 | 0 |  | 3303156.8212 | 0 | 0 | 0 | 0 | 0 | 0 | 0 | 0 | 592 | NA | 592.NA1
622 | [26 empty] | 592 | NA | 592.NA2
623 | 593 | Maintenance of Overhead Lines | [24 empty] | 593 | NA | 593.NA
624 |  |  | S | DPW | 29618573.21 | 0 | 0 | 29618573.21 | 0 | 0 | [6 empty] | PC | 0 | 29618573.21 | 0 | 0 | 0 | 0 | 0 | 0 | 0 | 593 | S | 593.S
625 |  |  | SNPD | DPW | 715760.3485 | 0 | 0 | 715760.3485 | 0 | 0 | [6 empty] | PC | 0 | 715760.3485 | 0 | 0 | 0 | 0 | 0 | 0 | 0 | 593 | SNPD | 593.SNPD
626 |  |  |  |  | 30334333.5585 | 0 | 0 | 30334333.5585 | 0 | 0 |  | 0 | 0 |  | 0 | 0 |  | 0 | 30334333.5585 | 0 | 0 | 0 | 0 | 0 | 0 | 0 | 593 | NA | 593.NA1
627 | [26 empty] | 593 | NA | 593.NA2
628 | 594 | Maintenance of Underground Lines | [24 empty] | 594 | NA | 594.NA
629 |  |  | S | DPW | 14301153.31 | 0 | 0 | 14301153.31 | 0 | 0 | [6 empty] | PC | 0 | 14301153.31 | 0 | 0 | 0 | 0 | 0 | 0 | 0 | 594 | S | 594.S
630 |  |  | SNPD | DPW | 27039.9517 | 0 | 0 | 27039.9517 | 0 | 0 | [6 empty] | PC | 0 | 27039.9517 | 0 | 0 | 0 | 0 | 0 | 0 | 0 | 594 | SNPD | 594.SNPD
631 |  |  |  |  | 14328193.2617 | 0 | 0 | 14328193.2617 | 0 | 0 |  | 0 | 0 |  | 0 | 0 |  | 0 | 14328193.2617 | 0 | 0 | 0 | 0 | 0 | 0 | 0 | 594 | NA | 594.NA1
632 | [26 empty] | 594 | NA | 594.NA2
633 | 595 | Maintenance of Line Transformers | [24 empty] | 595 | NA | 595.NA
634 |  |  | S | DPW | 0 | 0 | 0 | 0 | 0 | 0 | [6 empty] | XFMR | 0 | 0 | 0 | 0 | 0 | 0 | 0 | 0 | 0 | 595 | S | 595.S
635 |  |  | SNPD | DPW | 469985.1336 | 0 | 0 | 469985.1336 | 0 | 0 | [6 empty] | XFMR | 0 | 0 | 469985.1336 | 0 | 0 | 0 | 0 | 0 | 0 | 595 | SNPD | 595.SNPD
636 |  |  |  |  | 469985.1336 | 0 | 0 | 469985.1336 | 0 | 0 |  | 0 | 0 |  | 0 | 0 |  | 0 | 0 | 469985.1336 | 0 | 0 | 0 | 0 | 0 | 0 | 595 | NA | 595.NA1
637 | [26 empty] | 595 | NA | 595.NA2
638 | 596 | Maint of Street Lighting & Signal Sys. | [24 empty] | 596 | NA | 596.NA
639 |  |  | S | DPW | 1354210.42 | 0 | 0 | 1354210.42 | 0 | 0 | [6 empty] | PC | 0 | 1354210.42 | 0 | 0 | 0 | 0 | 0 | 0 | 0 | 596 | S | 596.S
640 |  |  | SNPD | DPW | 0 | 0 | 0 | 0 | 0 | 0 | [6 empty] | PC | 0 | 0 | 0 | 0 | 0 | 0 | 0 | 0 | 0 | 596 | SNPD | 596.SNPD
641 |  |  |  |  | 1354210.42 | 0 | 0 | 1354210.42 | 0 | 0 |  | 0 | 0 |  | 0 | 0 |  | 0 | 1354210.42 | 0 | 0 | 0 | 0 | 0 | 0 | 0 | 596 | NA | 596.NA1
642 | [26 empty] | 596 | NA | 596.NA2
643 | 597 | Maintenance of Meters | [24 empty] | 597 | NA | 597.NA
644 |  |  | S | DPW | 226392.75 | 0 | 0 | 226392.75 | 0 | 0 | [6 empty] | METR | 0 | 0 | 0 | 0 | 226392.75 | 0 | 0 | 0 | 0 | 597 | S | 597.S
645 |  |  | SNPD | DPW | -161337.1447 | 0 | 0 | -161337.1447 | 0 | 0 | [6 empty] | METR | 0 | 0 | 0 | 0 | -161337.1447 | 0 | 0 | 0 | 0 | 597 | SNPD | 597.SNPD
646 |  |  |  |  | 65055.6053 | 0 | 0 | 65055.6053 | 0 | 0 |  | 0 | 0 |  | 0 | 0 |  | 0 | 0 | 0 | 0 | 65055.6053 | 0 | 0 | 0 | 0 | 597 | NA | 597.NA1
647 | [26 empty] | 597 | NA | 597.NA2
648 | 598 | Maint of Misc. Distribution Plant | [24 empty] | 598 | NA | 598.NA
649 |  |  | S | DPW | 661873.63 | 0 | 0 | 661873.63 | 0 | 0 | [6 empty] | PLNT2 | 169202.7206 | 492670.9094 | 0 | 0 | 0 | 0 | 0 | 0 | 0 | 598 | S | 598.S
650 |  |  | SNPD | DPW | 4216774.363 | 0 | 0 | 4216774.363 | 0 | 0 | [6 empty] | PLNT2 | 1077984.7721 | 3138789.5909 | 0 | 0 | 0 | 0 | 0 | 0 | 0 | 598 | SNPD | 598.SNPD
651 |  |  |  |  | 4878647.993 | 0 | 0 | 4878647.993 | 0 | 0 |  | 0 | 0 |  | 0 | 0 |  | 1247187.4927 | 3631460.5003 | 0 | 0 | 0 | 0 | 0 | 0 | 0 | 598 | NA | 598.NA1
652 | [26 empty] | 598 | NA | 598.NA2
653 | TOTAL DISTRIBUTION EXPENSE |  |  |  | 82233704.8862 | 0 | 0 | 82233704.8862 | 0 | 0 |  | 0 | 0 |  | 0 | 0 |  | 13278994.8532 | 64640772.6607 | 1695736.4366 | 700492.9489 | 1917707.9869 | 0 | 0 | 0 | 0 | TOTAL DISTRIBUTION EXPENSE | NA | TOTAL DISTRIBUTION EXPENSE.NA
654 | [26 empty] | TOTAL DISTRIBUTION EXPENSE | NA | TOTAL DISTRIBUTION EXPENSE.NA1
655 | 901 | Supervision | [24 empty] | 901 | NA | 901.NA
656 |  |  | S | CUST | 0 | 0 | 0 | 0 | 0 | 0 | [6 empty] | CUST | 0 | 0 | 0 | 0 | 0 | 0 | 0 | 0 | 0 | 901 | S | 901.S
657 |  |  | CN | CUST | 1115715.5867 | 0 | 0 | 0 | 1115715.5867 | 0 | [6 empty] | CUST | 0 | 0 | 0 | 0 | 0 | 0 | 0 | 0 | 0 | 901 | CN | 901.CN
658 |  |  |  |  | 1115715.5867 | 0 | 0 | 0 | 1115715.5867 | 0 |  | 0 | 0 |  | 0 | 0 |  | 0 | 0 | 0 | 0 | 0 | 0 | 0 | 0 | 0 | 901 | NA | 901.NA1
659 | [26 empty] | 901 | NA | 901.NA2
660 | 902 | Meter Reading Expense | [24 empty] | 902 | NA | 902.NA
661 |  |  | S | CUST | 3485873.55 | 0 | 0 | 0 | 3485873.55 | 0 | [6 empty] | CUST | 0 | 0 | 0 | 0 | 0 | 0 | 0 | 0 | 0 | 902 | S | 902.S
662 |  |  | CN | CUST | 458410.1055 | 0 | 0 | 0 | 458410.1055 | 0 | [6 empty] | CUST | 0 | 0 | 0 | 0 | 0 | 0 | 0 | 0 | 0 | 902 | CN | 902.CN
663 |  |  |  |  | 3944283.6555 | 0 | 0 | 0 | 3944283.6555 | 0 |  | 0 | 0 |  | 0 | 0 |  | 0 | 0 | 0 | 0 | 0 | 0 | 0 | 0 | 0 | 902 | NA | 902.NA1
664 | [26 empty] | 902 | NA | 902.NA2
665 | 903 | Customer Receipts & Collections | [24 empty] | 903 | NA | 903.NA
666 |  |  | S | CUST | 3283189.33 | 0 | 0 | 0 | 3283189.33 | 0 | [6 empty] | CUST | 0 | 0 | 0 | 0 | 0 | 0 | 0 | 0 | 0 | 903 | S | 903.S
667 |  |  | CN | CUST | 19119021.0349 | 0 | 0 | 0 | 19119021.0349 | 0 | [6 empty] | CUST | 0 | 0 | 0 | 0 | 0 | 0 | 0 | 0 | 0 | 903 | CN | 903.CN
668 |  |  |  |  | 22402210.3649 | 0 | 0 | 0 | 22402210.3649 | 0 |  | 0 | 0 |  | 0 | 0 |  | 0 | 0 | 0 | 0 | 0 | 0 | 0 | 0 | 0 | 903 | NA | 903.NA1
669 | [26 empty] | 903 | NA | 903.NA2
670 | 904 | Uncollectible Accounts | [24 empty] | 904 | NA | 904.NA
671 |  |  | S | CUST | 4722838.8861 | 0 | 0 | 0 | 4722838.8861 | 0 | [6 empty] | CUST | 0 | 0 | 0 | 0 | 0 | 0 | 0 | 0 | 0 | 904 | S | 904.S
672 |  |  | SG | P | 0 | 0 | 0 | 0 | 0 | 0 | [6 empty] | CUST | 0 | 0 | 0 | 0 | 0 | 0 | 0 | 0 | 0 | 904 | SG | 904.SG
673 |  |  | CN | CUST | 3498.4848 | 0 | 0 | 0 | 3498.4848 | 0 | [6 empty] | CUST | 0 | 0 | 0 | 0 | 0 | 0 | 0 | 0 | 0 | 904 | CN | 904.CN
674 |  |  |  |  | 4726337.371 | 0 | 0 | 0 | 4726337.371 | 0 |  | 0 | 0 |  | 0 | 0 |  | 0 | 0 | 0 | 0 | 0 | 0 | 0 | 0 | 0 | 904 | NA | 904.NA1
675 | [26 empty] | 904 | NA | 904.NA2
676 | 905 | Misc. Customer Accounts Expense | [24 empty] | 905 | NA | 905.NA
677 |  |  | S | CUST | 869426.84 | 0 | 0 | 0 | 869426.84 | 0 | [6 empty] | CUST | 0 | 0 | 0 | 0 | 0 | 0 | 0 | 0 | 0 | 905 | S | 905.S
678 |  |  | CN | CUST | 5778.5096 | 0 | 0 | 0 | 5778.5096 | 0 | [6 empty] | CUST | 0 | 0 | 0 | 0 | 0 | 0 | 0 | 0 | 0 | 905 | CN | 905.CN
679 |  |  |  |  | 875205.3496 | 0 | 0 | 0 | 875205.3496 | 0 |  | 0 | 0 |  | 0 | 0 |  | 0 | 0 | 0 | 0 | 0 | 0 | 0 | 0 | 0 | 905 | NA | 905.NA1
680 | [26 empty] | 905 | NA | 905.NA2
681 | TOTAL CUSTOMER ACCOUNTS EXPENSE |  |  |  | 33063752.3277 | 0 | 0 | 0 | 33063752.3277 | 0 |  | 0 | 0 |  | 0 | 0 |  | 0 | 0 | 0 | 0 | 0 | 0 | 0 | 0 | 0 | TOTAL CUSTOMER ACCOUNTS EXPENSE | NA | TOTAL CUSTOMER ACCOUNTS EXPENSE.NA
682 | [26 empty] | TOTAL CUSTOMER ACCOUNTS EXPENSE | NA | TOTAL CUSTOMER ACCOUNTS EXPENSE.NA1
683 | 907 | Supervision | [24 empty] | 907 | NA | 907.NA
684 |  |  | S | CUST | 0 | 0 | 0 | 0 | 0 | 0 | [6 empty] | CUST | 0 | 0 | 0 | 0 | 0 | 0 | 0 | 0 | 0 | 907 | S | 907.S
685 |  |  | CN | CUST | 136362.989 | 0 | 0 | 0 | 136362.989 | 0 | [6 empty] | CUST | 0 | 0 | 0 | 0 | 0 | 0 | 0 | 0 | 0 | 907 | CN | 907.CN
686 |  |  |  |  | 136362.989 | 0 | 0 | 0 | 136362.989 | 0 |  | 0 | 0 |  | 0 | 0 |  | 0 | 0 | 0 | 0 | 0 | 0 | 0 | 0 | 0 | 907 | NA | 907.NA1
687 | [26 empty] | 907 | NA | 907.NA2
688 | 908 | Customer Assistance | [24 empty] | 908 | NA | 908.NA
689 |  |  | S | CUST | 2439831.79 | 0 | 0 | 0 | 2439831.79 | 0 | [6 empty] | CUST | 0 | 0 | 0 | 0 | 0 | 0 | 0 | 0 | 0 | 908 | S | 908.S
690 |  |  | CN | CUST | 751662.4598 | 0 | 0 | 0 | 751662.4598 | 0 | [6 empty] | CUST | 0 | 0 | 0 | 0 | 0 | 0 | 0 | 0 | 0 | 908 | CN | 908.CN
691 |  |  |  |  | 3191494.2498 | 0 | 0 | 0 | 3191494.2498 | 0 |  | 0 | 0 |  | 0 | 0 |  | 0 | 0 | 0 | 0 | 0 | 0 | 0 | 0 | 0 | 908 | NA | 908.NA1
692 | [26 empty] | 908 | NA | 908.NA2
693 | 909 | Informational & Instructional Adv | [24 empty] | 909 | NA | 909.NA
694 |  |  | S | CUST | 554356.26 | 0 | 0 | 0 | 554356.26 | 0 | [6 empty] | CUST | 0 | 0 | 0 | 0 | 0 | 0 | 0 | 0 | 0 | 909 | S | 909.S
695 |  |  | CN | CUST | 921184.5477 | 0 | 0 | 0 | 921184.5477 | 0 | [6 empty] | CUST | 0 | 0 | 0 | 0 | 0 | 0 | 0 | 0 | 0 | 909 | CN | 909.CN
696 |  |  |  |  | 1475540.8077 | 0 | 0 | 0 | 1475540.8077 | 0 |  | 0 | 0 |  | 0 | 0 |  | 0 | 0 | 0 | 0 | 0 | 0 | 0 | 0 | 0 | 909 | NA | 909.NA1
697 | [26 empty] | 909 | NA | 909.NA2
698 | 910 | Misc. Customer Service | [24 empty] | 910 | NA | 910.NA
699 |  |  | S | CUST | 0 | 0 | 0 | 0 | 0 | 0 | [6 empty] | CUST | 0 | 0 | 0 | 0 | 0 | 0 | 0 | 0 | 0 | 910 | S | 910.S
700 |  |  | CN | CUST | 1502.6981 | 0 | 0 | 0 | 1502.6981 | 0 | [6 empty] | CUST | 0 | 0 | 0 | 0 | 0 | 0 | 0 | 0 | 0 | 910 | CN | 910.CN
701 |  |  |  |  | 1502.6981 | 0 | 0 | 0 | 1502.6981 | 0 |  | 0 | 0 |  | 0 | 0 |  | 0 | 0 | 0 | 0 | 0 | 0 | 0 | 0 | 0 | 910 | NA | 910.NA1
702 | [26 empty] | 910 | NA | 910.NA2
703 | TOTAL CUSTOMER SERVICE EXPENSE |  |  |  | 4804900.7446 | 0 | 0 | 0 | 4804900.7446 | 0 |  | 0 | 0 |  | 0 | 0 |  | 0 | 0 | 0 | 0 | 0 | 0 | 0 | 0 | 0 | TOTAL CUSTOMER SERVICE EXPENSE | NA | TOTAL CUSTOMER SERVICE EXPENSE.NA
704 | [26 empty] | TOTAL CUSTOMER SERVICE EXPENSE | NA | TOTAL CUSTOMER SERVICE EXPENSE.NA1
705 | 911 | Supervision | [24 empty] | 911 | NA | 911.NA
706 |  |  | S | CUST | 0 | 0 | 0 | 0 | 0 | 0 | [6 empty] | CUST | 0 | 0 | 0 | 0 | 0 | 0 | 0 | 0 | 0 | 911 | S | 911.S
707 |  |  | CN | CUST | 0 | 0 | 0 | 0 | 0 | 0 | [6 empty] | CUST | 0 | 0 | 0 | 0 | 0 | 0 | 0 | 0 | 0 | 911 | CN | 911.CN
708 |  |  |  |  | 0 | 0 | 0 | 0 | 0 | 0 |  | 0 | 0 |  | 0 | 0 |  | 0 | 0 | 0 | 0 | 0 | 0 | 0 | 0 | 0 | 911 | NA | 911.NA1
709 | [26 empty] | 911 | NA | 911.NA2
710 | 912 | Demonstration & Selling Expense | [24 empty] | 912 | NA | 912.NA
711 |  |  | S | CUST | 0 | 0 | 0 | 0 | 0 | 0 | [6 empty] | CUST | 0 | 0 | 0 | 0 | 0 | 0 | 0 | 0 | 0 | 912 | S | 912.S
712 |  |  | CN | CUST | 0 | 0 | 0 | 0 | 0 | 0 | [6 empty] | CUST | 0 | 0 | 0 | 0 | 0 | 0 | 0 | 0 | 0 | 912 | CN | 912.CN
713 |  |  |  |  | 0 | 0 | 0 | 0 | 0 | 0 |  | 0 | 0 |  | 0 | 0 |  | 0 | 0 | 0 | 0 | 0 | 0 | 0 | 0 | 0 | 912 | NA | 912.NA1
714 | [26 empty] | 912 | NA | 912.NA2
715 | 913 | Advertising Expense | [24 empty] | 913 | NA | 913.NA
716 |  |  | S | CUST | 0 | 0 | 0 | 0 | 0 | 0 | [6 empty] | CUST | 0 | 0 | 0 | 0 | 0 | 0 | 0 | 0 | 0 | 913 | S | 913.S
717 |  |  | CN | CUST | 0 | 0 | 0 | 0 | 0 | 0 | [6 empty] | CUST | 0 | 0 | 0 | 0 | 0 | 0 | 0 | 0 | 0 | 913 | CN | 913.CN
718 |  |  |  |  | 0 | 0 | 0 | 0 | 0 | 0 |  | 0 | 0 |  | 0 | 0 |  | 0 | 0 | 0 | 0 | 0 | 0 | 0 | 0 | 0 | 913 | NA | 913.NA1
719 | [26 empty] | 913 | NA | 913.NA2
720 | 916 | Misc. Sales Expense | [24 empty] | 916 | NA | 916.NA
721 |  |  | S | CUST | 0 | 0 | 0 | 0 | 0 | 0 | [6 empty] | CUST | 0 | 0 | 0 | 0 | 0 | 0 | 0 | 0 | 0 | 916 | S | 916.S
722 |  |  | CN | CUST | 0 | 0 | 0 | 0 | 0 | 0 | [6 empty] | CUST | 0 | 0 | 0 | 0 | 0 | 0 | 0 | 0 | 0 | 916 | CN | 916.CN
723 |  |  |  |  | 0 | 0 | 0 | 0 | 0 | 0 |  | 0 | 0 |  | 0 | 0 |  | 0 | 0 | 0 | 0 | 0 | 0 | 0 | 0 | 0 | 916 | NA | 916.NA1
724 | [26 empty] | 916 | NA | 916.NA2
725 | TOTAL SALES EXPENSE |  |  |  | 0 | 0 | 0 | 0 | 0 | 0 |  | 0 | 0 |  | 0 | 0 |  | 0 | 0 | 0 | 0 | 0 | 0 | 0 | 0 | 0 | TOTAL SALES EXPENSE | NA | TOTAL SALES EXPENSE.NA
726 | [26 empty] | TOTAL SALES EXPENSE | NA | TOTAL SALES EXPENSE.NA1
727 | [26 empty] | TOTAL SALES EXPENSE | NA | TOTAL SALES EXPENSE.NA2
728 | 920 | Administrative & General Salaries | [24 empty] | 920 | NA | 920.NA
729 |  |  | S | PTD | -0.01 | -0.0049183 | -0.0024572 | -0.0026244 | 0 | 0 | 75% | -0.0036888 | -0.0012296 | 75% | -0.0018429 | -0.0006143 | PLNT | -0.00045003 | -0.0013103 | -0.00049794 | -0.00028456 | -8.1568e-05 | 0 | 0 | 0 | 0 | 920 | S | 920.S
730 |  |  | CN | CUST | 0 | 0 | 0 | 0 | 0 | 0 | 75% | 0 | 0 | 75% | 0 | 0 | CUST | 0 | 0 | 0 | 0 | 0 | 0 | 0 | 0 | 0 | 920 | CN | 920.CN
731 |  |  | SO | PTD | 30607364.3421 | 15053749.8635 | 7520872.971 | 8032741.5076 | 0 | 0 | 75% | 11290312.3977 | 3763437.4659 | 75% | 5640654.7282 | 1880218.2427 | PLNT | 1377410.4798 | 4010633.3487 | 1524064.9949 | 870973.4021 | 249659.2821 | 0 | 0 | 0 | 0 | 920 | SO | 920.SO
732 |  |  |  |  | 30607364.3321 | 15053749.8586 | 7520872.9685 | 8032741.505 | 0 | 0 |  | 11290312.394 | 3763437.4647 |  | 5640654.7264 | 1880218.2421 |  | 1377410.4794 | 4010633.3473 | 1524064.9944 | 870973.4019 | 249659.2821 | 0 | 0 | 0 | 0 | 920 | NA | 920.NA1
733 | [26 empty] | 920 | NA | 920.NA2
734 | 921 | Office Supplies & expenses | [24 empty] | 921 | NA | 921.NA
735 |  |  | S | PTD | 133549.84 | 65684.3844 | 32816.0037 | 35049.4519 | 0 | 0 | 75% | 49263.2883 | 16421.0961 | 75% | 24612.0028 | 8204.0009 | PLNT | 6010.0879 | 17499.6918 | 6649.989 | 3800.3389 | 1089.3443 | 0 | 0 | 0 | 0 | 921 | S | 921.S
736 |  |  | CN | CUST | 44543.5825 | 0 | 0 | 0 | 44543.5825 | 0 | 75% | 0 | 0 | 75% | 0 | 0 | CUST | 0 | 0 | 0 | 0 | 0 | 0 | 0 | 0 | 0 | 921 | CN | 921.CN
737 |  |  | SO | PTD | 3836734.0335 | 1887037.178 | 942766.2234 | 1006930.6321 | 0 | 0 | 75% | 1415277.8835 | 471759.2945 | 75% | 707074.6676 | 235691.5559 | PLNT | 172662.945 | 502746.1134 | 191046.572 | 109179.3876 | 31295.6141 | 0 | 0 | 0 | 0 | 921 | SO | 921.SO
738 |  |  |  |  | 4014827.456 | 1952721.5624 | 975582.2271 | 1041980.084 | 44543.5825 | 0 |  | 1464541.1718 | 488180.3906 |  | 731686.6703 | 243895.5568 |  | 178673.0329 | 520245.8052 | 197696.561 | 112979.7265 | 32384.9584 | 0 | 0 | 0 | 0 | 921 | NA | 921.NA1
739 | 922 | A&G Expenses Transferred | [24 empty] | 922 | NA | 922.NA
740 |  |  | SO | PTD | -13425893.1628 | -6603313.9969 | -3299024.2437 | -3523554.9223 | 0 | 0 | 75% | -4952485.4976 | -1650828.4992 | 75% | -2474268.1827 | -824756.0609 | PLNT | -604199.8826 | -1759260.7535 | -668529.7553 | -382051.7087 | -109512.8222 | 0 | 0 | 0 | 0 | 922 | SO | 922.SO
741 |  |  |  |  | -13425893.1628 | -6603313.9969 | -3299024.2437 | -3523554.9223 | 0 | 0 |  | -4952485.4976 | -1650828.4992 |  | -2474268.1827 | -824756.0609 |  | -604199.8826 | -1759260.7535 | -668529.7553 | -382051.7087 | -109512.8222 |  |  |  |  | 922 | NA | 922.NA1
742 | [26 empty] | 922 | NA | 922.NA2
743 | 923 | Outside Services | [24 empty] | 923 | NA | 923.NA
744 |  |  | S | PTD | 2643448.24 | 1300138.3633 | 649550.8139 | 693759.0628 | 0 | 0 | 75% | 975103.7725 | 325034.5908 | 75% | 487163.1104 | 162387.7035 | PLNT | 118962.001 | 346384.0123 | 131628.0253 | 75222.8477 | 21562.1764 | 0 | 0 | 0 | 0 | 923 | S | 923.S
745 |  |  | CN | CUST | 0 | 0 | 0 | 0 | 0 | 0 | 75% | 0 | 0 | 75% | 0 | 0 | CUST | 0 | 0 | 0 | 0 | 0 | 0 | 0 | 0 | 0 | 923 | CN | 923.CN
746 |  |  | SO | PTD | 8930614.7474 | 4392382.1415 | 2194439.819 | 2343792.7869 | 0 | 0 | 75% | 3294286.6061 | 1098095.5354 | 75% | 1645829.8643 | 548609.9548 | PLNT | 401900.7389 | 1170222.3337 | 444691.5836 | 254132.5618 | 72845.5689 | 0 | 0 | 0 | 0 | 923 | SO | 923.SO
747 |  |  |  |  | 11574062.9874 | 5692520.5048 | 2843990.6329 | 3037551.8497 | 0 | 0 |  | 4269390.3786 | 1423130.1262 |  | 2132992.9747 | 710997.6582 |  | 520862.7399 | 1516606.346 | 576319.6089 | 329355.4095 | 94407.7453 | 0 | 0 | 0 | 0 | 923 | NA | 923.NA1
748 | [26 empty] | 923 | NA | 923.NA2
749 | 924 | Property Insurance | [24 empty] | 924 | NA | 924.NA
750 |  |  | S | PT | 2102810.02 | 1402246.0656 | 700563.9544 | 0 | 0 | 0 | 75% | 1051684.5492 | 350561.5164 | 75% | 525422.9658 | 175140.9886 | PLNT | 0 | 0 | 0 | 0 | 0 | 0 | 0 | 0 | 0 | 924 | S | 924.S
751 |  |  | SG | P | 0 | 0 | 0 | 0 | 0 | 0 | 75% | 0 | 0 | 75% | 0 | 0 | PLNT | 0 | 0 | 0 | 0 | 0 | 0 | 0 | 0 | 0 | 924 | SG | 924.SG
752 |  |  | SO | PTD | 2405583.6999 | 1183148.4374 | 591102.495 | 631332.7675 | 0 | 0 | 75% | 887361.3281 | 295787.1094 | 75% | 443326.8713 | 147775.6238 | PLNT | 108257.4821 | 315215.4528 | 119783.7837 | 68454.0948 | 19621.9541 | 0 | 0 | 0 | 0 | 924 | SO | 924.SO
753 |  |  |  |  | 4508393.7199 | 2585394.503 | 1291666.4494 | 631332.7675 | 0 | 0 |  | 1939045.8772 | 646348.6257 |  | 968749.8371 | 322916.6124 |  | 108257.4821 | 315215.4528 | 119783.7837 | 68454.0948 | 19621.9541 | 0 | 0 | 0 | 0 | 924 | NA | 924.NA1
754 | [26 empty] | 924 | NA | 924.NA2
755 | 925 | Injuries & Damages | [24 empty] | 925 | NA | 925.NA
756 |  |  | SO | PTD | 4206327.5773 | 2068815.9387 | 1033583.1282 | 1103928.5104 | 0 | 0 | 75% | 1551611.954 | 517203.9847 | 75% | 775187.3462 | 258395.7821 | PLNT | 189295.6094 | 551175.7716 | 209450.1358 | 119696.6651 | 34310.3284 | 0 | 0 | 0 | 0 | 925 | SO | 925.SO
757 |  |  |  |  | 4206327.5773 | 2068815.9387 | 1033583.1282 | 1103928.5104 | 0 | 0 |  | 1551611.954 | 517203.9847 |  | 775187.3462 | 258395.7821 |  | 189295.6094 | 551175.7716 | 209450.1358 | 119696.6651 | 34310.3284 | 0 | 0 | 0 | 0 | 925 | NA | 925.NA1
758 | [26 empty] | 925 | NA | 925.NA2
759 | 926 | Employee Pensions & Benefits | [24 empty] | 926 | NA | 926.NA
760 |  |  | S | LABOR | 561824.01 | 252422.8257 | 47671.8071 | 184262.6545 | 77466.7228 | 0 | 75% | 189317.1193 | 63105.7064 | 75% | 35753.8553 | 11917.9518 | DISom | 15868.1769 | 161688.1208 | 1491.5344 | 0 | 5214.8224 | 0 | 0 | 0 | 0 | 926 | S | 926.S
761 |  |  | CN | CUST | 0 | 0 | 0 | 0 | 0 | 0 | 75% | 0 | 0 | 75% | 0 | 0 | CUST | 0 | 0 | 0 | 0 | 0 | 0 | 0 | 0 | 0 | 926 | CN | 926.CN
762 |  |  | SO | LABOR | 42446953.3491 | 19071060.8923 | 3601702.5531 | 13921420.5165 | 5852769.3872 | 0 | 75% | 14303295.6692 | 4767765.2231 | 75% | 2701276.9148 | 900425.6383 | DISom | 1198873.2245 | 12215868.3101 | 112688.4778 | 0 | 393990.504 | 0 | 0 | 0 | 0 | 926 | SO | 926.SO
763 |  |  |  |  | 43008777.3591 | 19323483.718 | 3649374.3602 | 14105683.171 | 5930236.1099 | 0 |  | 14492612.7885 | 4830870.9295 |  | 2737030.7701 | 912343.59 |  | 1214741.4014 | 12377556.4309 | 114180.0123 | 0 | 399205.3265 | 0 | 0 | 0 | 0 | 926 | NA | 926.NA1
764 | [26 empty] | 926 | NA | 926.NA2
765 | 927 | Franchise Requirements | [24 empty] | 927 | NA | 927.NA
766 |  |  | S | DMSC | 0 | 0 | 0 | 0 | 0 | 0 | 75% | 0 | 0 | 75% | 0 | 0 | MISC | 0 | 0 | 0 | 0 | 0 | 0 | 0 | 0 | 0 | 927 | S | 927.S
767 |  |  | SO | DMSC | 0 | 0 | 0 | 0 | 0 | 0 | 75% | 0 | 0 | 75% | 0 | 0 | MISC | 0 | 0 | 0 | 0 | 0 | 0 | 0 | 0 | 0 | 927 | SO | 927.SO
768 |  |  |  |  | 0 | 0 | 0 | 0 | 0 | 0 |  | 0 | 0 |  | 0 | 0 |  | 0 | 0 | 0 | 0 | 0 | 0 | 0 | 0 | 0 | 927 | NA | 927.NA1
769 | [26 empty] | 927 | NA | 927.NA2
770 | 928 | Regulatory Commission Expense | [24 empty] | 928 | NA | 928.NA
771 |  |  | S | DMSC | 6775083.8126 | 0 | 0 | 0 | 0 | 6775083.8126 | 75% | 0 | 0 | 75% | 0 | 0 | MISC | 0 | 0 | 0 | 0 | 0 | 0 | 0 | 0 | 0 | 928 | S | 928.S
772 |  |  | SE | P | 10275.2745 | 10275.2745 | 0 | 0 | 0 | 0 | 75% | 7706.4559 | 2568.8186 | 75% | 0 | 0 | MISC | 0 | 0 | 0 | 0 | 0 | 0 | 0 | 0 | 0 | 928 | SE | 928.SE
773 |  |  | SO | DMSC | 1051752.9302 | 0 | 0 | 0 | 0 | 1051752.9302 | 75% | 0 | 0 | 75% | 0 | 0 | MISC | 0 | 0 | 0 | 0 | 0 | 0 | 0 | 0 | 0 | 928 | SO | 928.SO
774 |  |  | SG | FERC | 2058283.1941 | 990822.9206 | 1067460.2735 | 0 | 0 | 0 | 75% | 743117.1905 | 247705.7302 | 75% | 800595.2051 | 266865.0684 | MISC | 0 | 0 | 0 | 0 | 0 | 0 | 0 | 0 | 0 | 928 | SG | 928.SG
775 |  |  |  |  | 9895395.2114 | 1001098.1951 | 1067460.2735 | 0 | 0 | 7826836.7428 |  | 750823.6463 | 250274.5488 |  | 800595.2051 | 266865.0684 |  | 0 | 0 | 0 | 0 | 0 | 0 | 0 | 0 | 0 | 928 | NA | 928.NA1
776 | [26 empty] | 928 | NA | 928.NA2
777 | 928RE | Regulatory Expense |  | DMSC | 0 | 0 | 0 | 0 | 0 | 0 | 75% | 0 | 0 | 75% | 0 | 0 | MISC | 0 | 0 | 0 | 0 | 0 | 0 | 0 | 0 | 0 | 928RE | NA | 928RE.NA
778 | [26 empty] | 928RE | NA | 928RE.NA1
779 | 929 | Duplicate Charges | [24 empty] | 929 | NA | 929.NA
780 |  |  | S | LABOR | 0 | 0 | 0 | 0 | 0 | 0 | 75% | 0 | 0 | 75% | 0 | 0 | DISom | 0 | 0 | 0 | 0 | 0 | 0 | 0 | 0 | 0 | 929 | S | 929.S
781 |  |  | SO | LABOR | -44605386.4618 | -20040826.8255 | -3784849.5976 | -14629326.5651 | -6150383.4737 | 0 | 75% | -15030620.1191 | -5010206.7064 | 75% | -2838637.1982 | -946212.3994 | DISom | -1259836.0843 | -12837046.8066 | -118418.7016 | 0 | -414024.9725 | 0 | 0 | 0 | 0 | 929 | SO | 929.SO
782 |  |  |  |  | -44605386.4618 | -20040826.8255 | -3784849.5976 | -14629326.5651 | -6150383.4737 | 0 |  | -15030620.1191 | -5010206.7064 |  | -2838637.1982 | -946212.3994 |  | -1259836.0843 | -12837046.8066 | -118418.7016 | 0 | -414024.9725 | 0 | 0 | 0 | 0 | 929 | NA | 929.NA1
783 | [26 empty] | 929 | NA | 929.NA2
784 | 930 | Misc General Expenses | [24 empty] | 930 | NA | 930.NA
785 |  |  | S | PTD | 6245 | 3071.5048 | 1534.5278 | 1638.9673 | 0 | 0 | 75% | 2303.6286 | 767.8762 | 75% | 1150.8959 | 383.632 | PLNT | 281.0411 | 818.313 | 310.9639 | 177.7098 | 50.9394 | 0 | 0 | 0 | 0 | 930 | S | 930.S
786 |  |  | CN | CUST | 120419.8537 | 0 | 0 | 0 | 120419.8537 | 0 | 75% | 0 | 0 | 75% | 0 | 0 | CUST | 0 | 0 | 0 | 0 | 0 | 0 | 0 | 0 | 0 | 930 | CN | 930.CN
787 |  |  | SO | LABOR | 956245.3477 | 429633.0317 | 81139.1876 | 313621.8869 | 131851.2415 | 0 | 75% | 322224.7738 | 107408.2579 | 75% | 60854.3907 | 20284.7969 | DISom | 27008.2268 | 275199.1914 | 2538.647 | 0 | 8875.8216 | 0 | 0 | 0 | 0 | 930 | SO | 930.SO
788 |  |  |  |  | 1082910.2014 | 432704.5365 | 82673.7154 | 315260.8542 | 252271.0952 | 0 |  | 324528.4024 | 108176.1341 |  | 62005.2865 | 20668.4288 |  | 27289.2679 | 276017.5044 | 2849.611 | 177.7098 | 8926.7611 | 0 | 0 | 0 | 0 | 930 | NA | 930.NA1
789 | [26 empty] | 930 | NA | 930.NA2
790 | 931 | Rents | [24 empty] | 931 | NA | 931.NA
791 |  |  | S | PTD | 5238.12 | 2576.2868 | 1287.1162 | 1374.717 | 0 | 0 | 75% | 1932.2151 | 644.0717 | 75% | 965.3372 | 321.7791 | PLNT | 235.7289 | 686.3766 | 260.8273 | 149.0577 | 42.7265 | 0 | 0 | 0 | 0 | 931 | S | 931.S
792 |  |  | SO | PTD | 1096626.2688 | 539358.3505 | 269464.132 | 287803.7864 | 0 | 0 | 75% | 404518.7629 | 134839.5876 | 75% | 202098.099 | 67366.033 | PLNT | 49351.0156 | 143696.3286 | 54605.4763 | 31205.9641 | 8945.0017 | 0 | 0 | 0 | 0 | 931 | SO | 931.SO
793 |  |  |  |  | 1101864.3888 | 541934.6373 | 270751.2482 | 289178.5033 | 0 | 0 |  | 406450.978 | 135483.6593 |  | 203063.4361 | 67687.812 |  | 49586.7445 | 144382.7052 | 54866.3036 | 31355.0218 | 8987.7282 | 0 | 0 | 0 | 0 | 931 | NA | 931.NA1
794 | [26 empty] | 931 | NA | 931.NA2
795 | 935 | Maintenance of General Plant | [24 empty] | 935 | NA | 935.NA
796 |  |  | S | G | 92272.77 | 19937.3482 | 32425.9935 | 38410.4668 | 1498.9614 | 0 | 75% | 14953.0112 | 4984.3371 | 75% | 24319.4951 | 8106.4984 | GENL | 6586.4163 | 19177.7986 | 7287.6798 | 4164.7668 | 1193.8053 | 0 | 0 | 0 | 0 | 935 | S | 935.S
797 |  |  | CN | CUST | 36155.8438 | 0 | 0 | 0 | 36155.8438 | 0 | 75% | 0 | 0 | 75% | 0 | 0 | CUST | 0 | 0 | 0 | 0 | 0 | 0 | 0 | 0 | 0 | 935 | CN | 935.CN
798 |  |  | SO | G | 9072407.9527 | 1960272.3173 | 3188176.1166 | 3776579.2083 | 147380.3105 | 0 | 75% | 1470204.238 | 490068.0793 | 75% | 2391132.0874 | 797044.0291 | GENL | 647587.1002 | 1885592.1732 | 716536.4609 | 409486.6041 | 117376.8698 | 0 | 0 | 0 | 0 | 935 | SO | 935.SO
799 |  |  |  |  | 9200836.5665 | 1980209.6655 | 3220602.1101 | 3814989.6751 | 185035.1158 | 0 |  | 1485157.2491 | 495052.4164 |  | 2415451.5826 | 805150.5275 |  | 654173.5165 | 1904769.9719 | 723824.1407 | 413651.3709 | 118570.6751 | 0 | 0 | 0 | 0 | 935 | NA | 935.NA1
800 | [26 empty] | 935 | NA | 935.NA2
801 |  | Total Adminsitrative & Gen Expense |  |  | 61169480.1752 | 23988492.2976 | 14872683.2723 | 14219765.4328 | 261702.4297 | 7826836.7428 |  | 17991369.2232 | 5997123.0744 |  | 11154512.4542 | 3718170.8181 |  | 2456254.3071 | 7020295.7753 | 2736086.6943 | 1564591.6916 | 442536.9645 | 0 | 0 | 0 | 0 | 935 | NA | 935.NA3
802 | [26 empty] | 935 | NA | 935.NA4
803 | [26 empty] | 935 | NA | 935.NA5
804 | TOTAL O&M EXPENSE |  |  |  | 1180129294.101 | 932681063.307 | 103951604.9503 | 96453470.319 | 38130355.5019 | 8912800.0228 |  | 367450719.7497 | 565230343.5572 |  | 77251435.8867 | 26700169.0637 |  | 15735249.1603 | 71661068.436 | 4431823.1309 | 2265084.6404 | 2360244.9514 | 0 | 0 | 0 | 0 | TOTAL O&M EXPENSE | NA | TOTAL O&M EXPENSE.NA
805 | [26 empty] | TOTAL O&M EXPENSE | NA | TOTAL O&M EXPENSE.NA1
806 | 403SP | Steam Depreciation | [24 empty] | 403SP | NA | 403SP.NA
807 |  |  | SG | P | 13217462.8735 | 13217462.8735 | 0 | 0 | 0 | 0 | 75% | 9913097.1551 | 3304365.7184 | [9 empty] | 0 | 0 | 0 | 0 | 403SP | SG | 403SP.SG
808 |  |  | SG | P | 13421295.2207 | 13421295.2207 | 0 | 0 | 0 | 0 | 75% | 10065971.4155 | 3355323.8052 | [9 empty] | 0 | 0 | 0 | 0 | 403SP | SG | 403SP.SG1
809 |  |  | SG | P | 68578509.2731 | 68578509.2731 | 0 | 0 | 0 | 0 | 75% | 51433881.9548 | 17144627.3183 | [9 empty] | 0 | 0 | 0 | 0 | 403SP | SG | 403SP.SG2
810 |  |  | SG | P | 6545395.1917 | 6545395.1917 | 0 | 0 | 0 | 0 | 75% | 4909046.3938 | 1636348.7979 | [9 empty] | 0 | 0 | 0 | 0 | 403SP | SG | 403SP.SG3
811 |  |  |  |  | 101762662.559 | 101762662.559 | 0 | 0 | 0 | 0 |  | 76321996.9193 | 25440665.6398 |  | 0 | 0 |  | 0 | 0 | 0 | 0 | 0 | 0 | 0 | 0 | 0 | 403SP | NA | 403SP.NA1
812 | [26 empty] | 403SP | NA | 403SP.NA2
813 | 403NP | Nuclear Depreciation | [24 empty] | 403NP | NA | 403NP.NA
814 |  |  | SG | P | 0 | 0 | 0 | 0 | 0 | 0 | 75% | 0 | 0 | [9 empty] | 0 | 0 | 0 | 0 | 403NP | SG | 403NP.SG
815 |  |  |  |  | 0 | 0 | 0 | 0 | 0 | 0 |  | 0 | 0 |  | 0 | 0 |  | 0 | 0 | 0 | 0 | 0 | 0 | 0 | 0 | 0 | 403NP | NA | 403NP.NA1
816 | [26 empty] | 403NP | NA | 403NP.NA2
817 | 403HP | Hydro Depreciation | [24 empty] | 403HP | NA | 403HP.NA
818 |  |  | SG | P | 1704479.3384 | 1704479.3384 | 0 | 0 | 0 | 0 | 75% | 1278359.5038 | 426119.8346 | [9 empty] | 0 | 0 | 0 | 0 | 403HP | SG | 403HP.SG
819 |  |  | SG | P | 613674.4162 | 613674.4162 | 0 | 0 | 0 | 0 | 75% | 460255.8122 | 153418.6041 | [9 empty] | 0 | 0 | 0 | 0 | 403HP | SG | 403HP.SG1
820 |  |  | SG | P | 10253738.5186 | 10253738.5186 | 0 | 0 | 0 | 0 | 75% | 7690303.8889 | 2563434.6296 | [9 empty] | 0 | 0 | 0 | 0 | 403HP | SG | 403HP.SG2
821 |  |  | SG | P | 2415260.4955 | 2415260.4955 | 0 | 0 | 0 | 0 | 75% | 1811445.3716 | 603815.1239 | [9 empty] | 0 | 0 | 0 | 0 | 403HP | SG | 403HP.SG3
822 |  |  |  |  | 14987152.7687 | 14987152.7687 | 0 | 0 | 0 | 0 |  | 11240364.5765 | 3746788.1922 |  | 0 | 0 |  | 0 | 0 | 0 | 0 | 0 | 0 | 0 | 0 | 0 | 403HP | NA | 403HP.NA1
823 | [26 empty] | 403HP | NA | 403HP.NA2
824 | 403OP | Other Production Depreciation | [24 empty] | 403OP | NA | 403OP.NA
825 |  |  | SG | P | 0 | 0 | 0 | 0 | 0 | 0 | 75% | 0 | 0 | [9 empty] | 0 | 0 | 0 | 0 | 403OP | SG | 403OP.SG
826 |  |  | SG | P | 24717665.9608 | 24717665.9608 | 0 | 0 | 0 | 0 | 75% | 18538249.4706 | 6179416.4902 | [9 empty] | 0 | 0 | 0 | 0 | 403OP | SG | 403OP.SG1
827 |  |  | SG | P | 1369850.6809 | 1369850.6809 | 0 | 0 | 0 | 0 | 75% | 1027388.0107 | 342462.6702 | [9 empty] | 0 | 0 | 0 | 0 | 403OP | SG | 403OP.SG2
828 |  |  | SG | P | 29263222.3173 | 29263222.3173 | 0 | 0 | 0 | 0 | 75% | 21947416.7379 | 7315805.5793 | [9 empty] | 0 | 0 | 0 | 0 | 403OP | SG | 403OP.SG3
829 |  |  |  |  | 55350738.959 | 55350738.959 | 0 | 0 | 0 | 0 |  | 41513054.2192 | 13837684.7397 |  | 0 | 0 |  | 0 | 0 | 0 | 0 | 0 | 0 | 0 | 0 | 0 | 403OP | NA | 403OP.NA1
830 | [26 empty] | 403OP | NA | 403OP.NA2
831 | 403TP | Transmission Depreciation | [24 empty] | 403TP | NA | 403TP.NA
832 |  |  | SG | T | 3798031.8163 | 0 | 3798031.8163 | 0 | 0 | 0 |  |  |  | 75% | 2848523.8622 | 949507.9541 | [6 empty] | 0 | 0 | 0 | 0 | 403TP | SG | 403TP.SG
833 |  |  | SG | T | 4781246.9611 | 0 | 4781246.9611 | 0 | 0 | 0 |  |  |  | 75% | 3585935.2208 | 1195311.7403 | [6 empty] | 0 | 0 | 0 | 0 | 403TP | SG | 403TP.SG1
834 |  |  | SG | T | 37919830.1091 | 0 | 37919830.1091 | 0 | 0 | 0 |  |  |  | 75% | 28439872.5818 | 9479957.5273 | [6 empty] | 0 | 0 | 0 | 0 | 403TP | SG | 403TP.SG2
835 |  |  |  |  | 46499108.8865 | 0 | 46499108.8865 | 0 | 0 | 0 |  | 0 | 0 |  | 34874331.6649 | 11624777.2216 |  | 0 | 0 | 0 | 0 | 0 | 0 | 0 | 0 | 0 | 403TP | NA | 403TP.NA1
836 | [26 empty] | 403TP | NA | 403TP.NA2
837 | 403 | Distribution Depreciation | [24 empty] | 403 | NA | 403.NA
838 | 360 |  | S | DPW | 180196.55 | 0 | 0 | 180196.55 | 0 | 0 |  | 0 | 0 |  | 0 | 0 | PLNT2 | 46065.8124 | 134130.7376 | 0 | 0 | 0 | 0 | 0 | 0 | 0 | 360 | S | 360.S
839 | 361 |  | S | DPW | 903407.92 | 0 | 0 | 903407.92 | 0 | 0 |  | 0 | 0 |  | 0 | 0 | PLNT2 | 230949.0376 | 672458.8824 | 0 | 0 | 0 | 0 | 0 | 0 | 0 | 361 | S | 361.S
840 | 362 |  | S | DPW | -11563951.69 | 0 | 0 | -11563951.69 | 0 | 0 |  | 0 | 0 |  | 0 | 0 | SUBS | -11563951.69 | 0 | 0 | 0 | 0 | 0 | 0 | 0 | 0 | 362 | S | 362.S
841 | 363 |  | S | DPW | 0 | 0 | 0 | 0 | 0 | 0 |  | 0 | 0 |  | 0 | 0 | SUBS | 0 | 0 | 0 | 0 | 0 | 0 | 0 | 0 | 0 | 363 | S | 363.S
842 | 364 |  | S | DPW | 13472534.17 | 0 | 0 | 13472534.17 | 0 | 0 |  | 0 | 0 |  | 0 | 0 | PC | 0 | 13472534.17 | 0 | 0 | 0 | 0 | 0 | 0 | 0 | 364 | S | 364.S
843 | 365 |  | S | DPW | 6443685.12 | 0 | 0 | 6443685.12 | 0 | 0 |  | 0 | 0 |  | 0 | 0 | PC | 0 | 6443685.12 | 0 | 0 | 0 | 0 | 0 | 0 | 0 | 365 | S | 365.S
844 | 366 |  | S | DPW | 4916823.97 | 0 | 0 | 4916823.97 | 0 | 0 |  | 0 | 0 |  | 0 | 0 | PC | 0 | 4916823.97 | 0 | 0 | 0 | 0 | 0 | 0 | 0 | 366 | S | 366.S
845 | 367 |  | S | DPW | 13288417.97 | 0 | 0 | 13288417.97 | 0 | 0 |  | 0 | 0 |  | 0 | 0 | PC | 0 | 13288417.97 | 0 | 0 | 0 | 0 | 0 | 0 | 0 | 367 | S | 367.S
846 | 368 |  | S | DPW | 12080288.08 | 0 | 0 | 12080288.08 | 0 | 0 |  | 0 | 0 |  | 0 | 0 | XFMR | 0 | 0 | 12080288.08 | 0 | 0 | 0 | 0 | 0 | 0 | 368 | S | 368.S
847 | 369 |  | S | DPW | 6717827.53 | 0 | 0 | 6717827.53 | 0 | 0 |  | 0 | 0 |  | 0 | 0 | SERV | 0 | 0 | 0 | 6717827.53 | 0 | 0 | 0 | 0 | 0 | 369 | S | 369.S
848 | 370 |  | S | DPW | 3308000.16 | 0 | 0 | 3308000.16 | 0 | 0 |  | 0 | 0 |  | 0 | 0 | METR | 0 | 0 | 0 | 0 | 3308000.16 | 0 | 0 | 0 | 0 | 370 | S | 370.S
849 | 371 |  | S | DPW | 273278.48 | 0 | 0 | 273278.48 | 0 | 0 |  | 0 | 0 |  | 0 | 0 | PC | 0 | 273278.48 | 0 | 0 | 0 | 0 | 0 | 0 | 0 | 371 | S | 371.S
850 | 372 |  | S | DPW | 0 | 0 | 0 | 0 | 0 | 0 |  | 0 | 0 |  | 0 | 0 | PLNT2 | 0 | 0 | 0 | 0 | 0 | 0 | 0 | 0 | 0 | 372 | S | 372.S
851 | 373 |  | S | DPW | 1052232.15 | 0 | 0 | 1052232.15 | 0 | 0 |  | 0 | 0 |  | 0 | 0 | PC | 0 | 1052232.15 | 0 | 0 | 0 | 0 | 0 | 0 | 0 | 373 | S | 373.S
852 |  |  |  |  | 51072740.41 | 0 | 0 | 51072740.41 | 0 | 0 |  | 0 | 0 |  | 0 | 0 |  | -11286936.84 | 40253561.48 | 12080288.08 | 6717827.53 | 3308000.16 | 0 | 0 | 0 | 0 | 373 | NA | 373.NA
853 | [26 empty] | 373 | NA | 373.NA1
854 | 403GP | General Depreciation | [24 empty] | 403GP | NA | 403GP.NA
855 |  |  | S | G-SITUS | 4820126.66 | 0 | 1486200.157 | 3333926.503 | 0 | 0 | 75% | 0 | 0 | 75% | 1114650.1178 | 371550.0393 | PLNT | 571683.4408 | 1664581.9864 | 632551.2496 | 361490.6948 | 103619.1314 | 0 | 0 | 0 | 0 | 403GP | S | 403GP.S
856 |  |  | SG | G-DGP | 10338.1894 | 6893.9727 | 3444.2167 | 0 | 0 | 0 | 75% | 5170.4796 | 1723.4932 | 75% | 2583.1625 | 861.0542 | PLNT | 0 | 0 | 0 | 0 | 0 | 0 | 0 | 0 | 0 | 403GP | SG | 403GP.SG
857 |  |  | SG | G-DGU | 31792.4052 | 21200.6152 | 10591.79 | 0 | 0 | 0 | 75% | 15900.4614 | 5300.1538 | 75% | 7943.8425 | 2647.9475 | PLNT | 0 | 0 | 0 | 0 | 0 | 0 | 0 | 0 | 0 | 403GP | SG | 403GP.SG1
858 |  |  | SE | P | 44492.8175 | 44492.8175 | 0 | 0 | 0 | 0 | 0% | 0 | 44492.8175 | 0% | 0 | 0 | PLNT | 0 | 0 | 0 | 0 | 0 | 0 | 0 | 0 | 0 | 403GP | SE | 403GP.SE
859 |  |  | CN | CUST | 504995.1115 | 0 | 0 | 0 | 504995.1115 | 0 | 75% | 0 | 0 | 75% | 0 | 0 | CUST | 0 | 0 | 0 | 0 | 0 | 0 | 0 | 0 | 0 | 403GP | CN | 403GP.CN
860 |  |  | SG | G-SG | 4009791.0826 | 1689072.8732 | 2320718.2095 | 0 | 0 | 0 | 75% | 1266804.6549 | 422268.2183 | 75% | 1740538.6571 | 580179.5524 | PLNT | 0 | 0 | 0 | 0 | 0 | 0 | 0 | 0 | 0 | 403GP | SG | 403GP.SG2
861 |  |  | SO | PTD | 5762140.5778 | 2834018.0477 | 1415879.0951 | 1512243.4351 | 0 | 0 | 75% | 2125513.5358 | 708504.5119 | 75% | 1061909.3213 | 353969.7738 | PLNT | 259311.2144 | 755041.594 | 286920.3846 | 163969.4005 | 47000.8415 | 0 | 0 | 0 | 0 | 403GP | SO | 403GP.SO
862 |  |  | SG | G-SG | 3371.3331 | 1420.1307 | 1951.2025 | 0 | 0 | 0 | 75% | 1065.098 | 355.0327 | 75% | 1463.4018 | 487.8006 | PLNT | 0 | 0 | 0 | 0 | 0 | 0 | 0 | 0 | 0 | 403GP | SG | 403GP.SG3
863 |  |  | SG | G-SG | 63376.321 | 26696.4594 | 36679.8617 | 0 | 0 | 0 | 75% | 20022.3445 | 6674.1148 | 75% | 27509.8963 | 9169.9654 | PLNT | 0 | 0 | 0 | 0 | 0 | 0 | 0 | 0 | 0 | 403GP | SG | 403GP.SG4
864 |  |  |  |  | 15250424.4982 | 4623794.9162 | 5275464.5324 | 4846169.9381 | 504995.1115 | 0 |  | 3434476.5741 | 1189318.3422 |  | 3956598.3993 | 1318866.1331 |  | 830994.6552 | 2419623.5804 | 919471.6343 | 525460.0953 | 150619.9729 | 0 | 0 | 0 | 0 | 403GP | NA | 403GP.NA1
865 | [26 empty] | 403GP | NA | 403GP.NA2
866 | 403GV0 | General Vehicles | [24 empty] | 403GV0 | NA | 403GV0.NA
867 |  |  | SG | G-SG | 0 | 0 | 0 | 0 | 0 | 0 | 0% | 0 | 0 |  | 0 | 0 | PLNT | 0 | 0 | 0 | 0 | 0 | 0 | 0 | 0 | 0 | 403GV0 | SG | 403GV0.SG
868 |  |  |  |  | 0 | 0 | 0 | 0 | 0 | 0 |  | 0 | 0 |  | 0 | 0 |  | 0 | 0 | 0 | 0 | 0 | 0 | 0 | 0 | 0 | 403GV0 | NA | 403GV0.NA1
869 | [26 empty] | 403GV0 | NA | 403GV0.NA2
870 | 403MP | Mining Depreciation | [24 empty] | 403MP | NA | 403MP.NA
871 |  |  | SE | P | 0 | 0 | 0 | 0 | 0 | 0 | 0% | 0 | 0 |  | 0 | 0 | [6 empty] | 0 | 0 | 0 | 0 | 403MP | SE | 403MP.SE
872 |  |  |  |  | 0 | 0 | 0 | 0 | 0 | 0 |  | 0 | 0 |  | 0 | 0 |  | 0 | 0 | 0 | 0 | 0 | 0 | 0 | 0 | 0 | 403MP | NA | 403MP.NA1
873 | [26 empty] | 403MP | NA | 403MP.NA2
874 | 403EP | Experimental Plant Depreciation | [24 empty] | 403EP | NA | 403EP.NA
875 |  |  | SG | P | 0 | 0 | 0 | 0 | 0 | 0 | 75% | 0 | 0 |  | 0 | 0 | [6 empty] | 0 | 0 | 0 | 0 | 403EP | SG | 403EP.SG
876 |  |  | SG | P | 0 | 0 | 0 | 0 | 0 | 0 | 75% | 0 | 0 |  | 0 | 0 | [6 empty] | 0 | 0 | 0 | 0 | 403EP | SG | 403EP.SG1
877 |  |  |  |  | 0 | 0 | 0 | 0 | 0 | 0 |  | 0 | 0 |  | 0 | 0 |  | 0 | 0 | 0 | 0 | 0 | 0 | 0 | 0 | 0 | 403EP | NA | 403EP.NA1
878 | [26 empty] | 403EP | NA | 403EP.NA2
879 | TOTAL DEPRECIATION EXPENSE |  |  |  | 284922828.0815 | 176724349.203 | 51774573.4189 | 55918910.3481 | 504995.1115 | 0 |  | 132509892.2891 | 44214456.9138 |  | 38830930.0642 | 12943643.3547 |  | -10455942.1848 | 42673185.0604 | 12999759.7143 | 7243287.6253 | 3458620.1329 | 0 | 0 | 0 | 0 | TOTAL DEPRECIATION EXPENSE | NA | TOTAL DEPRECIATION EXPENSE.NA
880 | [26 empty] | TOTAL DEPRECIATION EXPENSE | NA | TOTAL DEPRECIATION EXPENSE.NA1
881 | 404GP | Amort of LT Plant - Capital Lease Gen | [24 empty] | 404GP | NA | 404GP.NA
882 |  |  | S | I-SITUS | 727.87 | 1517.5634 | -387.4213 | -402.272 | 0 | 0 | 75% | 1138.1725 | 379.3908 | 75% | -290.566 | -96.8553 | PLNT | -68.9794 | -200.8487 | -76.3237 | -43.6175 | -12.5027 | 0 | 0 | 0 | 0 | 404GP | S | 404GP.S
883 |  |  | SG | I-SG | 0 | 0 | 0 | 0 | 0 | 0 | 75% | 0 | 0 | 75% | 0 | 0 | PLNT | 0 | 0 | 0 | 0 | 0 | 0 | 0 | 0 | 0 | 404GP | SG | 404GP.SG
884 |  |  | SO | PTD | 198940.4389 | 97845.7201 | 48883.8488 | 52210.87 | 0 | 0 | 75% | 73384.2901 | 24461.43 | 75% | 36662.8866 | 12220.9622 | PLNT | 8952.8338 | 26068.1433 | 9906.0525 | 5661.1157 | 1622.7247 | 0 | 0 | 0 | 0 | 404GP | SO | 404GP.SO
885 |  |  | SG | P | 0 | 0 | 0 | 0 | 0 | 0 | 75% | 0 | 0 | 75% | 0 | 0 | PLNT | 0 | 0 | 0 | 0 | 0 | 0 | 0 | 0 | 0 | 404GP | SG | 404GP.SG1
886 |  |  | CN | CUST | 0 | 0 | 0 | 0 | 0 | 0 | 75% | 0 | 0 | 75% | 0 | 0 | CUST | 0 | 0 | 0 | 0 | 0 | 0 | 0 | 0 | 0 | 404GP | CN | 404GP.CN
887 |  |  | SG | P | 0 | 0 | 0 | 0 | 0 | 0 | 75% | 0 | 0 | 75% | 0 | 0 | PLNT | 0 | 0 | 0 | 0 | 0 | 0 | 0 | 0 | 0 | 404GP | SG | 404GP.SG2
888 |  |  |  |  | 199668.3089 | 99363.2835 | 48496.4274 | 51808.598 | 0 | 0 |  | 74522.4626 | 24840.8209 |  | 36372.3206 | 12124.1069 |  | 8883.8544 | 25867.2946 | 9829.7288 | 5617.4982 | 1610.222 | 0 | 0 | 0 | 0 | 404GP | NA | 404GP.NA1
889 | [26 empty] | 404GP | NA | 404GP.NA2
890 | 404SP | Amort of LT Plant - Cap Lease Steam | [24 empty] | 404SP | NA | 404SP.NA
891 |  |  | SG | P | 0 | 0 | 0 | 0 | 0 | 0 | 75% | 0 | 0 | 75% | 0 | 0 | DRB | 0 | 0 | 0 | 0 | 0 | 0 | 0 | 0 | 0 | 404SP | SG | 404SP.SG
892 |  |  |  |  | 0 | 0 | 0 | 0 | 0 | 0 |  | 0 | 0 |  | 0 | 0 |  | 0 | 0 | 0 | 0 | 0 | 0 | 0 | 0 | 0 | 404SP | NA | 404SP.NA1
893 | [26 empty] | 404SP | NA | 404SP.NA2
894 | 404IP | Amort of LT Plant - Intangible Plant | [24 empty] | 404IP | NA | 404IP.NA
895 |  |  | S | I-SITUS | 4487265.16 | 9355666.7986 | -2388424.1176 | -2479977.521 | 0 | 0 | 75% | 7016750.0989 | 2338916.6996 | 75% | -1791318.0882 | -597106.0294 | PLNT | -425252.9506 | -1238217.4305 | -470530.1327 | -268898.7884 | -77078.2188 | 0 | 0 | 0 | 0 | 404IP | S | 404IP.S
896 |  |  | SE | P | 1340.5736 | 1340.5736 | 0 | 0 | 0 | 0 | 0% | 0 | 1340.5736 | 0% | 0 | 0 | PLNT | 0 | 0 | 0 | 0 | 0 | 0 | 0 | 0 | 0 | 404IP | SE | 404IP.SE
897 |  |  | SG | I-SG | 4952441.1127 | 4131135.2333 | 821305.8793 | 0 | 0 | 0 | 75% | 3098351.425 | 1032783.8083 | 75% | 615979.4095 | 205326.4698 | PLNT | 0 | 0 | 0 | 0 | 0 | 0 | 0 | 0 | 0 | 404IP | SG | 404IP.SG
898 |  |  | SO | PTD | 4969300.9835 | 2444072.3862 | 1221061.7364 | 1304166.8609 | 0 | 0 | 75% | 1833054.2896 | 611018.0965 | 75% | 915796.3023 | 305265.4341 | PLNT | 223631.3841 | 651151.9261 | 247441.6808 | 141408.0917 | 40533.7782 | 0 | 0 | 0 | 0 | 404IP | SO | 404IP.SO
899 |  |  | CN | CUST | 2472134.3294 | 0 | 0 | 0 | 2472134.3294 | 0 | 75% | 0 | 0 | 75% | 0 | 0 | CUST | 0 | 0 | 0 | 0 | 0 | 0 | 0 | 0 | 0 | 404IP | CN | 404IP.CN
900 |  |  | SG | I-SG | 1128030.1835 | 940959.242 | 187070.9415 | 0 | 0 | 0 | 75% | 705719.4315 | 235239.8105 | 75% | 140303.2061 | 46767.7354 | PLNT | 0 | 0 | 0 | 0 | 0 | 0 | 0 | 0 | 0 | 404IP | SG | 404IP.SG1
901 |  |  | SG | I-SG | 133633.421 | 111471.8421 | 22161.5789 | 0 | 0 | 0 | 75% | 83603.8816 | 27867.9605 | 75% | 16621.1842 | 5540.3947 | PLNT | 0 | 0 | 0 | 0 | 0 | 0 | 0 | 0 | 0 | 404IP | SG | 404IP.SG2
902 |  |  | SG | I-DGU | 34214.2252 | 34214.2252 | 0 | 0 | 0 | 0 | 75% | 25660.6689 | 8553.5563 | 75% | 0 | 0 | PLNT | 0 | 0 | 0 | 0 | 0 | 0 | 0 | 0 | 0 | 404IP | SG | 404IP.SG3
903 |  |  | SG | I-SG | 0 | 0 | 0 | 0 | 0 | 0 | 75% | 0 | 0 | 75% | 0 | 0 | PLNT | 0 | 0 | 0 | 0 | 0 | 0 | 0 | 0 | 0 | 404IP | SG | 404IP.SG4
904 |  |  | SG | I-SG | 63980.646 | 53370.1855 | 10610.4605 | 0 | 0 | 0 | 75% | 40027.6392 | 13342.5464 | 75% | 7957.8454 | 2652.6151 | PLNT | 0 | 0 | 0 | 0 | 0 | 0 | 0 | 0 | 0 | 404IP | SG | 404IP.SG5
905 |  |  | SG | I-DGU | 7171.6564 | 7171.6564 | 0 | 0 | 0 | 0 | 75% | 5378.7423 | 1792.9141 | 75% | 0 | 0 | PLNT | 0 | 0 | 0 | 0 | 0 | 0 | 0 | 0 | 0 | 404IP | SG | 404IP.SG6
906 |  |  |  |  | 18249512.2914 | 17079402.143 | -126213.5209 | -1175810.6601 | 2472134.3294 | 0 |  | 12808546.177 | 4270855.966 |  | -94660.1407 | -31553.3802 |  | -201621.5664 | -587065.5044 | -223088.4519 | -127490.6967 | -36544.4407 | 0 | 0 | 0 | 0 | 404IP | NA | 404IP.NA1
907 | [26 empty] | 404IP | NA | 404IP.NA2
908 | 404OP | Amort of LT Plant - Other Plant | [24 empty] | 404OP | NA | 404OP.NA
909 |  |  | SG | P | 0 | 0 | 0 | 0 | 0 | 0 | 75% | 0 | 0 | 75% | 0 | 0 | PLNT | 0 | 0 | 0 | 0 | 0 | 0 | 0 | 0 | 0 | 404OP | SG | 404OP.SG
910 |  |  |  |  | 0 | 0 | 0 | 0 | 0 | 0 |  | 0 | 0 |  | 0 | 0 |  | 0 | 0 | 0 | 0 | 0 | 0 | 0 | 0 | 0 | 404OP | NA | 404OP.NA1
911 | [26 empty] | 404OP | NA | 404OP.NA2
912 | 404HP | Amortization of Other Electric Plant | [24 empty] | 404HP | NA | 404HP.NA
913 |  |  | SG | P | 133109.3525 | 133109.3525 | 0 | 0 | 0 | 0 | 75% | 99832.0144 | 33277.3381 | 75% | 0 | 0 | PLNT | 0 | 0 | 0 | 0 | 0 | 0 | 0 | 0 | 0 | 404HP | SG | 404HP.SG
914 |  |  | SG | P | 0 | 0 | 0 | 0 | 0 | 0 | 75% | 0 | 0 | 75% | 0 | 0 | PLNT | 0 | 0 | 0 | 0 | 0 | 0 | 0 | 0 | 0 | 404HP | SG | 404HP.SG1
915 |  |  |  |  | 133109.3525 | 133109.3525 | 0 | 0 | 0 | 0 |  | 99832.0144 | 33277.3381 |  | 0 | 0 |  | 0 | 0 | 0 | 0 | 0 | 0 | 0 | 0 | 0 | 404HP | NA | 404HP.NA1
916 | [26 empty] | 404HP | NA | 404HP.NA2
917 | Total Amortization of Limited Term Plant |  |  |  | 18582289.9527 | 17311874.779 | -77717.0935 | -1124002.0621 | 2472134.3294 | 0 |  | 12982900.654 | 4328974.125 |  | -58287.8201 | -19429.2734 |  | -192737.7121 | -561198.2099 | -213258.7231 | -121873.1985 | -34934.2186 | 0 | 0 | 0 | 0 | Total Amortization of Limited Term Plant | NA | Total Amortization of Limited Term Plant.NA
918 | [26 empty] | Total Amortization of Limited Term Plant | NA | Total Amortization of Limited Term Plant.NA1
919 | [26 empty] | Total Amortization of Limited Term Plant | NA | Total Amortization of Limited Term Plant.NA2
920 | 405 | Amortization of Other Electric Plant | [24 empty] | 405 | NA | 405.NA
921 |  |  | S | GP | 0 | 0 | 0 | 0 | 0 | 0 | 75% | 0 | 0 | 75% | 0 | 0 | PLNT | 0 | 0 | 0 | 0 | 0 | 0 | 0 | 0 | 0 | 405 | S | 405.S
922 | [26 empty] | 405 | NA | 405.NA1
923 |  |  |  |  | 0 | 0 | 0 | 0 | 0 | 0 |  | 0 | 0 |  | 0 | 0 |  | 0 | 0 | 0 | 0 | 0 | 0 | 0 | 0 | 0 | 405 | NA | 405.NA2
924 | [26 empty] | 405 | NA | 405.NA3
925 | 406 | Amortization of Plant Acquisition Adj | [24 empty] | 406 | NA | 406.NA
926 |  |  | S | P | 301635.48 | 301635.48 | 0 | 0 | 0 | 0 | 75% | 226226.61 | 75408.87 | 75% | 0 | 0 | [6 empty] | 0 | 0 | 0 | 0 | 406 | S | 406.S
927 |  |  | SG | P | 0 | 0 | 0 | 0 | 0 | 0 | 75% | 0 | 0 | 75% | 0 | 0 | [6 empty] | 0 | 0 | 0 | 0 | 406 | SG | 406.SG
928 |  |  | SG | P | 0 | 0 | 0 | 0 | 0 | 0 | 75% | 0 | 0 | 75% | 0 | 0 | [6 empty] | 0 | 0 | 0 | 0 | 406 | SG | 406.SG1
929 |  |  | SG | P | 2080177.2674 | 2080177.2674 | 0 | 0 | 0 | 0 | 75% | 1560132.9505 | 520044.3168 | 75% | 0 | 0 | [6 empty] | 0 | 0 | 0 | 0 | 406 | SG | 406.SG2
930 |  |  | SO | P | 0 | 0 | 0 | 0 | 0 | 0 | 75% | 0 | 0 | 75% | 0 | 0 | [6 empty] | 0 | 0 | 0 | 0 | 406 | SO | 406.SO
931 |  |  |  |  | 2381812.7474 | 2381812.7474 | 0 | 0 | 0 | 0 |  | 1786359.5605 | 595453.1868 |  | 0 | 0 |  | 0 | 0 | 0 | 0 | 0 | 0 | 0 | 0 | 0 | 406 | NA | 406.NA1
932 | [26 empty] | 406 | NA | 406.NA2
933 | 407 | Amort of Prop Losses, Unrec Plant, etc | [24 empty] | 407 | NA | 407.NA
934 |  |  | S | P | 3572684.28 | 3572684.28 | 0 | 0 | 0 | 0 | 75% | 2679513.21 | 893171.07 | 75% | 0 | 0 | PLNT | 0 | 0 | 0 | 0 | 0 | 0 | 0 | 0 | 0 | 407 | S | 407.S
935 |  |  | SO | GP | 0 | 0 | 0 | 0 | 0 | 0 | 75% | 0 | 0 | 75% | 0 | 0 | PLNT | 0 | 0 | 0 | 0 | 0 | 0 | 0 | 0 | 0 | 407 | SO | 407.SO
936 |  |  | SG | P | 0 | 0 | 0 | 0 | 0 | 0 | 75% | 0 | 0 | 75% | 0 | 0 | PLNT | 0 | 0 | 0 | 0 | 0 | 0 | 0 | 0 | 0 | 407 | SG | 407.SG
937 |  |  | SE | P | 0 | 0 | 0 | 0 | 0 | 0 | 75% | 0 | 0 | 75% | 0 | 0 | PLNT | 0 | 0 | 0 | 0 | 0 | 0 | 0 | 0 | 0 | 407 | SE | 407.SE
938 |  |  | SG | P | 0 | 0 | 0 | 0 | 0 | 0 | 75% | 0 | 0 | 75% | 0 | 0 | PLNT | 0 | 0 | 0 | 0 | 0 | 0 | 0 | 0 | 0 | 407 | SG | 407.SG1
939 |  |  | TROJP | P | 0 | 0 | 0 | 0 | 0 | 0 | 75% | 0 | 0 | 75% | 0 | 0 | PLNT | 0 | 0 | 0 | 0 | 0 | 0 | 0 | 0 | 0 | 407 | TROJP | 407.TROJP
940 |  |  |  |  | 3572684.28 | 3572684.28 | 0 | 0 | 0 | 0 |  | 2679513.21 | 893171.07 |  | 0 | 0 |  | 0 | 0 | 0 | 0 | 0 | 0 | 0 | 0 | 0 | 407 | NA | 407.NA1
941 | [26 empty] | 407 | NA | 407.NA2
942 | TOTAL AMORTIZATION EXPENSE |  |  |  | 24536786.9801 | 23266371.8064 | -77717.0935 | -1124002.0621 | 2472134.3294 | 0 |  | 17448773.4246 | 5817598.3818 |  | -58287.8201 | -19429.2734 |  | -192737.7121 | -561198.2099 | -213258.7231 | -121873.1985 | -34934.2186 | 0 | 0 | 0 | 0 | TOTAL AMORTIZATION EXPENSE | NA | TOTAL AMORTIZATION EXPENSE.NA
943 | [26 empty] | TOTAL AMORTIZATION EXPENSE | NA | TOTAL AMORTIZATION EXPENSE.NA1
944 | 408 | Taxes Other Than Income | [24 empty] | 408 | NA | 408.NA
945 |  |  | S | DMSC | 11.28 | 0 | 0 | 0 | 0 | 11.28 | 75% | 0 | 0 | 75% | 0 | 0 | PLNT | 0 | 0 | 0 | 0 | 0 | 0 | 0 | 0 | 0 | 408 | S | 408.S
946 |  |  | GPS | GP | 62655789.4828 | 30171680.5668 | 15387960.1139 | 16714533.8932 | 381614.9088 | 0 | 75% | 22628760.4251 | 7542920.1417 | 75% | 11540970.0854 | 3846990.0285 | PLNT | 2866116.6463 | 8345328.5501 | 3171275.4591 | 1812322.0368 | 519491.201 | 0 | 0 | 0 | 0 | 408 | GPS | 408.GPS
947 |  |  | SO | GP | 5623296.4022 | 2707879.0991 | 1381054.5117 | 1500113.2231 | 34249.5683 | 0 | 75% | 2030909.3244 | 676969.7748 | 75% | 1035790.8837 | 345263.6279 | PLNT | 257231.1922 | 748985.152 | 284618.9 | 162654.1469 | 46623.832 | 0 | 0 | 0 | 0 | 408 | SO | 408.SO
948 |  |  | SE | P | 365738.8837 | 365738.8837 | 0 | 0 | 0 | 0 | 75% | 274304.1628 | 91434.7209 | 75% | 0 | 0 | PLNT | 0 | 0 | 0 | 0 | 0 | 0 | 0 | 0 | 0 | 408 | SE | 408.SE
949 |  |  | SG | P | 788202.2829 | 788202.2829 | 0 | 0 | 0 | 0 | 75% | 591151.7122 | 197050.5707 | 75% | 0 | 0 | PLNT | 0 | 0 | 0 | 0 | 0 | 0 | 0 | 0 | 0 | 408 | SG | 408.SG
950 |  |  | OPRV-ID | DMSC | 0 | 0 | 0 | 0 | 0 | 0 | 75% | 0 | 0 | 75% | 0 | 0 | PLNT | 0 | 0 | 0 | 0 | 0 | 0 | 0 | 0 | 0 | 408 | OPRV-ID | 408.OPRV-ID
951 |  |  | EXCTAX | GP | 0 | 0 | 0 | 0 | 0 | 0 | 75% | 0 | 0 | 75% | 0 | 0 | PLNT | 0 | 0 | 0 | 0 | 0 | 0 | 0 | 0 | 0 | 408 | EXCTAX | 408.EXCTAX
952 |  |  | DGP | GP | 0 | 0 | 0 | 0 | 0 | 0 | 75% | 0 | 0 | 75% | 0 | 0 | PLNT | 0 | 0 | 0 | 0 | 0 | 0 | 0 | 0 | 0 | 408 | DGP | 408.DGP
953 |  |  |  |  | 69433038.3316 | 34033500.8325 | 16769014.6255 | 18214647.1163 | 415864.4772 | 11.28 |  | 25525125.6244 | 8508375.2081 |  | 12576760.9691 | 4192253.6564 |  | 3123347.8384 | 9094313.7022 | 3455894.359 | 1974976.1837 | 566115.033 | 0 | 0 | 0 | 0 | 408 | NA | 408.NA1
954 | [26 empty] | 408 | NA | 408.NA2
955 | 41140 | Deferred Investment Tax Credit - Fed | [24 empty] | 41140 | NA | 41140.NA
956 |  |  | DGU | PTD | -3090508.1406 | -1520017.731 | -759402.8313 | -811087.5782 | 0 | 0 | 75% | -1140013.2983 | -380004.4328 | 75% | -569552.1235 | -189850.7078 | PLNT | -139080.8517 | -404964.4678 | -153888.9537 | -87944.5339 | -25208.7712 | 0 | 0 | 0 | 0 | 41140 | DGU | 41140.DGU
957 | [26 empty] | 41140 | NA | 41140.NA1
958 |  |  |  |  | -3090508.1406 | -1520017.731 | -759402.8313 | -811087.5782 | 0 | 0 |  | -1140013.2983 | -380004.4328 |  | -569552.1235 | -189850.7078 |  | -139080.8517 | -404964.4678 | -153888.9537 | -87944.5339 | -25208.7712 | 0 | 0 | 0 | 0 | 41140 | NA | 41140.NA2
959 | [26 empty] | 41140 | NA | 41140.NA3
960 | 41141 | Deferred Investment Tax Credit - Idaho | [24 empty] | 41141 | NA | 41141.NA
961 |  |  | DGU | PTD | 0 | 0 | 0 | 0 | 0 | 0 | 75% | 0 | 0 | 75% | 0 | 0 | PLNT | 0 | 0 | 0 | 0 | 0 | 0 | 0 | 0 | 0 | 41141 | DGU | 41141.DGU
962 | [26 empty] | 41141 | NA | 41141.NA1
963 |  |  |  |  | 0 | 0 | 0 | 0 | 0 | 0 |  | 0 | 0 |  | 0 | 0 |  | 0 | 0 | 0 | 0 | 0 | 0 | 0 | 0 | 0 | 41141 | NA | 41141.NA2
964 | [26 empty] | 41141 | NA | 41141.NA3
965 | TOTAL DEFERRED ITC |  |  |  | -3090508.1406 | -1520017.731 | -759402.8313 | -811087.5782 | 0 | 0 |  | -1140013.2983 | -380004.4328 |  | -569552.1235 | -189850.7078 |  | -139080.8517 | -404964.4678 | -153888.9537 | -87944.5339 | -25208.7712 | 0 | 0 | 0 | 0 | TOTAL DEFERRED ITC | NA | TOTAL DEFERRED ITC.NA
966 | [26 empty] | TOTAL DEFERRED ITC | NA | TOTAL DEFERRED ITC.NA1
967 | 427 | Interest on Long-Term Debt | [24 empty] | 427 | NA | 427.NA
968 |  |  | S |  | 157339445.6865 | 76972157.2314 | 40199769.7257 | 39604877.5579 | 433450.9142 | 129190.2574 |  | 54806924.622 | 22165232.6094 |  | 30149827.2943 | 10049942.4314 | PLNT | 6791227.2975 | 19774150.8988 | 7514297.2613 | 4294274.2419 | 1230927.8583 | 0 | 0 | 0 | 0 | 427 | S | 427.S
969 |  |  | SNP | GP | 0 | 0 | 0 | 0 | 0 | 0 | 75% | 0 | 0 | 75% | 0 | 0 | PLNT | 0 | 0 | 0 | 0 | 0 | 0 | 0 | 0 | 0 | 427 | SNP | 427.SNP
970 |  |  |  |  | 157339445.6865 | 76972157.2314 | 40199769.7257 | 39604877.5579 | 433450.9142 | 129190.2574 |  | 54806924.622 | 22165232.6094 |  | 30149827.2943 | 10049942.4314 |  | 6791227.2975 | 19774150.8988 | 7514297.2613 | 4294274.2419 | 1230927.8583 | 0 | 0 | 0 | 0 | 427 | NA | 427.NA1
971 | [26 empty] | 427 | NA | 427.NA2
972 | 428 | Amortization of Debt Disc & Exp | [24 empty] | 428 | NA | 428.NA
973 |  |  | SNP | GP | 2117838.1873 | 1019837.7166 | 520130.8582 | 564970.587 | 12899.0255 | 0 | 75% | 764878.2875 | 254959.4292 | 75% | 390098.1436 | 130032.7145 | PLNT | 96878.0592 | 282081.7619 | 107192.7802 | 61258.582 | 17559.4037 | 0 | 0 | 0 | 0 | 428 | SNP | 428.SNP
974 |  |  |  |  | 2117838.1873 | 1019837.7166 | 520130.8582 | 564970.587 | 12899.0255 | 0 |  | 764878.2875 | 254959.4292 |  | 390098.1436 | 130032.7145 |  | 96878.0592 | 282081.7619 | 107192.7802 | 61258.582 | 17559.4037 | 0 | 0 | 0 | 0 | 428 | NA | 428.NA1
975 | [26 empty] | 428 | NA | 428.NA2
976 | 429 | Amortization of Premium on Debt | [24 empty] | 429 | NA | 429.NA
977 |  |  | SNP | GP | -4904.0581 | -2361.5324 | -1204.4131 | -1308.2438 | -29.8689 | 0 | 75% | -1771.1493 | -590.3831 | 75% | -903.3098 | -301.1033 | PLNT | -224.3305 | -653.1875 | -248.2152 | -141.8501 | -40.6605 | 0 | 0 | 0 | 0 | 429 | SNP | 429.SNP
978 |  |  |  |  | -4904.0581 | -2361.5324 | -1204.4131 | -1308.2438 | -29.8689 | 0 |  | -1771.1493 | -590.3831 |  | -903.3098 | -301.1033 |  | -224.3305 | -653.1875 | -248.2152 | -141.8501 | -40.6605 | 0 | 0 | 0 | 0 | 429 | NA | 429.NA1
979 | [26 empty] | 429 | NA | 429.NA2
980 | 431 | Other Interest Expense | [24 empty] | 431 | NA | 431.NA
981 |  |  | OTH | NUTIL | 0 | 0 | 0 | 0 | 0 | 0 | 75% | 0 | 0 | 75% | 0 | 0 | PLNT | 0 | 0 | 0 | 0 | 0 | 0 | 0 | 0 | 0 | 431 | OTH | 431.OTH
982 |  |  | SO | GP | 0 | 0 | 0 | 0 | 0 | 0 | 75% | 0 | 0 | 75% | 0 | 0 | PLNT | 0 | 0 | 0 | 0 | 0 | 0 | 0 | 0 | 0 | 431 | SO | 431.SO
983 |  |  | SNP | GP | 6282206.4788 | 3025174.987 | 1542879.6528 | 1675889.0756 | 38262.7635 | 0 | 75% | 2268881.2402 | 756293.7467 | 75% | 1157159.7396 | 385719.9132 | PLNT | 287372.2718 | 836747.5299 | 317969.1358 | 181713.1559 | 52086.9822 | 0 | 0 | 0 | 0 | 431 | SNP | 431.SNP
984 |  |  |  |  | 6282206.4788 | 3025174.987 | 1542879.6528 | 1675889.0756 | 38262.7635 | 0 |  | 2268881.2402 | 756293.7467 |  | 1157159.7396 | 385719.9132 |  | 287372.2718 | 836747.5299 | 317969.1358 | 181713.1559 | 52086.9822 | 0 | 0 | 0 | 0 | 431 | NA | 431.NA1
985 | [26 empty] | 431 | NA | 431.NA2
986 | 432 | AFUDC - Borrowed | [24 empty] | 432 | NA | 432.NA
987 |  |  | SNP | GP | -5003916.5183 | -2409618.84 | -1228937.7954 | -1334882.7448 | -30477.1381 | 0 | 75% | -1807214.13 | -602404.71 | 75% | -921703.3466 | -307234.4489 | PLNT | -228898.3755 | -666487.9292 | -253269.455 | -144738.5509 | -41488.4342 | 0 | 0 | 0 | 0 | 432 | SNP | 432.SNP
988 |  |  |  |  | -5003916.5183 | -2409618.84 | -1228937.7954 | -1334882.7448 | -30477.1381 | 0 |  | -1807214.13 | -602404.71 |  | -921703.3466 | -307234.4489 |  | -228898.3755 | -666487.9292 | -253269.455 | -144738.5509 | -41488.4342 | 0 | 0 | 0 | 0 | 432 | NA | 432.NA1
989 | [26 empty] | 432 | NA | 432.NA2
990 |  | Electric Interest Deductions for Tax |  |  | 3391224.0896 | 1633032.3312 | 832868.3025 | 904668.6739 | 20654.782 | 0 |  | 1224774.2484 | 408258.0828 |  | 624651.2269 | 208217.0756 |  | 155127.625 | 451688.1752 | 171644.2458 | 98091.3368 | 28117.2912 |  |  |  |  | 432 | NA | 432.NA3
991 | [26 empty] | 432 | NA | 432.NA4
992 |  | Total Electric Interest Deductions for Tax |  |  | 160730669.7761 | 78605189.5626 | 41032638.0282 | 40509546.2318 | 454105.6961 | 129190.2574 |  | 56031698.8704 | 22573490.6922 |  | 30774478.5212 | 10258159.5071 |  | 6946354.9225 | 20225839.074 | 7685941.5071 | 4392365.5787 | 1259045.1494 | 0 | 0 | 0 | 0 | 432 | NA | 432.NA5
993 | [26 empty] | 432 | NA | 432.NA6
994 | [26 empty] | 432 | NA | 432.NA7
995 | 419 | Interest & Dividends | [24 empty] | 419 | NA | 419.NA
996 |  |  | SNP | GP | -12826263.1802 | -6176443.0507 | -3150068.4591 | -3421631.3037 | -78120.3668 | 0 | 75% | -4632332.2881 | -1544110.7627 | 75% | -2362551.3443 | -787517.1148 | PLNT | -586722.5792 | -1708371.7433 | -649191.6228 | -371000.3434 | -106345.0149 |  |  |  |  | 419 | SNP | 419.SNP
997 |  | Total Operating Deductions for Tax |  |  | -12826263.1802 | -6176443.0507 | -3150068.4591 | -3421631.3037 | -78120.3668 | 0 |  | -4632332.2881 | -1544110.7627 |  | -2362551.3443 | -787517.1148 |  | -586722.5792 | -1708371.7433 | -649191.6228 | -371000.3434 | -106345.0149 |  |  |  |  | 419 | NA | 419.NA1
998 | [26 empty] | 419 | NA | 419.NA2
999 | 41010 | Deferred Income Tax - Federal-DR | [24 empty] | 41010 | NA | 41010.NA
1000 |  |  | S | GP | 581461 | 280000.5506 | 142804.021 | 155114.949 | 3541.4794 | 0 | 75% | 210000.413 | 70000.1377 | 75% | 107103.0157 | 35701.0052 | PLNT | 26598.2612 | 77446.6833 | 29430.2093 | 16818.7903 | 4821.005 | 0 | 0 | 0 | 0 | 41010 | S | 41010.S
1001 |  |  | TROJP | P | 0 | 0 | 0 | 0 | 0 | 0 | 75% | 0 | 0 | 75% | 0 | 0 | PLNT | 0 | 0 | 0 | 0 | 0 | 0 | 0 | 0 | 0 | 41010 | TROJP | 41010.TROJP
1002 |  |  | SG | PT | 44422.533 | 29622.8958 | 14799.6372 | 0 | 0 | 0 | 75% | 22217.1718 | 7405.7239 | 75% | 11099.7279 | 3699.9093 | PLNT | 0 | 0 | 0 | 0 | 0 | 0 | 0 | 0 | 0 | 41010 | SG | 41010.SG
1003 |  |  | SO | LABOR | 18901416.8321 | 8492248.3927 | 1603820.2012 | 6199139.1918 | 2606209.0464 | 0 | 75% | 6369186.2946 | 2123062.0982 | 75% | 1202865.1509 | 400955.0503 | DISom | 533852.2734 | 5439665.2923 | 50179.6177 | 0 | 175442.0084 | 0 | 0 | 0 | 0 | 41010 | SO | 41010.SO
1004 |  |  | SNP | GP | 5239049.361 | 2522846.2541 | 1286685.2891 | 1397608.5664 | 31909.2515 | 0 | 75% | 1892134.6906 | 630711.5635 | 75% | 965013.9668 | 321671.3223 | PLNT | 239654.2555 | 697806.0379 | 265170.5262 | 151539.7809 | 43437.9659 | 0 | 0 | 0 | 0 | 41010 | SNP | 41010.SNP
1005 |  |  | SE | P | 3634042.3304 | 3634042.3304 | 0 | 0 | 0 | 0 | 75% | 2725531.7478 | 908510.5826 | 75% | 0 | 0 | PLNT | 0 | 0 | 0 | 0 | 0 | 0 | 0 | 0 | 0 | 41010 | SE | 41010.SE
1006 |  |  | SG | PT | 20884448.7629 | 13926667.5691 | 6957781.1938 | 0 | 0 | 0 | 75% | 10445000.6768 | 3481666.8923 | 75% | 5218335.8953 | 1739445.2984 | PLNT | 0 | 0 | 0 | 0 | 0 | 0 | 0 | 0 | 0 | 41010 | SG | 41010.SG1
1007 |  |  | GPS | GP | 8514986.6223 | 4100362.6085 | 2091239.7018 | 2271522.4511 | 51861.861 | 0 | 75% | 3075271.9563 | 1025090.6521 | 75% | 1568429.7764 | 522809.9255 | PLNT | 389508.2179 | 1134138.7851 | 430979.6163 | 246296.4401 | 70599.3917 | 0 | 0 | 0 | 0 | 41010 | GPS | 41010.GPS
1008 |  |  | DITEXP | DITEXP | 0 | 0 | 0 | 0 | 0 | 0 | 75% | 0 | 0 | 75% | 0 | 0 | PLNT | 0 | 0 | 0 | 0 | 0 | 0 | 0 | 0 | 0 | 41010 | DITEXP | 41010.DITEXP
1009 |  |  | BADDEBT | CUST | 0 | 0 | 0 | 0 | 0 | 0 | 75% | 0 | 0 | 75% | 0 | 0 | PLNT | 0 | 0 | 0 | 0 | 0 | 0 | 0 | 0 | 0 | 41010 | BADDEBT | 41010.BADDEBT
1010 |  |  | CN | CUST | 0 | 0 | 0 | 0 | 0 | 0 | 75% | 0 | 0 | 75% | 0 | 0 | PLNT | 0 | 0 | 0 | 0 | 0 | 0 | 0 | 0 | 0 | 41010 | CN | 41010.CN
1011 |  |  | IBT | IBT | 0 | 0 | 0 | 0 | 0 | 0 | 75% | 0 | 0 | 75% | 0 | 0 | PLNT | 0 | 0 | 0 | 0 | 0 | 0 | 0 | 0 | 0 | 41010 | IBT | 41010.IBT
1012 |  |  | CIAC | DPW | 0 | 0 | 0 | 0 | 0 | 0 | 75% | 0 | 0 | 75% | 0 | 0 | PLNT | 0 | 0 | 0 | 0 | 0 | 0 | 0 | 0 | 0 | 41010 | CIAC | 41010.CIAC
1013 |  |  | SCHMDEXP | GP | 0 | 0 | 0 | 0 | 0 | 0 | 75% | 0 | 0 | 75% | 0 | 0 | PLNT | 0 | 0 | 0 | 0 | 0 | 0 | 0 | 0 | 0 | 41010 | SCHMDEXP | 41010.SCHMDEXP
1014 |  |  | TAXDEPR | TAXDEPR | 145783000.1498 | 52069747.5951 | 43698947.5311 | 48746612.6142 | 1267692.4094 | 0 | 75% | 39052310.6963 | 13017436.8988 | 75% | 32774210.6483 | 10924736.8828 | PLNT | 8358801.9118 | 24338488.9205 | 9248773.3898 | 5285493.5007 | 1515054.8913 | 0 | 0 | 0 | 0 | 41010 | TAXDEPR | 41010.TAXDEPR
1015 |  |  | SNPD | DPW | 194728.9944 | 0 | 0 | 194728.9944 | 0 | 0 |  | 0 | 0 |  | 0 | 0 | PLNT | 33391.0605 | 97225.4115 | 36946.246 | 21114.0586 | 6052.2178 | 0 | 0 | 0 | 0 | 41010 | SNPD | 41010.SNPD
1016 |  |  |  |  | 203777556.5859 | 85055538.1963 | 55796077.5751 | 58964726.7668 | 3961214.0476 | 0 |  | 63791653.6472 | 21263884.5491 |  | 41847058.1813 | 13949019.3938 |  | 9581805.9803 | 31784771.1306 | 10061479.6054 | 5721262.5705 | 1815407.48 | 0 | 0 | 0 | 0 | 41010 | NA | 41010.NA1
1017 | [26 empty] | 41010 | NA | 41010.NA2
1018 | 41020 | Deferred Income Tax - State-DR | [24 empty] | 41020 | NA | 41020.NA
1019 |  |  | S | GP | 0 | 0 | 0 | 0 | 0 | 0 | 75% | 0 | 0 | 75% | 0 | 0 | PLNT | 0 | 0 | 0 | 0 | 0 | 0 | 0 | 0 | 0 | 41020 | S | 41020.S
1020 |  |  | SG | PT | 0 | 0 | 0 | 0 | 0 | 0 | 75% | 0 | 0 | 75% | 0 | 0 | PLNT | 0 | 0 | 0 | 0 | 0 | 0 | 0 | 0 | 0 | 41020 | SG | 41020.SG
1021 |  |  | SO | LABOR | 0 | 0 | 0 | 0 | 0 | 0 | 75% | 0 | 0 | 75% | 0 | 0 | DISom | 0 | 0 | 0 | 0 | 0 | 0 | 0 | 0 | 0 | 41020 | SO | 41020.SO
1022 |  |  | SE | P | 0 | 0 | 0 | 0 | 0 | 0 | 75% | 0 | 0 | 75% | 0 | 0 | PLNT | 0 | 0 | 0 | 0 | 0 | 0 | 0 | 0 | 0 | 41020 | SE | 41020.SE
1023 |  |  | SG | PT | 0 | 0 | 0 | 0 | 0 | 0 | 75% | 0 | 0 | 75% | 0 | 0 | PLNT | 0 | 0 | 0 | 0 | 0 | 0 | 0 | 0 | 0 | 41020 | SG | 41020.SG1
1024 |  |  | GPS | GP | 0 | 0 | 0 | 0 | 0 | 0 | 75% | 0 | 0 | 75% | 0 | 0 | PLNT | 0 | 0 | 0 | 0 | 0 | 0 | 0 | 0 | 0 | 41020 | GPS | 41020.GPS
1025 |  |  | TROJP | P | 0 | 0 | 0 | 0 | 0 | 0 | 75% | 0 | 0 | 75% | 0 | 0 | PLNT | 0 | 0 | 0 | 0 | 0 | 0 | 0 | 0 | 0 | 41020 | TROJP | 41020.TROJP
1026 |  |  | SNP | GP | 0 | 0 | 0 | 0 | 0 | 0 | 75% | 0 | 0 | 75% | 0 | 0 | PLNT | 0 | 0 | 0 | 0 | 0 | 0 | 0 | 0 | 0 | 41020 | SNP | 41020.SNP
1027 |  |  | BADDEBT | CUST | 0 | 0 | 0 | 0 | 0 | 0 | 75% | 0 | 0 | 75% | 0 | 0 | PLNT | 0 | 0 | 0 | 0 | 0 | 0 | 0 | 0 | 0 | 41020 | BADDEBT | 41020.BADDEBT
1028 |  |  | DITEXP | DITEXP | 0 | 0 | 0 | 0 | 0 | 0 | 75% | 0 | 0 | 75% | 0 | 0 | PLNT | 0 | 0 | 0 | 0 | 0 | 0 | 0 | 0 | 0 | 41020 | DITEXP | 41020.DITEXP
1029 |  |  | SGCT | P | 0 | 0 | 0 | 0 | 0 | 0 | 75% | 0 | 0 | 75% | 0 | 0 | PLNT | 0 | 0 | 0 | 0 | 0 | 0 | 0 | 0 | 0 | 41020 | SGCT | 41020.SGCT
1030 |  |  | SNPD | DPW | 0 | 0 | 0 | 0 | 0 | 0 |  | 0 | 0 |  | 0 | 0 | PLNT | 0 | 0 | 0 | 0 | 0 | 0 | 0 | 0 | 0 | 41020 | SNPD | 41020.SNPD
1031 |  |  |  |  | 0 | 0 | 0 | 0 | 0 | 0 |  | 0 | 0 |  | 0 | 0 |  | 0 | 0 | 0 | 0 | 0 | 0 | 0 | 0 | 0 | 41020 | NA | 41020.NA1
1032 | [26 empty] | 41020 | NA | 41020.NA2
1033 | 41110 | Deferred Income Tax - Federal-CR | [24 empty] | 41110 | NA | 41110.NA
1034 |  |  | S | GP | 2590486 | 1247439.65 | 636210.8845 | 691057.7044 | 15777.7611 | 0 | 75% | 935579.7375 | 311859.9125 | 75% | 477158.1633 | 159052.7211 | PLNT | 118498.7869 | 345035.2626 | 131115.4922 | 74929.9451 | 21478.2176 | 0 | 0 | 0 | 0 | 41110 | S | 41110.S
1035 |  |  | SE | P | -7884657.2126 | -7884657.2126 | 0 | 0 | 0 | 0 | 75% | -5913492.9094 | -1971164.3031 | 75% | 0 | 0 | PLNT | 0 | 0 | 0 | 0 | 0 | 0 | 0 | 0 | 0 | 41110 | SE | 41110.SE
1036 |  |  | SG | PT | -234212.4769 | -156183.1649 | -78029.3119 | 0 | 0 | 0 | 75% | -117137.3737 | -39045.7912 | 75% | -58521.9839 | -19507.328 | PLNT | 0 | 0 | 0 | 0 | 0 | 0 | 0 | 0 | 0 | 41110 | SG | 41110.SG
1037 |  |  | SNP | GP | -2711380.1154 | -1305655.7967 | -665901.8969 | -723308.3361 | -16514.0857 | 0 | 75% | -979241.8475 | -326413.9492 | 75% | -499426.4227 | -166475.4742 | PLNT | -124028.9484 | -361137.5433 | -137234.4566 | -78426.8138 | -22480.574 | 0 | 0 | 0 | 0 | 41110 | SNP | 41110.SNP
1038 |  |  | SG | PT | 1627909.141 | 1085561.3043 | 542347.8366 | 0 | 0 | 0 | 75% | 814170.9782 | 271390.3261 | 75% | 406760.8775 | 135586.9592 | PLNT | 0 | 0 | 0 | 0 | 0 | 0 | 0 | 0 | 0 | 41110 | SG | 41110.SG1
1039 |  |  | GPS | GP | 43468.3623 | 20932.0408 | 10675.6204 | 11595.9502 | 264.7509 | 0 | 75% | 15699.0306 | 5233.0102 | 75% | 8006.7153 | 2668.9051 | PLNT | 1988.41 | 5789.6927 | 2200.1183 | 1257.3247 | 360.4046 | 0 | 0 | 0 | 0 | 41110 | GPS | 41110.GPS
1040 |  |  | SO | LABOR | -9565656.7151 | -4297769.5051 | -811663.6765 | -3137269.442 | -1318954.0915 | 0 | 75% | -3223327.1288 | -1074442.3763 | 75% | -608747.7574 | -202915.9191 | DISom | -270172.7405 | -2752913.7785 | -25394.9744 | 0 | -88787.9486 | 0 | 0 | 0 | 0 | 41110 | SO | 41110.SO
1041 |  |  | SNPD | PT | -323635.7214 | -215814.5114 | -107821.21 | 0 | 0 | 0 | 75% | -161860.8836 | -53953.6279 | 75% | -80865.9075 | -26955.3025 | PLNT | 0 | 0 | 0 | 0 | 0 | 0 | 0 | 0 | 0 | 41110 | SNPD | 41110.SNPD
1042 |  |  | BADDEBT | CUST | -332865.6293 | 0 | 0 | 0 | -332865.6293 | 0 | 75% | 0 | 0 | 75% | 0 | 0 | PLNT | 0 | 0 | 0 | 0 | 0 | 0 | 0 | 0 | 0 | 41110 | BADDEBT | 41110.BADDEBT
1043 |  |  | SGCT | P | -108137.3413 | -108137.3413 | 0 | 0 | 0 | 0 | 75% | -81103.0059 | -27034.3353 | 75% | 0 | 0 | PLNT | 0 | 0 | 0 | 0 | 0 | 0 | 0 | 0 | 0 | 41110 | SGCT | 41110.SGCT
1044 |  |  | DITEXP | DITEXP | 0 | 0 | 0 | 0 | 0 | 0 | 75% | 0 | 0 | 75% | 0 | 0 | PLNT | 0 | 0 | 0 | 0 | 0 | 0 | 0 | 0 | 0 | 41110 | DITEXP | 41110.DITEXP
1045 |  |  | TROJD | P | 4894.2565 | 4894.2565 | 0 | 0 | 0 | 0 | 75% | 3670.6924 | 1223.5641 | 75% | 0 | 0 | PLNT | 0 | 0 | 0 | 0 | 0 | 0 | 0 | 0 | 0 | 41110 | TROJD | 41110.TROJD
1046 |  |  | IBT | IBT | 0 | 0 | 0 | 0 | 0 | 0 | 75% | 0 | 0 | 75% | 0 | 0 | PLNT | 0 | 0 | 0 | 0 | 0 | 0 | 0 | 0 | 0 | 41110 | IBT | 41110.IBT
1047 |  |  | CIAC | DPW | -11091454.6255 | 0 | 0 | -11091454.6255 | 0 | 0 | 75% | 0 | 0 | 75% | 0 | 0 | PLNT | -1901901.838 | -5537805.2143 | -2104399.5653 | -1202623.2838 | -344724.7241 | 0 | 0 | 0 | 0 | 41110 | CIAC | 41110.CIAC
1048 |  |  | SCHMDEXP | GP | -122308661.0323 | -58897316.3004 | -30038418.047 | -32627986.6097 | -744940.0752 | 0 | 75% | -44172987.2253 | -14724329.0751 | 75% | -22528813.5352 | -7509604.5117 | PLNT | -5594868.2837 | -16290688.6861 | -6190560.4951 | -3537784.513 | -1014084.6318 | 0 | 0 | 0 | 0 | 41110 | SCHMDEXP | 41110.SCHMDEXP
1049 |  |  | TAXDEPR | TAXDEPR | 0 | 0 | 0 | 0 | 0 | 0 | 75% | 0 | 0 | 75% | 0 | 0 | PLNT | 0 | 0 | 0 | 0 | 0 | 0 | 0 | 0 | 0 | 41110 | TAXDEPR | 41110.TAXDEPR
1050 |  |  |  |  | -150293903.11 | -70506706.5808 | -30512599.8008 | -46877365.3586 | -2397231.3697 | 0 |  | -52880029.9356 | -17626676.6452 |  | -22884449.8506 | -7628149.9502 |  | -7770484.6137 | -24591720.267 | -8324273.8808 | -4742647.3408 | -1448239.2563 | 0 | 0 | 0 | 0 | 41110 | NA | 41110.NA1
1051 | [26 empty] | 41110 | NA | 41110.NA2
1052 | 41111 | Deferred Income Tax - State-CR | [24 empty] | 41111 | NA | 41111.NA
1053 |  |  | S | GP | 0 | 0 | 0 | 0 | 0 | 0 | 75% | 0 | 0 | 75% | 0 | 0 | PLNT | 0 | 0 | 0 | 0 | 0 | 0 | 0 | 0 | 0 | 41111 | S | 41111.S
1054 |  |  | SNP | GP | 0 | 0 | 0 | 0 | 0 | 0 | 75% | 0 | 0 | 75% | 0 | 0 | PLNT | 0 | 0 | 0 | 0 | 0 | 0 | 0 | 0 | 0 | 41111 | SNP | 41111.SNP
1055 |  |  | DITEXPRL | DITEXP | 0 | 0 | 0 | 0 | 0 | 0 | 75% | 0 | 0 | 75% | 0 | 0 | PLNT | 0 | 0 | 0 | 0 | 0 | 0 | 0 | 0 | 0 | 41111 | DITEXPRL | 41111.DITEXPRL
1056 |  |  | SNPD | PT | 0 | 0 | 0 | 0 | 0 | 0 | 75% | 0 | 0 | 75% | 0 | 0 | PLNT | 0 | 0 | 0 | 0 | 0 | 0 | 0 | 0 | 0 | 41111 | SNPD | 41111.SNPD
1057 |  |  | SGCT | P | 0 | 0 | 0 | 0 | 0 | 0 | 75% | 0 | 0 | 75% | 0 | 0 | PLNT | 0 | 0 | 0 | 0 | 0 | 0 | 0 | 0 | 0 | 41111 | SGCT | 41111.SGCT
1058 |  |  | SG | PT | 0 | 0 | 0 | 0 | 0 | 0 | 75% | 0 | 0 | 75% | 0 | 0 | PLNT | 0 | 0 | 0 | 0 | 0 | 0 | 0 | 0 | 0 | 41111 | SG | 41111.SG
1059 |  |  | BADDEBT | CUST | 0 | 0 | 0 | 0 | 0 | 0 | 75% | 0 | 0 | 75% | 0 | 0 | PLNT | 0 | 0 | 0 | 0 | 0 | 0 | 0 | 0 | 0 | 41111 | BADDEBT | 41111.BADDEBT
1060 |  |  | GPS | GP | 0 | 0 | 0 | 0 | 0 | 0 | 75% | 0 | 0 | 75% | 0 | 0 | PLNT | 0 | 0 | 0 | 0 | 0 | 0 | 0 | 0 | 0 | 41111 | GPS | 41111.GPS
1061 |  |  | SO | LABOR | 0 | 0 | 0 | 0 | 0 | 0 | 75% | 0 | 0 | 75% | 0 | 0 | DISom | 0 | 0 | 0 | 0 | 0 | 0 | 0 | 0 | 0 | 41111 | SO | 41111.SO
1062 |  |  | SE | P | 0 | 0 | 0 | 0 | 0 | 0 | 75% | 0 | 0 | 75% | 0 | 0 | PLNT | 0 | 0 | 0 | 0 | 0 | 0 | 0 | 0 | 0 | 41111 | SE | 41111.SE
1063 |  |  | TROJP | P | 0 | 0 | 0 | 0 | 0 | 0 | 75% | 0 | 0 | 75% | 0 | 0 | PLNT | 0 | 0 | 0 | 0 | 0 | 0 | 0 | 0 | 0 | 41111 | TROJP | 41111.TROJP
1064 |  |  | SG | PT | 0 | 0 | 0 | 0 | 0 | 0 | 75% | 0 | 0 | 75% | 0 | 0 | PLNT | 0 | 0 | 0 | 0 | 0 | 0 | 0 | 0 | 0 | 41111 | SG | 41111.SG1
1065 |  |  |  |  | 0 | 0 | 0 | 0 | 0 | 0 |  | 0 | 0 |  | 0 | 0 |  | 0 | 0 | 0 | 0 | 0 | 0 | 0 | 0 | 0 | 41111 | NA | 41111.NA1
1066 | [26 empty] | 41111 | NA | 41111.NA2
1067 | TOTAL DEFERRED INCOME TAXES |  |  |  | 53483653.4759 | 14548831.6155 | 25283477.7743 | 12087361.4082 | 1563982.6779 | 0 |  | 10911623.7116 | 3637207.9039 |  | 18962608.3307 | 6320869.4436 |  | 1811321.3666 | 7193050.8636 | 1737205.7245 | 978615.2297 | 367168.2238 | 0 | 0 | 0 | 0 | TOTAL DEFERRED INCOME TAXES | NA | TOTAL DEFERRED INCOME TAXES.NA
1068 | [26 empty] | TOTAL DEFERRED INCOME TAXES | NA | TOTAL DEFERRED INCOME TAXES.NA1
1069 | SCHMAF | Additions - Flow Through | [24 empty] | SCHMAF | NA | SCHMAF.NA
1070 |  |  | S | SCHMAF | 0 | 0 | 0 | 0 | 0 | 0 | 75% | 0 | 0 | 75% | 0 | 0 | PLNT | 0 | 0 | 0 | 0 | 0 | 0 | 0 | 0 | 0 | SCHMAF | S | SCHMAF.S
1071 |  |  | SNP | SCHMAF | 0 | 0 | 0 | 0 | 0 | 0 | 75% | 0 | 0 | 75% | 0 | 0 | PLNT | 0 | 0 | 0 | 0 | 0 | 0 | 0 | 0 | 0 | SCHMAF | SNP | SCHMAF.SNP
1072 |  |  | SO | SCHMAF | 0 | 0 | 0 | 0 | 0 | 0 | 75% | 0 | 0 | 75% | 0 | 0 | PLNT | 0 | 0 | 0 | 0 | 0 | 0 | 0 | 0 | 0 | SCHMAF | SO | SCHMAF.SO
1073 |  |  | SE | SCHMAF | 0 | 0 | 0 | 0 | 0 | 0 | 0% | 0 | 0 | 0% | 0 | 0 | PLNT | 0 | 0 | 0 | 0 | 0 | 0 | 0 | 0 | 0 | SCHMAF | SE | SCHMAF.SE
1074 |  |  | TROJP | SCHMAF | 0 | 0 | 0 | 0 | 0 | 0 | 75% | 0 | 0 | 75% | 0 | 0 | PLNT | 0 | 0 | 0 | 0 | 0 | 0 | 0 | 0 | 0 | SCHMAF | TROJP | SCHMAF.TROJP
1075 |  |  | SG | SCHMAF | 0 | 0 | 0 | 0 | 0 | 0 | 75% | 0 | 0 | 75% | 0 | 0 | PLNT | 0 | 0 | 0 | 0 | 0 | 0 | 0 | 0 | 0 | SCHMAF | SG | SCHMAF.SG
1076 | [26 empty] | SCHMAF | NA | SCHMAF.NA1
1077 | [26 empty] | SCHMAF | NA | SCHMAF.NA2
1078 | SCHMAP | Additions - Permanent | [24 empty] | SCHMAP | NA | SCHMAP.NA
1079 |  |  | S | P | 0 | 0 | 0 | 0 | 0 | 0 | 75% | 0 | 0 | 75% | 0 | 0 | DRB | 0 | 0 | 0 | 0 | 0 | 0 | 0 | 0 | 0 | SCHMAP | S | SCHMAP.S
1080 |  |  | SE | P | 17834.3839 | 17834.3839 | 0 | 0 | 0 | 0 | 0% | 0 | 17834.3839 | 0% | 0 | 0 | DRB | 0 | 0 | 0 | 0 | 0 | 0 | 0 | 0 | 0 | SCHMAP | SE | SCHMAP.SE
1081 |  |  | SNP | LABOR | 0 | 0 | 0 | 0 | 0 | 0 | 75% | 0 | 0 | 75% | 0 | 0 | DISom | 0 | 0 | 0 | 0 | 0 | 0 | 0 | 0 | 0 | SCHMAP | SNP | SCHMAP.SNP
1082 |  |  | SO | SCHMAP-SO | 387269.4789 | 387269.4789 | 0 | 0 | 0 | 0 | 75% | 290452.1091 | 96817.3697 | 75% | 0 | 0 | DISom | 0 | 0 | 0 | 0 | 0 | 0 | 0 | 0 | 0 | SCHMAP | SO | SCHMAP.SO
1083 |  |  | SG | SCHMAP | 0 | 0 | 0 | 0 | 0 | 0 | 75% | 0 | 0 | 75% | 0 | 0 | DRB | 0 | 0 | 0 | 0 | 0 | 0 | 0 | 0 | 0 | SCHMAP | SG | SCHMAP.SG
1084 |  |  | SCHMDEXP | BOOKDEPR | 29513.0878 | 18008.0032 | 4795.8698 | 6662.4988 | 46.716 | 0 | 75% | 13506.0024 | 4502.0008 | 75% | 3596.9023 | 1198.9674 | PLNT | 1142.4488 | 3326.4907 | 1264.0866 | 722.4008 | 207.0719 | 0 | 0 | 0 | 0 | SCHMAP | SCHMDEXP | SCHMAP.SCHMDEXP
1085 |  |  |  |  | 434616.9506 | 423111.866 | 4795.8698 | 6662.4988 | 46.716 | 0 |  | 303958.1116 | 119153.7544 |  | 3596.9023 | 1198.9674 |  | 1142.4488 | 3326.4907 | 1264.0866 | 722.4008 | 207.0719 |  |  |  |  | SCHMAP | NA | SCHMAP.NA1
1086 | [26 empty] | SCHMAP | NA | SCHMAP.NA2
1087 | SCHMAT | Additions - Temporary | [24 empty] | SCHMAT | NA | SCHMAT.NA
1088 |  |  | S | SCHMAT-SITUS | 8275005.18 | -9675574.9601 | 7904514.3497 | 10693408.0647 | -647342.2743 | 0 | 75% | -7256681.2201 | -2418893.74 | 75% | 5928385.7623 | 1976128.5874 | PLNT | 1833646.9958 | 5339066.2396 | 2028877.5497 | 1159463.9257 | 332353.3539 | 0 | 0 | 0 | 0 | SCHMAT | S | SCHMAT.S
1089 |  |  | SGCT | P | 284938.6738 | 284938.6738 | 0 | 0 | 0 | 0 | 75% | 213704.0054 | 71234.6685 | 75% | 0 | 0 | DRB | 0 | 0 | 0 | 0 | 0 | 0 | 0 | 0 | 0 | SCHMAT | SGCT | SCHMAT.SGCT
1090 |  |  | CIAC | DPW | 29225724.1382 | 0 | 0 | 29225724.1382 | 0 | 0 | 75% | 0 | 0 | 75% | 0 | 0 | PLNT | 5011466.9656 | 14591987.5246 | 5545043.752 | 3168884.2917 | 908341.6043 | 0 | 0 | 0 | 0 | SCHMAT | CIAC | SCHMAT.CIAC
1091 |  |  | SNP | SCHMAT-SNP | 7144424.7355 | 3493608.1942 | 1746483.8697 | 1903017.0349 | 1315.6287 | 0 | 75% | 2620206.1457 | 873402.0486 | 75% | 1309862.9023 | 436620.9674 | DISom | 163882.4261 | 1669873.0896 | 15404.1818 | 0 | 53857.3373 | 0 | 0 | 0 | 0 | SCHMAT | SNP | SCHMAT.SNP
1092 |  |  | TROJD | P | -12896.0537 | -12896.0537 | 0 | 0 | 0 | 0 | 75% | -9672.0403 | -3224.0134 | 75% | 0 | 0 | DRB | 0 | 0 | 0 | 0 | 0 | 0 | 0 | 0 | 0 | SCHMAT | TROJD | SCHMAT.TROJD
1093 |  |  | SG | P | 0 | 0 | 0 | 0 | 0 | 0 | 75% | 0 | 0 | 75% | 0 | 0 | DRB | 0 | 0 | 0 | 0 | 0 | 0 | 0 | 0 | 0 | SCHMAT | SG | SCHMAT.SG
1094 |  |  | SE | SCHMAT-SE | 20775888.2459 | 20775888.2459 | 0 | 0 | 0 | 0 | 0% | 0 | 20775888.2459 | 0% | 0 | 0 | DRB | 0 | 0 | 0 | 0 | 0 | 0 | 0 | 0 | 0 | SCHMAT | SE | SCHMAT.SE
1095 |  |  | SG | P | -4286958.7447 | -4286958.7447 | 0 | 0 | 0 | 0 | 75% | -3215219.0585 | -1071739.6862 | 75% | 0 | 0 | DRB | 0 | 0 | 0 | 0 | 0 | 0 | 0 | 0 | 0 | SCHMAT | SG | SCHMAT.SG1
1096 |  |  | GPS | SCHMAT | -114537.7592 | -56723.3356 | -24644.4989 | -31853.9757 | -1720.1709 | 404.2251 | 75% | -42542.5017 | -14180.8339 | 75% | -18483.3742 | -6161.1247 | PLNT | -5462.1451 | -15904.236 | -6043.7061 | -3453.8601 | -990.0282 | 0 | 0 | 0 | 0 | SCHMAT | GPS | SCHMAT.GPS
1097 |  |  | SO | SCHMAT-SO | 25205285.9553 | 11980669.3701 | 4760218.2442 | 7254270.8214 | 1210127.5196 | 0 | 75% | 8985502.0276 | 2995167.3425 | 75% | 3570163.6831 | 1190054.561 | DISom | 624717.2148 | 6365529.7917 | 58720.4974 | 0 | 205303.3176 | 0 | 0 | 0 | 0 | SCHMAT | SO | SCHMAT.SO
1098 |  |  | SNPD | SCHMAT-SNP | 852772.1157 | 417003.7143 | 208463.6342 | 227147.7303 | 157.0359 | 0 | 75% | 312752.7857 | 104250.9286 | 75% | 156347.7256 | 52115.9085 | DISom | 19561.3179 | 199319.2259 | 1838.6724 | 0 | 6428.5141 | 0 | 0 | 0 | 0 | SCHMAT | SNPD | SCHMAT.SNPD
1099 |  |  | BADDEBT | CUST | 877092.6844 | 0 | 0 | 0 | 877092.6844 | 0 | 75% | 0 | 0 | 75% | 0 | 0 | CUST | 0 | 0 | 0 | 0 | 0 | 0 | 0 | 0 | 0 | SCHMAT | BADDEBT | SCHMAT.BADDEBT
1100 |  |  | TAXDEPR | P | 0 | 0 | 0 | 0 | 0 | 0 | 75% | 0 | 0 | 75% | 0 | 0 | DRB | 0 | 0 | 0 | 0 | 0 | 0 | 0 | 0 | 0 | SCHMAT | TAXDEPR | SCHMAT.TAXDEPR
1101 |  |  | SCHMDEXP | BOOKDEPR | 322280470.5801 | 196645901.2912 | 52370500.2868 | 72753934.5213 | 510134.4808 | 0 | 75% | 147484425.9684 | 49161475.3228 | 75% | 39277875.2151 | 13092625.0717 | PLNT | 12475445.8691 | 36325002.586 | 13803721.2746 | 7888557.3262 | 2261207.4655 | 0 | 0 | 0 | 0 | SCHMAT | SCHMDEXP | SCHMAT.SCHMDEXP
1102 |  |  |  |  | 410507209.7512 | 219565856.3954 | 66965535.8857 | 122025648.3351 | 1949764.9041 | 404.2251 |  | 149092476.1121 | 70473380.2833 |  | 50224151.9143 | 16741383.9714 |  | 20123258.6441 | 64474874.2214 | 21447562.2217 | 12213451.6834 | 3766501.5645 |  |  |  |  | SCHMAT | NA | SCHMAT.NA1
1103 | [26 empty] | SCHMAT | NA | SCHMAT.NA2
1104 | TOTAL SCHEDULE - M ADDITIONS |  |  |  | 410941826.7018 | 219988968.2614 | 66970331.7555 | 122032310.834 | 1949811.6201 | 404.2251 |  | 149396434.2237 | 70592534.0377 |  | 50227748.8166 | 16742582.9389 |  | 20124401.0929 | 64478200.7121 | 21448826.3083 | 12214174.0843 | 3766708.6364 | 0 | 0 | 0 | 0 | TOTAL SCHEDULE - M ADDITIONS | NA | TOTAL SCHEDULE - M ADDITIONS.NA
1105 | [26 empty] | TOTAL SCHEDULE - M ADDITIONS | NA | TOTAL SCHEDULE - M ADDITIONS.NA1
1106 | SCHMDF | Deductions - Flow Through | [24 empty] | SCHMDF | NA | SCHMDF.NA
1107 |  |  | S | SCHMDF | 0 | 0 | 0 | 0 | 0 | 0 | 75% | 0 | 0 | 75% | 0 | 0 | PLNT | 0 | 0 | 0 | 0 | 0 | 0 | 0 | 0 | 0 | SCHMDF | S | SCHMDF.S
1108 |  |  | DGP | SCHMDF | 0 | 0 | 0 | 0 | 0 | 0 | 75% | 0 | 0 | 75% | 0 | 0 | PLNT | 0 | 0 | 0 | 0 | 0 | 0 | 0 | 0 | 0 | SCHMDF | DGP | SCHMDF.DGP
1109 |  |  | DGU | SCHMDF | 0 | 0 | 0 | 0 | 0 | 0 | 75% | 0 | 0 | 75% | 0 | 0 | PLNT | 0 | 0 | 0 | 0 | 0 | 0 | 0 | 0 | 0 | SCHMDF | DGU | SCHMDF.DGU
1110 |  |  |  |  | 0 | 0 | 0 | 0 | 0 | 0 |  | 0 | 0 |  | 0 | 0 |  | 0 | 0 | 0 | 0 | 0 |  |  |  |  | SCHMDF | NA | SCHMDF.NA1
1111 | SCHMDP | Deductions - Permanent | [24 empty] | SCHMDP | NA | SCHMDP.NA
1112 |  |  | S | SCHMDP | 0 | 0 | 0 | 0 | 0 | 0 | 75% | 0 | 0 | 75% | 0 | 0 | PLNT | 0 | 0 | 0 | 0 | 0 | 0 | 0 | 0 | 0 | SCHMDP | S | SCHMDP.S
1113 |  |  | SE | P | 690467.2216 | 690467.2216 | 0 | 0 | 0 | 0 | 0% | 0 | 690467.2216 | 0% | 0 | 0 | DRB | 0 | 0 | 0 | 0 | 0 | 0 | 0 | 0 | 0 | SCHMDP | SE | SCHMDP.SE
1114 |  |  | SNP | PTD | 28804.1422 | 14166.8635 | 7077.7834 | 7559.4954 | 0 | 0 | 75% | 10625.1476 | 3541.7159 | 75% | 5308.3375 | 1769.4458 | DISom | 651.0023 | 6633.3604 | 61.1912 | 0 | 213.9415 | 0 | 0 | 0 | 0 | SCHMDP | SNP | SCHMDP.SNP
1115 |  |  | SCHMDEXP | IBT | -4392.8512 | -2440.0764 | -948.6576 | -1039.6799 | 41.2094 | -5.6467 | 75% | -1830.0573 | -610.0191 | 75% | -711.4932 | -237.1644 | DISom | -89.5343 | -912.3058 | -8.4158 | 0 | -29.424 | 0 | 0 | 0 | 0 | SCHMDP | SCHMDEXP | SCHMDP.SCHMDEXP
1116 |  |  | SG | P | 14886730.5407 | 14886730.5407 | 0 | 0 | 0 | 0 | 75% | 11165047.9055 | 3721682.6352 | 75% | 0 | 0 | DRB | 0 | 0 | 0 | 0 | 0 | 0 | 0 | 0 | 0 | SCHMDP | SG | SCHMDP.SG
1117 |  |  | SO | P | 0 | 0 | 0 | 0 | 0 | 0 | 75% | 0 | 0 | 75% | 0 | 0 | DRB | 0 | 0 | 0 | 0 | 0 | 0 | 0 | 0 | 0 | SCHMDP | SO | SCHMDP.SO
1118 |  |  |  |  | 15601609.0533 | 15588924.5493 | 6129.1258 | 6519.8155 | 41.2094 | -5.6467 |  | 11173842.9958 | 4415081.5535 |  | 4596.8443 | 1532.2814 |  | 561.468 | 5721.0546 | 52.7754 | 0 | 184.5175 |  |  |  |  | SCHMDP | NA | SCHMDP.NA1
1119 | [26 empty] | SCHMDP | NA | SCHMDP.NA2
1120 | SCHMDT | Deductions - Temporary | [24 empty] | SCHMDT | NA | SCHMDT.NA
1121 |  |  | S | GP | 1532139.35 | 737796.45 | 376286.0448 | 408725.1203 | 9331.7349 | 0 | 75% | 553347.3375 | 184449.1125 | 75% | 282214.5336 | 94071.5112 | PLNT | 70085.9431 | 204070.6272 | 77548.0759 | 44317.212 | 12703.262 | 0 | 0 | 0 | 0 | SCHMDT | S | SCHMDT.S
1122 |  |  | BADDEBT | CUST | 0 | 0 | 0 | 0 | 0 | 0 | 75% | 0 | 0 | 75% | 0 | 0 | CUST | 0 | 0 | 0 | 0 | 0 | 0 | 0 | 0 | 0 | SCHMDT | BADDEBT | SCHMDT.BADDEBT
1123 |  |  | SNP | SCHMDT-SNP | 13804775.1276 | 6753712.0657 | 3374142.6683 | 3676920.3937 | 0 | 0 | 75% | 5065284.0493 | 1688428.0164 | 75% | 2530607.0012 | 843535.6671 | DISom | 316645.9488 | 3226450.5811 | 29763.2387 | 0 | 104060.625 | 0 | 0 | 0 | 0 | SCHMDT | SNP | SCHMDT.SNP
1124 |  |  | CN | CUST | 0 | 0 | 0 | 0 | 0 | 0 | 75% | 0 | 0 | 75% | 0 | 0 | CUST | 0 | 0 | 0 | 0 | 0 | 0 | 0 | 0 | 0 | SCHMDT | CN | SCHMDT.CN
1125 |  |  | SG | SCHMDT | 117051.3188 | 47810.5014 | 30121.9456 | 37838.0265 | 1266.8112 | 14.0339 | 75% | 35857.8761 | 11952.6254 | 75% | 22591.4592 | 7530.4864 | PLNT | 6488.2574 | 18891.9874 | 7179.0698 | 4102.6983 | 1176.0138 | 0 | 0 | 0 | 0 | SCHMDT | SG | SCHMDT.SG
1126 |  |  | DGP | CUST | 0 | 0 | 0 | 0 | 0 | 0 | 75% | 0 | 0 | 75% | 0 | 0 | CUST | 0 | 0 | 0 | 0 | 0 | 0 | 0 | 0 | 0 | SCHMDT | DGP | SCHMDT.DGP
1127 |  |  | SE | P | 9575614.6656 | 9575614.6656 | 0 | 0 | 0 | 0 | 0% | 0 | 9575614.6656 | 0% | 0 | 0 | DRB | 0 | 0 | 0 | 0 | 0 | 0 | 0 | 0 | 0 | SCHMDT | SE | SCHMDT.SE
1128 |  |  | SG | SCHMDT-SG | 55030034.2343 | 54996351.4682 | 33682.7661 | 0 | 0 | 0 | 75% | 41247263.6011 | 13749087.867 | 75% | 25262.0746 | 8420.6915 | DRB | 0 | 0 | 0 | 0 | 0 | 0 | 0 | 0 | 0 | SCHMDT | SG | SCHMDT.SG1
1129 |  |  | GPS | SCHMDT-GPS | 22436791.1884 | 10976754.4899 | 5483967.2351 | 5976069.4634 | 0 | 0 | 75% | 8232565.8675 | 2744188.6225 | 75% | 4112975.4263 | 1370991.8088 | PLNT | 1024743.632 | 2983766.3095 | 1133849.2926 | 647972.7434 | 185737.4859 | 0 | 0 | 0 | 0 | SCHMDT | GPS | SCHMDT.GPS
1130 |  |  | SO | SCHMDT-SO | 49804792.6891 | 16901629.6666 | 3859649.6699 | 26248325.9712 | 2795187.3814 | 0 | 75% | 12676222.25 | 4225407.4167 | 75% | 2894737.2524 | 964912.4175 | DISom | 2260431.3374 | 23032570.0632 | 212469.9771 | 0 | 742854.5936 | 0 | 0 | 0 | 0 | SCHMDT | SO | SCHMDT.SO
1131 |  |  | TAXDEPR | TAXDEPR | 384134805 | 137202570.3841 | 115145707.4647 | 128446187.2216 | 3340339.9297 | 0 | 75% | 102901927.788 | 34300642.596 | 75% | 86359280.5985 | 28786426.8662 | DISom | 11061421.1008 | 112709885.1854 | 1039721.8662 | 0 | 3635159.0691 | 0 | 0 | 0 | 0 | SCHMDT | TAXDEPR | SCHMDT.TAXDEPR
1132 |  |  | SNPD | DPW | 513107.4562 | 0 | 0 | 513107.4562 | 0 | 0 | 75% | 0 | 0 | 75% | 0 | 0 | PLNT | 87984.8538 | 256187.2398 | 97352.7048 | 55635.1709 | 15947.4868 | 0 | 0 | 0 | 0 | SCHMDT | SNPD | SCHMDT.SNPD
1133 |  |  |  |  | 536949111.0299 | 237192239.6915 | 128303557.7943 | 165307173.6528 | 6146125.8572 | 14.0339 |  | 170712468.7694 | 66479770.9221 |  | 96227668.3457 | 32075889.4486 |  | 14827801.0733 | 142431821.9937 | 2597884.2251 | 752027.8246 | 4697638.536 |  |  |  |  | SCHMDT | NA | SCHMDT.NA1
1134 | [26 empty] | SCHMDT | NA | SCHMDT.NA2
1135 | TOTAL SCHEDULE - M DEDUCTIONS |  |  |  | 552550720.0832 | 252781164.2408 | 128309686.9201 | 165313693.4683 | 6146167.0667 | 8.3873 |  | 181886311.7652 | 70894852.4756 |  | 96232265.1901 | 32077421.73 |  | 14828362.5413 | 142437543.0483 | 2597937.0005 | 752027.8246 | 4697823.0535 | 0 | 0 | 0 | 0 | TOTAL SCHEDULE - M DEDUCTIONS | NA | TOTAL SCHEDULE - M DEDUCTIONS.NA
1136 | [26 empty] | TOTAL SCHEDULE - M DEDUCTIONS | NA | TOTAL SCHEDULE - M DEDUCTIONS.NA1
1137 | TOTAL SCHEDULE - M ADJUSTMENTS |  |  |  | -141608893.3814 | -32792195.9794 | -61339355.1646 | -43281382.6343 | -4196355.4466 | 395.8379 |  | -32489877.5415 | -302318.4378 |  | -46004516.3734 | -15334838.7911 |  | 5296038.5516 | -77959342.3363 | 18850889.3078 | 11462146.2596 | -931114.4172 | 0 | 0 | 0 | 0 | TOTAL SCHEDULE - M ADJUSTMENTS | NA | TOTAL SCHEDULE - M ADJUSTMENTS.NA
1138 | [26 empty] | TOTAL SCHEDULE - M ADJUSTMENTS | NA | TOTAL SCHEDULE - M ADJUSTMENTS.NA1
1139 | 40911 | State Income Taxes | [24 empty] | 40911 | NA | 40911.NA
1140 |  |  | IBT | IBT | 13765213.2997 | 7646098.4715 | 2972664.9017 | 3257887.5222 | -129131.7232 | 17694.1275 | 75% | 5734573.8537 | 1911524.6179 | 75% | 2051993.1214 | 920671.7803 | DRB | 2603382.8738 | -3254673.669 | 2664702.2649 | 1312162.8036 | -67686.7511 | 0 | 0 | 0 | 0 | 40911 | IBT | 40911.IBT
1141 |  |  | IBT | IBT | 0 | 0 | 0 | 0 | 0 | 0 | 75% | 0 | 0 | 75% | 0 | 0 | DRB | 0 | 0 | 0 | 0 | 0 | 0 | 0 | 0 | 0 | 40911 | IBT | 40911.IBT1
1142 |  |  | P | P | 0 | 0 | 0 | 0 | 0 | 0 | 75% | 0 | 0 | 75% | 0 | 0 | DRB | 0 | 0 | 0 | 0 | 0 | 0 | 0 | 0 | 0 | 40911 | P | 40911.P
1143 |  |  | IBT | IBT | 0 | 0 | 0 | 0 | 0 | 0 | 75% | 0 | 0 | 75% | 0 | 0 | DRB | 0 | 0 | 0 | 0 | 0 | 0 | 0 | 0 | 0 | 40911 | IBT | 40911.IBT2
1144 | TOTAL STATE TAXES |  |  |  | 13765213.2997 | 7646098.4715 | 2972664.9017 | 3257887.5222 | -129131.7232 | 17694.1275 |  | 5734573.8537 | 1911524.6179 |  | 2051993.1214 | 920671.7803 |  | 2603382.8738 | -3254673.669 | 2664702.2649 | 1312162.8036 | -67686.7511 | 0 | 0 | 0 | 0 | TOTAL STATE TAXES | NA | TOTAL STATE TAXES.NA
1145 | [26 empty] | TOTAL STATE TAXES | NA | TOTAL STATE TAXES.NA1
1146 | Calculation of Taxable Income: | [25 empty] | Calculation of Taxable Income: | NA | Calculation of Taxable Income:.NA
1147 |  | Operating Revenues |  |  | 2152311531.6229 | 1440294313.4345 | 337116422.1934 | 321563065.4762 | 43906386.3033 | 9431344.2126 |  | 1080220735.0759 | 360073578.3586 |  | 248215234.8359 | 88901187.3575 |  | 66611791.2661 | 147640904.5299 | 67548479.2768 | 32819825.6135 | 6942064.7899 | 0 | 0 | 0 | 0 | Calculation of Taxable Income: | NA | Calculation of Taxable Income:.NA1
1148 |  | Operating Deductions: | [24 empty] | Calculation of Taxable Income: | NA | Calculation of Taxable Income:.NA2
1149 |  | O & M Expenses |  |  | 1180129294.101 | 932681063.307 | 103951604.9503 | 96453470.319 | 38130355.5019 | 8912800.0228 |  | 367450719.7497 | 565230343.5572 |  | 77251435.8867 | 26700169.0637 |  | 15735249.1603 | 71661068.436 | 4431823.1309 | 2265084.6404 | 2360244.9514 | 0 | 0 | 0 | 0 | Calculation of Taxable Income: | NA | Calculation of Taxable Income:.NA3
1150 |  | Depreciation Expense |  |  | 284922828.0815 | 176724349.203 | 51774573.4189 | 55918910.3481 | 504995.1115 | 0 |  | 132509892.2891 | 44214456.9138 |  | 38830930.0642 | 12943643.3547 |  | -10455942.1848 | 42673185.0604 | 12999759.7143 | 7243287.6253 | 3458620.1329 | 0 | 0 | 0 | 0 | Calculation of Taxable Income: | NA | Calculation of Taxable Income:.NA4
1151 |  | Amortization Expense |  |  | 24536786.9801 | 23266371.8064 | -77717.0935 | -1124002.0621 | 2472134.3294 | 0 |  | 17448773.4246 | 5817598.3818 |  | -58287.8201 | -19429.2734 |  | -192737.7121 | -561198.2099 | -213258.7231 | -121873.1985 | -34934.2186 | 0 | 0 | 0 | 0 | Calculation of Taxable Income: | NA | Calculation of Taxable Income:.NA5
1152 |  | Taxes Other Than Income |  |  | 69433038.3316 | 34033500.8325 | 16769014.6255 | 18214647.1163 | 415864.4772 | 11.28 |  | 25525125.6244 | 8508375.2081 |  | 12576760.9691 | 4192253.6564 |  | 3123347.8384 | 9094313.7022 | 3455894.359 | 1974976.1837 | 566115.033 | 0 | 0 | 0 | 0 | Calculation of Taxable Income: | NA | Calculation of Taxable Income:.NA6
1153 |  | Interest & Dividends (AFUDC-Equity) |  |  | -12826263.1802 | -6176443.0507 | -3150068.4591 | -3421631.3037 | -78120.3668 | 0 |  | -4632332.2881 | -1544110.7627 |  | -2362551.3443 | -787517.1148 |  | -586722.5792 | -1708371.7433 | -649191.6228 | -371000.3434 | -106345.0149 | 0 | 0 | 0 | 0 | Calculation of Taxable Income: | NA | Calculation of Taxable Income:.NA7
1154 |  | Misc Revenue & Expense |  |  | 577753.3119 | -48180.0986 | -178.9196 | -28894.86 | 655007.19 | 0 |  | -36135.0739 | -12045.0246 |  | -134.1897 | -44.7299 |  | -4954.7322 | -14426.7918 | -5482.2684 | -3133.0094 | -898.0583 | 0 | 0 | 0 | 0 | Calculation of Taxable Income: | NA | Calculation of Taxable Income:.NA8
1155 |  | Total Operating Deductions |  |  | 1546773437.6259 | 1160480661.9995 | 169267228.5227 | 166012499.5576 | 42100236.2433 | 8912811.3028 |  | 538266043.7258 | 622214618.2737 |  | 126238153.5659 | 43029074.9568 |  | 7618239.7905 | 121144570.4535 | 20019544.5899 | 10987341.8983 | 6242802.8254 | 0 | 0 | 0 | 0 | Calculation of Taxable Income: | NA | Calculation of Taxable Income:.NA9
1156 |  | Other Deductions: | [24 empty] | Calculation of Taxable Income: | NA | Calculation of Taxable Income:.NA10
1157 |  | Interest Deductions |  |  | 160730669.7761 | 78605189.5626 | 41032638.0282 | 40509546.2318 | 454105.6961 | 129190.2574 |  | 56031698.8704 | 22573490.6922 |  | 30774478.5212 | 10258159.5071 |  | 6946354.9225 | 20225839.074 | 7685941.5071 | 4392365.5787 | 1259045.1494 | 0 | 0 | 0 | 0 | Calculation of Taxable Income: | NA | Calculation of Taxable Income:.NA11
1158 |  | Interest on PCRBS |  |  | 0 | 0 | 0 | 0 | 0 | 0 |  | 0 | 0 |  | 0 | 0 |  | 0 | 0 | 0 | 0 | 0 | 0 | 0 | 0 | 0 | Calculation of Taxable Income: | NA | Calculation of Taxable Income:.NA12
1159 |  | Schedule M Adjustments |  |  | -141608893.3814 | -32792195.9794 | -61339355.1646 | -43281382.6343 | -4196355.4466 | 395.8379 |  | -32489877.5415 | -302318.4378 |  | -46004516.3734 | -15334838.7911 |  | 5296038.5516 | -77959342.3363 | 18850889.3078 | 11462146.2596 | -931114.4172 | 0 | 0 | 0 | 0 | Calculation of Taxable Income: | NA | Calculation of Taxable Income:.NA13
1160 | [26 empty] | Calculation of Taxable Income: | NA | Calculation of Taxable Income:.NA14
1161 |  | Income Before State Taxes |  |  | 303198530.8395 | 168416265.893 | 65477200.4779 | 71759637.0525 | -2844311.0827 | 389738.4902 |  | 453433114.9381 | -285016849.0451 |  | 45198086.3753 | 20279114.1025 |  | 57343235.1047 | -71688847.334 | 58693882.4876 | 28902264.3962 | -1490897.6021 | 0 | 0 | 0 | 0 | Calculation of Taxable Income: | NA | Calculation of Taxable Income:.NA15
1162 | [26 empty] | Calculation of Taxable Income: | NA | Calculation of Taxable Income:.NA16
1163 |  | State Income Taxes |  | SIT | 13765213.2997 | 7646098.4715 | 2972664.9017 | 3257887.5222 | -129131.7232 | 17694.1275 | 75% | 5734573.8537 | 1911524.6179 | 75% | 2229498.6763 | 743166.2254 | DRB | 676762.1866 | 1493682.7183 | 685438.9326 | 332173.8249 | 69829.8598 | 0 | 0 | 0 | 0 | Calculation of Taxable Income: | NA | Calculation of Taxable Income:.NA17
1164 | [26 empty] | Calculation of Taxable Income: | NA | Calculation of Taxable Income:.NA18
1165 | Total Taxable Income |  |  |  | 289433317.5398 | 160770167.4215 | 62504535.5762 | 68501749.5303 | -2715179.3595 | 372044.3628 |  | 447698541.0845 | -286928373.663 |  | 42968587.6991 | 19535947.8771 |  | 56666472.9181 | -73182530.0522 | 58008443.555 | 28570090.5713 | -1560727.4619 | 0 | 0 | 0 | 0 | Total Taxable Income | NA | Total Taxable Income.NA
1166 | [26 empty] | Total Taxable Income | NA | Total Taxable Income.NA1
1167 | Tax Rate |  |  |  | 35% | [21 empty] | Tax Rate | NA | Tax Rate.NA
1168 | [26 empty] | Tax Rate | NA | Tax Rate.NA1
1169 | Federal Income Tax - Calculated |  |  |  | 101301661.1389 | 56269558.5975 | 21876587.4517 | 23975612.3356 | -950312.7758 | 130215.527 |  | 156694489.3796 | -100424930.782 |  | 15039005.6947 | 6837581.757 |  | 19833265.5213 | -25613885.5183 | 20302955.2442 | 9999531.7 | -546254.6117 |  |  |  |  | Federal Income Tax - Calculated | NA | Federal Income Tax - Calculated.NA
1170 | [26 empty] | Federal Income Tax - Calculated | NA | Federal Income Tax - Calculated.NA1
1171 | Adjustments to Calculated Tax: | [25 empty] | Adjustments to Calculated Tax: | NA | Adjustments to Calculated Tax:.NA
1172 | 40910 | PMI | SE | P | -8087.7551 | -8087.7551 | 0 | 0 | 0 | 0 | 75% | -6065.8163 | -2021.9388 | 75% | 0 | 0 |  | 0 | 0 | 0 | 0 | 0 | 0 | 0 | 0 | 0 | 40910 | SE | 40910.SE
1173 | 40910 | PTC | SG | P | -24117275.9662 | -24117275.9662 | 0 | 0 | 0 | 0 | 75% | -18087956.9747 | -6029318.9916 | 75% | 0 | 0 |  | 0 | 0 | 0 | 0 | 0 | 0 | 0 | 0 | 0 | 40910 | SG | 40910.SG
1174 | 40910 | OTHER | SO | P | -961.0103 | -961.0103 | 0 | 0 | 0 | 0 | 75% | -720.7577 | -240.2526 | 75% | 0 | 0 |  | 0 | 0 | 0 | 0 | 0 | 0 | 0 | 0 | 0 | 40910 | SO | 40910.SO
1175 | 40910 | SITUS | S | LABOR | 0 | 0 | 0 | 0 | 0 | 0 | 75% | 0 | 0 | 75% | 0 | 0 |  | 0 | 0 | 0 | 0 | 0 | 0 | 0 | 0 | 0 | 40910 | S | 40910.S
1176 |  |  |  |  | -24126324.7316 | -24126324.7316 | 0 | 0 | 0 | 0 |  | -18094743.5487 | -6031581.1829 |  | 0 | 0 |  | 0 | 0 | 0 | 0 | 0 | 0 | 0 | 0 | 0 | 40910 | NA | 40910.NA
1177 | Federal Income Tax Per Calculation | [25 empty] | Federal Income Tax Per Calculation | NA | Federal Income Tax Per Calculation.NA
1178 | [26 empty] | Federal Income Tax Per Calculation | NA | Federal Income Tax Per Calculation.NA1
1179 | Adjustment to Book Tax | [25 empty] | Adjustment to Book Tax | NA | Adjustment to Book Tax .NA
1180 | [26 empty] | Adjustment to Book Tax | NA | Adjustment to Book Tax .NA1
1181 | Federal Income Tax Expense |  |  | FIT | 77175336.4073 | 32143233.8659 | 21876587.4517 | 23975612.3356 | -950312.7758 | 130215.527 | 75% | 24107425.3994 | 8035808.4665 | 75% | 16407440.5887 | 5469146.8629 | DRB | 19833265.5213 | -25613885.5183 | 20302955.2442 | 9999531.7 | -546254.6117 | 0 | 0 | 0 | 0 | Federal Income Tax Expense | NA | Federal Income Tax Expense.NA
1182 |  |  |  |  | 0 | [21 empty] | Federal Income Tax Expense | NA | Federal Income Tax Expense.NA1
1183 | TOTAL OPERATING EXPENSES |  |  |  | 1700933395.8485 | 1219475251.2722 | 221790624.278 | 207943904.549 | 42662894.7889 | 9060720.9572 |  | 582511985.6803 | 636963265.5919 |  | 165630700.3825 | 56159923.8956 |  | 30387230.5926 | 105520825.7926 | 43240447.1604 | 22580718.4623 | 6214682.5411 |  |  |  |  | TOTAL OPERATING EXPENSES | NA | TOTAL OPERATING EXPENSES.NA
1184 | [26 empty] | TOTAL OPERATING EXPENSES | NA | TOTAL OPERATING EXPENSES.NA1
1185 | [26 empty] | TOTAL OPERATING EXPENSES | NA | TOTAL OPERATING EXPENSES.NA2
1186 | 310 | Land and Land Rights | [24 empty] | 310 | NA | 310.NA
1187 |  |  | SG | P | 1012876.142 | 1012876.142 | 0 | 0 | 0 | 0 | 75% | 759657.1065 | 253219.0355 |  | 0 | 0 | [6 empty] | 0 | 0 | 0 | 0 | 310 | SG | 310.SG
1188 |  |  | SG | P | 14720706.4583 | 14720706.4583 | 0 | 0 | 0 | 0 | 75% | 11040529.8437 | 3680176.6146 |  | 0 | 0 | [6 empty] | 0 | 0 | 0 | 0 | 310 | SG | 310.SG1
1189 |  |  | SG | P | 23464650.124 | 23464650.124 | 0 | 0 | 0 | 0 | 75% | 17598487.593 | 5866162.531 |  | 0 | 0 | [6 empty] | 0 | 0 | 0 | 0 | 310 | SG | 310.SG2
1190 |  |  | S | P | 0 | 0 | 0 | 0 | 0 | 0 | 75% | 0 | 0 |  | 0 | 0 | [6 empty] | 0 | 0 | 0 | 0 | 310 | S | 310.S
1191 |  |  | SG | P | 1146472.3931 | 1146472.3931 | 0 | 0 | 0 | 0 | 75% | 859854.2948 | 286618.0983 | [9 empty] | 0 | 0 | 0 | 0 | 310 | SG | 310.SG3
1192 |  |  |  |  | 40344705.1174 | 40344705.1174 | 0 | 0 | 0 | 0 |  | 30258528.838 | 10086176.2793 |  | 0 | 0 |  | 0 | 0 | 0 | 0 | 0 | 0 | 0 | 0 | 0 | 310 | NA | 310.NA1
1193 | [26 empty] | 310 | NA | 310.NA2
1194 | 311 | Structures and Improvements | [24 empty] | 311 | NA | 311.NA
1195 |  |  | SG | P | 99232224.5633 | 99232224.5633 | 0 | 0 | 0 | 0 | 75% | 74424168.4225 | 24808056.1408 |  | 0 | 0 | [6 empty] | 0 | 0 | 0 | 0 | 311 | SG | 311.SG
1196 |  |  | SG | P | 137083634.401 | 137083634.401 | 0 | 0 | 0 | 0 | 75% | 102812725.8008 | 34270908.6003 |  | 0 | 0 | [6 empty] | 0 | 0 | 0 | 0 | 311 | SG | 311.SG1
1197 |  |  | SG | P | 177180680.1961 | 177180680.1961 | 0 | 0 | 0 | 0 | 75% | 132885510.1471 | 44295170.049 |  | 0 | 0 | [6 empty] | 0 | 0 | 0 | 0 | 311 | SG | 311.SG2
1198 |  |  | SG | P | 28389732.2012 | 28389732.2012 | 0 | 0 | 0 | 0 | 75% | 21292299.1509 | 7097433.0503 | [9 empty] | 0 | 0 | 0 | 0 | 311 | SG | 311.SG3
1199 |  |  |  |  | 441886271.3617 | 441886271.3617 | 0 | 0 | 0 | 0 |  | 331414703.5213 | 110471567.8404 |  | 0 | 0 |  | 0 | 0 | 0 | 0 | 0 | 0 | 0 | 0 | 0 | 311 | NA | 311.NA1
1200 | [26 empty] | 311 | NA | 311.NA2
1201 | 312 | Boiler Plant Equipment | [24 empty] | 312 | NA | 312.NA
1202 |  |  | SG | P | 260164734.9075 | 260164734.9075 | 0 | 0 | 0 | 0 | 75% | 195123551.1806 | 65041183.7269 |  | 0 | 0 | [6 empty] | 0 | 0 | 0 | 0 | 312 | SG | 312.SG
1203 |  |  | SG | P | 216552177.362 | 216552177.362 | 0 | 0 | 0 | 0 | 75% | 162414133.0215 | 54138044.3405 |  | 0 | 0 | [6 empty] | 0 | 0 | 0 | 0 | 312 | SG | 312.SG1
1204 |  |  | SG | P | 1357022534.2694 | 1357022534.2694 | 0 | 0 | 0 | 0 | 75% | 1017766900.7021 | 339255633.5674 |  | 0 | 0 | [6 empty] | 0 | 0 | 0 | 0 | 312 | SG | 312.SG2
1205 |  |  | SG | P | 147680257.7786 | 147680257.7786 | 0 | 0 | 0 | 0 | 75% | 110760193.3339 | 36920064.4446 | [9 empty] | 0 | 0 | 0 | 0 | 312 | SG | 312.SG3
1206 |  |  |  |  | 1981419704.3175 | 1981419704.3175 | 0 | 0 | 0 | 0 |  | 1486064778.2381 | 495354926.0794 |  | 0 | 0 |  | 0 | 0 | 0 | 0 | 0 | 0 | 0 | 0 | 0 | 312 | NA | 312.NA1
1207 | [26 empty] | 312 | NA | 312.NA2
1208 | 314 | Turbogenerator Units | [24 empty] | 314 | NA | 314.NA
1209 |  |  | SG | P | 48222021.4141 | 48222021.4141 | 0 | 0 | 0 | 0 | 75% | 36166516.0606 | 12055505.3535 |  | 0 | 0 | [6 empty] | 0 | 0 | 0 | 0 | 314 | SG | 314.SG
1210 |  |  | SG | P | 48046046.6195 | 48046046.6195 | 0 | 0 | 0 | 0 | 75% | 36034534.9647 | 12011511.6549 |  | 0 | 0 | [6 empty] | 0 | 0 | 0 | 0 | 314 | SG | 314.SG1
1211 |  |  | SG | P | 300474748.6176 | 300474748.6176 | 0 | 0 | 0 | 0 | 75% | 225356061.4632 | 75118687.1544 |  | 0 | 0 | [6 empty] | 0 | 0 | 0 | 0 | 314 | SG | 314.SG2
1212 |  |  | SG | P | 29422080.7437 | 29422080.7437 | 0 | 0 | 0 | 0 | 75% | 22066560.5578 | 7355520.1859 | [9 empty] | 0 | 0 | 0 | 0 | 314 | SG | 314.SG3
1213 |  |  |  |  | 426164897.395 | 426164897.395 | 0 | 0 | 0 | 0 |  | 319623673.0463 | 106541224.3488 |  | 0 | 0 |  | 0 | 0 | 0 | 0 | 0 | 0 | 0 | 0 | 0 | 314 | NA | 314.NA1
1214 | [26 empty] | 314 | NA | 314.NA2
1215 | 315 | Accessory Electric Equipment | [24 empty] | 315 | NA | 315.NA
1216 |  |  | SG | P | 37544942.5124 | 37544942.5124 | 0 | 0 | 0 | 0 | 75% | 28158706.8843 | 9386235.6281 |  | 0 | 0 | [6 empty] | 0 | 0 | 0 | 0 | 315 | SG | 315.SG
1217 |  |  | SG | P | 58141399.3639 | 58141399.3639 | 0 | 0 | 0 | 0 | 75% | 43606049.5229 | 14535349.841 |  | 0 | 0 | [6 empty] | 0 | 0 | 0 | 0 | 315 | SG | 315.SG1
1218 |  |  | SG | P | 86686143.2286 | 86686143.2286 | 0 | 0 | 0 | 0 | 75% | 65014607.4215 | 21671535.8072 |  | 0 | 0 | [6 empty] | 0 | 0 | 0 | 0 | 315 | SG | 315.SG2
1219 |  |  | SG | P | 29890416.4852 | 29890416.4852 | 0 | 0 | 0 | 0 | 75% | 22417812.3639 | 7472604.1213 | [9 empty] | 0 | 0 | 0 | 0 | 315 | SG | 315.SG3
1220 |  |  |  |  | 212262901.5901 | 212262901.5901 | 0 | 0 | 0 | 0 |  | 159197176.1926 | 53065725.3975 |  | 0 | 0 |  | 0 | 0 | 0 | 0 | 0 | 0 | 0 | 0 | 0 | 315 | NA | 315.NA1
1221 | [26 empty] | 315 | NA | 315.NA2
1222 | 316 | Misc Power Plant Equipment | [24 empty] | 316 | NA | 316.NA
1223 |  |  | SG | P | 1266992.3849 | 1266992.3849 | 0 | 0 | 0 | 0 | 75% | 950244.2887 | 316748.0962 |  | 0 | 0 | [6 empty] | 0 | 0 | 0 | 0 | 316 | SG | 316.SG
1224 |  |  | SG | P | 2172001.7987 | 2172001.7987 | 0 | 0 | 0 | 0 | 75% | 1629001.349 | 543000.4497 |  | 0 | 0 | [6 empty] | 0 | 0 | 0 | 0 | 316 | SG | 316.SG1
1225 |  |  | SG | P | 8480429.6849 | 8480429.6849 | 0 | 0 | 0 | 0 | 75% | 6360322.2637 | 2120107.4212 |  | 0 | 0 | [6 empty] | 0 | 0 | 0 | 0 | 316 | SG | 316.SG2
1226 |  |  | SG | P | 1781233.4584 | 1781233.4584 | 0 | 0 | 0 | 0 | 75% | 1335925.0938 | 445308.3646 | [9 empty] | 0 | 0 | 0 | 0 | 316 | SG | 316.SG3
1227 |  |  |  |  | 13700657.3269 | 13700657.3269 | 0 | 0 | 0 | 0 |  | 10275492.9952 | 3425164.3317 |  | 0 | 0 |  | 0 | 0 | 0 | 0 | 0 | 0 | 0 | 0 | 0 | 316 | NA | 316.NA1
1228 | [26 empty] | 316 | NA | 316.NA2
1229 | [26 empty] | 316 | NA | 316.NA3
1230 | SP | Unclassified Steam Plant - Account 300 | [24 empty] | SP | NA | SP.NA
1231 |  |  | SG | P | 14159118.9221 | 14159118.9221 | 0 | 0 | 0 | 0 | 75% | 10619339.1916 | 3539779.7305 |  | 0 | 0 | [6 empty] | 0 | 0 | 0 | 0 | SP | SG | SP.SG
1232 |  |  |  |  | 14159118.9221 | 14159118.9221 | 0 | 0 | 0 | 0 |  | 10619339.1916 | 3539779.7305 |  | 0 | 0 |  | 0 | 0 | 0 | 0 | 0 | 0 | 0 | 0 | 0 | SP | NA | SP.NA1
1233 | [26 empty] | SP | NA | SP.NA2
1234 | [26 empty] | SP | NA | SP.NA3
1235 | Total Steam Production Plant |  |  |  | 3129938256.0308 | 3129938256.0308 | 0 | 0 | 0 | 0 |  | 2347453692.0231 | 782484564.0077 |  | 0 | 0 |  | 0 | 0 | 0 | 0 | 0 | 0 | 0 | 0 | 0 | Total Steam Production Plant | NA | Total Steam Production Plant.NA
1236 | [26 empty] | Total Steam Production Plant | NA | Total Steam Production Plant.NA1
1237 | 320 | Land and Land Rights | [24 empty] | 320 | NA | 320.NA
1238 |  |  | SG | P | 0 | 0 | 0 | 0 | 0 | 0 | 75% | 0 | 0 |  | 0 | 0 | [6 empty] | 0 | 0 | 0 | 0 | 320 | SG | 320.SG
1239 |  |  |  |  | 0 | 0 | 0 | 0 | 0 | 0 |  | 0 | 0 |  | 0 | 0 |  | 0 | 0 | 0 | 0 | 0 | 0 | 0 | 0 | 0 | 320 | NA | 320.NA1
1240 | [26 empty] | 320 | NA | 320.NA2
1241 | 321 | Structures and Improvements | [24 empty] | 321 | NA | 321.NA
1242 |  |  | SG | P | 0 | 0 | 0 | 0 | 0 | 0 | 75% | 0 | 0 |  | 0 | 0 | [6 empty] | 0 | 0 | 0 | 0 | 321 | SG | 321.SG
1243 |  |  |  |  | 0 | 0 | 0 | 0 | 0 | 0 |  | 0 | 0 |  | 0 | 0 |  | 0 | 0 | 0 | 0 | 0 | 0 | 0 | 0 | 0 | 321 | NA | 321.NA1
1244 | [26 empty] | 321 | NA | 321.NA2
1245 | 322 | Reactor Plant Equipment | [24 empty] | 322 | NA | 322.NA
1246 |  |  | SG | P | 0 | 0 | 0 | 0 | 0 | 0 | 75% | 0 | 0 |  | 0 | 0 | [6 empty] | 0 | 0 | 0 | 0 | 322 | SG | 322.SG
1247 |  |  |  |  | 0 | 0 | 0 | 0 | 0 | 0 |  | 0 | 0 |  | 0 | 0 |  | 0 | 0 | 0 | 0 | 0 | 0 | 0 | 0 | 0 | 322 | NA | 322.NA1
1248 | [26 empty] | 322 | NA | 322.NA2
1249 | 323 | Turbogenerator Units | [24 empty] | 323 | NA | 323.NA
1250 |  |  | SG | P | 0 | 0 | 0 | 0 | 0 | 0 | 75% | 0 | 0 |  | 0 | 0 | [6 empty] | 0 | 0 | 0 | 0 | 323 | SG | 323.SG
1251 |  |  |  |  | 0 | 0 | 0 | 0 | 0 | 0 |  | 0 | 0 |  | 0 | 0 |  | 0 | 0 | 0 | 0 | 0 | 0 | 0 | 0 | 0 | 323 | NA | 323.NA1
1252 | [26 empty] | 323 | NA | 323.NA2
1253 | 324 | Land and Land Rights | [24 empty] | 324 | NA | 324.NA
1254 |  |  | SG | P | 0 | 0 | 0 | 0 | 0 | 0 | 75% | 0 | 0 |  | 0 | 0 | [6 empty] | 0 | 0 | 0 | 0 | 324 | SG | 324.SG
1255 |  |  |  |  | 0 | 0 | 0 | 0 | 0 | 0 |  | 0 | 0 |  | 0 | 0 |  | 0 | 0 | 0 | 0 | 0 | 0 | 0 | 0 | 0 | 324 | NA | 324.NA1
1256 | [26 empty] | 324 | NA | 324.NA2
1257 | 325 | Misc. Power Plant Equipment | [24 empty] | 325 | NA | 325.NA
1258 |  |  | SG | P | 0 | 0 | 0 | 0 | 0 | 0 | 75% | 0 | 0 |  | 0 | 0 | [6 empty] | 0 | 0 | 0 | 0 | 325 | SG | 325.SG
1259 |  |  |  |  | 0 | 0 | 0 | 0 | 0 | 0 |  | 0 | 0 |  | 0 | 0 |  | 0 | 0 | 0 | 0 | 0 | 0 | 0 | 0 | 0 | 325 | NA | 325.NA1
1260 | [26 empty] | 325 | NA | 325.NA2
1261 | [26 empty] | 325 | NA | 325.NA3
1262 | N00 | Unclassified Nuclear Plant - Acct 300 | [24 empty] | N00 | NA | N00.NA
1263 |  |  | SG | P | 0 | 0 | 0 | 0 | 0 | 0 | 75% | 0 | 0 |  | 0 | 0 | [6 empty] | 0 | 0 | 0 | 0 | N00 | SG | N00.SG
1264 |  |  |  |  | 0 | 0 | 0 | 0 | 0 | 0 |  | 0 | 0 |  | 0 | 0 |  | 0 | 0 | 0 | 0 | 0 | 0 | 0 | 0 | 0 | N00 | NA | N00.NA1
1265 | [26 empty] | N00 | NA | N00.NA2
1266 | [26 empty] | N00 | NA | N00.NA3
1267 | Total Nuclear Production Plant |  |  |  | 0 | 0 | 0 | 0 | 0 | 0 |  | 0 | 0 |  | 0 | 0 |  | 0 | 0 | 0 | 0 | 0 | 0 | 0 | 0 | 0 | Total Nuclear Production Plant | NA | Total Nuclear Production Plant.NA
1268 | [26 empty] | Total Nuclear Production Plant | NA | Total Nuclear Production Plant.NA1
1269 | 330 | Land and Land Rights | [24 empty] | 330 | NA | 330.NA
1270 |  |  | SG | P | 4495020.465 | 4495020.465 | 0 | 0 | 0 | 0 | 75% | 3371265.3487 | 1123755.1162 |  | 0 | 0 | [6 empty] | 0 | 0 | 0 | 0 | 330 | SG | 330.SG
1271 |  |  | SG | P | 2291939.2005 | 2291939.2005 | 0 | 0 | 0 | 0 | 75% | 1718954.4004 | 572984.8001 |  | 0 | 0 | [6 empty] | 0 | 0 | 0 | 0 | 330 | SG | 330.SG1
1272 |  |  | SG | P | 7653649.919 | 7653649.919 | 0 | 0 | 0 | 0 | 75% | 5740237.4393 | 1913412.4798 |  | 0 | 0 | [6 empty] | 0 | 0 | 0 | 0 | 330 | SG | 330.SG2
1273 |  |  | SG | P | 556357.7157 | 556357.7157 | 0 | 0 | 0 | 0 | 75% | 417268.2868 | 139089.4289 | [9 empty] | 0 | 0 | 0 | 0 | 330 | SG | 330.SG3
1274 |  |  |  |  | 14996967.3002 | 14996967.3002 | 0 | 0 | 0 | 0 |  | 11247725.4752 | 3749241.8251 |  | 0 | 0 |  | 0 | 0 | 0 | 0 | 0 | 0 | 0 | 0 | 0 | 330 | NA | 330.NA1
1275 | [26 empty] | 330 | NA | 330.NA2
1276 | 331 | Structures and Improvements | [24 empty] | 331 | NA | 331.NA
1277 |  |  | SG | P | 8717972.9393 | 8717972.9393 | 0 | 0 | 0 | 0 | 75% | 6538479.7045 | 2179493.2348 |  | 0 | 0 | [6 empty] | 0 | 0 | 0 | 0 | 331 | SG | 331.SG
1278 |  |  | SG | P | 2172580.6145 | 2172580.6145 | 0 | 0 | 0 | 0 | 75% | 1629435.4609 | 543145.1536 |  | 0 | 0 | [6 empty] | 0 | 0 | 0 | 0 | 331 | SG | 331.SG1
1279 |  |  | SG | P | 101061801.4364 | 101061801.4364 | 0 | 0 | 0 | 0 | 75% | 75796351.0773 | 25265450.3591 |  | 0 | 0 | [6 empty] | 0 | 0 | 0 | 0 | 331 | SG | 331.SG2
1280 |  |  | SG | P | 4420917.7498 | 4420917.7498 | 0 | 0 | 0 | 0 | 75% | 3315688.3124 | 1105229.4375 | [9 empty] | 0 | 0 | 0 | 0 | 331 | SG | 331.SG3
1281 |  |  |  |  | 116373272.7401 | 116373272.7401 | 0 | 0 | 0 | 0 |  | 87279954.5551 | 29093318.185 |  | 0 | 0 |  | 0 | 0 | 0 | 0 | 0 | 0 | 0 | 0 | 0 | 331 | NA | 331.NA1
1282 | [26 empty] | 331 | NA | 331.NA2
1283 | 332 | Reservoirs, Dams & Waterways | [24 empty] | 332 | NA | 332.NA
1284 |  |  | SG | P | 63623397.1124 | 63623397.1124 | 0 | 0 | 0 | 0 | 75% | 47717547.8343 | 15905849.2781 |  | 0 | 0 | [6 empty] | 0 | 0 | 0 | 0 | 332 | SG | 332.SG
1285 |  |  | SG | P | 8234505.8245 | 8234505.8245 | 0 | 0 | 0 | 0 | 75% | 6175879.3684 | 2058626.4561 |  | 0 | 0 | [6 empty] | 0 | 0 | 0 | 0 | 332 | SG | 332.SG1
1286 |  |  | SG | P | 112960266.3729 | 112960266.3729 | 0 | 0 | 0 | 0 | 75% | 84720199.7797 | 28240066.5932 |  | 0 | 0 | [6 empty] | 0 | 0 | 0 | 0 | 332 | SG | 332.SG2
1287 |  |  | SG | P | 31732642.3137 | 31732642.3137 | 0 | 0 | 0 | 0 | 75% | 23799481.7353 | 7933160.5784 | [9 empty] | 0 | 0 | 0 | 0 | 332 | SG | 332.SG3
1288 |  |  |  |  | 216550811.6235 | 216550811.6235 | 0 | 0 | 0 | 0 |  | 162413108.7177 | 54137702.9059 |  | 0 | 0 |  | 0 | 0 | 0 | 0 | 0 | 0 | 0 | 0 | 0 | 332 | NA | 332.NA1
1289 | [26 empty] | 332 | NA | 332.NA2
1290 | 333 | Water Wheel, Turbines, & Generators | [24 empty] | 333 | NA | 333.NA
1291 |  |  | SG | P | 12588339.1491 | 12588339.1491 | 0 | 0 | 0 | 0 | 75% | 9441254.3618 | 3147084.7873 |  | 0 | 0 | [6 empty] | 0 | 0 | 0 | 0 | 333 | SG | 333.SG
1292 |  |  | SG | P | 3568920.5884 | 3568920.5884 | 0 | 0 | 0 | 0 | 75% | 2676690.4413 | 892230.1471 |  | 0 | 0 | [6 empty] | 0 | 0 | 0 | 0 | 333 | SG | 333.SG1
1293 |  |  | SG | P | 26346926.26 | 26346926.26 | 0 | 0 | 0 | 0 | 75% | 19760194.695 | 6586731.565 |  | 0 | 0 | [6 empty] | 0 | 0 | 0 | 0 | 333 | SG | 333.SG2
1294 |  |  | SG | P | 14838176.8751 | 14838176.8751 | 0 | 0 | 0 | 0 | 75% | 11128632.6563 | 3709544.2188 | [9 empty] | 0 | 0 | 0 | 0 | 333 | SG | 333.SG3
1295 |  |  |  |  | 57342362.8726 | 57342362.8726 | 0 | 0 | 0 | 0 |  | 43006772.1544 | 14335590.7181 |  | 0 | 0 |  | 0 | 0 | 0 | 0 | 0 | 0 | 0 | 0 | 0 | 333 | NA | 333.NA1
1296 | [26 empty] | 333 | NA | 333.NA2
1297 | 334 | Accessory Electric Equipment | [24 empty] | 334 | NA | 334.NA
1298 |  |  | SG | P | 1647376.9451 | 1647376.9451 | 0 | 0 | 0 | 0 | 75% | 1235532.7088 | 411844.2363 |  | 0 | 0 | [6 empty] | 0 | 0 | 0 | 0 | 334 | SG | 334.SG
1299 |  |  | SG | P | 1484327.7003 | 1484327.7003 | 0 | 0 | 0 | 0 | 75% | 1113245.7752 | 371081.9251 |  | 0 | 0 | [6 empty] | 0 | 0 | 0 | 0 | 334 | SG | 334.SG1
1300 |  |  | SG | P | 28052680.1435 | 28052680.1435 | 0 | 0 | 0 | 0 | 75% | 21039510.1076 | 7013170.0359 |  | 0 | 0 | [6 empty] | 0 | 0 | 0 | 0 | 334 | SG | 334.SG2
1301 |  |  | SG | P | 3966854.8432 | 3966854.8432 | 0 | 0 | 0 | 0 | 75% | 2975141.1324 | 991713.7108 | [9 empty] | 0 | 0 | 0 | 0 | 334 | SG | 334.SG3
1302 |  |  |  |  | 35151239.632 | 35151239.632 | 0 | 0 | 0 | 0 |  | 26363429.724 | 8787809.908 |  | 0 | 0 |  | 0 | 0 | 0 | 0 | 0 | 0 | 0 | 0 | 0 | 334 | NA | 334.NA1
1303 | [26 empty] | 334 | NA | 334.NA2
1304 | 335 | Misc. Power Plant Equipment | [24 empty] | 335 | NA | 335.NA
1305 |  |  | SG | P | 494492.1656 | 494492.1656 | 0 | 0 | 0 | 0 | 75% | 370869.1242 | 123623.0414 |  | 0 | 0 | [6 empty] | 0 | 0 | 0 | 0 | 335 | SG | 335.SG
1306 |  |  | SG | P | 68432.1527 | 68432.1527 | 0 | 0 | 0 | 0 | 75% | 51324.1145 | 17108.0382 |  | 0 | 0 | [6 empty] | 0 | 0 | 0 | 0 | 335 | SG | 335.SG1
1307 |  |  | SG | P | 457492.7498 | 457492.7498 | 0 | 0 | 0 | 0 | 75% | 343119.5624 | 114373.1875 |  | 0 | 0 | [6 empty] | 0 | 0 | 0 | 0 | 335 | SG | 335.SG2
1308 |  |  | SG | P | 7952.1298 | 7952.1298 | 0 | 0 | 0 | 0 | 75% | 5964.0973 | 1988.0324 | [9 empty] | 0 | 0 | 0 | 0 | 335 | SG | 335.SG3
1309 |  |  |  |  | 1028369.1979 | 1028369.1979 | 0 | 0 | 0 | 0 |  | 771276.8984 | 257092.2995 |  | 0 | 0 |  | 0 | 0 | 0 | 0 | 0 | 0 | 0 | 0 | 0 | 335 | NA | 335.NA1
1310 | [26 empty] | 335 | NA | 335.NA2
1311 | 336 | Roads, Railroads & Bridges | [24 empty] | 336 | NA | 336.NA
1312 |  |  | SG | P | 1820435.4852 | 1820435.4852 | 0 | 0 | 0 | 0 | 75% | 1365326.6139 | 455108.8713 |  | 0 | 0 | [6 empty] | 0 | 0 | 0 | 0 | 336 | SG | 336.SG
1313 |  |  | SG | P | 357027.0953 | 357027.0953 | 0 | 0 | 0 | 0 | 75% | 267770.3215 | 89256.7738 |  | 0 | 0 | [6 empty] | 0 | 0 | 0 | 0 | 336 | SG | 336.SG1
1314 |  |  | SG | P | 7391659.4687 | 7391659.4687 | 0 | 0 | 0 | 0 | 75% | 5543744.6015 | 1847914.8672 |  | 0 | 0 | [6 empty] | 0 | 0 | 0 | 0 | 336 | SG | 336.SG2
1315 |  |  | SG | P | 486378.5906 | 486378.5906 | 0 | 0 | 0 | 0 | 75% | 364783.9429 | 121594.6476 | [9 empty] | 0 | 0 | 0 | 0 | 336 | SG | 336.SG3
1316 |  |  |  |  | 10055500.6397 | 10055500.6397 | 0 | 0 | 0 | 0 |  | 7541625.4798 | 2513875.1599 |  | 0 | 0 |  | 0 | 0 | 0 | 0 | 0 | 0 | 0 | 0 | 0 | 336 | NA | 336.NA1
1317 | [26 empty] | 336 | NA | 336.NA2
1318 | [26 empty] | 336 | NA | 336.NA3
1319 | HP | Unclassified Hydro Plant - Acct 300 | [24 empty] | HP | NA | HP.NA
1320 |  |  | S | P | 0 | 0 | 0 | 0 | 0 | 0 | 75% | 0 | 0 |  | 0 | 0 | [6 empty] | 0 | 0 | 0 | 0 | HP | S | HP.S
1321 |  |  | SG | P | 0 | 0 | 0 | 0 | 0 | 0 | 75% | 0 | 0 | [9 empty] | 0 | 0 | 0 | 0 | HP | SG | HP.SG
1322 |  |  |  |  | 0 | 0 | 0 | 0 | 0 | 0 |  | 0 | 0 |  | 0 | 0 |  | 0 | 0 | 0 | 0 | 0 | 0 | 0 | 0 | 0 | HP | NA | HP.NA1
1323 | [26 empty] | HP | NA | HP.NA2
1324 | [26 empty] | HP | NA | HP.NA3
1325 | Total Hydraulic Plant |  |  |  | 451498524.006 | 451498524.006 | 0 | 0 | 0 | 0 |  | 338623893.0045 | 112874631.0015 |  | 0 | 0 |  | 0 | 0 | 0 | 0 | 0 | 0 | 0 | 0 | 0 | Total Hydraulic Plant | NA | Total Hydraulic Plant.NA
1326 | [26 empty] | Total Hydraulic Plant | NA | Total Hydraulic Plant.NA1
1327 | 340 | Land and Land Rights | [24 empty] | 340 | NA | 340.NA
1328 |  |  | SG | P | 16996127.0118 | 16996127.0118 | 0 | 0 | 0 | 0 | 75% | 12747095.2588 | 4249031.7529 |  | 0 | 0 | [6 empty] | 0 | 0 | 0 | 0 | 340 | SG | 340.SG
1329 |  | SG-W | SG | P | 2653870.9907 | 2653870.9907 | 0 | 0 | 0 | 0 | 75% | 1990403.243 | 663467.7477 |  | 0 | 0 | [6 empty] | 0 | 0 | 0 | 0 | 340 | SG | 340.SG1
1330 |  | SSGCT | SG | P | 102291.0881 | 102291.0881 | 0 | 0 | 0 | 0 | 75% | 76718.3161 | 25572.772 |  | 0 | 0 | [6 empty] | 0 | 0 | 0 | 0 | 340 | SG | 340.SG2
1331 |  |  |  |  | 19752289.0906 | 19752289.0906 | 0 | 0 | 0 | 0 |  | 14814216.8179 | 4938072.2726 |  | 0 | 0 |  | 0 | 0 | 0 | 0 | 0 | 0 | 0 | 0 | 0 | 340 | NA | 340.NA1
1332 | [26 empty] | 340 | NA | 340.NA2
1333 | 341 | Structures and Improvements | [24 empty] | 341 | NA | 341.NA
1334 |  |  | SG | P | 73893247.8257 | 73893247.8257 | 0 | 0 | 0 | 0 | 75% | 55419935.8693 | 18473311.9564 |  | 0 | 0 | [6 empty] | 0 | 0 | 0 | 0 | 341 | SG | 341.SG
1335 |  |  | SG | P | 0 | 0 | 0 | 0 | 0 | 0 | 75% | 0 | 0 |  | 0 | 0 | [6 empty] | 0 | 0 | 0 | 0 | 341 | SG | 341.SG1
1336 |  | SG-W | SG | P | 23201794.6188 | 23201794.6188 | 0 | 0 | 0 | 0 | 75% | 17401345.9641 | 5800448.6547 |  | 0 | 0 | [6 empty] | 0 | 0 | 0 | 0 | 341 | SG | 341.SG2
1337 |  |  | SG | P | 1858932.7933 | 1858932.7933 | 0 | 0 | 0 | 0 | 75% | 1394199.595 | 464733.1983 |  | 0 | 0 | [6 empty] | 0 | 0 | 0 | 0 | 341 | SG | 341.SG3
1338 |  |  |  |  | 98953975.2379 | 98953975.2379 | 0 | 0 | 0 | 0 |  | 74215481.4284 | 24738493.8095 |  | 0 | 0 |  | 0 | 0 | 0 | 0 | 0 | 0 | 0 | 0 | 0 | 341 | NA | 341.NA1
1339 | [26 empty] | 341 | NA | 341.NA2
1340 | 342 | Fuel Holders, Producers & Accessories | [24 empty] | 342 | NA | 342.NA
1341 |  |  | SG | P | 5842136.7827 | 5842136.7827 | 0 | 0 | 0 | 0 | 75% | 4381602.587 | 1460534.1957 |  | 0 | 0 | [6 empty] | 0 | 0 | 0 | 0 | 342 | SG | 342.SG
1342 |  |  | SG | P | 0 | 0 | 0 | 0 | 0 | 0 | 75% | 0 | 0 |  | 0 | 0 | [6 empty] | 0 | 0 | 0 | 0 | 342 | SG | 342.SG1
1343 |  |  | SG | P | 1199475.3004 | 1199475.3004 | 0 | 0 | 0 | 0 | 75% | 899606.4753 | 299868.8251 |  | 0 | 0 | [6 empty] | 0 | 0 | 0 | 0 | 342 | SG | 342.SG2
1344 |  |  |  |  | 7041612.0831 | 7041612.0831 | 0 | 0 | 0 | 0 |  | 5281209.0623 | 1760403.0208 |  | 0 | 0 |  | 0 | 0 | 0 | 0 | 0 | 0 | 0 | 0 | 0 | 342 | NA | 342.NA1
1345 | [26 empty] | 342 | NA | 342.NA2
1346 | 343 | Prime Movers | [24 empty] | 343 | NA | 343.NA
1347 |  |  | SG | P | 0 | 0 | 0 | 0 | 0 | 0 | 75% | 0 | 0 |  | 0 | 0 | [6 empty] | 0 | 0 | 0 | 0 | 343 | SG | 343.SG
1348 |  |  | SG | P | 779708634.332 | 779708634.332 | 0 | 0 | 0 | 0 | 75% | 584781475.749 | 194927158.583 |  | 0 | 0 | [6 empty] | 0 | 0 | 0 | 0 | 343 | SG | 343.SG1
1349 |  | SG-W | SG | P | 465309810.6366 | 465309810.6366 | 0 | 0 | 0 | 0 | 75% | 348982357.9775 | 116327452.6592 |  | 0 | 0 | [6 empty] | 0 | 0 | 0 | 0 | 343 | SG | 343.SG2
1350 |  |  | SG | P | 24016234.8557 | 24016234.8557 | 0 | 0 | 0 | 0 | 75% | 18012176.1418 | 6004058.7139 | [9 empty] | 0 | 0 | 0 | 0 | 343 | SG | 343.SG3
1351 |  |  |  |  | 1269034679.8243 | 1269034679.8243 | 0 | 0 | 0 | 0 |  | 951776009.8682 | 317258669.9561 |  | 0 | 0 |  | 0 | 0 | 0 | 0 | 0 | 0 | 0 | 0 | 0 | 343 | NA | 343.NA1
1352 | [26 empty] | 343 | NA | 343.NA2
1353 | 344 | Generators | [24 empty] | 344 | NA | 344.NA
1354 |  |  | S | P | 0 | 0 | 0 | 0 | 0 | 0 | 75% | 0 | 0 |  | 0 | 0 | [6 empty] | 0 | 0 | 0 | 0 | 344 | S | 344.S
1355 |  |  | SG | P | 24674021.4469 | 24674021.4469 | 0 | 0 | 0 | 0 | 75% | 18505516.0852 | 6168505.3617 |  | 0 | 0 | [6 empty] | 0 | 0 | 0 | 0 | 344 | SG | 344.SG
1356 |  | SG-W | SG | P | 173956460.1356 | 173956460.1356 | 0 | 0 | 0 | 0 | 75% | 130467345.1017 | 43489115.0339 |  | 0 | 0 | [6 empty] | 0 | 0 | 0 | 0 | 344 | SG | 344.SG1
1357 |  |  | SG | P | 7651609.766 | 7651609.766 | 0 | 0 | 0 | 0 | 75% | 5738707.3245 | 1912902.4415 |  | 0 | 0 | [6 empty] | 0 | 0 | 0 | 0 | 344 | SG | 344.SG2
1358 |  |  |  |  | 206282091.3485 | 206282091.3485 | 0 | 0 | 0 | 0 |  | 154711568.5113 | 51570522.8371 |  | 0 | 0 |  | 0 | 0 | 0 | 0 | 0 | 0 | 0 | 0 | 0 | 344 | NA | 344.NA1
1359 | [26 empty] | 344 | NA | 344.NA2
1360 | 345 | Accessory Electric Plant | [24 empty] | 345 | NA | 345.NA
1361 |  |  | SG | P | 92142036.3621 | 92142036.3621 | 0 | 0 | 0 | 0 | 75% | 69106527.2715 | 23035509.0905 |  | 0 | 0 | [6 empty] | 0 | 0 | 0 | 0 | 345 | SG | 345.SG
1362 |  | SG-W | SG | P | 48850560.3997 | 48850560.3997 | 0 | 0 | 0 | 0 | 75% | 36637920.2998 | 12212640.0999 |  | 0 | 0 | [6 empty] | 0 | 0 | 0 | 0 | 345 | SG | 345.SG1
1363 |  |  | SG | P | 0 | 0 | 0 | 0 | 0 | 0 | 75% | 0 | 0 |  | 0 | 0 | [6 empty] | 0 | 0 | 0 | 0 | 345 | SG | 345.SG2
1364 |  |  | SG | P | 1262270.0351 | 1262270.0351 | 0 | 0 | 0 | 0 | 75% | 946702.5263 | 315567.5088 |  | 0 | 0 | [6 empty] | 0 | 0 | 0 | 0 | 345 | SG | 345.SG3
1365 |  |  |  |  | 142254866.7969 | 142254866.7969 | 0 | 0 | 0 | 0 |  | 106691150.0977 | 35563716.6992 |  | 0 | 0 |  | 0 | 0 | 0 | 0 | 0 | 0 | 0 | 0 | 0 | 345 | NA | 345.NA1
1366 | [26 empty] | 345 | NA | 345.NA2
1367 | 346 | Misc. Power Plant Equipment | [24 empty] | 346 | NA | 346.NA
1368 |  |  | SG | P | 5459523.5954 | 5459523.5954 | 0 | 0 | 0 | 0 | 75% | 4094642.6966 | 1364880.8989 |  | 0 | 0 | [6 empty] | 0 | 0 | 0 | 0 | 346 | SG | 346.SG
1369 |  | SG-W | SG | P | 1443650.6299 | 1443650.6299 | 0 | 0 | 0 | 0 | 75% | 1082737.9724 | 360912.6575 |  | 0 | 0 | [6 empty] | 0 | 0 | 0 | 0 | 346 | SG | 346.SG1
1370 |  |  | SG | P | 0 | 0 | 0 | 0 | 0 | 0 | 75% | 0 | 0 |  | 0 | 0 | [6 empty] | 0 | 0 | 0 | 0 | 346 | SG | 346.SG2
1371 |  |  |  |  | 6903174.2253 | 6903174.2253 | 0 | 0 | 0 | 0 |  | 5177380.669 | 1725793.5563 |  | 0 | 0 |  | 0 | 0 | 0 | 0 | 0 | 0 | 0 | 0 | 0 | 346 | NA | 346.NA1
1372 | [26 empty] | 346 | NA | 346.NA2
1373 | OP | Unclassified Other Prod Plant-Acct 300 | [24 empty] | OP | NA | OP.NA
1374 |  |  | S | P | 0 | 0 | 0 | 0 | 0 | 0 | 75% | 0 | 0 |  | 0 | 0 | [6 empty] | 0 | 0 | 0 | 0 | OP | S | OP.S
1375 |  |  | SG | P | -253096.9923 | -253096.9923 | 0 | 0 | 0 | 0 | 75% | -189822.7442 | -63274.2481 |  | 0 | 0 | [6 empty] | 0 | 0 | 0 | 0 | OP | SG | OP.SG
1376 |  |  |  |  | -253096.9923 | -253096.9923 | 0 | 0 | 0 | 0 |  | -189822.7442 | -63274.2481 |  | 0 | 0 |  | 0 | 0 | 0 | 0 | 0 | 0 | 0 | 0 | 0 | OP | NA | OP.NA1
1377 | [26 empty] | OP | NA | OP.NA2
1378 | Total Other Production Plant |  |  |  | 1749969591.6142 | 1749969591.6142 | 0 | 0 | 0 | 0 |  | 1312477193.7106 | 437492397.9035 |  | 0 | 0 |  | 0 | 0 | 0 | 0 | 0 | 0 | 0 | 0 | 0 | Total Other Production Plant | NA | Total Other Production Plant.NA
1379 | [26 empty] | Total Other Production Plant | NA | Total Other Production Plant.NA1
1380 | Experimental Plant | [25 empty] | Experimental Plant | NA | Experimental Plant.NA
1381 | 103 | Experimental Plant | [24 empty] | 103 | NA | 103.NA
1382 |  |  | SG | P | 0 | 0 | 0 | 0 | 0 | 0 | 75% | 0 | 0 |  | 0 | 0 | [6 empty] | 0 | 0 | 0 | 0 | 103 | SG | 103.SG
1383 | Total Experimental Plant |  |  |  | 0 | 0 | 0 | 0 | 0 | 0 |  | 0 | 0 |  | 0 | 0 |  | 0 | 0 | 0 | 0 | 0 | 0 | 0 | 0 | 0 | Total Experimental Plant | NA | Total Experimental Plant.NA
1384 | [26 empty] | Total Experimental Plant | NA | Total Experimental Plant.NA1
1385 | TOTAL PRODUCTION PLANT |  |  |  | 5331406371.6511 | 5331406371.6511 | 0 | 0 | 0 | 0 |  | 3998554778.7383 | 1332851592.9128 |  | 0 | 0 |  | 0 | 0 | 0 | 0 | 0 | 0 | 0 | 0 | 0 | TOTAL PRODUCTION PLANT | NA | TOTAL PRODUCTION PLANT.NA
1386 | [26 empty] | TOTAL PRODUCTION PLANT | NA | TOTAL PRODUCTION PLANT.NA1
1387 | 350 | Land and Land Rights | [24 empty] | 350 | NA | 350.NA
1388 |  |  | SG | T | 9162560.0402 | 0 | 9162560.0402 | 0 | 0 | 0 |  |  |  | 75% | 6871920.0301 | 2290640.01 | [6 empty] | 0 | 0 | 0 | 0 | 350 | SG | 350.SG
1389 |  |  | SG | T | 21001171.7367 | 0 | 21001171.7367 | 0 | 0 | 0 |  |  |  | 75% | 15750878.8025 | 5250292.9342 | [6 empty] | 0 | 0 | 0 | 0 | 350 | SG | 350.SG1
1390 |  |  | SG | T | 82404571.5027 | 0 | 82404571.5027 | 0 | 0 | 0 |  |  |  | 75% | 61803428.627 | 20601142.8757 | [6 empty] | 0 | 0 | 0 | 0 | 350 | SG | 350.SG2
1391 |  |  |  |  | 112568303.2796 | 0 | 112568303.2796 | 0 | 0 | 0 |  | 0 | 0 |  | 84426227.4597 | 28142075.8199 |  | 0 | 0 | 0 | 0 | 0 | 0 | 0 | 0 | 0 | 350 | NA | 350.NA1
1392 | [26 empty] | 350 | NA | 350.NA2
1393 | 352 | Structures and Improvements | [24 empty] | 352 | NA | 352.NA
1394 |  |  | S | T | 0 | 0 | 0 | 0 | 0 | 0 |  |  |  | 75% | 0 | 0 | [6 empty] | 0 | 0 | 0 | 0 | 352 | S | 352.S
1395 |  |  | SG | T | 3092984.6337 | 0 | 3092984.6337 | 0 | 0 | 0 |  |  |  | 75% | 2319738.4753 | 773246.1584 | [6 empty] | 0 | 0 | 0 | 0 | 352 | SG | 352.SG
1396 |  |  | SG | T | 7746942.9062 | 0 | 7746942.9062 | 0 | 0 | 0 |  |  |  | 75% | 5810207.1796 | 1936735.7265 | [6 empty] | 0 | 0 | 0 | 0 | 352 | SG | 352.SG1
1397 |  |  | SG | T | 95865245.9573 | 0 | 95865245.9573 | 0 | 0 | 0 |  |  |  | 75% | 71898934.468 | 23966311.4893 | [6 empty] | 0 | 0 | 0 | 0 | 352 | SG | 352.SG2
1398 |  |  |  |  | 106705173.4971 | 0 | 106705173.4971 | 0 | 0 | 0 |  | 0 | 0 |  | 80028880.1228 | 26676293.3743 |  | 0 | 0 | 0 | 0 | 0 | 0 | 0 | 0 | 0 | 352 | NA | 352.NA1
1399 | [26 empty] | 352 | NA | 352.NA2
1400 | 353 | Station Equipment | [24 empty] | 353 | NA | 353.NA
1401 |  |  | SG | T | 47588825.601 | 0 | 47588825.601 | 0 | 0 | 0 |  |  |  | 75% | 35691619.2008 | 11897206.4003 | [6 empty] | 0 | 0 | 0 | 0 | 353 | SG | 353.SG
1402 |  |  | SG | T | 70955657.2404 | 0 | 70955657.2404 | 0 | 0 | 0 |  |  |  | 75% | 53216742.9303 | 17738914.3101 | [6 empty] | 0 | 0 | 0 | 0 | 353 | SG | 353.SG1
1403 |  |  | SG | T | 772141852.953 | 0 | 772141852.953 | 0 | 0 | 0 |  |  |  | 75% | 579106389.7148 | 193035463.2383 | [6 empty] | 0 | 0 | 0 | 0 | 353 | SG | 353.SG2
1404 |  |  |  |  | 890686335.7944 | 0 | 890686335.7944 | 0 | 0 | 0 |  | 0 | 0 |  | 668014751.8458 | 222671583.9486 |  | 0 | 0 | 0 | 0 | 0 | 0 | 0 | 0 | 0 | 353 | NA | 353.NA1
1405 | [26 empty] | 353 | NA | 353.NA2
1406 | 354 | Towers and Fixtures | [24 empty] | 354 | NA | 354.NA
1407 |  |  | SG | T | 55739276.6623 | 0 | 55739276.6623 | 0 | 0 | 0 |  |  |  | 75% | 41804457.4967 | 13934819.1656 | [6 empty] | 0 | 0 | 0 | 0 | 354 | SG | 354.SG
1408 |  |  | SG | T | 57133517.2669 | 0 | 57133517.2669 | 0 | 0 | 0 |  |  |  | 75% | 42850137.9502 | 14283379.3167 | [6 empty] | 0 | 0 | 0 | 0 | 354 | SG | 354.SG1
1409 |  |  | SG | T | 449030398.3467 | 0 | 449030398.3467 | 0 | 0 | 0 |  |  |  | 75% | 336772798.7601 | 112257599.5867 | [6 empty] | 0 | 0 | 0 | 0 | 354 | SG | 354.SG2
1410 |  |  |  |  | 561903192.2759 | 0 | 561903192.2759 | 0 | 0 | 0 |  | 0 | 0 |  | 421427394.2069 | 140475798.069 |  | 0 | 0 | 0 | 0 | 0 | 0 | 0 | 0 | 0 | 354 | NA | 354.NA1
1411 | [26 empty] | 354 | NA | 354.NA2
1412 | 355 | Poles and Fixtures | [24 empty] | 355 | NA | 355.NA
1413 |  |  | SG | T | 26907226.7373 | 0 | 26907226.7373 | 0 | 0 | 0 |  |  |  | 75% | 20180420.053 | 6726806.6843 | [6 empty] | 0 | 0 | 0 | 0 | 355 | SG | 355.SG
1414 |  |  | SG | T | 49978164.2866 | 0 | 49978164.2866 | 0 | 0 | 0 |  |  |  | 75% | 37483623.215 | 12494541.0717 | [6 empty] | 0 | 0 | 0 | 0 | 355 | SG | 355.SG1
1415 |  |  | SG | T | 324855039.6033 | 0 | 324855039.6033 | 0 | 0 | 0 |  |  |  | 75% | 243641279.7025 | 81213759.9008 | [6 empty] | 0 | 0 | 0 | 0 | 355 | SG | 355.SG2
1416 |  |  |  |  | 401740430.6273 | 0 | 401740430.6273 | 0 | 0 | 0 |  | 0 | 0 |  | 301305322.9704 | 100435107.6568 |  | 0 | 0 | 0 | 0 | 0 | 0 | 0 | 0 | 0 | 355 | NA | 355.NA1
1417 | [26 empty] | 355 | NA | 355.NA2
1418 | 356 | Clearing and Grading | [24 empty] | 356 | NA | 356.NA
1419 |  |  | SG | T | 69124878.619 | 0 | 69124878.619 | 0 | 0 | 0 |  |  |  | 75% | 51843658.9643 | 17281219.6548 | [6 empty] | 0 | 0 | 0 | 0 | 356 | SG | 356.SG
1420 |  |  | SG | T | 68698928.693 | 0 | 68698928.693 | 0 | 0 | 0 |  |  |  | 75% | 51524196.5198 | 17174732.1733 | [6 empty] | 0 | 0 | 0 | 0 | 356 | SG | 356.SG1
1421 |  |  | SG | T | 391175614.2971 | 0 | 391175614.2971 | 0 | 0 | 0 |  |  |  | 75% | 293381710.7228 | 97793903.5743 | [6 empty] | 0 | 0 | 0 | 0 | 356 | SG | 356.SG2
1422 |  |  |  |  | 528999421.6092 | 0 | 528999421.6092 | 0 | 0 | 0 |  | 0 | 0 |  | 396749566.2069 | 132249855.4023 |  | 0 | 0 | 0 | 0 | 0 | 0 | 0 | 0 | 0 | 356 | NA | 356.NA1
1423 | [26 empty] | 356 | NA | 356.NA2
1424 | 357 | Underground Conduit | [24 empty] | 357 | NA | 357.NA
1425 |  |  | SG | T | 2771.6457 | 0 | 2771.6457 | 0 | 0 | 0 |  |  |  | 75% | 2078.7343 | 692.9114 | [6 empty] | 0 | 0 | 0 | 0 | 357 | SG | 357.SG
1426 |  |  | SG | T | 39871.8194 | 0 | 39871.8194 | 0 | 0 | 0 |  |  |  | 75% | 29903.8646 | 9967.9549 | [6 empty] | 0 | 0 | 0 | 0 | 357 | SG | 357.SG1
1427 |  |  | SG | T | 1488439.0539 | 0 | 1488439.0539 | 0 | 0 | 0 |  |  |  | 75% | 1116329.2904 | 372109.7635 | [6 empty] | 0 | 0 | 0 | 0 | 357 | SG | 357.SG2
1428 |  |  |  |  | 1531082.519 | 0 | 1531082.519 | 0 | 0 | 0 |  | 0 | 0 |  | 1148311.8893 | 382770.6298 |  | 0 | 0 | 0 | 0 | 0 | 0 | 0 | 0 | 0 | 357 | NA | 357.NA1
1429 | [26 empty] | 357 | NA | 357.NA2
1430 | 358 | Underground Conductors | [24 empty] | 358 | NA | 358.NA
1431 |  |  | SG | T | 0 | 0 | 0 | 0 | 0 | 0 |  |  |  | 75% | 0 | 0 | [6 empty] | 0 | 0 | 0 | 0 | 358 | SG | 358.SG
1432 |  |  | SG | T | 473130.4246 | 0 | 473130.4246 | 0 | 0 | 0 |  |  |  | 75% | 354847.8185 | 118282.6062 | [6 empty] | 0 | 0 | 0 | 0 | 358 | SG | 358.SG1
1433 |  |  | SG | T | 3022582.8302 | 0 | 3022582.8302 | 0 | 0 | 0 |  |  |  | 75% | 2266937.1226 | 755645.7075 | [6 empty] | 0 | 0 | 0 | 0 | 358 | SG | 358.SG2
1434 |  |  |  |  | 3495713.2548 | 0 | 3495713.2548 | 0 | 0 | 0 |  | 0 | 0 |  | 2621784.9411 | 873928.3137 |  | 0 | 0 | 0 | 0 | 0 | 0 | 0 | 0 | 0 | 358 | NA | 358.NA1
1435 | [26 empty] | 358 | NA | 358.NA2
1436 | 359 | Roads and Trails | [24 empty] | 359 | NA | 359.NA
1437 |  |  | SG | T | 810496.2247 | 0 | 810496.2247 | 0 | 0 | 0 |  |  |  | 75% | 607872.1685 | 202624.0562 | [6 empty] | 0 | 0 | 0 | 0 | 359 | SG | 359.SG
1438 |  |  | SG | T | 191641.5723 | 0 | 191641.5723 | 0 | 0 | 0 |  |  |  | 75% | 143731.1792 | 47910.3931 | [6 empty] | 0 | 0 | 0 | 0 | 359 | SG | 359.SG1
1439 |  |  | SG | T | 4191040.9642 | 0 | 4191040.9642 | 0 | 0 | 0 |  |  |  | 75% | 3143280.7231 | 1047760.241 | [6 empty] | 0 | 0 | 0 | 0 | 359 | SG | 359.SG2
1440 |  |  |  |  | 5193178.7611 | 0 | 5193178.7611 | 0 | 0 | 0 |  | 0 | 0 |  | 3894884.0709 | 1298294.6903 |  | 0 | 0 | 0 | 0 | 0 | 0 | 0 | 0 | 0 | 359 | NA | 359.NA1
1441 | [26 empty] | 359 | NA | 359.NA2
1442 | TP | Unclassified Trans Plant - Acct 300 | [24 empty] | TP | NA | TP.NA
1443 |  |  | SG | T | 50754711.6005 | 0 | 50754711.6005 | 0 | 0 | 0 |  |  |  | 75% | 38066033.7004 | 12688677.9001 | [6 empty] | 0 | 0 | 0 | 0 | TP | SG | TP.SG
1444 |  |  |  |  | 50754711.6005 | 0 | 50754711.6005 | 0 | 0 | 0 |  | 0 | 0 |  | 38066033.7004 | 12688677.9001 |  | 0 | 0 | 0 | 0 | 0 | 0 | 0 | 0 | 0 | TP | NA | TP.NA1
1445 | [26 empty] | TP | NA | TP.NA2
1446 | TS0 | Unclassified Trans Sub Plant - Acct 300 | [24 empty] | TS0 | NA | TS0.NA
1447 |  |  | SG | T | 0 | 0 | 0 | 0 | 0 | 0 |  |  |  | 75% | 0 | 0 | [6 empty] | 0 | 0 | 0 | 0 | TS0 | SG | TS0.SG
1448 |  |  |  |  | 0 | 0 | 0 | 0 | 0 | 0 |  | 0 | 0 |  | 0 | 0 |  | 0 | 0 | 0 | 0 | 0 | 0 | 0 | 0 | 0 | TS0 | NA | TS0.NA1
1449 | [26 empty] | TS0 | NA | TS0.NA2
1450 | TOTAL TRANSMISSION PLANT |  |  |  | 2663577543.2189 | 0 | 2663577543.2189 | 0 | 0 | 0 |  | 0 | 0 |  | 1997683157.4142 | 665894385.8047 |  | 0 | 0 | 0 | 0 | 0 | 0 | 0 | 0 | 0 | TOTAL TRANSMISSION PLANT | NA | TOTAL TRANSMISSION PLANT.NA
1451 | [26 empty] | TOTAL TRANSMISSION PLANT | NA | TOTAL TRANSMISSION PLANT.NA1
1452 | 360 | Land and Land Rights | [24 empty] | 360 | NA | 360.NA
1453 |  |  | S | DPW | 37805958.7562 | 0 | 0 | 37805958.7562 | 0 | 0 | [6 empty] | PLNT2 | 9664792.1673 | 28141166.5888 | 0 | 0 | 0 | 0 | 0 | 0 | 0 | 360 | S | 360.S1
1454 |  |  |  |  | 37805958.7562 | 0 | 0 | 37805958.7562 | 0 | 0 |  | 0 | 0 |  | 0 | 0 |  | 9664792.1673 | 28141166.5888 | 0 | 0 | 0 | 0 | 0 | 0 | 0 | 360 | NA | 360.NA1
1455 | [26 empty] | 360 | NA | 360.NA2
1456 | 361 | Structures and Improvements | [24 empty] | 361 | NA | 361.NA
1457 |  |  | S | DPW | 54453644.1785 | 0 | 0 | 54453644.1785 | 0 | 0 | [6 empty] | PLNT2 | 13920640.3185 | 40533003.86 | 0 | 0 | 0 | 0 | 0 | 0 | 0 | 361 | S | 361.S1
1458 |  |  |  |  | 54453644.1785 | 0 | 0 | 54453644.1785 | 0 | 0 |  | 0 | 0 |  | 0 | 0 |  | 13920640.3185 | 40533003.86 | 0 | 0 | 0 | 0 | 0 | 0 | 0 | 361 | NA | 361.NA1
1459 | [26 empty] | 361 | NA | 361.NA2
1460 | 362 | Station Equipment | [24 empty] | 362 | NA | 362.NA
1461 |  |  | S | DPW | 468246219.3623 | 0 | 0 | 468246219.3623 | 0 | 0 | [6 empty] | SUBS | 468246219.3623 | 0 | 0 | 0 | 0 | 0 | 0 | 0 | 0 | 362 | S | 362.S1
1462 |  |  |  |  | 468246219.3623 | 0 | 0 | 468246219.3623 | 0 | 0 |  | 0 | 0 |  | 0 | 0 |  | 468246219.3623 | 0 | 0 | 0 | 0 | 0 | 0 | 0 | 0 | 362 | NA | 362.NA1
1463 | [26 empty] | 362 | NA | 362.NA2
1464 | 364 | Poles, Towers & Fixtures | [24 empty] | 364 | NA | 364.NA
1465 |  |  | S | DPW | 374424875.3669 | 0 | 0 | 374424875.3669 | 0 | 0 | [6 empty] | PC | 0 | 374424875.3669 | 0 | 0 | 0 | 0 | 0 | 0 | 0 | 364 | S | 364.S1
1466 |  |  |  |  | 374424875.3669 | 0 | 0 | 374424875.3669 | 0 | 0 |  | 0 | 0 |  | 0 | 0 |  | 0 | 374424875.3669 | 0 | 0 | 0 | 0 | 0 | 0 | 0 | 364 | NA | 364.NA1
1467 | [26 empty] | 364 | NA | 364.NA2
1468 | 365 | Overhead Conductors | [24 empty] | 365 | NA | 365.NA
1469 |  |  | S | DPW | 231823002.4223 | 0 | 0 | 231823002.4223 | 0 | 0 | [6 empty] | PC | 0 | 231823002.4223 | 0 | 0 | 0 | 0 | 0 | 0 | 0 | 365 | S | 365.S1
1470 |  |  |  |  | 231823002.4223 | 0 | 0 | 231823002.4223 | 0 | 0 |  | 0 | 0 |  | 0 | 0 |  | 0 | 231823002.4223 | 0 | 0 | 0 | 0 | 0 | 0 | 0 | 365 | NA | 365.NA1
1471 | [26 empty] | 365 | NA | 365.NA2
1472 | 366 | Underground Conduit | [24 empty] | 366 | NA | 366.NA
1473 |  |  | S | DPW | 197327360.3062 | 0 | 0 | 197327360.3062 | 0 | 0 | [6 empty] | PC | 0 | 197327360.3062 | 0 | 0 | 0 | 0 | 0 | 0 | 0 | 366 | S | 366.S1
1474 |  |  |  |  | 197327360.3062 | 0 | 0 | 197327360.3062 | 0 | 0 |  | 0 | 0 |  | 0 | 0 |  | 0 | 197327360.3062 | 0 | 0 | 0 | 0 | 0 | 0 | 0 | 366 | NA | 366.NA1
1475 | [26 empty] | 366 | NA | 366.NA2
1476 | 367 | Underground Conductors | [24 empty] | 367 | NA | 367.NA
1477 |  |  | S | DPW | 533575622.0054 | 0 | 0 | 533575622.0054 | 0 | 0 | [6 empty] | PC | 0 | 533575622.0054 | 0 | 0 | 0 | 0 | 0 | 0 | 0 | 367 | S | 367.S1
1478 |  |  |  |  | 533575622.0054 | 0 | 0 | 533575622.0054 | 0 | 0 |  | 0 | 0 |  | 0 | 0 |  | 0 | 533575622.0054 | 0 | 0 | 0 | 0 | 0 | 0 | 0 | 367 | NA | 367.NA1
1479 | [26 empty] | 367 | NA | 367.NA2
1480 | 368 | Line Transformers | [24 empty] | 368 | NA | 368.NA
1481 |  |  | S | DPW | 518100945.4715 | 0 | 0 | 518100945.4715 | 0 | 0 | [6 empty] | XFMR | 0 | 0 | 518100945.4715 | 0 | 0 | 0 | 0 | 0 | 0 | 368 | S | 368.S1
1482 |  |  |  |  | 518100945.4715 | 0 | 0 | 518100945.4715 | 0 | 0 |  | 0 | 0 |  | 0 | 0 |  | 0 | 0 | 518100945.4715 | 0 | 0 | 0 | 0 | 0 | 0 | 368 | NA | 368.NA1
1483 | [26 empty] | 368 | NA | 368.NA2
1484 | 369 | Services | [24 empty] | 369 | NA | 369.NA
1485 |  |  | S | DPW | 296084579.4985 | 0 | 0 | 296084579.4985 | 0 | 0 | [6 empty] | SERV | 0 | 0 | 0 | 296084579.4985 | 0 | 0 | 0 | 0 | 0 | 369 | S | 369.S1
1486 |  |  |  |  | 296084579.4985 | 0 | 0 | 296084579.4985 | 0 | 0 |  | 0 | 0 |  | 0 | 0 |  | 0 | 0 | 0 | 296084579.4985 | 0 | 0 | 0 | 0 | 0 | 369 | NA | 369.NA1
1487 | [26 empty] | 369 | NA | 369.NA2
1488 | 370 | Meters | [24 empty] | 370 | NA | 370.NA
1489 |  |  | S | DPW | 84870862.1723 | 0 | 0 | 84870862.1723 | 0 | 0 | [6 empty] | METR | 0 | 0 | 0 | 0 | 84870862.1723 | 0 | 0 | 0 | 0 | 370 | S | 370.S1
1490 |  |  |  |  | 84870862.1723 | 0 | 0 | 84870862.1723 | 0 | 0 |  | 0 | 0 |  | 0 | 0 |  | 0 | 0 | 0 | 0 | 84870862.1723 | 0 | 0 | 0 | 0 | 370 | NA | 370.NA1
1491 | [26 empty] | 370 | NA | 370.NA2
1492 | 371 | Installations on Customers' Premises | [24 empty] | 371 | NA | 371.NA
1493 |  |  | S | DPW | 4280466.6154 | 0 | 0 | 4280466.6154 | 0 | 0 | [6 empty] | PC | 0 | 4280466.6154 | 0 | 0 | 0 | 0 | 0 | 0 | 0 | 371 | S | 371.S1
1494 |  |  |  |  | 4280466.6154 | 0 | 0 | 4280466.6154 | 0 | 0 |  | 0 | 0 |  | 0 | 0 |  | 0 | 4280466.6154 | 0 | 0 | 0 | 0 | 0 | 0 | 0 | 371 | NA | 371.NA1
1495 | [26 empty] | 371 | NA | 371.NA2
1496 | 372 | Leased Property | [24 empty] | 372 | NA | 372.NA
1497 |  |  | S | DPW | 0 | 0 | 0 | 0 | 0 | 0 | [6 empty] | PLNT2 | 0 | 0 | 0 | 0 | 0 | 0 | 0 | 0 | 0 | 372 | S | 372.S1
1498 |  |  |  |  | 0 | 0 | 0 | 0 | 0 | 0 |  | 0 | 0 |  | 0 | 0 |  | 0 | 0 | 0 | 0 | 0 | 0 | 0 | 0 | 0 | 372 | NA | 372.NA1
1499 | [26 empty] | 372 | NA | 372.NA2
1500 | 373 | Street Lights | [24 empty] | 373 | NA | 373.NA2
1501 |  |  | S | DPW | 21970455.29 | 0 | 0 | 21970455.29 | 0 | 0 | [6 empty] | PC | 0 | 21970455.29 | 0 | 0 | 0 | 0 | 0 | 0 | 0 | 373 | S | 373.S1
1502 |  |  |  |  | 21970455.29 | 0 | 0 | 21970455.29 | 0 | 0 |  | 0 | 0 |  | 0 | 0 |  | 0 | 21970455.29 | 0 | 0 | 0 | 0 | 0 | 0 | 0 | 373 | NA | 373.NA3
1503 | [26 empty] | 373 | NA | 373.NA4
1504 | DP | Unclassified Dist Plant - Acct 300 | [24 empty] | DP | NA | DP.NA
1505 |  |  | S | DPW | 21895903.5131 | 0 | 0 | 21895903.5131 | 0 | 0 | [6 empty] | PLNT2 | 5597513.2951 | 16298390.218 | 0 | 0 | 0 | 0 | 0 | 0 | 0 | DP | S | DP.S
1506 |  |  |  |  | 21895903.5131 | 0 | 0 | 21895903.5131 | 0 | 0 |  | 0 | 0 |  | 0 | 0 |  | 5597513.2951 | 16298390.218 | 0 | 0 | 0 | 0 | 0 | 0 | 0 | DP | NA | DP.NA1
1507 | [26 empty] | DP | NA | DP.NA2
1508 | DS0 | Unclassified Dist Sub Plant - Acct 300 | [24 empty] | DS0 | NA | DS0.NA
1509 |  |  | S | DPW | 0 | 0 | 0 | 0 | 0 | 0 | [6 empty] | PLNT2 | 0 | 0 | 0 | 0 | 0 | 0 | 0 | 0 | 0 | DS0 | S | DS0.S
1510 |  |  |  |  | 0 | 0 | 0 | 0 | 0 | 0 |  | 0 | 0 |  | 0 | 0 |  | 0 | 0 | 0 | 0 | 0 | 0 | 0 | 0 | 0 | DS0 | NA | DS0.NA1
1511 | [26 empty] | DS0 | NA | DS0.NA2
1512 | [26 empty] | DS0 | NA | DS0.NA3
1513 | TOTAL DISTRIBUTION PLANT |  |  |  | 2844859894.9585 | 0 | 0 | 2844859894.9585 | 0 | 0 |  | 0 | 0 |  | 0 | 0 |  | 497429165.1431 | 1448374342.673 | 518100945.4715 | 296084579.4985 | 84870862.1723 | 0 | 0 | 0 | 0 | TOTAL DISTRIBUTION PLANT | NA | TOTAL DISTRIBUTION PLANT.NA
1514 | [26 empty] | TOTAL DISTRIBUTION PLANT | NA | TOTAL DISTRIBUTION PLANT.NA1
1515 | 389 | Land and Land Rights | [24 empty] | 389 | NA | 389.NA
1516 |  |  | S | G-SITUS | 4233788.8854 | 0 | 1305413.3532 | 2928375.5321 | 0 | 0 | 75% | 0 | 0 | 75% | 979060.0149 | 326353.3383 | PLNT | 502141.7835 | 1462096.1667 | 555605.4102 | 317517.6492 | 91014.5226 | 0 | 0 | 0 | 0 | 389 | S | 389.S
1517 |  |  | CN | CUST | 532919.6161 | 0 | 0 | 0 | 532919.6161 | 0 | 75% | 0 | 0 | 75% | 0 | 0 | CUST | 0 | 0 | 0 | 0 | 0 | 0 | 0 | 0 | 0 | 389 | CN | 389.CN
1518 |  |  | SG | PT | 144.573 | 96.4076 | 48.1654 | 0 | 0 | 0 | 75% | 72.3057 | 24.1019 | 75% | 36.124 | 12.0413 | PLNT | 0 | 0 | 0 | 0 | 0 | 0 | 0 | 0 | 0 | 389 | SG | 389.SG
1519 |  |  | SG | G-SG | 534.0353 | 224.9555 | 309.0798 | 0 | 0 | 0 | 75% | 168.7166 | 56.2389 | 75% | 231.8099 | 77.27 | PLNT | 0 | 0 | 0 | 0 | 0 | 0 | 0 | 0 | 0 | 389 | SG | 389.SG1
1520 |  |  | SO | PTD | 3240575.9347 | 1593826.2109 | 796277.6437 | 850472.0801 | 0 | 0 | 75% | 1195369.6582 | 398456.5527 | 75% | 597208.2328 | 199069.4109 | PLNT | 145834.2902 | 424628.5883 | 161361.4387 | 92214.9132 | 26432.8497 | 0 | 0 | 0 | 0 | 389 | SO | 389.SO
1521 |  |  |  |  | 8007963.0446 | 1594147.5741 | 2102048.2421 | 3778847.6123 | 532919.6161 | 0 |  | 1195610.6805 | 398536.8935 |  | 1576536.1816 | 525512.0605 |  | 647976.0737 | 1886724.755 | 716966.8489 | 409732.5624 | 117447.3723 | 0 | 0 | 0 | 0 | 389 | NA | 389.NA1
1522 | [26 empty] | 389 | NA | 389.NA2
1523 | 390 | Structures and Improvements | [24 empty] | 390 | NA | 390.NA
1524 |  |  | S | G-SITUS | 43432344.4908 | 0 | 13391589.424 | 30040755.0668 | 0 | 0 | 75% | 0 | 0 | 75% | 10043692.068 | 3347897.356 | PLNT | 5151224.0014 | 14998920.8511 | 5699680.8839 | 3257256.3948 | 933672.9357 | 0 | 0 | 0 | 0 | 390 | S | 390.S
1525 |  |  | SG | G-DGU | 145842.546 | 97254.4125 | 48588.1334 | 0 | 0 | 0 | 75% | 72940.8094 | 24313.6031 | 75% | 36441.1001 | 12147.0334 | PLNT | 0 | 0 | 0 | 0 | 0 | 0 | 0 | 0 | 0 | 390 | SG | 390.SG
1526 |  |  | SG | G-DGU | 647690.1818 | 431909.1368 | 215781.045 | 0 | 0 | 0 | 75% | 323931.8526 | 107977.2842 | 75% | 161835.7838 | 53945.2613 | PLNT | 0 | 0 | 0 | 0 | 0 | 0 | 0 | 0 | 0 | 390 | SG | 390.SG1
1527 |  |  | SE | P | 431086.8115 | 431086.8115 | 0 | 0 | 0 | 0 | 75% | 323315.1086 | 107771.7029 | 75% | 0 | 0 | PLNT | 0 | 0 | 0 | 0 | 0 | 0 | 0 | 0 | 0 | 390 | SE | 390.SE
1528 |  |  | CN | CUST | 3841346.6073 | 0 | 0 | 0 | 3841346.6073 | 0 | 75% | 0 | 0 | 75% | 0 | 0 | CUST | 0 | 0 | 0 | 0 | 0 | 0 | 0 | 0 | 0 | 390 | CN | 390.CN
1529 |  |  | SG | G-SG | 2523283.0084 | 1062900.4836 | 1460382.5248 | 0 | 0 | 0 | 75% | 797175.3627 | 265725.1209 | 75% | 1095286.8936 | 365095.6312 | PLNT | 0 | 0 | 0 | 0 | 0 | 0 | 0 | 0 | 0 | 390 | SG | 390.SG2
1530 |  |  | SO | PTD | 41467260.4869 | 20395018.6601 | 10189377.7945 | 10882864.0322 | 0 | 0 | 75% | 15296263.9951 | 5098754.665 | 75% | 7642033.3459 | 2547344.4486 | PLNT | 1866133.8665 | 5433658.904 | 2064823.3358 | 1180006.241 | 338241.6849 | 0 | 0 | 0 | 0 | 390 | SO | 390.SO
1531 |  |  |  |  | 92488854.1327 | 22418169.5046 | 25305718.9217 | 40923619.099 | 3841346.6073 | 0 |  | 16813627.1285 | 5604542.3762 |  | 18979289.1913 | 6326429.7304 |  | 7017357.8679 | 20432579.7551 | 7764504.2197 | 4437262.6358 | 1271914.6205 | 0 | 0 | 0 | 0 | 390 | NA | 390.NA1
1532 | [26 empty] | 390 | NA | 390.NA2
1533 | 391 | Office Furniture & Equipment | [24 empty] | 391 | NA | 391.NA
1534 |  |  | S | G-SITUS | 1985828.4454 | 0 | 612294.8121 | 1373533.6333 | 0 | 0 | 75% | 0 | 0 | 75% | 459221.109 | 153073.703 | PLNT | 235526.018 | 685785.7669 | 260602.7504 | 148929.3861 | 42689.7119 | 0 | 0 | 0 | 0 | 391 | S | 391.S
1535 |  |  | SG | PT | 0 | 0 | 0 | 0 | 0 | 0 | 75% | 0 | 0 | 75% | 0 | 0 | PLNT | 0 | 0 | 0 | 0 | 0 | 0 | 0 | 0 | 0 | 391 | SG | 391.SG
1536 |  |  | SG | PT | 0 | 0 | 0 | 0 | 0 | 0 | 75% | 0 | 0 | 75% | 0 | 0 | PLNT | 0 | 0 | 0 | 0 | 0 | 0 | 0 | 0 | 0 | 391 | SG | 391.SG1
1537 |  |  | CN | CUST | 2902766.8662 | 0 | 0 | 0 | 2902766.8662 | 0 | 75% | 0 | 0 | 75% | 0 | 0 | CUST | 0 | 0 | 0 | 0 | 0 | 0 | 0 | 0 | 0 | 391 | CN | 391.CN
1538 |  |  | SG | G-SG | 1396022.8472 | 588056.6526 | 807966.1947 | 0 | 0 | 0 | 75% | 441042.4894 | 147014.1631 | 75% | 605974.646 | 201991.5487 | PLNT | 0 | 0 | 0 | 0 | 0 | 0 | 0 | 0 | 0 | 391 | SG | 391.SG2
1539 |  |  | SE | P | 38533.9104 | 38533.9104 | 0 | 0 | 0 | 0 | 0% | 0 | 38533.9104 | 0% | 0 | 0 | PLNT | 0 | 0 | 0 | 0 | 0 | 0 | 0 | 0 | 0 | 391 | SE | 391.SE
1540 |  |  | SO | PTD | 23648126.8266 | 11630958.55 | 5810841.9881 | 6206326.2885 | 0 | 0 | 75% | 8723218.9125 | 2907739.6375 | 75% | 4358131.4911 | 1452710.497 | PLNT | 1064226.8101 | 3098730.2606 | 1177536.2912 | 672939.0106 | 192893.916 | 0 | 0 | 0 | 0 | 391 | SO | 391.SO
1541 |  |  | SG | G-SG | 2488.1445 | 1048.0988 | 1440.0456 | 0 | 0 | 0 | 75% | 786.0741 | 262.0247 | 75% | 1080.0342 | 360.0114 | PLNT | 0 | 0 | 0 | 0 | 0 | 0 | 0 | 0 | 0 | 391 | SG | 391.SG3
1542 |  |  | SG | P | 810.9262 | 810.9262 | 0 | 0 | 0 | 0 | 75% | 608.1947 | 202.7316 | 75% | 0 | 0 | PLNT | 0 | 0 | 0 | 0 | 0 | 0 | 0 | 0 | 0 | 391 | SG | 391.SG4
1543 |  |  |  |  | 29974577.9665 | 12259408.1381 | 7232543.0405 | 7579859.9218 | 2902766.8662 | 0 |  | 9165655.6708 | 3093752.4673 |  | 5424407.2803 | 1808135.7601 |  | 1299752.8281 | 3784516.0275 | 1438139.0415 | 821868.3967 | 235583.628 | 0 | 0 | 0 | 0 | 391 | NA | 391.NA1
1544 | [26 empty] | 391 | NA | 391.NA2
1545 | 392 | Transportation Equipment | [24 empty] | 392 | NA | 392.NA
1546 |  |  | S | G-SITUS | 33850910.6323 | 0 | 10437325.0427 | 23413585.5896 | 0 | 0 | 75% | 0 | 0 | 75% | 7827993.782 | 2609331.2607 | PLNT | 4014833.3083 | 11690069.5844 | 4442297.3361 | 2538686.2353 | 727699.1255 | 0 | 0 | 0 | 0 | 392 | S | 392.S
1547 |  |  | SO | PTD | 3649608.7776 | 1795002.5694 | 896785.6135 | 957820.5946 | 0 | 0 | 75% | 1346251.9271 | 448750.6424 | 75% | 672589.2101 | 224196.4034 | PLNT | 164241.825 | 478226.1716 | 181728.8454 | 103854.4887 | 29769.2639 | 0 | 0 | 0 | 0 | 392 | SO | 392.SO
1548 |  |  | SG | G-SG | 8845162.0824 | 3725910.6582 | 5119251.4242 | 0 | 0 | 0 | 75% | 2794432.9937 | 931477.6646 | 75% | 3839438.5681 | 1279812.856 | PLNT | 0 | 0 | 0 | 0 | 0 | 0 | 0 | 0 | 0 | 392 | SG | 392.SG
1549 |  |  | CN | CUST | 0 | 0 | 0 | 0 | 0 | 0 | 75% | 0 | 0 | 75% | 0 | 0 | CUST | 0 | 0 | 0 | 0 | 0 | 0 | 0 | 0 | 0 | 392 | CN | 392.CN
1550 |  |  | SG | PT | 256189.6157 | 170838.4862 | 85351.1295 | 0 | 0 | 0 | 75% | 128128.8647 | 42709.6216 | 75% | 64013.3471 | 21337.7824 | PLNT | 0 | 0 | 0 | 0 | 0 | 0 | 0 | 0 | 0 | 392 | SG | 392.SG1
1551 |  |  | SE | P | 230635.3288 | 230635.3288 | 0 | 0 | 0 | 0 | 0% | 0 | 230635.3288 | 0% | 0 | 0 | PLNT | 0 | 0 | 0 | 0 | 0 | 0 | 0 | 0 | 0 | 392 | SE | 392.SE
1552 |  |  | SG | G-DGP | 30931.5951 | 20626.588 | 10305.0071 | 0 | 0 | 0 | 75% | 15469.941 | 5156.647 | 75% | 7728.7553 | 2576.2518 | PLNT | 0 | 0 | 0 | 0 | 0 | 0 | 0 | 0 | 0 | 392 | SG | 392.SG2
1553 |  |  | SG | G-SG | 139781.0678 | 58880.9753 | 80900.0925 | 0 | 0 | 0 | 75% | 44160.7315 | 14720.2438 | 75% | 60675.0694 | 20225.0231 | PLNT | 0 | 0 | 0 | 0 | 0 | 0 | 0 | 0 | 0 | 392 | SG | 392.SG3
1554 |  |  | SG | G-DGU | 19426.8219 | 12954.6844 | 6472.1375 | 0 | 0 | 0 | 75% | 9716.0133 | 3238.6711 | 75% | 4854.1031 | 1618.0344 | PLNT | 0 | 0 | 0 | 0 | 0 | 0 | 0 | 0 | 0 | 392 | SG | 392.SG4
1555 |  |  |  |  | 47022645.9215 | 6014849.2903 | 16636390.4469 | 24371406.1843 | 0 | 0 |  | 4338160.4712 | 1676688.8192 |  | 12477292.8352 | 4159097.6117 |  | 4179075.1333 | 12168295.756 | 4624026.1815 | 2642540.724 | 757468.3894 | 0 | 0 | 0 | 0 | 392 | NA | 392.NA1
1556 | [26 empty] | 392 | NA | 392.NA2
1557 | 393 | Stores Equipment | [24 empty] | 393 | NA | 393.NA
1558 |  |  | S | G-SITUS | 3704755.7731 | 0 | 1142295.4209 | 2562460.3522 | 0 | 0 | 75% | 0 | 0 | 75% | 856721.5656 | 285573.8552 | PLNT | 439396.6543 | 1279399.9326 | 486179.7333 | 277842.2297 | 79641.8024 | 0 | 0 | 0 | 0 | 393 | S | 393.S
1559 |  |  | SG | PT | 0 | 0 | 0 | 0 | 0 | 0 | 75% | 0 | 0 | 75% | 0 | 0 | PLNT | 0 | 0 | 0 | 0 | 0 | 0 | 0 | 0 | 0 | 393 | SG | 393.SG
1560 |  |  | SG | PT | 0 | 0 | 0 | 0 | 0 | 0 | 75% | 0 | 0 | 75% | 0 | 0 | PLNT | 0 | 0 | 0 | 0 | 0 | 0 | 0 | 0 | 0 | 393 | SG | 393.SG1
1561 |  |  | SO | PTD | 86305.0801 | 42447.7937 | 21206.9728 | 22650.3135 | 0 | 0 | 75% | 31835.8453 | 10611.9484 | 75% | 15905.2296 | 5301.7432 | PLNT | 3883.9516 | 11308.9787 | 4297.4805 | 2455.9262 | 703.9765 | 0 | 0 | 0 | 0 | 393 | SO | 393.SO
1562 |  |  | SG | G-SG | 2582096.5111 | 1087674.9144 | 1494421.5966 | 0 | 0 | 0 | 75% | 815756.1858 | 271918.7286 | 75% | 1120816.1975 | 373605.3992 | PLNT | 0 | 0 | 0 | 0 | 0 | 0 | 0 | 0 | 0 | 393 | SG | 393.SG2
1563 |  |  | SG | G-DGU | 23479.5259 | 15657.2109 | 7822.315 | 0 | 0 | 0 | 75% | 11742.9081 | 3914.3027 | 75% | 5866.7363 | 1955.5788 | PLNT | 0 | 0 | 0 | 0 | 0 | 0 | 0 | 0 | 0 | 393 | SG | 393.SG3
1564 |  |  |  |  | 6396636.8901 | 1145779.919 | 2665746.3053 | 2585110.6658 | 0 | 0 |  | 859334.9392 | 286444.9797 |  | 1999309.729 | 666436.5763 |  | 443280.6059 | 1290708.9113 | 490477.2138 | 280298.1559 | 80345.7789 | 0 | 0 | 0 | 0 | 393 | NA | 393.NA1
1565 | [26 empty] | 393 | NA | 393.NA2
1566 | 394 | Tools, Shop & Garage Equipment | [24 empty] | 394 | NA | 394.NA
1567 |  |  | S | G-SITUS | 13776192.0215 | 0 | 4247643.3069 | 9528548.7147 | 0 | 0 | 75% | 0 | 0 | 75% | 3185732.4802 | 1061910.8267 | PLNT | 1633903.3 | 4757468.5682 | 1807866.9075 | 1033160.6567 | 296149.2822 | 0 | 0 | 0 | 0 | 394 | S | 394.S
1568 |  |  | SG | PT | 47927.9171 | 31960.4399 | 15967.4773 | 0 | 0 | 0 | 75% | 23970.3299 | 7990.11 | 75% | 11975.6079 | 3991.8693 | PLNT | 0 | 0 | 0 | 0 | 0 | 0 | 0 | 0 | 0 | 394 | SG | 394.SG
1569 |  |  | SG | G-SG | 9651937.6486 | 4065754.4794 | 5586183.1692 | 0 | 0 | 0 | 75% | 3049315.8595 | 1016438.6198 | 75% | 4189637.3769 | 1396545.7923 | PLNT | 0 | 0 | 0 | 0 | 0 | 0 | 0 | 0 | 0 | 394 | SG | 394.SG1
1570 |  |  | SO | PTD | 1612213.6025 | 792941.8563 | 396154.7806 | 423116.9655 | 0 | 0 | 75% | 594706.3922 | 198235.4641 | 75% | 297116.0855 | 99038.6952 | PLNT | 72553.7778 | 211256.2705 | 80278.6639 | 45877.6898 | 13150.5636 | 0 | 0 | 0 | 0 | 394 | SO | 394.SO
1571 |  |  | SE | P | 58739.2045 | 58739.2045 | 0 | 0 | 0 | 0 | 0% | 0 | 58739.2045 | 0% | 0 | 0 | PLNT | 0 | 0 | 0 | 0 | 0 | 0 | 0 | 0 | 0 | 394 | SE | 394.SE
1572 |  |  | SG | PT | 0 | 0 | 0 | 0 | 0 | 0 | 75% | 0 | 0 | 75% | 0 | 0 | PLNT | 0 | 0 | 0 | 0 | 0 | 0 | 0 | 0 | 0 | 394 | SG | 394.SG2
1573 |  |  | SG | G-SG | 724249.5715 | 305080.8083 | 419168.7632 | 0 | 0 | 0 | 75% | 228810.6062 | 76270.2021 | 75% | 314376.5724 | 104792.1908 | PLNT | 0 | 0 | 0 | 0 | 0 | 0 | 0 | 0 | 0 | 394 | SG | 394.SG3
1574 |  |  | SG | G-SG | 39116.0608 | 16477.1371 | 22638.9238 | 0 | 0 | 0 | 75% | 12357.8528 | 4119.2843 | 75% | 16979.1928 | 5659.7309 | PLNT | 0 | 0 | 0 | 0 | 0 | 0 | 0 | 0 | 0 | 394 | SG | 394.SG4
1575 |  |  |  |  | 25910376.0266 | 5270953.9254 | 10687756.421 | 9951665.6802 | 0 | 0 |  | 3909161.0407 | 1361792.8847 |  | 8015817.3157 | 2671939.1052 |  | 1706457.0778 | 4968724.8387 | 1888145.5714 | 1079038.3465 | 309299.8458 | 0 | 0 | 0 | 0 | 394 | NA | 394.NA1
1576 | [26 empty] | 394 | NA | 394.NA2
1577 | 395 | Laboratory Equipment | [24 empty] | 395 | NA | 395.NA
1578 |  |  | S | G-SITUS | 7119824.9885 | 0 | 2195271.1541 | 4924553.8344 | 0 | 0 | 75% | 0 | 0 | 75% | 1646453.3656 | 548817.7885 | PLNT | 844435.4961 | 2458759.5426 | 934343.5373 | 533959.0977 | 153056.1607 | 0 | 0 | 0 | 0 | 395 | S | 395.S
1579 |  |  | SG | PT | 50.7888 | 33.8682 | 16.9206 | 0 | 0 | 0 | 75% | 25.4011 | 8.467 | 75% | 12.6904 | 4.2301 | PLNT | 0 | 0 | 0 | 0 | 0 | 0 | 0 | 0 | 0 | 395 | SG | 395.SG
1580 |  |  | SG | PT | 0 | 0 | 0 | 0 | 0 | 0 | 75% | 0 | 0 | 75% | 0 | 0 | PLNT | 0 | 0 | 0 | 0 | 0 | 0 | 0 | 0 | 0 | 395 | SG | 395.SG1
1581 |  |  | SO | PTD | 2113658.3155 | 1039569.537 | 519370.29 | 554718.4885 | 0 | 0 | 75% | 779677.1527 | 259892.3842 | 75% | 389527.7175 | 129842.5725 | PLNT | 95120.0855 | 276963.0352 | 105247.633 | 60146.9683 | 17240.7664 | 0 | 0 | 0 | 0 | 395 | SO | 395.SO
1582 |  |  | SE | P | 462319.2544 | 462319.2544 | 0 | 0 | 0 | 0 | 0% | 0 | 462319.2544 | 0% | 0 | 0 | PLNT | 0 | 0 | 0 | 0 | 0 | 0 | 0 | 0 | 0 | 395 | SE | 395.SE
1583 |  |  | SG | G-SG | 2620956.2431 | 1104044.0763 | 1516912.1668 | 0 | 0 | 0 | 75% | 828033.0572 | 276011.0191 | 75% | 1137684.1251 | 379228.0417 | PLNT | 0 | 0 | 0 | 0 | 0 | 0 | 0 | 0 | 0 | 395 | SG | 395.SG2
1584 |  |  | SG | G-SG | 97269.6857 | 40973.6029 | 56296.0828 | 0 | 0 | 0 | 75% | 30730.2022 | 10243.4007 | 75% | 42222.0621 | 14074.0207 | PLNT | 0 | 0 | 0 | 0 | 0 | 0 | 0 | 0 | 0 | 395 | SG | 395.SG3
1585 |  |  | SG | G-SG | 6099.9402 | 2569.5213 | 3530.4189 | 0 | 0 | 0 | 75% | 1927.1409 | 642.3803 | 75% | 2647.8142 | 882.6047 | PLNT | 0 | 0 | 0 | 0 | 0 | 0 | 0 | 0 | 0 | 395 | SG | 395.SG4
1586 |  |  |  |  | 12420179.216 | 2649509.86 | 4291397.0332 | 5479272.3228 | 0 | 0 |  | 1640392.9542 | 1009116.9058 |  | 3218547.7749 | 1072849.2583 |  | 939555.5816 | 2735722.5778 | 1039591.1703 | 594106.066 | 170296.9271 | 0 | 0 | 0 | 0 | 395 | NA | 395.NA1
1587 | [26 empty] | 395 | NA | 395.NA2
1588 | 396 | Power Operated Equipment | [24 empty] | 396 | NA | 396.NA
1589 |  |  | S | G-SITUS | 47789334.3346 | 0 | 14734989.5972 | 33054344.7374 | 0 | 0 | 75% | 0 | 0 | 75% | 11051242.1979 | 3683747.3993 | PLNT | 5667977.8382 | 16503563.2226 | 6271454.11 | 3584013.6352 | 1027335.9314 | 0 | 0 | 0 | 0 | 396 | S | 396.S
1590 |  |  | SG | G-DGP | 204768.8787 | 136549.159 | 68219.7197 | 0 | 0 | 0 | 75% | 102411.8693 | 34137.2898 | 75% | 51164.7897 | 17054.9299 | PLNT | 0 | 0 | 0 | 0 | 0 | 0 | 0 | 0 | 0 | 396 | SG | 396.SG
1591 |  |  | SG | G-SG | 17560532.9412 | 7397148.4344 | 10163384.5068 | 0 | 0 | 0 | 75% | 5547861.3258 | 1849287.1086 | 75% | 7622538.3801 | 2540846.1267 | PLNT | 0 | 0 | 0 | 0 | 0 | 0 | 0 | 0 | 0 | 396 | SG | 396.SG1
1592 |  |  | SO | PTD | 1868337.3467 | 918912.2841 | 459089.7698 | 490335.2928 | 0 | 0 | 75% | 689184.2131 | 229728.071 | 75% | 344317.3274 | 114772.4425 | PLNT | 84080.0081 | 244817.4232 | 93032.1055 | 53166.0328 | 15239.7232 | 0 | 0 | 0 | 0 | 396 | SO | 396.SO
1593 |  |  | SG | G-DGU | 471590.5688 | 314477.9421 | 157112.6267 | 0 | 0 | 0 | 75% | 235858.4566 | 78619.4855 | 75% | 117834.47 | 39278.1567 | PLNT | 0 | 0 | 0 | 0 | 0 | 0 | 0 | 0 | 0 | 396 | SG | 396.SG2
1594 |  |  | SE | P | 172054.3986 | 172054.3986 | 0 | 0 | 0 | 0 | 0% | 0 | 172054.3986 | 0% | 0 | 0 | PLNT | 0 | 0 | 0 | 0 | 0 | 0 | 0 | 0 | 0 | 396 | SE | 396.SE
1595 |  |  | SG | G-SG | 0 | 0 | 0 | 0 | 0 | 0 | 75% | 0 | 0 | 75% | 0 | 0 | PLNT | 0 | 0 | 0 | 0 | 0 | 0 | 0 | 0 | 0 | 396 | SG | 396.SG3
1596 |  |  | SG | G-SG | 419549.6351 | 176729.8827 | 242819.7524 | 0 | 0 | 0 | 75% | 132547.412 | 44182.4707 | 75% | 182114.8143 | 60704.9381 | PLNT | 0 | 0 | 0 | 0 | 0 | 0 | 0 | 0 | 0 | 396 | SG | 396.SG4
1597 |  |  |  |  | 68486168.1038 | 9115872.1009 | 25825615.9727 | 33544680.0302 | 0 | 0 |  | 6707863.2767 | 2408008.8242 |  | 19369211.9795 | 6456403.9932 |  | 5752057.8463 | 16748380.6458 | 6364486.2155 | 3637179.668 | 1042575.6546 | 0 | 0 | 0 | 0 | 396 | NA | 396.NA1
1598 | [26 empty] | 396 | NA | 396.NA2
1599 | 397 | Communication Equipment | [24 empty] | 397 | NA | 397.NA
1600 |  |  | S | G-SITUS | 60387824.8392 | 0 | 18619509.6289 | 41768315.2103 | 0 | 0 | 75% | 0 | 0 | 75% | 13964632.2217 | 4654877.4072 | PLNT | 7162201.7266 | 20854324.4844 | 7924769.7745 | 4528851.2727 | 1298167.9519 | 0 | 0 | 0 | 0 | 397 | S | 397.S
1601 |  |  | SG | G-DGP | 179473.6937 | 119681.1844 | 59792.5092 | 0 | 0 | 0 | 75% | 89760.8883 | 29920.2961 | 75% | 44844.3819 | 14948.1273 | PLNT | 0 | 0 | 0 | 0 | 0 | 0 | 0 | 0 | 0 | 397 | SG | 397.SG
1602 |  |  | SG | G-DGU | 494533.6622 | 329777.4355 | 164756.2267 | 0 | 0 | 0 | 75% | 247333.0766 | 82444.3589 | 75% | 123567.17 | 41189.0567 | PLNT | 0 | 0 | 0 | 0 | 0 | 0 | 0 | 0 | 0 | 397 | SG | 397.SG1
1603 |  |  | SO | PTD | 37599580.6468 | 18492761.2749 | 9239007.5357 | 9867811.8362 | 0 | 0 | 75% | 13869570.9561 | 4623190.3187 | 75% | 6929255.6518 | 2309751.8839 | PLNT | 1692078.2803 | 4926857.8095 | 1872235.8464 | 1069946.2492 | 306693.6508 | 0 | 0 | 0 | 0 | 397 | SO | 397.SO
1604 |  |  | CN | CUST | 1700150.2379 | 0 | 0 | 0 | 1700150.2379 | 0 | 75% | 0 | 0 | 75% | 0 | 0 | PLNT | 0 | 0 | 0 | 0 | 0 | 0 | 0 | 0 | 0 | 397 | CN | 397.CN
1605 |  |  | SG | G-SG | 71242043.283 | 30009793.592 | 41232249.691 | 0 | 0 | 0 | 75% | 22507345.194 | 7502448.398 | 75% | 30924187.2682 | 10308062.4227 | PLNT | 0 | 0 | 0 | 0 | 0 | 0 | 0 | 0 | 0 | 397 | SG | 397.SG2
1606 |  |  | SE | P | 146115.313 | 146115.313 | 0 | 0 | 0 | 0 | 0% | 0 | 146115.313 | 0% | 0 | 0 | PLNT | 0 | 0 | 0 | 0 | 0 | 0 | 0 | 0 | 0 | 397 | SE | 397.SE
1607 |  |  | SG | G-SG | 564284.4263 | 237697.5502 | 326586.8761 | 0 | 0 | 0 | 75% | 178273.1627 | 59424.3876 | 75% | 244940.1571 | 81646.719 | PLNT | 0 | 0 | 0 | 0 | 0 | 0 | 0 | 0 | 0 | 397 | SG | 397.SG3
1608 |  |  | SG | G-SG | 7235.9904 | 3048.0678 | 4187.9226 | 0 | 0 | 0 | 75% | 2286.0509 | 762.017 | 75% | 3140.9419 | 1046.9806 | PLNT | 0 | 0 | 0 | 0 | 0 | 0 | 0 | 0 | 0 | 397 | SG | 397.SG4
1609 |  |  |  |  | 172321242.0926 | 49338874.4179 | 69646090.3903 | 51636127.0465 | 1700150.2379 | 0 |  | 36894569.3287 | 12444305.0893 |  | 52234567.7927 | 17411522.5976 |  | 8854280.0069 | 25781182.294 | 9797005.6209 | 5598797.5219 | 1604861.6028 | 0 | 0 | 0 | 0 | 397 | NA | 397.NA1
1610 | [26 empty] | 397 | NA | 397.NA2
1611 | 398 | Misc. Equipment | [24 empty] | 398 | NA | 398.NA
1612 |  |  | S | G-SITUS | 1061337.0769 | 0 | 327244.3738 | 734092.7031 | 0 | 0 | 75% | 0 | 0 | 75% | 245433.2803 | 81811.0934 | PLNT | 125878.1926 | 366522.0241 | 139280.5919 | 79596.1402 | 22815.7544 | 0 | 0 | 0 | 0 | 398 | S | 398.S
1613 |  |  | SG | PT | 0 | 0 | 0 | 0 | 0 | 0 | 75% | 0 | 0 | 75% | 0 | 0 | PLNT | 0 | 0 | 0 | 0 | 0 | 0 | 0 | 0 | 0 | 398 | SG | 398.SG
1614 |  |  | SG | PT | 0 | 0 | 0 | 0 | 0 | 0 | 75% | 0 | 0 | 75% | 0 | 0 | PLNT | 0 | 0 | 0 | 0 | 0 | 0 | 0 | 0 | 0 | 398 | SG | 398.SG1
1615 |  |  | CN | CUST | 103201.6661 | 0 | 0 | 0 | 103201.6661 | 0 | 75% | 0 | 0 | 75% | 0 | 0 | CUST | 0 | 0 | 0 | 0 | 0 | 0 | 0 | 0 | 0 | 398 | CN | 398.CN
1616 |  |  | SO | PTD | 1131560.0982 | 556540.004 | 278048.1084 | 296971.9858 | 0 | 0 | 75% | 417405.003 | 139135.001 | 75% | 208536.0813 | 69512.0271 | PLNT | 50923.1282 | 148273.8799 | 56344.9736 | 32200.0528 | 9229.9513 | 0 | 0 | 0 | 0 | 398 | SO | 398.SO
1617 |  |  | SE | P | 1928.6218 | 1928.6218 | 0 | 0 | 0 | 0 | 0% | 0 | 1928.6218 | 0% | 0 | 0 | PLNT | 0 | 0 | 0 | 0 | 0 | 0 | 0 | 0 | 0 | 398 | SE | 398.SE
1618 |  |  | SG | G-SG | 1105811.6531 | 465808.9231 | 640002.73 | 0 | 0 | 0 | 75% | 349356.6923 | 116452.2308 | 75% | 480002.0475 | 160000.6825 | PLNT | 0 | 0 | 0 | 0 | 0 | 0 | 0 | 0 | 0 | 398 | SG | 398.SG2
1619 |  |  | SG | G-SG | 0 | 0 | 0 | 0 | 0 | 0 | 75% | 0 | 0 | 75% | 0 | 0 | PLNT | 0 | 0 | 0 | 0 | 0 | 0 | 0 | 0 | 0 | 398 | SG | 398.SG3
1620 |  |  |  |  | 3403839.1162 | 1024277.5489 | 1245295.2122 | 1031064.689 | 103201.6661 | 0 |  | 766761.6954 | 257515.8536 |  | 933971.4091 | 311323.803 |  | 176801.3208 | 514795.904 | 195625.5655 | 111796.193 | 32045.7057 | 0 | 0 | 0 | 0 | 398 | NA | 398.NA1
1621 | [26 empty] | 398 | NA | 398.NA2
1622 | 399 | Coal Mine | [24 empty] | 399 | NA | 399.NA
1623 |  |  | SE | P | 67554195.1063 | 67554195.1063 | 0 | 0 | 0 | 0 | 0% | 0 | 67554195.1063 | 0% | 0 | 0 | ZERO | 0 | 0 | 0 | 0 | 0 | 0 | 0 | 0 | 0 | 399 | SE | 399.SE
1624 |  |  | SE | P | 0 | 0 | 0 | 0 | 0 | 0 | 0% | 0 | 0 | 0% | 0 | 0 | ZERO | 0 | 0 | 0 | 0 | 0 | 0 | 0 | 0 | 0 | 399 | SE | 399.SE1
1625 | [26 empty] | 399 | NA | 399.NA1
1626 |  |  |  |  | 67554195.1063 | 67554195.1063 | 0 | 0 | 0 | 0 |  | 0 | 67554195.1063 |  | 0 | 0 |  | 0 | 0 | 0 | 0 | 0 | 0 | 0 | 0 | 0 | 399 | NA | 399.NA2
1627 | [26 empty] | 399 | NA | 399.NA3
1628 | 399L | WIDCO Capital Lease | [24 empty] | 399L | NA | 399L.NA
1629 |  |  | SE | P | 0 | 0 | 0 | 0 | 0 | 0 | 0% | 0 | 0 | 0% | 0 | 0 | PLNT | 0 | 0 | 0 | 0 | 0 | 0 | 0 | 0 | 0 | 399L | SE | 399L.SE
1630 |  |  |  |  | 0 | 0 | 0 | 0 | 0 | 0 |  | 0 | 0 |  | 0 | 0 |  | 0 | 0 | 0 | 0 | 0 | 0 | 0 | 0 | 0 | 399L | NA | 399L.NA1
1631 | [26 empty] | 399L | NA | 399L.NA2
1632 |  | Remove Remaining Capital Leases |  | P | 0 | 0 | 0 | 0 | 0 | 0 | 0% | 0 | 0 | 0% | 0 | 0 | PLNT | 0 | 0 | 0 | 0 | 0 | 0 | 0 | 0 | 0 | 399L | NA | 399L.NA3
1633 |  |  |  |  | 0 | 0 | 0 | 0 | 0 | 0 |  | 0 | 0 |  | 0 | 0 |  | 0 | 0 | 0 | 0 | 0 | 0 | 0 | 0 | 0 | 399L | NA | 399L.NA4
1634 | [26 empty] | 399L | NA | 399L.NA5
1635 | 1011390 | General Capital Leases | [24 empty] | 1011390 | NA | 1011390.NA
1636 | [26 empty] | 1011390 | NA | 1011390.NA1
1637 |  |  | S | G-SITUS | 5854868.7562 | 0 | 1805244.4424 | 4049624.3137 | 0 | 0 | 0% | 0 | 0 | 0% | 0 | 1805244.4424 | PLNT | 694407.3781 | 2021919.7028 | 768341.749 | 439092.3152 | 125863.1686 | 0 | 0 | 0 | 0 | 1011390 | S | 1011390.S
1638 |  |  | SG | P | 5191289.3102 | 5191289.3102 | 0 | 0 | 0 | 0 | 0% | 0 | 5191289.3102 | 0% | 0 | 0 | PLNT | 0 | 0 | 0 | 0 | 0 | 0 | 0 | 0 | 0 | 1011390 | SG | 1011390.SG
1639 |  |  | SO | PTD | -2200926.7273 | -1082491.1303 | -540813.9737 | -577621.6233 | 0 | 0 | 0% | 0 | -1082491.1303 | 0% | 0 | -540813.9737 | PLNT | -99047.3896 | -288398.244 | -109593.0817 | -62630.3075 | -17952.6006 | 0 | 0 | 0 | 0 | 1011390 | SO | 1011390.SO
1640 |  |  |  |  | 8845231.3391 | 4108798.18 | 1264430.4687 | 3472002.6904 | 0 | 0 |  | 0 | 4108798.18 |  | 0 | 1264430.4687 |  | 595359.9885 | 1733521.4588 | 658748.6672 | 376462.0077 | 107910.5681 | 0 | 0 | 0 | 0 | 1011390 | NA | 1011390.NA2
1641 | [26 empty] | 1011390 | NA | 1011390.NA3
1642 |  | Remove Capital Leases |  |  | -8845231.3391 | -4108798.18 | -1264430.4687 | -3472002.6904 | 0 | 0 | 0% | 0 | -4108798.18 | 0% | 0 | -1264430.4687 |  | -595359.9885 | -1733521.4588 | -658748.6672 | -376462.0077 | -107910.5681 | 0 | 0 | 0 | 0 | 1011390 | NA | 1011390.NA4
1643 | [26 empty] | 1011390 | NA | 1011390.NA5
1644 | [26 empty] | 1011390 | NA | 1011390.NA6
1645 | 392L | General Vehicles Capital Leases | [24 empty] | 392L | NA | 392L.NA
1646 |  |  | SO | LABOR | 0 | 0 | 0 | 0 | 0 | 0 | 0% | 0 | 0 | 0% | 0 | 0 | PLNT | 0 | 0 | 0 | 0 | 0 | 0 | 0 | 0 | 0 | 392L | SO | 392L.SO
1647 |  |  |  |  | 0 | 0 | 0 | 0 | 0 | 0 |  | 0 | 0 |  | 0 | 0 |  | 0 | 0 | 0 | 0 | 0 | 0 | 0 | 0 | 0 | 392L | NA | 392L.NA1
1648 | [26 empty] | 392L | NA | 392L.NA2
1649 |  | Remove Capital Leases |  | PTD | 0 | 0 | 0 | 0 | 0 | 0 | 0% | 0 | 0 | 0% | 0 | 0 | PLNT | 0 | 0 | 0 | 0 | 0 | 0 | 0 | 0 | 0 | 392L | NA | 392L.NA3
1650 |  |  |  |  | 0 | 0 | 0 | 0 | 0 | 0 |  | 0 | 0 |  | 0 | 0 |  | 0 | 0 | 0 | 0 | 0 | 0 | 0 | 0 | 0 | 392L | NA | 392L.NA4
1651 | [26 empty] | 392L | NA | 392L.NA5
1652 | GP | Unclassified Gen Plant - Acct 300 | [24 empty] | GP | NA | GP.NA
1653 |  |  | S | G-SITUS | 0 | 0 | 0 | 0 | 0 | 0 | 75% | 0 | 0 | 75% | 0 | 0 | PLNT | 0 | 0 | 0 | 0 | 0 | 0 | 0 | 0 | 0 | GP | S | GP.S
1654 |  |  | SO | PTD | 4232921.6882 | 2081895.8331 | 1040117.8604 | 1110907.9947 | 0 | 0 | 75% | 1561421.8748 | 520473.9583 | 75% | 780088.3953 | 260029.4651 | PLNT | 190492.4131 | 554660.5286 | 210774.3646 | 120453.4361 | 34527.2523 | 0 | 0 | 0 | 0 | GP | SO | GP.SO
1655 |  |  | CN | CUST | 0 | 0 | 0 | 0 | 0 | 0 | 75% | 0 | 0 | 75% | 0 | 0 | CUST | 0 | 0 | 0 | 0 | 0 | 0 | 0 | 0 | 0 | GP | CN | GP.CN
1656 |  |  | SG | G-SG | 0 | 0 | 0 | 0 | 0 | 0 | 75% | 0 | 0 | 75% | 0 | 0 | PLNT | 0 | 0 | 0 | 0 | 0 | 0 | 0 | 0 | 0 | GP | SG | GP.SG
1657 |  |  | SG | PT | 0 | 0 | 0 | 0 | 0 | 0 | 75% | 0 | 0 | 75% | 0 | 0 | PLNT | 0 | 0 | 0 | 0 | 0 | 0 | 0 | 0 | 0 | GP | SG | GP.SG1
1658 |  |  | SG | PT | 0 | 0 | 0 | 0 | 0 | 0 | 75% | 0 | 0 | 75% | 0 | 0 | PLNT | 0 | 0 | 0 | 0 | 0 | 0 | 0 | 0 | 0 | GP | SG | GP.SG2
1659 |  |  |  |  | 4232921.6882 | 2081895.8331 | 1040117.8604 | 1110907.9947 | 0 | 0 |  | 1561421.8748 | 520473.9583 |  | 780088.3953 | 260029.4651 |  | 190492.4131 | 554660.5286 | 210774.3646 | 120453.4361 | 34527.2523 | 0 | 0 | 0 | 0 | GP | NA | GP.NA1
1660 | [26 empty] | GP | NA | GP.NA2
1661 | 399G | Unclassified Gen Plant - Acct 300 | [24 empty] | 399G | NA | 399G.NA
1662 |  |  | S | G-SITUS | 0 | 0 | 0 | 0 | 0 | 0 | 75% | 0 | 0 | 75% | 0 | 0 | PLNT | 0 | 0 | 0 | 0 | 0 | 0 | 0 | 0 | 0 | 399G | S | 399G.S
1663 |  |  | SO | PTD | 0 | 0 | 0 | 0 | 0 | 0 | 75% | 0 | 0 | 75% | 0 | 0 | PLNT | 0 | 0 | 0 | 0 | 0 | 0 | 0 | 0 | 0 | 399G | SO | 399G.SO
1664 |  |  | SG | G-SG | 0 | 0 | 0 | 0 | 0 | 0 | 75% | 0 | 0 | 75% | 0 | 0 | PLNT | 0 | 0 | 0 | 0 | 0 | 0 | 0 | 0 | 0 | 399G | SG | 399G.SG
1665 |  |  | SG | PT | 0 | 0 | 0 | 0 | 0 | 0 | 75% | 0 | 0 | 75% | 0 | 0 | PLNT | 0 | 0 | 0 | 0 | 0 | 0 | 0 | 0 | 0 | 399G | SG | 399G.SG1
1666 |  |  | SG | PT | 0 | 0 | 0 | 0 | 0 | 0 | 75% | 0 | 0 | 75% | 0 | 0 | PLNT | 0 | 0 | 0 | 0 | 0 | 0 | 0 | 0 | 0 | 399G | SG | 399G.SG2
1667 |  |  |  |  | 0 | 0 | 0 | 0 | 0 | 0 |  | 0 | 0 |  | 0 | 0 |  | 0 | 0 | 0 | 0 | 0 | 0 | 0 | 0 | 0 | 399G | NA | 399G.NA1
1668 | [26 empty] | 399G | NA | 399G.NA2
1669 | TOTAL GENERAL PLANT |  |  |  | 538219599.305 | 180467933.2186 | 166678719.8463 | 181992561.2465 | 9080384.9937 | 0 | 0% | 83852559.0606 | 96615374.158 |  | 125009039.8847 | 41669679.9616 |  | 31207086.7554 | 90866291.9938 | 34529742.0136 | 19733073.7063 | 5656366.7773 | 0 | 0 | 0 | 0 | TOTAL GENERAL PLANT | NA | TOTAL GENERAL PLANT.NA
1670 | [26 empty] | TOTAL GENERAL PLANT | NA | TOTAL GENERAL PLANT.NA1
1671 | 301 | Organization | [24 empty] | 301 | NA | 301.NA
1672 |  |  | S | I-SITUS | 0 | 0 | 0 | 0 | 0 | 0 | 75% | 0 | 0 | 75% | 0 | 0 | PLNT | 0 | 0 | 0 | 0 | 0 | 0 | 0 | 0 | 0 | 301 | S | 301.S
1673 |  |  | SO | PTD | 0 | 0 | 0 | 0 | 0 | 0 | 75% | 0 | 0 | 75% | 0 | 0 | PLNT | 0 | 0 | 0 | 0 | 0 | 0 | 0 | 0 | 0 | 301 | SO | 301.SO
1674 |  |  | SG | I-SG | 0 | 0 | 0 | 0 | 0 | 0 | 75% | 0 | 0 | 75% | 0 | 0 | PLNT | 0 | 0 | 0 | 0 | 0 | 0 | 0 | 0 | 0 | 301 | SG | 301.SG
1675 |  |  |  |  | 0 | 0 | 0 | 0 | 0 | 0 |  | 0 | 0 |  | 0 | 0 |  | 0 | 0 | 0 | 0 | 0 | 0 | 0 | 0 | 0 | 301 | NA | 301.NA1
1676 | 302 | Franchise & Consent | [24 empty] | 302 | NA | 302.NA
1677 |  |  | S | I-SITUS | 0 | 0 | 0 | 0 | 0 | 0 | 75% | 0 | 0 | 75% | 0 | 0 | PLNT | 0 | 0 | 0 | 0 | 0 | 0 | 0 | 0 | 0 | 302 | S | 302.S
1678 |  |  | SG | I-SG | 4568131.309 | 3810558.8278 | 757572.4812 | 0 | 0 | 0 | 75% | 2857919.1209 | 952639.707 | 75% | 568179.3609 | 189393.1203 | PLNT | 0 | 0 | 0 | 0 | 0 | 0 | 0 | 0 | 0 | 302 | SG | 302.SG
1679 |  |  | SG | I-SG | 43214130.4086 | 36047559.7079 | 7166570.7007 | 0 | 0 | 0 | 75% | 27035669.7809 | 9011889.927 | 75% | 5374928.0255 | 1791642.6752 | PLNT | 0 | 0 | 0 | 0 | 0 | 0 | 0 | 0 | 0 | 302 | SG | 302.SG1
1680 |  |  | SG | I-SG | 3997755.1782 | 3334773.0735 | 662982.1046 | 0 | 0 | 0 | 75% | 2501079.8052 | 833693.2684 | 75% | 497236.5785 | 165745.5262 | PLNT | 0 | 0 | 0 | 0 | 0 | 0 | 0 | 0 | 0 | 302 | SG | 302.SG2
1681 |  |  | SG | P | 0 | 0 | 0 | 0 | 0 | 0 | 75% | 0 | 0 | 75% | 0 | 0 | PLNT | 0 | 0 | 0 | 0 | 0 | 0 | 0 | 0 | 0 | 302 | SG | 302.SG3
1682 |  |  | SG | P | 261456.9789 | 261456.9789 | 0 | 0 | 0 | 0 | 75% | 196092.7342 | 65364.2447 | 75% | 0 | 0 | PLNT | 0 | 0 | 0 | 0 | 0 | 0 | 0 | 0 | 0 | 302 | SG | 302.SG4
1683 |  |  |  |  | 52041473.8747 | 43454348.5882 | 8587125.2866 | 0 | 0 | 0 |  | 32590761.4411 | 10863587.147 |  | 6440343.9649 | 2146781.3216 |  | 0 | 0 | 0 | 0 | 0 | 0 | 0 | 0 | 0 | 302 | NA | 302.NA1
1684 | [26 empty] | 302 | NA | 302.NA2
1685 | 303 | Miscellaneous Intangible Plant | [24 empty] | 303 | NA | 303.NA
1686 |  |  | S | I-SITUS | 4107798.2677 | 8564502.096 | -2186446.3326 | -2270257.4957 | 0 | 0 | 75% | 6423376.572 | 2141125.524 | 75% | -1639834.7495 | -546611.5832 | PLNT | -389291.3103 | -1133507.2109 | -430739.6143 | -246159.2836 | -70560.0767 | 0 | 0 | 0 | 0 | 303 | S | 303.S
1687 |  |  | SG | I-SG | 66866197.2218 | 55777200.9757 | 11088996.2461 | 0 | 0 | 0 | 75% | 41832900.7318 | 13944300.2439 | 75% | 8316747.1846 | 2772249.0615 | PLNT | 0 | 0 | 0 | 0 | 0 | 0 | 0 | 0 | 0 | 303 | SG | 303.SG
1688 |  |  | SO | PTD | 159596661.5111 | 78495103.1585 | 39216255.4214 | 41885302.9313 | 0 | 0 | 75% | 58871327.3689 | 19623775.7896 | 75% | 29412191.566 | 9804063.8553 | PLNT | 7182262.1397 | 20912734.7862 | 7946966.0434 | 4541536.0072 | 1301803.9547 | 0 | 0 | 0 | 0 | 303 | SO | 303.SO
1689 |  |  | SE | P | 7092.4472 | 7092.4472 | 0 | 0 | 0 | 0 | 0% | 0 | 7092.4472 | 0% | 0 | 0 | PLNT | 0 | 0 | 0 | 0 | 0 | 0 | 0 | 0 | 0 | 303 | SE | 303.SE
1690 |  |  | CN | CUST | 68458355.9149 | 0 | 0 | 0 | 68458355.9149 | 0 | 75% | 0 | 0 | 75% | 0 | 0 | CUST | 0 | 0 | 0 | 0 | 0 | 0 | 0 | 0 | 0 | 303 | CN | 303.CN
1691 |  |  | SG | P | 0 | 0 | 0 | 0 | 0 | 0 | 75% | 0 | 0 | 75% | 0 | 0 | PLNT | 0 | 0 | 0 | 0 | 0 | 0 | 0 | 0 | 0 | 303 | SG | 303.SG1
1692 |  |  | SG | I-DGP | 0 | 0 | 0 | 0 | 0 | 0 | 75% | 0 | 0 | 75% | 0 | 0 | PLNT | 0 | 0 | 0 | 0 | 0 | 0 | 0 | 0 | 0 | 303 | SG | 303.SG2
1693 |  |  |  |  | 299036105.3627 | 142843898.6775 | 48118805.3348 | 39615045.4356 | 68458355.9149 | 0 |  | 107127604.6727 | 35716294.0048 |  | 36089104.0011 | 12029701.3337 |  | 6792970.8295 | 19779227.5753 | 7516226.4291 | 4295376.7237 | 1231243.878 | 0 | 0 | 0 | 0 | 303 | NA | 303.NA1
1694 | 303 | Less Non-Utility Plant | [24 empty] | 303 | NA | 303.NA2
1695 |  |  | S | I-SITUS | 0 | 0 | 0 | 0 | 0 | 0 | 75% | 0 | 0 | 75% | 0 | 0 | PLNT | 0 | 0 | 0 | 0 | 0 | 0 | 0 | 0 | 0 | 303 | S | 303.S1
1696 |  |  |  |  | 0 | 0 | 0 | 0 | 0 | 0 |  | 0 | 0 |  | 0 | 0 |  | 0 | 0 | 0 | 0 | 0 | 0 | 0 | 0 | 0 | 303 | NA | 303.NA3
1697 | [26 empty] | 303 | NA | 303.NA4
1698 | IP | Unclassified Intangible Plant - Acct 300 | [24 empty] | IP | NA | IP.NA
1699 |  |  | S | I-SITUS | 0 | 0 | 0 | 0 | 0 | 0 | 75% | 0 | 0 | 75% | 0 | 0 | PLNT | 0 | 0 | 0 | 0 | 0 | 0 | 0 | 0 | 0 | IP | S | IP.S
1700 |  |  | SG | I-SG | 0 | 0 | 0 | 0 | 0 | 0 | 75% | 0 | 0 | 75% | 0 | 0 | PLNT | 0 | 0 | 0 | 0 | 0 | 0 | 0 | 0 | 0 | IP | SG | IP.SG
1701 |  |  | SG | P | 0 | 0 | 0 | 0 | 0 | 0 | 75% | 0 | 0 | 75% | 0 | 0 | PLNT | 0 | 0 | 0 | 0 | 0 | 0 | 0 | 0 | 0 | IP | SG | IP.SG1
1702 |  |  | SO | PTD | 0 | 0 | 0 | 0 | 0 | 0 | 75% | 0 | 0 | 75% | 0 | 0 | PLNT | 0 | 0 | 0 | 0 | 0 | 0 | 0 | 0 | 0 | IP | SO | IP.SO
1703 |  |  |  |  | 0 | 0 | 0 | 0 | 0 | 0 |  | 0 | 0 |  | 0 | 0 |  | 0 | 0 | 0 | 0 | 0 | 0 | 0 | 0 | 0 | IP | NA | IP.NA1
1704 | [26 empty] | IP | NA | IP.NA2
1705 | TOTAL INTANGIBLE PLANT |  |  |  | 351077579.2375 | 186298247.2657 | 56705930.6214 | 39615045.4356 | 68458355.9149 | 0 |  | 139718366.1138 | 46579881.1518 |  | 42529447.966 | 14176482.6553 |  | 6792970.8295 | 19779227.5753 | 7516226.4291 | 4295376.7237 | 1231243.878 | 0 | 0 | 0 | 0 | TOTAL INTANGIBLE PLANT | NA | TOTAL INTANGIBLE PLANT.NA
1706 | [26 empty] | TOTAL INTANGIBLE PLANT | NA | TOTAL INTANGIBLE PLANT.NA1
1707 | [26 empty] | TOTAL INTANGIBLE PLANT | NA | TOTAL INTANGIBLE PLANT.NA2
1708 | TOTAL ELECTRIC PLANT IN SERVICE |  |  |  | 11729140988.371 | 5698172552.1353 | 2886962193.6866 | 3066467501.6405 | 77538740.9085 | 0 |  | 4222125703.9128 | 1476046848.2226 |  | 2165221645.265 | 721740548.4217 |  | 535429222.7281 | 1559019862.2421 | 560146913.9142 | 320113029.9284 | 91758472.8277 | 0 | 0 | 0 | 0 | TOTAL ELECTRIC PLANT IN SERVICE | NA | TOTAL ELECTRIC PLANT IN SERVICE.NA
1709 | [26 empty] | TOTAL ELECTRIC PLANT IN SERVICE | NA | TOTAL ELECTRIC PLANT IN SERVICE.NA1
1710 | 105 | Plant Held For Future Use | [24 empty] | 105 | NA | 105.NA
1711 |  |  | S | DPW | 5750021.0062 | 0 | 0 | 5750021.0062 | 0 | 0 | 75% | 0 | 0 | 75% | 0 | 0 | PLNT | 985982.0817 | 2870903.5366 | 1090960.7544 | 623462.7808 | 178711.8526 | 0 | 0 | 0 | 0 | 105 | S | 105.S
1712 |  |  | SG | P | 0 | 0 | 0 | 0 | 0 | 0 | 75% | 0 | 0 | 75% | 0 | 0 | PLNT | 0 | 0 | 0 | 0 | 0 | 0 | 0 | 0 | 0 | 105 | SG | 105.SG
1713 |  |  | SG | T | 1499559.3032 | 0 | 1499559.3032 | 0 | 0 | 0 | 75% | 0 | 0 | 75% | 1124669.4774 | 374889.8258 | PLNT | 0 | 0 | 0 | 0 | 0 | 0 | 0 | 0 | 0 | 105 | SG | 105.SG1
1714 |  |  | SG | P | 0 | 0 | 0 | 0 | 0 | 0 | 75% | 0 | 0 | 75% | 0 | 0 | PLNT | 0 | 0 | 0 | 0 | 0 | 0 | 0 | 0 | 0 | 105 | SG | 105.SG2
1715 |  |  | SE | P | 0 | 0 | 0 | 0 | 0 | 0 | 0% | 0 | 0 | 0% | 0 | 0 | PLNT | 0 | 0 | 0 | 0 | 0 | 0 | 0 | 0 | 0 | 105 | SE | 105.SE
1716 |  |  | SG | G | 0 | 0 | 0 | 0 | 0 | 0 | 75% | 0 | 0 | 75% | 0 | 0 | PLNT | 0 | 0 | 0 | 0 | 0 | 0 | 0 | 0 | 0 | 105 | SG | 105.SG3
1717 |  |  |  |  | 7249580.3093 | 0 | 1499559.3032 | 5750021.0062 | 0 | 0 |  | 0 | 0 |  | 1124669.4774 | 374889.8258 |  | 985982.0817 | 2870903.5366 | 1090960.7544 | 623462.7808 | 178711.8526 | 0 | 0 | 0 | 0 | 105 | NA | 105.NA1
1718 | [26 empty] | 105 | NA | 105.NA2
1719 | 114 | Electric Plant Acquisition Adjustments | [24 empty] | 114 | NA | 114.NA
1720 |  |  | S | P | 11763783.68 | 11763783.68 | 0 | 0 | 0 | 0 | 75% | 8822837.76 | 2940945.92 | 75% | 0 | 0 | PLNT | 0 | 0 | 0 | 0 | 0 | 0 | 0 | 0 | 0 | 114 | S | 114.S
1721 |  |  | SG | P | 62952564.0085 | 62952564.0085 | 0 | 0 | 0 | 0 | 75% | 47214423.0063 | 15738141.0021 | 75% | 0 | 0 | PLNT | 0 | 0 | 0 | 0 | 0 | 0 | 0 | 0 | 0 | 114 | SG | 114.SG
1722 |  |  | SG | P | 0 | 0 | 0 | 0 | 0 | 0 | 75% | 0 | 0 | 75% | 0 | 0 | PLNT | 0 | 0 | 0 | 0 | 0 | 0 | 0 | 0 | 0 | 114 | SG | 114.SG1
1723 |  |  |  |  | 74716347.6885 | 74716347.6885 | 0 | 0 | 0 | 0 |  | 56037260.7663 | 18679086.9221 |  | 0 | 0 |  | 0 | 0 | 0 | 0 | 0 | 0 | 0 | 0 | 0 | 114 | NA | 114.NA1
1724 | [26 empty] | 114 | NA | 114.NA2
1725 | 115 | Accum Provision for Asset Acquisition Adjustments | [24 empty] | 115 | NA | 115.NA
1726 |  |  | S | P | -690999.43 | -690999.43 | 0 | 0 | 0 | 0 | 75% | -518249.5725 | -172749.8575 | 75% | 0 | 0 | PLNT | 0 | 0 | 0 | 0 | 0 | 0 | 0 | 0 | 0 | 115 | S | 115.S
1727 |  |  | SG | P | -51706538.7227 | -51706538.7227 | 0 | 0 | 0 | 0 | 75% | -38779904.042 | -12926634.6807 | 75% | 0 | 0 | PLNT | 0 | 0 | 0 | 0 | 0 | 0 | 0 | 0 | 0 | 115 | SG | 115.SG
1728 |  |  | SG | P | 0 | 0 | 0 | 0 | 0 | 0 | 75% | 0 | 0 | 75% | 0 | 0 | PLNT | 0 | 0 | 0 | 0 | 0 | 0 | 0 | 0 | 0 | 115 | SG | 115.SG1
1729 |  |  |  |  | -52397538.1527 | -52397538.1527 | 0 | 0 | 0 | 0 |  | -39298153.6145 | -13099384.5382 |  | 0 | 0 |  | 0 | 0 | 0 | 0 | 0 | 0 | 0 | 0 | 0 | 115 | NA | 115.NA1
1730 | [26 empty] | 115 | NA | 115.NA2
1731 | 128 | Pensions | SO | LABOR | 0 | 0 | 0 | 0 | 0 | 0 | 0% | 0 | 0 | 0% | 0 | 0 | PLNT | 0 | 0 | 0 | 0 | 0 | 0 | 0 | 0 | 0 | 128 | SO | 128.SO
1732 |  |  |  |  | 0 | 0 | 0 | 0 | 0 | 0 |  | 0 | 0 |  | 0 | 0 |  | 0 | 0 | 0 | 0 | 0 | 0 | 0 | 0 | 0 | 128 | NA | 128.NA
1733 | [26 empty] | 128 | NA | 128.NA1
1734 | 124 | Weatherization | [24 empty] | 124 | NA | 124.NA
1735 |  |  | S | DMSC | 18249.4185 | 0 | 0 | 0 | 0 | 18249.4185 | 50% | 0 | 0 | 50% | 0 | 0 | MISC | 0 | 0 | 0 | 0 | 0 | 0 | 0 | 0 | 0 | 124 | S | 124.S
1736 |  |  | SO | DMSC | -2030.4532 | 0 | 0 | 0 | 0 | -2030.4532 | 50% | 0 | 0 | 50% | 0 | 0 | MISC | 0 | 0 | 0 | 0 | 0 | 0 | 0 | 0 | 0 | 124 | SO | 124.SO
1737 |  |  |  |  | 16218.9653 | 0 | 0 | 0 | 0 | 16218.9653 |  | 0 | 0 |  | 0 | 0 |  | 0 | 0 | 0 | 0 | 0 | 0 | 0 | 0 | 0 | 124 | NA | 124.NA1
1738 | [26 empty] | 124 | NA | 124.NA2
1739 | 182W | Weatherization | [24 empty] | 182W | NA | 182W.NA
1740 |  |  | S | DMSC | 0 | 0 | 0 | 0 | 0 | 0 | 50% | 0 | 0 | 50% | 0 | 0 | MISC | 0 | 0 | 0 | 0 | 0 | 0 | 0 | 0 | 0 | 182W | S | 182W.S
1741 |  |  | SG | DMSC | 0 | 0 | 0 | 0 | 0 | 0 | 50% | 0 | 0 | 50% | 0 | 0 | MISC | 0 | 0 | 0 | 0 | 0 | 0 | 0 | 0 | 0 | 182W | SG | 182W.SG
1742 |  |  | SGCT | DMSC | 0 | 0 | 0 | 0 | 0 | 0 | 50% | 0 | 0 | 50% | 0 | 0 | MISC | 0 | 0 | 0 | 0 | 0 | 0 | 0 | 0 | 0 | 182W | SGCT | 182W.SGCT
1743 |  |  | SO | DMSC | 0 | 0 | 0 | 0 | 0 | 0 | 50% | 0 | 0 | 50% | 0 | 0 | MISC | 0 | 0 | 0 | 0 | 0 | 0 | 0 | 0 | 0 | 182W | SO | 182W.SO
1744 |  |  |  |  | 0 | 0 | 0 | 0 | 0 | 0 |  | 0 | 0 |  | 0 | 0 |  | 0 | 0 | 0 | 0 | 0 | 0 | 0 | 0 | 0 | 182W | NA | 182W.NA1
1745 | [26 empty] | 182W | NA | 182W.NA2
1746 | 186 | Weatherization | [24 empty] | 186 | NA | 186.NA
1747 |  |  | S | DMSC | 0 | 0 | 0 | 0 | 0 | 0 | 50% | 0 | 0 | 50% | 0 | 0 | MISC | 0 | 0 | 0 | 0 | 0 | 0 | 0 | 0 | 0 | 186 | S | 186.S
1748 |  |  | CN | CUST | 0 | 0 | 0 | 0 | 0 | 0 | 75% | 0 | 0 | 75% | 0 | 0 | CUST | 0 | 0 | 0 | 0 | 0 | 0 | 0 | 0 | 0 | 186 | CN | 186.CN
1749 |  |  | CNP | CUST | 0 | 0 | 0 | 0 | 0 | 0 | 75% | 0 | 0 | 75% | 0 | 0 | CUST | 0 | 0 | 0 | 0 | 0 | 0 | 0 | 0 | 0 | 186 | CNP | 186.CNP
1750 |  |  | SG | DMSC | 0 | 0 | 0 | 0 | 0 | 0 | 50% | 0 | 0 | 50% | 0 | 0 | MISC | 0 | 0 | 0 | 0 | 0 | 0 | 0 | 0 | 0 | 186 | SG | 186.SG
1751 |  |  | SO | DMSC | 0 | 0 | 0 | 0 | 0 | 0 | 50% | 0 | 0 | 50% | 0 | 0 | MISC | 0 | 0 | 0 | 0 | 0 | 0 | 0 | 0 | 0 | 186 | SO | 186.SO
1752 |  |  |  |  | 0 | 0 | 0 | 0 | 0 | 0 |  | 0 | 0 |  | 0 | 0 |  | 0 | 0 | 0 | 0 | 0 | 0 | 0 | 0 | 0 | 186 | NA | 186.NA1
1753 | [26 empty] | 186 | NA | 186.NA2
1754 |  | Total Weatherization |  |  | 16218.9653 | 0 | 0 | 0 | 0 | 16218.9653 |  | 0 | 0 |  | 0 | 0 |  | 0 | 0 | 0 | 0 | 0 | 0 | 0 | 0 | 0 | 186 | NA | 186.NA3
1755 | [26 empty] | 186 | NA | 186.NA4
1756 | 151 | Fuel Stock | [24 empty] | 151 | NA | 151.NA
1757 |  |  | SE | P | 83463945.3191 | 83463945.3191 | 0 | 0 | 0 | 0 | 0% | 0 | 83463945.3191 | 0% | 0 | 0 | PLNT | 0 | 0 | 0 | 0 | 0 | 0 | 0 | 0 | 0 | 151 | SE | 151.SE
1758 |  |  | SE | P | 0 | 0 | 0 | 0 | 0 | 0 | 0% | 0 | 0 | 0% | 0 | 0 | PLNT | 0 | 0 | 0 | 0 | 0 | 0 | 0 | 0 | 0 | 151 | SE | 151.SE1
1759 |  |  | SE | P | 6680849.5516 | 6680849.5516 | 0 | 0 | 0 | 0 | 0% | 0 | 6680849.5516 | 0% | 0 | 0 | PLNT | 0 | 0 | 0 | 0 | 0 | 0 | 0 | 0 | 0 | 151 | SE | 151.SE2
1760 |  |  |  |  | 90144794.8707 | 90144794.8707 | 0 | 0 | 0 | 0 |  | 0 | 90144794.8707 |  | 0 | 0 |  | 0 | 0 | 0 | 0 | 0 | 0 | 0 | 0 | 0 | 151 | NA | 151.NA1
1761 | [26 empty] | 151 | NA | 151.NA2
1762 | 152 | Fuel Stock - Undistributed | [24 empty] | 152 | NA | 152.NA
1763 |  |  | SE | P | 0 | 0 | 0 | 0 | 0 | 0 | 0% | 0 | 0 | 0% | 0 | 0 | PLNT | 0 | 0 | 0 | 0 | 0 | 0 | 0 | 0 | 0 | 152 | SE | 152.SE
1764 |  |  |  |  | 0 | 0 | 0 | 0 | 0 | 0 |  | 0 | 0 |  | 0 | 0 |  | 0 | 0 | 0 | 0 | 0 | 0 | 0 | 0 | 0 | 152 | NA | 152.NA1
1765 | [26 empty] | 152 | NA | 152.NA2
1766 | 25316 | DG&T Working Capital Deposit | [24 empty] | 25316 | NA | 25316.NA
1767 |  |  | SE | P | -1196327.7674 | -1196327.7674 | 0 | 0 | 0 | 0 | 0% | 0 | -1196327.7674 |  | 0 | 0 | PLNT | 0 | 0 | 0 | 0 | 0 | 0 | 0 | 0 | 0 | 25316 | SE | 25316.SE
1768 |  |  |  |  | -1196327.7674 | -1196327.7674 | 0 | 0 | 0 | 0 |  | 0 | -1196327.7674 |  | 0 | 0 |  | 0 | 0 | 0 | 0 | 0 | 0 | 0 | 0 | 0 | 25316 | NA | 25316.NA1
1769 | [26 empty] | 25316 | NA | 25316.NA2
1770 | 25317 | DG&T Working Capital Deposit | [24 empty] | 25317 | NA | 25317.NA
1771 |  |  | SE | P | -1106200.9025 | -1106200.9025 | 0 | 0 | 0 | 0 | 0% | 0 | -1106200.9025 | 0% | 0 | 0 | PLNT | 0 | 0 | 0 | 0 | 0 | 0 | 0 | 0 | 0 | 25317 | SE | 25317.SE
1772 |  |  |  |  | -1106200.9025 | -1106200.9025 | 0 | 0 | 0 | 0 |  | 0 | -1106200.9025 |  | 0 | 0 |  | 0 | 0 | 0 | 0 | 0 | 0 | 0 | 0 | 0 | 25317 | NA | 25317.NA1
1773 | [26 empty] | 25317 | NA | 25317.NA2
1774 | 25319 | Provo Working Capital Deposit | [24 empty] | 25319 | NA | 25319.NA
1775 |  |  | SE | P | 0 | 0 | 0 | 0 | 0 | 0 | 0% | 0 | 0 | 0% | 0 | 0 | PLNT | 0 | 0 | 0 | 0 | 0 | 0 | 0 | 0 | 0 | 25319 | SE | 25319.SE
1776 |  |  |  |  | 0 | 0 | 0 | 0 | 0 | 0 |  | 0 | 0 |  | 0 | 0 |  | 0 | 0 | 0 | 0 | 0 | 0 | 0 | 0 | 0 | 25319 | NA | 25319.NA1
1777 | [26 empty] | 25319 | NA | 25319.NA2
1778 |  | Total Fuel Stock |  |  | 87842266.2008 | 87842266.2008 | 0 | 0 | 0 | 0 | 0% | 0 | 87842266.2008 | 0% | 0 | 0 |  | 0 | 0 | 0 | 0 | 0 | 0 | 0 | 0 | 0 | 25319 | NA | 25319.NA3
1779 | [26 empty] | 25319 | NA | 25319.NA4
1780 | 154 | Materials and Supplies | [24 empty] | 154 | NA | 154.NA
1781 |  |  | S | MSS | 44590963.1585 | 38701789.1145 | 199529.1828 | 5689644.8611 | 0 | 0 | 75% | 29026341.8359 | 9675447.2786 | 75% | 149646.8871 | 49882.2957 | PLNT | 975629.1113 | 2840758.5879 | 1079505.4911 | 616916.3214 | 176835.3495 | 0 | 0 | 0 | 0 | 154 | S | 154.S
1782 |  |  | SG | MSS | 2643000.6142 | 2293936.8238 | 11826.5163 | 337237.274 | 0 | 0 | 75% | 1720452.6179 | 573484.206 | 75% | 8869.8872 | 2956.6291 | PLNT | 57827.5991 | 168377.7645 | 63984.5716 | 36565.934 | 10481.4048 | 0 | 0 | 0 | 0 | 154 | SG | 154.SG
1783 |  |  | SE | MSS | 0 | 0 | 0 | 0 | 0 | 0 | 75% | 0 | 0 | 75% | 0 | 0 | PLNT | 0 | 0 | 0 | 0 | 0 | 0 | 0 | 0 | 0 | 154 | SE | 154.SE
1784 |  |  | SO | MSS | 41292.7354 | 35839.1617 | 184.7708 | 5268.803 | 0 | 0 | 75% | 26879.3712 | 8959.7904 | 75% | 138.5781 | 46.1927 | PLNT | 903.4655 | 2630.6382 | 999.6585 | 571.2853 | 163.7555 | 0 | 0 | 0 | 0 | 154 | SO | 154.SO
1785 |  |  | SG | MSS | 49787520.6241 | 43212031.9286 | 222781.9854 | 6352706.7101 | 0 | 0 | 75% | 32409023.9464 | 10803007.9821 | 75% | 167086.489 | 55695.4963 | PLNT | 1089327.3224 | 3171815.9189 | 1205309.2845 | 688810.7343 | 197443.4501 | 0 | 0 | 0 | 0 | 154 | SG | 154.SG1
1786 |  |  | SG | MSS | 3342.181 | 2900.7757 | 14.9551 | 426.4502 | 0 | 0 | 75% | 2175.5818 | 725.1939 | 75% | 11.2163 | 3.7388 | PLNT | 73.1253 | 212.9205 | 80.9111 | 46.2391 | 13.2542 | 0 | 0 | 0 | 0 | 154 | SG | 154.SG2
1787 |  |  | SNPD | MSS | -944338.4184 | -819618.6791 | -4225.5888 | -120494.1506 | 0 | 0 | 75% | -614714.0093 | -204904.6698 | 75% | -3169.1916 | -1056.3972 | PLNT | -20661.6764 | -60161.0121 | -22861.5494 | -13064.9293 | -3744.9833 | 0 | 0 | 0 | 0 | 154 | SNPD | 154.SNPD
1788 |  |  | SG | MSS | 0 | 0 | 0 | 0 | 0 | 0 | 75% | 0 | 0 | 75% | 0 | 0 | PLNT | 0 | 0 | 0 | 0 | 0 | 0 | 0 | 0 | 0 | 154 | SG | 154.SG3
1789 |  |  | SG | MSS | 0 | 0 | 0 | 0 | 0 | 0 | 75% | 0 | 0 | 75% | 0 | 0 | PLNT | 0 | 0 | 0 | 0 | 0 | 0 | 0 | 0 | 0 | 154 | SG | 154.SG4
1790 |  |  | SG | MSS | 0 | 0 | 0 | 0 | 0 | 0 | 75% | 0 | 0 | 75% | 0 | 0 | PLNT | 0 | 0 | 0 | 0 | 0 | 0 | 0 | 0 | 0 | 154 | SG | 154.SG5
1791 |  |  | SG | MSS | 0 | 0 | 0 | 0 | 0 | 0 | 75% | 0 | 0 | 75% | 0 | 0 | PLNT | 0 | 0 | 0 | 0 | 0 | 0 | 0 | 0 | 0 | 154 | SG | 154.SG6
1792 |  |  | SG | MSS | 4358600.4854 | 3782955.6679 | 19503.2341 | 556141.5833 | 0 | 0 | 75% | 2837216.751 | 945738.917 | 75% | 14627.4256 | 4875.8085 | PLNT | 95364.1101 | 277673.5662 | 105517.6391 | 60301.2715 | 17284.9965 | 0 | 0 | 0 | 0 | 154 | SG | 154.SG7
1793 |  |  | SG | MSS | 0 | 0 | 0 | 0 | 0 | 0 | 75% | 0 | 0 | 75% | 0 | 0 | PLNT | 0 | 0 | 0 | 0 | 0 | 0 | 0 | 0 | 0 | 154 | SG | 154.SG8
1794 |  |  |  |  | 100480381.3801 | 87209834.7932 | 449615.0556 | 12820931.5312 | 0 | 0 |  | 65407376.0949 | 21802458.6983 |  | 337211.2917 | 112403.7639 |  | 2198463.0572 | 6401308.3841 | 2432536.0065 | 1390146.8563 | 398477.2272 | 0 | 0 | 0 | 0 | 154 | NA | 154.NA1
1795 | [26 empty] | 154 | NA | 154.NA2
1796 | 163 | Stores Expense Undistributed | [24 empty] | 163 | NA | 163.NA
1797 |  |  | SO | MSS | 0 | 0 | 0 | 0 | 0 | 0 | 75% | 0 | 0 | 75% | 0 | 0 | PLNT | 0 | 0 | 0 | 0 | 0 | 0 | 0 | 0 | 0 | 163 | SO | 163.SO
1798 | [26 empty] | 163 | NA | 163.NA1
1799 |  |  |  |  | 0 | 0 | 0 | 0 | 0 | 0 |  | 0 | 0 |  | 0 | 0 |  | 0 | 0 | 0 | 0 | 0 | 0 | 0 | 0 | 0 | 163 | NA | 163.NA2
1800 | [26 empty] | 163 | NA | 163.NA3
1801 | 25318 | Provo Working Capital Deposit | [24 empty] | 25318 | NA | 25318.NA
1802 |  |  | SG | MSS | -118766.3572 | -103080.7631 | -531.4385 | -15154.1556 | 0 | 0 | 75% | -77310.5723 | -25770.1908 | 75% | -398.5789 | -132.8596 | PLNT | -2598.5515 | -7566.2539 | -2875.2224 | -1643.1335 | -470.9943 | 0 | 0 | 0 | 0 | 25318 | SG | 25318.SG
1803 | [26 empty] | 25318 | NA | 25318.NA1
1804 |  |  |  |  | -118766.3572 | -103080.7631 | -531.4385 | -15154.1556 | 0 | 0 |  | -77310.5723 | -25770.1908 |  | -398.5789 | -132.8596 |  | -2598.5515 | -7566.2539 | -2875.2224 | -1643.1335 | -470.9943 | 0 | 0 | 0 | 0 | 25318 | NA | 25318.NA2
1805 | [26 empty] | 25318 | NA | 25318.NA3
1806 |  | Total Materials & Supplies |  |  | 100361615.0229 | 87106754.0301 | 449083.6171 | 12805777.3756 | 0 | 0 |  | 65330065.5226 | 21776688.5075 |  | 336812.7129 | 112270.9043 |  | 2195864.5056 | 6393742.1302 | 2429660.7841 | 1388503.7228 | 398006.2328 | 0 | 0 | 0 | 0 | 25318 | NA | 25318.NA4
1807 | [26 empty] | 25318 | NA | 25318.NA5
1808 | 165 | Prepayments | [24 empty] | 165 | NA | 165.NA
1809 |  |  | S | DMSC | 3391103.6215 | 0 | 0 | 0 | 0 | 3391103.6215 | 75% | 0 | 0 | 75% | 0 | 0 | PLNT | 0 | 0 | 0 | 0 | 0 | 0 | 0 | 0 | 0 | 165 | S | 165.S
1810 |  |  | GPS | GP | 2357579.7973 | 1135284.4668 | 579010.2429 | 628925.8782 | 14359.2094 | 0 | 75% | 851463.3501 | 283821.1167 | 75% | 434257.6821 | 144752.5607 | PLNT | 107844.762 | 314013.7273 | 119327.1207 | 68193.1208 | 19547.1475 | 0 | 0 | 0 | 0 | 165 | GPS | 165.GPS
1811 |  |  | SG | PT | 1447666.2891 | 965367.4554 | 482298.8337 | 0 | 0 | 0 | 75% | 724025.5915 | 241341.8638 | 75% | 361724.1253 | 120574.7084 | PLNT | 0 | 0 | 0 | 0 | 0 | 0 | 0 | 0 | 0 | 165 | SG | 165.SG
1812 |  |  | SE | P | -12194.5385 | -12194.5385 | 0 | 0 | 0 | 0 | 75% | -9145.9039 | -3048.6346 | 75% | 0 | 0 | PLNT | 0 | 0 | 0 | 0 | 0 | 0 | 0 | 0 | 0 | 165 | SE | 165.SE
1813 |  |  | SO | PTD | 9211768.0545 | 4530662.9654 | 2263525.0981 | 2417579.991 | 0 | 0 | 75% | 3397997.2241 | 1132665.7414 | 75% | 1697643.8236 | 565881.2745 | PLNT | 414553.3642 | 1207063.2331 | 458691.3488 | 262133.1544 | 75138.8906 | 0 | 0 | 0 | 0 | 165 | SO | 165.SO
1814 |  |  |  |  | 16395923.2238 | 6619120.349 | 3324834.1747 | 3046505.8692 | 14359.2094 | 3391103.6215 |  | 4964340.2618 | 1654780.0873 |  | 2493625.631 | 831208.5437 |  | 522398.1261 | 1521076.9604 | 578018.4695 | 330326.2752 | 94686.0381 | 0 | 0 | 0 | 0 | 165 | NA | 165.NA1
1815 | [26 empty] | 165 | NA | 165.NA2
1816 | 182M | Misc Regulatory Assets | [24 empty] | 182M | NA | 182M.NA
1817 |  |  | S | DDS2 | 9340477.9285 | 8485764.9052 | -124672.8218 | -481889.538 | 1461620.042 | -344.6588 | 75% | 6364323.6789 | 2121441.2263 | 75% | -93504.6164 | -31168.2055 | PLNT | -82631.7764 | -240600.5782 | -91429.6788 | -52250.2772 | -14977.2274 | 0 | 0 | 0 | 0 | 182M | S | 182M.S
1818 |  |  | SG | DEFSG | 1504409.4401 | 1180743.0628 | 323666.3774 | 0 | 0 | 0 | 75% | 885557.2971 | 295185.7657 | 75% | 242749.783 | 80916.5943 | PLNT | 0 | 0 | 0 | 0 | 0 | 0 | 0 | 0 | 0 | 182M | SG | 182M.SG
1819 |  |  | SGCT | P | 87673.4381 | 87673.4381 | 0 | 0 | 0 | 0 | 75% | 65755.0786 | 21918.3595 | 75% | 0 | 0 | PLNT | 0 | 0 | 0 | 0 | 0 | 0 | 0 | 0 | 0 | 182M | SGCT | 182M.SGCT
1820 |  |  | SG-P | DEFSG | 0 | 0 | 0 | 0 | 0 | 0 | 75% | 0 | 0 | 75% | 0 | 0 | PLNT | 0 | 0 | 0 | 0 | 0 | 0 | 0 | 0 | 0 | 182M | SG-P | 182M.SG-P
1821 |  |  | SE | P | 86134723.9515 | 86134723.9515 | 0 | 0 | 0 | 0 | 75% | 64601042.9636 | 21533680.9879 | 75% | 0 | 0 | PLNT | 0 | 0 | 0 | 0 | 0 | 0 | 0 | 0 | 0 | 182M | SE | 182M.SE
1822 |  |  | SG | P | 0 | 0 | 0 | 0 | 0 | 0 | 75% | 0 | 0 | 75% | 0 | 0 | PLNT | 0 | 0 | 0 | 0 | 0 | 0 | 0 | 0 | 0 | 182M | SG | 182M.SG1
1823 |  |  | SO | DDSO2 | 233825038.774 | 102881823.858 | 19858078.1885 | 78864770.6797 | 30664259.2453 | 1556106.8024 | 75% | 77161367.8935 | 25720455.9645 | 75% | 14893558.6414 | 4964519.5471 | PLNT | 13523298.5551 | 39376055.9856 | 14963140.0695 | 8551142.5412 | 2451133.5283 | 0 | 0 | 0 | 0 | 182M | SO | 182M.SO
1824 |  |  |  |  | 330892323.5321 | 198770729.2155 | 20057071.744 | 78382881.1417 | 32125879.2872 | 1555762.1436 |  | 149078046.9116 | 49692682.3039 |  | 15042803.808 | 5014267.936 |  | 13440666.7788 | 39135455.4074 | 14871710.3906 | 8498892.264 | 2436156.3009 | 0 | 0 | 0 | 0 | 182M | NA | 182M.NA1
1825 | [26 empty] | 182M | NA | 182M.NA2
1826 | 186M | Misc Deferred Debits | [24 empty] | 186M | NA | 186M.NA
1827 |  |  | S | LABOR | 0 | 0 | 0 | 0 | 0 | 0 | 75% | 0 | 0 | 75% | 0 | 0 | PLNT | 0 | 0 | 0 | 0 | 0 | 0 | 0 | 0 | 0 | 186M | S | 186M.S
1828 |  |  | SG | P | 0 | 0 | 0 | 0 | 0 | 0 | 75% | 0 | 0 | 75% | 0 | 0 | PLNT | 0 | 0 | 0 | 0 | 0 | 0 | 0 | 0 | 0 | 186M | SG | 186M.SG
1829 |  |  | SG | P | 0 | 0 | 0 | 0 | 0 | 0 | 75% | 0 | 0 | 75% | 0 | 0 | PLNT | 0 | 0 | 0 | 0 | 0 | 0 | 0 | 0 | 0 | 186M | SG | 186M.SG1
1830 |  |  | SG | DEFSG | 25371167.3551 | 19912684.0405 | 5458483.3146 | 0 | 0 | 0 | 75% | 14934513.0304 | 4978171.0101 | 75% | 4093862.4859 | 1364620.8286 | PLNT | 0 | 0 | 0 | 0 | 0 | 0 | 0 | 0 | 0 | 186M | SG | 186M.SG2
1831 |  |  | SO | LABOR | 118767.7175 | 53361.3415 | 10077.6606 | 38952.5091 | 16376.2062 | 0 | 75% | 40021.0061 | 13340.3354 | 75% | 7558.2455 | 2519.4152 | PLNT | 6679.3627 | 19448.4326 | 7390.5224 | 4223.5393 | 1210.6521 | 0 | 0 | 0 | 0 | 186M | SO | 186M.SO
1832 |  |  | SE | P | 919301.4723 | 919301.4723 | 0 | 0 | 0 | 0 | 75% | 689476.1042 | 229825.3681 | 75% | 0 | 0 | PLNT | 0 | 0 | 0 | 0 | 0 | 0 | 0 | 0 | 0 | 186M | SE | 186M.SE
1833 |  |  | SNPPS | P | 0 | 0 | 0 | 0 | 0 | 0 | 75% | 0 | 0 | 75% | 0 | 0 | PLNT | 0 | 0 | 0 | 0 | 0 | 0 | 0 | 0 | 0 | 186M | SNPPS | 186M.SNPPS
1834 |  |  | EXCTAX | GP | 0 | 0 | 0 | 0 | 0 | 0 | 75% | 0 | 0 | 75% | 0 | 0 | PLNT | 0 | 0 | 0 | 0 | 0 | 0 | 0 | 0 | 0 | 186M | EXCTAX | 186M.EXCTAX
1835 |  |  |  |  | 26409236.5448 | 20885346.8542 | 5468560.9752 | 38952.5091 | 16376.2062 | 0 |  | 15664010.1407 | 5221336.7136 |  | 4101420.7314 | 1367140.2438 |  | 6679.3627 | 19448.4326 | 7390.5224 | 4223.5393 | 1210.6521 | 0 | 0 | 0 | 0 | 186M | NA | 186M.NA1
1836 | [26 empty] | 186M | NA | 186M.NA2
1837 | Working Capital | [25 empty] | Working Capital | NA | Working Capital.NA
1838 | CWC | Cash Working Capital | [24 empty] | CWC | NA | CWC.NA
1839 |  |  | S | CWC | 14892537.7849 | 11169701.3323 | 1622558.2977 | 1581671.0117 | 417614.0752 | 100993.068 | 75% | 8377275.9992 | 2792425.3331 | 75% | 1216918.7233 | 405639.5744 | PLNT | 271216.2747 | 789705.7935 | 300092.9907 | 171497.2878 | 49158.6651 | 0 | 0 | 0 | 0 | CWC | S | CWC.S
1840 |  |  | SO | CWC | 0 | 0 | 0 | 0 | 0 | 0 | 75% | 0 | 0 | 75% | 0 | 0 | PLNT | 0 | 0 | 0 | 0 | 0 | 0 | 0 | 0 | 0 | CWC | SO | CWC.SO
1841 |  |  | SE | CWC | 0 | 0 | 0 | 0 | 0 | 0 | 75% | 0 | 0 | 75% | 0 | 0 | PLNT | 0 | 0 | 0 | 0 | 0 | 0 | 0 | 0 | 0 | CWC | SE | CWC.SE
1842 |  |  |  |  | 14892537.7849 | 11169701.3323 | 1622558.2977 | 1581671.0117 | 417614.0752 | 100993.068 |  | 8377275.9992 | 2792425.3331 |  | 1216918.7233 | 405639.5744 |  | 271216.2747 | 789705.7935 | 300092.9907 | 171497.2878 | 49158.6651 | 0 | 0 | 0 | 0 | CWC | NA | CWC.NA1
1843 | [26 empty] | CWC | NA | CWC.NA2
1844 | OWC | Other Working Capital | [24 empty] | OWC | NA | OWC.NA
1845 | 131 |  | SNP | GP | 0 | 0 | 0 | 0 | 0 | 0 | 75% | 0 | 0 | 75% | 0 | 0 | PLNT | 0 | 0 | 0 | 0 | 0 | 0 | 0 | 0 | 0 | 131 | SNP | 131.SNP
1846 | 143 |  | SO | GP | 13694352.5306 | 6594468.5006 | 3363267.0223 | 3653209.4066 | 83407.601 | 0 | 75% | 4945851.3754 | 1648617.1251 | 75% | 2522450.2668 | 840816.7556 | PLNT | 626432.3229 | 1823995.3896 | 693129.3096 | 396109.8739 | 113542.5106 | 0 | 0 | 0 | 0 | 143 | SO | 143.SO
1847 | 232 |  | S | P | 0 | 0 | 0 | 0 | 0 | 0 | 75% | 0 | 0 | 75% | 0 | 0 | PLNT | 0 | 0 | 0 | 0 | 0 | 0 | 0 | 0 | 0 | 232 | S | 232.S
1848 | 232 |  | SO | PTD | -2637505.5147 | -1297215.5276 | -648090.5613 | -692199.4259 | 0 | 0 | 75% | -972911.6457 | -324303.8819 | 75% | -486067.921 | -162022.6403 | PLNT | -118694.563 | -345605.3078 | -131332.1129 | -75053.7395 | -21513.7026 | 0 | 0 | 0 | 0 | 232 | SO | 232.SO
1849 | 232 |  | SE | P | -1446593.8511 | -1446593.8511 | 0 | 0 | 0 | 0 | 75% | -1084945.3883 | -361648.4628 | 75% | 0 | 0 | PLNT | 0 | 0 | 0 | 0 | 0 | 0 | 0 | 0 | 0 | 232 | SE | 232.SE
1850 | 232 |  | SG | T | 0 | 0 | 0 | 0 | 0 | 0 | 75% | 0 | 0 | 75% | 0 | 0 | PLNT | 0 | 0 | 0 | 0 | 0 | 0 | 0 | 0 | 0 | 232 | SG | 232.SG
1851 | 2533 |  | S | P | 0 | 0 | 0 | 0 | 0 | 0 | 75% | 0 | 0 | 75% | 0 | 0 | PLNT | 0 | 0 | 0 | 0 | 0 | 0 | 0 | 0 | 0 | 2533 | S | 2533.S
1852 | 2533 |  | SE | P | -2623304.2704 | -2623304.2704 | 0 | 0 | 0 | 0 | 75% | -1967478.2028 | -655826.0676 | 75% | 0 | 0 | PLNT | 0 | 0 | 0 | 0 | 0 | 0 | 0 | 0 | 0 | 2533 | SE | 2533.SE
1853 | 230 |  | S | P | 0 | 0 | 0 | 0 | 0 | 0 | 0% | 0 | 0 | 75% | 0 | 0 | PLNT | 0 | 0 | 0 | 0 | 0 | 0 | 0 | 0 | 0 | 230 | S | 230.S
1854 |  |  |  |  | 6986948.8944 | 1227354.8515 | 2715176.461 | 2961009.9808 | 83407.601 | 0 |  | 920516.1387 | 306838.7129 |  | 2036382.3458 | 678794.1153 |  | 507737.7598 | 1478390.0818 | 561797.1967 | 321056.1344 | 92028.808 | 0 | 0 | 0 | 0 | 230 | NA | 230.NA
1855 | [26 empty] | 230 | NA | 230.NA1
1856 | Total Working Capital |  |  |  | 21879486.6793 | 12397056.1838 | 4337734.7588 | 4542680.9924 | 501021.6763 | 100993.068 |  | 9297792.1379 | 3099264.046 |  | 3253301.0691 | 1084433.6897 |  | 778954.0345 | 2268095.8753 | 861890.1874 | 492553.4222 | 141187.4731 | 0 | 0 | 0 | 0 | Total Working Capital | NA | Total Working Capital.NA
1857 | [26 empty] | Total Working Capital | NA | Total Working Capital.NA1
1858 | Miscellaneous Rate DRB | [25 empty] | Miscellaneous Rate DRB | NA | Miscellaneous Rate DRB.NA
1859 | 18221 | Unrec Plant & Reg Study Costs | [24 empty] | 18221 | NA | 18221.NA
1860 |  |  | S | P | 0 | 0 | 0 | 0 | 0 | 0 | 75% | 0 | 0 | 75% | 0 | 0 | PLNT | 0 | 0 | 0 | 0 | 0 | 0 | 0 | 0 | 0 | 18221 | S | 18221.S
1861 | [26 empty] | 18221 | NA | 18221.NA1
1862 |  |  |  |  | 0 | 0 | 0 | 0 | 0 | 0 |  | 0 | 0 |  | 0 | 0 |  | 0 | 0 | 0 | 0 | 0 | 0 | 0 | 0 | 0 | 18221 | NA | 18221.NA2
1863 | [26 empty] | 18221 | NA | 18221.NA3
1864 | 18222 | Nuclear Plant - Trojan | [24 empty] | 18222 | NA | 18222.NA
1865 |  |  | S | P | 0 | 0 | 0 | 0 | 0 | 0 | 50% | 0 | 0 | 50% | 0 | 0 | PLNT | 0 | 0 | 0 | 0 | 0 | 0 | 0 | 0 | 0 | 18222 | S | 18222.S
1866 |  |  | TROJP | P | 0 | 0 | 0 | 0 | 0 | 0 | 50% | 0 | 0 | 50% | 0 | 0 | PLNT | 0 | 0 | 0 | 0 | 0 | 0 | 0 | 0 | 0 | 18222 | TROJP | 18222.TROJP
1867 |  |  | TROJD | P | 0 | 0 | 0 | 0 | 0 | 0 | 50% | 0 | 0 | 50% | 0 | 0 | PLNT | 0 | 0 | 0 | 0 | 0 | 0 | 0 | 0 | 0 | 18222 | TROJD | 18222.TROJD
1868 |  |  |  |  | 0 | 0 | 0 | 0 | 0 | 0 |  | 0 | 0 |  | 0 | 0 |  | 0 | 0 | 0 | 0 | 0 | 0 | 0 | 0 | 0 | 18222 | NA | 18222.NA1
1869 | [26 empty] | 18222 | NA | 18222.NA2
1870 | 1869 | Misc Deferred Debits-Trojan | [24 empty] | 1869 | NA | 1869.NA
1871 |  |  | S | P | 0 | 0 | 0 | 0 | 0 | 0 | 75% | 0 | 0 | 75% | 0 | 0 | PLNT | 0 | 0 | 0 | 0 | 0 | 0 | 0 | 0 | 0 | 1869 | S | 1869.S
1872 |  |  | SNPPN | P | 0 | 0 | 0 | 0 | 0 | 0 | 75% | 0 | 0 | 75% | 0 | 0 | PLNT | 0 | 0 | 0 | 0 | 0 | 0 | 0 | 0 | 0 | 1869 | SNPPN | 1869.SNPPN
1873 |  |  |  |  | 0 | 0 | 0 | 0 | 0 | 0 |  | 0 | 0 |  | 0 | 0 |  | 0 | 0 | 0 | 0 | 0 | 0 | 0 | 0 | 0 | 1869 | NA | 1869.NA1
1874 | [26 empty] | 1869 | NA | 1869.NA2
1875 | 141 | Impact Housing - Notes Receivable | [24 empty] | 141 | NA | 141.NA
1876 |  |  | SG | P | 0 | 0 | 0 | 0 | 0 | 0 | 0% | 0 | 0 | 0% | 0 | 0 | PLNT | 0 | 0 | 0 | 0 | 0 | 0 | 0 | 0 | 0 | 141 | SG | 141.SG
1877 | [26 empty] | 141 | NA | 141.NA1
1878 |  |  |  |  | 0 | 0 | 0 | 0 | 0 | 0 |  | 0 | 0 |  | 0 | 0 |  | 0 | 0 | 0 | 0 | 0 | 0 | 0 | 0 | 0 | 141 | NA | 141.NA2
1879 | [26 empty] | 141 | NA | 141.NA3
1880 | TOTAL MISCELLANEOUS RATE DRB |  |  |  | 0 | 0 | 0 | 0 | 0 | 0 | 0% | 0 | 0 | 0% | 0 | 0 |  | 0 | 0 | 0 | 0 | 0 | 0 | 0 | 0 | 0 | TOTAL MISCELLANEOUS RATE DRB | NA | TOTAL MISCELLANEOUS RATE DRB.NA
1881 | [26 empty] | TOTAL MISCELLANEOUS RATE DRB | NA | TOTAL MISCELLANEOUS RATE DRB.NA1
1882 | [26 empty] | TOTAL MISCELLANEOUS RATE DRB | NA | TOTAL MISCELLANEOUS RATE DRB.NA2
1883 | TOTAL RATE DRB ADDITIONS |  |  |  | 613365460.0142 | 435940082.3693 | 35136844.5731 | 104566818.8943 | 32657636.3791 | 5064077.7984 | 0% | 261073362.1264 | 174866720.243 | 0 | 26352633.4298 | 8784211.1433 |  | 17930544.8894 | 52208722.3425 | 19839631.1084 | 11337962.0043 | 3249958.5497 | 0 | 0 | 0 | 0 | TOTAL RATE DRB ADDITIONS | NA | TOTAL RATE DRB ADDITIONS.NA
1884 | [26 empty] | TOTAL RATE DRB ADDITIONS | NA | TOTAL RATE DRB ADDITIONS.NA1
1885 | 235 | Customer Service Deposits | [24 empty] | 235 | NA | 235.NA
1886 |  |  | S | CUST | -15561423.4162 | 0 | 0 | 0 | -15561423.4162 | 0 | 75% | 0 | 0 | 75% | 0 | 0 | CUST | 0 | 0 | 0 | 0 | 0 | 0 | 0 | 0 | 0 | 235 | S | 235.S
1887 |  |  |  |  | -15561423.4162 | 0 | 0 | 0 | -15561423.4162 | 0 |  | 0 | 0 |  | 0 | 0 |  | 0 | 0 | 0 | 0 | 0 | 0 | 0 | 0 | 0 | 235 | NA | 235.NA1
1888 | [26 empty] | 235 | NA | 235.NA2
1889 | 2281 | Accum Prov for Property Insurance | [24 empty] | 2281 | NA | 2281.NA
1890 |  |  | S | PTD | -3203870.0638 | -1575773.0067 | -787258.2394 | -840838.8177 | 0 | 0 | 75% | -1181829.755 | -393943.2517 | 75% | -590443.6796 | -196814.5599 | PLNT | -144182.4312 | -419818.8377 | -159533.7043 | -91170.3987 | -26133.4459 | 0 | 0 | 0 | 0 | 2281 | S | 2281.S
1891 |  |  |  |  | -3203870.0638 | -1575773.0067 | -787258.2394 | -840838.8177 | 0 | 0 |  | -1181829.755 | -393943.2517 |  | -590443.6796 | -196814.5599 |  | -144182.4312 | -419818.8377 | -159533.7043 | -91170.3987 | -26133.4459 | 0 | 0 | 0 | 0 | 2281 | NA | 2281.NA1
1892 | [26 empty] | 2281 | NA | 2281.NA2
1893 | 2282 | Accum Prov for Injuries & Damages | [24 empty] | 2282 | NA | 2282.NA
1894 |  |  | SO | PTD | 1838728.0824 | 904349.434 | 451814.151 | 482564.4973 | 0 | 0 | 75% | 678262.0755 | 226087.3585 | 75% | 338860.6133 | 112953.5378 | PLNT | 82747.5147 | 240937.5758 | 91557.74 | 52323.4616 | 14998.2053 | 0 | 0 | 0 | 0 | 2282 | SO | 2282.SO
1895 |  |  |  |  | 1838728.0824 | 904349.434 | 451814.151 | 482564.4973 | 0 | 0 |  | 678262.0755 | 226087.3585 |  | 338860.6133 | 112953.5378 |  | 82747.5147 | 240937.5758 | 91557.74 | 52323.4616 | 14998.2053 | 0 | 0 | 0 | 0 | 2282 | NA | 2282.NA1
1896 | [26 empty] | 2282 | NA | 2282.NA2
1897 | 2283 | Accum Prov for Pensions & Benefits | [24 empty] | 2283 | NA | 2283.NA
1898 |  |  | SG | P | 0 | 0 | 0 | 0 | 0 | 0 | 75% | 0 | 0 | 75% | 0 | 0 | PLNT | 0 | 0 | 0 | 0 | 0 | 0 | 0 | 0 | 0 | 2283 | SG | 2283.SG
1899 |  |  | SO | PTD | -106985075.3654 | -52618923.5271 | -26288482.4913 | -28077669.3471 | 0 | 0 | 75% | -39464192.6453 | -13154730.8818 | 75% | -19716361.8685 | -6572120.6228 | PLNT | -4814604.8234 | -14018780.1299 | -5327221.4658 | -3044403.106 | -872659.8219 | 0 | 0 | 0 | 0 | 2283 | SO | 2283.SO
1900 |  |  |  |  | -106985075.3654 | -52618923.5271 | -26288482.4913 | -28077669.3471 | 0 | 0 |  | -39464192.6453 | -13154730.8818 |  | -19716361.8685 | -6572120.6228 |  | -4814604.8234 | -14018780.1299 | -5327221.4658 | -3044403.106 | -872659.8219 | 0 | 0 | 0 | 0 | 2283 | NA | 2283.NA1
1901 | [26 empty] | 2283 | NA | 2283.NA2
1902 | [26 empty] | 2283 | NA | 2283.NA3
1903 | 25335 | Accum Prov for Pensions & Benefits | [24 empty] | 25335 | NA | 25335.NA
1904 |  |  | SE | P | -49041616.0248 | -49041616.0248 | 0 | 0 | 0 | 0 | 75% | -36781212.0186 | -12260404.0062 | 75% | 0 | 0 | PLNT | 0 | 0 | 0 | 0 | 0 | 0 | 0 | 0 | 0 | 25335 | SE | 25335.SE
1905 |  |  |  |  | -49041616.0248 | -49041616.0248 | 0 | 0 | 0 | 0 |  | -36781212.0186 | -12260404.0062 |  | 0 | 0 |  | 0 | 0 | 0 | 0 | 0 | 0 | 0 | 0 | 0 | 25335 | NA | 25335.NA1
1906 | [26 empty] | 25335 | NA | 25335.NA2
1907 | 22841 | Accum Hydro Relicensing Obligation | [24 empty] | 22841 | NA | 22841.NA
1908 |  |  | SG | P | -355994.353 | -355994.353 | 0 | 0 | 0 | 0 | 75% | -266995.7648 | -88998.5883 | 75% | 0 | 0 | PLNT | 0 | 0 | 0 | 0 | 0 | 0 | 0 | 0 | 0 | 22841 | SG | 22841.SG
1909 |  |  |  |  | -355994.353 | -355994.353 | 0 | 0 | 0 | 0 |  | -266995.7648 | -88998.5883 |  | 0 | 0 |  | 0 | 0 | 0 | 0 | 0 | 0 | 0 | 0 | 0 | 22841 | NA | 22841.NA1
1910 | [26 empty] | 22841 | NA | 22841.NA2
1911 | 254 | Reg Liabilities - Insurance Provision | [24 empty] | 254 | NA | 254.NA
1912 |  |  | SO | PTD | -344423.8564 | -169399.4466 | -84632.1834 | -90392.2264 | 0 | 0 | 75% | -127049.5849 | -42349.8616 | 75% | -63474.1375 | -21158.0458 | PLNT | -15499.9635 | -45131.5503 | -17150.2628 | -9801.0405 | -2809.4093 | 0 | 0 | 0 | 0 | 254 | SO | 254.SO
1913 |  |  | S | P | -3091683.5446 | -3091683.5446 | 0 | 0 | 0 | 0 | 0% | 0 | -3091683.5446 | 0% | 0 | 0 | PLNT | 0 | 0 | 0 | 0 | 0 | 0 | 0 | 0 | 0 | 254 | S | 254.S
1914 |  |  |  |  | -3436107.401 | -3261082.9912 | -84632.1834 | -90392.2264 | 0 | 0 |  | -127049.5849 | -3134033.4063 |  | -63474.1375 | -21158.0458 |  | -15499.9635 | -45131.5503 | -17150.2628 | -9801.0405 | -2809.4093 | 0 | 0 | 0 | 0 | 254 | NA | 254.NA1
1915 | [26 empty] | 254 | NA | 254.NA2
1916 | 230 | ARO | TROJD | P | -885085.987 | -885085.987 | 0 | 0 | 0 | 0 | 75% | -663814.4902 | -221271.4967 | 75% | 0 | 0 | PLNT | 0 | 0 | 0 | 0 | 0 | 0 | 0 | 0 | 0 | 230 | TROJD | 230.TROJD
1917 | 254105 | ARO | TROJD | P | -1472445.3239 | -1472445.3239 | 0 | 0 | 0 | 0 | 75% | -1104333.9929 | -368111.331 | 75% | 0 | 0 | PLNT | 0 | 0 | 0 | 0 | 0 | 0 | 0 | 0 | 0 | 254105 | TROJD | 254105.TROJD
1918 |  |  |  |  | -2357531.3109 | -2357531.3109 | 0 | 0 | 0 | 0 |  | -1768148.4831 | -589382.8277 |  | 0 | 0 |  | 0 | 0 | 0 | 0 | 0 | 0 | 0 | 0 | 0 | 254105 | NA | 254105.NA
1919 | [26 empty] | 254105 | NA | 254105.NA1
1920 | 252 | Customer Advances for Construction | [24 empty] | 252 | NA | 252.NA
1921 |  |  | S | DPW | -8648118.9308 | 0 | 0 | -8648118.9308 | 0 | 0 | 75% | 0 | 0 | 75% | 0 | 0 | PLNT | -1482932.027 | -4317882.5254 | -1640821.5453 | -937697.4922 | -268785.3408 | 0 | 0 | 0 | 0 | 252 | S | 252.S
1922 |  |  | SE | DPW | 0 | 0 | 0 | 0 | 0 | 0 | 75% | 0 | 0 | 75% | 0 | 0 | PLNT | 0 | 0 | 0 | 0 | 0 | 0 | 0 | 0 | 0 | 252 | SE | 252.SE
1923 |  |  | SG | T | -11034560.3648 | 0 | -11034560.3648 | 0 | 0 | 0 | 75% | 0 | 0 | 75% | -8275920.2736 | -2758640.0912 | PLNT | 0 | 0 | 0 | 0 | 0 | 0 | 0 | 0 | 0 | 252 | SG | 252.SG
1924 |  |  | SO | DPW | 0 | 0 | 0 | 0 | 0 | 0 | 75% | 0 | 0 | 75% | 0 | 0 | PLNT | 0 | 0 | 0 | 0 | 0 | 0 | 0 | 0 | 0 | 252 | SO | 252.SO
1925 |  |  | CN | CUST | 0 | 0 | 0 | 0 | 0 | 0 | 75% | 0 | 0 | 75% | 0 | 0 | CUST | 0 | 0 | 0 | 0 | 0 | 0 | 0 | 0 | 0 | 252 | CN | 252.CN
1926 |  |  |  |  | -19682679.2956 | 0 | -11034560.3648 | -8648118.9308 | 0 | 0 |  | 0 | 0 |  | -8275920.2736 | -2758640.0912 |  | -1482932.027 | -4317882.5254 | -1640821.5453 | -937697.4922 | -268785.3408 | 0 | 0 | 0 | 0 | 252 | NA | 252.NA1
1927 | [26 empty] | 252 | NA | 252.NA2
1928 | 25398 | SO2 Emissions | [24 empty] | 25398 | NA | 25398.NA
1929 |  |  | SE | P | -855.6023 | -855.6023 | 0 | 0 | 0 | 0 | 0% | 0 | -855.6023 | 0% | 0 | 0 | PLNT | 0 | 0 | 0 | 0 | 0 | 0 | 0 | 0 | 0 | 25398 | SE | 25398.SE
1930 |  |  |  |  | -855.6023 | -855.6023 | 0 | 0 | 0 | 0 |  | 0 | -855.6023 |  | 0 | 0 |  | 0 | 0 | 0 | 0 | 0 |  |  |  |  | 25398 | NA | 25398.NA1
1931 | [26 empty] | 25398 | NA | 25398.NA2
1932 | 25399 | Other Deferred Credits | [24 empty] | 25399 | NA | 25399.NA
1933 |  |  | S | P | -846634.3062 | -846634.3062 | 0 | 0 | 0 | 0 | 75% | -634975.7296 | -211658.5765 | 75% | 0 | 0 | PLNT | 0 | 0 | 0 | 0 | 0 | 0 | 0 | 0 | 0 | 25399 | S | 25399.S
1934 |  |  | SO | LABOR | -17100456.1994 | -7683091.8531 | -1451005.3583 | -5608474.1776 | -2357884.8104 | 0 | 75% | -5762318.8898 | -1920772.9633 | 75% | -1088254.0187 | -362751.3396 | PLNT | -961710.4074 | -2800231.2225 | -1064104.8465 | -608115.1535 | -174312.5477 | 0 | 0 | 0 | 0 | 25399 | SO | 25399.SO
1935 |  |  | SG | P | -1817447.9019 | -1817447.9019 | 0 | 0 | 0 | 0 | 75% | -1363085.9264 | -454361.9755 | 75% | 0 | 0 | PLNT | 0 | 0 | 0 | 0 | 0 | 0 | 0 | 0 | 0 | 25399 | SG | 25399.SG
1936 |  |  | SE | P | -1923581.8358 | -1923581.8358 | 0 | 0 | 0 | 0 | 75% | -1442686.3768 | -480895.4589 | 75% | 0 | 0 | PLNT | 0 | 0 | 0 | 0 | 0 | 0 | 0 | 0 | 0 | 25399 | SE | 25399.SE
1937 |  |  |  |  | -21688120.2432 | -12270755.8969 | -1451005.3583 | -5608474.1776 | -2357884.8104 | 0 |  | -9203066.9227 | -3067688.9742 |  | -1088254.0187 | -362751.3396 |  | -961710.4074 | -2800231.2225 | -1064104.8465 | -608115.1535 | -174312.5477 | 0 | 0 | 0 | 0 | 25399 | NA | 25399.NA1
1938 | [26 empty] | 25399 | NA | 25399.NA2
1939 | 190 | Accumulated Deferred Income Taxes | [24 empty] | 190 | NA | 190.NA
1940 |  |  | S | P | 1486367.1315 | 1486367.1315 | 0 | 0 | 0 | 0 | 75% | 1114775.3487 | 371591.7829 | 75% | 0 | 0 | PLNT | 0 | 0 | 0 | 0 | 0 | 0 | 0 | 0 | 0 | 190 | S | 190.S
1941 |  |  | CN | CUST | 0 | 0 | 0 | 0 | 0 | 0 | 75% | 0 | 0 | 75% | 0 | 0 | PLNT | 0 | 0 | 0 | 0 | 0 | 0 | 0 | 0 | 0 | 190 | CN | 190.CN
1942 |  |  | SO | LABOR | 71774430.0018 | 32247650.7046 | 6090193.2268 | 23540017.4465 | 9896568.624 | 0 | 75% | 24185738.0284 | 8061912.6761 | 75% | 4567644.9201 | 1522548.3067 | DISom | 2027199.4936 | 20656063.9988 | 190547.2743 | 0 | 666206.6797 | 0 | 0 | 0 | 0 | 190 | SO | 190.SO
1943 |  |  | DGP | P | 0 | 0 | 0 | 0 | 0 | 0 | 75% | 0 | 0 | 75% | 0 | 0 | PLNT | 0 | 0 | 0 | 0 | 0 | 0 | 0 | 0 | 0 | 190 | DGP | 190.DGP
1944 |  |  | IBT | IBT | 0 | 0 | 0 | 0 | 0 | 0 | 75% | 0 | 0 | 75% | 0 | 0 | PLNT | 0 | 0 | 0 | 0 | 0 | 0 | 0 | 0 | 0 | 190 | IBT | 190.IBT
1945 |  |  | SG | P | 0 | 0 | 0 | 0 | 0 | 0 | 75% | 0 | 0 | 75% | 0 | 0 | PLNT | 0 | 0 | 0 | 0 | 0 | 0 | 0 | 0 | 0 | 190 | SG | 190.SG
1946 |  |  | SG | P | 0 | 0 | 0 | 0 | 0 | 0 | 75% | 0 | 0 | 75% | 0 | 0 | PLNT | 0 | 0 | 0 | 0 | 0 | 0 | 0 | 0 | 0 | 190 | SG | 190.SG1
1947 |  |  | BADDEBT | CUST | 1244466.478 | 0 | 0 | 0 | 1244466.478 | 0 | 75% | 0 | 0 | 75% | 0 | 0 | CUST | 0 | 0 | 0 | 0 | 0 | 0 | 0 | 0 | 0 | 190 | BADDEBT | 190.BADDEBT
1948 |  |  | TROJD | P | 894706.503 | 894706.503 | 0 | 0 | 0 | 0 | 75% | 671029.8772 | 223676.6257 | 75% | 0 | 0 | PLNT | 0 | 0 | 0 | 0 | 0 | 0 | 0 | 0 | 0 | 190 | TROJD | 190.TROJD
1949 |  |  | SG | P | 3527598.0799 | 3527598.0799 | 0 | 0 | 0 | 0 | 75% | 2645698.5599 | 881899.52 | 75% | 0 | 0 | PLNT | 0 | 0 | 0 | 0 | 0 | 0 | 0 | 0 | 0 | 190 | SG | 190.SG2
1950 |  |  | SE | P | 8895078.2488 | 8895078.2488 | 0 | 0 | 0 | 0 | 75% | 6671308.6866 | 2223769.5622 | 75% | 0 | 0 | PLNT | 0 | 0 | 0 | 0 | 0 | 0 | 0 | 0 | 0 | 190 | SE | 190.SE
1951 |  |  | SNP | PTD | 0 | 0 | 0 | 0 | 0 | 0 | 75% | 0 | 0 | 75% | 0 | 0 | PLNT | 0 | 0 | 0 | 0 | 0 | 0 | 0 | 0 | 0 | 190 | SNP | 190.SNP
1952 |  |  | SNPD | DPW | 1026024.3389 | 0 | 0 | 1026024.3389 | 0 | 0 | 75% | 0 | 0 | 75% | 0 | 0 | PLNT | 175937.0292 | 512279.3291 | 194669.2518 | 111249.6784 | 31889.0505 | 0 | 0 | 0 | 0 | 190 | SNPD | 190.SNPD
1953 |  |  | SG | P | 0 | 0 | 0 | 0 | 0 | 0 | 75% | 0 | 0 | 75% | 0 | 0 | PLNT | 0 | 0 | 0 | 0 | 0 | 0 | 0 | 0 | 0 | 190 | SG | 190.SG3
1954 |  |  |  |  | 88848670.782 | 47051400.6678 | 6090193.2268 | 24566041.7854 | 11141035.102 | 0 |  | 35288550.5008 | 11762850.1669 |  | 4567644.9201 | 1522548.3067 |  | 2203136.5228 | 21168343.3279 | 385216.5261 | 111249.6784 | 698095.7302 | 0 | 0 | 0 | 0 | 190 | NA | 190.NA1
1955 | [26 empty] | 190 | NA | 190.NA2
1956 | 281 | Accumulated Deferred Income Taxes | [24 empty] | 281 | NA | 281.NA
1957 |  |  | S | P | 0 | 0 | 0 | 0 | 0 | 0 | 75% | 0 | 0 | 75% | 0 | 0 | PLNT | 0 | 0 | 0 | 0 | 0 | 0 | 0 | 0 | 0 | 281 | S | 281.S
1958 |  |  | DGP | PT | 0 | 0 | 0 | 0 | 0 | 0 | 75% | 0 | 0 | 75% | 0 | 0 | PLNT | 0 | 0 | 0 | 0 | 0 | 0 | 0 | 0 | 0 | 281 | DGP | 281.DGP
1959 |  |  | SNPT | T | 0 | 0 | 0 | 0 | 0 | 0 | 75% | 0 | 0 | 75% | 0 | 0 | PLNT | 0 | 0 | 0 | 0 | 0 | 0 | 0 | 0 | 0 | 281 | SNPT | 281.SNPT
1960 |  |  |  |  | 0 | 0 | 0 | 0 | 0 | 0 |  | 0 | 0 |  | 0 | 0 |  | 0 | 0 | 0 | 0 | 0 | 0 | 0 | 0 | 0 | 281 | NA | 281.NA1
1961 | [26 empty] | 281 | NA | 281.NA2
1962 | 282 | Accumulated Deferred Income Taxes | [24 empty] | 282 | NA | 282.NA
1963 |  |  | S | GP | -1990028352.3615 | -958291328.894 | -488741378.3214 | -530875065.4752 | -12120579.6709 | 0 | 75% | -718718496.6705 | -239572832.2235 | 75% | -366556033.741 | -122185344.5803 | PLNT | -91031546.0759 | -265058353.9313 | -100723781.9323 | -57561675.7305 | -16499707.8051 | 0 | 0 | 0 | 0 | 282 | S | 282.S
1964 |  |  | DITBAL | ACCMDIT | -0.15628 | -0.078219 | -0.039916 | -0.038011 | -0.00013214 | 0 | 75% | -0.058664 | -0.019555 | 75% | -0.029937 | -0.0099789 | PLNT | -0.0065179 | -0.018978 | -0.0072119 | -0.0041215 | -0.0011814 | 0 | 0 | 0 | 0 | 282 | DITBAL | 282.DITBAL
1965 |  |  | SNP | PT | -3190465.8917 | -2127542.7649 | -1062923.1268 | 0 | 0 | 0 | 75% | -1595657.0737 | -531885.6912 | 75% | -797192.3451 | -265730.7817 | PLNT | 0 | 0 | 0 | 0 | 0 | 0 | 0 | 0 | 0 | 282 | SNP | 282.SNP
1966 |  |  | SO | LABOR | -904573.1689 | -406417.1542 | -76754.7076 | -296674.8489 | -124726.4582 | 0 | 75% | -304812.8657 | -101604.2886 | 75% | -57566.0307 | -19188.6769 | DISom | -25548.796 | -260328.3825 | -2401.4674 | 0 | -8396.203 | 0 | 0 | 0 | 0 | 282 | SO | 282.SO
1967 |  |  | GPS | PTD | 0 | 0 | 0 | 0 | 0 | 0 | 75% | 0 | 0 | 75% | 0 | 0 | PLNT | 0 | 0 | 0 | 0 | 0 | 0 | 0 | 0 | 0 | 282 | GPS | 282.GPS
1968 |  |  | CIAC | DPW | 38060.7576 | 0 | 0 | 38060.7576 | 0 | 0 | 75% | 0 | 0 | 75% | 0 | 0 | PLNT | 6526.4501 | 19003.1938 | 7221.3289 | 4126.8485 | 1182.9363 | 0 | 0 | 0 | 0 | 282 | CIAC | 282.CIAC
1969 |  |  | SNPD | P | -381734.9038 | -381734.9038 | 0 | 0 | 0 | 0 | 75% | -286301.1778 | -95433.7259 | 75% | 0 | 0 | PLNT | 0 | 0 | 0 | 0 | 0 | 0 | 0 | 0 | 0 | 282 | SNPD | 282.SNPD
1970 |  |  | SCHMDEXP | GP | 0 | 0 | 0 | 0 | 0 | 0 | 75% | 0 | 0 | 75% | 0 | 0 | PLNT | 0 | 0 | 0 | 0 | 0 | 0 | 0 | 0 | 0 | 282 | SCHMDEXP | 282.SCHMDEXP
1971 |  |  | TAXDEPR | TAXDEPR | 0 | 0 | 0 | 0 | 0 | 0 | 75% | 0 | 0 | 75% | 0 | 0 | PLNT | 0 | 0 | 0 | 0 | 0 | 0 | 0 | 0 | 0 | 282 | TAXDEPR | 282.TAXDEPR
1972 |  |  | DGP | P | 0 | 0 | 0 | 0 | 0 | 0 | 75% | 0 | 0 | 75% | 0 | 0 | PLNT | 0 | 0 | 0 | 0 | 0 | 0 | 0 | 0 | 0 | 282 | DGP | 282.DGP
1973 |  |  | IBT | PT | 0 | 0 | 0 | 0 | 0 | 0 | 75% | 0 | 0 | 75% | 0 | 0 | PLNT | 0 | 0 | 0 | 0 | 0 | 0 | 0 | 0 | 0 | 282 | IBT | 282.IBT
1974 |  |  | SG | PT | 0 | 0 | 0 | 0 | 0 | 0 | 75% | 0 | 0 | 75% | 0 | 0 | PLNT | 0 | 0 | 0 | 0 | 0 | 0 | 0 | 0 | 0 | 282 | SG | 282.SG
1975 |  |  | SG | P | 0 | 0 | 0 | 0 | 0 | 0 | 75% | 0 | 0 | 75% | 0 | 0 | PLNT | 0 | 0 | 0 | 0 | 0 | 0 | 0 | 0 | 0 | 282 | SG | 282.SG1
1976 |  |  | SE | P | 109060.2751 | 109060.2751 | 0 | 0 | 0 | 0 | 75% | 81795.2063 | 27265.0688 | 75% | 0 | 0 | PLNT | 0 | 0 | 0 | 0 | 0 | 0 | 0 | 0 | 0 | 282 | SE | 282.SE
1977 |  |  | SG | P | -42132.1628 | -42132.1628 | 0 | 0 | 0 | 0 | 75% | -31599.1221 | -10533.0407 | 75% | 0 | 0 | PLNT | 0 | 0 | 0 | 0 | 0 | 0 | 0 | 0 | 0 | 282 | SG | 282.SG2
1978 |  |  |  |  | -1994400137.6122 | -961140095.6828 | -489881056.1957 | -531133679.6045 | -12245306.1292 | 0 |  | -720855071.7621 | -240285023.9207 |  | -367410792.1468 | -122470264.0489 |  | -91050568.4284 | -265299679.1389 | -100718962.078 | -57557548.8861 | -16506921.0731 | 0 | 0 | 0 | 0 | 282 | NA | 282.NA1
1979 | [26 empty] | 282 | NA | 282.NA2
1980 | 283 | Accumulated Deferred Income Taxes | [24 empty] | 283 | NA | 283.NA
1981 |  |  | S | GP | -6941471.01 | -3342641.5612 | -1704791.8463 | -1851759.485 | -42278.1175 | 0 | 75% | -2506981.1709 | -835660.3903 | 75% | -1278593.8847 | -426197.9616 | PLNT | -317529.5655 | -924557.1188 | -351337.3121 | -200782.4174 | -57553.0712 | 0 | 0 | 0 | 0 | 283 | S | 283.S
1982 |  |  | SG | P | -1263289.3764 | -1263289.3764 | 0 | 0 | 0 | 0 | 75% | -947467.0323 | -315822.3441 | 75% | 0 | 0 | PLNT | 0 | 0 | 0 | 0 | 0 | 0 | 0 | 0 | 0 | 283 | SG | 283.SG
1983 |  |  | SE | P | -32170032.884 | -32170032.884 | 0 | 0 | 0 | 0 | 75% | -24127524.663 | -8042508.221 | 75% | 0 | 0 | PLNT | 0 | 0 | 0 | 0 | 0 | 0 | 0 | 0 | 0 | 283 | SE | 283.SE
1984 |  |  | SO | LABOR | -95724135.1154 | -43008052.772 | -8122370.0322 | -31394854.8335 | -13198857.4777 | 0 | 75% | -32256039.579 | -10752013.193 | 75% | -6091777.5241 | -2030592.508 | DISom | -2703635.7966 | -27548583.2646 | -254129.1241 | 0 | -888506.6481 | 0 | 0 | 0 | 0 | 283 | SO | 283.SO
1985 |  |  | GPS | GP | -3519625.7128 | -1694863.6925 | -864403.1227 | -938922.0654 | -21436.8322 | 0 | 75% | -1271147.7694 | -423715.9231 | 75% | -648302.342 | -216100.7807 | PLNT | -161001.2088 | -468790.4053 | -178143.197 | -101805.3606 | -29181.8937 | 0 | 0 | 0 | 0 | 283 | GPS | 283.GPS
1986 |  |  | SNP | PTD | -921565.2708 | -453257.3571 | -226447.9639 | -241859.9498 | 0 | 0 | 75% | -339943.0178 | -113314.3393 | 75% | -169835.9729 | -56611.991 | PLNT | -41472.8184 | -120757.2258 | -45888.4781 | -26224.3697 | -7517.0577 | 0 | 0 | 0 | 0 | 283 | SNP | 283.SNP
1987 |  |  | TROJP | P | 0 | 0 | 0 | 0 | 0 | 0 | 75% | 0 | 0 | 75% | 0 | 0 | PLNT | 0 | 0 | 0 | 0 | 0 | 0 | 0 | 0 | 0 | 283 | TROJP | 283.TROJP
1988 |  |  | SG | P | 0 | 0 | 0 | 0 | 0 | 0 | 75% | 0 | 0 | 75% | 0 | 0 | PLNT | 0 | 0 | 0 | 0 | 0 | 0 | 0 | 0 | 0 | 283 | SG | 283.SG1
1989 |  |  | SGCT | P | -33272.8081 | -33272.8081 | 0 | 0 | 0 | 0 | 75% | -24954.6061 | -8318.202 | 75% | 0 | 0 | PLNT | 0 | 0 | 0 | 0 | 0 | 0 | 0 | 0 | 0 | 283 | SGCT | 283.SGCT
1990 |  |  | SG | P | 0 | 0 | 0 | 0 | 0 | 0 | 75% | 0 | 0 | 75% | 0 | 0 | PLNT | 0 | 0 | 0 | 0 | 0 | 0 | 0 | 0 | 0 | 283 | SG | 283.SG2
1991 |  |  |  |  | -140573392.1775 | -81965410.4514 | -10918012.9651 | -34427396.3337 | -13262572.4274 | 0 |  | -61474057.8385 | -20491352.6128 |  | -8188509.7238 | -2729503.2413 |  | -3223639.3893 | -29062688.0146 | -829498.1114 | -328812.1478 | -982758.6707 | 0 | 0 | 0 | 0 | 283 | NA | 283.NA1
1992 | [26 empty] | 283 | NA | 283.NA2
1993 | TOTAL ACCUMULATED DEF INCOME TAX |  |  |  | -2046124859.0078 | -996054105.4664 | -494708875.934 | -540995034.1528 | -14366843.4546 | 0 |  | -747040579.0998 | -249013526.3666 |  | -371031656.9505 | -123677218.9835 |  | -92071071.2948 | -273194023.8256 | -101163243.6633 | -57775111.3555 | -16791584.0135 | 0 | 0 | 0 | 0 | TOTAL ACCUMULATED DEF INCOME TAX | NA | TOTAL ACCUMULATED DEF INCOME TAX.NA
1994 | [26 empty] | TOTAL ACCUMULATED DEF INCOME TAX | NA | TOTAL ACCUMULATED DEF INCOME TAX.NA1
1995 | 255 | Accumulated Investment Tax Credit | [24 empty] | 255 | NA | 255.NA
1996 |  |  | S | PTD | 0 | 0 | 0 | 0 | 0 | 0 | 75% | 0 | 0 | 75% | 0 | 0 | PLNT | 0 | 0 | 0 | 0 | 0 | 0 | 0 | 0 | 0 | 255 | S | 255.S
1997 |  |  | ITC84 | PTD | 0 | 0 | 0 | 0 | 0 | 0 | 75% | 0 | 0 | 75% | 0 | 0 | PLNT | 0 | 0 | 0 | 0 | 0 | 0 | 0 | 0 | 0 | 255 | ITC84 | 255.ITC84
1998 |  |  | ITC85 | PTD | 0 | 0 | 0 | 0 | 0 | 0 | 75% | 0 | 0 | 75% | 0 | 0 | PLNT | 0 | 0 | 0 | 0 | 0 | 0 | 0 | 0 | 0 | 255 | ITC85 | 255.ITC85
1999 |  |  | ITC86 | PTD | 0 | 0 | 0 | 0 | 0 | 0 | 75% | 0 | 0 | 75% | 0 | 0 | PLNT | 0 | 0 | 0 | 0 | 0 | 0 | 0 | 0 | 0 | 255 | ITC86 | 255.ITC86
2000 |  |  | ITC88 | PTD | 0 | 0 | 0 | 0 | 0 | 0 | 75% | 0 | 0 | 75% | 0 | 0 | PLNT | 0 | 0 | 0 | 0 | 0 | 0 | 0 | 0 | 0 | 255 | ITC88 | 255.ITC88
2001 |  |  | ITC89 | PTD | 0 | 0 | 0 | 0 | 0 | 0 | 75% | 0 | 0 | 75% | 0 | 0 | PLNT | 0 | 0 | 0 | 0 | 0 | 0 | 0 | 0 | 0 | 255 | ITC89 | 255.ITC89
2002 |  |  | ITC90 | PTD | -46975.8645 | -23104.3388 | -11542.9576 | -12328.5681 | 0 | 0 | 75% | -17328.2541 | -5776.0847 | 75% | -8657.2182 | -2885.7394 | PLNT | -2114.0353 | -6155.4784 | -2339.1191 | -1336.7609 | -383.1745 | 0 | 0 | 0 | 0 | 255 | ITC90 | 255.ITC90
2003 |  |  | SG | PTD | -104374.7858 | -51335.0937 | -25647.0795 | -27392.6126 | 0 | 0 | 75% | -38501.3203 | -12833.7734 | 75% | -19235.3096 | -6411.7699 | PLNT | -4697.135 | -13676.7411 | -5197.2445 | -2970.1238 | -851.3681 | 0 | 0 | 0 | 0 | 255 | SG | 255.SG
2004 |  |  |  |  | -151350.6503 | -74439.4325 | -37190.0371 | -39721.1807 | 0 | 0 |  | -55829.5744 | -18609.8581 |  | -27892.5278 | -9297.5093 |  | -6811.1703 | -19832.2194 | -7536.3637 | -4306.8848 | -1234.5426 | 0 | 0 | 0 | 0 | 255 | NA | 255.NA1
2005 | [26 empty] | 255 | NA | 255.NA2
2006 | TOTAL MISC RATE DRB DEDUCTIONS |  |  |  | -2266750754.6518 | -1116706728.1777 | -533940190.4572 | -583817684.3357 | -32286151.6812 | 0 |  | -835210641.7731 | -281496086.4046 |  | -400455142.8429 | -133485047.6143 |  | -99414064.6029 | -294574762.735 | -109288054.1117 | -62418281.9696 | -18122520.9164 | 0 | 0 | 0 | 0 | TOTAL MISC RATE DRB DEDUCTIONS | NA | TOTAL MISC RATE DRB DEDUCTIONS.NA
2007 | [26 empty] | TOTAL MISC RATE DRB DEDUCTIONS | NA | TOTAL MISC RATE DRB DEDUCTIONS.NA1
2008 | 108SP | Steam Prod Plant Accumulated Depr | [24 empty] | 108SP | NA | 108SP.NA
2009 | [26 empty] | 108SP | NA | 108SP.NA1
2010 |  |  | S | P | 9025508.95 | 9025508.95 | 0 | 0 | 0 | 0 | 75% | 6769131.7125 | 2256377.2375 |  | 0 | 0 | [6 empty] | 0 | 0 | 0 | 0 | 108SP | S | 108SP.S
2011 |  |  | SG | P | -323032598.9997 | -323032598.9997 | 0 | 0 | 0 | 0 | 75% | -242274449.2498 | -80758149.7499 |  | 0 | 0 | [6 empty] | 0 | 0 | 0 | 0 | 108SP | SG | 108SP.SG
2012 |  |  | SG | P | -324238239.7181 | -324238239.7181 | 0 | 0 | 0 | 0 | 75% | -243178679.7886 | -81059559.9295 |  | 0 | 0 | [6 empty] | 0 | 0 | 0 | 0 | 108SP | SG | 108SP.SG1
2013 |  |  | SG | P | -538052185.5796 | -538052185.5796 | 0 | 0 | 0 | 0 | 75% | -403539139.1847 | -134513046.3949 |  | 0 | 0 | [6 empty] | 0 | 0 | 0 | 0 | 108SP | SG | 108SP.SG2
2014 |  |  | SG | P | 0 | 0 | 0 | 0 | 0 | 0 | 75% | 0 | 0 |  | 0 | 0 | [6 empty] | 0 | 0 | 0 | 0 | 108SP | SG | 108SP.SG3
2015 |  |  | SG | P | -96627018.7959 | -96627018.7959 | 0 | 0 | 0 | 0 | 75% | -72470264.0969 | -24156754.699 | [9 empty] | 0 | 0 | 0 | 0 | 108SP | SG | 108SP.SG4
2016 |  |  |  |  | -1272924534.1433 | -1272924534.1433 | 0 | 0 | 0 | 0 |  | -954693400.6075 | -318231133.5358 |  | 0 | 0 |  | 0 | 0 | 0 | 0 | 0 | 0 | 0 | 0 | 0 | 108SP | NA | 108SP.NA2
2017 | [26 empty] | 108SP | NA | 108SP.NA3
2018 | 108NP | Nuclear Prod Plant Accumulated Depr | [24 empty] | 108NP | NA | 108NP.NA
2019 |  |  | SG | P | 0 | 0 | 0 | 0 | 0 | 0 | 75% | 0 | 0 |  | 0 | 0 | [6 empty] | 0 | 0 | 0 | 0 | 108NP | SG | 108NP.SG
2020 |  |  | SG | P | 0 | 0 | 0 | 0 | 0 | 0 | 75% | 0 | 0 |  | 0 | 0 | [6 empty] | 0 | 0 | 0 | 0 | 108NP | SG | 108NP.SG1
2021 |  |  | SG | P | 0 | 0 | 0 | 0 | 0 | 0 | 75% | 0 | 0 |  | 0 | 0 | [6 empty] | 0 | 0 | 0 | 0 | 108NP | SG | 108NP.SG2
2022 |  |  |  |  | 0 | 0 | 0 | 0 | 0 | 0 |  | 0 | 0 |  | 0 | 0 |  | 0 | 0 | 0 | 0 | 0 | 0 | 0 | 0 | 0 | 108NP | NA | 108NP.NA1
2023 | [26 empty] | 108NP | NA | 108NP.NA2
2024 | [26 empty] | 108NP | NA | 108NP.NA3
2025 | 108HP | Hydraulic Prod Plant Accum Depr | [24 empty] | 108HP | NA | 108HP.NA
2026 |  |  | SG | P | -71615069.1945 | -71615069.1945 | 0 | 0 | 0 | 0 | 75% | -53711301.8959 | -17903767.2986 |  | 0 | 0 | [6 empty] | 0 | 0 | 0 | 0 | 108HP | SG | 108HP.SG
2027 |  |  | SG | P | -13187673.8241 | -13187673.8241 | 0 | 0 | 0 | 0 | 75% | -9890755.3681 | -3296918.456 |  | 0 | 0 | [6 empty] | 0 | 0 | 0 | 0 | 108HP | SG | 108HP.SG1
2028 |  |  | SG | P | -57156179.7637 | -57156179.7637 | 0 | 0 | 0 | 0 | 75% | -42867134.8228 | -14289044.9409 |  | 0 | 0 | [6 empty] | 0 | 0 | 0 | 0 | 108HP | SG | 108HP.SG2
2029 |  |  | SG | P | -18202172.5641 | -18202172.5641 | 0 | 0 | 0 | 0 | 75% | -13651629.4231 | -4550543.141 |  | 0 | 0 | [6 empty] | 0 | 0 | 0 | 0 | 108HP | SG | 108HP.SG3
2030 |  |  |  |  | -160161095.3465 | -160161095.3465 | 0 | 0 | 0 | 0 |  | -120120821.5098 | -40040273.8366 |  | 0 | 0 |  | 0 | 0 | 0 | 0 | 0 | 0 | 0 | 0 | 0 | 108HP | NA | 108HP.NA1
2031 | [26 empty] | 108HP | NA | 108HP.NA2
2032 | 108OP | Other Production Plant - Accum Depr | [24 empty] | 108OP | NA | 108OP.NA
2033 |  |  | S | P | 0 | 0 | 0 | 0 | 0 | 0 | 75% | 0 | 0 |  | 0 | 0 | [6 empty] | 0 | 0 | 0 | 0 | 108OP | S | 108OP.S
2034 |  |  | SG | P | 0 | 0 | 0 | 0 | 0 | 0 | 75% | 0 | 0 |  | 0 | 0 | [6 empty] | 0 | 0 | 0 | 0 | 108OP | SG | 108OP.SG
2035 |  | SG-W | SG | P | -270148310.4569 | -270148310.4569 | 0 | 0 | 0 | 0 | 75% | -202611232.8427 | -67537077.6142 |  | 0 | 0 | [6 empty] | 0 | 0 | 0 | 0 | 108OP | SG | 108OP.SG1
2036 |  |  | SG | P | -141413364.9408 | -141413364.9408 | 0 | 0 | 0 | 0 | 75% | -106060023.7056 | -35353341.2352 |  | 0 | 0 | [6 empty] | 0 | 0 | 0 | 0 | 108OP | SG | 108OP.SG2
2037 |  |  | SG | P | -14708463.6856 | -14708463.6856 | 0 | 0 | 0 | 0 | 75% | -11031347.7642 | -3677115.9214 | [9 empty] | 0 | 0 | 0 | 0 | 108OP | SG | 108OP.SG3
2038 |  |  |  |  | -426270139.0832 | -426270139.0832 | 0 | 0 | 0 | 0 |  | -319702604.3124 | -106567534.7708 |  | 0 | 0 |  | 0 | 0 | 0 | 0 | 0 | 0 | 0 | 0 | 0 | 108OP | NA | 108OP.NA1
2039 | [26 empty] | 108OP | NA | 108OP.NA2
2040 | 108EP | Experimental Plant - Accum Depr | [24 empty] | 108EP | NA | 108EP.NA
2041 |  |  | DGP | P | 0 | 0 | 0 | 0 | 0 | 0 | 75% | 0 | 0 |  | 0 | 0 | [6 empty] | 0 | 0 | 0 | 0 | 108EP | DGP | 108EP.DGP
2042 |  |  |  | P | 0 | 0 | 0 | 0 | 0 | 0 | 75% | 0 | 0 |  | 0 | 0 | [6 empty] | 0 | 0 | 0 | 0 | 108EP | NA | 108EP.NA1
2043 |  |  |  |  | 0 | 0 | 0 | 0 | 0 | 0 |  | 0 | 0 |  | 0 | 0 |  | 0 | 0 | 0 | 0 | 0 | 0 | 0 | 0 | 0 | 108EP | NA | 108EP.NA2
2044 | [26 empty] | 108EP | NA | 108EP.NA3
2045 | TOTAL PRODUCTION PLANT DEPRECIATION |  |  |  | -1859355768.573 | -1859355768.573 | 0 | 0 | 0 | 0 |  | -1394516826.4297 | -464838942.1432 |  | 0 | 0 |  | 0 | 0 | 0 | 0 | 0 | 0 | 0 | 0 | 0 | TOTAL PRODUCTION PLANT DEPRECIATION | NA | TOTAL PRODUCTION PLANT DEPRECIATION.NA
2046 | [26 empty] | TOTAL PRODUCTION PLANT DEPRECIATION | NA | TOTAL PRODUCTION PLANT DEPRECIATION.NA1
2047 | 108TP | Transmission Plant Accumulated Depr | [24 empty] | 108TP | NA | 108TP.NA
2048 |  |  | SG | T | -151138243.2512 | 0 | -151138243.2512 | 0 | 0 | 0 |  |  |  | 75% | -113353682.4384 | -37784560.8128 | [6 empty] | 0 | 0 | 0 | 0 | 108TP | SG | 108TP.SG
2049 |  |  | SG | T | -180685074.8633 | 0 | -180685074.8633 | 0 | 0 | 0 |  |  |  | 75% | -135513806.1475 | -45171268.7158 | [6 empty] | 0 | 0 | 0 | 0 | 108TP | SG | 108TP.SG1
2050 |  |  | SG | T | -381722399.7581 | 0 | -381722399.7581 | 0 | 0 | 0 |  |  |  | 75% | -286291799.8186 | -95430599.9395 | [6 empty] | 0 | 0 | 0 | 0 | 108TP | SG | 108TP.SG2
2051 | TOTAL TRANS PLANT ACCUM DEPR |  |  |  | -713545717.8726 | 0 | -713545717.8726 | 0 | 0 | 0 |  | 0 | 0 |  | -535159288.4044 | -178386429.4681 |  | 0 | 0 | 0 | 0 | 0 | 0 | 0 | 0 | 0 | TOTAL TRANS PLANT ACCUM DEPR | NA | TOTAL TRANS PLANT ACCUM DEPR.NA
2052 | [26 empty] | TOTAL TRANS PLANT ACCUM DEPR | NA | TOTAL TRANS PLANT ACCUM DEPR.NA1
2053 | 108360 | Land and Land Rights | [24 empty] | 108360 | NA | 108360.NA
2054 |  |  | S | DPW | -2999520.6238 | 0 | 0 | -2999520.6238 | 0 | 0 | [6 empty] | PLNT2 | -766803.5512 | -2232717.0726 | 0 | 0 | 0 | 0 | 0 | 0 | 0 | 108360 | S | 108360.S
2055 |  |  |  |  | -2999520.6238 | 0 | 0 | -2999520.6238 | 0 | 0 |  | 0 | 0 |  | 0 | 0 |  | -766803.5512 | -2232717.0726 | 0 | 0 | 0 | 0 | 0 | 0 | 0 | 108360 | NA | 108360.NA1
2056 | [26 empty] | 108360 | NA | 108360.NA2
2057 | 108361 | Structures and Improvements | [24 empty] | 108361 | NA | 108361.NA
2058 |  |  | S | DPW | -11228994.2662 | 0 | 0 | -11228994.2662 | 0 | 0 | [6 empty] | PLNT2 | -2870602.9261 | -8358391.34 | 0 | 0 | 0 | 0 | 0 | 0 | 0 | 108361 | S | 108361.S
2059 |  |  |  |  | -11228994.2662 | 0 | 0 | -11228994.2662 | 0 | 0 |  | 0 | 0 |  | 0 | 0 |  | -2870602.9261 | -8358391.34 | 0 | 0 | 0 | 0 | 0 | 0 | 0 | 108361 | NA | 108361.NA1
2060 | [26 empty] | 108361 | NA | 108361.NA2
2061 | 108362 | Station Equipment | [24 empty] | 108362 | NA | 108362.NA
2062 |  |  | S | DPW | -111255796.96 | 0 | 0 | -111255796.96 | 0 | 0 | [6 empty] | SUBS | -111255796.96 | 0 | 0 | 0 | 0 | 0 | 0 | 0 | 0 | 108362 | S | 108362.S
2063 |  |  |  |  | -111255796.96 | 0 | 0 | -111255796.96 | 0 | 0 |  | 0 | 0 |  | 0 | 0 |  | -111255796.96 | 0 | 0 | 0 | 0 | 0 | 0 | 0 | 0 | 108362 | NA | 108362.NA1
2064 | [26 empty] | 108362 | NA | 108362.NA2
2065 | 108364 | Poles, Towers & Fixtures | [24 empty] | 108364 | NA | 108364.NA
2066 |  |  | S | DPW | -149536937.6031 | 0 | 0 | -149536937.6031 | 0 | 0 | [6 empty] | PC | 0 | -149536937.6031 | 0 | 0 | 0 | 0 | 0 | 0 | 0 | 108364 | S | 108364.S
2067 |  |  |  |  | -149536937.6031 | 0 | 0 | -149536937.6031 | 0 | 0 |  | 0 | 0 |  | 0 | 0 |  | 0 | -149536937.6031 | 0 | 0 | 0 | 0 | 0 | 0 | 0 | 108364 | NA | 108364.NA1
2068 | [26 empty] | 108364 | NA | 108364.NA2
2069 | 108365 | Overhead Conductors | [24 empty] | 108365 | NA | 108365.NA
2070 |  |  | S | DPW | -83013450.7423 | 0 | 0 | -83013450.7423 | 0 | 0 | [6 empty] | PC | 0 | -83013450.7423 | 0 | 0 | 0 | 0 | 0 | 0 | 0 | 108365 | S | 108365.S
2071 |  |  |  |  | -83013450.7423 | 0 | 0 | -83013450.7423 | 0 | 0 |  | 0 | 0 |  | 0 | 0 |  | 0 | -83013450.7423 | 0 | 0 | 0 | 0 | 0 | 0 | 0 | 108365 | NA | 108365.NA1
2072 | [26 empty] | 108365 | NA | 108365.NA2
2073 | 108366 | Underground Conduit | [24 empty] | 108366 | NA | 108366.NA
2074 |  |  | S | DPW | -78605654.0946 | 0 | 0 | -78605654.0946 | 0 | 0 | [6 empty] | PC | 0 | -78605654.0946 | 0 | 0 | 0 | 0 | 0 | 0 | 0 | 108366 | S | 108366.S
2075 |  |  |  |  | -78605654.0946 | 0 | 0 | -78605654.0946 | 0 | 0 |  | 0 | 0 |  | 0 | 0 |  | 0 | -78605654.0946 | 0 | 0 | 0 | 0 | 0 | 0 | 0 | 108366 | NA | 108366.NA1
2076 | [26 empty] | 108366 | NA | 108366.NA2
2077 | 108367 | Underground Conductors | [24 empty] | 108367 | NA | 108367.NA
2078 |  |  | S | DPW | -218957644.1769 | 0 | 0 | -218957644.1769 | 0 | 0 | [6 empty] | PC | 0 | -218957644.1769 | 0 | 0 | 0 | 0 | 0 | 0 | 0 | 108367 | S | 108367.S
2079 |  |  |  |  | -218957644.1769 | 0 | 0 | -218957644.1769 | 0 | 0 |  | 0 | 0 |  | 0 | 0 |  | 0 | -218957644.1769 | 0 | 0 | 0 | 0 | 0 | 0 | 0 | 108367 | NA | 108367.NA1
2080 | [26 empty] | 108367 | NA | 108367.NA2
2081 | 108368 | Line Transformers | [24 empty] | 108368 | NA | 108368.NA
2082 |  |  | S | DPW | -125748139.2015 | 0 | 0 | -125748139.2015 | 0 | 0 | [6 empty] | XFMR | 0 | 0 | -125748139.2015 | 0 | 0 | 0 | 0 | 0 | 0 | 108368 | S | 108368.S
2083 |  |  |  |  | -125748139.2015 | 0 | 0 | -125748139.2015 | 0 | 0 |  | 0 | 0 |  | 0 | 0 |  | 0 | 0 | -125748139.2015 | 0 | 0 | 0 | 0 | 0 | 0 | 108368 | NA | 108368.NA1
2084 | [26 empty] | 108368 | NA | 108368.NA2
2085 | 108369 | Services | [24 empty] | 108369 | NA | 108369.NA
2086 |  |  | S | DPW | -100272998.5362 | 0 | 0 | -100272998.5362 | 0 | 0 | [6 empty] | SERV | 0 | 0 | 0 | -100272998.5362 | 0 | 0 | 0 | 0 | 0 | 108369 | S | 108369.S
2087 |  |  |  |  | -100272998.5362 | 0 | 0 | -100272998.5362 | 0 | 0 |  | 0 | 0 |  | 0 | 0 |  | 0 | 0 | 0 | -100272998.5362 | 0 | 0 | 0 | 0 | 0 | 108369 | NA | 108369.NA1
2088 | [26 empty] | 108369 | NA | 108369.NA2
2089 | 108370 | Meters | [24 empty] | 108370 | NA | 108370.NA
2090 |  |  | S | DPW | -40608838.4054 | 0 | 0 | -40608838.4054 | 0 | 0 | [6 empty] | METR | 0 | 0 | 0 | 0 | -40608838.4054 | 0 | 0 | 0 | 0 | 108370 | S | 108370.S
2091 |  |  |  |  | -40608838.4054 | 0 | 0 | -40608838.4054 | 0 | 0 |  | 0 | 0 |  | 0 | 0 |  | 0 | 0 | 0 | 0 | -40608838.4054 | 0 | 0 | 0 | 0 | 108370 | NA | 108370.NA1
2092 | [26 empty] | 108370 | NA | 108370.NA2
2093 | 108371 | Installations on Customers' Premises | [24 empty] | 108371 | NA | 108371.NA
2094 |  |  | S | DPW | -3415626.2192 | 0 | 0 | -3415626.2192 | 0 | 0 | [6 empty] | PC | 0 | -3415626.2192 | 0 | 0 | 0 | 0 | 0 | 0 | 0 | 108371 | S | 108371.S
2095 |  |  |  |  | -3415626.2192 | 0 | 0 | -3415626.2192 | 0 | 0 |  | 0 | 0 |  | 0 | 0 |  | 0 | -3415626.2192 | 0 | 0 | 0 | 0 | 0 | 0 | 0 | 108371 | NA | 108371.NA1
2096 | [26 empty] | 108371 | NA | 108371.NA2
2097 | 108372 | Leased Property | [24 empty] | 108372 | NA | 108372.NA
2098 |  |  | S | DPW | 0 | 0 | 0 | 0 | 0 | 0 | [6 empty] | PLNT2 | 0 | 0 | 0 | 0 | 0 | 0 | 0 | 0 | 0 | 108372 | S | 108372.S
2099 |  |  |  |  | 0 | 0 | 0 | 0 | 0 | 0 |  | 0 | 0 |  | 0 | 0 |  | 0 | 0 | 0 | 0 | 0 | 0 | 0 | 0 | 0 | 108372 | NA | 108372.NA1
2100 | [26 empty] | 108372 | NA | 108372.NA2
2101 | 108373 | Street Lights | [24 empty] | 108373 | NA | 108373.NA
2102 |  |  | S | DPW | -12541520.5477 | 0 | 0 | -12541520.5477 | 0 | 0 | [6 empty] | PC | 0 | -12541520.5477 | 0 | 0 | 0 | 0 | 0 | 0 | 0 | 108373 | S | 108373.S
2103 |  |  |  |  | -12541520.5477 | 0 | 0 | -12541520.5477 | 0 | 0 |  | 0 | 0 |  | 0 | 0 |  | 0 | -12541520.5477 | 0 | 0 | 0 | 0 | 0 | 0 | 0 | 108373 | NA | 108373.NA1
2104 | [26 empty] | 108373 | NA | 108373.NA2
2105 | 108D00 | Unclassified Dist Plant - Acct 300 | [24 empty] | 108D00 | NA | 108D00.NA
2106 |  |  | S | DPW | 0 | 0 | 0 | 0 | 0 | 0 | [6 empty] | PLNT | 0 | 0 | 0 | 0 | 0 | 0 | 0 | 0 | 0 | 108D00 | S | 108D00.S
2107 |  |  |  |  | 0 | 0 | 0 | 0 | 0 | 0 |  | 0 | 0 |  | 0 | 0 |  | 0 | 0 | 0 | 0 | 0 | 0 | 0 | 0 | 0 | 108D00 | NA | 108D00.NA1
2108 | [26 empty] | 108D00 | NA | 108D00.NA2
2109 | 108DS | Unclassified Dist Sub Plant - Acct 300 | [24 empty] | 108DS | NA | 108DS.NA
2110 |  |  | S | DPW | 0 | 0 | 0 | 0 | 0 | 0 | [6 empty] | PLNT | 0 | 0 | 0 | 0 | 0 | 0 | 0 | 0 | 0 | 108DS | S | 108DS.S
2111 |  |  |  |  | 0 | 0 | 0 | 0 | 0 | 0 |  | 0 | 0 |  | 0 | 0 |  | 0 | 0 | 0 | 0 | 0 | 0 | 0 | 0 | 0 | 108DS | NA | 108DS.NA1
2112 | [26 empty] | 108DS | NA | 108DS.NA2
2113 | 108DP | Unclassified Dist Sub Plant - Acct 300 | [24 empty] | 108DP | NA | 108DP.NA
2114 |  |  | S | DPW | 2355282.3023 | 0 | 0 | 2355282.3023 | 0 | 0 | [6 empty] | PLNT | 403870.898 | 1175958.885 | 446871.5079 | 255378.346 | 73202.6654 | 0 | 0 | 0 | 0 | 108DP | S | 108DP.S
2115 |  |  |  |  | 2355282.3023 | 0 | 0 | 2355282.3023 | 0 | 0 |  | 0 | 0 |  | 0 | 0 |  | 403870.898 | 1175958.885 | 446871.5079 | 255378.346 | 73202.6654 | 0 | 0 | 0 | 0 | 108DP | NA | 108DP.NA1
2116 | [26 empty] | 108DP | NA | 108DP.NA2
2117 | [26 empty] | 108DP | NA | 108DP.NA3
2118 | TOTAL DISTRIBUTION PLANT DEPR |  |  |  | -935829839.0746 | 0 | 0 | -935829839.0746 | 0 | 0 |  | 0 | 0 |  | 0 | 0 |  | -114489332.5393 | -555485982.9115 | -125301267.6937 | -100017620.1902 | -40535635.74 | 0 | 0 | 0 | 0 | TOTAL DISTRIBUTION PLANT DEPR | NA | TOTAL DISTRIBUTION PLANT DEPR.NA
2119 | [26 empty] | TOTAL DISTRIBUTION PLANT DEPR | NA | TOTAL DISTRIBUTION PLANT DEPR.NA1
2120 | 108GP | General Plant Accumulated Depr | [24 empty] | 108GP | NA | 108GP.NA
2121 |  |  | S | G-SITUS | -80124706.28 | 0 | -24705025.2939 | -55419680.9861 | 0 | 0 | 75% | 0 | 0 | 75% | -18528768.9704 | -6176256.3235 | PLNT | -9503063.0958 | -27670256.8512 | -10514865.4089 | -6009040.3816 | -1722455.2487 | 0 | 0 | 0 | 0 | 108GP | S | 108GP.S
2122 |  |  | SG | G-DGP | -412754.2328 | -275243.2095 | -137511.0233 | 0 | 0 | 0 | 75% | -206432.4071 | -68810.8024 | 75% | -103133.2675 | -34377.7558 | PLNT | 0 | 0 | 0 | 0 | 0 | 0 | 0 | 0 | 0 | 108GP | SG | 108GP.SG
2123 |  |  | SG | G-DGU | -1305481.0933 | -870553.8974 | -434927.1959 | 0 | 0 | 0 | 75% | -652915.4231 | -217638.4744 | 75% | -326195.3969 | -108731.799 | PLNT | 0 | 0 | 0 | 0 | 0 | 0 | 0 | 0 | 0 | 108GP | SG | 108GP.SG1
2124 |  |  | SG | G-SG | -42659334.0636 | -17969695.2955 | -24689638.7681 | 0 | 0 | 0 | 75% | -13477271.4716 | -4492423.8239 | 75% | -18517229.0761 | -6172409.692 | PLNT | 0 | 0 | 0 | 0 | 0 | 0 | 0 | 0 | 0 | 108GP | SG | 108GP.SG2
2125 |  |  | CN | CUST | -3658571.0166 | 0 | 0 | 0 | -3658571.0166 | 0 | 75% | 0 | 0 | 75% | 0 | 0 | CUST | 0 | 0 | 0 | 0 | 0 | 0 | 0 | 0 | 0 | 108GP | CN | 108GP.CN
2126 |  |  | SO | PTD | -46185745.6164 | -22715731.2207 | -11348808.8019 | -12121205.5937 | 0 | 0 | 75% | -17036798.4155 | -5678932.8052 | 75% | -8511606.6015 | -2837202.2005 | PLNT | -2078477.8892 | -6051945.1963 | -2299775.8764 | -1314277.0328 | -376729.599 | 0 | 0 | 0 | 0 | 108GP | SO | 108GP.SO
2127 |  |  | SE | P | -688168.2926 | -688168.2926 | 0 | 0 | 0 | 0 | 0% | 0 | -688168.2926 | 0% | 0 | 0 | PLNT | 0 | 0 | 0 | 0 | 0 | 0 | 0 | 0 | 0 | 108GP | SE | 108GP.SE
2128 |  |  | SG | G-SG | -40833.7346 | -17200.685 | -23633.0496 | 0 | 0 | 0 | 75% | -12900.5138 | -4300.1713 | 75% | -17724.7872 | -5908.2624 | PLNT | 0 | 0 | 0 | 0 | 0 | 0 | 0 | 0 | 0 | 108GP | SG | 108GP.SG3
2129 |  |  | SG | G-SG | -1074252.8104 | -452515.1669 | -621737.6435 | 0 | 0 | 0 | 75% | -339386.3752 | -113128.7917 | 75% | -466303.2326 | -155434.4109 | PLNT | 0 | 0 | 0 | 0 | 0 | 0 | 0 | 0 | 0 | 108GP | SG | 108GP.SG4
2130 |  |  |  |  | -176149847.1403 | -42989107.7676 | -61961281.7762 | -67540886.5798 | -3658571.0166 | 0 |  | -31725704.6063 | -11263403.1614 |  | -46470961.3321 | -15490320.444 |  | -11581540.985 | -33722202.0475 | -12814641.2853 | -7323317.4144 | -2099184.8477 | 0 | 0 | 0 | 0 | 108GP | NA | 108GP.NA1
2131 | [26 empty] | 108GP | NA | 108GP.NA2
2132 | [26 empty] | 108GP | NA | 108GP.NA3
2133 | 108MP | Mining Plant Accumulated Depr. | [24 empty] | 108MP | NA | 108MP.NA
2134 |  |  | S | P | 0 | 0 | 0 | 0 | 0 | 0 | 0% | 0 | 0 | 0% | 0 | 0 | [6 empty] | 0 | 0 | 0 | 0 | 108MP | S | 108MP.S
2135 |  |  | DEU | P | 0 | 0 | 0 | 0 | 0 | 0 | 0% | 0 | 0 | 0% | 0 | 0 | [6 empty] | 0 | 0 | 0 | 0 | 108MP | DEU | 108MP.DEU
2136 |  |  | SE | P | 0 | 0 | 0 | 0 | 0 | 0 | 0% | 0 | 0 | 0% | 0 | 0 | [6 empty] | 0 | 0 | 0 | 0 | 108MP | SE | 108MP.SE
2137 |  |  |  |  | 0 | 0 | 0 | 0 | 0 | 0 |  | 0 | 0 |  | 0 | 0 |  | 0 | 0 | 0 | 0 | 0 |  |  |  |  | 108MP | NA | 108MP.NA1
2138 | [26 empty] | 108MP | NA | 108MP.NA2
2139 | 108MP | Less Centralia Situs Depreciation | [24 empty] | 108MP | NA | 108MP.NA3
2140 |  |  | S | P | 0 | 0 | 0 | 0 | 0 | 0 | 0% | 0 | 0 | 0% | 0 | 0 | [6 empty] | 0 | 0 | 0 | 0 | 108MP | S | 108MP.S1
2141 |  |  |  |  | 0 | 0 | 0 | 0 | 0 | 0 |  | 0 | 0 |  | 0 | 0 |  | 0 | 0 | 0 | 0 | 0 | 0 | 0 | 0 | 0 | 108MP | NA | 108MP.NA4
2142 | [26 empty] | 108MP | NA | 108MP.NA5
2143 | 1081390 | Accum Depr - Capital Lease | [24 empty] | 1081390 | NA | 1081390.NA
2144 |  |  | SO | PTD | 0 | 0 | 0 | 0 | 0 | 0 | 0% | 0 | 0 | 0% | 0 | 0 | PLNT | 0 | 0 | 0 | 0 | 0 | 0 | 0 | 0 | 0 | 1081390 | SO | 1081390.SO
2145 | [26 empty] | 1081390 | NA | 1081390.NA1
2146 | [26 empty] | 1081390 | NA | 1081390.NA2
2147 |  | Remove Capital Leases |  | P | 0 | 0 | 0 | 0 | 0 | 0 | 0% | 0 | 0 | 0% | 0 | 0 | [6 empty] | 0 | 0 | 0 | 0 | 1081390 | NA | 1081390.NA3
2148 |  |  |  |  | 0 | 0 | 0 | 0 | 0 | 0 |  | 0 | 0 |  | 0 | 0 |  | 0 | 0 | 0 | 0 | 0 | 0 | 0 | 0 | 0 | 1081390 | NA | 1081390.NA4
2149 | [26 empty] | 1081390 | NA | 1081390.NA5
2150 | 1081399 | Accum Depr - Capital Lease | [24 empty] | 1081399 | NA | 1081399.NA
2151 |  |  | S | P | 0 | 0 | 0 | 0 | 0 | 0 | 0% | 0 | 0 | 0% | 0 | 0 | PLNT | 0 | 0 | 0 | 0 | 0 | 0 | 0 | 0 | 0 | 1081399 | S | 1081399.S
2152 |  |  | SE | P | 0 | 0 | 0 | 0 | 0 | 0 | 0% | 0 | 0 | 0% | 0 | 0 | PLNT | 0 | 0 | 0 | 0 | 0 | 0 | 0 | 0 | 0 | 1081399 | SE | 1081399.SE
2153 | [26 empty] | 1081399 | NA | 1081399.NA1
2154 | [26 empty] | 1081399 | NA | 1081399.NA2
2155 |  | Remove Capital Leases |  | P | 0 | 0 | 0 | 0 | 0 | 0 | 0% | 0 | 0 | 0% | 0 | 0 | [6 empty] | 0 | 0 | 0 | 0 | 1081399 | NA | 1081399.NA3
2156 |  |  |  |  | 0 | 0 | 0 | 0 | 0 | 0 |  | 0 | 0 |  | 0 | 0 |  | 0 | 0 | 0 | 0 | 0 | 0 | 0 | 0 | 0 | 1081399 | NA | 1081399.NA4
2157 | [26 empty] | 1081399 | NA | 1081399.NA5
2158 | [26 empty] | 1081399 | NA | 1081399.NA6
2159 | TOTAL GENERAL PLANT ACCUM DEPR |  |  |  | -176149847.1403 | -42989107.7676 | -61961281.7762 | -67540886.5798 | -3658571.0166 | 0 |  | -31725704.6063 | -11263403.1614 |  | -46470961.3321 | -15490320.444 |  | -11581540.985 | -33722202.0475 | -12814641.2853 | -7323317.4144 | -2099184.8477 | 0 | 0 | 0 | 0 | TOTAL GENERAL PLANT ACCUM DEPR | NA | TOTAL GENERAL PLANT ACCUM DEPR.NA
2160 | [26 empty] | TOTAL GENERAL PLANT ACCUM DEPR | NA | TOTAL GENERAL PLANT ACCUM DEPR.NA1
2161 | [26 empty] | TOTAL GENERAL PLANT ACCUM DEPR | NA | TOTAL GENERAL PLANT ACCUM DEPR.NA2
2162 | TOTAL ACCUM DEPR - PLANT IN SERVICE |  |  |  | -3684881172.6605 | -1902344876.3406 | -775506999.6488 | -1003370725.6545 | -3658571.0166 | 0 |  | -1426242531.036 | -476102345.3046 |  | -581630249.7366 | -193876749.9122 |  | -126070873.5243 | -589208184.9589 | -138115908.979 | -107340937.6046 | -42634820.5877 | 0 | 0 | 0 | 0 | TOTAL ACCUM DEPR - PLANT IN SERVICE | NA | TOTAL ACCUM DEPR - PLANT IN SERVICE.NA
2163 | [26 empty] | TOTAL ACCUM DEPR - PLANT IN SERVICE | NA | TOTAL ACCUM DEPR - PLANT IN SERVICE.NA1
2164 | [26 empty] | TOTAL ACCUM DEPR - PLANT IN SERVICE | NA | TOTAL ACCUM DEPR - PLANT IN SERVICE.NA2
2165 | 111SP | Accum Prov for Amort-Steam | [24 empty] | 111SP | NA | 111SP.NA
2166 |  |  | SG | P | 0 | 0 | 0 | 0 | 0 | 0 | 75% | 0 | 0 | 75% | 0 | 0 | PLNT | 0 | 0 | 0 | 0 | 0 | 0 | 0 | 0 | 0 | 111SP | SG | 111SP.SG
2167 |  |  | SG | P | 0 | 0 | 0 | 0 | 0 | 0 | 75% | 0 | 0 | 75% | 0 | 0 | PLNT | 0 | 0 | 0 | 0 | 0 | 0 | 0 | 0 | 0 | 111SP | SG | 111SP.SG1
2168 |  |  |  |  | 0 | 0 | 0 | 0 | 0 | 0 |  | 0 | 0 |  | 0 | 0 |  | 0 | 0 | 0 | 0 | 0 | 0 | 0 | 0 | 0 | 111SP | NA | 111SP.NA1
2169 | [26 empty] | 111SP | NA | 111SP.NA2
2170 | [26 empty] | 111SP | NA | 111SP.NA3
2171 | 111GP | Accum Prov for Amort-General | [24 empty] | 111GP | NA | 111GP.NA
2172 |  |  | S | G-SITUS | -16487.7815 | 0 | -5083.7136 | -11404.0679 | 0 | 0 | 75% | 0 | 0 | 75% | -3812.7852 | -1270.9284 | PLNT | -1955.5071 | -5693.8886 | -2163.7122 | -1236.5193 | -354.4408 | 0 | 0 | 0 | 0 | 111GP | S | 111GP.S
2173 |  |  | CN | CUST | 0 | 0 | 0 | 0 | 0 | 0 | 75% | 0 | 0 | 75% | 0 | 0 | CUST | 0 | 0 | 0 | 0 | 0 | 0 | 0 | 0 | 0 | 111GP | CN | 111GP.CN
2174 |  |  | SG | I-SG | 0 | 0 | 0 | 0 | 0 | 0 | 75% | 0 | 0 | 75% | 0 | 0 | PLNT | 0 | 0 | 0 | 0 | 0 | 0 | 0 | 0 | 0 | 111GP | SG | 111GP.SG
2175 |  |  | SO | PTD | -1616325.7296 | -794964.3412 | -397165.2167 | -424196.1716 | 0 | 0 | 75% | -596223.2559 | -198741.0853 | 75% | -297873.9125 | -99291.3042 | PLNT | -72738.8342 | -211795.1027 | -80483.4234 | -45994.7058 | -13184.1055 | 0 | 0 | 0 | 0 | 111GP | SO | 111GP.SO
2176 |  |  | SE | P | 0 | 0 | 0 | 0 | 0 | 0 | 75% | 0 | 0 | 75% | 0 | 0 | PLNT | 0 | 0 | 0 | 0 | 0 | 0 | 0 | 0 | 0 | 111GP | SE | 111GP.SE
2177 |  |  |  |  | -1632813.5111 | -794964.3412 | -402248.9303 | -435600.2396 | 0 | 0 |  | -596223.2559 | -198741.0853 |  | -301686.6977 | -100562.2326 |  | -74694.3412 | -217488.9913 | -82647.1356 | -47231.2251 | -13538.5463 | 0 | 0 | 0 | 0 | 111GP | NA | 111GP.NA1
2178 | [26 empty] | 111GP | NA | 111GP.NA2
2179 | [26 empty] | 111GP | NA | 111GP.NA3
2180 | 111HP | Accum Prov for Amort-Hydro | [24 empty] | 111HP | NA | 111HP.NA
2181 |  |  | SG | P | 0 | 0 | 0 | 0 | 0 | 0 | 75% | 0 | 0 | 75% | 0 | 0 | PLNT | 0 | 0 | 0 | 0 | 0 | 0 | 0 | 0 | 0 | 111HP | SG | 111HP.SG
2182 |  |  | SG | P | 0 | 0 | 0 | 0 | 0 | 0 | 75% | 0 | 0 | 75% | 0 | 0 | PLNT | 0 | 0 | 0 | 0 | 0 | 0 | 0 | 0 | 0 | 111HP | SG | 111HP.SG1
2183 |  |  | SG | P | -825743.5239 | -825743.5239 | 0 | 0 | 0 | 0 | 75% | -619307.6429 | -206435.881 | 75% | 0 | 0 | PLNT | 0 | 0 | 0 | 0 | 0 | 0 | 0 | 0 | 0 | 111HP | SG | 111HP.SG2
2184 |  |  | SG | P | 0 | 0 | 0 | 0 | 0 | 0 | 75% | 0 | 0 | 75% | 0 | 0 | PLNT | 0 | 0 | 0 | 0 | 0 | 0 | 0 | 0 | 0 | 111HP | SG | 111HP.SG3
2185 |  |  |  |  | -825743.5239 | -825743.5239 | 0 | 0 | 0 | 0 |  | -619307.6429 | -206435.881 |  | 0 | 0 |  | 0 | 0 | 0 | 0 | 0 | 0 | 0 | 0 | 0 | 111HP | NA | 111HP.NA1
2186 | [26 empty] | 111HP | NA | 111HP.NA2
2187 | [26 empty] | 111HP | NA | 111HP.NA3
2188 | 111IP | Accum Prov for Amort-Intangible Plant | [24 empty] | 111IP | NA | 111IP.NA
2189 |  |  | S | I-SITUS | -22245.8608 | -46381.2263 | 11840.7423 | 12294.6233 | 0 | 0 | 75% | -34785.9198 | -11595.3066 | 75% | 8880.5567 | 2960.1856 | PLNT | 2108.2146 | 6138.5302 | 2332.6787 | 1333.0803 | 382.1195 | 0 | 0 | 0 | 0 | 111IP | S | 111IP.S
2190 |  |  | SG | I-DGP | 0 | 0 | 0 | 0 | 0 | 0 | 75% | 0 | 0 | 75% | 0 | 0 | PLNT | 0 | 0 | 0 | 0 | 0 | 0 | 0 | 0 | 0 | 111IP | SG | 111IP.SG
2191 |  |  | SG | I-DGU | -198751.7571 | -198751.7571 | 0 | 0 | 0 | 0 | 75% | -149063.8178 | -49687.9393 | 75% | 0 | 0 | PLNT | 0 | 0 | 0 | 0 | 0 | 0 | 0 | 0 | 0 | 111IP | SG | 111IP.SG1
2192 |  |  | SE | P | -5306.5691 | -5306.5691 | 0 | 0 | 0 | 0 | 0% | 0 | -5306.5691 | 0% | 0 | 0 | PLNT | 0 | 0 | 0 | 0 | 0 | 0 | 0 | 0 | 0 | 111IP | SE | 111IP.SE
2193 |  |  | SG | I-SG | -29748054.1198 | -24814678.6002 | -4933375.5196 | 0 | 0 | 0 | 75% | -18611008.9501 | -6203669.65 | 75% | -3700031.6397 | -1233343.8799 | PLNT | 0 | 0 | 0 | 0 | 0 | 0 | 0 | 0 | 0 | 111IP | SG | 111IP.SG2
2194 |  |  | SG | I-SG | -13100105.533 | -10927602.4281 | -2172503.1049 | 0 | 0 | 0 | 75% | -8195701.8211 | -2731900.607 | 75% | -1629377.3287 | -543125.7762 | PLNT | 0 | 0 | 0 | 0 | 0 | 0 | 0 | 0 | 0 | 111IP | SG | 111IP.SG3
2195 |  |  | SG | I-SG | -2335378.9819 | -1948083.0111 | -387295.9708 | 0 | 0 | 0 | 75% | -1461062.2584 | -487020.7528 | 75% | -290471.9781 | -96823.9927 | PLNT | 0 | 0 | 0 | 0 | 0 | 0 | 0 | 0 | 0 | 111IP | SG | 111IP.SG4
2196 |  |  | CN | CUST | -57260983.6604 | 0 | 0 | 0 | -57260983.6604 | 0 | 75% | 0 | 0 | 75% | 0 | 0 | CUST | 0 | 0 | 0 | 0 | 0 | 0 | 0 | 0 | 0 | 111IP | CN | 111IP.CN
2197 |  |  | SG | P | 0 | 0 | 0 | 0 | 0 | 0 | 75% | 0 | 0 | 75% | 0 | 0 | PLNT | 0 | 0 | 0 | 0 | 0 | 0 | 0 | 0 | 0 | 111IP | SG | 111IP.SG5
2198 |  |  | SG | P | -265311.9063 | -265311.9063 | 0 | 0 | 0 | 0 | 75% | -198983.9297 | -66327.9766 | 75% | 0 | 0 | PLNT | 0 | 0 | 0 | 0 | 0 | 0 | 0 | 0 | 0 | 111IP | SG | 111IP.SG6
2199 |  |  | SO | PTD | -117993130.899 | -58033062.1845 | -28993393.1919 | -30966675.5227 | 0 | 0 | 75% | -43524796.6384 | -14508265.5461 | 75% | -21745044.8939 | -7248348.298 | PLNT | -5309995.7655 | -15461219.738 | -5875357.2646 | -3357652.018 | -962450.7366 | 0 | 0 | 0 | 0 | 111IP | SO | 111IP.SO
2200 |  |  |  |  | -220929269.2873 | -96239177.6827 | -36474727.0448 | -30954380.8994 | -57260983.6604 | 0 |  | -72175403.3352 | -24063774.3475 |  | -27356045.2836 | -9118681.7612 |  | -5307887.5509 | -15455081.2079 | -5873024.5859 | -3356318.9376 | -962068.6172 | 0 | 0 | 0 | 0 | 111IP | NA | 111IP.NA1
2201 | 111IP | Less Non-Utility Plant | [24 empty] | 111IP | NA | 111IP.NA2
2202 |  |  | OTH | NUTIL | 0 | 0 | 0 | 0 | 0 | 0 | 75% | 0 | 0 | 75% | 0 | 0 | [6 empty] | 0 | 0 | 0 | 0 | 111IP | OTH | 111IP.OTH
2203 |  |  |  |  | -220929269.2873 | -96239177.6827 | -36474727.0448 | -30954380.8994 | -57260983.6604 | 0 |  | -72175403.3352 | -24063774.3475 |  | -27356045.2836 | -9118681.7612 |  | -5307887.5509 | -15455081.2079 | -5873024.5859 | -3356318.9376 | -962068.6172 | 0 | 0 | 0 | 0 | 111IP | NA | 111IP.NA3
2204 | [26 empty] | 111IP | NA | 111IP.NA4
2205 | 111390 | Accum-Prov for Amort-Mining | [24 empty] | 111390 | NA | 111390.NA
2206 |  |  | S | G-SITUS | 0 | 0 | 0 | 0 | 0 | 0 | 75% | 0 | 0 | 75% | 0 | 0 | PLNT | 0 | 0 | 0 | 0 | 0 | 0 | 0 | 0 | 0 | 111390 | S | 111390.S
2207 |  |  | SG | P | 396020.1839 | 396020.1839 | 0 | 0 | 0 | 0 | 75% | 297015.1379 | 99005.046 | 75% | 0 | 0 | PLNT | 0 | 0 | 0 | 0 | 0 | 0 | 0 | 0 | 0 | 111390 | SG | 111390.SG
2208 |  |  | SO | PTD | 3739396.7503 | 1839163.369 | 918848.4063 | 981384.975 | 0 | 0 | 75% | 1379372.5268 | 459790.8423 | 75% | 689136.3047 | 229712.1016 | PLNT | 168282.5158 | 489991.5309 | 186199.7533 | 106409.5253 | 30501.6498 | 0 | 0 | 0 | 0 | 111390 | SO | 111390.SO
2209 |  |  |  |  | 4135416.9342 | 2235183.5529 | 918848.4063 | 981384.975 | 0 | 0 |  | 1706815.8729 | 568938.6243 |  | 649588.7623 | 216529.5874 |  | 176625.2613 | 495163.7951 | 181583.4625 | 98891.7737 | 29648.6365 |  |  |  |  | 111390 | NA | 111390.NA1
2210 | [26 empty] | 111390 | NA | 111390.NA2
2211 |  | Remove Capital Lease Amort |  |  | -4135416.9342 | -2235183.5529 | -918848.4063 | -981384.975 | 0 | 0 |  | -1706815.8729 | -568938.6243 |  | -649588.7623 | -216529.5874 |  | -176625.2613 | -495163.7951 | -181583.4625 | -98891.7737 | -29648.6365 |  |  |  |  | 111390 | NA | 111390.NA3
2212 | [5 empty] | 0 | 0 | 0 | 0 | 0 |  | 0 | 0 |  | 0 | 0 |  | 0 | 0 | 0 | 0 | 0 |  |  |  |  | 111390 | NA | 111390.NA4
| TOTAL ACCUM PROV FOR AMORTIZATION |  |  |  | -223387826.3224 | -97859885.5479 | -36876975.9752 | -31389981.139 | -57260983.6604 | 0 |  | -73390934.2341 | -24468951.3138 |  | -27657731.9814 | -9219243.9938 |  | -5382581.8921 | -15672570.1991 | -5955671.7215 | -3403550.1628 | -975607.1635 | 0 | 0 | 0 | 0 | TOTAL ACCUM PROV FOR AMORTIZATION | NA | TOTAL ACCUM PROV FOR AMORTIZATION.NA
[23 empty] | Function | Generation | Transmission | Distribution
[23 empty] | Check | Check | Check | Check
[23 empty] | 0 | 0 | 0 | 0
[23 empty] | 0 | 0 | 0 | 0

## Func Factors
Func Factor Table
Rocky Mountain Power
Cost Of Service By Rate Schedule
State of Utah
2017 Protocol (Non Wgt)
12 Months Ended Dec 2017
A | B | C | D | E | F | G | H
FACTOR NAME | Production | Transmission | Distribution | Retail | Misc | TOT | Description
ACCMDIT | 50.05% | 25.54% | 24.32% | 0.08456% | 0% | 1 | Deferred Income Tax - Balance
BOOKDEPR | 61.02% | 16.25% | 22.57% | 0.1583% | 0% | 1 | Book Depreciation
COM_EQ | 0% | 0% | 0% | 0% | 0% | 0 | Communications Equipment
CUST | 0% | 0% | 0% | 100% | 0% | 1 | Distribution Retail
DDS2 | 90.85% | -1.335% | -5.159% | 15.65% | -0.00369% | 1 | Deferred Debits - Situs
DDS6 | 0% | 0% | 0% | 0% | 0% | 0 | Deferred Debits - Situs
DDSO2 | 44% | 8.493% | 33.73% | 13.11% | 0.6655% | 1 | Deferred Debits - System Overhead
DDSO6 | 0% | 0% | 0% | 0% | 100% | 1 | Deferred Debits - System Overhead
DEFSG | 78.49% | 21.51% | 0% | 0% | 0% | 1 | Deferred Debit - System Generation
DMSC | 0% | 0% | 0% | 0% | 100% | 1 | Distribution Miscellaneous
DPW | 0% | 0% | 100% | 0% | 0% | 1 | Distribution Poles & Wires
ESD | 30% | 10% | 60% | 0% | 0% | 1 | Environmental Services Department
FERC | 48.14% | 51.86% | 0% | 0% | 0% | 1 | FERC Fees
G | 21.61% | 35.14% | 41.63% | 1.624% | 0% | 1 | General Plant
G-DGP | 66.68% | 33.32% | 0% | 0% | 0% | 1 | General Plant - DGP Factor
G-DGU | 66.68% | 33.32% | 0% | 0% | 0% | 1 | General Plant - DGU Factor
GP | 48.15% | 24.56% | 26.68% | 0.6091% | 0% | 1 | Total Plant
G-SG | 42.12% | 57.88% | 0% | 0% | 0% | 1 | General Plant - SG Factor
G-SITUS | 0% | 30.83% | 69.17% | 0% | 0% | 1 | General Plant - SITUS Factor
I | 48.69% | 17.72% | 15.53% | 18.06% | 0% | 1 | Intangible Plant
I-DGP | 100% | 0% | 0% | 0% | 0% | 1 | Intangible Plant - DGP Factor
I-DGU | 100% | 0% | 0% | 0% | 0% | 1 | Intangible Plant - DGU Factor
I-SG | 83.42% | 16.58% | 0% | 0% | 0% | 1 | Intangible Plant - SG Factor
I-SITUS | 208.5% | -53.23% | -55.27% | 0% | 0% | 1 | Intangible Plant - SITUS Factor
LABOR | 44.93% | 8.485% | 32.8% | 13.79% | 0% | 1 | Direct Labor Expense
MSS | 86.79% | 0.4475% | 12.76% | 0% | 0% | 1 | Materials & Supplies
OTHDGP | 18.78% | 81.22% | 0% | 0% | 0% | 1 | Other Revenues - DGP Factor
OTHDGU | 18.78% | 81.22% | 0% | 0% | 0% | 1 | Other Revenues - DGU Factor
OTHSE | 0% | 100% | 0% | 0% | 0% | 1 | Other Revenues - SE Factor
OTHSG | 18.78% | 81.22% | 0% | 0% | 0% | 1 | Other Revenues - SG Factor
OTHSGR | 18.78% | 81.22% | 0% | 0% | 0% | 1 | Other Revenues - Rolled-In SG Factor
OTHSITUS | -4.342% | 62.76% | 0% | 0% | 41.59% | 1 | Other Revenues - Situs
OTHSO | 0% | 0% | 0% | 0% | 100% | 1 | Other Revenues - SO Factor
P | 100% | 0% | 0% | 0% | 0% | 1 | Production
SCHMA | 49.56% | 21.5% | 27.79% | 1.502% | -0.3526% | 1 | Schedule M Additions
SCHMAF | 100% | 0% | 0% | 0% | 0% | 1 | Schedule M Additions - Flow Through
SCHMAP | 94.45% | 0.8555% | 3.307% | 1.39% | 0% | 1 | Schedule M Additions - Permanent
SCHMAP-SO | 100% | 0% | 0% | 0% | 0% | 1 | Schedule M Additions - Permanent SO
SCHMAT | 49.52% | 21.52% | 27.81% | 1.502% | -0.3529% | 1 | Schedule M Additions - Temporary
SCHMAT-GPS | 0% | 0% | 0% | 0% | 0% | 0 | Schedule M Additions - Temporary-GPS
SCHMAT-SE | 100% | 0% | 0% | 0% | 0% | 1 | Schedule M Additions - Temporary-SE
SCHMAT-SITUS | -116.9% | 95.52% | 129.2% | -7.823% | 0% | 1 | Schedule M Additions - Temporary-SITUS
SCHMAT-SNP | 48.9% | 24.45% | 26.64% | 0.01841% | 0% | 1 | Schedule M Additions - Temporary-SNP
SCHMAT-SO | 47.53% | 18.89% | 28.78% | 4.801% | 0% | 1 | Schedule M Additions - Temporary-SO
SCHMD | 42.69% | 24.93% | 31.32% | 1.048% | 0.01161% | 1 | Schedule M Deductions
SCHMDF | 100% | 0% | 0% | 0% | 0% | 1 | Schedule M Deductions - Flow Through
SCHMDP | 99.9% | 0.04714% | 0.05137% | 0% | 0% | 1 | Schedule M Deductions - Permanent
SCHMDP-SO | [5 empty] | 0 | Schedule M Deductions - Permanent SO
SCHMDT | 40.85% | 25.73% | 32.33% | 1.082% | 0.01199% | 1 | Schedule M Deductions - Temporary
SCHMDT-GPS | 48.92% | 24.44% | 26.64% | 0% | 0% | 1 | Schedule M Deductions - Temporary-GPS
SCHMDT-SG | 99.94% | 0.06121% | 0% | 0% | 0% | 1 | Schedule M Deductions - Temporary-SG
SCHMDT-SITUS | 55.55% | 19.77% | 23.31% | 1.935% | -0.5641% | 1 | Schedule M Deductions - Temporary-SITUS
SCHMDT-SNP | 48.92% | 24.44% | 26.64% | 0% | 0% | 1 | Schedule M Deductions - Temporary-SNP
SCHMDT-SO | 33.94% | 7.75% | 52.7% | 5.612% | 0% | 1 | Schedule M Deductions - Temporary-SO
T | 0% | 100% | 0% | 0% | 0% | 1 | Transmission
TAXDEPR | 35.72% | 29.98% | 33.44% | 0.8696% | 0% | 1 | Tax Depreciation
TD | 0% | 47.85% | 52.15% | 0% | 0% | 1 | Transmission / Distribution
CWC | 0.75002 | 0.10895 | 0.10621 | 0.028042 | 0.0067815 | 1 | Cash Working Capital
DITEXP | 0 | 0 | 0 | 0 | 0 | 0 | Deferred Income Tax - Expense
FIT | 0.4165 | 0.28347 | 0.31066 | -0.012314 | 0.0016873 | 1 | Federal Income Taxes
IBT | 0.55547 | 0.21595 | 0.23668 | -0.009381 | 0.0012854 | 1 | Income Before Taxes
NONE | 0 | 0 | 0 | 0 | 0 | 0 | Not Functionalized
NUTIL | 0 | 0 | 0 | 0 | 0 | 0 | Non-Utility
PT | 0.66684 | 0.33316 | 0 | 0 | 0 | 1 | Production / Transmission
PTD | 0.49183 | 0.24572 | 0.26244 | 0 | 0 | 1 | Prod, Trans, Dist Plant
REVREQ | 0.66918 | 0.15663 | 0.1494 | 0.0204 | 0.004382 | 1 | Revenue Requirement
SIT | 0.55547 | 0.21595 | 0.23668 | -0.009381 | 0.0012854 | 1 | State Income Taxes

## Func Allocation Options
| Functional Factors |  |  |  |  | Distribution Functional Factors
| Functional | Functional | Functional | Functional | Functional | DIS | DIS | DIS | DIS | DIS
FERC | Factors | Factors | Factors | Factors | Factors | FACTOR | FACTOR | FACTOR | FACTOR | FACTOR
Accounts | 2017 Protocol | Rolled-In | Option-2 | Option-3 | Option-4 | Rolled-In | MSP | Option-2 | Option-3 | Option-4
ACCT440S | [5 empty] | DRB | DRB | DRB | DRB | DRB
ACCT440
ACCT442S | [5 empty] | DRB | DRB | DRB | DRB | DRB
ACCT442SE | P | P | P | P | P | DRB | DRB | DRB | DRB | DRB
ACCT442SG | PT | PT | PT | PT | PT | DRB | DRB | DRB | DRB | DRB
ACCT442
[6 empty] | DRB | DRB | DRB | DRB | DRB
ACCT444S
ACCT444
[6 empty] | DRB | DRB | DRB | DRB | DRB
ACCT445S
ACCT445
ACCT448S | DPW | DPW | DPW | DPW | DPW | DRB | DRB | DRB | DRB | DRB
ACCT448SO | GP | GP | GP | GP | GP | DRB | DRB | DRB | DRB | DRB
ACCT448
ACCT447S | P | P | P | P | P | DRB | DRB | DRB | DRB | DRB
ACCT447S | P | P | P | P | P | DRB | DRB | DRB | DRB | DRB
ACCT447DGU | P | P | P | P | P | DRB | DRB | DRB | DRB | DRB
ACCT447SG | P | P | P | P | P | DRB | DRB | DRB | DRB | DRB
ACCT447SE | P | P | P | P | P | DRB | DRB | DRB | DRB | DRB
ACCT447
ACCT449S | P | P | P | P | P | DRB | DRB | DRB | DRB | DRB
ACCT449SG | P | P | P | P | P | DRB | DRB | DRB | DRB | DRB
ACCT449
| REVREQ | REVREQ | REVREQ | REVREQ | REVREQ | DRB | DRB | DRB | DRB | DRB
| DPW | DPW | DPW | DPW | DPW | DRB | DRB | DRB | DRB | DRB
ACCT450S | CUST | CUST | CUST | CUST | CUST | CUST | CUST | CUST | CUST | CUST
ACCT450SO | CUST | CUST | CUST | CUST | CUST | CUST | CUST | CUST | CUST | CUST
ACCT450
ACCT451S | CUST | CUST | CUST | CUST | CUST | CUST | CUST | CUST | CUST | CUST
ACCT451SG | GP | GP | GP | GP | GP | PLNT | PLNT | PLNT | PLNT | PLNT
ACCT451SO | CUST | CUST | CUST | CUST | CUST | PLNT | PLNT | PLNT | PLNT | PLNT
ACCT451
ACCT453SG | P | P | P | P | P | PLNT | PLNT | PLNT | PLNT | PLNT
ACCT453
ACCT454S | DPW | DPW | DPW | DPW | DPW | PLNT | PLNT | PLNT | PLNT | PLNT
ACCT454SG | T | T | T | T | T | PLNT | PLNT | PLNT | PLNT | PLNT
ACCT454SG | T | T | T | T | T | PLNT | PLNT | PLNT | PLNT | PLNT
ACCT454SO | GP | GP | GP | GP | GP | PLNT | PLNT | PLNT | PLNT | PLNT
ACCT454
ACCT456S | DMSC | DMSC | DMSC | DMSC | DMSC | PLNT | PLNT | PLNT | PLNT | PLNT
ACCT456CN | CUST | CUST | CUST | CUST | CUST | CUST | CUST | CUST | CUST | CUST
ACCT456SE | OTHSE | OTHSE | OTHSE | OTHSE | OTHSE | PLNT | PLNT | PLNT | PLNT | PLNT
ACCT456SO | OTHSO | OTHSO | OTHSO | OTHSO | OTHSO | PLNT | PLNT | PLNT | PLNT | PLNT
ACCT456SG | OTHSGR | OTHSGR | OTHSGR | OTHSGR | OTHSGR | PLNT | PLNT | PLNT | PLNT | PLNT
ACCT456
ACCT41160S | DPW | DPW | DPW | DPW | DPW | PLNT | PLNT | PLNT | PLNT | PLNT
ACCT41160SG | T | T | T | T | T | PLNT | PLNT | PLNT | PLNT | PLNT
ACCT41160SO | G | G | G | G | G | PLNT | PLNT | PLNT | PLNT | PLNT
ACCT41160DGU | T | T | T | T | T | PLNT | PLNT | PLNT | PLNT | PLNT
ACCT41160DGP | P | P | P | P | P | PLNT | PLNT | PLNT | PLNT | PLNT
ACCT41160
ACCT41170S | DPW | DPW | DPW | DPW | DPW | PLNT | PLNT | PLNT | PLNT | PLNT
ACCT41170DGU | T | T | T | T | T | PLNT | PLNT | PLNT | PLNT | PLNT
ACCT41170
ACCT4118SE | P | P | P | P | P | PLNT | PLNT | PLNT | PLNT | PLNT
ACCT4118
ACCT41181SE | P | P | P | P | P | PLNT | PLNT | PLNT | PLNT | PLNT
ACCT41181
ACCT4194DGU | P | P | P | P | P | PLNT | PLNT | PLNT | PLNT | PLNT
ACCT4194
ACCT421S | DPW | DPW | DPW | DPW | DPW | PLNT | PLNT | PLNT | PLNT | PLNT
ACCT421DGP | P | P | P | P | P | PLNT | PLNT | PLNT | PLNT | PLNT
ACCT421DGU | T | T | T | T | T | PLNT | PLNT | PLNT | PLNT | PLNT
ACCT421SE | CUST | CUST | CUST | CUST | CUST | PLNT | PLNT | PLNT | PLNT | PLNT
ACCT421SO | PTD | PTD | PTD | PTD | PTD | PLNT | PLNT | PLNT | PLNT | PLNT
ACCT421SG | P | P | P | P | P | PLNT | PLNT | PLNT | PLNT | PLNT
ACCT421
ACCT4311S | CUST | CUST | CUST | CUST | CUST | CUST | CUST | CUST | CUST | CUST
ACCT4311
PRODUCTION | P | P | P | P | P
TRANSMISSION | T | T | T | T | T
DISTRIBUTION | DPW | DPW | DPW | DPW | DPW | PLNT | PLNT | PLNT | PLNT | PLNT
ACCT500SG | P | P | P | P | P
ACCT500SG | P | P | P | P | P
ACCT500
ACCT501SENNPC | P | P | P | P | P
ACCT501SENNPC | P | P | P | P | P
ACCT501SENNPC | P | P | P | P | P
ACCT501SENNPC | P | P | P | P | P
ACCT501SENNPC | P | P | P | P | P
ACCT501SE | P | P | P | P | P
ACCT501SE | P | P | P | P | P
ACCT501SE | P | P | P | P | P
ACCT501SE | P | P | P | P | P
ACCT501
ACCT502SG | P | P | P | P | P
ACCT502SG | P | P | P | P | P
ACCT502
ACCT503SENNPC | P | P | P | P | P
ACCT503SE | P | P | P | P | P
ACCT503
ACCT505SG | P | P | P | P | P
ACCT505SG | P | P | P | P | P
ACCT505
ACCT506SG | P | P | P | P | P
ACCT506SE | P | P | P | P | P
ACCT506SG | P | P | P | P | P
ACCT506
ACCT507SG | P | P | P | P | P
ACCT507SG | P | P | P | P | P
ACCT507
ACCT510SG | P | P | P | P | P
ACCT510SG | P | P | P | P | P
ACCT510
ACCT511SG | P | P | P | P | P
ACCT511SG | P | P | P | P | P
ACCT511
ACCT512SG | P | P | P | P | P
ACCT512SG | P | P | P | P | P
ACCT512
ACCT513SG | P | P | P | P | P
ACCT513SG | P | P | P | P | P
ACCT513
ACCT514SG | P | P | P | P | P
ACCT514SG | P | P | P | P | P
ACCT514
ACCT517SG | P | P | P | P | P
ACCT517
ACCT518SE | P | P | P | P | P
ACCT518
ACCT519SG | P | P | P | P | P
ACCT519
ACCT520SG | P | P | P | P | P
ACCT520
ACCT523SG | P | P | P | P | P
ACCT523
ACCT524SG | P | P | P | P | P
ACCT524
ACCT528SG | P | P | P | P | P
ACCT528
ACCT529SG | P | P | P | P | P
ACCT529
ACCT530SG | P | P | P | P | P
ACCT530
ACCT531SG | P | P | P | P | P
ACCT531
ACCT532SG | P | P | P | P | P
ACCT532
ACCT535SG | P | P | P | P | P
ACCT535SG | P | P | P | P | P
ACCT535
ACCT536SG | P | P | P | P | P
ACCT536SG | P | P | P | P | P
ACCT536
ACCT537SG | P | P | P | P | P
ACCT537SG | P | P | P | P | P
ACCT537
ACCT538SG | P | P | P | P | P
ACCT538
ACCT539SG | P | P | P | P | P
ACCT539SG | P | P | P | P | P
ACCT539
ACCT540SG | P | P | P | P | P
ACCT540SG | P | P | P | P | P
ACCT540
ACCT541SG | P | P | P | P | P
ACCT541
ACCT542SG | P | P | P | P | P
ACCT542SG | P | P | P | P | P
ACCT542
ACCT543SG | P | P | P | P | P
ACCT543SG | P | P | P | P | P
ACCT543
ACCT544SG | P | P | P | P | P
ACCT544SG | P | P | P | P | P
ACCT544
ACCT545SG | P | P | P | P | P
ACCT545SG | P | P | P | P | P
ACCT545
ACCT546SG | P | P | P | P | P
ACCT546
ACCT547SE | P | P | P | P | P
ACCT547SE | P | P | P | P | P
ACCT547
ACCT548SG | P | P | P | P | P
ACCT548SG | P | P | P | P | P
ACCT548
ACCT549SG | P | P | P | P | P
ACCT549SSGCT | P | P | P | P | P
ACCT549
ACCT550SG | P | P | P | P | P
ACCT550SSGCT | P | P | P | P | P
ACCT550
ACCT551SG | P | P | P | P | P
ACCT551
ACCT552SG | P | P | P | P | P
ACCT552SG | P | P | P | P | P
ACCT552
ACCT553SG | P | P | P | P | P
ACCT553SG | P | P | P | P | P
ACCT553SG-W | P | P | P | P | P
ACCT553
ACCT554SG | P | P | P | P | P
ACCT554SG | P | P | P | P | P
ACCT554SG-W | P | P | P | P | P
ACCT554
ACCT555S | DMSC | DMSC | DMSC | DMSC | DMSC
ACCT555SG | P | P | P | P | P
ACCT555SE | P | P | P | P | P
ACCT555SG | P | P | P | P | P
ACCT555DGP | P | P | P | P | P
ACCT555
ACCT556SG | P | P | P | P | P
ACCT556
ACCT557S | P | P | P | P | P
ACCT557SG | P | P | P | P | P
ACCT557SGCT | P | P | P | P | P
ACCT557SE | P | P | P | P | P
ACCT557SG | P | P | P | P | P
ACCT557TROJP | P | P | P | P | P
ACCT557
Emb Cost Differentials
DGP | P | P | P | P | P
SG | P | P | P | P | P
MC | P | P | P | P | P
SG | P | P | P | P | P
S | P | P | P | P | P
| P | P | P | P | P
2010 Protocol ECD
DGP | P | P | P | P | P
SG | P | P | P | P | P
MC | P | P | P | P | P
SG | P | P | P | P | P
S | P | P | P | P | P
ACCT560SNPT | T | T | T | T | T
ACCT560
ACCT561SG | T | T | T | T | T
ACCT561
ACCT562SG | T | T | T | T | T
ACCT562
ACCT563SG | T | T | T | T | T
ACCT563
ACCT564SG | T | T | T | T | T
ACCT564
ACCT565SG | T | T | T | T | T
ACCT565SE | T | T | T | T | T
ACCT565
ACCT566SG | T | T | T | T | T
ACCT566
ACCT567SG | T | T | T | T | T
ACCT567
ACCT568SG | T | T | T | T | T
ACCT568
ACCT569SG | T | T | T | T | T
ACCT569
ACCT570SG | T | T | T | T | T
ACCT570
ACCT571SG | T | T | T | T | T
ACCT571
ACCT572SG | T | T | T | T | T
ACCT572
ACCT573SG | T | T | T | T | T
ACCT573
ACCT580S | DPW | DPW | DPW | DPW | DPW | PLNT | PLNT | PLNT | PLNT | PLNT
ACCT580SNPD | DPW | DPW | DPW | DPW | DPW | PLNT | PLNT | PLNT | PLNT | PLNT
ACCT580
ACCT581S | DPW | DPW | DPW | DPW | DPW | SUBS | SUBS | SUBS | SUBS | SUBS
ACCT581SNPD | DPW | DPW | DPW | DPW | DPW | SUBS | SUBS | SUBS | SUBS | SUBS
ACCT581
ACCT582S | DPW | DPW | DPW | DPW | DPW | SUBS | SUBS | SUBS | SUBS | SUBS
ACCT582SNPD | DPW | DPW | DPW | DPW | DPW | SUBS | SUBS | SUBS | SUBS | SUBS
ACCT582
ACCT583S | DPW | DPW | DPW | DPW | DPW | PC | PC | PC | PC | PC
ACCT583SNPD | DPW | DPW | DPW | DPW | DPW | PC | PC | PC | PC | PC
ACCT583
ACCT584S | DPW | DPW | DPW | DPW | DPW | PC | PC | PC | PC | PC
ACCT584SNPD | DPW | DPW | DPW | DPW | DPW | PC | PC | PC | PC | PC
ACCT584
ACCT585S | DPW | DPW | DPW | DPW | DPW | PC | PC | PC | PC | PC
ACCT585SNPD | DPW | DPW | DPW | DPW | DPW | METR | METR | METR | METR | METR
ACCT585
ACCT586S | DPW | DPW | DPW | DPW | DPW | METR | METR | METR | METR | METR
ACCT586SNPD | DPW | DPW | DPW | DPW | DPW | METR | METR | METR | METR | METR
ACCT586
ACCT587S | DPW | DPW | DPW | DPW | DPW | PC | PC | PC | PC | PC
ACCT587SNPD | DPW | DPW | DPW | DPW | DPW | PC | PC | PC | PC | PC
ACCT587
ACCT588S | DPW | DPW | DPW | DPW | DPW | PLNT2 | PLNT2 | PLNT2 | PLNT2 | PLNT2
ACCT588SNPD | DPW | DPW | DPW | DPW | DPW | PLNT2 | PLNT2 | PLNT2 | PLNT2 | PLNT2
ACCT588
ACCT589S | DPW | DPW | DPW | DPW | DPW | PLNT2 | PLNT2 | PLNT2 | PLNT2 | PLNT2
ACCT589SNPD | DPW | DPW | DPW | DPW | DPW | PLNT2 | PLNT2 | PLNT2 | PLNT2 | PLNT2
ACCT589
ACCT590S | DPW | DPW | DPW | DPW | DPW | PLNT | PLNT | PLNT | PLNT | PLNT
ACCT590SNPD | DPW | DPW | DPW | DPW | DPW | PLNT | PLNT | PLNT | PLNT | PLNT
ACCT590
ACCT591S | DPW | DPW | DPW | DPW | DPW | PLNT2 | PLNT2 | PLNT2 | PLNT2 | PLNT2
ACCT591SNPD | DPW | DPW | DPW | DPW | DPW | PLNT2 | PLNT2 | PLNT2 | PLNT2 | PLNT2
ACCT591
ACCT592S | DPW | DPW | DPW | DPW | DPW | SUBS | SUBS | SUBS | SUBS | SUBS
ACCT592SNPD | DPW | DPW | DPW | DPW | DPW | SUBS | SUBS | SUBS | SUBS | SUBS
ACCT592
ACCT593S | DPW | DPW | DPW | DPW | DPW | PC | PC | PC | PC | PC
ACCT593SNPD | DPW | DPW | DPW | DPW | DPW | PC | PC | PC | PC | PC
ACCT593
ACCT594S | DPW | DPW | DPW | DPW | DPW | PC | PC | PC | PC | PC
ACCT594SNPD | DPW | DPW | DPW | DPW | DPW | PC | PC | PC | PC | PC
ACCT594
ACCT595S | DPW | DPW | DPW | DPW | DPW | XFMR | XFMR | XFMR | XFMR | XFMR
ACCT595SNPD | DPW | DPW | DPW | DPW | DPW | XFMR | XFMR | XFMR | XFMR | XFMR
ACCT595
ACCT596S | DPW | DPW | DPW | DPW | DPW | PC | PC | PC | PC | PC
ACCT596SNPD | DPW | DPW | DPW | DPW | DPW | PC | PC | PC | PC | PC
ACCT596
ACCT597S | DPW | DPW | DPW | DPW | DPW | METR | METR | METR | METR | METR
ACCT597SNPD | DPW | DPW | DPW | DPW | DPW | METR | METR | METR | METR | METR
ACCT597
ACCT598S | DPW | DPW | DPW | DPW | DPW | PLNT2 | PLNT2 | PLNT2 | PLNT2 | PLNT2
ACCT598SNPD | DPW | DPW | DPW | DPW | DPW | PLNT2 | PLNT2 | PLNT2 | PLNT2 | PLNT2
ACCT598
ACCT901S | CUST | CUST | CUST | CUST | CUST | CUST | CUST | CUST | CUST | CUST
ACCT901CN | CUST | CUST | CUST | CUST | CUST | CUST | CUST | CUST | CUST | CUST
ACCT901
ACCT902S | CUST | CUST | CUST | CUST | CUST | CUST | CUST | CUST | CUST | CUST
ACCT902CN | CUST | CUST | CUST | CUST | CUST | CUST | CUST | CUST | CUST | CUST
ACCT902
ACCT903S | CUST | CUST | CUST | CUST | CUST | CUST | CUST | CUST | CUST | CUST
ACCT903CN | CUST | CUST | CUST | CUST | CUST | CUST | CUST | CUST | CUST | CUST
ACCT903
ACCT904S | CUST | CUST | CUST | CUST | CUST | CUST | CUST | CUST | CUST | CUST
ACCT904SG | P | P | P | P | P | CUST | CUST | CUST | CUST | CUST
ACCT904CN | CUST | CUST | CUST | CUST | CUST | CUST | CUST | CUST | CUST | CUST
ACCT904
ACCT905S | CUST | CUST | CUST | CUST | CUST | CUST | CUST | CUST | CUST | CUST
ACCT905CN | CUST | CUST | CUST | CUST | CUST | CUST | CUST | CUST | CUST | CUST
ACCT905
ACCT907S | CUST | CUST | CUST | CUST | CUST | CUST | CUST | CUST | CUST | CUST
ACCT907CN | CUST | CUST | CUST | CUST | CUST | CUST | CUST | CUST | CUST | CUST
ACCT907
ACCT908S | CUST | CUST | CUST | CUST | CUST | CUST | CUST | CUST | CUST | CUST
ACCT908CN | CUST | CUST | CUST | CUST | CUST | CUST | CUST | CUST | CUST | CUST
ACCT908
ACCT909S | CUST | CUST | CUST | CUST | CUST | CUST | CUST | CUST | CUST | CUST
ACCT909CN | CUST | CUST | CUST | CUST | CUST | CUST | CUST | CUST | CUST | CUST
ACCT909
ACCT910S | CUST | CUST | CUST | CUST | CUST | CUST | CUST | CUST | CUST | CUST
ACCT910CN | CUST | CUST | CUST | CUST | CUST | CUST | CUST | CUST | CUST | CUST
ACCT910
ACCT911S | CUST | CUST | CUST | CUST | CUST | CUST | CUST | CUST | CUST | CUST
ACCT911CN | CUST | CUST | CUST | CUST | CUST | CUST | CUST | CUST | CUST | CUST
ACCT911
ACCT912S | CUST | CUST | CUST | CUST | CUST | CUST | CUST | CUST | CUST | CUST
ACCT912CN | CUST | CUST | CUST | CUST | CUST | CUST | CUST | CUST | CUST | CUST
ACCT912
ACCT913S | CUST | CUST | CUST | CUST | CUST | CUST | CUST | CUST | CUST | CUST
ACCT913CN | CUST | CUST | CUST | CUST | CUST | CUST | CUST | CUST | CUST | CUST
ACCT913
ACCT916S | CUST | CUST | CUST | CUST | CUST | CUST | CUST | CUST | CUST | CUST
ACCT916CN | CUST | CUST | CUST | CUST | CUST | CUST | CUST | CUST | CUST | CUST
ACCT916
ACCT920S | PTD | PTD | PTD | PTD | PTD | PLNT | PLNT | PLNT | PLNT | PLNT
ACCT920CN | CUST | CUST | CUST | CUST | CUST | CUST | CUST | CUST | CUST | CUST
ACCT920SO | PTD | PTD | PTD | PTD | PTD | PLNT | PLNT | PLNT | PLNT | PLNT
ACCT920
ACCT921S | PTD | PTD | PTD | PTD | PTD | PLNT | PLNT | PLNT | PLNT | PLNT
ACCT921CN | CUST | CUST | CUST | CUST | CUST | CUST | CUST | CUST | CUST | CUST
ACCT921SO | PTD | PTD | PTD | PTD | PTD | PLNT | PLNT | PLNT | PLNT | PLNT
ACCT921
ACCT922SO | PTD | PTD | PTD | PTD | PTD | PLNT | PLNT | PLNT | PLNT | PLNT
ACCT923S | PTD | PTD | PTD | PTD | PTD | PLNT | PLNT | PLNT | PLNT | PLNT
ACCT923CN | CUST | CUST | CUST | CUST | CUST | CUST | CUST | CUST | CUST | CUST
ACCT923SO | PTD | PTD | PTD | PTD | PTD | PLNT | PLNT | PLNT | PLNT | PLNT
ACCT923
ACCT924S | PT | PT | PT | PT | PT | PLNT | PLNT | PLNT | PLNT | PLNT
ACCT924SG | P | P | P | P | P | PLNT | PLNT | PLNT | PLNT | PLNT
ACCT924SO | PTD | PTD | PTD | PTD | PTD | PLNT | PLNT | PLNT | PLNT | PLNT
ACCT924
ACCT925SO | PTD | PTD | PTD | PTD | PTD | PLNT | PLNT | PLNT | PLNT | PLNT
ACCT925
ACCT926S | LABOR | LABOR | LABOR | LABOR | LABOR | DISom | DISom | DISom | DISom | DISom
ACCT926CN | CUST | CUST | CUST | CUST | CUST | CUST | CUST | CUST | CUST | CUST
ACCT926SO | LABOR | LABOR | LABOR | LABOR | LABOR | DISom | DISom | DISom | DISom | DISom
ACCT926
ACCT927S | DMSC | DMSC | DMSC | DMSC | DMSC | MISC | MISC | MISC | MISC | MISC
ACCT927SO | DMSC | DMSC | DMSC | DMSC | DMSC | MISC | MISC | MISC | MISC | MISC
ACCT927
ACCT928S | DMSC | DMSC | DMSC | DMSC | DMSC | MISC | MISC | MISC | MISC | MISC
ACCT928SE | P | P | P | P | P | MISC | MISC | MISC | MISC | MISC
ACCT928SO | DMSC | DMSC | DMSC | DMSC | DMSC | MISC | MISC | MISC | MISC | MISC
ACCT928SG | FERC | FERC | FERC | FERC | FERC | MISC | MISC | MISC | MISC | MISC
ACCT928
ACCT928SRF | DMSC | DMSC | DMSC | DMSC | DMSC | MISC | MISC | MISC | MISC | MISC
ACCT929S | LABOR | LABOR | LABOR | LABOR | LABOR | DISom | DISom | DISom | DISom | DISom
ACCT929SO | LABOR | LABOR | LABOR | LABOR | LABOR | DISom | DISom | DISom | DISom | DISom
ACCT929
ACCT930S | PTD | PTD | PTD | PTD | PTD | PLNT | PLNT | PLNT | PLNT | PLNT
ACCT930CN | CUST | CUST | CUST | CUST | CUST | CUST | CUST | CUST | CUST | CUST
ACCT930SO | LABOR | LABOR | LABOR | LABOR | LABOR | DISom | DISom | DISom | DISom | DISom
ACCT930
ACCT931S | PTD | PTD | PTD | PTD | PTD | PLNT | PLNT | PLNT | PLNT | PLNT
ACCT931SO | PTD | PTD | PTD | PTD | PTD | PLNT | PLNT | PLNT | PLNT | PLNT
ACCT931
ACCT935S | G | G | G | G | G | GENL | GENL | GENL | GENL | GENL
ACCT935CN | CUST | CUST | CUST | CUST | CUST | CUST | CUST | CUST | CUST | CUST
ACCT935SO | G | G | G | G | G | GENL | GENL | GENL | GENL | GENL
ACCT935
ACCT403GP | P | P | P | P | P
ACCT403SG | P | P | P | P | P
ACCT403SG | P | P | P | P | P
ACCT403SG | P | P | P | P | P
ACCT403SP
ACCT403SG | P | P | P | P | P
ACCT403NP
ACCT403SG | P | P | P | P | P
ACCT403SG | P | P | P | P | P
ACCT403SG | P | P | P | P | P
ACCT403SG | P | P | P | P | P
ACCT403HP
ACCT403SG | P | P | P | P | P
ACCT403SG | P | P | P | P | P
ACCT403SG | P | P | P | P | P
ACCT403SG-W | P | P | P | P | P
ACCT403OP
ACCT403SG | T | T | T | T | T
ACCT403SG | T | T | T | T | T
ACCT403SG | T | T | T | T | T
ACCT403TP
ACCT403360 | DPW | DPW | DPW | DPW | DPW | PLNT2 | PLNT2 | PLNT2 | PLNT2 | PLNT2
ACCT403361 | DPW | DPW | DPW | DPW | DPW | PLNT2 | PLNT2 | PLNT2 | PLNT2 | PLNT2
ACCT403362 | DPW | DPW | DPW | DPW | DPW | SUBS | SUBS | SUBS | SUBS | SUBS
ACCT403363 | DPW | DPW | DPW | DPW | DPW | SUBS | SUBS | SUBS | SUBS | SUBS
ACCT403364 | DPW | DPW | DPW | DPW | DPW | PC | PC | PC | PC | PC
ACCT403365 | DPW | DPW | DPW | DPW | DPW | PC | PC | PC | PC | PC
ACCT403366 | DPW | DPW | DPW | DPW | DPW | PC | PC | PC | PC | PC
ACCT403367 | DPW | DPW | DPW | DPW | DPW | PC | PC | PC | PC | PC
ACCT403368 | DPW | DPW | DPW | DPW | DPW | XFMR | XFMR | XFMR | XFMR | XFMR
ACCT403369 | DPW | DPW | DPW | DPW | DPW | SERV | SERV | SERV | SERV | SERV
ACCT403370 | DPW | DPW | DPW | DPW | DPW | METR | METR | METR | METR | METR
ACCT403371 | DPW | DPW | DPW | DPW | DPW | PC | PC | PC | PC | PC
ACCT403372 | DPW | DPW | DPW | DPW | DPW | PLNT2 | PLNT2 | PLNT2 | PLNT2 | PLNT2
ACCT403373 | DPW | DPW | DPW | DPW | DPW | PC | PC | PC | PC | PC
ACCT403DP
ACCT403S | G-SITUS | G-SITUS | G-SITUS | G-SITUS | G-SITUS | PLNT | PLNT | PLNT | PLNT | PLNT
ACCT403SG | G-DGP | G-DGP | G-DGP | G-DGP | G-DGP | PLNT | PLNT | PLNT | PLNT | PLNT
ACCT403SG | G-DGU | G-DGU | G-DGU | G-DGU | G-DGU | PLNT | PLNT | PLNT | PLNT | PLNT
ACCT403SE | P | P | P | P | P | PLNT | PLNT | PLNT | PLNT | PLNT
ACCT403CN | CUST | CUST | CUST | CUST | CUST | CUST | CUST | CUST | CUST | CUST
ACCT403SG | G-SG | G-SG | G-SG | G-SG | G-SG | PLNT | PLNT | PLNT | PLNT | PLNT
ACCT403SO | PTD | PTD | PTD | PTD | PTD | PLNT | PLNT | PLNT | PLNT | PLNT
ACCT403SG | G-SG | G-SG | G-SG | G-SG | G-SG | PLNT | PLNT | PLNT | PLNT | PLNT
ACCT403SG | G-SG | G-SG | G-SG | G-SG | G-SG | PLNT | PLNT | PLNT | PLNT | PLNT
ACCT403GP
ACCT403GV0SG | G-SG | G-SG | G-SG | G-SG | G-SG | PLNT | PLNT | PLNT | PLNT | PLNT
ACCT403GV0
ACCT403MPSE | P | P | P | P | P
ACCT403MP
ACCT403SG | P | P | P | P | P
ACCT403EPSG | P | P | P | P | P
ACCT403EP
ACCT404CLGS | I-SITUS | I-SITUS | I-SITUS | I-SITUS | I-SITUS | PLNT | PLNT | PLNT | PLNT | PLNT
ACCT404CLGSG | I-SG | I-SG | I-SG | I-SG | I-SG | PLNT | PLNT | PLNT | PLNT | PLNT
ACCT404CLGSO | PTD | PTD | PTD | PTD | PTD | PLNT | PLNT | PLNT | PLNT | PLNT
ACCT404CLSG | P | P | P | P | P | PLNT | PLNT | PLNT | PLNT | PLNT
ACCT404GPCN | CUST | CUST | CUST | CUST | CUST | CUST | CUST | CUST | CUST | CUST
ACCT404CLSG | P | P | P | P | P | PLNT | PLNT | PLNT | PLNT | PLNT
ACCT404CLG
ACCT404CLSG | P | P | P | P | P | DRB | DRB | DRB | DRB | DRB
ACCT404CLS
ACCT404IPS | I-SITUS | I-SITUS | I-SITUS | I-SITUS | I-SITUS | PLNT | PLNT | PLNT | PLNT | PLNT
ACCT404IPSE | P | P | P | P | P | PLNT | PLNT | PLNT | PLNT | PLNT
ACCT404IPSG | I-SG | I-SG | I-SG | I-SG | I-SG | PLNT | PLNT | PLNT | PLNT | PLNT
ACCT404IPSO | PTD | PTD | PTD | PTD | PTD | PLNT | PLNT | PLNT | PLNT | PLNT
ACCT404IPCN | CUST | CUST | CUST | CUST | CUST | CUST | CUST | CUST | CUST | CUST
ACCT404IPSG | I-SG | I-SG | I-SG | I-SG | I-SG | PLNT | PLNT | PLNT | PLNT | PLNT
ACCT404IPSG | I-SG | I-SG | I-SG | I-SG | I-SG | PLNT | PLNT | PLNT | PLNT | PLNT
ACCT404IPSG | I-DGU | I-DGU | I-DGU | I-DGU | I-DGU | PLNT | PLNT | PLNT | PLNT | PLNT
ACCT404IPSG | I-SG | I-SG | I-SG | I-SG | I-SG | PLNT | PLNT | PLNT | PLNT | PLNT
ACCT404IPDGU | I-SG | I-SG | I-SG | I-SG | I-SG | PLNT | PLNT | PLNT | PLNT | PLNT
ACCT404IPSG | I-DGU | I-DGU | I-DGU | I-DGU | I-DGU | PLNT | PLNT | PLNT | PLNT | PLNT
ACCT404IP
ACCT404OP | P | P | P | P | P | PLNT | PLNT | PLNT | PLNT | PLNT
ACCT404OP
ACCT404330DGP | P | P | P | P | P | PLNT | PLNT | PLNT | PLNT | PLNT
ACCT404330SG | P | P | P | P | P | PLNT | PLNT | PLNT | PLNT | PLNT
ACCT404330
ACCT405S | GP | GP | GP | GP | GP | PLNT | PLNT | PLNT | PLNT | PLNT
ACCT405
ACCT406S | P | P | P | P | P
ACCT406SG | P | P | P | P | P
ACCT406SG | P | P | P | P | P
ACCT406SG | P | P | P | P | P
ACCT406SO | P | P | P | P | P
ACCT406
ACCT407S | P | P | P | P | P | PLNT | PLNT | PLNT | PLNT | PLNT
ACCT407SO | GP | GP | GP | GP | GP | PLNT | PLNT | PLNT | PLNT | PLNT
ACCT407SG | P | P | P | P | P | PLNT | PLNT | PLNT | PLNT | PLNT
ACCT407SE | P | P | P | P | P | PLNT | PLNT | PLNT | PLNT | PLNT
ACCT407SG | P | P | P | P | P | PLNT | PLNT | PLNT | PLNT | PLNT
ACCT407TROJP | P | P | P | P | P | PLNT | PLNT | PLNT | PLNT | PLNT
ACCT407
ACCT408S | DMSC | DMSC | DMSC | DMSC | DMSC | PLNT | PLNT | PLNT | PLNT | PLNT
ACCT408SGP | GP | GP | GP | GP | GP | PLNT | PLNT | PLNT | PLNT | PLNT
ACCT408SO | GP | GP | GP | GP | GP | PLNT | PLNT | PLNT | PLNT | PLNT
ACCT408SE | P | P | P | P | P | PLNT | PLNT | PLNT | PLNT | PLNT
ACCT408SG | P | P | P | P | P | PLNT | PLNT | PLNT | PLNT | PLNT
ACCT408OPRVID | DMSC | DMSC | DMSC | DMSC | DMSC | PLNT | PLNT | PLNT | PLNT | PLNT
ACCT408EXCTAX | GP | GP | GP | GP | GP | PLNT | PLNT | PLNT | PLNT | PLNT
ACCT408SG | GP | GP | GP | GP | GP | PLNT | PLNT | PLNT | PLNT | PLNT
ACCT408
ACCT41140DGU | PTD | PTD | PTD | PTD | PTD | PLNT | PLNT | PLNT | PLNT | PLNT
ACCT41140
ACCT41141DGU | PTD | PTD | PTD | PTD | PTD | PLNT | PLNT | PLNT | PLNT | PLNT
ACCT41141
ACCT427S | [5 empty] | PLNT | PLNT | PLNT | PLNT | PLNT
ACCT427INT | GP | GP | GP | GP | GP | PLNT | PLNT | PLNT | PLNT | PLNT
ACCT427
ACCT428SNP | GP | GP | GP | GP | GP | PLNT | PLNT | PLNT | PLNT | PLNT
ACCT428
ACCT429SNP | GP | GP | GP | GP | GP | PLNT | PLNT | PLNT | PLNT | PLNT
ACCT429
ACCT431OTH | NUTIL | NUTIL | NUTIL | NUTIL | NUTIL | PLNT | PLNT | PLNT | PLNT | PLNT
ACCT431SO | GP | GP | GP | GP | GP | PLNT | PLNT | PLNT | PLNT | PLNT
ACCT431SNP | GP | GP | GP | GP | GP | PLNT | PLNT | PLNT | PLNT | PLNT
ACCT431
ACCT432SNP | GP | GP | GP | GP | GP | PLNT | PLNT | PLNT | PLNT | PLNT
ACCT432
ACCT419SNP | GP | GP | GP | GP | GP | PLNT | PLNT | PLNT | PLNT | PLNT
ACCT419
ACCT41010S | GP | GP | GP | GP | GP | PLNT | PLNT | PLNT | PLNT | PLNT
ACCT41010TROJP | P | P | P | P | P | PLNT | PLNT | PLNT | PLNT | PLNT
ACCT41010SG | PT | PT | PT | PT | PT | PLNT | PLNT | PLNT | PLNT | PLNT
ACCT41010SO | LABOR | LABOR | LABOR | LABOR | LABOR | DISom | DISom | DISom | DISom | DISom
ACCT41010SNP | GP | GP | GP | GP | GP | PLNT | PLNT | PLNT | PLNT | PLNT
ACCT41010SE | P | P | P | P | P | PLNT | PLNT | PLNT | PLNT | PLNT
ACCT41010SG | PT | PT | PT | PT | PT | PLNT | PLNT | PLNT | PLNT | PLNT
ACCT41010SGPS | GP | GP | GP | GP | GP | PLNT | PLNT | PLNT | PLNT | PLNT
ACCT41010DITEXP | DITEXP | DITEXP | DITEXP | DITEXP | DITEXP | PLNT | PLNT | PLNT | PLNT | PLNT
ACCT41010BADDEBT | CUST | CUST | CUST | CUST | CUST | PLNT | PLNT | PLNT | PLNT | PLNT
ACCT41010CN | CUST | CUST | CUST | CUST | CUST | PLNT | PLNT | PLNT | PLNT | PLNT
ACCT41010IBT | IBT | IBT | IBT | IBT | IBT | PLNT | PLNT | PLNT | PLNT | PLNT
ACCT41010CIAC | DPW | DPW | DPW | DPW | DPW | PLNT | PLNT | PLNT | PLNT | PLNT
ACCT41010SCHMDEXP | GP | GP | GP | GP | GP | PLNT | PLNT | PLNT | PLNT | PLNT
ACCT41010TAXDEPR | TAXDEPR | TAXDEPR | TAXDEPR | TAXDEPR | TAXDEPR | PLNT | PLNT | PLNT | PLNT | PLNT
ACCT41010SNPD | DPW | DPW | DPW | DPW | DPW | PLNT | PLNT | PLNT | PLNT | PLNT
ACCT41010
ACCT41020S | GP | GP | GP | GP | GP | PLNT | PLNT | PLNT | PLNT | PLNT
ACCT41020SG | PT | PT | PT | PT | PT | PLNT | PLNT | PLNT | PLNT | PLNT
ACCT41020SO | LABOR | LABOR | LABOR | LABOR | LABOR | DISom | DISom | DISom | DISom | DISom
ACCT41020SE | P | P | P | P | P | PLNT | PLNT | PLNT | PLNT | PLNT
ACCT41020SG | PT | PT | PT | PT | PT | PLNT | PLNT | PLNT | PLNT | PLNT
ACCT41020GPS | GP | GP | GP | GP | GP | PLNT | PLNT | PLNT | PLNT | PLNT
ACCT41020TROJP | P | P | P | P | P | PLNT | PLNT | PLNT | PLNT | PLNT
ACCT41020SNP | GP | GP | GP | GP | GP | PLNT | PLNT | PLNT | PLNT | PLNT
ACCT41020BADDEBT | CUST | CUST | CUST | CUST | CUST | PLNT | PLNT | PLNT | PLNT | PLNT
ACCT41020DITEXP | DITEXP | DITEXP | DITEXP | DITEXP | DITEXP | PLNT | PLNT | PLNT | PLNT | PLNT
ACCT41020SGCT | P | P | P | P | P | PLNT | PLNT | PLNT | PLNT | PLNT
ACCT41020SNPD | DPW | DPW | DPW | DPW | DPW | PLNT | PLNT | PLNT | PLNT | PLNT
ACCT41020
ACCT41110S | GP | GP | GP | GP | GP | PLNT | PLNT | PLNT | PLNT | PLNT
ACCT41110SE | P | P | P | P | P | PLNT | PLNT | PLNT | PLNT | PLNT
ACCT41110DGP | PT | PT | PT | PT | PT | PLNT | PLNT | PLNT | PLNT | PLNT
ACCT41110SNP | GP | GP | GP | GP | GP | PLNT | PLNT | PLNT | PLNT | PLNT
ACCT41110SG | PT | PT | PT | PT | PT | PLNT | PLNT | PLNT | PLNT | PLNT
ACCT41110GPS | GP | GP | GP | GP | GP | PLNT | PLNT | PLNT | PLNT | PLNT
ACCT41110SO | LABOR | LABOR | LABOR | LABOR | LABOR | DISom | DISom | DISom | DISom | DISom
ACCT41110SNPD | PT | PT | PT | PT | PT | PLNT | PLNT | PLNT | PLNT | PLNT
ACCT41110BADDEBT | CUST | CUST | CUST | CUST | CUST | PLNT | PLNT | PLNT | PLNT | PLNT
ACCT41110SSGCT | P | P | P | P | P | PLNT | PLNT | PLNT | PLNT | PLNT
ACCT41110DITEXP | DITEXP | DITEXP | DITEXP | DITEXP | DITEXP | PLNT | PLNT | PLNT | PLNT | PLNT
ACCT41110TROJD | P | P | P | P | P | PLNT | PLNT | PLNT | PLNT | PLNT
ACCT41110IBT | IBT | IBT | IBT | IBT | IBT | PLNT | PLNT | PLNT | PLNT | PLNT
ACCT41120CIAC | DPW | DPW | DPW | DPW | DPW | PLNT | PLNT | PLNT | PLNT | PLNT
ACCT41120SCHMDEXP | GP | GP | GP | GP | GP | PLNT | PLNT | PLNT | PLNT | PLNT
ACCT41120TAXDEPR | TAXDEPR | TAXDEPR | TAXDEPR | TAXDEPR | TAXDEPR | PLNT | PLNT | PLNT | PLNT | PLNT
ACCT41110
ACCT41111S | GP | GP | GP | GP | GP | PLNT | PLNT | PLNT | PLNT | PLNT
ACCT41111SNP | GP | GP | GP | GP | GP | PLNT | PLNT | PLNT | PLNT | PLNT
ACCT41111DITEXP | DITEXP | DITEXP | DITEXP | DITEXP | DITEXP | PLNT | PLNT | PLNT | PLNT | PLNT
ACCT41111SNPD | PT | PT | PT | PT | PT | PLNT | PLNT | PLNT | PLNT | PLNT
ACCT41111SGCT | P | P | P | P | P | PLNT | PLNT | PLNT | PLNT | PLNT
ACCT41111DGP | PT | PT | PT | PT | PT | PLNT | PLNT | PLNT | PLNT | PLNT
ACCT41111BADDEBT | CUST | CUST | CUST | CUST | CUST | PLNT | PLNT | PLNT | PLNT | PLNT
ACCT41111GPS | GP | GP | GP | GP | GP | PLNT | PLNT | PLNT | PLNT | PLNT
ACCT41111SO | LABOR | LABOR | LABOR | LABOR | LABOR | DISom | DISom | DISom | DISom | DISom
ACCT41111SE | P | P | P | P | P | PLNT | PLNT | PLNT | PLNT | PLNT
ACCT41111TROJP | P | P | P | P | P | PLNT | PLNT | PLNT | PLNT | PLNT
ACCT41111SG | PT | PT | PT | PT | PT | PLNT | PLNT | PLNT | PLNT | PLNT
ACCT41111
SCHMAF-S | SCHMAF | SCHMAF | SCHMAF | SCHMAF | SCHMAF | PLNT | PLNT | PLNT | PLNT | PLNT
SCHMAF-SNP | SCHMAF | SCHMAF | SCHMAF | SCHMAF | SCHMAF | PLNT | PLNT | PLNT | PLNT | PLNT
SCHMAF-SO | SCHMAF | SCHMAF | SCHMAF | SCHMAF | SCHMAF | PLNT | PLNT | PLNT | PLNT | PLNT
SCHMAF-SE | SCHMAF | SCHMAF | SCHMAF | SCHMAF | SCHMAF | PLNT | PLNT | PLNT | PLNT | PLNT
SCHMAF-TROJP | SCHMAF | SCHMAF | SCHMAF | SCHMAF | SCHMAF | PLNT | PLNT | PLNT | PLNT | PLNT
SCHMAF-SG | SCHMAF | SCHMAF | SCHMAF | SCHMAF | SCHMAF | PLNT | PLNT | PLNT | PLNT | PLNT
SCHMAP-S | P | P | P | P | P | DRB | DRB | DRB | DRB | DRB
SCHMAP-SE | P | P | P | P | P | DRB | DRB | DRB | DRB | DRB
SCHMAP-SNP | LABOR | LABOR | LABOR | LABOR | LABOR | DISom | DISom | DISom | DISom | DISom
SCHMAP-SO | SCHMAP-SO | SCHMAP-SO | SCHMAP-SO | SCHMAP-SO | SCHMAP-SO | DISom | DISom | DISom | DISom | DISom
SCHMAP-SG | SCHMAP | SCHMAP | SCHMAP | SCHMAP | SCHMAP | DRB | DRB | DRB | DRB | DRB
SCHMAP-BADDEBT | BOOKDEPR | BOOKDEPR | BOOKDEPR | BOOKDEPR | BOOKDEPR | PLNT | PLNT | PLNT | PLNT | PLNT
SCHMAT-S | SCHMAT-SITUS | SCHMAT-SITUS | SCHMAT-SITUS | SCHMAT-SITUS | SCHMAT-SITUS | PLNT | PLNT | PLNT | PLNT | PLNT
SCHMAT-SGCT | P | P | P | P | P | DRB | DRB | DRB | DRB | DRB
SCHMAT-CIAC | DPW | DPW | DPW | DPW | DPW | PLNT | PLNT | PLNT | PLNT | PLNT
SCHMAT-SNP | SCHMAT-SNP | SCHMAT-SNP | SCHMAT-SNP | SCHMAT-SNP | SCHMAT-SNP | DISom | DISom | DISom | DISom | DISom
SCHMAT-TROJD | P | P | P | P | P | DRB | DRB | DRB | DRB | DRB
SCHMAT-SGCT | P | P | P | P | P | DRB | DRB | DRB | DRB | DRB
SCHMAT-SE | SCHMAT-SE | SCHMAT-SE | SCHMAT-SE | SCHMAT-SE | SCHMAT-SE | DRB | DRB | DRB | DRB | DRB
SCHMAT-SG | P | P | P | P | P | DRB | DRB | DRB | DRB | DRB
SCHMAT-GPS | SCHMAT | SCHMAT | SCHMAT | SCHMAT | SCHMAT | PLNT | PLNT | PLNT | PLNT | PLNT
SCHMAT-SO | SCHMAT-SO | SCHMAT-SO | SCHMAT-SO | SCHMAT-SO | SCHMAT-SO | DISom | DISom | DISom | DISom | DISom
SCHMAT-SNPD | SCHMAT-SNP | SCHMAT-SNP | SCHMAT-SNP | SCHMAT-SNP | SCHMAT-SNP | DISom | DISom | DISom | DISom | DISom
SCHMAT-BADDEBT | CUST | CUST | CUST | CUST | CUST | CUST | CUST | CUST | CUST | CUST
SCHMAT-TAXDEPR | P | P | P | P | P | DRB | DRB | DRB | DRB | DRB
SCHMAT-SCHMDEXP | BOOKDEPR | BOOKDEPR | BOOKDEPR | BOOKDEPR | BOOKDEPR | PLNT | PLNT | PLNT | PLNT | PLNT
SCHMDF-S | SCHMDF | SCHMDF | SCHMDF | SCHMDF | SCHMDF | PLNT | PLNT | PLNT | PLNT | PLNT
SCHMDF-DGP | SCHMDF | SCHMDF | SCHMDF | SCHMDF | SCHMDF | PLNT | PLNT | PLNT | PLNT | PLNT
SCHMDF-DGU | SCHMDF | SCHMDF | SCHMDF | SCHMDF | SCHMDF | PLNT | PLNT | PLNT | PLNT | PLNT
SCHMDP-S | SCHMDP | SCHMDP | SCHMDP | SCHMDP | SCHMDP | PLNT | PLNT | PLNT | PLNT | PLNT
SCHMDP-SE | P | P | P | P | P | DRB | DRB | DRB | DRB | DRB
SCHMDP-SNP | PTD | PTD | PTD | PTD | PTD | DISom | DISom | DISom | DISom | DISom
SCHMDP-IBT | IBT | IBT | IBT | IBT | IBT | DISom | DISom | DISom | DISom | DISom
SCHMDP-SG | P | P | P | P | P | DRB | DRB | DRB | DRB | DRB
SCHMDP-SO | P | P | P | P | P | DRB | DRB | DRB | DRB | DRB
SCHMDT-S | GP | GP | GP | GP | GP | PLNT | PLNT | PLNT | PLNT | PLNT
SCHMDT-BADDEBT | CUST | CUST | CUST | CUST | CUST | CUST | CUST | CUST | CUST | CUST
SCHMDT-SNP | SCHMDT-SNP | SCHMDT-SNP | SCHMDT-SNP | SCHMDT-SNP | SCHMDT-SNP | DISom | DISom | DISom | DISom | DISom
SCHMDT-CN | CUST | CUST | CUST | CUST | CUST | CUST | CUST | CUST | CUST | CUST
SCHMDT-TROJD | SCHMDT | SCHMDT | SCHMDT | SCHMDT | SCHMDT | PLNT | PLNT | PLNT | PLNT | PLNT
SCHMDT-DGP | CUST | CUST | CUST | CUST | CUST | CUST | CUST | CUST | CUST | CUST
SCHMDT-SE | P | P | P | P | P | DRB | DRB | DRB | DRB | DRB
SCHMDT-SG | SCHMDT-SG | SCHMDT-SG | SCHMDT-SG | SCHMDT-SG | SCHMDT-SG | DRB | DRB | DRB | DRB | DRB
SCHMDT-GPS | SCHMDT-GPS | SCHMDT-GPS | SCHMDT-GPS | SCHMDT-GPS | SCHMDT-GPS | PLNT | PLNT | PLNT | PLNT | PLNT
SCHMDT-SO | SCHMDT-SO | SCHMDT-SO | SCHMDT-SO | SCHMDT-SO | SCHMDT-SO | DISom | DISom | DISom | DISom | DISom
SCHMDT-TAXDEPR | TAXDEPR | TAXDEPR | TAXDEPR | TAXDEPR | TAXDEPR | DISom | DISom | DISom | DISom | DISom
SCHMDT-SNPD | DPW | DPW | DPW | DPW | DPW | PLNT | PLNT | PLNT | PLNT | PLNT
ACCT40911S | IBT | IBT | IBT | IBT | IBT | DRB | DRB | DRB | DRB | DRB
ACCT40911SO | IBT | IBT | IBT | IBT | IBT | DRB | DRB | DRB | DRB | DRB
ACCT40911DGU | P | P | P | P | P | DRB | DRB | DRB | DRB | DRB
ACCT40911IDSIT | IBT | IBT | IBT | IBT | IBT | DRB | DRB | DRB | DRB | DRB
ACCT40911
ACCTSTTAX | SIT | SIT | SIT | SIT | SIT | DRB | DRB | DRB | DRB | DRB
ACCT40910PMI | P | P | P | P | P
ACCT40910PTC | P | P | P | P | P
ACCT40910OTHER | P | P | P | P | P
ACCT40910LABOR | LABOR | LABOR | LABOR | LABOR | LABOR
ACCTFIT | FIT | FIT | FIT | FIT | FIT | DRB | DRB | DRB | DRB | DRB
ACCT310SG | P | P | P | P | P
ACCT310SG | P | P | P | P | P
ACCT310SG | P | P | P | P | P
ACCT310S | P | P | P | P | P
ACCT310SG | P | P | P | P | P
ACCT310
ACCT311SG | P | P | P | P | P
ACCT311SG | P | P | P | P | P
ACCT311SG | P | P | P | P | P
ACCT311SG | P | P | P | P | P
ACCT311
ACCT312SG | P | P | P | P | P
ACCT312SG | P | P | P | P | P
ACCT312SG | P | P | P | P | P
ACCT312SG | P | P | P | P | P
ACCT312
ACCT314SG | P | P | P | P | P
ACCT314SG | P | P | P | P | P
ACCT314SG | P | P | P | P | P
ACCT314SG | P | P | P | P | P
ACCT314
ACCT315SG | P | P | P | P | P
ACCT315SG | P | P | P | P | P
ACCT315SG | P | P | P | P | P
ACCT315SG | P | P | P | P | P
ACCT315
ACCT316SG | P | P | P | P | P
ACCT316SG | P | P | P | P | P
ACCT316SG | P | P | P | P | P
ACCT316SG | P | P | P | P | P
ACCT316
ACCTS00SG | P | P | P | P | P
ACCTS00
ACCT320SG | P | P | P | P | P
ACCT320
ACCT321SG | P | P | P | P | P
ACCT321
ACCT322SG | P | P | P | P | P
ACCT322
ACCT323SG | P | P | P | P | P
ACCT323
ACCT324SG | P | P | P | P | P
ACCT324
ACCT325SG | P | P | P | P | P
ACCT325
ACCTN00SGP | P | P | P | P | P
ACCTN00
ACCT330DGP | P | P | P | P | P
ACCT330SG | P | P | P | P | P
ACCT330SG | P | P | P | P | P
ACCT330SG | P | P | P | P | P
ACCT330
ACCT331DGP | P | P | P | P | P
ACCT331SG | P | P | P | P | P
ACCT331SG | P | P | P | P | P
ACCT331SG | P | P | P | P | P
ACCT331
ACCT332DGP | P | P | P | P | P
ACCT332SG | P | P | P | P | P
ACCT332SG | P | P | P | P | P
ACCT332SG | P | P | P | P | P
ACCT332
ACCT333DGP | P | P | P | P | P
ACCT333SG | P | P | P | P | P
ACCT333SG | P | P | P | P | P
ACCT333SG | P | P | P | P | P
ACCT333
ACCT334DGP | P | P | P | P | P
ACCT334SG | P | P | P | P | P
ACCT334SG | P | P | P | P | P
ACCT334SG | P | P | P | P | P
ACCT334
ACCT335DGP | P | P | P | P | P
ACCT335SG | P | P | P | P | P
ACCT335SG | P | P | P | P | P
ACCT335SG | P | P | P | P | P
ACCT335
ACCT336DGP | P | P | P | P | P
ACCT336SG | P | P | P | P | P
ACCT336SG | P | P | P | P | P
ACCT336SG | P | P | P | P | P
ACCT336
ACCTH00DGP | P | P | P | P | P
ACCTH00SG | P | P | P | P | P
ACCTH00
ACCT340SG | P | P | P | P | P
ACCT340SG | P | P | P | P | P
ACCT340SG | P | P | P | P | P
ACCT340
ACCT341SG | P | P | P | P | P
ACCT341SG | P | P | P | P | P
ACCT341SG-W | P | P | P | P | P
ACCT341SG | P | P | P | P | P
ACCT341
ACCT342SG | P | P | P | P | P
ACCT342SG | P | P | P | P | P
ACCT342SG | P | P | P | P | P
ACCT342
ACCT343S | P | P | P | P | P
ACCT343SG | P | P | P | P | P
ACCT343SG-W | P | P | P | P | P
ACCT343SG | P | P | P | P | P
ACCT343
ACCT344S | P | P | P | P | P
ACCT344SG | P | P | P | P | P
ACCT344SG-W | P | P | P | P | P
ACCT344SG | P | P | P | P | P
ACCT344
ACCT345SG | P | P | P | P | P
ACCT345SG-W | P | P | P | P | P
ACCT345SG | P | P | P | P | P
ACCT345SG | P | P | P | P | P
ACCT345
ACCT346SG | P | P | P | P | P
ACCT346SG-W | P | P | P | P | P
ACCT346SG | P | P | P | P | P
ACCT346
ACCTO00S | P | P | P | P | P
ACCTO00SG | P | P | P | P | P
ACCTO00
ACCT300SG | P | P | P | P | P
ACCT103
ACCT350SG | T | T | T | T | T
ACCT350SG | T | T | T | T | T
ACCT350SG | T | T | T | T | T
ACCT350
ACCT352S | T | T | T | T | T
ACCT352SG | T | T | T | T | T
ACCT352SG | T | T | T | T | T
ACCT352SG | T | T | T | T | T
ACCT352
ACCT353SG | T | T | T | T | T
ACCT353SG | T | T | T | T | T
ACCT353SG | T | T | T | T | T
ACCT353
ACCT354SG | T | T | T | T | T
ACCT354SG | T | T | T | T | T
ACCT354SG | T | T | T | T | T
ACCT354
ACCT355SG | T | T | T | T | T
ACCT355SG | T | T | T | T | T
ACCT355SG | T | T | T | T | T
ACCT355
ACCT356SG | T | T | T | T | T
ACCT356SG | T | T | T | T | T
ACCT356SG | T | T | T | T | T
ACCT356
ACCT357SG | T | T | T | T | T
ACCT357SG | T | T | T | T | T
ACCT357SG | T | T | T | T | T
ACCT357
ACCT358SG | T | T | T | T | T
ACCT358SG | T | T | T | T | T
ACCT358SG | T | T | T | T | T
ACCT358
ACCT359SG | T | T | T | T | T
ACCT359SG | T | T | T | T | T
ACCT359SG | T | T | T | T | T
ACCT359
ACCTT00SG | T | T | T | T | T
ACCTT00
ACCTTS0SG | T | T | T | T | T
ACCTTS0
ACCT360A | DPW | DPW | DPW | DPW | DPW | PLNT2 | PLNT2 | PLNT2 | PLNT2 | PLNT2
ACCT360
ACCT361A | DPW | DPW | DPW | DPW | DPW | PLNT2 | PLNT2 | PLNT2 | PLNT2 | PLNT2
ACCT361
ACCT362A | DPW | DPW | DPW | DPW | DPW | SUBS | SUBS | SUBS | SUBS | SUBS
ACCT362
ACCT364A | DPW | DPW | DPW | DPW | DPW | PC | PC | PC | PC | PC
ACCT364
ACCT365DS | DPW | DPW | DPW | DPW | DPW | PC | PC | PC | PC | PC
ACCT365
ACCT366DS | DPW | DPW | DPW | DPW | DPW | PC | PC | PC | PC | PC
ACCT366
ACCT367DS | DPW | DPW | DPW | DPW | DPW | PC | PC | PC | PC | PC
ACCT367
ACCT368DS | DPW | DPW | DPW | DPW | DPW | XFMR | XFMR | XFMR | XFMR | XFMR
ACCT368
ACCT369A | DPW | DPW | DPW | DPW | DPW | SERV | SERV | SERV | SERV | SERV
ACCT369
ACCT370A | DPW | DPW | DPW | DPW | DPW | METR | METR | METR | METR | METR
ACCT370
ACCT371DS | DPW | DPW | DPW | DPW | DPW | PC | PC | PC | PC | PC
ACCT371
ACCT372DS | DPW | DPW | DPW | DPW | DPW | PLNT2 | PLNT2 | PLNT2 | PLNT2 | PLNT2
ACCT372
ACCT373PA | DPW | DPW | DPW | DPW | DPW | PC | PC | PC | PC | PC
ACCT373
ACCTD00S | DPW | DPW | DPW | DPW | DPW | PLNT2 | PLNT2 | PLNT2 | PLNT2 | PLNT2
ACCTD00
ACCTDS0S | DPW | DPW | DPW | DPW | DPW | PLNT2 | PLNT2 | PLNT2 | PLNT2 | PLNT2
ACCTDS0
ACCT389S | G-SITUS | G-SITUS | G-SITUS | G-SITUS | G-SITUS | PLNT | PLNT | PLNT | PLNT | PLNT
ACCT389CN | CUST | CUST | CUST | CUST | CUST | CUST | CUST | CUST | CUST | CUST
ACCT389SG | PT | PT | PT | PT | PT | PLNT | PLNT | PLNT | PLNT | PLNT
ACCT389SG | G-SG | G-SG | G-SG | G-SG | G-SG | PLNT | PLNT | PLNT | PLNT | PLNT
ACCT389SO | PTD | PTD | PTD | PTD | PTD | PLNT | PLNT | PLNT | PLNT | PLNT
ACCT389
ACCT390S | G-SITUS | G-SITUS | G-SITUS | G-SITUS | G-SITUS | PLNT | PLNT | PLNT | PLNT | PLNT
ACCT390DGP | G-DGU | G-DGU | G-DGU | G-DGU | G-DGU | PLNT | PLNT | PLNT | PLNT | PLNT
ACCT390DGP | G-DGU | G-DGU | G-DGU | G-DGU | G-DGU | PLNT | PLNT | PLNT | PLNT | PLNT
ACCT390DGU | P | P | P | P | P | PLNT | PLNT | PLNT | PLNT | PLNT
ACCT390CN | CUST | CUST | CUST | CUST | CUST | CUST | CUST | CUST | CUST | CUST
ACCT390SG | G-SG | G-SG | G-SG | G-SG | G-SG | PLNT | PLNT | PLNT | PLNT | PLNT
ACCT390SO | PTD | PTD | PTD | PTD | PTD | PLNT | PLNT | PLNT | PLNT | PLNT
ACCT391S | G-SITUS | G-SITUS | G-SITUS | G-SITUS | G-SITUS | PLNT | PLNT | PLNT | PLNT | PLNT
ACCT391SG | PT | PT | PT | PT | PT | PLNT | PLNT | PLNT | PLNT | PLNT
ACCT391SG | PT | PT | PT | PT | PT | PLNT | PLNT | PLNT | PLNT | PLNT
ACCT391CN | CUST | CUST | CUST | CUST | CUST | CUST | CUST | CUST | CUST | CUST
ACCT391SG | G-SG | G-SG | G-SG | G-SG | G-SG | PLNT | PLNT | PLNT | PLNT | PLNT
ACCT391SE | P | P | P | P | P | PLNT | PLNT | PLNT | PLNT | PLNT
ACCT391SO | PTD | PTD | PTD | PTD | PTD | PLNT | PLNT | PLNT | PLNT | PLNT
ACCT391SG | G-SG | G-SG | G-SG | G-SG | G-SG | PLNT | PLNT | PLNT | PLNT | PLNT
ACCT391SG | P | P | P | P | P | PLNT | PLNT | PLNT | PLNT | PLNT
ACCT391
ACCT392S | G-SITUS | G-SITUS | G-SITUS | G-SITUS | G-SITUS | PLNT | PLNT | PLNT | PLNT | PLNT
ACCT392SO | PTD | PTD | PTD | PTD | PTD | PLNT | PLNT | PLNT | PLNT | PLNT
ACCT392SG | G-SG | G-SG | G-SG | G-SG | G-SG | PLNT | PLNT | PLNT | PLNT | PLNT
ACCT392CN | CUST | CUST | CUST | CUST | CUST | CUST | CUST | CUST | CUST | CUST
ACCT392SG | PT | PT | PT | PT | PT | PLNT | PLNT | PLNT | PLNT | PLNT
ACCT392SE | P | P | P | P | P | PLNT | PLNT | PLNT | PLNT | PLNT
ACCT392DGP | G-DGP | G-DGP | G-DGP | G-DGP | G-DGP | PLNT | PLNT | PLNT | PLNT | PLNT
ACCT392SG | G-SG | G-SG | G-SG | G-SG | G-SG | PLNT | PLNT | PLNT | PLNT | PLNT
ACCT392SG | G-DGU | G-DGU | G-DGU | G-DGU | G-DGU | PLNT | PLNT | PLNT | PLNT | PLNT
ACCT392
ACCT393S | G-SITUS | G-SITUS | G-SITUS | G-SITUS | G-SITUS | PLNT | PLNT | PLNT | PLNT | PLNT
ACCT393SG | PT | PT | PT | PT | PT | PLNT | PLNT | PLNT | PLNT | PLNT
ACCT393SG | PT | PT | PT | PT | PT | PLNT | PLNT | PLNT | PLNT | PLNT
ACCT393SO | PTD | PTD | PTD | PTD | PTD | PLNT | PLNT | PLNT | PLNT | PLNT
ACCT393SG | G-SG | G-SG | G-SG | G-SG | G-SG | PLNT | PLNT | PLNT | PLNT | PLNT
ACCT393SG | G-DGU | G-DGU | G-DGU | G-DGU | G-DGU | PLNT | PLNT | PLNT | PLNT | PLNT
ACCT393
ACCT394S | G-SITUS | G-SITUS | G-SITUS | G-SITUS | G-SITUS | PLNT | PLNT | PLNT | PLNT | PLNT
ACCT394SG | PT | PT | PT | PT | PT | PLNT | PLNT | PLNT | PLNT | PLNT
ACCT394SG | G-SG | G-SG | G-SG | G-SG | G-SG | PLNT | PLNT | PLNT | PLNT | PLNT
ACCT394SO | PTD | PTD | PTD | PTD | PTD | PLNT | PLNT | PLNT | PLNT | PLNT
ACCT392SE | P | P | P | P | P | PLNT | PLNT | PLNT | PLNT | PLNT
ACCT394DGU | PT | PT | PT | PT | PT | PLNT | PLNT | PLNT | PLNT | PLNT
ACCT394SG | G-SG | G-SG | G-SG | G-SG | G-SG | PLNT | PLNT | PLNT | PLNT | PLNT
ACCT394SG | G-SG | G-SG | G-SG | G-SG | G-SG | PLNT | PLNT | PLNT | PLNT | PLNT
ACCT394
ACCT395S | G-SITUS | G-SITUS | G-SITUS | G-SITUS | G-SITUS | PLNT | PLNT | PLNT | PLNT | PLNT
ACCT395SG | PT | PT | PT | PT | PT | PLNT | PLNT | PLNT | PLNT | PLNT
ACCT395SG | PT | PT | PT | PT | PT | PLNT | PLNT | PLNT | PLNT | PLNT
ACCT395SO | PTD | PTD | PTD | PTD | PTD | PLNT | PLNT | PLNT | PLNT | PLNT
ACCT395SE | P | P | P | P | P | PLNT | PLNT | PLNT | PLNT | PLNT
ACCT395SG | G-SG | G-SG | G-SG | G-SG | G-SG | PLNT | PLNT | PLNT | PLNT | PLNT
ACCT395SG | G-SG | G-SG | G-SG | G-SG | G-SG | PLNT | PLNT | PLNT | PLNT | PLNT
ACCT395SG | G-SG | G-SG | G-SG | G-SG | G-SG | PLNT | PLNT | PLNT | PLNT | PLNT
ACCT395
ACCT396S | G-SITUS | G-SITUS | G-SITUS | G-SITUS | G-SITUS | PLNT | PLNT | PLNT | PLNT | PLNT
ACCT396SG | G-DGP | G-DGP | G-DGP | G-DGP | G-DGP | PLNT | PLNT | PLNT | PLNT | PLNT
ACCT396SG | G-SG | G-SG | G-SG | G-SG | G-SG | PLNT | PLNT | PLNT | PLNT | PLNT
ACCT396SO | PTD | PTD | PTD | PTD | PTD | PLNT | PLNT | PLNT | PLNT | PLNT
ACCT396SG | G-DGU | G-DGU | G-DGU | G-DGU | G-DGU | PLNT | PLNT | PLNT | PLNT | PLNT
ACCT396SE | P | P | P | P | P | PLNT | PLNT | PLNT | PLNT | PLNT
ACCT396SG | G-SG | G-SG | G-SG | G-SG | G-SG | PLNT | PLNT | PLNT | PLNT | PLNT
ACCT396SG | G-SG | G-SG | G-SG | G-SG | G-SG | PLNT | PLNT | PLNT | PLNT | PLNT
ACCT396
ACCT397S | G-SITUS | G-SITUS | G-SITUS | G-SITUS | G-SITUS | PLNT | PLNT | PLNT | PLNT | PLNT
ACCT397SG | G-DGP | G-DGP | G-DGP | G-DGP | G-DGP | PLNT | PLNT | PLNT | PLNT | PLNT
ACCT397SG | G-DGU | G-DGU | G-DGU | G-DGU | G-DGU | PLNT | PLNT | PLNT | PLNT | PLNT
ACCT397SO | PTD | PTD | PTD | PTD | PTD | PLNT | PLNT | PLNT | PLNT | PLNT
ACCT392CN | CUST | CUST | CUST | CUST | CUST | PLNT | PLNT | PLNT | PLNT | PLNT
ACCT397SG | G-SG | G-SG | G-SG | G-SG | G-SG | PLNT | PLNT | PLNT | PLNT | PLNT
ACCT397SE | P | P | P | P | P | PLNT | PLNT | PLNT | PLNT | PLNT
ACCT397SG | G-SG | G-SG | G-SG | G-SG | G-SG | PLNT | PLNT | PLNT | PLNT | PLNT
ACCT397SG | G-SG | G-SG | G-SG | G-SG | G-SG | PLNT | PLNT | PLNT | PLNT | PLNT
ACCT397
ACCT398S | G-SITUS | G-SITUS | G-SITUS | G-SITUS | G-SITUS | PLNT | PLNT | PLNT | PLNT | PLNT
ACCT398SG | PT | PT | PT | PT | PT | PLNT | PLNT | PLNT | PLNT | PLNT
ACCT398SG | PT | PT | PT | PT | PT | PLNT | PLNT | PLNT | PLNT | PLNT
ACCT398CN | CUST | CUST | CUST | CUST | CUST | CUST | CUST | CUST | CUST | CUST
ACCT398SO | PTD | PTD | PTD | PTD | PTD | PLNT | PLNT | PLNT | PLNT | PLNT
ACCT398SE | P | P | P | P | P | PLNT | PLNT | PLNT | PLNT | PLNT
ACCT398SG | G-SG | G-SG | G-SG | G-SG | G-SG | PLNT | PLNT | PLNT | PLNT | PLNT
ACCT398SG | G-SG | G-SG | G-SG | G-SG | G-SG | PLNT | PLNT | PLNT | PLNT | PLNT
ACCT398
ACCT399SEP | P | P | P | P | P | ZERO | ZERO | ZERO | ZERO | ZERO
ACCT399SEU | P | P | P | P | P | ZERO | ZERO | ZERO | ZERO | ZERO
ACCT399
ACCT99LSE | P | P | P | P | P | PLNT | PLNT | PLNT | PLNT | PLNT
ACCT399L
ACCT399LRCL | P | P | P | P | P | PLNT | PLNT | PLNT | PLNT | PLNT
ACCT390LS | G-SITUS | G-SITUS | G-SITUS | G-SITUS | G-SITUS | PLNT | PLNT | PLNT | PLNT | PLNT
ACCT390LSG | P | P | P | P | P | PLNT | PLNT | PLNT | PLNT | PLNT
ACCT390LSO | PTD | PTD | PTD | PTD | PTD | PLNT | PLNT | PLNT | PLNT | PLNT
ACCT390L
ACCT390LRCL
ACCT392LSOP | LABOR | LABOR | LABOR | LABOR | LABOR | PLNT | PLNT | PLNT | PLNT | PLNT
ACCT392L
ACCT392LRCL | PTD | PTD | PTD | PTD | PTD | PLNT | PLNT | PLNT | PLNT | PLNT
ACCTG00S | G-SITUS | G-SITUS | G-SITUS | G-SITUS | G-SITUS | PLNT | PLNT | PLNT | PLNT | PLNT
ACCTG00SO | PTD | PTD | PTD | PTD | PTD | PLNT | PLNT | PLNT | PLNT | PLNT
ACCTG00CN | CUST | CUST | CUST | CUST | CUST | CUST | CUST | CUST | CUST | CUST
ACCTG00SG | G-SG | G-SG | G-SG | G-SG | G-SG | PLNT | PLNT | PLNT | PLNT | PLNT
ACCTG00SG | PT | PT | PT | PT | PT | PLNT | PLNT | PLNT | PLNT | PLNT
ACCTG00SG | PT | PT | PT | PT | PT | PLNT | PLNT | PLNT | PLNT | PLNT
ACCTG00
ACCT399GS | G-SITUS | G-SITUS | G-SITUS | G-SITUS | G-SITUS | PLNT | PLNT | PLNT | PLNT | PLNT
ACCT399GSO | PTD | PTD | PTD | PTD | PTD | PLNT | PLNT | PLNT | PLNT | PLNT
ACCT399GSG | G-SG | G-SG | G-SG | G-SG | G-SG | PLNT | PLNT | PLNT | PLNT | PLNT
ACCT399SG | PT | PT | PT | PT | PT | PLNT | PLNT | PLNT | PLNT | PLNT
ACCT399SG | PT | PT | PT | PT | PT | PLNT | PLNT | PLNT | PLNT | PLNT
ACCT399G
ACCT301S | I-SITUS | I-SITUS | I-SITUS | I-SITUS | I-SITUS | PLNT | PLNT | PLNT | PLNT | PLNT
ACCT301SO | PTD | PTD | PTD | PTD | PTD | PLNT | PLNT | PLNT | PLNT | PLNT
ACCT301SG | I-SG | I-SG | I-SG | I-SG | I-SG | PLNT | PLNT | PLNT | PLNT | PLNT
ACCT301
ACCT302S | I-SITUS | I-SITUS | I-SITUS | I-SITUS | I-SITUS | PLNT | PLNT | PLNT | PLNT | PLNT
ACCT302SG | I-SG | I-SG | I-SG | I-SG | I-SG | PLNT | PLNT | PLNT | PLNT | PLNT
ACCT302SG | I-SG | I-SG | I-SG | I-SG | I-SG | PLNT | PLNT | PLNT | PLNT | PLNT
ACCT302SG | I-SG | I-SG | I-SG | I-SG | I-SG | PLNT | PLNT | PLNT | PLNT | PLNT
ACCT302DGP | P | P | P | P | P | PLNT | PLNT | PLNT | PLNT | PLNT
ACCT302DGU | P | P | P | P | P | PLNT | PLNT | PLNT | PLNT | PLNT
ACCT302
ACCT303S | I-SITUS | I-SITUS | I-SITUS | I-SITUS | I-SITUS | PLNT | PLNT | PLNT | PLNT | PLNT
ACCT303SG | I-SG | I-SG | I-SG | I-SG | I-SG | PLNT | PLNT | PLNT | PLNT | PLNT
ACCT303SO | PTD | PTD | PTD | PTD | PTD | PLNT | PLNT | PLNT | PLNT | PLNT
ACCT303SE | P | P | P | P | P | PLNT | PLNT | PLNT | PLNT | PLNT
ACCT303CN | CUST | CUST | CUST | CUST | CUST | CUST | CUST | CUST | CUST | CUST
ACCT303SG | P | P | P | P | P | PLNT | PLNT | PLNT | PLNT | PLNT
ACCT303SG | I-DGP | I-DGP | I-DGP | I-DGP | I-DGP | PLNT | PLNT | PLNT | PLNT | PLNT
ACCT303 | I-SITUS | I-SITUS | I-SITUS | I-SITUS | I-SITUS | PLNT | PLNT | PLNT | PLNT | PLNT
ACCTI00S | I-SITUS | I-SITUS | I-SITUS | I-SITUS | I-SITUS | PLNT | PLNT | PLNT | PLNT | PLNT
ACCTI00SG | I-SG | I-SG | I-SG | I-SG | I-SG | PLNT | PLNT | PLNT | PLNT | PLNT
ACCTI00DGU | P | P | P | P | P | PLNT | PLNT | PLNT | PLNT | PLNT
ACCTI00SO | PTD | PTD | PTD | PTD | PTD | PLNT | PLNT | PLNT | PLNT | PLNT
ACCTI00
ACCT105S | DPW | DPW | DPW | DPW | DPW | PLNT | PLNT | PLNT | PLNT | PLNT
ACCT105SG | P | P | P | P | P | PLNT | PLNT | PLNT | PLNT | PLNT
ACCT105SG | T | T | T | T | T | PLNT | PLNT | PLNT | PLNT | PLNT
ACCT105SG | P | P | P | P | P | PLNT | PLNT | PLNT | PLNT | PLNT
ACCT105SEU | P | P | P | P | P | PLNT | PLNT | PLNT | PLNT | PLNT
ACCT105SNPG | G | G | G | G | G | PLNT | PLNT | PLNT | PLNT | PLNT
ACCT105
ACCT114S | P | P | P | P | P | PLNT | PLNT | PLNT | PLNT | PLNT
ACCT114SG | P | P | P | P | P | PLNT | PLNT | PLNT | PLNT | PLNT
ACCT114DGP | P | P | P | P | P | PLNT | PLNT | PLNT | PLNT | PLNT
ACCT114
ACCT115S | P | P | P | P | P | PLNT | PLNT | PLNT | PLNT | PLNT
ACCT115SG | P | P | P | P | P | PLNT | PLNT | PLNT | PLNT | PLNT
ACCT115DGP | P | P | P | P | P | PLNT | PLNT | PLNT | PLNT | PLNT
ACCT115
ACCT120SE | LABOR | LABOR | LABOR | LABOR | LABOR | PLNT | PLNT | PLNT | PLNT | PLNT
ACCT120
ACCT124S | DMSC | DMSC | DMSC | DMSC | DMSC | MISC | MISC | MISC | MISC | MISC
ACCT124SO | DMSC | DMSC | DMSC | DMSC | DMSC | MISC | MISC | MISC | MISC | MISC
ACCT124
ACCT182S | DMSC | DMSC | DMSC | DMSC | DMSC | MISC | MISC | MISC | MISC | MISC
ACCT182SG | DMSC | DMSC | DMSC | DMSC | DMSC | MISC | MISC | MISC | MISC | MISC
ACCT182SGCT | DMSC | DMSC | DMSC | DMSC | DMSC | MISC | MISC | MISC | MISC | MISC
ACCT182SO | DMSC | DMSC | DMSC | DMSC | DMSC | MISC | MISC | MISC | MISC | MISC
ACCT182
ACCT186S | DMSC | DMSC | DMSC | DMSC | DMSC | MISC | MISC | MISC | MISC | MISC
ACCT186CN | CUST | DMSC | CUST | CUST | CUST | CUST | CUST | CUST | CUST | CUST
ACCT186CNP | CUST | DMSC | CUST | CUST | CUST | CUST | CUST | CUST | CUST | CUST
ACCT186SG | DMSC | DMSC | DMSC | DMSC | DMSC | MISC | MISC | MISC | MISC | MISC
ACCT186SO | DMSC | DMSC | DMSC | DMSC | DMSC | MISC | MISC | MISC | MISC | MISC
ACCT186
ACCT151SE | P | P | P | P | P | PLNT | PLNT | PLNT | PLNT | PLNT
ACCT151SE | P | P | P | P | P | PLNT | PLNT | PLNT | PLNT | PLNT
ACCT151SE | P | P | P | P | P | PLNT | PLNT | PLNT | PLNT | PLNT
ACCT151
ACCT152SE | P | P | P | P | P | PLNT | PLNT | PLNT | PLNT | PLNT
ACCT152
ACCT25316SE | P | P | P | P | P | PLNT | PLNT | PLNT | PLNT | PLNT
ACCT25316
ACCT25317SE | P | P | P | P | P | PLNT | PLNT | PLNT | PLNT | PLNT
ACCT25317
ACCT25319SE | P | P | P | P | P | PLNT | PLNT | PLNT | PLNT | PLNT
ACCT25319
ACCT154S | MSS | MSS | MSS | MSS | MSS | PLNT | PLNT | PLNT | PLNT | PLNT
ACCT154SG | MSS | MSS | MSS | MSS | MSS | PLNT | PLNT | PLNT | PLNT | PLNT
ACCT154SE | MSS | MSS | MSS | MSS | MSS | PLNT | PLNT | PLNT | PLNT | PLNT
ACCT154SO | MSS | MSS | MSS | MSS | MSS | PLNT | PLNT | PLNT | PLNT | PLNT
ACCT154SG | MSS | MSS | MSS | MSS | MSS | PLNT | PLNT | PLNT | PLNT | PLNT
ACCT154SG | MSS | MSS | MSS | MSS | MSS | PLNT | PLNT | PLNT | PLNT | PLNT
ACCT154SNPD | MSS | MSS | MSS | MSS | MSS | PLNT | PLNT | PLNT | PLNT | PLNT
ACCT154SG | MSS | MSS | MSS | MSS | MSS | PLNT | PLNT | PLNT | PLNT | PLNT
ACCT154SG | MSS | MSS | MSS | MSS | MSS | PLNT | PLNT | PLNT | PLNT | PLNT
ACCT154SG | MSS | MSS | MSS | MSS | MSS | PLNT | PLNT | PLNT | PLNT | PLNT
ACCT154SG | MSS | MSS | MSS | MSS | MSS | PLNT | PLNT | PLNT | PLNT | PLNT
ACCT154SG | MSS | MSS | MSS | MSS | MSS | PLNT | PLNT | PLNT | PLNT | PLNT
ACCT154SG | MSS | MSS | MSS | MSS | MSS | PLNT | PLNT | PLNT | PLNT | PLNT
ACCT154
ACCT163SO | MSS | MSS | MSS | MSS | MSS | PLNT | PLNT | PLNT | PLNT | PLNT
ACCT163
ACCT25318SG | MSS | MSS | MSS | MSS | MSS | PLNT | PLNT | PLNT | PLNT | PLNT
ACCT25318
ACCT165S | DMSC | DMSC | DMSC | DMSC | DMSC | PLNT | PLNT | PLNT | PLNT | PLNT
ACCT165GPS | GP | GP | GP | GP | GP | PLNT | PLNT | PLNT | PLNT | PLNT
ACCT165SG | PT | PT | PT | PT | PT | PLNT | PLNT | PLNT | PLNT | PLNT
ACCT165SE | P | P | P | P | P | PLNT | PLNT | PLNT | PLNT | PLNT
ACCT165SO | PTD | PTD | PTD | PTD | PTD | PLNT | PLNT | PLNT | PLNT | PLNT
ACCT165
ACCT182MS | DDS2 | DDS2 | DDS2 | DDS2 | DDS2 | PLNT | PLNT | PLNT | PLNT | PLNT
ACCT182MSG | DEFSG | DEFSG | DEFSG | DEFSG | DEFSG | PLNT | PLNT | PLNT | PLNT | PLNT
ACCT182MSSGCT | P | P | P | P | P | PLNT | PLNT | PLNT | PLNT | PLNT
ACCT182MSG-P | DEFSG | DEFSG | DEFSG | DEFSG | DEFSG | PLNT | PLNT | PLNT | PLNT | PLNT
ACCT182MSE | P | P | P | P | P | PLNT | PLNT | PLNT | PLNT | PLNT
ACCT182MSG | P | P | P | P | P | PLNT | PLNT | PLNT | PLNT | PLNT
ACCT182MSO | DDSO2 | DDSO2 | DDSO2 | DDSO2 | DDSO2 | PLNT | PLNT | PLNT | PLNT | PLNT
ACCT182M
ACCT186MS | LABOR | LABOR | LABOR | LABOR | LABOR | PLNT | PLNT | PLNT | PLNT | PLNT
ACCT186MSG | P | P | P | P | P | PLNT | PLNT | PLNT | PLNT | PLNT
ACCT186MSG | P | P | P | P | P | PLNT | PLNT | PLNT | PLNT | PLNT
ACCT186MSG | DEFSG | DEFSG | DEFSG | DEFSG | DEFSG | PLNT | PLNT | PLNT | PLNT | PLNT
ACCT186MSO | LABOR | LABOR | LABOR | LABOR | LABOR | PLNT | PLNT | PLNT | PLNT | PLNT
ACCT186MSE | P | P | P | P | P | PLNT | PLNT | PLNT | PLNT | PLNT
ACCT186MSG | P | P | P | P | P | PLNT | PLNT | PLNT | PLNT | PLNT
ACCT186MEXCTAX | GP | GP | GP | GP | GP | PLNT | PLNT | PLNT | PLNT | PLNT
ACCT186M
ACCTCWCS | CWC | CWC | CWC | CWC | CWC | PLNT | PLNT | PLNT | PLNT | PLNT
ACCTCWCSO | CWC | CWC | CWC | CWC | CWC | PLNT | PLNT | PLNT | PLNT | PLNT
ACCTCWCSE | CWC | CWC | CWC | CWC | CWC | PLNT | PLNT | PLNT | PLNT | PLNT
ACCTCWC
ACCTOWCSNP | GP | GP | GP | GP | GP | PLNT | PLNT | PLNT | PLNT | PLNT
ACCTOWCSG | GP | GP | GP | GP | GP | PLNT | PLNT | PLNT | PLNT | PLNT
ACCTOWCSO | P | P | P | P | P | PLNT | PLNT | PLNT | PLNT | PLNT
ACCTOWCSO | PTD | PTD | PTD | PTD | PTD | PLNT | PLNT | PLNT | PLNT | PLNT
ACCTOWCSE | P | P | P | P | P | PLNT | PLNT | PLNT | PLNT | PLNT
ACCTOWCSE | T | T | T | T | T | PLNT | PLNT | PLNT | PLNT | PLNT
ACCTOWCSE | P | P | P | P | P | PLNT | PLNT | PLNT | PLNT | PLNT
ACCTOWCDEU | P | P | P | P | P | PLNT | PLNT | PLNT | PLNT | PLNT
ACCTOWCSECH | P | P | P | P | P | PLNT | PLNT | PLNT | PLNT | PLNT
ACCTOWC
ACCT18221S | P | P | P | P | P | PLNT | PLNT | PLNT | PLNT | PLNT
ACCT18221
ACCT18222S | P | P | P | P | P | PLNT | PLNT | PLNT | PLNT | PLNT
ACCT18222TROJP | P | P | P | P | P | PLNT | PLNT | PLNT | PLNT | PLNT
ACCT18222TROJD | P | P | P | P | P | PLNT | PLNT | PLNT | PLNT | PLNT
ACCT18222
ACCT1869S | P | P | P | P | P | PLNT | PLNT | PLNT | PLNT | PLNT
ACCT1869SG | P | P | P | P | P | PLNT | PLNT | PLNT | PLNT | PLNT
ACCT1869
ACCT141DGU | P | P | P | P | P | PLNT | PLNT | PLNT | PLNT | PLNT
ACCT141
ACCT235S | CUST | CUST | CUST | CUST | CUST | CUST | CUST | CUST | CUST | CUST
ACCT235
ACCT2281SO | PTD | PTD | PTD | PTD | PTD | PLNT | PLNT | PLNT | PLNT | PLNT
ACCT2281
ACCT228SO | PTD | PTD | PTD | PTD | PTD | PLNT | PLNT | PLNT | PLNT | PLNT
ACCT2282
ACCT2283SG | P | P | P | P | P | PLNT | PLNT | PLNT | PLNT | PLNT
ACCT2283SO | PTD | PTD | PTD | PTD | PTD | PLNT | PLNT | PLNT | PLNT | PLNT
ACCT2283
ACCT25335SE | P | P | P | P | P | PLNT | PLNT | PLNT | PLNT | PLNT
ACCT25335
ACCT22844SG | P | P | P | P | P | PLNT | PLNT | PLNT | PLNT | PLNT
ACCT22844SG
ACCT254SE | PTD | PTD | PTD | PTD | PTD | PLNT | PLNT | PLNT | PLNT | PLNT
ACCT254S | P | P | P | P | P | PLNT | PLNT | PLNT | PLNT | PLNT
ACCT254
ACCT230TROJD | P | P | P | P | P | PLNT | PLNT | PLNT | PLNT | PLNT
ACCT254105TROJD | P | P | P | P | P | PLNT | PLNT | PLNT | PLNT | PLNT
ACCT252S | DPW | DPW | DPW | DPW | DPW | PLNT | PLNT | PLNT | PLNT | PLNT
ACCT252SE | DPW | DPW | DPW | DPW | DPW | PLNT | PLNT | PLNT | PLNT | PLNT
ACCT252SG | T | T | T | T | T | PLNT | PLNT | PLNT | PLNT | PLNT
ACCT252SO | DPW | DPW | DPW | DPW | DPW | PLNT | PLNT | PLNT | PLNT | PLNT
ACCT252CN | CUST | CUST | CUST | CUST | CUST | CUST | CUST | CUST | CUST | CUST
ACCT252
ACCT25398SE | P | P | P | P | P | PLNT | PLNT | PLNT | PLNT | PLNT
ACCT25399S | P | P | P | P | P | PLNT | PLNT | PLNT | PLNT | PLNT
ACCT25399SO | LABOR | LABOR | LABOR | LABOR | LABOR | PLNT | PLNT | PLNT | PLNT | PLNT
ACCT25399SG | P | P | P | P | P | PLNT | PLNT | PLNT | PLNT | PLNT
ACCT25399SE | P | P | P | P | P | PLNT | PLNT | PLNT | PLNT | PLNT
ACCT25399
ACCT190S | P | P | P | P | P | PLNT | PLNT | PLNT | PLNT | PLNT
ACCT190CN | CUST | CUST | CUST | CUST | CUST | PLNT | PLNT | PLNT | PLNT | PLNT
ACCT190SO | LABOR | LABOR | LABOR | LABOR | LABOR | DISom | DISom | DISom | DISom | DISom
ACCT190DGP | P | P | P | P | P | PLNT | PLNT | PLNT | PLNT | PLNT
ACCT190IBT | IBT | IBT | IBT | IBT | IBT | PLNT | PLNT | PLNT | PLNT | PLNT
ACCT190SG | P | P | P | P | P | PLNT | PLNT | PLNT | PLNT | PLNT
ACCT190SG | P | P | P | P | P | PLNT | PLNT | PLNT | PLNT | PLNT
ACCT190BADDEBT | CUST | CUST | CUST | CUST | CUST | CUST | CUST | CUST | CUST | CUST
ACCT190TROJP | P | P | P | P | P | PLNT | PLNT | PLNT | PLNT | PLNT
ACCT190SG | P | P | P | P | P | PLNT | PLNT | PLNT | PLNT | PLNT
ACCT190SE | P | P | P | P | P | PLNT | PLNT | PLNT | PLNT | PLNT
ACCT190SNP | PTD | PTD | PTD | PTD | PTD | PLNT | PLNT | PLNT | PLNT | PLNT
ACCT190SNPD | DPW | DPW | DPW | DPW | DPW | PLNT | PLNT | PLNT | PLNT | PLNT
ACCT190SSGCT | P | P | P | P | P | PLNT | PLNT | PLNT | PLNT | PLNT
ACCT190
ACCT281S | P | P | P | P | P | PLNT | PLNT | PLNT | PLNT | PLNT
ACCT281DGP | PT | PT | PT | PT | PT | PLNT | PLNT | PLNT | PLNT | PLNT
ACCT281SNPT | T | T | T | T | T | PLNT | PLNT | PLNT | PLNT | PLNT
ACCT281
ACCT282S | GP | GP | GP | GP | GP | PLNT | PLNT | PLNT | PLNT | PLNT
ACCT282DITBAL | ACCMDIT | ACCMDIT | ACCMDIT | ACCMDIT | ACCMDIT | PLNT | PLNT | PLNT | PLNT | PLNT
ACCT282DGP | PT | PT | PT | PT | PT | PLNT | PLNT | PLNT | PLNT | PLNT
ACCT282SO | LABOR | LABOR | LABOR | LABOR | LABOR | DISom | DISom | DISom | DISom | DISom
ACCT282SNP | PTD | PTD | PTD | PTD | PTD | PLNT | PLNT | PLNT | PLNT | PLNT
ACCT282CIAC | DPW | DPW | DPW | DPW | DPW | PLNT | PLNT | PLNT | PLNT | PLNT
ACCT282SNPD | P | P | P | P | P | PLNT | PLNT | PLNT | PLNT | PLNT
ACCT282SCHMDEXP | GP | GP | GP | GP | GP | PLNT | PLNT | PLNT | PLNT | PLNT
ACCT282TAXDEPR | TAXDEPR | TAXDEPR | TAXDEPR | TAXDEPR | TAXDEPR | PLNT | PLNT | PLNT | PLNT | PLNT
ACCT282DGP | P | P | P | P | P | PLNT | PLNT | PLNT | PLNT | PLNT
ACCT282IBT | PT | PT | PT | PT | PT | PLNT | PLNT | PLNT | PLNT | PLNT
ACCT282SSG | PT | PT | PT | PT | PT | PLNT | PLNT | PLNT | PLNT | PLNT
ACCT282SSG | P | P | P | P | P | PLNT | PLNT | PLNT | PLNT | PLNT
ACCT282SE | P | P | P | P | P | PLNT | PLNT | PLNT | PLNT | PLNT
ACCT282SG | P | P | P | P | P | PLNT | PLNT | PLNT | PLNT | PLNT
ACCT282
ACCT283S | GP | GP | GP | GP | GP | PLNT | PLNT | PLNT | PLNT | PLNT
ACCT283SG | P | P | P | P | P | PLNT | PLNT | PLNT | PLNT | PLNT
ACCT283SE | P | P | P | P | P | PLNT | PLNT | PLNT | PLNT | PLNT
ACCT283SO | LABOR | LABOR | LABOR | LABOR | LABOR | DISom | DISom | DISom | DISom | DISom
ACCT283GPS | GP | GP | GP | GP | GP | PLNT | PLNT | PLNT | PLNT | PLNT
ACCT283SNP | PTD | PTD | PTD | PTD | PTD | PLNT | PLNT | PLNT | PLNT | PLNT
ACCT283TROJP | P | P | P | P | P | PLNT | PLNT | PLNT | PLNT | PLNT
ACCT283SG | P | P | P | P | P | PLNT | PLNT | PLNT | PLNT | PLNT
ACCT283SGCT | P | P | P | P | P | PLNT | PLNT | PLNT | PLNT | PLNT
ACCT283SG | P | P | P | P | P | PLNT | PLNT | PLNT | PLNT | PLNT
ACCT283
ACCT255S | PTD | PTD | PTD | PTD | PTD | PLNT | PLNT | PLNT | PLNT | PLNT
ACCT255ITC84 | PTD | PTD | PTD | PTD | PTD | PLNT | PLNT | PLNT | PLNT | PLNT
ACCT255ITC85 | PTD | PTD | PTD | PTD | PTD | PLNT | PLNT | PLNT | PLNT | PLNT
ACCT255ITC86 | PTD | PTD | PTD | PTD | PTD | PLNT | PLNT | PLNT | PLNT | PLNT
ACCT255ITC88 | PTD | PTD | PTD | PTD | PTD | PLNT | PLNT | PLNT | PLNT | PLNT
ACCT255ITC89 | PTD | PTD | PTD | PTD | PTD | PLNT | PLNT | PLNT | PLNT | PLNT
ACCT255ITC90 | PTD | PTD | PTD | PTD | PTD | PLNT | PLNT | PLNT | PLNT | PLNT
ACCT255DGU | PTD | PTD | PTD | PTD | PTD | PLNT | PLNT | PLNT | PLNT | PLNT
ACCT255
ACCT108SPS | P | P | P | P | P
ACCT108SPSG | P | P | P | P | P
ACCT108SPSG | P | P | P | P | P
ACCT108SPSG | P | P | P | P | P
ACCT108SPSG | P | P | P | P | P
ACCT108SPSG | P | P | P | P | P
ACCT108SP
ACCT108NPSG | P | P | P | P | P
ACCT108NPSG | P | P | P | P | P
ACCT108NPSG | P | P | P | P | P
ACCT108NP
ACCT108HPSG | P | P | P | P | P
ACCT108HPSG | P | P | P | P | P
ACCT108HPSG | P | P | P | P | P
ACCT108HPSG | P | P | P | P | P
ACCT108HP
ACCT108OPS | P | P | P | P | P
ACCT108OPSG | P | P | P | P | P
ACCT108OPSG | P | P | P | P | P
ACCT108OPSG | P | P | P | P | P
ACCT108OPSG | P | P | P | P | P
ACCT108OP
ACCT108EPDGP | P | P | P | P | P
ACCT108EPSG | P | P | P | P | P
ACCT108EP
ACCT108TPDGP | T | T | T | T | T
ACCT108TPDGU | T | T | T | T | T
ACCT108TPSG | T | T | T | T | T
ACCT108TP
ACCT108360S | DPW | DPW | DPW | DPW | DPW | PLNT2 | PLNT2 | PLNT2 | PLNT2 | PLNT2
ACCT108360
ACCT108361S | DPW | DPW | DPW | DPW | DPW | PLNT2 | PLNT2 | PLNT2 | PLNT2 | PLNT2
ACCT108361
ACCT108362S | DPW | DPW | DPW | DPW | DPW | SUBS | SUBS | SUBS | SUBS | SUBS
ACCT108362
ACCT108364S | DPW | DPW | DPW | DPW | DPW | PC | PC | PC | PC | PC
ACCT108364
ACCT108365S | DPW | DPW | DPW | DPW | DPW | PC | PC | PC | PC | PC
ACCT108365
ACCT108366S | DPW | DPW | DPW | DPW | DPW | PC | PC | PC | PC | PC
ACCT108366
ACCT108367S | DPW | DPW | DPW | DPW | DPW | PC | PC | PC | PC | PC
ACCT108367
ACCT108368S | DPW | DPW | DPW | DPW | DPW | XFMR | XFMR | XFMR | XFMR | XFMR
ACCT108368
ACCT108369S | DPW | DPW | DPW | DPW | DPW | SERV | SERV | SERV | SERV | SERV
ACCT108369
ACCT108370S | DPW | DPW | DPW | DPW | DPW | METR | METR | METR | METR | METR
ACCT108370
ACCT108371S | DPW | DPW | DPW | DPW | DPW | PC | PC | PC | PC | PC
ACCT108371
ACCT108372S | DPW | DPW | DPW | DPW | DPW | PLNT2 | PLNT2 | PLNT2 | PLNT2 | PLNT2
ACCT108372
ACCT108373S | DPW | DPW | DPW | DPW | DPW | PC | PC | PC | PC | PC
ACCT108373
ACCT108D00S | DPW | DPW | DPW | DPW | DPW | PLNT | PLNT | PLNT | PLNT | PLNT
ACCT108D00
ACCT108DSS | DPW | DPW | DPW | DPW | DPW | PLNT | PLNT | PLNT | PLNT | PLNT
ACCT108DS
ACCT108D_S | DPW | DPW | DPW | DPW | DPW | PLNT | PLNT | PLNT | PLNT | PLNT
ACCT108D
ACCT108GPS | G-SITUS | G-SITUS | G-SITUS | G-SITUS | G-SITUS | PLNT | PLNT | PLNT | PLNT | PLNT
ACCT108GPDGP | G-DGP | G-DGP | G-DGP | G-DGP | G-DGP | PLNT | PLNT | PLNT | PLNT | PLNT
ACCT108GPDGU | G-DGU | G-DGU | G-DGU | G-DGU | G-DGU | PLNT | PLNT | PLNT | PLNT | PLNT
ACCT108GPSG | G-SG | G-SG | G-SG | G-SG | G-SG | PLNT | PLNT | PLNT | PLNT | PLNT
ACCT108GPCN | CUST | CUST | CUST | CUST | CUST | CUST | CUST | CUST | CUST | CUST
ACCT108GPSO | PTD | PTD | PTD | PTD | PTD | PLNT | PLNT | PLNT | PLNT | PLNT
ACCT108GPSE | P | P | P | P | P | PLNT | PLNT | PLNT | PLNT | PLNT
ACCT108SG | G-SG | G-SG | G-SG | G-SG | G-SG | PLNT | PLNT | PLNT | PLNT | PLNT
ACCT108SG | G-SG | G-SG | G-SG | G-SG | G-SG | PLNT | PLNT | PLNT | PLNT | PLNT
ACCT108GP
ACCT108MPS | P | P | P | P | P
ACCT108MPDEU | P | P | P | P | P
ACCT108MPSE | P | P | P | P | P
ACCT108MPS | P | P | P | P | P
ACCT108MP
ACCT1081390SO | PTD | PTD | PTD | PTD | PTD | PLNT | PLNT | PLNT | PLNT | PLNT
ACCT1081390RCL | P | P | P | P | P
ACCT1081390
ACCT1081399S | P | P | P | P | P | PLNT | PLNT | PLNT | PLNT | PLNT
ACCT1081399SE | P | P | P | P | P | PLNT | PLNT | PLNT | PLNT | PLNT
ACCT1081399RCL | P | P | P | P | P
ACCT1081399
ACCT111CLSSG | P | P | P | P | P | PLNT | PLNT | PLNT | PLNT | PLNT
ACCT111CLSSG | P | P | P | P | P | PLNT | PLNT | PLNT | PLNT | PLNT
ACCT111CLS
ACCT111CLGS | G-SITUS | G-SITUS | G-SITUS | G-SITUS | G-SITUS | PLNT | PLNT | PLNT | PLNT | PLNT
ACCT111CLGCN | CUST | CUST | CUST | CUST | CUST | CUST | CUST | CUST | CUST | CUST
ACCT111CLGSG | I-SG | I-SG | I-SG | I-SG | I-SG | PLNT | PLNT | PLNT | PLNT | PLNT
ACCT111CLGSO | PTD | PTD | PTD | PTD | PTD | PLNT | PLNT | PLNT | PLNT | PLNT
ACCT111CLGSE | P | P | P | P | P | PLNT | PLNT | PLNT | PLNT | PLNT
ACCT111CLG
ACCT111CLHDGP | P | P | P | P | P | PLNT | PLNT | PLNT | PLNT | PLNT
ACCT111CLHDGP | P | P | P | P | P | PLNT | PLNT | PLNT | PLNT | PLNT
ACCT111CLHDGP | P | P | P | P | P | PLNT | PLNT | PLNT | PLNT | PLNT
ACCT111CLHDGU | P | P | P | P | P | PLNT | PLNT | PLNT | PLNT | PLNT
ACCT111CLH
ACCT111IPS | I-SITUS | I-SITUS | I-SITUS | I-SITUS | I-SITUS | PLNT | PLNT | PLNT | PLNT | PLNT
ACCT111IPSG | I-DGP | I-DGP | I-DGP | I-DGP | I-DGP | PLNT | PLNT | PLNT | PLNT | PLNT
ACCT111IPSG | I-DGU | I-DGU | I-DGU | I-DGU | I-DGU | PLNT | PLNT | PLNT | PLNT | PLNT
ACCT111IPSE | P | P | P | P | P | PLNT | PLNT | PLNT | PLNT | PLNT
ACCT111IPSG | I-SG | I-SG | I-SG | I-SG | I-SG | PLNT | PLNT | PLNT | PLNT | PLNT
ACCT111IPSG | I-SG | I-SG | I-SG | I-SG | I-SG | PLNT | PLNT | PLNT | PLNT | PLNT
ACCT111IPSG | I-SG | I-SG | I-SG | I-SG | I-SG | PLNT | PLNT | PLNT | PLNT | PLNT
ACCT111IPCN | CUST | CUST | CUST | CUST | CUST | CUST | CUST | CUST | CUST | CUST
ACCT111IPSSGCT | P | P | P | P | P | PLNT | PLNT | PLNT | PLNT | PLNT
ACCT111IPDEU | P | P | P | P | P | PLNT | PLNT | PLNT | PLNT | PLNT
ACCT111IPSO | PTD | PTD | PTD | PTD | PTD | PLNT | PLNT | PLNT | PLNT | PLNT
ACCT111IP
ACCT111IPS | NUTIL | NUTIL | NUTIL | NUTIL | NUTIL
ACCT111IP
ACCT111IPSE-U | G-SITUS | G-SITUS | G-SITUS | G-SITUS | G-SITUS | PLNT | PLNT | PLNT | PLNT | PLNT
ACCT111IPSE-U | P | P | P | P | P | PLNT | PLNT | PLNT | PLNT | PLNT
ACCT111IPSE-U | PTD | PTD | PTD | PTD | PTD | PLNT | PLNT | PLNT | PLNT | PLNT

## Func Dist Factor Table
Factor Table Dist
Rocky Mountain Power
Cost Of Service By Rate Schedule
State of Utah
2017 Protocol (Non Wgt)
12 Months Ended Dec 2017
Distribution Functionalization Factors
A | B | C | D | E | F | G | H
FACTOR | DIS SUBS | DIS P & C | DIS XFMR | DIS SERVICE | DIS METER | TOTAL | DESCRIPTION
SUBS | 1 | 0 | 0 | 0 | 0 | 1 | Substations
PC | 0 | 1 | 0 | 0 | 0 | 1 | Poles & Conductor
XFMR | 0 | 0 | 1 | 0 | 0 | 1 | Transformer
SERV | 0 | 0 | 0 | 1 | 0 | 1 | Services
METR | 0 | 0 | 0 | 0 | 1 | 1 | Meters
CUST | 0 | 0 | 0 | 0 | 0 | 0 | Customer Accounting & Service
MISC | 0 | 0 | 0 | 0 | 0 | 0 | Miscellaneous
PLNT | 0.17147 | 0.49929 | 0.18973 | 0.10843 | 0.03108 | 1 | Distribution Plant
PLNT2 | 0.25564 | 0.74436 | 0 | 0 | 0 | 1 | Substations, Poles & Conductor
DISom | 0.086117 | 0.87749 | 0.0080946 | 0 | 0.028301 | 1 | Dist. Cust. Acctg, Service, Sales O & M
INTN | 0.17147 | 0.49929 | 0.18973 | 0.10843 | 0.03108 | 1 | Distribution Related Intangible Plant
GENL | 0.17147 | 0.49929 | 0.18973 | 0.10843 | 0.03108 | 1 | Distribution Related General Plant
ZERO | 0 | 0 | 0 | 0 | 0 | 0 | -
DRB | 0.20773 | 0.45848 | 0.21039 | 0.10196 | 0.021434 | 1 | Distribution Rate Base

## COS Allocation Options
COS ALLOCATION OPTIONS
|  |  | 2017 Protocol | 2017 Protocol |  | Option-1
|  |  | (Non-Wgt) | (Monthly Wgt) | Rolled-In | (Undefined)
FERC |  |  | C | C | C | C
ACCT |  | DESCRIPTION | COS Factor | COS Factor | COS Factor | COS Factor
440 | Residential Sales |  | A | A | A | A
442 | Commercial & Industrial Sales |  | A | A | A | A
|  | Interruptible Demand | F10 | F10 | F10 | F10
|  | Interruptible Energy | F30 | F30 | F30 | F30
444 | Public Street & Highway Lighting |  | A | A | A | A
445 | Other Sales to Public Authority |  | A | A | A | A
448 | Interdepartmental |  | A | A | A | A
|  | Demand | F10 | F10 | F10 | F10
Total Sales to Ultimate Customers
447 | Sales for Resale | Demand | F10 | F10 | F10 | F10
447NPC | Sales for Resale |  | F11 | F11 | F11 | F11
|  | Demand | F10 | F10 | F10 | F10
|  | Demand | F10 | F85 | F10 | F10
|  | Energy | F30 | F86 | F30 | F30
449 | Provision for Rate Refund |  | F11 | F11 | F11 | F11
|  |  | F10 | F10 | F10 | F10
State Specific Revenue Credit |  |  | F140x | F140x | F140x | F140x
AGA Revenue |  |  | A | A | A | A
Total Sales from Electricity
Other Electric Operating Revenues
450 | Forfeited Discounts & Interest |  | A | A | A | A
|  | Customers | F40 | F40 | F40 | F40
451 | Misc Electric Revenue |  | A | A | A | A
|  | Demand | F10 | F10 | F10 | F10
|  | Customer | F40 | F40 | F40 | F40
453 | Water Sales |  | F10 | F10 | F10 | F10
454 | Rent of Electric Property |  | A | A | A | A
|  | Demand | F10 | F10 | F10 | F10
|  | Demand | F10 | F10 | F10 | F10
|  | System Overhead | F102x | F102x | F102x | F102x
456 | Other Electric Revenue |  | A | A | A | A
|  | Customer | F40 | F40 | F40 | F40
|  | Energy | F30 | F30 | F30 | F30
|  | Demand | F10 | F10 | F10 | F10
|  | Demand | F10 | F10 | F10 | F10
Total Other Electric Operating Revenues
Total Electric Operating Revenues
Miscellaneous Revenues
41160 | Gain on Sale of Utility Plant - CR |  | F10 | F10 | F10 | F10
41170 | Loss on Sale of Utility Plant |  | F10 | F10 | F10 | F10
4118 | Gain from Emission Allowances |  | F30 | F30 | F30 | F30
41181 | Gain from Disposition of NOX Credits |  | F10 | F10 | F10 | F10
4194 | Impact Housing Interest Income |  | F10 | F10 | F10 | F10
421 | (Gain)/Loss on Sale of Utility Plant |  | F10 | F10 | F102x | F10
Total Miscellaneous Revenues
Miscellaneous Expenses
4311 | Interest on Customer Deposits |  | F80 | F80 | F80 | F80
DFA | Divergence Fairness Adjustment
|  | Production | F105 | F105 | F105 | F105
|  | Transmission | F105 | F105 | F105 | F105
|  | Distribution | F105 | F105 | F105 | F105
Net Miscellaneous Revenues And Expense
Distribution - METER - Unbundled
9 |  | A | C | C | C | C
FERC ACCT |  | DESCRIPTION | COS Factor | COS Factor | COS Factor | COS Factor
500 | Operation Suprvn & Engineering |  | F10 | F10 | F10 | F10
|  | Cholla | F10 | F10 | F10 | F10
Total 500
501 | Fuel Related |  | F30 | F90 | F30 | F30
|  | System Energy - Non NPC | F30 | F30 | F30 | F30
|  | Simple Cycle Combustion Turbine | F30 | F93 | F30 | F30
|  | Cholla - Non NPC | F30 | F30 | F30 | F30
|  | Cholla | F30 | F91 | F30 | F30
Total 501
502 | Steam Expenses |  | F10 | F10 | F10 | F10
|  | Cholla | F10 | F10 | F10 | F10
Total 502
503 | Steam From Other Sources |  | F30 | F94 | F30 | F30
|  | System Energy - Non NPC | F30 | F30 | F30 | F30
Total 503
505 | Electric Expenses |  | F10 | F10 | F10 | F10
|  | Cholla | F10 | F10 | F10 | F10
Total 505
506 | Misc. Steam Expense |  | F10 | F10 | F10 | F10
|  | System Energy | F30 | F30 | F30 | F30
|  | Cholla | F10 | F10 | F10 | F10
Total 506
507 | Rents |  | F10 | F10 | F10 | F10
|  | Cholla | F10 | F10 | F10 | F10
Total 507
510 | Maint Supervision & Engineering |  | F10 | F10 | F10 | F10
|  | Cholla | F10 | F10 | F10 | F10
Total 510
511 | Maintenance of Structures |  | F10 | F10 | F10 | F10
|  | Cholla | F10 | F10 | F10 | F10
Total 511
512 | Maintenance of Boiler Plant |  | F10 | F10 | F10 | F10
|  | Cholla | F10 | F10 | F10 | F10
Total 512
513 | Maintenance of Electric Plant |  | F10 | F10 | F10 | F10
|  | Cholla | F10 | F10 | F10 | F10
Total 513
514 | Maint of Misc. Steam Plant |  | F10 | F10 | F10 | F10
|  | Cholla | F10 | F10 | F10 | F10
Total 514
Total Steam Power Generation
517 | Operation Super & Engineering |  | F10 | F10 | F10 | F10
518 | Nuclear Fuel Expense |  | F30 | F30 | F30 | F30
519 | Coolants and Water |  | F10 | F10 | F10 | F10
520 | Steam Expenses |  | F10 | F10 | F10 | F10
523 | Electric Expenses |  | F10 | F10 | F10 | F10
524 | Misc. Nuclear Expenses |  | F10 | F10 | F10 | F10
528 | Maint Supervision & Eng |  | F10 | F10 | F10 | F10
529 | Maintenance of Structures |  | F10 | F10 | F10 | F10
530 | Maintenance of Reactor Plant |  | F10 | F10 | F10 | F10
531 | Maintenance of Electric Plant |  | F10 | F10 | F10 | F10
532 | Maintenance of Misc Nuclear |  | F10 | F10 | F10 | F10
Total Nuclear Power Generation
Distribution - METER - Unbundled
9 |  | A | C | C | C | C
FERC ACCT |  | DESCRIPTION | COS Factor | COS Factor | COS Factor | COS Factor
535 | Operation Super & Engineering |  | F10 | F10 | F10 | F10
536 | Water For Power |  | F10 | F10 | F10 | F10
537 | Hydraulic Expenses |  | F10 | F10 | F10 | F10
538 | Electric Expenses |  | F10 | F10 | F10 | F10
539 | Misc. Hydro Expenses |  | F10 | F10 | F10 | F10
540 | Rents (Hydro Generation) |  | F10 | F10 | F10 | F10
541 | Maint Supervision & Engineering |  | F10 | F10 | F10 | F10
542 | Maintenance of Structures |  | F10 | F10 | F10 | F10
543 | Maint of Dams & Waterways |  | F10 | F10 | F10 | F10
544 | Maintenance of Electric Plant |  | F10 | F10 | F10 | F10
545 | Maint of Misc. Hydro Plant |  | F10 | F10 | F10 | F10
Total Hydraulic Power Generation
546 | Operation Super & Engineering |  | F10 | F10 | F10 | F10
547 | Fuel |  | F30 | F92 | F30 | F30
|  | Simple Cycle Combustion Turbine | F30 | F93 | F30 | F30
Total 547
548 | Generation Expense |  | F10 | F10 | F10 | F10
|  | Simple Cycle Combustion Turbine | F10 | F10 | F10 | F10
Total 548
549 | Miscellaneous Other |  | F10 | F10 | F10 | F10
|  | Wind Generation | F10 | F10 | F10 | F10
550 | Maint Supervision & Engineering
|  | System Generation | F10 | F10 | F10 | F10
|  | Wind Generation | F10 | F10 | F10 | F10
Total 550
551 | Maint Supervision & Engineering |  | F10 | F10 | F10 | F10
552 | Maintenance of Structures |  | F10 | F10 | F10 | F10
553 | Maint of Generation & Elect Plant |  | F10 | F10 | F10 | F10
|  | Simple Cycle Combustion Turbine | F10 | F10 | F10 | F10
|  | Wind Generation | F10 | F10 | F10 | F10
Total 553
554 | Maintenance of Misc. Other |  | F10 | F10 | F10 | F10
|  | Simple Cycle Combustion Turbine | F10 | F10 | F10 | F10
|  | Wind Generation | F10 | F10 | F10 | F10
Total 554
Total Other Power Generation
555 | Purchased Power |  | F10 | F10 | F10 | F10
|  | Demand | F10 | F87 | F10 | F10
|  | Energy | F30 | F89 | F30 | F30
|  | Seasonal Contracts | F10 | F88 | F10 | F10
|  | Demand | F10 | F88 | F10 | F10
Total 555
556 | System Control & Load Dispatch |  | F10 | F10 | F10 | F10
557 | Other Expenses |  | F10 | F10 | F10 | F10
|  |  | F10 | F10 | F10 | F10
|  |  | F10 | F10 | F10 | F10
|  |  | F30 | F30 | F30 | F30
|  |  | F10 | F10 | F10 | F10
|  |  | F10 | F10 | F10 | F10
2010 Protocol Stipulated Embedded Cost Differential and Adjustment |  | Embedded Cost Differentials
|  | Company Owned Hydro | F10 | F10 | F10 | F10
|  | Company Owned Hydro | F10 | F10 | F10 | F10
|  | Mid-C Contract | F10 | F10 | F10 | F10
|  | Mid-C Contract | F10 | F10 | F10 | F10
|  | Existing QF Contracts | F10 | F10 | F10 | F10
Total Other Power Supply
TOTAL PRODUCTION EXPENSE
Distribution - METER - Unbundled
9 |  | A | C | C | C | C
FERC ACCT |  | DESCRIPTION | COS Factor | COS Factor | COS Factor | COS Factor
560 | Operation Supervision & Eng |  | F106 | F106 | F106 | F106
561 | Load Dispatching |  | F106 | F106 | F106 | F106
562 | Station Expense |  | F106 | F106 | F106 | F106
563 | Overhead Line Expense |  | F106 | F106 | F106 | F106
564 | Underground Line Expense |  | F106 | F106 | F106 | F106
565 | Transm of Electricity by Others |  | F10 | F95 | F10 | F10
| Energy |  | F30 | F96 | F30 | F30
566 | Misc. Transmission Expense |  | F106 | F106 | F106 | F106
567 | Rents - Transmission |  | F106 | F106 | F106 | F106
568 | Maint Supervision & Engineering |  | F106 | F106 | F106 | F106
569 | Maintenance of Structures |  | F106 | F106 | F106 | F106
570 | Maint of Station Equipment |  | F106 | F106 | F106 | F106
571 | Maintenance of Overhead Lines |  | F106 | F106 | F106 | F106
572 | Maint of Underground Lines |  | F106 | F106 | F106 | F106
573 | Maint of Misc Transmission Plant |  | F106 | F106 | F106 | F106
TOTAL TRANSMISSION EXPENSE
Distribution - METER - Unbundled
9 |  | A | C | C | C | C
FERC ACCT |  | DESCRIPTION | COS Factor | COS Factor | COS Factor | COS Factor
580 | Operation Supervision & Eng |  | F131 | F131 | F131 | F131
581 | Load Dispatching |  | F20 | F20 | F20 | F20
582 | Station Expense |  | F120 | F120 | F120 | F120
583 | Overhead Line Expenses |  | F132 | F132 | F132 | F132
584 | Underground Line Expense |  | F133 | F133 | F133 | F133
585 | Street Lighting & Signal Systems |  | F130 | F130 | F130 | F130
586 | Meter Expenses |  | F127 | F127 | F127 | F127
587 | Customer Installation Expenses |  | F20 | F20 | F20 | F20
588 | Misc. Distribution Expenses |  | F131 | F131 | F131 | F131
589 | Rents |  | F131 | F131 | F131 | F131
590 | Maint Supervision & Engineering |  | F131 | F131 | F131 | F131
591 | Maintenance of Structures |  | F119 | F119 | F119 | F119
592 | Maint of Station Equipment |  | F120 | F120 | F120 | F120
593 | Maintenance of Overhead Lines |  | F134 | F134 | F134 | F134
594 | Maint of Underground Lines |  | F135 | F135 | F135 | F135
595 | Maint of Line Transformers |  | F125 | F125 | F125 | F125
596 | Maint of Street Lighting & Signals |  | F130 | F130 | F130 | F130
597 | Maintenance of Meters |  | F127 | F127 | F127 | F127
598 | Maint of Misc. Distribution Plant |  | F131 | F131 | F131 | F131
TOTAL DISTRIBUTION EXPENSE
901 | Supervision |  | F136 | F136 | F136 | F136
902 | Meter Reading Expense |  | F47 | F47 | F47 | F47
903 | Customer Receipts & Collections |  | F48 | F48 | F48 | F48
904 | Uncollectible Accounts |  | F80 | F80 | F80 | F80
905 | Misc. Customer Accounts Exp |  | F136 | F136 | F136 | F136
TOTAL CUSTOMER ACCOUNTS EXPENSE
Distribution - METER - Unbundled
9 |  | A | C | C | C | C
FERC ACCT |  | DESCRIPTION | COS Factor | COS Factor | COS Factor | COS Factor
907 | Supervision |  | F40 | F40 | F40 | F40
908 | Customer Assistance |  | F40 | F40 | F40 | F40
909 | Informational & Instructional Adv |  | F40 | F40 | F40 | F40
910 | Misc. Customer Service |  | F40 | F40 | F40 | F40
TOTAL CUSTOMER SERVICE EXPENSE
911 | Supervision |  | F40 | F40 | F40 | F40
912 | Demonstration & Selling Expense |  | F40 | F40 | F40 | F40
913 | Advertising Expense |  | F40 | F40 | F40 | F40
916 | Misc. Sales Expense |  | F40 | F40 | F40 | F40
TOTAL SALES EXPENSE
920 | Administrative & General Salaries |  | F102x | F102x | F102x | F102x
|  | Customer - System | F42 | F42 | F42 | F42
|  | System Overheads | F102x | F102x | F102x | F102x
Administrative & General Salaries
921 | Office Supplies & expenses |  | F102x | F102x | F102x | F102x
|  | Customer - System | F42 | F42 | F42 | F42
|  | System Overheads | F102x | F102x | F102x | F102x
Office Supplies & expenses
922 | A&G Expenses Transferred | System Overheads | F102x | F102x | F102x | F102x
923 | Outside Services |  | F102x | F102x | F102x | F102x
|  | Customer - System | F42 | F42 | F42 | F42
|  | System Overheads | F102x | F102x | F102x | F102x
Outside Services
924 | Property Insurance |  | F102x | F102x | F102x | F102x
|  | System Generation | F10 | F10 | F10 | F10
|  | System Overheads | F102x | F102x | F102x | F102x
925 | Injuries & Damages |  | F102x | F102x | F102x | F102x
926 | Employee Pensions & Benefits |  | F138x | F138x | F138x | F138x
927 | Franchise Requirements |  | F102 | F102 | F102 | F102
928 | Regulatory Commission Expense |  | F102 | F102 | F102 | F102
|  | Regulatory Expense | F103 | F103 | F103 | F103
929 | Duplicate Charges |  | F102x | F102x | F102x | F102x
930 | Misc General Expenses
|  | Situs | F102x | F102x | F102x | F102x
|  | Customer | F42 | F42 | F42 | F42
|  | Labor | F138x | F138x | F138x | F138x
931 | Rents |  | F102x | F102x | F102x | F102x
935 | Maintenance of General Plant |  | F108 | F108 | F108 | F108
TOTAL ADMINISTRATIVE & GEN EXPENSE
TOTAL O & M EXPENSE
Distribution - METER - Unbundled
9 |  | A | C | C | C | C
FERC ACCT |  | DESCRIPTION | COS Factor | COS Factor | COS Factor | COS Factor
403SP | Steam Depreciation |  | F10 | F10 | F10 | F10
403NP | Nuclear Depreciation |  | F10 | F10 | F10 | F10
403HP | Hydro Depreciation |  | F10 | F10 | F10 | F10
403OP | Other Production Depreciation |  | F10 | F10 | F10 | F10
|  | Simple Cycle Combustion Turbine | F10 | F10 | F10 | F10
|  | System Generation | F10 | F10 | F10 | F10
|  | Wind Generation | F10 | F10 | F10 | F10
Total 403OP
403TP | Transmission Depreciation |  | F106 | F106 | F106 | F106
403 | Distribution Depreciation
|  | Land Rights | F118 | F118 | F118 | F118
|  | Structures | F119 | F119 | F119 | F119
|  | Station Equip | F120 | F120 | F120 | F120
|  | Poles & Towers | F121 | F121 | F121 | F121
|  | OH Conductors | F122 | F122 | F122 | F122
|  | UG Conduit | F123 | F123 | F123 | F123
|  | UG Conductor | F124 | F124 | F124 | F124
|  | Line Transformer | F125 | F125 | F125 | F125
|  | Services | F126 | F126 | F126 | F126
|  | Meters | F127 | F127 | F127 | F127
|  | Inst Cust Premises | F128 | F128 | F128 | F128
|  | Leased Property | F129 | F129 | F129 | F129
|  | Street Lighting | F130 | F130 | F130 | F130
Total Distribution Expense
403GP | General Depreciation
|  | Situs | F107x | F107x | F107x | F107x
|  | System Generation | F105x | F105x | F105x | F105x
|  | System Generation | F105x | F105x | F105x | F105x
|  | Energy | F30 | F30 | F30 | F30
|  | Customer - System | F42 | F42 | F42 | F42
|  | System Generation | F105x | F105x | F105x | F105x
|  | System Overheads | F102x | F102x | F102x | F102x
|  | Simple Cycle Combustion Turbine | F10 | F10 | F105x | F10
|  | Cholla | F10 | F10 | F102x | F10
Total General Expense
403GV0 | General Vehicles |  | F105x | F105x | F105x | F105x
403MP | Mining Depreciation |  | F30 | F30 | F30 | F30
403EP | Experimental Plant Depreciation |  | F10 | F10 | F10 | F10
TOTAL DEPRECIATION EXPENSE
404CLG | Amort of LT Plant - Cap. Lease Gen
| Situs |  | F10 | F10 | F10 | F10
| System Generation |  | F10 | F10 | F10 | F10
| System Overheads |  | F102x | F102x | F102x | F102x
| System Generation |  | F10 | F10 | F10 | F10
| Customer - System |  | F42 | F42 | F42 | F42
| System Generation |  | F10 | F10 | F105x | F10
Total Amort. Cap. Lease General
404CLS | Amort of LT Plant - Cap Lease Steam |  | F10 | F10 | F10 | F10
404IP | Amort of LT Plant - Intangible Plant
|  | Situs | F107x | F107x | F107x | F107x
|  | Energy | F30 | F30 | F30 | F30
|  | System Generation | F105x | F105x | F105x | F105x
|  | System Overheads | F102x | F102x | F102x | F102x
|  | Customer - System | F42 | F42 | F42 | F42
|  | System Generation | F105x | F105x | F105x | F105x
|  | System Generation | F105x | F105x | F105x | F105x
|  | System Generation | F105x | F105x | F105x | F105x
|  | System Generation | F105x | F105x | F105x | F105x
|  | System Generation | F105x | F105x | F105x | F105x
|  | System Generation | F10 | F10 | F10 | F10
Total Amort. Intangible Plant
Distribution - METER - Unbundled
9 |  | A | C | C | C | C
FERC ACCT |  | DESCRIPTION | COS Factor | COS Factor | COS Factor | COS Factor
404O | Amort of LT Plant - Other Plant |  | F10 | F10 | F10 | F10
404HP | Amort of Other Electric Plant |  | F10 | F10 | F10 | F10
405 | Amort of Other Electric Plant |  | F10 | F10 | F10 | F10
406 | Amort of Plant Acquisition Adj |  | F10 | F10 | F10 | F10
407 | Amort of Prop Losses, Unrec Plant, |  | F151 | F151 | F151 | F151
TOTAL AMORTIZATION EXPENSE
408 | Total Taxes Other Than Income |  | F101x | F101x | F101x | F101x
41140 | Deferred I T C - Federal |  | F101x | F101x | F101x | F101x
41141 | Deferred I T C - Idaho |  | F101x | F101x | F101x | F101x
TOTAL DEFERRED ITC
427 | Interest on Long-Term Debt
428-432 |  | Electric Interest Deductions for Tax | F104x | F104x | F104x | F104x
41010 | Deferred Income Tax - Federal-DR |  | F101x | F101x | F101x | F101x
41020 | Deferred Income Tax - State-DR |  | F101x | F101x | F101x | F101x
41120 | Deferred Income Tax - Federal-CR |  | F101x | F101x | F101x | F101x
41111 | Deferred Income Tax - State-CR |  | F101x | F101x | F101x | F101x
TOTAL DEFERRED INCOME TAXES
SCHMAF | Additions - Flow Through
|  | S | F101x | F101x | F101x | F101x
|  | SNP | F104x | F104x | F104x | F104x
|  | SO | F102x | F102x | F102x | F102x
|  | SE | F30 | F30 | F30 | F30
|  | TROJP | F10 | F10 | F10 | F10
|  | SG | F10 | F10 | F10 | F10
SCHMAP | Additions - Permanent
|  | S | F101x | F101x | F101x | F101x
|  | SE | F30 | F30 | F30 | F30
|  | SNP | F104x | F104x | F104x | F104x
|  | SO | F102x | F102x | F102x | F102x
|  | SG | F10 | F10 | F10 | F10
|  | BADDEBT | F80 | F80 | F80 | F80
SCHMAT | Additions - Temporary
|  | S | F101x | F101x | F101x | F101x
|  | SGCT | F10 | F10 | F10 | F10
|  | CIAC | F104x | F104x | F104x | F104x
|  | SNP | F104x | F104x | F104x | F104x
|  | TROJD | F10 | F10 | F10 | F10
|  | SG | F10 | F10 | F10 | F10
|  | SE | F30 | F30 | F30 | F30
|  | SG | F10 | F10 | F10 | F10
|  | GPS | F102x | F102x | F102x | F102x
|  | SO | F102x | F102x | F102x | F102x
|  | SNPD | F104x | F104x | F104x | F104x
|  | BADDEBT | F80 | F80 | F80 | F80
|  | TAXDEPR | F151x | F151x | F151x | F151x
|  | SCHMDEXP | F151x | F151x | F151x | F151x
TOTAL SCHEDULE - M ADDITIONS
SCHMDF | Deductions - Flow Through
|  | S | F101x | F101x | F101x | F101x
|  | DGP | F10 | F10 | F10 | F10
|  | DGU | F10 | F10 | F10 | F10
SCHMDP | Deductions - Permanent
|  | S | F101x | F101x | F101x | F101x
|  | SE | F30 | F30 | F30 | F30
|  | SNP | F104x | F104x | F104x | F104x
|  | IBT | F150x | F150x | F150x | F150x
|  | SG | F10 | F10 | F10 | F10
|  | SO | F102x | F102x | F102x | F102x
SCHMDT | Deductions - Temporary
|  | S | F101x | F101x | F101x | F101x
|  | BADDEBT | F80 | F80 | F80 | F80
|  | SNP | F104x | F104x | F104x | F104x
|  | CN | F40 | F40 | F40 | F40
|  | TROJD | F10 | F10 | F10 | F10
|  | DGP | F10 | F10 | F10 | F10
|  | SE | F30 | F30 | F30 | F30
|  | SG | F10 | F10 | F10 | F10
|  | GPS | F102x | F102x | F102x | F102x
|  | SO | F102x | F102x | F102x | F102x
|  | TAXDEPR | F151x | F151x | F151x | F151x
|  | SNPD | F104x | F104x | F104x | F104x
TOTAL SCHEDULE - M DEDUCTIONS
TOTAL SCHEDULE - M ADJUSTMENTS
| State Income Taxes Before Credits |  | F150x | F150x | F150x | F150x
| Renewable Energy Credits |  | F10 | F10 | F10 | F10
40911 | State Income Taxes
Calculation of Taxable Income
Operating Revenues
Operating Deductions
O & M Expenses
Depreciation Expense
Amortization Expense
Taxes Other Than Income
| Interest & Dividends (AFUDC-Equity) |  | F104x | F104x | F104x | F104x
Misc Revenue & Expense
Total Operating Deductions
Other Deductions
| Interest Deductions |  | F101x | F101x | F101x | F101x
Interest on PCRBS
Schedule M Adjustments
Income Before State Taxes
State Income Taxes
Adjustments to Calculated Tax:
|  | PMI | F30 | F30 | F30 | F30
|  | Renewable Energy Credits | F10 | F10 | F10 | F10
|  | System Overheads | F102x | F102x | F102x | F102x
|  | Situs | F107x | F107x | F107x | F107x
Total Adjustments
35%
40910 | Federal Income Tax
TOTAL OPERATING EXPENSES
Distribution - METER - Unbundled
9 |  | A | C | C | C | C
FERC ACCT |  | DESCRIPTION | COS Factor | COS Factor | COS Factor | COS Factor
310 | Land and Land Rights |  | F10 | F10 | F10 | F10
Total 310
311 | Structures and Improvements |  | F10 | F10 | F10 | F10
Total 311
312 | Boiler Plant Equipment |  | F10 | F10 | F10 | F10
Total 312
314 | Turbogenerator Units |  | F10 | F10 | F10 | F10
Total 314
315 | Accessory Electric Equipment |  | F10 | F10 | F10 | F10
Total 316
316 | Misc Power Plant Equipment |  | F10 | F10 | F10 | F10
Total 316
S00 | Unclassified Steam Plant - Acct 300 |  | F10 | F10 | F10 | F10
Total Steam Production Plant
320 | Land and Land Rights |  | F10 | F10 | F10 | F10
321 | Structures and Improvements |  | F10 | F10 | F10 | F10
322 | Reactor Plant Equipment |  | F10 | F10 | F10 | F10
323 | Turbogenerator Units |  | F10 | F10 | F10 | F10
324 | Land and Land Rights |  | F10 | F10 | F10 | F10
325 | Misc. Power Plant Equipment |  | F10 | F10 | F10 | F10
N00 | Unclassified Nuclear Plt - Acct 300 |  | F10 | F10 | F10 | F10
Total Nuclear Production Plant
330 | Land and Land Rights |  | F10 | F10 | F10 | F10
331 | Structures and Improvements |  | F10 | F10 | F10 | F10
332 | Reservoirs, Dams & Waterways |  | F10 | F10 | F10 | F10
333 | Water Wheel, Turbines, & Generators |  | F10 | F10 | F10 | F10
334 | Accessory Electric Equipment |  | F10 | F10 | F10 | F10
335 | Misc. Power Plant Equipment |  | F10 | F10 | F10 | F10
336 | Roads, Railroads & Bridges |  | F10 | F10 | F10 | F10
H00 | Unclassified Hydro Plant - Acct 300 |  | F10 | F10 | F10 | F10
Total Hydraulic Plant
Distribution - METER - Unbundled
9 |  | A | C | C | C | C
FERC ACCT |  | DESCRIPTION | COS Factor | COS Factor | COS Factor | COS Factor
340 | Land and Land Rights |  | F10 | F10 | F10 | F10
|  | Wind Generation | F10 | F10 | F10 | F10
|  | Simple Cycle Combustion Turbine | F10 | F10 | F10 | F10
Total 340
341 | Structures and Improvements |  | F10 | F10 | F10 | F10
|  | Wind Generation | F10 | F10 | F10 | F10
|  | Simple Cycle Combustion Turbine | F10 | F10 | F10 | F10
Total 341
342 | Fuel Holders, Producers & Access |  | F10 | F10 | F10 | F10
|  | Simple Cycle Combustion Turbine | F10 | F10 | F10 | F10
Total 342
343 | Prime Movers |  | F10 | F10 | F10 | F10
|  | Wind Generation | F10 | F10 | F10 | F10
|  | Simple Cycle Combustion Turbine | F10 | F10 | F10 | F10
Total 343
344 | Generators |  | F10 | F10 | F10 | F10
|  | Wind Generation | F10 | F10 | F10 | F10
|  | Simple Cycle Combustion Turbine | F10 | F10 | F10 | F10
Total 344
345 | Accessory Electric Plant |  | F10 | F10 | F10 | F10
|  | Wind Generation | F10 | F10 | F10 | F10
|  | Simple Cycle Combustion Turbine | F10 | F10 | F10 | F10
Total 345
346 | Misc. Power Plant Equipment |  | F10 | F10 | F10 | F10
|  | Wind Generation | F10 | F10 | F10 | F10
O00 | Unclassified Other Prod - Acct 300 |  | F10 | F10 | F10 | F10
Total Other Production Plant
Experimental Plant
103 | Experimental Plant |  | F10 | F10 | F10 | F10
TOTAL PRODUCTION PLANT
350 | Land and Land Rights
|  | Demand | F10 | F10 | F10 | F10
|  | Direct Assigned | A | A | A | A
352 | Structures and Improvements
|  | Demand | F10 | F10 | F10 | F10
|  | Direct Assigned | A | A | A | A
353 | Station Equipment
|  | Demand | F10 | F10 | F10 | F10
|  | Direct Assigned | A | A | A | A
354 | Towers and Fixtures
|  | Demand | F10 | F10 | F10 | F10
|  | Direct Assigned | A | A | A | A
355 | Poles and Fixtures
|  | Demand | F10 | F10 | F10 | F10
|  | Direct Assigned | A | A | A | A
356 | Overhead Conductors
|  | Demand | F10 | F10 | F10 | F10
|  | Direct Assigned | A | A | A | A
357 | Underground Conduit
|  | Demand | F10 | F10 | F10 | F10
|  | Direct Assigned | A | A | A | A
358 | Underground Conductors
|  | Demand | F10 | F10 | F10 | F10
|  | Direct Assigned | A | A | A | A
359 | Roads and Trails
|  | Demand | F10 | F10 | F10 | F10
|  | Direct Assigned | A | A | A | A
T00 | Unclassified Trans Plant - Acct 300 |  | F10 | F10 | F10 | F10
TS0 | Unclassified Trans Sub - Acct 300 |  | F10 | F10 | F10 | F10
TOTAL TRANSMISSION PLANT
Distribution - METER - Unbundled
9 |  | A | C | C | C | C
FERC ACCT |  | DESCRIPTION | COS Factor | COS Factor | COS Factor | COS Factor
360 | Land and Land Rights
|  | Demand Primary | F20 | F20 | F20 | F20
|  | Assigned | A | A | A | A
361 | Structures and Improvements
|  | Demand Primary | F20 | F20 | F20 | F20
|  | Assigned | A | A | A | A
362 | Station Equipment
|  | Demand Primary | F20 | F20 | F20 | F20
|  | Assigned | A | A | A | A
364 | Poles, Towers & Fixtures
|  | Demand Primary | F20 | F20 | F20 | F20
|  | Demand Secondary | F22 | F22 | F22 | F22
|  | Assigned | A | A | A | A
365 | Overhead Conductors
|  | Demand Primary | F20 | F20 | F20 | F20
|  | Demand Secondary | F22 | F22 | F22 | F22
|  | Assigned | A | A | A | A
366 | Underground Conduit
|  | Demand Primary | F20 | F20 | F20 | F20
|  | Demand Secondary | F22 | F22 | F22 | F22
|  | Assigned | A | A | A | A
367 | Underground Conductors
|  | Demand Primary | F20 | F20 | F20 | F20
|  | Demand Secondary | F22 | F22 | F22 | F22
|  | Assigned | A | A | A | A
368 | Line Transformers
|  | Demand Secondary | F21 | F21 | F21 | F21
|  | Assigned | A | A | A | A
369 | Services
|  | Customer | F70 | F70 | F70 | F70
|  | Assigned | A | A | A | A
370 | Meters
|  | Customer | F60 | F60 | F60 | F60
|  | Assigned | A | A | A | A
371 | Install on Customers' Premises
|  | Demand Primary | F20 | F20 | F20 | F20
|  | Demand Secondary | F22 | F22 | F22 | F22
|  | Assigned | A | A | A | A
372 | Leased Property
|  | Demand Primary | F20 | F20 | F20 | F20
|  | Demand Secondary | F22 | F22 | F22 | F22
|  | Assigned | A | A | A | A
373 | Street Lights |  | A | A | A | A
D00 | Unclassified Dist Plant - Acct 300 |  | F22 | F22 | F22 | F22
DS0 | Unclassified Dist Sub - Acct 300 |  | F20 | F20 | F20 | F20
TOTAL DISTRIBUTION PLANT
Distribution - METER - Unbundled
9 |  | A | C | C | C | C
FERC ACCT |  | DESCRIPTION | COS Factor | COS Factor | COS Factor | COS Factor
389 | Land and Land Rights
|  | Situs | F107x | F107x | F107x | F107x
|  | Customer - System | F42 | F42 | F42 | F42
|  | System Generation | F105x | F105x | F105x | F105x
|  | System Generation | F105x | F105x | F105x | F105x
|  | System Overheads | F102x | F102x | F102x | F102x
Total Land & Land Rights
390 | Structures and Improvements
|  | Situs | F107x | F107x | F107x | F107x
|  | System Generation | F105x | F105x | F105x | F105x
|  | System Generation | F105x | F105x | F105x | F105x
|  | System Generation | F105x | F105x | F105x | F105x
|  | Customer - System | F42 | F42 | F42 | F42
|  | System Generation | F102x | F102x | F102x | F102x
|  | System Overheads | F102x | F102x | F102x | F102x
Total Structures and Improvements
391 | Office Furniture & Equipment
|  | Situs | F107x | F107x | F107x | F107x
|  | System Generation | F105x | F105x | F105x | F105x
|  | System Generation | F105x | F105x | F105x | F105x
|  | Customer - System | F42 | F42 | F42 | F42
|  | System Generation | F105x | F105x | F105x | F105x
|  | Energy | F30 | F30 | F30 | F30
|  | System Overheads | F102x | F102x | F102x | F102x
|  | Cholla | F10 | F10 | F105x | F10
|  | Simple Cycle Combustion Turbine | F10 | F10 | F105x | F10
Total Office Furniture & Equipment
392 | Transportation Equipment
|  | Situs | F107x | F107x | F107x | F107x
|  | System Overheads | F102x | F102x | F102x | F102x
|  | System Generation | F105x | F105x | F105x | F105x
|  | Customer - System | F42 | F42 | F42 | F42
|  | System Generation | F105x | F105x | F105x | F105x
|  | Energy | F30 | F30 | F30 | F30
|  | System Generation | F105x | F105x | F105x | F105x
|  | Cholla | F10 | F10 | F105x | F10
|  | Simple Cycle Combustion Turbine | F10 | F10 | F10 | F10
Total Transportation Equipment
393 | Stores Equipment
|  | Situs | F107x | F107x | F107x | F107x
|  | System Generation | F105x | F105x | F105x | F105x
|  | System Generation | F105x | F105x | F105x | F105x
|  | System Overheads | F102x | F102x | F102x | F102x
|  | System Generation | F105x | F105x | F105x | F105x
|  | Simple Cycle Combustion Turbine | F10 | F10 | F102x | F10
Total Stores Equipment
394 | Tools, Shop & Garage Equipment
|  | Situs | F107x | F107x | F107x | F107x
|  | System Generation | F105x | F105x | F105x | F105x
|  | System Generation | F105x | F105x | F105x | F105x
|  | System Overheads | F102x | F102x | F102x | F102x
|  | Energy | F30 | F30 | F30 | F30
|  | System Generation | F105x | F105x | F105x | F105x
|  | Cholla | F10 | F10 | F105x | F10
|  | Simple Cycle Combustion Turbine | F10 | F10 | F102x | F10
Total Tools, Shop & Garage Equipment
395 | Laboratory Equipment
|  | Situs | F107x | F107x | F107x | F107x
|  | System Generation | F105x | F105x | F105x | F105x
|  | System Generation | F105x | F105x | F105x | F105x
|  | System Overheads | F102x | F102x | F102x | F102x
|  | Energy | F30 | F30 | F30 | F30
|  | System Generation | F105x | F105x | F105x | F105x
|  | Cholla | F10 | F10 | F105x | F10
|  | Simple Cycle Combustion Turbine | F10 | F10 | F102x | F10
Total Laboratory Equipment
396 | Power Operated Equipment
|  | Situs | F107x | F107x | F107x | F107x
|  | System Generation | F105x | F105x | F105x | F105x
|  | System Generation | F105x | F105x | F105x | F105x
|  | System Overheads | F102x | F102x | F102x | F102x
|  | System Generation | F105x | F105x | F105x | F105x
|  | Energy | F30 | F30 | F30 | F30
|  | Cholla | F10 | F10 | F105x | F10
|  | Simple Cycle Combustion Turbine | F10 | F10 | F102x | F10
Total Power Operated Equipment
397 | Communication Equipment
|  | Situs | F107x | F107x | F107x | F107x
|  | System Generation | F105x | F105x | F105x | F105x
|  | System Generation | F105x | F105x | F105x | F105x
|  | System Overheads | F102x | F102x | F102x | F102x
|  | Customer - System | F42 | F42 | F42 | F42
|  | System Generation | F105x | F105x | F105x | F105x
|  | Energy | F30 | F30 | F30 | F30
|  | Cholla | F10 | F10 | F105x | F10
|  | Simple Cycle Combustion Turbine | F10 | F10 | F102x | F10
Total Communication Equipment
Distribution - METER - Unbundled
9 |  | A | C | C | C | C
FERC ACCT |  | DESCRIPTION | COS Factor | COS Factor | COS Factor | COS Factor
398 | Misc. Equipment
|  | Situs | F107x | F107x | F107x | F107x
|  | System Generation | F105x | F105x | F105x | F105x
|  | System Generation | F105x | F105x | F105x | F105x
|  | Customer - System | F42 | F42 | F42 | F42
|  | System Overheads | F102x | F102x | F102x | F102x
|  | System Energy | F30 | F30 | F30 | F30
|  | Simple Cycle Combustion Turbine | F105x | F105x | F105x | F105x
Total Misc. Equipment
399 | Coal Mine |  | F30 | F30 | F30 | F30
399L | WIDCO Capital Lease |  | F30 | F30 | F30 | F30
| Remove Capital Lease |  | F30 | F30 | F30 | F30
390L | General Capital Lease
|  | Situs | F107x | F107x | F107x | F107x
|  | System Generation | F105x | F105x | F105x | F105x
|  | System Overheads | F102x | F102x | F102x | F102x
Remove Capital Lease
392L | General Vehicles Capital Lease |  | F30 | F30 | F30 | F30
| Remove Capital Lease |  | F30 | F30 | F30 | F30
G00 | Unclassified Gen Plant - Acct 300 |  | F102x | F102x | F102x | F102x
GV0 | Unclassified Gen Veh - Acct 300 |  | F102x | F102x | F102x | F102x
TOTAL GENERAL PLANT
301 | Organization
|  | Situs | F107x | F107x | F107x | F107x
|  | System Overheads | F102x | F102x | F102x | F102x
|  | System Generation | F105x | F105x | F105x | F105x
Total Organization
302 | Franchise & Consent
|  | Situs | F107x | F107x | F107x | F107x
|  | System Generation | F105x | F105x | F105x | F105x
|  | System Generation | F105x | F105x | F105x | F105x
|  | System Generation | F105x | F105x | F105x | F105x
|  | System Generation | F105x | F105x | F105x | F105x
|  | System Generation | F105x | F105x | F105x | F105x
Total Franchise & Consent
303 | Miscellaneous Intangible Plant
|  | Situs | F107x | F107x | F107x | F107x
|  | System Generation | F105x | F105x | F105x | F105x
|  | System Overheads | F102x | F102x | F102x | F102x
|  | Energy | F30 | F30 | F30 | F30
|  | Customer - System | F42 | F42 | F42 | F42
|  | Simple Cycle Combustion Turbine | F10 | F105x | F10 | F10
|  | System Generation | F105x | F105x | F105x | F105x
Total Miscellaneous Intangible Plant
I00 | Unclass Intangible Plant - Acct 300 |  | F102x | F102x | F102x | F102x
TOTAL INTANGIBLE PLANT
TOTAL ELECTRIC PLANT IN SERVICE
Distribution - METER - Unbundled
9 |  | A | C | C | C | C
FERC ACCT |  | DESCRIPTION | COS Factor | COS Factor | COS Factor | COS Factor
105 | Plant Held For Future Use
|  | Situs | F20 | F20 | F20 | F20
|  | System Generation | F10 | F10 | F10 | F10
|  | System Generation | F10 | F10 | F10 | F10
|  | System Generation | F10 | F10 | F10 | F10
|  | Energy | F30 | F30 | F30 | F30
|  | General | F102 | F102 | F102 | F102
Total Plant Held For Future Use
114 | Electric Plant Acquisition Adjust |  | F10 | F10 | F10 | F10
115 | Accum Prov for Asset Acquisition Adj |  | F10 | F10 | F10 | F10
128 | Pensions |  | F102x | F102x | F102x | F102x
124 | Weatherization |  | F11 | F11 | F11 | F11
151 | Fuel Stock |  | F30 | F30 | F30 | F30
|  | Cholla | F30 | F30 | F30 | F30
Total Fuel Stock
152 | Fuel Stock - Undistributed |  | F30 | F30 | F30 | F30
25316 | DG&T Working Capital Deposit |  | F30 | F30 | F30 | F30
25317 | DG&T Working Capital Deposit |  | F30 | F30 | F30 | F30
25319 | Provo Working Capital Deposit |  | F30 | F30 | F30 | F30
154 | Materials and Supplies |  | F102x | F102x | F102x | F102x
163 | Stores Expense Undistributed |  | F102x | F102x | F102x | F102x
25318 | Provo Working Capital Deposit |  | F102x | F102x | F102x | F102x
165 | Prepayments |  | F102x | F102x | F102x | F102x
|  | General Plant | F102x | F102x | F102x | F102x
|  | System Generation | F102x | F102x | F102x | F102x
|  | System Energy | F30 | F30 | F30 | F30
|  | System Overheads | F102x | F102x | F102x | F102x
Total Prepayments
182 | Misc Regulatory Assets |  | F102x | F102x | F102x | F102x
|  | System Generation | F102x | F102x | F102x | F102x
|  | Simple Cycle Combustion Turbine | F102x | F102x | F102x | F102x
|  | System Generation | F102x | F102x | F102x | F102x
|  | Energy | F30 | F30 | F30 | F30
|  | System Generation | F102x | F102x | F102x | F102x
|  | System Overheads | F102x | F102x | F102x | F102x
Total Misc Regulatory Assets
186 | Misc Deferred Debits |  | F102x | F102x | F102x | F102x
|  | System Generation | F102x | F102x | F102x | F102x
|  | System Generation | F102x | F102x | F102x | F102x
|  | System Generation | F102x | F102x | F102x | F102x
|  | System Overheads | F102x | F102x | F102x | F102x
|  | System Energy | F30 | F30 | F30 | F30
|  | System Net Steam Plant | F102x | F102x | F102x | F102x
|  | Excise Tax | F102x | F102x | F102x | F102x
Total Misc Deferred Debits
CWC | Cash Working Capital
OWC | Other Working Capital |  | F137x | F137x | F137x | F137x
Total Other Working Capital
18222 | Nuclear Plant |  | F10 | F10 | F10 | F10
1869 | Misc Deferred Debits-Trojan |  | F10 | F10 | F10 | F10
141 | Impact Housing - Notes Receivable |  | F30 | F30 | F30 | F30
TOTAL RATE BASE ADDITIONS
Distribution - METER - Unbundled
9 |  | A | C | C | C | C
FERC ACCT |  | DESCRIPTION | COS Factor | COS Factor | COS Factor | COS Factor
235 | Customer Service Deposits |  | F51 | F51 | F51 | F51
2281 | Accum Prov for Property Insurance |  | F102x | F102x | F102x | F102x
2282 | Accum Prov for Injuries & Damages |  | F102x | F102x | F102x | F102x
2283 | Accum Prov for Pension & Benefits |  | F102x | F102x | F102x | F102x
25335 | Accum Prov for Pension & Benefits |  | F30 | F30 | F30 | F30
22844 | Accum Hydro Relicensing Obligation |  | F10 | F10 | F10 | F10
254 | Reg Liabilities - Insurance Provision |  | F30 | F30 | F30 | F30
254 |  | Situs | F102x | F102x | F102x | F102x
22842 | Accum Misc Oper Prov - Trojan |  | F10 | F10 | F10 | F10
252 | Customer Advances for Const |  | F50 | F50 | F50 | F50
25398 | SO2 Emissions |  | F30 | F30 | F30 | F30
25399 | Other Deferred Credits |  | F10 | F10 | F10 | F10
190 | Accum Deferred Income Taxes |  | F104x | F104x | F104x | F104x
|  | Customer System | F42 | F42 | F42 | F42
|  | Labor | F138x | F138x | F138x | F138x
|  | System Generation | F104x | F104x | F104x | F104x
|  | IBT | F141 | F141 | F141 | F141
|  | Bad Debt Expense | F104x | F104x | F104x | F104x
|  | TROJP | F104x | F104x | F104x | F104x
|  | System Generation | F104x | F104x | F104x | F104x
|  | Energy | F104x | F104x | F104x | F104x
|  | System Net Plant | F104x | F104x | F104x | F104x
|  | Division Net Plant Distribution | F104x | F104x | F104x | F104x
|  | Simple Cycle Combustion Turbine | F10 | F10 | F102x | F10
Total Accum Deferred Income Taxes
281 | Accum Deferred Income Taxes |  | F104x | F104x | F104x | F104x
282 | Accum Deferred Income Taxes |  | F104x | F104x | F104x | F104x
|  | DITBAL | F104x | F104x | F104x | F104x
|  | System Net Plant | F104x | F104x | F104x | F104x
|  | Labor | F138x | F138x | F138x | F138x
|  | GPS | F104x | F104x | F104x | F104x
|  | CIAC | F104x | F104x | F104x | F104x
|  | SNPD | F104x | F104x | F104x | F104x
|  | SCHMDEXP | F104x | F104x | F104x | F104x
|  | TAXDEPR | F104x | F104x | F104x | F104x
|  | DGP | F104x | F104x | F104x | F104x
|  | IBT | F104x | F104x | F104x | F104x
|  | SSGCT | F104x | F104x | F104x | F104x
|  | SSGCH | F104x | F104x | F104x | F104x
|  | SE | F104x | F104x | F104x | F104x
|  | SG | F104x | F104x | F104x | F104x
Total Accum Deferred Income Taxes
283 | Accum Deferred Income Taxes |  | F104x | F104x | F104x | F104x
|  | System Generation | F104x | F104x | F104x | F104x
|  | Energy | F104x | F104x | F104x | F104x
|  | Labor | F138x | F138x | F138x | F138x
|  | General Plant | F104x | F104x | F104x | F104x
|  | System Net Plant | F104x | F104x | F104x | F104x
|  | TROJP | F104x | F104x | F104x | F104x
|  | System Generation | F104x | F104x | F104x | F104x
|  | Simple Cycle Combustion Turbine | F104x | F104x | F104x | F104x
|  | System Generation | F104x | F104x | F104x | F104x
Total Accum Deferred Income Taxes
255 | Accum Investment Tax Credit |  | F104x | F104x | F104x | F104x
TOTAL RATE BASE DEDUCTIONS
108SP | Steam Prod Accumulated Depr |  | F10 | F10 | F10 | F10
108NP | Nuclear Prod Accumulated Depr |  | F10 | F10 | F10 | F10
108HP | Hydraulic Prod Accum Depr |  | F10 | F10 | F10 | F10
108OP | Other Production - Accum Depr |  | F10 | F10 | F10 | F10
|  | Simple Cycle Combustion Turbine | F10 | F10 | F10 | F10
|  | Wind Generation | F10 | F10 | F10 | F10
|  | System Generation | F10 | F10 | F10 | F10
|  | System Generation | F10 | F10 | F10 | F10
Total Other Production - Accum Depr
108EP | Experimental Plant - Accum Depr |  | F10 | F10 | F10 | F10
TOTAL PRODUCTION PLANT DEPRECIATION
108TP | Transmission Plant Accum Depr |  | F106 | F106 | F106 | F106
108360 | Land and Land Rights |  | F118 | F118 | F118 | F118
108361 | Structures and Improvements |  | F119 | F119 | F119 | F119
108362 | Station Equipment |  | F120 | F120 | F120 | F120
Distribution - METER - Unbundled
9 |  | A | C | C | C | C
FERC ACCT |  | DESCRIPTION | COS Factor | COS Factor | COS Factor | COS Factor
108364 | Poles, Towers & Fixtures |  | F121 | F121 | F121 | F121
108365 | Overhead Conductors |  | F122 | F122 | F122 | F122
108366 | Underground Conduit |  | F123 | F123 | F123 | F123
108367 | Underground Conductors |  | F124 | F124 | F124 | F124
108368 | Line Transformers |  | F125 | F125 | F125 | F125
108369 | Services |  | F126 | F126 | F126 | F126
108370 | Meters |  | F127 | F127 | F127 | F127
108371 | Install on Customers' Premises |  | F128 | F128 | F128 | F128
108372 | Leased Property |  | F129 | F129 | F129 | F129
108373 | Street Lights |  | F130 | F130 | F130 | F130
108D00 | Unclassified Dist Plant - Acct 300 |  | F121 | F121 | F121 | F121
108DS | Unclassified Dist Sub - Acct 300 |  | F120 | F120 | F120 | F120
108D | Unclassified Dist Sub - Acct 300 |  | F102x | F102x | F102x | F102x
TOTAL DISTRIBUTION PLANT DEPR
108GP | General Plant Accumulated Depr
|  | Situs | F107x | F107x | F107x | F107x
|  | System Generation | F105x | F105x | F105x | F105x
|  | System Generation | F105x | F105x | F105x | F105x
|  | System Generation | F105x | F105x | F105x | F105x
|  | Customer - System | F42 | F42 | F42 | F42
|  | System Overheads | F102x | F102x | F102x | F102x
|  | Energy | F30 | F30 | F30 | F30
|  | Simple Cycle Combustion Turbine | F10 | F10 | F105x | F10
|  | Cholla | F10 | F10 | F105x | F10
Total General Plant Accumulated Depr
108MP | Mining Plant Accumulated Depr. |  | F30 | F30 | F30 | F30
1081390 | Accum Depr - Capital Lease |  | F30 | F30 | F30 | F30
| Remove Capital Lease |  | F30 | F30 | F30 | F30
1081399L | Accum Depr - Capital Lease |  | F30 | F30 | F30 | F30
|  | Energy | F30 | F30 | F30 | F30
| Remove Capital Lease |  | F30 | F30 | F30 | F30
TOTAL GENERAL PLANT ACCUM DEPR
TOTAL ACCUM DEPR - PLANT IN SERVICE
111CLS | Accum Prov for Amort-Steam |  | F10 | F10 | F10 | F10
111CLG | Accum Prov for Amort-General
| Situs |  | F108x | F108x | F108x | F108x
| Customer - System |  | F40 | F40 | F40 | F40
| System Generation |  | F108x | F108x | F108x | F108x
| System Overheads |  | F108x | F108x | F108x | F108x
| Energy |  | F108x | F108x | F108x | F108x
Total Accum Prov for Amort-General
111CLH | Accum Prov for Amort-Hydro |  | F10 | F10 | F10 | F10
111IP | Accum Prov for Amort-Intangible
|  | Situs | F107x | F107x | F107x | F107x
|  | System Generation | F105x | F105x | F105x | F105x
|  | System Generation | F105x | F105x | F105x | F105x
|  | Energy | F30 | F30 | F30 | F30
|  | System Generation | F105x | F105x | F105x | F105x
|  | System Generation | F105x | F105x | F105x | F105x
|  | System Generation | F105x | F105x | F105x | F105x
|  | Customer - System | F42 | F42 | F42 | F42
|  | System Generation | F105x | F105x | F105x | F105x
|  | Cholla | F10 | F10 | F105x | F10
|  | System Overheads | F102x | F102x | F102x | F102x
Total Accum Prov for Amort-Intangible
111390 | Accum Prov for Amort-Capital Lease |  | F30 | F30 | F30 | F30

## COS Factor Table
Factor Table COS
Rocky Mountain Power
Cost Of Service By Rate Schedule - COS Factor Summary
State of Utah
2017 Protocol (Non Wgt)
12 Months Ended Dec 2017
Class Allocation Factors
A | B | C |  | D | E | F | G | H | I | J | K | L | M | N | O | P | Q
COS |  | Dmd |  | D: Eng
Factor | DESCRIPTION | Split |  |  | Residential Sch 1 | General Large Dist. Sch 6 | General +1 MW Sch 8 | Street & Area Lighting Sch. 7,11,12 | General Trans Sch 9 | General Secondary Sch 22 | Irrigation Sch 10 | Traffic Signals Sch 15 | Outdoor Lighting Sch 15 | General Small Dist. Sch 23 | Industrial Cust 1 | Industrial Cust 2 | Factor
A | Direct Assignment
F10 | Coincident Peak, System | 75% | / | 25% | 0.34123 | 0.28138 | 0.080671 | 0.0018206 | 0.17529 | 0.00085853 | 0.0091695 | 0.00028306 | 0.00039587 | 0.066456 | 0.022118 | 0.020328 | 1 | -0.17443
F11 | Coincident Peak, System | 50% | / | 50% | 0.32437 | 0.28031 | 0.082871 | 0.0023902 | 0.18523 | 0.00093936 | 0.0094721 | 0.000301 | 0.00051223 | 0.064713 | 0.023521 | 0.025367 | 1 | -0.18429
F12 | Coincident Peak, System | 100% | / | 0% | 0.35809 | 0.28245 | 0.078471 | 0.0012511 | 0.16535 | 0.00077769 | 0.0088669 | 0.00026511 | 0.0002795 | 0.068198 | 0.020716 | 0.015289 | 1 | -0.16457
F20 | 12 Weighted Distribution Peaks |  |  |  | 0.47865 | 0.33785 | 0.080708 | 0.00056508 | 0 | 0.00017733 | 0.015601 | 0.00024198 | 0.0001453 | 0.086058 | 0 | 0 | 1 | 0.00017733
F21 | Transformers - NCP |  |  |  | 0.60566 | 0.24715 | 0.048544 | 0.0033441 | 0 | 0.0020287 | 0.017937 | 0.00013698 | 0.00067526 | 0.074525 | 0 | 0 | 1 | 0.0020287
F22 | Secondary Lines - NCP |  |  |  | 0.89043 | 0 | 0 | 0 | 0 | 0 | 0 | 0 | 0 | 0.10957 | 0 | 0 | 1 | 0
F30 | MWH @ Input |  |  |  | 0.29065 | 0.27818 | 0.087271 | 0.0035292 | 0.20511 | 0.001101 | 0.010077 | 0.00033689 | 0.00074497 | 0.061229 | 0.026325 | 0.035444 | 1 | -0.20401
F40 | Average Customers |  |  |  | 0.8668 | 0.017463 | 0.00027086 | 0.009687 | 0.0001844 | 1.1026e-06 | 0.0036004 | 0.002924 | 0.00065308 | 0.098415 | 1.1026e-06 | 1.1026e-06 | 1 | -0.0001833
F41 | Weighted Customers Acct 902 |  |  |  | 0.84559 | 0.017923 | 0.019773 | 0 | 0.013105 | 8.0487e-05 | 0.0038447 | 0.0028524 | 0.0006371 | 0.096007 | 9.176e-05 | 9.176e-05 | 1 | -0.013024
F42 | Weighted Customers Acct 903 |  |  |  | 0.87123 | 0.018883 | 0.00029289 | 0.0088006 | 0.00064891 | 1.1922e-06 | 0.003479 | 0.0026576 | 0.00059359 | 0.093406 | 3.8799e-06 | 3.8799e-06 | 1 | -0.00064772
F43 | Residential Split |  |  |  | 1 | 0 | 0 | 0 | 0 | 0 | 0 | 0 | 0 | 0 | 0 | 0 | 1 | 0
F44 | Commercial Split |  |  |  | 0 | 0.14418 | 0.0014513 | 0 | 0.00040626 | 9.929e-06 | 0 | 0 | 0 | 0.85395 | 0 | 0 | 1 | -0.00039633
F45 | Industrial / Irrigation Split |  |  |  | 0 | 0.16332 | 0.012337 | 0 | 0.015643 | 0 | 0.40488 | 0 | 0 | 0.40357 | 0.00012399 | 0.00012399 | 1 | -0.015643
F46 | Lighting / OSPA Split |  |  |  | 0 | 0 | 0 | 0.73032 | 0 | 0 | 0 | 0.22044 | 0.049237 | 0 | 0 | 0 | 1 | 0
F47 | Wtd Customers Acct 902 - irrigation |  |  |  | 0.84715 | 0.017956 | 0.019809 | 0 | 0.013129 | 8.0635e-05 | 0.0020119 | 0.0028577 | 0.00063827 | 0.096184 | 9.1929e-05 | 9.1929e-05 | 1 | -0.013048
F48 | Wtd Customers Acct 903 - irrigation |  |  |  | 0.87268 | 0.018914 | 0.00029337 | 0.0088153 | 0.00064999 | 1.1942e-06 | 0.0018202 | 0.002662 | 0.00059458 | 0.093561 | 3.8864e-06 | 3.8864e-06 | 1 | -0.0006488
F50 | Contribution in Aid of Construction |  |  |  | 0.49539 | 0.020793 | 0.071767 | 0.0099333 | 0.18238 | 0 | 0.013175 | 0.0048553 | 0.0072572 | 0.19444 | 0 | 0 | 1 | -0.18238
F51 | Security Deposits |  |  |  | 0.19595 | 0.025053 | 0.05357 | 0.00052946 | 0.36871 | 0 | 0.0057663 | 0 | 0.00010613 | 0.35032 | 0 | 0 | 1 | -0.36871
F60 | Meters |  |  |  | 0.70933 | 0.10516 | 0.01691 | 0 | 0.029022 | 1.4251e-05 | 0.010996 | 0.0023316 | 0.00052078 | 0.12026 | 0.0027259 | 0.0027259 | 1 | -0.029008
F70 | Services |  |  |  | 0.80695 | 0.068535 | 0.0054804 | 0 | 0 | 3.5512e-05 | 0 | 0.0029351 | 0.00065557 | 0.11541 | 0 | 0 | 1 | 3.5512e-05
F80 | Uncollectables |  |  |  | 0.77653 | 0.1094 | 0.030025 | 0 | 0.054644 | 0.00034338 | 0.0011274 | 0 | 0 | 0.027933 | 0 | 0 | 1 | -0.054301
F85 | Firm Sales - Utah Share |  |  |  | 0.33318 | 0.28403 | 0.081059 | 0.0019452 | 0.17705 | 0.0010386 | 0.0082842 | 0.00029396 | 0.00042042 | 0.066544 | 0.023181 | 0.022967 | 1 | -0.17601
F86 | Non Firm Sales - Utah Share |  |  |  | 0.33318 | 0.28403 | 0.081059 | 0.0019452 | 0.17705 | 0.0010386 | 0.0082842 | 0.00029396 | 0.00042042 | 0.066544 | 0.023181 | 0.022967 | 1 | -0.17601
F87 | Firm Purchases (Non-Seasonal) - Utah Share |  |  |  | 0.33384 | 0.28271 | 0.082088 | 0.0020409 | 0.17909 | 0.00095117 | 0.0082111 | 0.00029103 | 0.00044482 | 0.065982 | 0.022684 | 0.02167 | 1 | -0.17814
F88 | Seasonal Purchases - Utah Share |  |  |  | 0 | 0 | 0 | 0 | 0 | 0 | 0 | 0 | 0 | 0 | 0 | 0 | 0 | 0
F89 | Non firm Purchases - Utah Share |  |  |  | 0.28796 | 0.27983 | 0.087359 | 0.0035695 | 0.20458 | 0.0011093 | 0.010493 | 0.00033837 | 0.00074799 | 0.061489 | 0.026557 | 0.035961 | 1 | -0.20348
F90 | Coal (Non-Seasonal) - Utah Share |  |  |  | 0.28846 | 0.2789 | 0.087297 | 0.0035896 | 0.20539 | 0.0012589 | 0.0094677 | 0.00034284 | 0.00075915 | 0.061598 | 0.026731 | 0.0362 | 1 | -0.20413
F91 | Seasonal Cholla Coal - Utah Share |  |  |  | 0.28859 | 0.27859 | 0.087229 | 0.0035686 | 0.20551 | 0.001212 | 0.0099686 | 0.00033953 | 0.00075112 | 0.061456 | 0.026742 | 0.036044 | 1 | -0.2043
F92 | Gas (Non-Seasonal) - Utah Share |  |  |  | 0.29256 | 0.27696 | 0.086581 | 0.0035773 | 0.20484 | 0.0014401 | 0.0084901 | 0.00034645 | 0.00076817 | 0.061762 | 0.026718 | 0.03596 | 1 | -0.2034
F93 | Seasonal CT Gas - Utah Share |  |  |  | 0.29094 | 0.27742 | 0.087287 | 0.003595 | 0.20631 | 0.0014174 | 0.007603 | 0.00034849 | 0.00077497 | 0.06165 | 0.026547 | 0.03611 | 1 | -0.20489
F94 | Other Generation - Utah Share |  |  |  | 0.28927 | 0.27941 | 0.087009 | 0.0035847 | 0.20395 | 0.001213 | 0.010053 | 0.00034131 | 0.0007533 | 0.061696 | 0.026591 | 0.036128 | 1 | -0.20273
F95 | Firm Wheeling - Utah Share |  |  |  | 0.33488 | 0.28299 | 0.081516 | 0.0019631 | 0.17766 | 0.0009448 | 0.0085 | 0.0002902 | 0.00042659 | 0.066273 | 0.022699 | 0.021862 | 1 | -0.17671
F96 | Non-Firm Wheeling - Utah Share |  |  |  | 0.28547 | 0.28074 | 0.086906 | 0.00353 | 0.20332 | 0.00082029 | 0.014521 | 0.00032769 | 0.00072596 | 0.061229 | 0.026841 | 0.035567 | 1 | -0.2025
F101 | Rate Base |  |  |  | 0.40217 | 0.27318 | 0.074327 | 0.0036834 | 0.13171 | 0.00078111 | 0.010026 | 0.00033158 | 0.0003595 | 0.071024 | 0.016729 | 0.015678 | 1 | -0.13093
F101P | Generation Rate Base |  |  |  | 0.3382 | 0.2812 | 0.081068 | 0.0019239 | 0.17706 | 0.00087315 | 0.0092235 | 0.00028634 | 0.00041707 | 0.066147 | 0.022367 | 0.021233 | 1 | -0.17619
F101T | Transmission Rate Base |  |  |  | 0.33884 | 0.28214 | 0.080423 | 0.0017578 | 0.17827 | 0.0008613 | 0.0091057 | 0.00024999 | 0.00034648 | 0.065308 | 0.022313 | 0.02039 | 1 | -0.17741
F101D | Distribution Rate Base |  |  |  | 0.58766 | 0.24657 | 0.055002 | 0.0089869 | -0.00095329 | 0.00051524 | 0.012488 | 0.00049374 | 0.00025759 | 0.089008 | -1.4529e-05 | -8.57e-06 | 1 | 0.0014685
F101R | Retail Rate Base |  |  |  | 0.68613 | 0.4507 | 0.078005 | 0.0098579 | -0.11757 | 0.0013006 | 0.013086 | 0.0011104 | 0.00065097 | -0.17657 | 0.0278 | 0.025501 | 1 | 0.11887
F101M | Misc Rate Base |  |  |  | 0.40486 | 0.27085 | 0.073778 | 0.0046413 | 0.13053 | 0.00075707 | 0.0099565 | 0.00034833 | 0.00036771 | 0.072495 | 0.01638 | 0.01504 | 1 | -0.12977
F102 | SGP - System Gross Plant |  |  |  | 0.40527 | 0.27078 | 0.073732 | 0.0046535 | 0.13026 | 0.00075617 | 0.0099605 | 0.00034857 | 0.00036693 | 0.07253 | 0.016346 | 0.014995 | 1 | -0.1295
F102P | SGGP - System Gross Generation Plant |  |  |  | 0.34123 | 0.28138 | 0.080671 | 0.0018206 | 0.17529 | 0.00085853 | 0.0091695 | 0.00028306 | 0.00039587 | 0.066456 | 0.022118 | 0.020328 | 1 | -0.17443
F102T | SGTP - System Gross Transmission Plant |  |  |  | 0.33992 | 0.2803 | 0.080362 | 0.0018137 | 0.17833 | 0.00085523 | 0.0091343 | 0.00028197 | 0.00039435 | 0.066201 | 0.022163 | 0.02025 | 1 | -0.17747
F102D | SGDP - System Gross Distribution Plant |  |  |  | 0.58649 | 0.242 | 0.054519 | 0.012621 | 0.00086581 | 0.00047159 | 0.012216 | 0.00053371 | 0.00028704 | 0.089838 | 8.1322e-05 | 8.1322e-05 | 1 | -0.00039422
F102R | SGTP - System Gross Retail Plant |  |  |  | 0.40527 | 0.27078 | 0.073732 | 0.0046535 | 0.13026 | 0.00075617 | 0.0099605 | 0.00034857 | 0.00036693 | 0.07253 | 0.016346 | 0.014995 | 1 | -0.1295
F102M | SGDP - System Gross Misc Plant |  |  |  | 0.40527 | 0.27078 | 0.073732 | 0.0046535 | 0.13026 | 0.00075617 | 0.0099605 | 0.00034857 | 0.00036693 | 0.07253 | 0.016346 | 0.014995 | 1 | -0.1295
F103 | SGP - System Gross Plant (Regulatory fees) |  |  |  | 0.33333 | 0 | 0 | 0 | 0 | 0 | 0.33333 | 0 | 0 | 0.33333 | 0 | 0 | 1 | 0
F104 | SNP - System Net Plant |  |  |  | 0.40531 | 0.27112 | 0.07384 | 0.0036841 | 0.13062 | 0.00076887 | 0.010015 | 0.00034916 | 0.0003733 | 0.072388 | 0.01639 | 0.015131 | 1 | -0.12986
F104P | SNP - System Net Generation Plant |  |  |  | 0.3403 | 0.28132 | 0.080792 | 0.0018519 | 0.17584 | 0.00086296 | 0.0091861 | 0.00028404 | 0.00040225 | 0.06636 | 0.022195 | 0.020605 | 1 | -0.17497
F104T | SNP - System Net Transmission Plant |  |  |  | 0.33992 | 0.2803 | 0.080362 | 0.0018137 | 0.17833 | 0.00085523 | 0.0091343 | 0.00028197 | 0.00039435 | 0.066201 | 0.022163 | 0.02025 | 1 | -0.17747
F104D | SNP - System Net Distribution Plant |  |  |  | 0.58661 | 0.24525 | 0.055128 | 0.0088869 | 0.00068554 | 0.00051572 | 0.012478 | 0.0005174 | 0.00029731 | 0.089507 | 6.439e-05 | 6.439e-05 | 1 | -0.00016982
F104R | SNP - System Net Retail Plant |  |  |  | 0.87123 | 0.018883 | 0.00029289 | 0.0088006 | 0.00064891 | 1.1922e-06 | 0.003479 | 0.0026576 | 0.00059359 | 0.093406 | 3.8799e-06 | 3.8799e-06 | 1 | -0.00064772
F104M | SNP - System Net Misc Plant |  |  |  | 0.40531 | 0.27112 | 0.07384 | 0.0036841 | 0.13062 | 0.00076887 | 0.010015 | 0.00034916 | 0.0003733 | 0.072388 | 0.01639 | 0.015131 | 1 | -0.12986
F105 | STP - System Prod & Trans Plant |  |  |  | 0.34079 | 0.28102 | 0.080568 | 0.0018183 | 0.1763 | 0.00085743 | 0.0091578 | 0.00028269 | 0.00039536 | 0.066371 | 0.022133 | 0.020302 | 1 | -0.17545
F105P | SGGP - System Gross Generation Plant |  |  |  | 0.34123 | 0.28138 | 0.080671 | 0.0018206 | 0.17529 | 0.00085853 | 0.0091695 | 0.00028306 | 0.00039587 | 0.066456 | 0.022118 | 0.020328 | 1 | -0.17443
F105T | SGTP - System Gross Transmission Plant |  |  |  | 0.33992 | 0.2803 | 0.080362 | 0.0018137 | 0.17833 | 0.00085523 | 0.0091343 | 0.00028197 | 0.00039435 | 0.066201 | 0.022163 | 0.02025 | 1 | -0.17747
F105D | SGDP - System Gross Distribution Plant |  |  |  | 0.083333 | 0.083333 | 0.083333 | 0.083333 | 0.083333 | 0.083333 | 0.083333 | 0.083333 | 0.083333 | 0.083333 | 0.083333 | 0.083333 | 1 | 0
F105R | SGTP - System Gross Retail Plant |  |  |  | 0.083333 | 0.083333 | 0.083333 | 0.083333 | 0.083333 | 0.083333 | 0.083333 | 0.083333 | 0.083333 | 0.083333 | 0.083333 | 0.083333 | 1 | 0
F105M | SGDP - System Gross Misc Plant |  |  |  | 0.083333 | 0.083333 | 0.083333 | 0.083333 | 0.083333 | 0.083333 | 0.083333 | 0.083333 | 0.083333 | 0.083333 | 0.083333 | 0.083333 | 1 | 0
F106 | STP - System Transmission Plant |  |  |  | 0.33992 | 0.2803 | 0.080362 | 0.0018137 | 0.17833 | 0.00085523 | 0.0091343 | 0.00028197 | 0.00039435 | 0.066201 | 0.022163 | 0.02025 | 1 | -0.17747
F107 | STP - System Trans & Dist Plant |  |  |  | 0.46726 | 0.26052 | 0.067015 | 0.0073954 | 0.086676 | 0.0006571 | 0.010726 | 0.00041198 | 0.00033893 | 0.078408 | 0.010759 | 0.0098337 | 1 | -0.086019
F107P | SGGP - System Gross Generation Plant |  |  |  | 0.34123 | 0.28138 | 0.080671 | 0.0018206 | 0.17529 | 0.00085853 | 0.0091695 | 0.00028306 | 0.00039587 | 0.066456 | 0.022118 | 0.020328 | 1 | -0.17443
F107T | SGTP - System Gross Transmission Plant |  |  |  | 0.33992 | 0.2803 | 0.080362 | 0.0018137 | 0.17833 | 0.00085523 | 0.0091343 | 0.00028197 | 0.00039435 | 0.066201 | 0.022163 | 0.02025 | 1 | -0.17747
F107D | SGDP - System Gross Distribution Plant |  |  |  | 0.58649 | 0.242 | 0.054519 | 0.012621 | 0.00086581 | 0.00047159 | 0.012216 | 0.00053371 | 0.00028704 | 0.089838 | 8.1322e-05 | 8.1322e-05 | 1 | -0.00039422
F107R | SGTP - System Gross Retail Plant |  |  |  | 0.58649 | 0.242 | 0.054519 | 0.012621 | 0.00086581 | 0.00047159 | 0.012216 | 0.00053371 | 0.00028704 | 0.089838 | 8.1322e-05 | 8.1322e-05 | 1 | -0.00039422
F107M | SGDP - System Gross Misc Plant |  |  |  | 0.58649 | 0.242 | 0.054519 | 0.012621 | 0.00086581 | 0.00047159 | 0.012216 | 0.00053371 | 0.00028704 | 0.089838 | 8.1322e-05 | 8.1322e-05 | 1 | -0.00039422
F108 | SGP - System General Plant |  |  |  | 0.42625 | 0.26289 | 0.071219 | 0.0058064 | 0.1181 | 0.00074315 | 0.010209 | 0.00041441 | 0.00040647 | 0.074072 | 0.014844 | 0.015043 | 1 | -0.11736
F108P | SGGP - System Gen Generation Plant |  |  |  | 0.32199 | 0.28016 | 0.083183 | 0.0024707 | 0.18664 | 0.0009508 | 0.0095149 | 0.00030354 | 0.00052869 | 0.064467 | 0.023719 | 0.026079 | 1 | -0.18569
F108T | SGTP - System Gen Transmission Plant |  |  |  | 0.33993 | 0.28031 | 0.080364 | 0.0018137 | 0.17831 | 0.00085525 | 0.0091346 | 0.00028198 | 0.00039436 | 0.066202 | 0.022162 | 0.02025 | 1 | -0.17745
F108D | SGDP - System Gen Distribution Plant |  |  |  | 0.58649 | 0.242 | 0.054519 | 0.012621 | 0.00086581 | 0.00047159 | 0.012216 | 0.00053371 | 0.00028704 | 0.089838 | 8.1322e-05 | 8.1322e-05 | 1 | -0.00039422
F108R | SGTP - System Gen Retail Plant |  |  |  | 0.87123 | 0.018883 | 0.00029289 | 0.0088006 | 0.00064891 | 1.1922e-06 | 0.003479 | 0.0026576 | 0.00059359 | 0.093406 | 3.8799e-06 | 3.8799e-06 | 1 | -0.00064772
F108M | SGDP - System Gen Misc Plant |  |  |  | 0.083333 | 0.083333 | 0.083333 | 0.083333 | 0.083333 | 0.083333 | 0.083333 | 0.083333 | 0.083333 | 0.083333 | 0.083333 | 0.083333 | 1 | 0
F110 | SIP - System Intangible Plant |  |  |  | 0.47204 | 0.22558 | 0.061997 | 0.0043994 | 0.12205 | 0.00064716 | 0.008398 | 0.00077419 | 0.0004219 | 0.074308 | 0.015327 | 0.014068 | 1 | -0.1214
F118 | Account 360 |  |  |  | 0.47865 | 0.33785 | 0.080708 | 0.00056508 | 0 | 0.00017733 | 0.015601 | 0.00024198 | 0.0001453 | 0.086058 | 0 | 0 | 1 | 0.00017733
F119 | Account 361 |  |  |  | 0.47865 | 0.33785 | 0.080708 | 0.00056508 | 0 | 0.00017733 | 0.015601 | 0.00024198 | 0.0001453 | 0.086058 | 0 | 0 | 1 | 0.00017733
F120 | Account 362 |  |  |  | 0.47865 | 0.33785 | 0.080708 | 0.00056508 | 0 | 0.00017733 | 0.015601 | 0.00024198 | 0.0001453 | 0.086058 | 0 | 0 | 1 | 0.00017733
F121 | Account 364 |  |  |  | 0.47426 | 0.33362 | 0.079695 | 0.011294 | 0 | 0.0001751 | 0.015405 | 0.00023894 | 0.00014348 | 0.085177 | 0 | 0 | 1 | 0.0001751
F122 | Account 365 |  |  |  | 0.62306 | 0.214 | 0.051122 | 0.0077011 | 0 | 0.00011232 | 0.0098819 | 0.00015327 | 9.2035e-05 | 0.093871 | 0 | 0 | 1 | 0.00011232
F123 | Account 366 |  |  |  | 0.63751 | 0.20742 | 0.04955 | 0.00047854 | 0 | 0.00010887 | 0.009578 | 0.00014856 | 8.9205e-05 | 0.095119 | 0 | 0 | 1 | 0.00010887
F124 | Account 367 |  |  |  | 0.59967 | 0.2368 | 0.056568 | 0.0028069 | 0 | 0.00012429 | 0.010935 | 0.0001696 | 0.00010184 | 0.092825 | 0 | 0 | 1 | 0.00012429
F125 | Account 368 |  |  |  | 0.60566 | 0.24715 | 0.048544 | 0.0033441 | 0 | 0.0020287 | 0.017937 | 0.00013698 | 0.00067526 | 0.074525 | 0 | 0 | 1 | 0.0020287
F126 | Account 369 |  |  |  | 0.80695 | 0.068535 | 0.0054804 | 0 | 0 | 3.5512e-05 | 0 | 0.0029351 | 0.00065557 | 0.11541 | 0 | 0 | 1 | 3.5512e-05
F127 | Account 370 |  |  |  | 0.70933 | 0.10516 | 0.01691 | 0 | 0.029022 | 1.4251e-05 | 0.010996 | 0.0023316 | 0.00052078 | 0.12026 | 0.0027259 | 0.0027259 | 1 | -0.029008
F128 | Account 371 |  |  |  | 0 | 0 | 0 | 1 | 0 | 0 | 0 | 0 | 0 | 0 | 0 | 0 | 1 | 0
F129 | Account 372 |  |  |  | 0.083333 | 0.083333 | 0.083333 | 0.083333 | 0.083333 | 0.083333 | 0.083333 | 0.083333 | 0.083333 | 0.083333 | 0.083333 | 0.083333 | 1 | 0
F130 | Account 373 |  |  |  | 0 | 0 | 0 | 1 | 0 | 0 | 0 | 0 | 0 | 0 | 0 | 0 | 1 | 0
F131 | Account 581 thru 587 & 591 thru 597 |  |  |  | 0.5545 | 0.25617 | 0.059792 | 0.025778 | 0.00069385 | 0.00014641 | 0.011691 | 0.00053774 | 0.00019064 | 0.090379 | 6.5171e-05 | 6.5171e-05 | 1 | -0.00054744
F132 | Account 364 + 365 |  |  |  | 0.53116 | 0.28788 | 0.068769 | 0.00992 | 0 | 0.0001511 | 0.013293 | 0.00020618 | 0.00012381 | 0.088501 | 0 | 0 | 1 | 0.0001511
F133 | Account 366 + 367 |  |  |  | 0.60989 | 0.22887 | 0.054673 | 0.0021783 | 0 | 0.00012013 | 0.010568 | 0.00016392 | 9.8428e-05 | 0.093444 | 0 | 0 | 1 | 0.00012013
F134 | Account 364 + 365 + 369 (OH) |  |  |  | 0.56795 | 0.25861 | 0.060325 | 0.0085965 | 0 | 0.00013568 | 0.01152 | 0.00057028 | 0.00019475 | 0.092092 | 0 | 0 | 1 | 0.00013568
F135 | Account 366 + 367 + 369 (UG) |  |  |  | 0.65268 | 0.19405 | 0.043991 | 0.0017053 | 0 | 0.00010175 | 0.0082733 | 0.0007657 | 0.00021941 | 0.098215 | 0 | 0 | 1 | 0.00010175
F136 | Account 902 + 903 + 904 |  |  |  | 0.85481 | 0.032555 | 0.0072931 | 0.0063554 | 0.010447 | 6.3327e-05 | 0.0017392 | 0.002282 | 0.00050969 | 0.083912 | 1.4471e-05 | 1.4471e-05 | 1 | -0.010384
F137 | Total O & M Expense |  |  |  | 0.35891 | 0.26866 | 0.07865 | 0.004614 | 0.16611 | 0.00086139 | 0.0094479 | 0.00040228 | 0.00051562 | 0.067161 | 0.02107 | 0.023603 | 1 | -0.16525
F137P | Generation O & M Exp |  |  |  | 0.31746 | 0.27981 | 0.083778 | 0.0026436 | 0.18928 | 0.00097335 | 0.0096037 | 0.00030897 | 0.00056166 | 0.063996 | 0.024095 | 0.02749 | 1 | -0.18831
F137T | Transmission O & M Exp |  |  |  | 0.34354 | 0.28024 | 0.080245 | 0.0019861 | 0.17453 | 0.00085481 | 0.0092042 | 0.00028786 | 0.00039848 | 0.066605 | 0.02189 | 0.020217 | 1 | -0.17368
F137D | Distribution O & M Exp |  |  |  | 0.54809 | 0.25702 | 0.060463 | 0.025536 | 0.0053305 | 0.00015648 | 0.01161 | 0.00053303 | 0.00019516 | 0.089756 | 0.00064904 | 0.00065693 | 1 | -0.005174
F137R | Retail O & M Exp (Customer) |  |  |  | 0.92707 | -0.0070172 | -0.00417 | 0.0071249 | -0.0098991 | -5.4494e-05 | 0.00073381 | 0.0026802 | 0.00055354 | 0.087861 | -0.0025498 | -0.002331 | 1 | 0.0098446
F137M | Misc & Customer O & M Exp |  |  |  | 0.39747 | 0.27207 | 0.074577 | 0.0043084 | 0.13575 | 0.00076864 | 0.0098641 | 0.00034059 | 0.00037046 | 0.071789 | 0.017049 | 0.015645 | 1 | -0.13498
F138 | GTD O&M Exp (less fuel, purchased p & wheeling) |  |  |  | 0.45006 | 0.24715 | 0.067325 | 0.0081937 | 0.11484 | 0.00059728 | 0.0089796 | 0.00057737 | 0.00036276 | 0.074358 | 0.01433 | 0.013227 | 1 | -0.11425
F138P | Generation O & M Exp (less fuel & purchased power) |  |  |  | 0.34069 | 0.28135 | 0.080741 | 0.0018387 | 0.17561 | 0.0008611 | 0.0091791 | 0.00028363 | 0.00039957 | 0.0664 | 0.022163 | 0.020488 | 1 | -0.17475
F138T | Transmission O & M Exp - (less wheeling exp) |  |  |  | 0.33992 | 0.2803 | 0.080362 | 0.0018137 | 0.17833 | 0.00085523 | 0.0091343 | 0.00028197 | 0.00039435 | 0.066201 | 0.022163 | 0.02025 | 1 | -0.17747
F138D | Distribution O & M Exp |  |  |  | 0.5545 | 0.25617 | 0.059792 | 0.025778 | 0.00069385 | 0.00014641 | 0.011691 | 0.00053774 | 0.00019064 | 0.090379 | 6.5171e-05 | 6.5171e-05 | 1 | -0.00054744
F138R | Retail O & M Exp (Customer) |  |  |  | 0.85634 | 0.03064 | 0.0064021 | 0.0067782 | 0.0091447 | 5.5432e-05 | 0.0019753 | 0.0023634 | 0.00052788 | 0.085752 | 1.2775e-05 | 1.2775e-05 | 1 | -0.0090893
F138M | Misc & Customer O & M Exp |  |  |  | 0.083333 | 0.083333 | 0.083333 | 0.083333 | 0.083333 | 0.083333 | 0.083333 | 0.083333 | 0.083333 | 0.083333 | 0.083333 | 0.083333 | 1 | 0
F140 | Revenue Requirement Before Rev Credits |  |  |  | 0.3762 | 0.27436 | 0.076935 | 0.0046937 | 0.14823 | 0.0008474 | 0.0095338 | 0.00038892 | 0.00050867 | 0.06974 | 0.01855 | 0.020014 | 1 | -0.14738
F140P | Revenue Requirement Before Rev Credits |  |  |  | 0.3246 | 0.2835 | 0.083033 | 0.002543 | 0.18156 | 0.0009541 | 0.0093934 | 0.00031194 | 0.00056227 | 0.065656 | 0.022775 | 0.02511 | 1 | -0.18061
F140T | Revenue Requirement Before Rev Credits |  |  |  | 0.33952 | 0.28876 | 0.080899 | 0.0021203 | 0.16974 | 0.00089573 | 0.0089705 | 0.0002839 | 0.00046094 | 0.067691 | 0.020631 | 0.020026 | 1 | -0.16885
F140D | Revenue Requirement Before Rev Credits |  |  |  | 0.5707 | 0.25116 | 0.0558 | 0.016558 | 0.0011247 | 0.00043007 | 0.011783 | 0.00055331 | 0.00031578 | 0.091188 | 0.00019258 | 0.00019801 | 1 | -0.00069459
F140R | Revenue Requirement Before Rev Credits |  |  |  | 0.90864 | 0.036154 | 0.0031888 | 0.0074293 | -0.020984 | 7.6156e-05 | 0.0017994 | 0.0025117 | 0.00056786 | 0.060561 | -3.4563e-05 | 8.951e-05 | 1 | 0.02106
F140M | Revenue Requirement Before Rev Credits |  |  |  | 0.39764 | 0.27272 | 0.074567 | 0.0044131 | 0.1348 | 0.00077146 | 0.0098453 | 0.00034429 | 0.00038197 | 0.072055 | 0.016877 | 0.015581 | 1 | -0.13403
F141 | Firm Revenues |  |  |  | 0.37567 | 0.28136 | 0.077166 | 0.0055985 | 0.14036 | 0.00088335 | 0.0092827 | 0.00042307 | 0.00062875 | 0.071853 | 0.017018 | 0.019762 | 1 | -0.13947
F150 | Income Before State Taxes |  |  |  | 0.35993 | 0.36393 | 0.082927 | 0.0038141 | 0.070091 | 0.0011752 | 0.0082127 | 0.000555 | 0.0014893 | 0.089705 | 0.003936 | 0.01424 | 1 | -0.068916
F150P | Income Before State Taxes |  |  |  | 0.32307 | 0.35532 | 0.087383 | 0.0054178 | 0.10514 | 0.0012867 | 0.0075899 | 0.00054313 | 0.0016641 | 0.085829 | 0.0068918 | 0.019868 | 1 | -0.10385
F150T | Income Before State Taxes |  |  |  | 0.32564 | 0.38702 | 0.087989 | 0.0057233 | 0.07499 | 0.0013843 | 0.0067264 | 0.00049201 | 0.0016204 | 0.091132 | 0.00093293 | 0.016353 | 1 | -0.073606
F150D | Income Before State Taxes |  |  |  | 0.47792 | 0.34125 | 0.065554 | -0.0011839 | -0.0036413 | 0.00069474 | 0.010518 | 0.00072476 | 0.00096294 | 0.10766 | -0.000231 | -0.00022782 | 1 | 0.004336
F150R | Income Before State Taxes |  |  |  | 0.70698 | -0.26116 | -0.025728 | 0.0031003 | 0.19278 | -0.00095159 | 0.0020911 | 0.0031747 | 2.3649e-05 | 0.39552 | -0.0057732 | -0.010059 | 1 | -0.19373
F150M | Income Before State Taxes |  |  |  | 0.3899 | 0.31654 | 0.07592 | 0.01014 | 0.088619 | 0.00097735 | 0.0084357 | 0.00055675 | 0.0011102 | 0.08691 | 0.007784 | 0.013106 | 1 | -0.087641
F151 | Depreciation Expense |  |  |  | 0.39575 | 0.26574 | 0.073401 | 0.0073099 | 0.14149 | 0.00079496 | 0.0095028 | 0.00035902 | 0.00038313 | 0.071175 | 0.01778 | 0.016324 | 1 | -0.14069
F151P | Depreciation Expense |  |  |  | 0.34122 | 0.28138 | 0.080673 | 0.0018211 | 0.1753 | 0.00085859 | 0.0091697 | 0.00028307 | 0.00039595 | 0.066454 | 0.022119 | 0.020332 | 1 | -0.17444
F151T | Depreciation Expense |  |  |  | 0.33992 | 0.2803 | 0.080362 | 0.0018137 | 0.17833 | 0.00085523 | 0.0091343 | 0.00028197 | 0.00039435 | 0.066201 | 0.022163 | 0.02025 | 1 | -0.17747
F151D | Depreciation Expense |  |  |  | 0.61548 | 0.20505 | 0.044636 | 0.029732 | 0.0017919 | 0.00054526 | 0.010951 | 0.00064963 | 0.0003303 | 0.090497 | 0.00016831 | 0.00016831 | 1 | -0.0012466
F151R | Depreciation Expense |  |  |  | 0.87123 | 0.018883 | 0.00029289 | 0.0088006 | 0.00064891 | 1.1922e-06 | 0.003479 | 0.0026576 | 0.00059359 | 0.093406 | 3.8799e-06 | 3.8799e-06 | 1 | -0.00064772
F151M | Depreciation Expense |  |  |  | 0.083333 | 0.083333 | 0.083333 | 0.083333 | 0.083333 | 0.083333 | 0.083333 | 0.083333 | 0.083333 | 0.083333 | 0.083333 | 0.083333 | 1 | 0
1 | 2 | 3 | 4 | 5 | 6 | 7 | 8 | 9 | 10 | 10 | 11 | 12 | 13 | 14 | 15 | 16 | 1

## Demand Factors
Demand Factors ( F10-F18 )
Rocky Mountain Power
Cost Of Service By Rate Schedule
State of Utah
2017 Protocol (Non Wgt)
12 Months Ended Dec 2017
Demand Factors
| A |  | B | C | D | E | F | G | H | I | J | K | L | M | N
| Description |  | Residential Sch 1 | General Large Dist. Sch 6 | General +1 MW Sch 8 | Street & Area Lighting Sch. 7,11,12 | General Trans Sch 9 | General Secondary Sch 22 | Irrigation Sch 10 | Traffic Signals Sch 15 | Outdoor Lighting Sch 15 | General Small Dist. Sch 23 | Industrial Cust 1 | Industrial Cust 2 | Total
1 | Secondary |  | 15330200.4167 | 0 | 0 | 53562.757 | 0 | 0 | 379602.5467 | 11349.7265 | 11965.7279 | 2919647.7702 | 0 | 0 | 18706328.9449
2
3 | Primary |  | 0 | 0 | 0 | 0 | 0 | 0 | 0 | 0 | 0 | 0 | 0 | 0 | 0
4
5 | Combined |  | 0 | 12091918 | 3359474.0254 | 0 | 0 | 33293.9746 | 0 | 0 | 0 | 0 | 0 | 0 | 15484686
6
7 | Sub-Transmission |  | 0 | 0 | 0 | 0 | 7078970.2839 | 0 | 0 | 0 | 0 | 0 | 0 | 0 | 7078970.2839
8
9 | Transmission |  | 0 | 0 | 0 | 0 | 0 | 0 | 0 | 0 | 0 | 0 | 886885.439 | 654546.3427 | 1541431.7818
10
11 | Total KW @ Input |  | 15330200.4167 | 12091918 | 3359474.0254 | 53562.757 | 7078970.2839 | 33293.9746 | 379602.5467 | 11349.7265 | 11965.7279 | 2919647.7702 | 886885.439 | 654546.3427 | 42811417.0105
12
13 | Total MWH @ Input |  | 7093739.2526 | 6789249.7968 | 2129949.7668 | 86133.2427 | 5005885.2194 | 26872.02 | 245950.3453 | 8222.2224 | 18181.7507 | 1494357.0414 | 642495.0656 | 865057.3522 | 24406093.0759
14
15 | MWH % |  | 29.07% | 27.82% | 8.727% | 0.3529% | 20.51% | 0.1101% | 1.008% | 0.03369% | 0.0745% | 6.123% | 2.633% | 3.544% | 100%
16
17
18 | FACTOR 10 - 75% D / 25% E |  | 34.12% | 28.14% | 8.067% | 0.1821% | 17.53% | 0.08585% | 0.9169% | 0.02831% | 0.03959% | 6.646% | 2.212% | 2.033% | 100%
19
20 | FACTOR 11 - 50% D / 50% E |  | 32.44% | 28.03% | 8.287% | 0.239% | 18.52% | 0.09394% | 0.9472% | 0.0301% | 0.05122% | 6.471% | 2.352% | 2.537% | 100%
21
22 | FACTOR 12 - 100% D |  | 35.81% | 28.24% | 7.847% | 0.1251% | 16.54% | 0.07777% | 0.8867% | 0.02651% | 0.02795% | 6.82% | 2.072% | 1.529% | 100%
Demand Factor Detail
Rocky Mountain Power
KW Loads Coincident To System Peak
Merged Company Peaks
12 Months Ended Dec 2017
Weighted Coincident Peaks @ Input
| A | B | C | D | E | F | G | H | I | J | K | L | M | N | O
| Month : |  | 2017-01-01 | 2017-02-01 | 2017-03-04 | 2017-04-04 | 2017-05-05 | 2017-06-05 | 2017-07-06 | 2017-08-06 | 2017-09-06 | 2017-10-07 | 2017-11-07 | 2017-12-08 | Sum Of
| Peak Date: | COS | 6 | 1 | 6 | 3 | 30 | 26 | 6 | 1 | 5 | 31 | 7 | 12 | 12
| Peak Time: | Sch | 09:00 | 20:00 | 09:00 | 09:00 | 18:00 | 18:00 | 18:00 | 18:00 | 18:00 | 09:00 | 19:00 | 19:00 | CPs
| Monthly Weighting Factor |  | 1 | 100% | 100% | 100% | 100% | 100% | 100% | 100% | 100% | 100% | 100% | 100%
1 | Residential
2 | Sch 001 sec | 1 | 1013936.4254 | 972195.2408 | 876927.1253 | 702438.844 | 1207285.8646 | 1671197.6765 | 1915449.1195 | 2086897.3742 | 1747644.2723 | 767286.8737 | 1087997.0242 | 1280944.5764 | 15330200.4167
3 | Sch 007 sec | 7 | 30.8297 | 567.0459 | 0 | 0 | 0 | 0 | 0 | 0 | 0 | 0 | 534.0141 | 458.041 | 1589.9306
4 | Residential Total |  | 1013967.2551 | 972762.2867 | 876927.1253 | 702438.844 | 1207285.8646 | 1671197.6765 | 1915449.1195 | 2086897.3742 | 1747644.2723 | 767286.8737 | 1088531.0383 | 1281402.6174 | 15331790.3474
5
6 | General Service
7 | Sch 006 com | 6 | 982196 | 782850 | 920709 | 907886 | 959142 | 1030895 | 1245172 | 1253047 | 1206792 | 1081655 | 834125 | 887449 | 12091918
8 | Sch 008 com | 8 | 271344.7348 | 218594.19 | 211159.4424 | 273752.4139 | 295085.6774 | 262295.8531 | 317634.8956 | 313928.2015 | 260092.5018 | 311797.2811 | 329749.3743 | 294039.4593 | 3359474.0254
9 | Sch 007 sec | 7 | 112.3081 | 2196.6147 | 0 | 0 | 0 | 0 | 0 | 0 | 0 | 0 | 1864.0946 | 1766.1002 | 5939.1176
10 | Sch 009 sub trn | 9 | 665908.4885 | 432620.6353 | 425694.7099 | 628709.9199 | 664895.0911 | 555947.5638 | 618609.308 | 665157.8237 | 411911.6701 | 657280.0137 | 732713.4854 | 619521.5743 | 7078970.2839
11 | Sch 022 sec | 22 | 16221.2652 | 403.81 | 5634.5576 | 566.5861 | 632.3226 | 676.1469 | 651.1044 | 691.7985 | 588.4982 | 5950.7189 | 663.6257 | 613.5407 | 33293.9746
12 | Sch 023 sec | 23 | 208600.2212 | 195009.8377 | 198224.9329 | 191792.5403 | 267438.6655 | 282821.5748 | 312977.4061 | 340924.511 | 316520.6171 | 201098.6995 | 191987.428 | 212251.3362 | 2919647.7702
13 | Cust 1 | spc | 78789.5689 | 89849.3636 | 78028.4782 | 81576.412 | 88537.7854 | 145.9626 | 80653.7198 | 83542.7367 | 81214.6332 | 51455.9869 | 85659.1944 | 87431.5974 | 886885.439
14 | Cust 2 | spc | 0 | 115405.3297 | 109275.9431 | 109728.4271 | 113885.2335 | 0 | 0 | 0 | 0 | 107314.8313 | 98936.578 | 0 | 654546.3427
15 | Gen Service Total |  | 2223172.5868 | 1836929.781 | 1948727.0641 | 2194012.2994 | 2389616.7754 | 2132782.1012 | 2575698.4339 | 2657292.0714 | 2277119.9205 | 2416552.5313 | 2275698.7804 | 2103072.6081 | 27030674.9535
16
17 | Irrigation
18 | Sch 010 sec | 10 | 945.8105 | 1437.9844 | 5995.2717 | 36135.6881 | 58772.3807 | 67631.5094 | 68350.5016 | 68143.5023 | 56384.1815 | 12052.2028 | 2602.9058 | 1150.6077 | 379602.5467
19
20 | Street Lights
21 | Sch 011 sec | 7 | 182.776 | 3543.2111 | 0 | 0 | 0 | 0 | 0 | 0 | 0 | 0 | 3096.1807 | 2873.7666 | 9695.9344
22 | Sch 012 sec | 7 | 920.4862 | 13067.2539 | 0 | 0 | 0 | 0 | 0 | 0 | 0 | 0 | 11586.3867 | 10763.6476 | 36337.7743
23 | Sch 15 TOSS sec | 12 | 1041.6028 | 1022.8847 | 905.0713 | 900.6671 | 868.7363 | 917.183 | 910.5766 | 908.3745 | 925.9915 | 886.3533 | 959.0233 | 1103.2621 | 11349.7265
24 | Sch 15 MONL sec | 12 | 0 | 4208.3775 | 0 | 0 | 0 | 0 | 0 | 0 | 0 | 0 | 3843.8682 | 3913.4822 | 11965.7279
25 | St Lighting Total |  | 2144.8649 | 21841.7272 | 905.0713 | 900.6671 | 868.7363 | 917.183 | 910.5766 | 908.3745 | 925.9915 | 886.3533 | 19485.4588 | 18654.1585 | 69349.163
26
27 | State of Utah |  | 3240230.5173 | 2832971.7792 | 2832554.5324 | 2933487.4986 | 3656543.757 | 3872528.4701 | 4560408.6316 | 4813241.3224 | 4082074.3658 | 3196777.9611 | 3386318.1833 | 3404279.9917 | 42811417.0105
Rocky Mountain Power
KW Loads Coincident To System Peak
Merged Company Peaks
12 Months Ended Dec 2017
Coincident Peaks @ Input
| A | B | C | D | E | F | G | H | I | J | K | L | M | N | O
| Month : |  | 2017-01-01 | 2017-02-01 | 2017-03-04 | 2017-04-04 | 2017-05-05 | 2017-06-05 | 2017-07-06 | 2017-08-06 | 2017-09-06 | 2017-10-07 | 2017-11-07 | 2017-12-08 | Sum Of
| Peak Date: | COS | 6 | 1 | 6 | 3 | 30 | 26 | 6 | 1 | 5 | 31 | 7 | 12 | 12
| Peak Time: | Sch | 09:00 | 20:00 | 09:00 | 09:00 | 18:00 | 18:00 | 18:00 | 18:00 | 18:00 | 09:00 | 19:00 | 19:00 | CPs
1 | Residential
2 | Sch 001 sec | 1 | 1013936.4254 | 972195.2408 | 876927.1253 | 702438.844 | 1207285.8646 | 1671197.6765 | 1915449.1195 | 2086897.3742 | 1747644.2723 | 767286.8737 | 1087997.0242 | 1280944.5764 | 15330200.4167
3 | Sch 007 sec | 7 | 30.8297 | 567.0459 | 0 | 0 | 0 | 0 | 0 | 0 | 0 | 0 | 534.0141 | 458.041 | 1589.9306
4 | Residential Total |  | 955612.1761 | 849933.5384 | 795773.498 | 822180.22 | 1263351.8398 | 1508328.8813 | 2094470.4649 | 2131553.0646 | 1595396.3018 | 826151.7434 | 839066.0762 | 1716889.4644 | 15398707.2689
5
6 | General Service
7 | Sch 006 com | 6 | 982196 | 782850 | 920709 | 907886 | 959142 | 1030895 | 1245172 | 1253047 | 1206792 | 1081655 | 834125 | 887449 | 12091918
8 | Sch 008 com | 8 | 271344.7348 | 218594.19 | 211159.4424 | 273752.4139 | 295085.6774 | 262295.8531 | 317634.8956 | 313928.2015 | 260092.5018 | 311797.2811 | 329749.3743 | 294039.4593 | 3359474.0254
9 | Sch 007 sec | 7 | 112.3081 | 2196.6147 | 0 | 0 | 0 | 0 | 0 | 0 | 0 | 0 | 1864.0946 | 1766.1002 | 5939.1176
10 | Sch 009 sub trn | 9 | 665908.4885 | 432620.6353 | 425694.7099 | 628709.9199 | 664895.0911 | 555947.5638 | 618609.308 | 665157.8237 | 411911.6701 | 657280.0137 | 732713.4854 | 619521.5743 | 7078970.2839
11 | Sch 022 sec | 22 | 16221.2652 | 403.81 | 5634.5576 | 566.5861 | 632.3226 | 676.1469 | 651.1044 | 691.7985 | 588.4982 | 5950.7189 | 663.6257 | 613.5407 | 33293.9746
12 | Sch 023 sec | 23 | 208600.2212 | 195009.8377 | 198224.9329 | 191792.5403 | 267438.6655 | 282821.5748 | 312977.4061 | 340924.511 | 316520.6171 | 201098.6995 | 191987.428 | 212251.3362 | 2919647.7702
13 | Cust 1 | contract | 78789.5689 | 89849.3636 | 78028.4782 | 81576.412 | 88537.7854 | 145.9626 | 80653.7198 | 83542.7367 | 81214.6332 | 51455.9869 | 85659.1944 | 87431.5974 | 886885.439
14 | Cust 2 | contract | 0 | 115405.3297 | 109275.9431 | 109728.4271 | 113885.2335 | 0 | 0 | 0 | 0 | 107314.8313 | 98936.578 | 0 | 654546.3427
15 | Gen Service Total |  | 2223172.5868 | 1836929.781 | 1948727.0641 | 2194012.2994 | 2389616.7754 | 2132782.1012 | 2575698.4339 | 2657292.0714 | 2277119.9205 | 2416552.5313 | 2275698.7804 | 2103072.6081 | 27030674.9535
16
17 | Irrigation
18 | Sch 010 sec | 10 | 945.8105 | 1437.9844 | 5995.2717 | 36135.6881 | 58772.3807 | 67631.5094 | 68350.5016 | 68143.5023 | 56384.1815 | 12052.2028 | 2602.9058 | 1150.6077 | 379602.5467
19
20 | Street Lights
21 | Sch 011 sec | 7 | 182.776 | 3543.2111 | 0 | 0 | 0 | 0 | 0 | 0 | 0 | 0 | 3096.1807 | 2873.7666 | 9695.9344
22 | Sch 012 sec | 7 | 920.4862 | 13067.2539 | 0 | 0 | 0 | 0 | 0 | 0 | 0 | 0 | 11586.3867 | 10763.6476 | 36337.7743
23 | Sch 15 TOSS sec | 15 | 1041.6028 | 1022.8847 | 905.0713 | 900.6671 | 868.7363 | 917.183 | 910.5766 | 908.3745 | 925.9915 | 886.3533 | 959.0233 | 1103.2621 | 11349.7265
24 | Sch 15 MONL sec | 15 | 0 | 4208.3775 | 0 | 0 | 0 | 0 | 0 | 0 | 0 | 0 | 3843.8682 | 3913.4822 | 11965.7279
25 | St Lighting Total |  | 2144.8649 | 21841.7272 | 905.0713 | 900.6671 | 868.7363 | 917.183 | 910.5766 | 908.3745 | 925.9915 | 886.3533 | 19485.4588 | 18654.1585 | 69349.163
26
27 | State of Utah |  | 3181875.4383 | 2710143.0309 | 2751400.9051 | 3053228.8746 | 3712609.7322 | 3709659.6749 | 4739429.977 | 4857897.0129 | 3929826.3954 | 3255642.8308 | 3136853.2212 | 3839766.8387 | 42878333.9321
Rocky Mountain Power
KW Loads Coincident To System Peak
Merged Company Peaks
12 Months Ended Dec 2017
Coincident Peaks @ Sales
| A | B | C | D | E | F | G | H | I | J | K | L | M | N | O
| Month : |  | 2017-01-01 | 2017-02-01 | 2017-03-04 | 2017-04-04 | 2017-05-05 | 2017-06-05 | 2017-07-06 | 2017-08-06 | 2017-09-06 | 2017-10-07 | 2017-11-07 | 2017-12-08 | Sum Of
| Peak Date: | COS | 6 | 1 | 6 | 3 | 30 | 26 | 6 | 1 | 5 | 31 | 7 | 12 | 12
| Peak Time MST: | Sch | 09:00 | 20:00 | 09:00 | 09:00 | 18:00 | 18:00 | 18:00 | 18:00 | 18:00 | 09:00 | 19:00 | 19:00 | CPs
1 | Residential
2 | Sch 001 sec | 1 | 920873 | 882963 | 796439 | 637966 | 1096476 | 1517808 | 1739641 | 1895353 | 1587238 | 696862 | 988136 | 1163374 | 13923129
3 | Sch 007 sec | 7 | 28 | 515 | 0 | 0 | 0 | 0 | 0 | 0 | 0 | 0 | 485 | 416 | 1444
4 | Residential Total |  | 920901 | 883478 | 796439 | 637966 | 1096476 | 1517808 | 1739641 | 1895353 | 1587238 | 696862 | 988621 | 1163790 | 13924573
5
6 | General Service
7 | Sch 006 com | 6 | 892854 | 711641 | 836960 | 825303 | 871897 | 937123 | 1131909 | 1139068 | 1097020 | 983266 | 758252 | 806725 | 10992018
8 | Sch 008 com | 8 | 249572.592 | 200916.2534 | 194139.6062 | 251614.4176 | 271222.7147 | 241085.9127 | 291948.6567 | 288541.6978 | 239059.5167 | 286640.4636 | 303083.2847 | 270260.7727 | 3088085.8889
9 | Sch 007 sec | 7 | 102 | 1995 | 0 | 0 | 0 | 0 | 0 | 0 | 0 | 0 | 1693 | 1604 | 5394
10 | Sch 009 sub trn | 9 | 638706 | 414948 | 408305 | 603027 | 637734 | 533237 | 593339 | 637986 | 395085 | 630430 | 702782 | 594214 | 6789793
11 | Sch 022 sec | 22 | 14732.408 | 366.7466 | 5117.3938 | 514.5824 | 574.2853 | 614.0873 | 591.3433 | 628.3022 | 534.4833 | 5404.5364 | 602.7153 | 557.2273 | 30238.1111
12 | Sch 023 sec | 23 | 189454 | 177111 | 180031 | 174189 | 242892 | 256863 | 284251 | 309633 | 287469 | 182641 | 174366 | 192770 | 2651670
13 | Cust 1 | contract | 75571 | 86179 | 74841 | 78244 | 84921 | 140 | 77359 | 80130 | 77897 | 49354 | 82160 | 83860 | 850656
14 | Cust 2 | contract | 0 | 110691 | 104812 | 105246 | 109233 | 0 | 0 | 0 | 0 | 102931 | 94895 | 0 | 627808
15 | Gen Service Total |  | 2060992 | 1703848 | 1804206 | 2038138 | 2218474 | 1969063 | 2379398 | 2455987 | 2097065 | 2240667 | 2117834 | 1949991 | 25035663
16
17 | Irrigation
18 | Sch 010 sec | 10 | 859 | 1306 | 5445 | 32819 | 53378 | 61424 | 62077 | 61889 | 51209 | 10946 | 2364 | 1045 | 344761
19
20 | Street Lights
21 | Sch 011 sec | 7 | 166 | 3218 | 0 | 0 | 0 | 0 | 0 | 0 | 0 | 0 | 2812 | 2610 | 8806
22 | Sch 012 sec | 7 | 836 | 11867.8854 | 0 | 0 | 0 | 0 | 0 | 0 | 0 | 0 | 10522.9385 | 9775.7139 | 33002.5378
23 | Sch 15 TOSS sec | 12 | 946 | 929 | 822 | 818 | 789 | 833 | 827 | 825 | 841 | 805 | 871 | 1002 | 10308
24 | Sch 15 MONL sec | 12 | 0 | 3822.1146 | 0 | 0 | 0 | 0 | 0 | 0 | 0 | 0 | 3491.0615 | 3554.2861 | 10867.4622
25 | St Lighting Total |  | 1948 | 19837 | 822 | 818 | 789 | 833 | 827 | 825 | 841 | 805 | 17697 | 16942 | 62984
26
27 | State of Utah |  | 2984700 | 2608469 | 2606912 | 2709741 | 3369117 | 3549128 | 4181943 | 4414054 | 3736353 | 2949280 | 3126516 | 3131768 | 39367981
| Coin Peaks @ sales |  | 2017-01-01 | 2017-02-01 | 2017-03-04 | 2017-04-04 | 2017-05-05 | 2017-06-05 | 2017-07-06 | 2017-08-06 | 2017-09-06 | 2017-10-07 | 2017-11-07 | 2017-12-08 | Total
| Cust 2 trn | contract | 89432 | 110691 | 104812 | 105246 | 109233 | 94587 | 94774 | 91132 | 104084 | 102931 | 94895 | 88145 | 1189962
| Cust 2 trn (curtailment) | contract | -89432 | 0 | 0 | 0 | 0 | -94587 | -94774 | -91132 | -104084 | 0 | 0 | -88145 | -562154
| Sch 12 sec | 12 | 836 | 15690 | 0 | 0 | 0 | 0 | 0 | 0 | 0 | 0 | 14014 | 13330 | 43870
Note on C169: Author: Only input the data for a month if it was dark out during the Peak Date&Time. To determine if it was dark out, use NOAA website: http://aa.usno.navy.mil/data/docs/RS_OneYear.php Choose a large city to represent the state (e.g., for Utah, use SLC)

## Dist. Factors
Distribution Factors ( F20-F22 )
Rocky Mountain Power
Cost Of Service By Rate Schedule
State of Utah
2017 Protocol (Non Wgt)
12 Months Ended Dec 2017
Distribution Factors
| A |  | B | C | D | E | F | G | H | I | J | K | L | M | N
| Description |  | Residential Sch 1 | General Large Dist. Sch 6 | General +1 MW Sch 8 | Street & Area Lighting Sch. 7,11,12 | General Trans Sch 9 | General Secondary Sch 22 | Irrigation Sch 10 | Traffic Signals Sch 15 | Outdoor Lighting Sch 15 | General Small Dist. Sch 23 | Industrial Cust 1 | Industrial Cust 2 | Total
1 | Secondary |  | 1839643.0237 | 0 | 0 | 2171.833 | 0 | 0 | 0 | 930.0117 | 558.444 | 330755.282 | 0 | 0 | 2174058.5943
2
3 | Primary |  | 0 | 0 | 0 | 0 | 0 | 0 | 0 | 0 | 0 | 0 | 0 | 0 | 0
4
5 | Combined |  | 0 | 1298511.048 | 310193.5031 | 0 | 0 | 681.5473 | 59960.3967 | 0 | 0 | 0 | 0 | 0 | 1669346.495
6
7 | Sub-Transmission |  | 0 | 0 | 0 | 0 | 0 | 0 | 0 | 0 | 0 | 0 | 0 | 0 | 0
8
9 | Transmission |  | 0 | 0 | 0 | 0 | 0 | 0 | 0 | 0 | 0 | 0 | 0 | 0 | 0
10
11 | 12 Wgt Dist Peaks
12 | @ Input |  | 1839643.0237 | 1298511.048 | 310193.5031 | 2171.833 | 0 | 681.5473 | 59960.3967 | 930.0117 | 558.444 | 330755.282 | 0 | 0 | 3843405.0894
13
14 | Substations
15 | FACTOR 20 |  | 47.86% | 33.79% | 8.071% | 0.05651% | 0% | 0.01773% | 1.56% | 0.0242% | 0.01453% | 8.606% | 0% | 0% | 100%
16
17 | Max NCP - Sec |  | 6418475.5611 | 1990607 | 390982 | 26933.6012 | 0 | 16339.7304 | 144467.0524 | 1103.2621 | 5438.6638 | 697943.8786 | 0 | 0 | 9692290.7496
18
19 | Cust/Transformer |  | 6.46 | 1 | 1 | 1 | 0 | 1 | 1 | 1 | 1 | 3.23 | 0 | 0
20
21 | Coincidence Factor |  | 0.76 | 1 | 1 | 1 | 0 | 1 | 1 | 1 | 1 | 0.86 | 0 | 0
22
23 | Max NCP - Wgt |  | 4878041.4264 | 1990607 | 390982 | 26933.6012 | 0 | 16339.7304 | 144467.0524 | 1103.2621 | 5438.6638 | 600231.7356 | 0 | 0 | 8054144.4719
24
25 | Line Transformers
26 | FACTOR 21 |  | 60.57% | 24.72% | 4.854% | 0.3344% | 0% | 0.2029% | 1.794% | 0.0137% | 0.06753% | 7.452% | 0% | 0% | 100%
27
28 | Max NCP - Wgt * |  | 4878041.4264 | 0 | 0 | 0 | 0 | 0 | 0 | 0 | 0 | 600231.7356 | 0 | 0 | 5478273.162
29 | (Less Irrg & St Ltg)
30
31 | Secondary Lines
32 | FACTOR 22 |  | 89.04% | 0% | 0% | 0% | 0% | 0% | 0% | 0% | 0% | 10.96% | 0% | 0% | 100%
33
34 | * If Line 19 > 1,
35 | Line 28 = Line 23
Distribution Factors Detail
Rocky Mountain Power
Cost Of Service By Rate Schedule
State of Utah
2017 Protocol (Non Wgt)
12 Months Ended Dec 2017
Weighted Distribution Peaks
| A | B | C | D | E | F | G | H | I | J | K | L | M | N | O
|  |  | 2017-01-01 | 2017-02-01 | 2017-03-01 | 2017-04-01 | 2017-05-01 | 2017-06-01 | 2017-07-01 | 2017-08-01 | 2017-09-01 | 2017-10-01 | 2017-11-01 | 2017-12-01
|  | COS | 6 | 27 | 6 | 25 | 31 | 20 | 5 | 1 | 5 | 19 | 30 | 13 | Sum of 12 Wgt
| Description | Sch | 19:00 | 11:00 | 20:00 | 11:00 | 18:00 | 17:00 | 16:00 | 16:00 | 17:00 | 13:00 | 19:00 | 18:00 | Dist Peaks
| Substation Peaks |  | 14 | 1.6667 | 1.1667 | 0.16667 | 4.1667 | 7.1667 | 120.8333 | 36.5 | 3.5 | 2.1667 | 3.1667 | 10.5 | 205
| Weighting |  | 6.829% | 0.813% | 0.5691% | 0.0813% | 2.033% | 3.496% | 58.94% | 17.8% | 1.707% | 1.057% | 1.545% | 5.122% | 100%
1 | Residential
2 | Sch 001 sec | 1 | 90802.7317 | 7146.2196 | 7770.5018 | 616.8407 | 27721.7591 | 57508.0585 | 1170819.76 | 349673.754 | 29296.9561 | 8090.9165 | 19710.5307 | 70484.9951 | 1839643.0237
3 | Sch 007 sec | 7 | 33.9126 | 0 | 3.4213 | 0 | 0 | 0 | 0 | 0 | 0 | 0 | 8.249 | 20.5281 | 66.111
4 | Residential Total |  | 90836.6443 | 7146.2196 | 7773.9231 | 616.8407 | 27721.7591 | 57508.0585 | 1170819.76 | 349673.754 | 29296.9561 | 8090.9165 | 19718.7797 | 70505.5231 | 1839709.1347
5
6 | General Service
7 | Sch 006 com | 6 | 58695.8537 | 7935.2439 | 4380.3496 | 834.8098 | 19975.7927 | 39764.3374 | 813352.1545 | 256631.8561 | 22112.9659 | 11989.4984 | 13094.7691 | 49743.4171 | 1298511.048
8 | Sch 008 com | 8 | 18887.5015 | 1864.8971 | 1178.2456 | 242.4085 | 6203.036 | 9959.9789 | 186007.287 | 57706.9384 | 4550.4503 | 3460.1605 | 4947.2282 | 15185.3711 | 310193.5031
9 | Sch 022 sec | 22 | 50.879 | 6.7696 | 2.2447 | 0.59552 | 12.025 | 23.7471 | 396.6968 | 122.0592 | 11.3302 | 7.5102 | 7.4466 | 40.2436 | 681.5473
10 | Sch 007 sec | 7 | 124.8978 | 0 | 12.2567 | 0 | 0 | 0 | 0 | 0 | 0 | 0 | 28.795 | 79.1796 | 245.1291
11 | Sch 023 sec | 23 | 13725.4487 | 2064.389 | 1131.349 | 196.5222 | 5216.1151 | 11555.2854 | 204631.2625 | 68166.2916 | 6132.8317 | 2388.9699 | 3011.2245 | 12535.5923 | 330755.282
12 | General Service Total |  | 91484.5807 | 11871.2996 | 6704.4455 | 1274.336 | 31406.9688 | 61303.3488 | 1204387.4007 | 382627.1453 | 32807.578 | 17846.139 | 21089.4634 | 77583.8036 | 1940386.5094
13
14 | Irrigation
15 | Sch 010 com | 10 | 64.5919 | 11.6909 | 34.1194 | 29.3786 | 1211.4122 | 2081.5503 | 43177.2399 | 12178.1533 | 945.738 | 127.381 | 40.2075 | 58.9336 | 59960.3967
16
17 | Street Lights
18 | Sch 011 sec | 7 | 203.8519 | 0 | 20.0894 | 0 | 0 | 0 | 0 | 0 | 0 | 0 | 47.8272 | 128.8079 | 400.5764
19 | Sch 012 sec | 7 | 749.227 | 0 | 74.4594 | 0 | 0 | 0 | 0 | 0 | 0 | 0 | 178.9767 | 457.3534 | 1460.0165
20 | Sch 15 TOSS sec | 15 | 71.1338 | 8.3161 | 5.1508 | 0.73225 | 17.6572 | 32.0641 | 536.722 | 161.735 | 15.8096 | 9.368 | 14.8142 | 56.5085 | 930.0117
21 | Sch 15 MONL sec | 15 | 276.7998 | 0 | 21.8207 | 0 | 0 | 0 | 0 | 0 | 0 | 0 | 59.3768 | 200.4467 | 558.444
22 | St Lighting Total |  | 1301.0125 | 8.3161 | 121.5203 | 0.73225 | 17.6572 | 32.0641 | 536.722 | 161.735 | 15.8096 | 9.368 | 300.9949 | 843.1166 | 3349.0485
23
24
25
26 | State of Utah |  | 183686.8295 | 19037.5262 | 14634.0084 | 1921.2875 | 60357.7973 | 120925.0219 | 2418921.1225 | 744640.7875 | 63066.0818 | 26073.8045 | 41149.4455 | 148991.3768 | 3843405.0894
Rocky Mountain Power
Cost Of Service By Rate Schedule
State of Utah
2017 Protocol (Non Wgt)
12 Months Ended Dec 2017
Distribution Peaks @ Input
| A | B | C | D | E | F | G | H | I | J | K | L | M | N | O
|  |  | 2017-01-01 | 2017-02-01 | 2017-03-01 | 2017-04-01 | 2017-05-01 | 2017-06-01 | 2017-07-01 | 2017-08-01 | 2017-09-01 | 2017-10-01 | 2017-11-01 | 2017-12-01
|  | COS | 6 | 27 | 6 | 25 | 31 | 20 | 5 | 1 | 5 | 19 | 30 | 13 | Sum of 12
| Description | Sch | 19:00 | 11:00 | 20:00 | 11:00 | 18:00 | 17:00 | 16:00 | 16:00 | 17:00 | 13:00 | 19:00 | 18:00 | Dist Peaks
1 | Residential
2 | Sch 001 sec | 1 | 1329611.4284 | 878985.0065 | 1365388.171 | 758714.0206 | 1363910.5485 | 1644997.9538 | 1986356.2824 | 1963921.0838 | 1715964.574 | 765525.1777 | 1275997.5139 | 1376135.6177 | 16425507.3782
3 | Sch 007 sec | 7 | 496.5781 | 0 | 601.1788 | 0 | 0 | 0 | 0 | 0 | 0 | 0 | 534.0141 | 400.7858 | 2032.5568
4 | Residential Total |  | 1330108.0065 | 878985.0065 | 1365989.3498 | 758714.0206 | 1363910.5485 | 1644997.9538 | 1986356.2824 | 1963921.0838 | 1715964.574 | 765525.1777 | 1276531.528 | 1376536.4035 | 16427539.935
5
6 | General Service
7 | Sch 006 com | 6 | 859475 | 976035 | 769690 | 1026816 | 982809 | 1137445 | 1379894 | 1441357 | 1295188 | 1134391 | 847714 | 971181 | 12821995
8 | Sch 008 com | 8 | 276566.9863 | 229382.3376 | 207034.581 | 298162.5075 | 305189.3715 | 284901.7228 | 315570.9834 | 324107.4622 | 266526.3743 | 327384.4197 | 320267.9323 | 296476.2922 | 3451570.9707
9 | Sch 022 sec | 22 | 745.0137 | 832.6624 | 394.419 | 732.4925 | 591.6285 | 679.2772 | 673.0166 | 685.5378 | 663.6257 | 710.5803 | 482.0677 | 785.7078 | 7976.0293
10 | Sch 007 sec | 7 | 1828.8607 | 0 | 2153.6734 | 0 | 0 | 0 | 0 | 0 | 0 | 0 | 1864.0946 | 1545.8882 | 7392.5168
11 | Sch 023 sec | 23 | 200979.785 | 253919.8508 | 198794.1809 | 241722.3082 | 256632.8627 | 330534.9088 | 347167.5212 | 382851.7747 | 359208.7133 | 226033.3042 | 194937.1677 | 244742.5157 | 3237524.8933
12 | General Service Total |  | 1339595.6456 | 1460169.8508 | 1178066.8542 | 1567433.3082 | 1545222.8627 | 1753560.9088 | 2043305.5212 | 2149001.7747 | 1921586.7133 | 1688519.3042 | 1365265.2623 | 1514731.404 | 19526459.4101
13
14 | Irrigation
15 | Sch 010 sec | 10 | 945.8105 | 1437.9844 | 5995.2717 | 36135.6881 | 59601.4789 | 59542.0216 | 73252.4207 | 68397.8472 | 55393.2275 | 12052.2028 | 2602.9058 | 1150.6077 | 376507.467
16
17 | Street Lights
18 | Sch 011 sec | 7 | 2984.9737 | 0 | 3529.9984 | 0 | 0 | 0 | 0 | 0 | 0 | 0 | 3096.1807 | 2514.821 | 12125.9738
19 | Sch 012 sec | 7 | 10970.8236 | 0 | 13083.5722 | 0 | 0 | 0 | 0 | 0 | 0 | 0 | 11586.3867 | 8929.2816 | 44570.0641
20 | Sch 15 TOSS sec | 15 | 1041.6028 | 1022.8847 | 905.0713 | 900.6671 | 868.7363 | 917.183 | 910.5766 | 908.3745 | 925.9915 | 886.3533 | 959.0233 | 1103.2621 | 11349.7265
21 | Sch 15 MONL sec | 15 | 4053.1401 | 0 | 3834.2147 | 0 | 0 | 0 | 0 | 0 | 0 | 0 | 3843.8682 | 3913.4822 | 15644.7052
22 | St Lighting Total |  | 19050.5401 | 1022.8847 | 21352.8566 | 900.6671 | 868.7363 | 917.183 | 910.5766 | 908.3745 | 925.9915 | 886.3533 | 19485.4588 | 16460.847 | 83690.4695
23
24
25
26 | State of Utah |  | 2689700.0028 | 2341615.7264 | 2571404.3323 | 2363183.6839 | 2969603.6264 | 3459018.0672 | 4103824.8009 | 4182229.0803 | 3693870.5063 | 2466983.038 | 2663885.1549 | 2908879.2622 | 36414197.2816
Rocky Mountain Power
Cost Of Service By Rate Schedule
State of Utah
2017 Protocol (Non Wgt)
12 Months Ended Dec 2017
Distribution Peaks @ Sales
| A | B | C | D | E | F | G | H | I | J | K | L | M | N | O
|  |  | 2017-01-01 | 2017-02-01 | 2017-03-01 | 2017-04-01 | 2017-05-01 | 2017-06-01 | 2017-07-01 | 2017-08-01 | 2017-09-01 | 2017-10-01 | 2017-11-01 | 2017-12-01
|  | COS | 6 | 27 | 6 | 25 | 31 | 20 | 5 | 1 | 5 | 19 | 30 | 13 | Sum of 12
| Description | Sch | 19:00 | 11:00 | 20:00 | 11:00 | 18:00 | 17:00 | 16:00 | 16:00 | 17:00 | 13:00 | 19:00 | 18:00 | Dist Peaks
1 | Residential
2 | Sch 001 sec | 1 | 1207574 | 798308 | 1240067 | 689076 | 1238725 | 1494013 | 1804040 | 1783664 | 1558466 | 695262 | 1158881 | 1249828 | 14917904
3 | Sch 007 sec | 7 | 451 | 0 | 546 | 0 | 0 | 0 | 0 | 0 | 0 | 0 | 485 | 364 | 1846
4 | Residential Total |  | 1208025 | 798308 | 1240613 | 689076 | 1238725 | 1494013 | 1804040 | 1783664 | 1558466 | 695262 | 1159366 | 1250192 | 14919750
5
6 | General Service
7 | Sch 006 com | 6 | 781296 | 887253 | 699678 | 933415 | 893411 | 1033981 | 1254377 | 1310249 | 1177376 | 1031205 | 770605 | 882841 | 11655687
8 | Sch 008 com | 8 | 254203.3668 | 210836.7629 | 190291.7824 | 274051.7388 | 280508.6737 | 261863.0698 | 290051.7557 | 297897.3838 | 244974.2847 | 300909.6398 | 294366.1785 | 272502.4079 | 3172457.0448
9 | Sch 022 sec | 22 | 676.6332 | 756.2371 | 358.2176 | 665.2612 | 537.3263 | 616.9302 | 611.2443 | 622.6162 | 602.7153 | 645.3602 | 437.8215 | 713.5921 | 7243.9552
10 | Sch 007 sec | 7 | 1661 | 0 | 1956 | 0 | 0 | 0 | 0 | 0 | 0 | 0 | 1693 | 1404 | 6714
11 | Sch 023 sec | 23 | 182533 | 230614 | 180548 | 219536 | 233078 | 300197 | 315303 | 347712 | 326239 | 205287 | 177045 | 222279 | 2940371
12 | General Service Total |  | 1220370 | 1329460 | 1072832 | 1427668 | 1407535 | 1596658 | 1860343 | 1956481 | 1749192 | 1538047 | 1244147 | 1379740 | 17782473
13
14 | Irrigation
15 | Sch 010 sec | 10 | 859 | 1306 | 5445 | 32819 | 54131 | 54077 | 66529 | 62120 | 50309 | 10946 | 2364 | 1045 | 341950
16
17 | Street Lights
18 | Sch 011 sec | 7 | 2711 | 0 | 3206 | 0 | 0 | 0 | 0 | 0 | 0 | 0 | 2812 | 2284 | 11013
19 | Sch 012 sec | 7 | 9963.8745 | 0 | 11882.7059 | 0 | 0 | 0 | 0 | 0 | 0 | 0 | 10522.9385 | 8109.7139 | 40479.2328
20 | Sch 15 TOSS sec | 12 | 946 | 929 | 822 | 818 | 789 | 833 | 827 | 825 | 841 | 805 | 871 | 1002 | 10308
21 | Sch 15 MONL sec | 12 | 3681.1255 | 0 | 3482.2941 | 0 | 0 | 0 | 0 | 0 | 0 | 0 | 3491.0615 | 3554.2861 | 14208.7672
22 | St Lighting Total |  | 17302 | 929 | 19393 | 818 | 789 | 833 | 827 | 825 | 841 | 805 | 17697 | 14950 | 76009
23
24
25
26 | State of Utah |  | 2446556 | 2130003 | 2338283 | 2150381 | 2701180 | 3145581 | 3731739 | 3803090 | 3358808 | 2245060 | 2423574 | 2645927 | 33120182
| Dist Peaks @ sales |  | 2017-01-01 | 2017-02-01 | 2017-03-01 | 2017-04-01 | 2017-05-01 | 2017-06-01 | 2017-07-01 | 2017-08-01 | 2017-09-01 | 2017-10-01 | 2017-11-01 | 2017-12-01
| Sch 012 (sec) | 12 | 13645 | 0 | 15365 | 0 | 0 | 0 | 0 | 0 | 0 | 0 | 14014 | 11664 | 54688
Rocky Mountain Power
Cost Of Service By Rate Schedule
State of Utah
2017 Protocol (Non Wgt)
12 Months Ended Dec 2017
Non Coincident Peaks @ Input
| A | B | C | D | E | F | G | H | I | J | K | L | M | N | O | P
|  | COS | [12 empty] | Total | Maximum
| Description | Sch | 2017-01-01 | 2017-02-01 | 2017-03-01 | 2017-04-01 | 2017-05-01 | 2017-06-01 | 2017-07-01 | 2017-08-01 | 2017-09-01 | 2017-10-01 | 2017-11-01 | 2017-12-01 | NCP | NCP
1 | Residential
2 | Sch 001 sec | 1 | 5301965.3052 | 4901759.158 | 4867171.466 | 4868839.2561 | 5327446.7947 | 5926380.2234 | 6418475.5611 | 6247157.9384 | 6041735.4635 | 5107946.912 | 5310648.1465 | 5767522.2651 | 66087048.4901 | 6418475.5611
3 | Sch 007 sec | 7 | 496.5781 | 567.0459 | 601.1788 | 676.0508 | 736.6091 | 782.8537 | 780.6515 | 724.4975 | 635.3116 | 539.5194 | 534.0141 | 458.041 | 7532.3515 | 782.8537
4 | Residential Total |  | 5302461.8833 | 4902326.2039 | 4867772.6447 | 4869515.307 | 5328183.4039 | 5927163.0771 | 6419256.2127 | 6247882.4359 | 6042370.7752 | 5108486.4314 | 5311182.1606 | 5767980.3061 | 66094580.8415 | 6419258.4148
5
6 | General Service
7 | Sch 006 com | 6 | 1272410 | 1257036 | 1300802 | 1265885 | 1432410 | 1531514 | 1990607 | 1977154 | 1891571 | 1567372 | 1525428 | 1502029 | 18514218 | 1990607
8 | Sch 008 com | 8 | 369453 | 354617 | 363875 | 354123 | 367114 | 389724 | 387371 | 386552 | 390982 | 372962 | 370645 | 366706 | 4474124 | 390982
9 | Sch 007 sec | 7 | 1828.8607 | 2196.6147 | 2153.6734 | 2536.8422 | 2731.7299 | 3031.2182 | 2780.1765 | 2478.4861 | 2297.9122 | 1992.9186 | 1864.0946 | 1766.1002 | 27658.6272 | 3031.2182
10 | Sch 009 sub trn | 9 | 727482.3882 | 722836.9533 | 715886.6622 | 732448.204 | 730523.8679 | 769333.7856 | 782260.2311 | 781904.6465 | 810394.2961 | 760863.2189 | 778381.0126 | 788411.4886 | 9100726.7551 | 810394.2961
11 | Sch 022 sec | 22 | 16278.071 | 16324.3156 | 16339.7304 | 16231.8265 | 15815.6258 | 11391.5668 | 909.4756 | 832.4014 | 847.8162 | 847.8162 | 11222.0035 | 16093.093 | 123133.7419 | 16339.7304
12 | Sch 023 sec | 23 | 555343.6094 | 553223.0006 | 587866.2192 | 547743.122 | 619057.9518 | 669422.309 | 697943.8786 | 680471.9151 | 671747.4084 | 571473.6956 | 546331.6771 | 562845.7319 | 7263470.5187 | 697943.8786
13 | Cust 1 | contract | 103216.41 | 104259 | 102298.9308 | 102298.9308 | 102507.4488 | 102298.9308 | 103716.8532 | 102298.9308 | 103341.5208 | 103341.5208 | 102757.6704 | 103007.892 | 1235344.0392 | 104259
14 | Cust 2 | contract | 130919.0689 | 127331.5167 | 128908.9554 | 127704.7639 | 123086.0902 | 119683.0765 | 123652.2166 | 123491.6577 | 122194.6758 | 121171.895 | 135038.342 | 114261.6085 | 1497443.8671 | 135038.342
15 | General Service Total |  | 3176931.4082 | 3137824.4009 | 3218131.1714 | 3148971.6895 | 3393246.7144 | 3596398.8868 | 4089240.8315 | 4055184.0376 | 3993376.6295 | 3500025.0651 | 3471667.8001 | 3455120.9141 | 42236119.5492 | 4148595.4653
16
17 | Irrigation
18 | Sch 010 sec | 10 | 945.8105 | 1437.9844 | 5995.2717 | 36135.6881 | 117061.6362 | 141249.8658 | 144467.0524 | 143294.8452 | 125581.0069 | 12052.2028 | 2602.9058 | 1150.6077 | 731974.8774 | 144467.0524
19
20 | Street Lights
21 | Sch 011 sec | 7 | 2984.9737 | 3543.2111 | 3529.9984 | 4123.4697 | 4463.6972 | 4898.6159 | 4578.2075 | 4111.358 | 3771.1305 | 3271.2493 | 3096.1807 | 2873.7666 | 45245.8586 | 4898.6159
22 | Sch 012 sec | 7 | 10970.8236 | 13067.2539 | 13083.5722 | 15344.872 | 16574.4784 | 18220.9135 | 17039.1063 | 15348.819 | 14216.3556 | 12230.9001 | 11586.3867 | 10763.6476 | 168447.1289 | 18220.9135
23 | Sch 15 TOSS sec | 15 | 1041.6028 | 1022.8847 | 905.0713 | 900.6671 | 868.7363 | 917.183 | 910.5766 | 908.3745 | 925.9915 | 886.3533 | 959.0233 | 1103.2621 | 11349.7265 | 1103.2621
24 | Sch 15 MONL sec | 15 | 4053.1401 | 4208.3775 | 3834.2147 | 4281.5225 | 5004.0955 | 5438.6638 | 5039.3489 | 4306.203 | 4083.2616 | 3917.2459 | 3843.8682 | 3913.4822 | 51923.4238 | 5438.6638
25 | Street Light Total |  | 19050.5401 | 21841.7272 | 21352.8566 | 24650.5313 | 26911.0075 | 29475.3762 | 27567.2392 | 24674.7546 | 22996.7392 | 20305.7485 | 19485.4588 | 18654.1585 | 276966.1377 | 29661.4553
26
27
28 | State of Utah |  | 8499389.6421 | 8063430.3163 | 8113251.9444 | 8079273.2159 | 8865402.7619 | 9694287.2059 | 10680531.3357 | 10471036.0733 | 10184325.1507 | 8640869.4478 | 8804938.3254 | 9242905.9864 | 109339641.4059 | 10741982.3877
Rocky Mountain Power
Cost Of Service By Rate Schedule
State of Utah
2017 Protocol (Non Wgt)
12 Months Ended Dec 2017
Non Coincident Peaks @ Sales
| A | B | C | D | E | F | G | H | I | J | K | L | M | N | O
|  | COS | [12 empty] | Total
| Description | Sch | 2017-01-01 | 2017-02-01 | 2017-03-01 | 2017-04-01 | 2017-05-01 | 2017-06-01 | 2017-07-01 | 2017-08-01 | 2017-09-01 | 2017-10-01 | 2017-11-01 | 2017-12-01 | NCP
1 | Residential
2 | Sch 001 sec | 1 | 4815328.2339 | 4451854.72 | 4420441.6344 | 4421956.3476 | 4838470.9232 | 5382431.6781 | 5829360.3992 | 5673767.0412 | 5487199.1204 | 4639117.6793 | 4823214.1268 | 5238154.3831 | 60021296.2873
3 | Sch 007 sec | 7 | 451 | 515 | 546 | 614 | 669 | 711 | 709 | 658 | 577 | 490 | 485 | 416 | 6841
4 | Residential Total |  | 4815779.2339 | 4452369.72 | 4420987.6344 | 4422570.3476 | 4839139.9232 | 5383142.6781 | 5830069.3992 | 5674425.0412 | 5487776.1204 | 4639607.6793 | 4823699.1268 | 5238570.3831 | 60028137.2873
5
6 | General Service
7 | Sch 006 com | 6 | 1156669.7065 | 1142694.06 | 1182478.6215 | 1150738.4066 | 1302115.4718 | 1392205.3342 | 1809538.2397 | 1797309.2394 | 1719510.5861 | 1424801.0427 | 1386672.7267 | 1365401.931 | 16830135.3663
8 | Sch 008 com | 8 | 324783.92 | 311105.6916 | 319601.0395 | 310736.0317 | 323054.2448 | 347852.5645 | 355210.6563 | 354527.6487 | 358584.8732 | 342022.5444 | 330471.68 | 322426.5679 | 4000377.4626
9 | Sch 007 sec | 7 | 1661 | 1995 | 1956 | 2304 | 2481 | 2753 | 2525 | 2251 | 2087 | 1810 | 1693 | 1604 | 25120
10 | Sch 009 sub trn | 9 | 697764.5942 | 693308.9262 | 686642.5558 | 702527.5555 | 700681.8288 | 737906.354 | 750304.7517 | 749963.6929 | 777289.5348 | 729781.8116 | 746584 | 756204.7291 | 8728960.3345
11 | Sch 022 sec | 22 | 14784 | 14826 | 14840 | 14742 | 14364 | 10346 | 826 | 756 | 770 | 770 | 10192 | 14616 | 111832
12 | Sch 023 sec | 23 | 504371.7957 | 502445.8254 | 533909.3412 | 497468.9136 | 562238.1631 | 607979.864 | 633883.6018 | 618015.2899 | 610091.5558 | 519021.3936 | 496187.0171 | 511185.3413 | 6596798.1024
13 | Cust 1 | sc | 99000 | 100000 | 98120 | 98120 | 98320 | 98120 | 99480 | 98120 | 99120 | 99120 | 98560 | 98800 | 1184880
14 | Cust 2 | sc | 125571 | 122130 | 123643 | 122488 | 118058 | 114794 | 118601 | 118447 | 117203 | 116222 | 129522 | 109594 | 1436273
15 | General Service Total |  | 2924606.0163 | 2888505.5032 | 2961190.558 | 2899124.9074 | 3121312.7084 | 3311957.1166 | 3770369.2494 | 3739389.8709 | 3684656.55 | 3233548.7922 | 3199882.4239 | 3179832.5694 | 38914376.2658
16
17 | Irrigation
18 | Sch 010 sec | 10 | 859 | 1306 | 5445 | 32819 | 106317.2181 | 128285.3484 | 131207.2479 | 130142.631 | 114054.6445 | 10946 | 2364 | 1045 | 664791.0899
19
20 | Street Lights
21 | Sch 011 sec | 7 | 2711 | 3218 | 3206 | 3745 | 4054 | 4449 | 4158 | 3734 | 3425 | 2971 | 2812 | 2610 | 41093
22 | Sch 012 sec | 7 | 9963.8745 | 11867.8854 | 11882.7059 | 13936.454 | 15053.2018 | 16548.52 | 15475.1842 | 13940.0387 | 12911.5177 | 11108.2957 | 10522.9385 | 9775.7139 | 152986.3303
23 | Sch 15 TOSS sec | 15 | 946 | 929 | 822 | 818 | 789 | 833 | 827 | 825 | 841 | 805 | 871 | 1002 | 10308
24 | Sch 15 MONL sec | 15 | 3681.1255 | 3822.1146 | 3482.2941 | 3888.546 | 4544.7982 | 4939.48 | 4576.8158 | 3910.9613 | 3708.4823 | 3557.7043 | 3491.0615 | 3554.2861 | 47157.6697
25 | Street Light Total |  | 17302 | 19837 | 19393 | 22388 | 24441 | 26770 | 25037 | 22410 | 20886 | 18442 | 17697 | 16942 | 251545
26
27
28 | State of Utah |  | 7758546.2502 | 7362018.2231 | 7407016.1924 | 7376902.2551 | 8091210.8498 | 8850155.1432 | 9756682.8965 | 9566367.543 | 9307373.3149 | 7902544.4716 | 8043642.5507 | 8436389.9525 | 99858849.643
| NCP @ sales |  | 2017-01-01 | 2017-02-01 | 2017-03-01 | 2017-04-01 | 2017-05-01 | 2017-06-01 | 2017-07-01 | 2017-08-01 | 2017-09-01 | 2017-10-01 | 2017-11-01 | 2017-12-01 | Total
| Sch 012 (sec) | 12 | 13645 | 15690 | 15365 | 17825 | 19598 | 21488 | 20052 | 17851 | 16620 | 14666 | 14014 | 13330 | 200144
Note on B33: Author: Values per DA 411
Note on C184: Author: Only input the data for a month if it was dark out during the Peak Date&Time. To determine if it was dark out, use NOAA website: http://aa.usno.navy.mil/data/docs/RS_OneYear.php Choose a large city to represent the state (e.g., for Utah, use SLC)

## Energy Factor
Energy Factors ( F30-F34 )
Rocky Mountain Power
Cost Of Service By Rate Schedule
State of Utah
2017 Protocol (Non Wgt)
12 Months Ended Dec 2017
Energy Factors
| A | B | C | D | E | F | G | H | I | J | K | L | M | N
| Description | Residential Sch 1 | General Large Dist. Sch 6 | General +1 MW Sch 8 | Street & Area Lighting Sch. 7,11,12 | General Trans Sch 9 | General Secondary Sch 22 | Irrigation Sch 10 | Traffic Signals Sch 15 | Outdoor Lighting Sch 15 | General Small Dist. Sch 23 | Industrial Cust 1 | Industrial Cust 2 | Total
1 | Secondary | 6488848.7702 | 5988944.2252 | 1016827.814 | 78788.572 | 0 | 0 | 224977.905 | 7521.105 | 16631.374 | 1366931.671 | 0 | 0 | 15189471.4364
2
3 | Primary | 0 | 226957.557 | 954970.942 | 0 | 0 | 25200 | 0 | 0 | 0 | 0 | 0 | 0 | 1207128.499
4
5 | Sub-Transmission | 0 | 0 |  | 0 | 4789083.4133 | 0 | 0 | 0 | 0 | 0 | 0 | 0 | 4789083.4133
6
7 | Transmission | 0 | 0 |  | 0 | 0 | 0 | 0 | 0 | 0 | 0 | 614669 | 827592.251 | 1442261.251
8
9 | Total MWH @ sales | 6488848.7702 | 6215901.7822 | 1971798.756 | 78788.572 | 4789083.4133 | 25200 | 224977.905 | 7521.105 | 16631.374 | 1366931.671 | 614669 | 827592.251 | 22627944.5997
10
11 | Total MWH @ input | 7093739.2526 | 6789249.7968 | 2129949.7668 | 86133.2427 | 5005885.2194 | 26872.02 | 245950.3453 | 8222.2224 | 18181.7507 | 1494357.0414 | 642495.0656 | 865057.3522 | 24406093.0759
12
13 | Energy Factors A: Energy
14 | FACTOR 30 | 29.07% | 27.82% | 8.727% | 0.3529% | 20.51% | 0.1101% | 1.008% | 0.03369% | 0.0745% | 6.123% | 2.633% | 3.544% | 100%
15
16 | (less special contracts) | 6488848.7702 | 6215901.7822 | 1971798.756 | 78788.572 | 4789083.4133 | 25200 | 224977.905 | 7521.105 | 16631.374 | 1366931.671 | 0 | 0 | 21185683.3487
17
18 | FACTOR 31 | 30.63% | 29.34% | 9.307% | 0.3719% | 22.61% | 0.1189% | 1.062% | 0.0355% | 0.0785% | 6.452% | 0% | 0% | 100%
Rocky Mountain Power
Cost Of Service By Rate Schedule
State of Utah
2017 Protocol (Non Wgt)
12 Months Ended Dec 2017
MWh @ input
|  | COS Sch | 2017-01-01 | 2017-02-01 | 2017-03-01 | 2017-04-01 | 2017-05-01 | 2017-06-01 | 2017-07-01 | 2017-08-01 | 2017-09-01 | 2017-10-01 | 2017-11-01 | 2017-12-01 | Total
Residential
| Sch 1 sec | 1 | 613231.7856 | 471102.2162 | 558630.5453 | 438844.8448 | 424288.0771 | 560794.641 | 867335.8521 | 764314.8934 | 523192.9915 | 502530.4972 | 527951.6666 | 657245.8989 | 6909463.9097
| Sch 2 sec | 2 | 330.2738 | 252.5633 | 291.1092 | 223.6214 | 208.9679 | 273.2831 | 401.8371 | 353.7835 | 248.6791 | 246.0149 | 286.5975 | 372.3281 | 3489.0589
| Sch 3 sec | 3 | 20986.6405 | 12796.596 | 12844.1598 | 7224.2131 | 7036.0689 | 9766.6482 | 18956.0259 | 17541.2932 | 12896.501 | 12658.0336 | 16361.7558 | 31718.3479 | 180786.284
| Residential Total |  | 634548.6999 | 484151.3755 | 571765.8143 | 446292.6793 | 431533.1139 | 570834.5723 | 886693.7151 | 782209.9701 | 536338.1716 | 515434.5458 | 544600.0199 | 689336.5749 | 7093739.2526
General Service
| Sch 6 sec | 6 | 524493.3015 | 464151.9822 | 486623.2883 | 508567.6115 | 525102.2293 | 551643.9951 | 646983.9182 | 654589.6418 | 546842.2542 | 554914.5586 | 530210.2585 | 553110.5669 | 6547233.6059
| Sch 6 pri | 6 | 19735.0268 | 17164.434 | 18001.7548 | 18718.3888 | 19251.7282 | 20176.8775 | 23796.5255 | 24108.8875 | 20124.3699 | 20460.1255 | 19649.7762 | 20828.2963 | 242016.1909
| Sch 8 sec | 8 | 97158.0875 | 66125.1239 | 72841.6257 | 91470.0296 | 97309.2304 | 86880.0833 | 105508.7193 | 105784.2991 | 79679.2385 | 105404.3395 | 106938.4903 | 96517.2359 | 1111616.5028
| Sch 8 pri | 8 | 91873.6045 | 64187.0634 | 68125.2094 | 84599.8193 | 88451.485 | 78129.8066 | 94686.7139 | 94919.381 | 71596.9907 | 94579.724 | 97237.2216 | 89946.2446 | 1018333.264
| Sch 9 sub trn | 9 | 494992.8411 | 291667.1099 | 307472.0481 | 433316.9545 | 460461.3871 | 376536.5125 | 443389.2222 | 468632.8219 | 284212.9645 | 478455.6976 | 516783.7416 | 449963.9185 | 5005885.2194
| Sch 22 sec | 22 | 5616.9644 | 5678.1847 | 3367.1176 | 3168.1516 | 1637.6436 | 520.3727 | 413.2372 | 397.9321 | 413.2372 | 397.9321 | 1836.6096 | 4101.7614 | 27549.144
| Sch 23 sec | 23 | 128201.4185 | 114664.1737 | 117126.4593 | 113386.7319 | 113396.7677 | 125165.8144 | 147927.8629 | 149865.2542 | 122869.2861 | 116564.3278 | 114528.434 | 130660.5109 | 1494357.0414
| General Service Total |  | 1362071.2442 | 1023638.0717 | 1073557.5031 | 1253227.6871 | 1305610.4712 | 1239053.4621 | 1462706.1991 | 1498298.2176 | 1125738.341 | 1370776.7051 | 1387184.5317 | 1345128.5346 | 15446990.9684
Irrigation
| Sch 10 sec | 10 | 698.702 | 959.3312 | 4428.9294 | 25796.9135 | 29768.7348 | 41901.4347 | 54574.5985 | 48067.2796 | 28139.7594 | 8903.2853 | 1861.0879 | 850.289 | 245950.3453
Street Lights
| Sch 7,11,12 sec | 7,11,12 | 7189.3001 | 7173.702 | 7166.2506 | 7183.7629 | 7182.5232 | 7180.305 | 7172.7498 | 7166.0418 | 7207.6333 | 7167.2301 | 7169.4931 | 7174.2508 | 86133.2427
| Sch 15 sec | Traffic signals | 769.2016 | 682.6754 | 668.5401 | 644.1635 | 641.6305 | 655.6204 | 672.7457 | 670.6741 | 661.5949 | 654.5698 | 685.6206 | 815.1857 | 8222.2224
| Sch 15 sec | Metered outdoor lgt | 1789.6175 | 1558.1829 | 1418.4562 | 1356.0388 | 1466.6071 | 1449.7507 | 1435.5148 | 1361.3901 | 1406.5248 | 1556.6961 | 1613.3107 | 1769.6608 | 18181.7507
| Street Lighting Total |  | 9748.1192 | 9414.5603 | 9253.2469 | 9183.9652 | 9290.7608 | 9285.6762 | 9281.0104 | 9198.106 | 9275.7531 | 9378.4961 | 9468.4243 | 9759.0973 | 112537.2158
Industrial
| Cust 1 trn |  | 54387.4886 | 53130.0288 | 49913.733 | 57309.0183 | 58587.3835 | 52844.6701 | 57803.431 | 56530.2921 | 39920.9518 | 57160.5899 | 51278.8557 | 53628.6226 | 642495.0656
| Cust 2 trn |  | 73068.945 | 74736.805 | 80095.529 | 74840.4947 | 75329.933 | 69687.2593 | 70686.228 | 69660.5652 | 70287.607 | 74102.2853 | 70128.0841 | 62433.6165 | 865057.3522
| Industrial Customer Total |  | 127456.4337 | 127866.8338 | 130009.2621 | 132149.513 | 133917.3165 | 122531.9294 | 128489.659 | 126190.8573 | 110208.5588 | 131262.8753 | 121406.9398 | 116062.2391 | 1507552.4178
| State of Utah |  | 2134523.199 | 1646030.1724 | 1789014.7558 | 1866650.7581 | 1910120.3972 | 1983607.0747 | 2541745.182 | 2463964.4307 | 1809700.5838 | 2035755.9075 | 2064521.0037 | 2161136.7349 | 24406770.1999
Rocky Mountain Power
Cost Of Service By Rate Schedule
State of Utah
2017 Protocol (Non Wgt)
12 Months Ended Dec 2017
MWh @ sales
|  | COS Sch | 2017-01-01 | 2017-02-01 | 2017-03-01 | 2017-04-01 | 2017-05-01 | 2017-06-01 | 2017-07-01 | 2017-08-01 | 2017-09-01 | 2017-10-01 | 2017-11-01 | 2017-12-01 | Total
Residential
| Sch 1 sec | 1 | 560940.877 | 430930.843 | 510995.541 | 401424.091 | 388108.594 | 512975.102 | 793377.227 | 699140.972 | 478579.784 | 459679.202 | 482932.682 | 601201.8614 | 6320286.7764
| Sch 2 sec | 2 | 302.111 | 231.027 | 266.286 | 204.553 | 191.149 | 249.98 | 367.572 | 323.616 | 227.474 | 225.037 | 262.159 | 340.5793 | 3191.5433
| Sch 3 sec | 3 | 19197.088 | 11705.417 | 11748.925 | 6608.197 | 6436.096 | 8933.836 | 17339.626 | 16045.529 | 11796.803 | 11578.67 | 14966.572 | 29013.6916 | 165370.4506
| Residential Total |  | 580440.076 | 442867.287 | 523010.752 | 408236.841 | 394735.839 | 522158.918 | 811084.425 | 715510.117 | 490604.061 | 471482.909 | 498161.413 | 630556.1322 | 6488848.7702
General Service
| Sch 6 sec | 6 | 479769.2152 | 424573.2626 | 445128.4172 | 465201.5253 | 480326.2192 | 504604.7411 | 591814.9304 | 598772.1061 | 500212.4496 | 507596.4203 | 484998.6814 | 505946.2568 | 5988944.2252
| Sch 6 pri | 6 | 18507.0819 | 16096.4355 | 16881.6568 | 17553.7008 | 18053.8549 | 18921.4399 | 22315.8677 | 22608.794 | 18872.1994 | 19187.0638 | 18427.1357 | 19532.3265 | 226957.557
| Sch 8 sec | 8 | 88873.3169 | 60486.5662 | 66630.3449 | 83670.2856 | 89011.5717 | 79471.7288 | 96511.8817 | 96763.9625 | 72884.9074 | 96416.4024 | 97819.7346 | 88287.1114 | 1016827.814
| Sch 8 pri | 8 | 86157.0821 | 60193.2418 | 63886.3501 | 79335.8834 | 82947.8923 | 73268.4452 | 88795.1553 | 89013.3455 | 67142.1116 | 88694.8226 | 91186.9664 | 84349.6456 | 954970.942
| Sch 9 sub trn | 9 | 473555.006 | 279035.187 | 294155.623 | 414550.264 | 440519.088 | 360228.948 | 424186.308 | 448336.623 | 271903.876 | 457734.076 | 494402.156 | 430476.2583 | 4789083.4133
| Sch 22 sec | 22 | 5138 | 5194 | 3080 | 2898 | 1498 | 476 | 378 | 364 | 378 | 364 | 1680 | 3752 | 25200
| Sch 23 sec | 23 | 117269.551 | 104886.641 | 107138.965 | 103718.128 | 103727.308 | 114492.796 | 135313.901 | 137086.089 | 112392.095 | 106624.767 | 104762.476 | 119518.954 | 1366931.671
| General Service Total |  | 1269269.2531 | 950465.3341 | 996901.3571 | 1166927.7871 | 1216083.9341 | 1151464.0991 | 1359316.0441 | 1392944.9201 | 1043785.6391 | 1276617.5521 | 1293277.1501 | 1251862.5526 | 14368915.6225
Irrigation
| Sch 10 sec | 10 | 639.123 | 877.528 | 4051.27 | 23597.184 | 27230.324 | 38328.456 | 49920.966 | 43968.533 | 25740.253 | 8144.093 | 1702.391 | 777.784 | 224977.905
Street Lights
| Sch 7,11,12 sec | 7,11,12 | 6576.261 | 6561.993 | 6555.177 | 6571.196 | 6570.062 | 6568.033 | 6561.122 | 6554.986 | 6593.031 | 6556.073 | 6558.143 | 6562.495 | 78788.572
| Sch 15 sec | Traffic signals | 703.611 | 624.463 | 611.533 | 589.235 | 586.918 | 599.715 | 615.38 | 613.485 | 605.18 | 598.754 | 627.157 | 745.674 | 7521.105
| Sch 15 sec | Metered outdoor lgt | 1637.015 | 1425.315 | 1297.503 | 1240.408 | 1341.548 | 1326.129 | 1313.107 | 1245.303 | 1286.589 | 1423.955 | 1475.742 | 1618.76 | 16631.374
| Street Lighting Total |  | 8916.887 | 8611.771 | 8464.213 | 8400.839 | 8498.528 | 8493.877 | 8489.609 | 8413.774 | 8484.8 | 8578.782 | 8661.042 | 8926.929 | 102941.051
Industrial
| Cust 1 trn |  | 52032 | 50829 | 47752 | 54827 | 56050 | 50556 | 55300 | 54082 | 38192 | 54685 | 49058 | 51306 | 614669
| Cust 2 trn |  | 69904.374 | 71500 | 76626.641 | 71599.199 | 72067.44 | 66669.147 | 67624.851 | 66643.609 | 67243.494 | 70892.961 | 67090.88 | 59729.655 | 827592.251
| Industrial Customer Total |  | 121936.374 | 122329 | 124378.641 | 126426.199 | 128117.44 | 117225.147 | 122924.851 | 120725.609 | 105435.494 | 125577.961 | 116148.88 | 111035.655 | 1442261.251
| State of Utah |  | 1981201.7131 | 1525150.9201 | 1656806.2331 | 1733588.8501 | 1774666.0651 | 1837670.4971 | 2351735.8951 | 2281562.9531 | 1674050.2471 | 1890401.2971 | 1917950.8761 | 2003159.0528 | 22627944.5997
Schedule mWh breakouts - @ sales
12 Months Ended Dec 2017
|  |  | 2017-01-01 | 2017-02-01 | 2017-03-01 | 2017-04-01 | 2017-05-01 | 2017-06-01 | 2017-07-01 | 2017-08-01 | 2017-09-01 | 2017-10-01 | 2017-11-01 | 2017-12-01 | Total
| Schedule 06 - | [14 empty] | Sec
| 6 | sec | 447829.8666 | 401140.7904 | 420270.9228 | 440783.542 | 456355.2636 | 480187.1064 | 560993.3503 | 566963.5075 | 473924.4767 | 480333.6993 | 457348.5549 | 471778.5386 | 5657909.619 | 5657909.619 | 96.64%
| 6A | " | 31764.2587 | 23262.9873 | 24562.1365 | 24122.4552 | 23680.6756 | 24105.9807 | 30430.902 | 31352.6826 | 25922.102 | 26915.9369 | 27334.4315 | 33846.2214 | 327300.7703 | 327300.77 | 91.52%
| 6B | " | 175.09 | 169.485 | 295.358 | 295.528 | 290.28 | 311.654 | 390.678 | 455.916 | 365.871 | 346.784 | 315.695 | 321.4969 | 3733.8359 | 3733.836 | 100%
|  | Total - sec | 479769.2152 | 424573.2626 | 445128.4172 | 465201.5253 | 480326.2192 | 504604.7411 | 591814.9304 | 598772.1061 | 500212.4496 | 507596.4203 | 484998.6814 | 505946.2568 | 5988944.2252 | 5988944.225 | 96.35%
Pri
| 6 | pri | 15562.0054 | 13939.5686 | 14604.3372 | 15317.147 | 15858.2614 | 16686.4136 | 19494.4157 | 19701.8775 | 16468.7883 | 16691.5077 | 15892.7781 | 16394.2174 | 196611.318 | 196611.318 | 3.358%
| 6A | " | 2945.0764 | 2156.8668 | 2277.3196 | 2236.5538 | 2195.5935 | 2235.0264 | 2821.452 | 2906.9165 | 2403.4111 | 2495.5562 | 2534.3576 | 3138.1091 | 30346.239 | 30346.239 | 8.485%
|  | Total - pri | 18507.0819 | 16096.4355 | 16881.6568 | 17553.7008 | 18053.8549 | 18921.4399 | 22315.8677 | 22608.794 | 18872.1994 | 19187.0638 | 18427.1357 | 19532.3265 | 226957.557 | 226957.557 | 3.651%
Total
| 6 | sec & pri | 463391.872 | 415080.359 | 434875.26 | 456100.689 | 472213.525 | 496873.52 | 580487.766 | 586665.385 | 490393.265 | 497025.207 | 473241.333 | 488172.756 | 5854520.937 | 5854520.937 | 100%
| 6A | " | 34709.335 | 25419.854 | 26839.456 | 26359.009 | 25876.269 | 26341.007 | 33252.354 | 34259.599 | 28325.513 | 29411.493 | 29868.789 | 36984.3303 | 357647.0083 | 357647.008 | 100%
| 6B | " | 175.09 | 169.485 | 295.358 | 295.528 | 290.28 | 311.654 | 390.678 | 455.916 | 365.871 | 346.784 | 315.695 | 321.4969 | 3733.8359 | 3733.836 | 100%
|  | Total - sec & pri | 498276.297 | 440669.698 | 462010.074 | 482755.226 | 498380.074 | 523526.181 | 614130.798 | 621380.9 | 519084.649 | 526783.484 | 503425.817 | 525478.5832 | 6215901.7812 | 6215901.781 | 100%
Schedule 08 -
|  | sec less Sch 22 | 88873.3169 | 60486.5662 | 66630.3449 | 83670.2856 | 89011.5717 | 79471.7288 | 96511.8817 | 96763.9625 | 72884.9074 | 96416.4024 | 97819.7346 | 88287.1114 | 1016827.814 | 1042027.814 | 52.18%
|  | pri | 86157.0821 | 60193.2418 | 63886.3501 | 79335.8834 | 82947.8923 | 73268.4452 | 88795.1553 | 89013.3455 | 67142.1116 | 88694.8226 | 91186.9664 | 84349.6456 | 954970.942 | 954970.942 | 47.82%
|  | Total less Sch 22 | 175030.399 | 120679.808 | 130516.695 | 163006.169 | 171959.464 | 152740.174 | 185307.037 | 185777.308 | 140027.019 | 185111.225 | 189006.701 | 172636.757 | 1971798.756 | 1996998.756 | 100%
|  | Total - sec & pri | 180168.399 | 125873.808 | 133596.695 | 165904.169 | 173457.464 | 153216.174 | 185685.037 | 186141.308 | 140405.019 | 185475.225 | 190686.701 | 176388.757 | 1996998.756
Schedule 09 -
| 9 | subtrn | 468647.417 | 276573.599 | 291109.221 | 411848.137 | 437337.829 | 357659.248 | 420999.14 | 444885.433 | 269382.878 | 454810.923 | 489763.155 | 424822.8813 | 4747839.8613
| 9A | " | 4907.589 | 2461.588 | 3046.402 | 2702.127 | 3181.259 | 2569.7 | 3187.168 | 3451.19 | 2520.998 | 2923.153 | 4639.001 | 5653.377 | 41243.552
|  | Total | 473555.006 | 279035.187 | 294155.623 | 414550.264 | 440519.088 | 360228.948 | 424186.308 | 448336.623 | 271903.876 | 457734.076 | 494402.156 | 430476.2583 | 4789083.4133
Schedule 22 -
| 22 | pri | [12 empty] | 0
| 22 | sec | 5138 | 5194 | 3080 | 2898 | 1498 | 476 | 378 | 364 | 378 | 364 | 1680 | 3752 | 25200
|  | Total | 5138 | 5194 | 3080 | 2898 | 1498 | 476 | 378 | 364 | 378 | 364 | 1680 | 3752 | 25200
Lighting (7,11,12,PT) -
| Schedule 07 |  | 939.264 | 935.894 | 932.258 | 930.814 | 929.627 | 930.037 | 927.826 | 926.227 | 924.37 | 920.548 | 920.609 | 920.302 | 11137.776
| Schedule 11 |  | 1205.363 | 1199.844 | 1194.626 | 1194.504 | 1196.549 | 1194.392 | 1192.993 | 1189.012 | 1188.295 | 1189.181 | 1188.707 | 1188.873 | 14322.339
| Schedule 12 | (121 A,B) | 4430.979 | 4425.666 | 4427.484 | 4445.288 | 4443.486 | 4442.999 | 4439.678 | 4439.128 | 4479.77 | 4445.725 | 4448.218 | 4452.666 | 53321.087
| PTLD |  | 0.655 | 0.589 | 0.809 | 0.59 | 0.4 | 0.605 | 0.625 | 0.619 | 0.596 | 0.619 | 0.609 | 0.654 | 7.37
| 77 |  | 0 | 0 | 0 | 0 | 0 | 0 | 0 | 0 | 0 | 0 | 0 | 0 | 0
|  | Total Lighting | 6576.261 | 6561.993 | 6555.177 | 6571.196 | 6570.062 | 6568.033 | 6561.122 | 6554.986 | 6593.031 | 6556.073 | 6558.143 | 6562.495 | 78788.572
| Schedule 15 - TOSS |  | 703.611 | 624.463 | 611.533 | 589.235 | 586.918 | 599.715 | 615.38 | 613.485 | 605.18 | 598.754 | 627.157 | 745.674 | 7521.105
| Schedule 15 - MONL |  | 1637.015 | 1425.315 | 1297.503 | 1240.408 | 1341.548 | 1326.129 | 1313.107 | 1245.303 | 1286.589 | 1423.955 | 1475.742 | 1618.76 | 16631.374
| Cust 2 trn |  | 78860.92 | 71500 | 76626.641 | 71599.199 | 72067.44 | 72623.88 | 73251.84 | 70896.84 | 70355.48 | 70892.961 | 67090.88 | 67295.92 | 863062.001
|  | pass through | -8956.546 | 0 | 0 | 0 | 0 | -5954.733 | -5626.989 | -4253.231 | -3111.986 | 0 | 0 | -7566.265 | -35469.75
|  | Total | 69904.374 | 71500 | 76626.641 | 71599.199 | 72067.44 | 66669.147 | 67624.851 | 66643.609 | 67243.494 | 70892.961 | 67090.88 | 59729.655 | 827592.251

## Cust Factors
Customer Factors (F40-F48)
Rocky Mountain Power
Cost Of Service By Rate Schedule
State of Utah
2017 Protocol (Non Wgt)
12 Months Ended Dec 2017
Weighted Customer Factors
| A | B | C | D | E | F | G | H | I | J | K | L | M | N | O
| Description |  | Residential Sch 1 | General Large Dist. Sch 6 | General +1 MW Sch 8 | Street & Area Lighting Sch. 7,11,12 | General Trans Sch 9 | General Secondary Sch 22 | Irrigation Sch 10 | Traffic Signals Sch 15 | Outdoor Lighting Sch 15 | General Small Dist. Sch 23 | Industrial Cust 1 | Industrial Cust 2 | Total
1 | Residential |  | 786174.0833 | 0 | 0 | 0 | 0 | 0 | 0 | 0 | 0 | 0 | 0 | 0 | 786174.0833
2 | Commercial |  | 0 | 14521.1667 | 146.1667 | 0 | 40.9167 | 1 | 0 | 0 | 0 | 86005.75 | 0 | 0 | 100715
3 | Industrial |  | 0 | 1317.25 | 99.5 | 0 | 126.1667 | 0 | 0 | 0 | 0 | 3254.9167 | 1 | 1 | 4799.8333
4 | Irrigation |  | 0 | 0 | 0 | 0 | 0 | 0 | 3265.5 | 0 | 0 | 0 | 0 | 0 | 3265.5
5 | St Lighting |  | 0 | 0 | 0 | 1866.5833 | 0 | 0 | 0 | 2652 | 592.3333 | 0 | 0 | 0 | 5110.9167
6 | Area Lighting |  | 0 | 0 | 0 | 6919.4167 | 0 | 0 | 0 | 0 | 0 | 0 | 0 | 0 | 6919.4167
7 | OSPA |  | 0 | 0 | 0 | 0 | 0.16667 | 0 | 0 | 0 | 0 | 0 | 0 | 0 | 0.16667
8 | Ave Customers |  | 786174.0833 | 15838.4167 | 245.6667 | 8786 | 167.25 | 1 | 3265.5 | 2652 | 592.3333 | 89260.6667 | 1 | 1 | 906984.9167
9
10 | FACTOR 40 |  | 86.68% | 1.746% | 0.02709% | 0.9687% | 0.01844% | 0.0001103% | 0.36% | 0.2924% | 0.06531% | 9.841% | 0.0001103% | 0.0001103% | 100%
11
12 | Residential |  | 786174.0833 | 0 | 0 | 0 | 0 | 0 | 0 | 0 | 0 | 0 | 0 | 0 | 786174.0833
13 | Commercial |  | 0 | 15277.7035 | 10937.8673 | 0 | 2980.7003 | 74.8315 | 0 | 0 | 0 | 86005.75 | 0 | 0 | 115276.8525
14 | Industrial |  | 0 | 1385.8773 | 7445.7318 | 0 | 9190.9986 | 0 | 0 | 0 | 0 | 3254.9167 | 85.3122 | 85.3122 | 21448.1487
15 | Irrigation |  | 0 | 0 | 0 | 0 | 0 | 0 | 3574.5296 | 0 | 0 | 0 | 0 | 0 | 3574.5296
16 | St Lighting |  | 0 | 0 | 0 | 0 | 0 | 0 | 0 | 2652 | 592.3333 | 0 | 0 | 0 | 3244.3333
17 | Area Lighting |  | 0 | 0 | 0 | 0 | 0 | 0 | 0 | 0 | 0 | 0 | 0 | 0 | 0
18 | OSPA |  | 0 | 0 | 0 | 0 | 12.1413 | 0 | 0 | 0 | 0 | 0 | 0 | 0 | 12.1413
19 | Ave Customers |  | 786174.0833 | 16663.5807 | 18383.599 | 0 | 12183.8403 | 74.8315 | 3574.5296 | 2652 | 592.3333 | 89260.6667 | 85.3122 | 85.3122 | 929730.0889
20
21 | FACTOR 41 |  | 84.56% | 1.792% | 1.977% | 0% | 1.31% | 0.008049% | 0.3845% | 0.2852% | 0.06371% | 9.601% | 0.009176% | 0.009176% | 100%
22
23 | Residential |  | 786174.0833 | 0 | 0 | 0 | 0 | 0 | 0 | 0 | 0 | 0 | 0 | 0 | 786174.0833
24 | Commercial |  | 0 | 15622.0731 | 157.2481 | 0 | 143.2541 | 1.0758 | 0 | 0 | 0 | 81213.2726 | 0 | 0 | 97136.9238
25 | Industrial |  | 0 | 1417.1159 | 107.0435 | 0 | 441.7245 | 0 | 0 | 0 | 0 | 3073.5437 | 3.5011 | 3.5011 | 5046.4298
26 | Irrigation |  | 0 | 0 | 0 | 0 | 0 | 0 | 3139.3357 | 0 | 0 | 0 | 0 | 0 | 3139.3357
27 | St Lighting |  | 0 | 0 | 0 | 1687.924 | 0 | 0 | 0 | 2398.1648 | 535.6384 | 0 | 0 | 0 | 4621.7271
28 | Area Lighting |  | 0 | 0 | 0 | 6253.5101 | 0 | 0 | 0 | 0 | 0 | 0 | 0 | 0 | 6253.5101
29 | OSPA |  | 0 | 0 | 0 | 0 | 0.58352 | 0 | 0 | 0 | 0 | 0 | 0 | 0 | 0.58352
30 | Ave Customers |  | 786174.0833 | 17039.189 | 264.2916 | 7941.434 | 585.5621 | 1.0758 | 3139.3357 | 2398.1648 | 535.6384 | 84286.8163 | 3.5011 | 3.5011 | 902372.5933
31
32 | FACTOR 42 |  | 87.12% | 1.888% | 0.02929% | 0.8801% | 0.06489% | 0.0001192% | 0.3479% | 0.2658% | 0.05936% | 9.341% | 0.000388% | 0.000388% | 100%
33
34
35 | Residential |  | 786174.0833 | 0 | 0 | 0 | 0 | 0 | 0 | 0 | 0 | 0 | 0 | 0 | 786174.0833
36
37 | FACTOR 43 |  | 100% | 0% | 0% | 0% | 0% | 0% | 0% | 0% | 0% | 0% | 0% | 0% | 100%
38
39
40 | Commercial |  | 0 | 14521.1667 | 146.1667 | 0 | 40.9167 | 1 | 0 | 0 | 0 | 86005.75 | 0 | 0 | 100715
41
42 | FACTOR 44 |  | 0% | 14.42% | 0.1451% | 0% | 0.04063% | 0.0009929% | 0% | 0% | 0% | 85.4% | 0% | 0% | 100%
43
44
45 | Industrial / Irrigation |  | 0 | 1317.25 | 99.5 | 0 | 126.1667 | 0 | 3265.5 | 0 | 0 | 3254.9167 | 1 | 1 | 8065.3333
46
47 | FACTOR 45 |  | 0% | 16.33% | 1.234% | 0% | 1.564% | 0% | 40.49% | 0% | 0% | 40.36% | 0.0124% | 0.0124% | 100%
48
49
50 | Lighting |  | 0 | 0 | 0 | 8786 | 0 | 0 | 0 | 2652 | 592.3333 | 0 | 0 | 0 | 12030.3333
51
52 | FACTOR 46 |  | 0% | 0% | 0% | 73.03% | 0% | 0% | 0% | 22.04% | 4.924% | 0% | 0% | 0% | 100%
53
54
55 | Ave Customers |  | 786174.0833 | 16663.5807 | 18383.599 | 0 | 12183.8403 | 74.8315 | 1867.115 | 2652 | 592.3333 | 89260.6667 | 85.3122 | 85.3122 | 928022.6743
56
57 | FACTOR 47 |  | 84.71% | 1.796% | 1.981% | 0% | 1.313% | 0.008064% | 0.2012% | 0.2858% | 0.06383% | 9.618% | 0.009193% | 0.009193% | 100%
58
59
60 | Ave Customers |  | 786174.0833 | 17039.189 | 264.2916 | 7941.434 | 585.5621 | 1.0758 | 1639.7964 | 2398.1648 | 535.6384 | 84286.8163 | 3.5011 | 3.5011 | 900873.054
61
62 | FACTOR 48 |  | 87.27% | 1.891% | 0.02934% | 0.8815% | 0.065% | 0.0001194% | 0.182% | 0.2662% | 0.05946% | 9.356% | 0.0003886% | 0.0003886% | 100%
Customer Factors Detail
Rocky Mountain Power
Cost Of Service By Rate Schedule
State of Utah
2017 Protocol (Non Wgt)
12 Months Ended Dec 2017
Weighted Customer Factors
| A | B | C | D | E | F | G | H
|  |  | COS | Average | Account | Total Acct 902 | Account | Total Acct 903
|  |  | Schedule | Customers | 902 | Customers | 903 | Customers
| Description |  |  | (F 40) | Weighting | (F 41) | Weighting | (F 42)
1 | Residential |  | 1 | 763284.4167 | 1 | 763284.4167 | 1 | 763284.4167
2 |  |  | 2 | 404.8333 | 1 | 404.8333 | 1 | 404.8333
3 |  |  | 3 | 22484.8333 | 1 | 22484.8333 | 1 | 22484.8333
4 | Weighted Customer Factors A: Total; Weighted Customer Factors D: 786174.0833; Weighted Customer Factors F: 786174.0833; Weighted Customer Factors H: 786174.0833
5
6
7 | Commercial |  | 6 | 14521.1667 | 1.0521 | 15277.7035 | 1.0758 | 15622.0731
8 |  |  | 8 | 146.1667 | 74.8315 | 10937.8673 | 1.0758 | 157.2481
9 |  |  | 9 | 40.9167 | 72.8481 | 2980.7003 | 3.5011 | 143.2541
10 |  |  | 22 | 1 | 74.8315 | 74.8315 | 1.0758 | 1.0758
11 |  |  | 23 | 86005.75 | 1 | 86005.75 | 0.94428 | 81213.2726
12 | Weighted Customer Factors A: Total; Weighted Customer Factors D: 100715; Weighted Customer Factors F: 115276.8525; Weighted Customer Factors H: 97136.9238
13
14
15 | Industrial |  | 6 | 1317.25 | 1.0521 | 1385.8773 | 1.0758 | 1417.1159
16 |  |  | 8 | 99.5 | 74.8315 | 7445.7318 | 1.0758 | 107.0435
17 |  |  | 9 | 126.1667 | 72.8481 | 9190.9986 | 3.5011 | 441.7245
18 |  |  | 22 | 0 | 74.8315 | 0 | 1.0758 | 0
19 |  |  | 23 | 3254.9167 | 1 | 3254.9167 | 0.94428 | 3073.5437
20 |  |  | Cust 1 | 1 | 85.3122 | 85.3122 | 3.5011 | 3.5011
21 |  |  | Cust 2 | 1 | 85.3122 | 85.3122 | 3.5011 | 3.5011
22 | Weighted Customer Factors A: Total; Weighted Customer Factors D: 4799.8333; Weighted Customer Factors F: 21448.1487; Weighted Customer Factors H: 5046.4298
23
24
25 | Irrigation - annual cust |  | 10 | 3265.5 | 1.0946 | 3574.5296 | 0.96136 | 3139.3357
26 | Weighted Customer Factors A: Total; Weighted Customer Factors D: 3265.5; Weighted Customer Factors F: 3574.5296; Weighted Customer Factors H: 3139.3357
27
28 | Irrigation - ave billings |  | 10 | 1705.6969 | 1.0946 | 1867.115 | 0.96136 | 1639.7964
29 | Weighted Customer Factors A: Total; Weighted Customer Factors D: 1705.6969; Weighted Customer Factors F: 1867.115; Weighted Customer Factors H: 1639.7964
30
31
32 | Street Lighting |  | 11 | 730.1667 | 0 | 0 | 0.90429 | 660.279
33 |  |  | 12 | 1136.4167 | 0 | 0 | 0.90429 | 1027.645
34 |  |  | 77 | 0 | 0 | 0 | 0 | 0
35 |  |  | 15 - TOSS | 2652 | 1 | 2652 | 0.90429 | 2398.1648
36 |  |  | 15 - MONL | 592.3333 | 1 | 592.3333 | 0.90429 | 535.6384
37 | Weighted Customer Factors A: Total; Weighted Customer Factors D: 5110.9167; Weighted Customer Factors F: 3244.3333; Weighted Customer Factors H: 4621.7271
38
39
40 | Area Lighting |  | 7 | 6915.4167 | 0 | 0 | 0.90429 | 6253.5101
41 |  |  | Post-Top | 4 | 0 | 0 | 0 | 0
42 | Weighted Customer Factors A: Total; Weighted Customer Factors D: 6919.4167; Weighted Customer Factors F: 0; Weighted Customer Factors H: 6253.5101
43
44
45 | OSPA |  | 6 | 0 | 1.0521 | 0 | 1.0758 | 0
46 |  |  | 8 | 0 | 74.8315 | 0 | 1.0758 | 0
47 |  |  | 9 | 0.16667 | 72.8481 | 12.1413 | 3.5011 | 0.58352
48 |  |  | 22 | 0 | 74.8315 | 0 | 1.0758 | 0
49 |  |  | 23 | 0 | 1 | 0 | 0.94428 | 0
50 | Weighted Customer Factors A: Total; Weighted Customer Factors D: 0.16667; Weighted Customer Factors F: 12.1413; Weighted Customer Factors H: 0.58352
51
52
53
54 | Weighted Customer Factors A: State of Utah; Weighted Customer Factors D: 906984.9167; Weighted Customer Factors F: 929730.0889; Weighted Customer Factors H: 902372.5933

## Cust Advances
Customer Advances Factors ( F50-F51 )
Rocky Mountain Power
Cost Of Service By Rate Schedule
State of Utah
2017 Protocol (Non Wgt)
12 Months Ended Dec 2017
Customer Advances Factor
| A | B | C | D | E | F | G | H | I | J | K | L | M | N
| Description | Residential Sch 1 | General Large Dist. Sch 6 | General +1 MW Sch 8 | Street & Area Lighting Sch. 7,11,12 | General Trans Sch 9 | General Secondary Sch 22 | Irrigation Sch 10 | Traffic Signals Sch 15 | Outdoor Lighting Sch 15 | General Small Dist. Sch 23 | Industrial Cust 1 | Industrial Cust 2 | Total
1 | Customer Advances Factor A: Revenue
2 | Customer Advances Factor A: Residential; Customer Advances Factor B: 724698031.4571; Customer Advances Factor N: 724698031.4571
3 | Customer Advances Factor A: Com / Ind; Customer Advances Factor C: 540793490.5592; Customer Advances Factor D: 148427018.4948; Customer Advances Factor F: 270127748.1529; Customer Advances Factor G: 1697473.96; Customer Advances Factor K: 138084376.713; Customer Advances Factor N: 1099130107.8799
4 | Customer Advances Factor A: Irrigation; Customer Advances Factor H: 17636014.7853; Customer Advances Factor N: 17636014.7853
5 | Customer Advances Factor A: Lighting; Customer Advances Factor E: 10800395.652; Customer Advances Factor I: 811514.4318; Customer Advances Factor J: 1212970.703; Customer Advances Factor N: 12824880.7868
5
6 | Customer Advances Factor A: Customer Advances
7 | Customer Advances Factor A: Residential; Customer Advances Factor B: 5803936.95; Customer Advances Factor N: 5803936.95
8 | Customer Advances Factor A: Com / Ind; Customer Advances Factor C: 243613.55; Customer Advances Factor D: 840820.2; Customer Advances Factor F: 2136807.35; Customer Advances Factor G: 0; Customer Advances Factor K: 2278097.36; Customer Advances Factor M: 0; Customer Advances Factor N: 5499338.46
9 | Customer Advances Factor A: Irr; Customer Advances Factor H: 154361.05; Customer Advances Factor N: 154361.05
10 | Customer Advances Factor A: Lighting; Customer Advances Factor E: 116377.8; Customer Advances Factor I: 56883.8274; Customer Advances Factor J: 85024.2626; Customer Advances Factor N: 258285.89
11 | Total Cust Advances | 5803936.95 | 243613.55 | 840820.2 | 116377.8 | 2136807.35 | 0 | 154361.05 | 56883.8274 | 85024.2626 | 2278097.36 | 0 | 0 | 11715922.35
12 | Customer Advances Factor E: 0
13 | FACTOR 50 | 49.54% | 2.079% | 7.177% | 0.9933% | 18.24% | 0% | 1.318% | 0.4855% | 0.7257% | 19.44% | 0% | 0% | 100%
14
15
16 | Security Deposits | 2108428.56 | 269565 | 576413.09 | 5697 | 3967237.42 | 0 | 62044.41 | 0 | 1142 | 3769394.41 | 0 | 0 | 10759921.89
17
18 | FACTOR 51 | 19.6% | 2.505% | 5.357% | 0.05295% | 36.87% | 0% | 0.5766% | 0% | 0.01061% | 35.03% | 0% | 0% | 100%
Contribution in Aid of Construction
| UT Residential | 5803936.95
| UT Schedule 6 | 243613.55
| UT Schedule 8 | 840820.2
| UT Schedule 9 | 2136807.35
| UT Schedule 22 | 0
| UT Schedule 23 | 2278097.36
| UT Schedule 7/11/12 | 116377.8
| UT Schedule 15 | 141908.09
| UT Industrial Cust 2 | 0
| UT Irrigation | 154361.05
| Total | 11715922.35
Deposits Charged by State
| 08APSV0010 | 50430.41 | Sch 10
| 08APSV10NS | 11000 | Sch 11
| 08GNSV0006 | 201646 | Sch 6
| 08GNSV0008 | 576413.09 | Sch 8
| 08GNSV0009 | 2280037.42 | Sch 9
| Sch 22 | 0 | Sch 22
| 08GNSV0023 | 3755729.41 | Sch 23
| 08GNSV006A | 63396 | Sch 6
| 08GNSV008M | 0 | Sch 8
| 08GNSV009M | 1687200 | Sch 9
| Sch 22 | 0 | Sch 22
| 08GNSV023M | 0 | Sch 23
| 08GNSV06MN | 4523 | Sch 6
| 08NETMT135 | 13396 | Res
| 08NMT08135 | 0 | Sch 8
| 08NMT10135 | 614 | Sch 10
| 08NMT23135 | 6661 | Sch 23
| 08OALT007N | 5666 | Sch 7,11,12
| 08OALT007R | 31 | Sch 7,11,13
| 08RESD0001 | 2093706.56 | Res
| 08RESD0002 | 921 | Res
| 08RESD0003 | 405 | Res
| 08RGNSV023 | 7004 | Sch 23
| 08MONL0015 | 1142 | Sch 15 (MONL)
| 08TOSS0015 | 0 | Sch 15 (TOSS)
| Total | 10759921.89

## MetersServices
Meters & Services ( F60-F70 )
Rocky Mountain Power
Cost Of Service By Rate Schedule
State of Utah
2017 Protocol (Non Wgt)
12 Months Ended Dec 2017
Meter & Services Factor
| A | B | C | D | E | F | G | H | I | J | K | L | M | N
| Description | Residential Sch 1 | General Large Dist. Sch 6 | General +1 MW Sch 8 | Street & Area Lighting Sch. 7,11,12 | General Trans Sch 9 | General Secondary Sch 22 | Irrigation Sch 10 | Traffic Signals Sch 15 | Outdoor Lighting Sch 15 | General Small Dist. Sch 23 | Industrial Cust 1 | Industrial Cust 2 | Total
1 | Average Customer | 786174.0833 | 15838.4167 | 245.6667 | 0 | 167.25 | 1 | 3264.5305 | 2652 | 592.3333 | 89260.6667 | 1 | 1 | 898197.9472
2
3
4 | Meter Cost | 87940916.8129 | 13037920.6905 | 2096493.8654 | 0 | 3598049.25 | 1766.7835 | 1363230.1732 | 289068 | 64564.3333 | 14909391.2386 | 337951.9692 | 337951.9692 | 123977305.0859
5
6
7 | FACTOR 60 | 70.93% | 10.52% | 1.691% | 0% | 2.902% | 0.001425% | 1.1% | 0.2332% | 0.05208% | 12.03% | 0.2726% | 0.2726% | 100%
8
9
10 | Service Cost | 527090362.4395 | 44766244.5079 | 3579751.7405 | 0 | 0 | 23196.3654 | 0 | 1917196.5725 | 428212.4572 | 75386073.1049 | 0 | 0 | 653191037.188
11
12
13 | FACTOR 70 | 80.69% | 6.853% | 0.548% | 0% | 0% | 0.003551% | 0% | 0.2935% | 0.06556% | 11.54% | 0% | 0% | 100%
Meter/Service Detail
Rocky Mountain Power
Cost Of Service By Rate Schedule
State of Utah
2017 Protocol (Non Wgt)
12 Months Ended Dec 2017
Meter & Service Data
| A | B | C | D | E | F | G
|  | COS |  | Average | Total | Average | Total
| Class/Schedule | Col | Avg Custs | Metering Cost | Metering Cost | Service Cost | Service Cost
1 | Meter & Services Factor A: Residential
2 | Meter & Services Factor A: Sch 001 sec; Meter & Services Factor B: 1; Meter & Services Factor C: 763284.4167; Meter & Services Factor D: 111.8593; Meter & Services Factor E: 85380493.7273; Meter & Services Factor F: 670.4499; Meter & Services Factor G: 511743986.929
3 | Meter & Services Factor A: Sch 002 sec; Meter & Services Factor B: 1; Meter & Services Factor C: 404.8333; Meter & Services Factor D: 111.8593; Meter & Services Factor E: 45284.3909; Meter & Services Factor F: 670.4499; Meter & Services Factor G: 271420.4817
4 | Meter & Services Factor A: Sch 003 sec; Meter & Services Factor B: 1; Meter & Services Factor C: 22484.8333; Meter & Services Factor D: 111.8593; Meter & Services Factor E: 2515138.6946; Meter & Services Factor F: 670.4499; Meter & Services Factor G: 15074955.0288
5 | Meter & Services Factor A: Total; Meter & Services Factor C: 786174.0833; Meter & Services Factor E: 87940916.8129; Meter & Services Factor G: 527090362.4395
6
7 | Meter & Services Factor A: Commercial
8 | Meter & Services Factor A: Sch 006 sec; Meter & Services Factor B: 6; Meter & Services Factor C: 14299.6983; Meter & Services Factor D: 665.3999; Meter & Services Factor E: 9515017.5487; Meter & Services Factor F: 2870.2091; Meter & Services Factor G: 41043123.8943
9 | Meter & Services Factor A: Sch 006 pri; Meter & Services Factor B: 6; Meter & Services Factor C: 221.4684; Meter & Services Factor D: 11010.8946; Meter & Services Factor E: 2438564.8907; Meter & Services Factor F: 0; Meter & Services Factor G: 0
10 | Meter & Services Factor A: Sch 008 sec; Meter & Services Factor B: 8; Meter & Services Factor C: 91.8195; Meter & Services Factor D: 1766.7835; Meter & Services Factor E: 162225.2391; Meter & Services Factor F: 23196.3654; Meter & Services Factor G: 2129879.4277
11 | Meter & Services Factor A: Sch 008 pri; Meter & Services Factor B: 8; Meter & Services Factor C: 54.3471; Meter & Services Factor D: 19966.9396; Meter & Services Factor E: 1085145.9413; Meter & Services Factor F: 0; Meter & Services Factor G: 0
12 | Meter & Services Factor A: Sch 009 sub trn; Meter & Services Factor B: 9; Meter & Services Factor C: 40.9167; Meter & Services Factor D: 21513; Meter & Services Factor E: 880240.25; Meter & Services Factor F: 0; Meter & Services Factor G: 0
13 | Meter & Services Factor A: Sch 022 sec; Meter & Services Factor B: 22; Meter & Services Factor C: 1; Meter & Services Factor D: 1766.7835; Meter & Services Factor E: 1766.7835; Meter & Services Factor F: 23196.3654; Meter & Services Factor G: 23196.3654
14 | Meter & Services Factor A: Sch 023 sec; Meter & Services Factor B: 23; Meter & Services Factor C: 85909.1588; Meter & Services Factor D: 166.9559; Meter & Services Factor E: 14343040.4955; Meter & Services Factor F: 845.5105; Meter & Services Factor G: 72637097.6049
15 | Meter & Services Factor A: Sch 023 pri; Meter & Services Factor B: 23; Meter & Services Factor C: 96.5912; Meter & Services Factor D: 234.756; Meter & Services Factor E: 22675.3725; Meter & Services Factor F: 0; Meter & Services Factor G: 0
16 | Meter & Services Factor A: Total; Meter & Services Factor C: 100715; Meter & Services Factor E: 28448676.5213; Meter & Services Factor G: 115833297.2923
17
18 | Meter & Services Factor A: Industrial
19 | Meter & Services Factor A: Sch 006 sec; Meter & Services Factor B: 6; Meter & Services Factor C: 1297.1601; Meter & Services Factor D: 665.3999; Meter & Services Factor E: 863130.1571; Meter & Services Factor F: 2870.2091; Meter & Services Factor G: 3723120.6136
20 | Meter & Services Factor A: Sch 006 pri; Meter & Services Factor B: 6; Meter & Services Factor C: 20.0899; Meter & Services Factor D: 11010.8946; Meter & Services Factor E: 221208.0941; Meter & Services Factor F: 0; Meter & Services Factor G: 0
21 | Meter & Services Factor A: Sch 008 sec; Meter & Services Factor B: 8; Meter & Services Factor C: 62.5043; Meter & Services Factor D: 1766.7835; Meter & Services Factor E: 110431.5482; Meter & Services Factor F: 23196.3654; Meter & Services Factor G: 1449872.3128
22 | Meter & Services Factor A: Sch 008 pri; Meter & Services Factor B: 8; Meter & Services Factor C: 36.9957; Meter & Services Factor D: 19966.9396; Meter & Services Factor E: 738691.1368; Meter & Services Factor F: 0; Meter & Services Factor G: 0
23 | Meter & Services Factor A: Sch 009 sub trn; Meter & Services Factor B: 9; Meter & Services Factor C: 126.1667; Meter & Services Factor D: 21513; Meter & Services Factor E: 2714223.5; Meter & Services Factor F: 0; Meter & Services Factor G: 0
24 | Meter & Services Factor A: Sch 022 sec; Meter & Services Factor B: 22; Meter & Services Factor C: 0; Meter & Services Factor D: 1766.7835; Meter & Services Factor E: 0; Meter & Services Factor F: 23196.3654; Meter & Services Factor G: 0
25 | Meter & Services Factor A: Sch 023 sec; Meter & Services Factor B: 23; Meter & Services Factor C: 3251.2611; Meter & Services Factor D: 166.9559; Meter & Services Factor E: 542817.2135; Meter & Services Factor F: 845.5105; Meter & Services Factor G: 2748975.5
26 | Meter & Services Factor A: Sch 023 pri; Meter & Services Factor B: 23; Meter & Services Factor C: 3.6555; Meter & Services Factor D: 234.756; Meter & Services Factor E: 858.1571; Meter & Services Factor F: 0; Meter & Services Factor G: 0
27 | Meter & Services Factor A: Cust 1; Meter & Services Factor B: spec contract; Meter & Services Factor C: 1; Meter & Services Factor D: 337951.9692; Meter & Services Factor E: 337951.9692; Meter & Services Factor F: 0; Meter & Services Factor G: 0
28 | Meter & Services Factor A: Cust 2; Meter & Services Factor B: spec contract; Meter & Services Factor C: 1; Meter & Services Factor D: 337951.9692; Meter & Services Factor E: 337951.9692; Meter & Services Factor F: 0; Meter & Services Factor G: 0
29 | Meter & Services Factor A: Total; Meter & Services Factor C: 4799.8333; Meter & Services Factor E: 5867263.7452; Meter & Services Factor G: 7921968.4264
30
31 | Meter & Services Factor A: Irrigation
32 | Meter & Services Factor A: Sch 010 sec; Meter & Services Factor B: 10; Meter & Services Factor C: 3249.0184; Meter & Services Factor D: 377.8252; Meter & Services Factor E: 1227561.1133; Meter & Services Factor F: 0; Meter & Services Factor G: 0
33 | Meter & Services Factor A: Sch 010 pri; Meter & Services Factor B: 10; Meter & Services Factor C: 15.5121; Meter & Services Factor D: 8746; Meter & Services Factor E: 135669.0599; Meter & Services Factor F: 0; Meter & Services Factor G: 0
34 | Meter & Services Factor A: Total; Meter & Services Factor C: 3264.5305; Meter & Services Factor E: 1363230.1732; Meter & Services Factor G: 0
35
36 | Meter & Services Factor A: Street Lighting
37 | Meter & Services Factor A: Sch 15 - TS sec; Meter & Services Factor B: 15; Meter & Services Factor C: 2652; Meter & Services Factor D: 109; Meter & Services Factor E: 289068; Meter & Services Factor F: 722.9248; Meter & Services Factor G: 1917196.5725
38 | Meter & Services Factor A: Sch 15 - MONL sec; Meter & Services Factor B: 15; Meter & Services Factor C: 592.3333; Meter & Services Factor D: 109; Meter & Services Factor E: 64564.3333; Meter & Services Factor F: 722.9248; Meter & Services Factor G: 428212.4572
39 | Meter & Services Factor A: Total; Meter & Services Factor C: 3244.3333; Meter & Services Factor E: 353632.3333; Meter & Services Factor G: 2345409.0297
40
41 | Meter & Services Factor A: OSPA
42 | Meter & Services Factor A: Sch 006 sec; Meter & Services Factor B: 6; Meter & Services Factor C: 0; Meter & Services Factor D: 665.3999; Meter & Services Factor E: 0; Meter & Services Factor F: 2870.2091; Meter & Services Factor G: 0
43 | Meter & Services Factor A: Sch 008 pri; Meter & Services Factor B: 8; Meter & Services Factor C: 0; Meter & Services Factor D: 19966.9396; Meter & Services Factor E: 0; Meter & Services Factor F: 0; Meter & Services Factor G: 0
44 | Meter & Services Factor A: Sch 009 sub trn; Meter & Services Factor B: 9; Meter & Services Factor C: 0.16667; Meter & Services Factor D: 21513; Meter & Services Factor E: 3585.5; Meter & Services Factor F: 0; Meter & Services Factor G: 0
45 | Meter & Services Factor A: Sch 022 sec; Meter & Services Factor B: 22; Meter & Services Factor C: 0; Meter & Services Factor D: 1766.7835; Meter & Services Factor E: 0; Meter & Services Factor F: 23196.3654; Meter & Services Factor G: 0
46 | Meter & Services Factor A: Sch 023 sec; Meter & Services Factor B: 23; Meter & Services Factor C: 0; Meter & Services Factor D: 166.9559; Meter & Services Factor E: 0; Meter & Services Factor F: 845.5105; Meter & Services Factor G: 0
47 | Meter & Services Factor A: Total; Meter & Services Factor C: 0.16667; Meter & Services Factor E: 3585.5; Meter & Services Factor G: 0
48
49
50 | Meter & Services Factor A: State of Utah; Meter & Services Factor C: 898197.9472; Meter & Services Factor E: 123977305.0859; Meter & Services Factor G: 653191037.188
Schedule 06 - Wgt Meter & Service Costs
| A | B | C | D | E | F | G | H
|  |  |  | % of |  | Weighted |  | Weighted
Line | Load Class |  | Customers | Customers | Meter Cost | Meter Cost | Service Cost | Service Cost
| Secondary Voltage | Phase |  |  |  | (C)*(D)
1 | A: A: 0 KW
2 |  | 1 | 3.9552 | 0.02536% | 109 | 0.027641 | 722.9248 | 0.18332
3 |  | 3 | 14.4035 | 0.09235% | 260 | 0.24011 | 985.4734 | 0.91007
4 | A: B: 1 - 30 KW
5 |  | 1 | 638.315 | 4.093% | 222 | 9.0855 | 775.7401 | 31.7478
6 |  | 3 | 306.1 | 1.963% | 260 | 5.1027 | 1059.8134 | 20.7996
7 | A: C: 31 - 100 KW
8 |  | 1 | 986.4506 | 6.325% | 222 | 14.0408 | 1379.3449 | 87.2391
9 |  | 3 | 8110.3894 | 52% | 260 | 135.2004 | 1941.5153 | 1009.5908
10 | A: D: 101 - 300 KW
11 |  | 1 | 44.9821 | 0.2884% | 982 | 2.8321 | 3935.9465 | 11.3514
12 |  | 3 | 3905.244 | 25.04% | 1415 | 354.297 | 3762.4571 | 942.0688
13 | A: E: 301 - 1,000 KW
14 |  | 1 | 0.9999 | 0.006411% | 1222 | 0.078342 | 0 | 0
15 |  | 3 | 1561.4591 | 10.01% | 1415 | 141.6609 | 7265.9965 | 727.4257
16 | A: F: > 1,000 KW
17 |  | 3 | 24.5597 | 0.1575% | 1800 | 2.8344 | 24699 | 38.8924
18
19 | Total Secondary | 98.47% | 15596.8584 | 100% |  | 665.3999 |  | 2870.2091
20
21 | A: Primary Voltage; B: Phase
22 | A: A: 0 KW
23 |  | 3 | 1.511 | 0.6255% | 10780 | 67.4297
24 | A: B: 1 - 30 KW
25 |  | 1 | 5.1635 | 2.138% | 10780 | 230.4289
26 |  | 3 | 8.502 | 3.52% | 10780 | 379.4187
27 | A: C: 31 - 100 KW
28 |  | 1 | 16.5531 | 6.853% | 10780 | 738.7143
29 |  | 3 | 34.7972 | 14.41% | 10780 | 1552.8901
30 | A: D: 101 - 300 KW
31 |  | 1 | 3.0525 | 1.264% | 10780 | 136.2257
32 |  | 3 | 52.4854 | 21.73% | 10780 | 2342.2602
33 | A: E: 301 - 1,000 KW
34 |  | 1 | 0 | 0% | 10780 | 0
35 |  | 3 | 113.7691 | 47.1% | 10780 | 5077.1624
36 | A: F: > 1,000 KW
37 |  | 3 | 5.7246 | 2.37% | 20523 | 486.3646
38 | Total Primary | 1.525% | 241.5583 | 100% |  | 11010.8946
39
40 | A: Total Schedule 6; C: 15838.4167
Schedule 08 - Wgt Meter & Service Costs
| A | B | C | D | E | F | G | H
|  |  |  | % of |  | Weighted |  | Weighted
Line | Load Class |  | Customers | Customers | Meter Cost | Meter Cost | Service Cost | Service Cost
| Secondary Voltage | Phase |  |  |  | (C)*(D)
1 | A: A: < 1,000 KW
2 |  | 1 | 0 | 0% | 1222 | 0 | 7282.5041 | 0
3 |  | 3 | 13.3687 | 8.628% | 1415 | 122.0813 | 7282.5041 | 628.3091
4 | A: B: >= 1,000 KW
5 |  | 1 | 0 | 0% | 1800 | 0 | 24699 | 0
6 |  | 3 | 141.5833 | 91.37% | 1800 | 1644.7023 | 24699 | 22568.0562
7
8 | Total Secondary | 62.82% | 154.952 | 100% |  | 1766.7835 |  | 23196.3654
9
1 | A: Primary Voltage; B: Phase
2 | A: A: < 1,000 KW
3 |  | 1 | 0 | 0% | 10780 | 0
4 |  | 3 | 5.2344 | 5.707% | 10780 | 615.2449
5 | A: B: >= 1,000 KW
6 |  | 1 | 0 | 0% | 20523 | 0
7 |  | 3 | 86.4802 | 94.29% | 20523 | 19351.6947
8
9 | Total Primary | 37.18% | 91.7147 | 100% |  | 19966.9396
10
11 | A: Total Schedule 8; C: 246.6667
Schedule 10 - Wgt Meter & Service Costs
| A | B | C | D | E | F | G | H
|  |  |  | % of |  | Weighted |  | Weighted
Line | Load Class |  | Customers | Customers | Meter Cost | Meter Cost | Service Cost | Service Cost
| Secondary Voltage | Phase |  |  |  | (C)*(D)
1 | A: A: 0 KW
2 |  | 1 | 277.7711 | 8.549% | 109 | 9.3188
3 |  | 3 | 280.7783 | 8.642% | 260 | 22.469
4 | A: B: 1 - 30 KW
5 |  | 1 | 621.4687 | 19.13% | 222 | 42.4639
6 |  | 3 | 911.3515 | 28.05% | 260 | 72.9302
7 | A: C: 31 - 100 KW
8 |  | 1 | 41.6888 | 1.283% | 222 | 2.8485
9 |  | 3 | 726.6673 | 22.37% | 260 | 58.151
10 | A: D: 101 - 300 KW
11 |  | 1 | 0.96951 | 0.02984% | 982 | 0.29303
12 |  | 3 | 352.9291 | 10.86% | 1415 | 153.7063
13 | A: E: 301 - 1,000 KW
14 |  | 1 | 0 | 0% | 1222 | 0
15 |  | 3 | 33.4551 | 1.03% | 1415 | 14.5702
16 | A: F: > 1,000 KW
17 |  | 1 | 0 | 0% | 1800 | 0
18 |  | 3 | 1.939 | 0.05968% | 1800 | 1.0742
19 | Total Secondary | 99.52% | 3249.0184 | 100% |  | 377.8252
20
21 | A: Primary Voltage; B: Phase
22 | A: A: 0 KW
23 |  | 1 | 0 | 0% | 8746 | 0
24 |  | 3 | 2.9085 | 18.75% | 8746 | 1639.875
25 | A: B: 1 - 30 KW
26 |  | 1 | 0.96951 | 6.25% | 8746 | 546.625
27 |  | 3 | 2.9085 | 18.75% | 8746 | 1639.875
28 | A: C: 31 - 100 KW
29 |  | 1 | 0.96951 | 6.25% | 8746 | 546.625
30 |  | 3 | 1.939 | 12.5% | 8746 | 1093.25
31 | A: D: 101 - 300 KW
32 |  | 1 | 0 | 0% | 8746 | 0
33 |  | 3 | 1.939 | 12.5% | 8746 | 1093.25
34 | A: E: 301 - 1,000 KW
35 |  | 1 | 0 | 0% | 8746 | 0
36 |  | 3 | 2.9085 | 18.75% | 8746 | 1639.875
37 | A: F: > 1,000 KW
38 |  | 1 | 0 | 0% | 8746 | 0
39 |  | 3 | 0.96951 | 6.25% | 8746 | 546.625
40 | Total Primary | 0.4752% | 15.5121 | 100% |  | 8746
41
41 | A: Total Schedule10; C: 3264.5305
Schedule 23 - Wgt Meter & Service Costs
| A | B | C | D | E | F | G | H
|  |  |  | % of |  | Weighted |  | Weighted
Line | Load Class |  | Customers | Customers | Meter Cost | Meter Cost | Service Cost | Service Cost
| Secondary Voltage | Phase |  |  |  | (C)*(D)
1 | A: A: 0 KW
2 |  | 1 | 53980.5308 | 60.54% | 109 | 65.992 | 744.4877 | 450.7364
3 |  | 3 | 20268.78 | 22.73% | 260 | 59.1056 | 997.5116 | 226.7637
4 | A: B: 1 - 30 KW
5 |  | 1 | 4221.5268 | 4.735% | 222 | 10.5112 | 806.2986 | 38.1763
6 |  | 3 | 10629.8551 | 11.92% | 260 | 30.9976 | 1074.6296 | 128.1192
7 | A: C: 31 - 100 KW
8 |  | 1 | 1.0872 | 0.001219% | 222 | 0.0027071 | 1437.0224 | 0.017523
9 |  | 3 | 45.0638 | 0.05054% | 260 | 0.13141 | 1964.4011 | 0.99286
10 | A: D: 101 - 300 KW
11 |  | 1 | 0 | 0% | 982 | 0 | 3821.1206 | 0
12 |  | 3 | 10.319 | 0.01157% | 1415 | 0.16376 | 3754.5199 | 0.43453
13 | A: E: 301 - 1,000 KW
14 |  | 1 | 0 | 0% | 1222 | 0 | 7416.5401 | 0
15 |  | 3 | 3.2472 | 0.003642% | 1415 | 0.051534 | 7416.5401 | 0.27011
16 | Total Secondary | 99.89% | 89160.4099 | 100% |  | 166.9559 |  | 845.5105
17
18 | A: Primary Voltage; B: Phase
19 | A: A: 0 KW
20 |  | 1 | 24.3399 | 24.28% | 109 | 26.4652
21 |  | 3 | 33.2293 | 33.15% | 260 | 86.1834
22 | A: B: 1 - 30 KW
23 |  | 1 | 10.534 | 10.51% | 222 | 23.3279
24 |  | 3 | 30.6886 | 30.61% | 260 | 79.594
25 | A: C: 31 - 100 KW
26 |  | 1 | 0.094246 | 0.09401% | 222 | 0.20871
27 |  | 3 | 0.019963 | 0.01991% | 260 | 0.051776
28 | A: D: 101 - 300 KW; F: 0
29 |  | 1 | 0 | 0% | 982 | 0
30 |  | 3 | 0.44835 | 0.4472% | 1415 | 6.3286
31 | A: E: 301 - 1,000 KW
32 |  | 1 | 0 | 0% | 1222 | 0
33 |  | 3 | 0.89241 | 0.8902% | 1415 | 12.5965
34 | Total Primary | 0.1123% | 100.2467 | 100% |  | 234.756
35
36 | A: Total Schedule 23; C: 89260.6566
PacifiCorp
Utah Embedded Cost Study
Summary of Average Installed Costs
Service Drops
|  | (A) | (B) | (C) | (D) | (E) | (F)
|  | Service |  | Residential | Schedule 6 | Schedule 8 | Schedule 23
Line | Load Class | Conductor | Installed Cost | Percent Use | Percent Use | Percent Use | Percent Use
1 | A: Residential
2 | A: OH - small load; B: #2 Triplex; C: 600; D: 29.53%
3 | A: OH - all electric; B: 1/0 Triplex; C: 691; D: 2.587%
4 | A: UG - small load; B: 1/0 triplex; C: 697; D: 62.53%
5 | A: UG - all electric; B: 4/0 triplex; C: 739; D: 5.356%
6 | D: 670.4499
7
8 | A: 0 - 50 kW
9 | kW = 0, 1 Phase | OH - 1/0 Triplex | 860 |  | 15.9% |  | 29.13%
10 | B: UG - 1/0 triplex; C: 697; E: 84.1%; G: 70.87%
11 | E: 722.9248; G: 744.4877
12
13 | kW = 0, 3 Phase | OH - 1/0 Quadruplex | 1062 |  | 15.9% |  | 29.13%
14 | B: UG - 1/0 quadraplex; C: 971; E: 84.1%; G: 70.87%
15 | E: 985.4734; G: 997.5116
16
17 | kW > 1, 1 Phase | OH - 4/0 Triplex | 970 |  | 15.9% |  | 29.13%
18 | B: UG - 4/0 triplex; C: 739; E: 84.1%; G: 70.87%
19 | E: 775.7401; G: 806.2986
20
21 | kW > 1, 3 Phase | OH - 4/0 Quadruplex | 1154 |  | 15.9% |  | 29.13%
22 | B: UG - 4/0 quadraplex; C: 1042; E: 84.1%; G: 70.87%
23 | E: 1059.8134; G: 1074.6296
24
25
26 | A: 51 - 100 kW
27 | 1 Phase | OH - 2 - 4/0 Triplex | 1746 |  | 15.9% |  | 29.13%
28 | B: UG - 2 - 4/0 triplex; C: 1310; E: 84.1%; G: 70.87%
29 | E: 1379.3449; G: 1437.0224
30
31 | 3 Phase | OH - 2-4/0 Quadraplex | 2087 |  | 15.9% |  | 29.13%
32 | B: UG - 2-4/0 quadraplex; C: 1914; E: 84.1%; G: 70.87%
33 | E: 1941.5153; G: 1964.4011
34
35
36
37 | A: 101 - 300 kW
38 | 1 Phase | OH-3-500 & 350N | 3206 |  | 15.9% |  | 29.13%
39 | B: UG-3-750 & 500N; C: 4074; E: 84.1%; G: 70.87%
40 | E: 3935.9465; G: 3821.1206
41
42 | 3 Phase | OH-3-4/0 Quadraplex | 3712 |  | 15.9% |  | 29.13%
43 | B: UG-4-350 Quad; C: 3772; E: 84.1%; G: 70.87%
44 | E: 3762.4571; G: 3754.5199
45
46
47
48 | A: 301-1000 kW
49 | 3 Phase | OH-3-750 kcmil Quad | 8223 |  | 15.9% | 17.36% | 29.13%
50 |  | UG-4-750 kcmil Quad | 7085 |  | 84.1% | 82.64% | 70.87%
51 | E: 7265.9965; F: 7282.5041; G: 7416.5401
52
53
54 | A: + 1000 kW
55 | 3 Phase | 12-1000 kcmil Quad. | 24699 |  | 100% | 100% | 100%
56 | E: 24699; F: 24699; G: 24699
57
58
59 | Overhead % = |  | Residential |  | Schedule 6 | Schedule 8 | Schedule 23
60 | % of Overhead Which Are Small Load= |  | 29.53% | % Overhead | 15.9% | 17.36% | 29.13%
61 | A: % of Overhead Which Are All Electric=; C: 2.587%
62
63 | A: Underground % =
64 | % of Underground Which Are Small Load= |  | 62.53% | % Underground | 84.1% | 82.64% | 70.87%
65 | A: % of Underground Which Are All Electric=; C: 5.356%
66 | Total OH & UG |  | 100% |  | 100% | 100% | 100%
PacifiCorp
Utah Embedded Cost Study
Summary of Average Installed Costs
Meters
|  | (A) | (B) | (C) | (D)
|  |  |  | Percent | Total Installed
Line | Load Class | Standard | Installed Cost | Use | Cost / Service
Residential
1 | Small Load | DM221A | 109 | 92.06% | 100.3425
2 | Large Load | DM221E | 145 | 7.943% | 11.5168
3 | E: 111.8593
4
5 | A: 0 - 30 kW
6 | kW = 0, 1 Phase | DM221A | 109 | 100% | 109
7
8 | kW = 0, 3 Phase | DM241B | 260 | 100% | 260
9
10 | kW > 1, 1 Phase | DM221B | 222 | 100% | 222
11
12 | kW > 1, 3 Phase | DM241B | 260 | 100% | 260
13
14
15 | A: 30-100 kW
16 | 1 phase | DM221B | 222 | 100% | 222
17
18 | 3 phase | DM241B | 260 | 100% | 260
19
20 | 3 phase with KVAR | DM241F | 253 | 100% | 253
21
22
23 | A: 101-300 kW
24 | 1 phase | DM231GBB | 982 | 100% | 982
25
26 | 3 phase | DM271AEC | 1415 | 100% | 1415
27
28 | 3 phase with KVAR | DM271AEC | 1415 | 100% | 1415
29
30
31 | A: 301 - 1000 kW
32 | 1 Phase (sec) | DM231GFE | 1222 | 100% | 1222
33
34 | 3 Phase (sec) w/o KVAR | DM271AEC | 1415 | 100% | 1415
35
36 | 3 Phase (sec) with KVAR | DM271AEC | 1415 | 100% | 1415
37
38
39 | A: Over 1 MW
40 | Secondary Voltage | DM271AEG | 1800 | 100% | 1800
41
42
43 | A: Primary Metering; D: Transmission Metering
44
45 | 13.8 kV 3-wire | DM101ACBI | 8746 | Meter Cost | 337951.9692
46 | A: 12.47 kV 4-wire Wye; B: DM121ACJAD; C: 10780
47 | A: 24.9 kV 4-wire Wye; B: DM121BFIAD; C: 20523
48 | A: 35 kV 4-wire Wye; B: DM131BBAH; C: 21513
49
50 | A: % of Small Load =; B: 92.06%
51 | A: % of All Electric =; B: 7.943%
52 | A: Total; B: 100%

## Uncollectables
Uncollectables Factor ( F80 )
Rocky Mountain Power
Cost Of Service By Rate Schedule
State of Utah
2017 Protocol (Non Wgt)
12 Months Ended Dec 2017
Uncollectables Factor
| A | B | C | D | E | F | G | H | I | J | K | L | M | O | M
[14 empty] | Industrial | #REF!
| Description | Residential Sch 1 | General Large Dist. Sch 6 | General +1 MW Sch 8 | Street & Area Lighting Sch. 7,11,12 | General Trans Sch 9 | General Secondary Sch 22 | Irrigation Sch 10 | Traffic Signals Sch 15 | Outdoor Lighting Sch 15 | General Small Dist. Sch 23 | Industrial Cust 1 | Industrial Cust 2 | #REF! | #REF! | Total
1 | Uncollectables Factor A: Revenue
2 | Uncollectables Factor A: Residential; Uncollectables Factor B: 724698031.4571 | 724698031.4571
3 | Uncollectables Factor A: Com / Ind; Uncollectables Factor C: 540793490.5592; Uncollectables Factor D: 148427018.4948; Uncollectables Factor F: 270127748.1529; Uncollectables Factor G: 1697473.96; Uncollectables Factor K: 138084376.713 | 1099130107.8799
4 | Uncollectables Factor A: Irrigation; Uncollectables Factor H: 17636014.7853 | 17636014.7853
5 | Total | 724698031.4571 | 540793490.5592 | 148427018.4948 | 0 | 270127748.1529 | 1697473.96 | 17636014.7853 | 0 | 0 | 138084376.713 | 0 | 0 | 0 | 0 | 1841464154.1222
6
7
8 | Uncollectables Factor A: Uncollectables
9 | Write-off | -6537525.71 | -998846.7583 | -274145.0274 | 0 | -498926.5409 | -3135.2381 | -5792.49 | 0 | 0 | -255042.1454 | 0 | 0 | 0 | 0 | -8573413.91
10 | Recovery | 3346663.76 | 549317.3857 | 150766.5 | 0 | 274385.4558 | 1724.2293 | 1159.68 | 0 | 0 | 140260.8392 | 0 | 0 | 0 | 0 | 4464277.85
11 | Net Write Off | -3190861.95 | -449529.3725 | -123378.5274 | 0 | -224541.085 | -1411.0089 | -4632.81 | 0 | 0 | -114781.3062 | 0 | 0 | 0 | 0 | -4109136.06
12
13
14 | FACTOR 80 | 77.65% | 10.94% | 3.003% | 0% | 5.464% | 0.03434% | 0.1127% | 0% | 0% | 2.793% | 0% | 0% | 0% | 0% | 100%
| Uncollectables | Writeoffs | Recoveries | Net Write-offs
| Residential | -6537525.71 | 3346663.76 | -3190861.95
| Commercial | -715835.96 | 239579.69 | -476256.27
| Industrial | -1314259.75 | 876874.72 | -437385.03
| Irrigation | -5792.49 | 1159.68 | -4632.81
| Total | -8573413.91 | 4464277.85 | -4109136.06

## Revenues
Revenues
| Rocky Mountain Power | [15 empty] | Rate Schedule | 12 Months Ended Dec 2017
| Cost Of Service By Rate Schedule | [16 empty] | Type 1 Adj. Revenue
| State of Utah | [16 empty] | Source: Pricing - Table 3
2017 Protocol (Non Wgt)
| 12 Months Ended Dec 2017 | [15 empty] | Residential
| Revenue - Normalized | [15 empty] | 1 | 706260492.9771
[17 empty] | 2 | 348979.6144
| A | B | C | D | E | F | G | H | I | J | K | L | M | N | O |  | 3 | 18088558.8655
[17 empty] | - | 0
Line | Customer Classes |  | Residential Sch 1 | General Large Dist. Sch 6 | General +1 MW Sch 8 | Street & Area Lighting Sch. 7,11,12 | General Trans Sch 9 | General Secondary Sch 22 | Irrigation Sch 10 | Traffic Signals Sch 15 | Outdoor Lighting Sch 15 | General Small Dist. Sch 23 | Industrial Cust 1 | Industrial Cust 2 | Total | check | AGA | 30278.94
[17 empty] | Total | 724728310.3971
1 | Residential |  | 724698031.4571 | 0 | 0 | 0 | 0 | 0 | 0 | 0 | 0 | 0 | 0 | 0 | 724698031.4571 | 0
2 | [16 empty] | Commercial
3 | Commercial |  | 0 | 474304519.3069 | 72999904.372 | 0 | 55885930.8318 | 1697473.96 | 0 | 0 | 0 | 132538099.9319 | 0 | 0 | 737425928.4026 | 0 | 6 | 439190714.3444
4 | [16 empty] | 6A | 34764984.4657
5 | Industrial |  | 0 | 66488971.2523 | 75427114.1228 | 0 | 210961294.1173 | 0 | 17636014.7853 | 0 | 0 | 5546276.7811 | 32829655.101 | 38123757.5247 | 447013083.6844 | 0 | 6B | 348820.4969
6 | [16 empty] | 8 | 72999904.372
7 | Lighting |  | 0 | 0 | 0 | 10800395.652 | 0 | 0 | 0 | 811514.4318 | 1212970.703 | 0 | 0 | 0 | 12824880.7868 | 0 | 9 | 54377894.416
8 | [16 empty] | 9A | 1508036.4158
9 | OSPA |  | 0 | 0 | 0 | 0 | 3280523.2038 | 0 | 0 | 0 | 0 | 0 | 0 | 0 | 3280523.2038 | 0 | 22 | 1697473.96
10 | [16 empty] | 23 | 132538099.9319
11 | Interdepartmental |  | 0 | 0 | 0 | 0 | 0 | 0 | 0 | 0 | 0 | 0 | 0 | 0 | 0 | 0 | 31 | 7111165.168
12 | [16 empty] | AGA | 2893950.64
13 | [16 empty] | Total | 747431044.2107
14 | Total Revenues |  | 724698031.4571 | 540793490.5592 | 148427018.4948 | 10800395.652 | 270127748.1529 | 1697473.96 | 17636014.7853 | 811514.4318 | 1212970.703 | 138084376.713 | 32829655.101 | 38123757.5247 | 1925242447.5347 | 0
15 | [16 empty] | Industrial
16 | [16 empty] | 6 | 58101538.4867
17 | Total AGA Revenues |  | 30278.94 | 1996021.02 | 439245.96 | 0 | 646586.68 | 6661.56 | 271900.55 | 4661.64 | 0 | 531364.95 | 0 | 0 | 3926721.3 |  | 6A | 8387432.7656
18 | Misc Revenues |  | 0 | 0 | 0 | 0 | 0 | 0 | 0 | 0 | 0 | 0 | 0 | 0 | 0 |  | 6B | 0
19 | Gross Receipts Adj. |  | 0 | 0 | 0 | 0 | 0 | 0 | 0 | 0 | 0 | 0 | 0 | 0 | 0 |  | 8 | 75427114.1228
20 | Commercial Vol Discount |  | 0 | 0 | 0 | 0 | 0 | 0 | 0 | 0 | 0 | 0 | 0 | 0 | 0 |  | 9 | 209217440.9796
21 | Industrial Vol Discount |  | 0 | 0 | 0 | 0 | 0 | 0 | 0 | 0 | 0 | 0 | 0 | 0 | 0 |  | 9A | 1743853.1378
22 | Unbilled Revenue Adj. |  | 0 | 0 | 0 | 0 | 0 | 0 | 0 | 0 | 0 | 0 | 0 | 0 | 0 |  | 22 | 0
23 | Firm Revenue |  | 724728310.3971 | 542789511.5792 | 148866264.4548 | 10800395.652 | 270774334.8329 | 1704135.52 | 17907915.3353 | 816176.0718 | 1212970.703 | 138615741.663 | 32829655.101 | 38123757.5247 | 1929169168.8347 |  | 21 | 294597.3671
24 |  |  | 37.57% | 28.14% | 7.717% | 0.5598% | 14.04% | 0.08834% | 0.9283% | 0.04231% | 0.06288% | 7.185% | 1.702% | 1.976% | 100% |  | 23 | 5546276.7811
25 | [16 empty] | 31 | 3733929.5154
26 | Non-Firm |  | 0 | 0 |  | 0 | 0 | 0 | 0 | 0 | 0 | 0 | 0 | 0 | 0 |  | Cust C (#1) | 32829655.101
27 | [16 empty] | Cust B (#2) | 38123757.5247
28 | [16 empty] | Ind Cust | 38632567.5543
29 | Total Revenue |  | 724728310.3971 | 542789511.5792 | 148866264.4548 | 10800395.652 | 270774334.8329 | 1704135.52 | 17907915.3353 | 816176.0718 | 1212970.703 | 138615741.663 | 32829655.101 | 38123757.5247 | 1929169168.8347 |  | AGA | 725929.53
[17 empty] | Total | 472764092.866
Irrigation
[17 empty] | 10 | 17636014.7853
[17 empty] | AGA | 271900.55
[17 empty] | Total | 17907915.3353
Street Lighting
| A: Rocky Mountain Power |  | 7 | 2680431.0547
| A: Cost Of Service By Rate Schedule |  | 11 | 4359093.7508
| A: State of Utah |  | 12 | 3760316.0965
| A: 2017 Protocol (Non Wgt) |  | TS 15 | 811514.4318
| A: 12 Months Ended Dec 2017 |  | MONL 15 | 1212970.703
| A: Revenue - AGA Spread |  | Pole Top | 554.75
[17 empty] | 77 | 0
[17 empty] | AGA | 4661.64
| A |  | B | C | D | E | F | G | H | I | J | [5 empty] | Street Lighting | 12829542.4268
Line | Customer Classes |  | Residential Sch 1 | General Large Dist. Sch 6 | General +1 MW Sch 8 | General Trans Sch 9 | General Secondary Sch 22 | Irrigation Sch 10 | Traffic Signals Sch 15 | General Small Dist. Sch 23 | Total Firm Revenues | [5 empty] | OSPA
[17 empty] | 6 | 0
1 | Firm Revenues | [15 empty] | 8 | 0
2 | [16 empty] | 9 | 3280523.2038
3 | Residential |  | B: 724698031.4571; J: 724698031.4571 | [5 empty] | 22 | 0
4 | Commercial |  |  | 474304519.3069 | 72999904.372 | 55885930.8318 | 1697473.96 |  |  | 132538099.9319 | 737425928.4026 | [5 empty] | 23
5 | Industrial |  |  | 66488971.2523 | 75427114.1228 | 210961294.1173 | 0 | 17636014.7853 |  | 5546276.7811 | 376059671.0588 | [5 empty] | 31 | 0
6 | Lighting |  | H: 811514.4318; J: 811514.4318 | [5 empty] | Total | 3280523.2038
7 | Interdepartmental |  | J: 0
8 | [16 empty] | Interdepartmental
9 | Total Firm Revenue |  | 724698031.4571 | 540793490.5592 | 148427018.4948 | 266847224.9491 | 1697473.96 | 17636014.7853 | 811514.4318 | 138084376.713 | 1838995145.3503 | [5 empty] | 6 | 0
10 | [16 empty] | AGA | 0
11 | [16 empty] | Total | 0
12 | AGA Revenues
13 | [16 empty] | TOTAL | 1978941428.4396
14 | Residential |  | B: 30278.94; J: 30278.94
15 | Commercial |  |  | 1861358.29 | 286480.46 | 219318.47 | 6661.56 |  |  | 520131.86 | 2893950.64 | [5 empty] | less: Sch 31 | -10845094.6834
16 | Industrial |  |  | 134662.73 | 152765.5 | 427268.21 | 0 | 271900.55 |  | 11233.09 | 997830.08 | [5 empty] | Sch 21 | -294597.3671
17 | Lighting |  | H: 4661.64; J: 4661.64 | [5 empty] | Ind cust | -38632567.5543
18 | Interdepartmental |  | J: 0 | [5 empty] | AGA | -3926721.3
19
20 | Total AGA Revenues |  | 30278.94 | 1996021.02 | 439245.96 | 646586.68 | 6661.56 | 271900.55 | 4661.64 | 531364.95 | 3926721.3 | [5 empty] | ADJ TOTAL | 1925242447.5347
Source: Pricing - Table 3
Rocky Mountain Power
Cost Of Service By Rate Schedule
State of Utah
2017 Protocol (Non Wgt)
12 Months Ended Dec 2017
Summary Of Sales For Resale / Other Electric Revenue
Determination Of Situs Allocations
| A | B | C | D | E | F | G | H | I | J | K | L | M | N | O
ACCT | DESCRIPTION |  | Total | Residential Sch 1 | General Large Dist. Sch 6 | General +1 MW Sch 8 | Street & Area Lighting Sch. 7,11,12 | General Trans Sch 9 | General Secondary Sch 22 | Irrigation Sch 10 | Traffic Signals Sch 15 | Outdoor Lighting Sch 15 | General Small Dist. Sch 23 | Industrial Cust 1 | Industrial Cust 2 | Check
450 | Determination Of Situs Allocations A: Forfeited Discounts & Int
| 257 Residential Discounts | F43 | 2486972.42 | 2486972.42 | 0 | 0 | 0 | 0 | 0 | 0 | 0 | 0 | 0 | 0 | 0 | 0
| 258 Commercial Discounts | F44 | 585262.34 | 0 | 84383.5773 | 849.3853 | 0 | 237.7698 | 5.8111 | 0 | 0 | 0 | 499785.7965 | 0 | 0 | 0
| 259 Industrial Discounts | F45 | 228856.39 | 0 | 37377.3863 | 2823.344 | 0 | 3580.0192 | 0 | 92659.5976 | 0 | 0 | 92359.2922 | 28.3753 | 28.3753 | 0
| 260 Other Discounts | F46 | 52504.39 | 0 | 0 | 0 | 38345.0365 | 0 | 0 | 0 | 11574.2132 | 2585.1404 | 0 | 0 | 0 | 0
| Total Account 450 |  | 3353595.54 | 2486972.42 | 121760.9636 | 3672.7294 | 38345.0365 | 3817.7889 | 5.8111 | 92659.5976 | 11574.2132 | 2585.1404 | 592145.0887 | 28.3753 | 28.3753 | 0
451 | Determination Of Situs Allocations A: Misc. Service Revenues
| 70 Returned Checks | F40 | 254431.642 | 220541.2232 | 4443.0666 | 68.9156 | 2464.6897 | 46.9178 | 0.28052 | 916.0533 | 743.9514 | 166.1641 | 25039.8188 | 0.28052 | 0.28052 | 0
| 72 Misc. Service Revenue | F21 | 1841969.7262 | 1115600.1313 | 455248.5796 | 89416.9468 | 6159.6707 | 0 | 3736.8697 | 33039.3796 | 252.3143 | 1243.8136 | 137272.0206 | 0 | 0 | 0
| - Fac Chg Buyout | A | 176009.9837 | 0 | 107122.841 | 18749.0344 | 0 | 19669.2398 | 375.1231 | 611.8616 | 0 | 0 | 29481.8839 | 0 | 0 | 0
| 73 Temp. Service Connect | F44 | 348259.3795 | 0 | 50212.3069 | 505.4253 | 0 | 141.4845 | 3.4579 | 0 | 0 | 0 | 297396.7049 | 0 | 0 | 0
| 145 Connect Fee | F43 | 965791.6415 | 965791.6415 | 0 | 0 | 0 | 0 | 0 | 0 | 0 | 0 | 0 | 0 | 0 | 0
| 146 Reconnect Fee | F40 | 135677.5071 | 117605.1969 | 2369.2973 | 36.7497 | 1314.3136 | 25.0192 | 0.14959 | 488.492 | 396.7175 | 88.6082 | 13352.6639 | 0.14959 | 0.14959 | 0
| Total Account 451 |  | 3722139.88 | 2419538.193 | 619396.0913 | 108777.0717 | 9938.674 | 19882.6613 | 4115.8808 | 35055.7866 | 1392.9831 | 1498.5859 | 502543.092 | 0.43012 | 0.43012 | 0
454 | Determination Of Situs Allocations A: Rent From Electric Prop
| 75 All Other | F20 | 4898241.56 | 2344539.7258 | 1654892.1161 | 395327.2354 | 2767.9004 | 0 | 868.6005 | 76416.7451 | 1185.2567 | 711.711 | 421532.2691 | 0 | 0 | 0
| Total Account 454 |  | 4898241.56 | 2344539.7258 | 1654892.1161 | 395327.2354 | 2767.9004 | 0 | 868.6005 | 76416.7451 | 1185.2567 | 711.711 | 421532.2691 | 0 | 0 | 0
456 | Determination Of Situs Allocations A: Other Electric Revenues
| 79 Other Electric Revenues | F10 | -2828513 | -965169.6965 | -795884.7201 | -228180.0924 | -5149.709 | -495813.7158 | -2428.3525 | -25936.0323 | -800.6259 | -1119.7116 | -187970.5876 | -62562.0972 | -57497.6591 | 0
| 163 Billing Services | F40 | 0 | 0 | 0 | 0 | 0 | 0 | 0 | 0 | 0 | 0 | 0 | 0 | 0 | 0
| Total Account 456 |  | -2828513 | -965169.6965 | -795884.7201 | -228180.0924 | -5149.709 | -495813.7158 | -2428.3525 | -25936.0323 | -800.6259 | -1119.7116 | -187970.5876 | -62562.0972 | -57497.6591 | 0
305 Report
|  |  | 2017-12-31 |  | JAM Data
450 | Determination Of Situs Allocations A: Forfeited Discounts & Int
| Residential Discounts | F43 | 2486972.42 | 74.16% | 2486972.42
| Commercial Discounts | F44 | 585262.34 | 17.45% | 585262.34
| Industrial Discounts | F45 | 228856.39 | 6.824% | 228856.39
| Other Forfeited Discounts | F46 | 52504.39 | 1.566% | 52504.39
| Total Account 450 |  | 3353595.54 | 100% | 3353595.54
451 | Determination Of Situs Allocations A: Misc. Service Revenues
| Returned Checks | F40 | 472905 | 6.836% | 254431.642
| Misc. Service Revenue | F21 | 3423617.78 | 49.49% | 1841969.7262
| Fac Chg Buyout | A | 327144.85 | 4.729% | 176009.9837
| Temp. Service Connect | F44 | 647300 | 9.356% | 348259.3795
| Connect Fee | F43 | 1795090 | 25.95% | 965791.6415
| Reconnect Fee | F40 | 252180 | 3.645% | 135677.5071
| Total Account 451 |  | 6918237.63 | 100% | 3722139.88
454 | Determination Of Situs Allocations A: Rent From Electric Property
| Rent on Electric Property | F20 | 7628905.18 | 100% | 4898241.56
| Total Account 454 |  | 7628905.18 | 100% | 4898241.56
456 | Determination Of Situs Allocations A: Other Electric Revenues
| Other Electric Revenues | F10 | 4313413.33 | 100% | -2828513
| Billing Services | F40 | 0 | 0% | 0
| Total Account 456 |  | 4313413.33 | 100% | -2828513
| STATE SPECIFIC REVENUE CREDIT |  |  | Description | Amount
| Industrial customer revenues |  |  |  | 38632567.5543
| Schedule 21 revenues |  |  |  | 294597.3671
| Schedule 31 revenues |  |  |  | 10845094.6834
49772259.6049
Calculation of Facility Charge Buyout Allocation by Schedule
| A | B | C | D | E | F | G | H | I | J | K | L
| Customer Classes |  |  | General Large Dist. Sch 6 | General +1 MW Sch 8 | General Trans Sch 9 | General Secondary Sch 22 | General Small Dist. Sch 23 | Irrigation Sch 10 | Total | Total % | FAC CHG BUYOUT
| Commercial |  | Customers | 14521.1667 | 146.1667 | 40.9167 | 1 | 86005.75 | 0 | 100715 | 92.59% | 162963.0182
|  |  | Revenues | 474304519.3069 | 72999904.372 | 55885930.8318 | 1697473.96 | 132538099.9319 |  | 737425928.4026
| Industrial |  | Customers | 1317.25 | 99.5 | 126.1667 | 0 | 3254.9167 | 3265.5 | 8063.3333 | 7.413% | 13046.9656
|  |  | Revenues | 66488971.2523 | 75427114.1228 | 210961294.1173 | 0 | 5546276.7811 | 17636014.7853 | 376059671.0588
[10 empty] | 108778.3333 | 100%
| Commercial - FAC CHG Buyout Alloc. by Sch. |  |  | 104816.0812 | 16132.1758 | 12350.1759 | 375.1231 | 29289.4621 |  | 162963.0182 |  | 176009.9837
| Industrial - FAC CHG Buyout Alloc. by Sch. |  |  | 2306.7598 | 2616.8585 | 7319.0638 | 0 | 192.4218 | 611.8616 | 18492.4845
| Total By Schedule |  |  | 107122.841 | 18749.0344 | 19669.2398 | 375.1231 | 29481.8839 | 611.8616 | 181455.5026

## NPC Factors
NPC Factors ( F85-F96 )
Rocky Mountain Power
Cost Of Service By Rate Schedule
State of Utah
2017 Protocol (Non Wgt)
12 Months Ended Dec 2017
NPC Monthly Allocation Factors
|  |  | 2015-07-01 | 2015-08-01 | 2015-09-01 | 2015-10-01 | 2015-11-01 | 2015-12-01 | 2015-01-01 | 2015-02-01 | 2015-03-01 | 2015-04-01 | 2015-05-01 | 2015-06-01 | Total
Special Sales For Resale
Long Term Firm Sales
| Black Hills |  | 1170604.48 | 1177672.98 | 1154222.383 | 1179599.795 | 1148472.555 | 1182494.995 | 1174617.037 | 1119201.273 | 1185806.166 | 1147467.526 | 1161197.738 | 1145780.969 | 13947137.897
| BPA Wind |  | 123965.414 | 124595.914 | 175862.73 | 219445.08 | 306793.88 | 383611.53 | 298402.94 | 267250.44 | 297745.25 | 186989.7 | 191246.81 | 181087.39 | 2756997.078
| Hurricane Sale |  | 1145.9607 | 1145.9607 | 1145.9498 | 1145.9607 | 1145.9498 | 1145.9607 | 1145.9607 | 1145.9473 | 1145.9607 | 1145.9498 | 1145.9607 | 1145.9498 | 13751.4714
| LADWP (IPP Layoff) |  | 2830751 | 2828315 | 2013575.6 | 3397115.5 | 2281743 | 2504304.5 | 2402996.2 | 2058083.9 | 2080693.8 | 1645802.8 | 2403743 | 2692676.8 | 29139801.1
| NVE s523485 |  | 0 | 0 | 0 | 0 | 0 | 0 | 0 | 0 | 0 | 0 | 0 | 0 | 0
| Leaning Juniper Wind Indemnity |  | 12855.972 | 13162.006 | 10703.422 | 9855.264 | 7676.027 | 8243.053 | 7080.7476 | 7454.6826 | 11689.178 | 6475.7437 | 8292.353 | 8716.232 | 112204.6809
| Pacific Gas & Electric s524491 |  | 0 | 0 | 0 | 0 | 0 | 0 | 0 | 0 | 0 | 0 | 0 | 0 | 0
| PSCO s100035 |  | 0 | 0 | 0 | 0 | 0 | 0 | 0 | 0 | 0 | 0 | 0 | 0 | 0
| Salt River Project s322940 |  | 0 | 0 | 0 | 0 | 0 | 0 | 0 | 0 | 0 | 0 | 0 | 0 | 0
| SCE s513948 |  | 0 | 0 | 0 | 0 | 0 | 0 | 0 | 0 | 0 | 0 | 0 | 0 | 0
| SDG&E s513949 |  | 0 | 0 | 0 | 0 | 0 | 0 | 0 | 0 | 0 | 0 | 0 | 0 | 0
| Shell Sale 2013-2014 |  | 718792 | 720002.5 | 0 | 0 | 0 | 0 | 0 | 0 | 0 | 0 | 0 | 0 | 1438794.5
| SMUD s24296 |  | 1426350 | 1900875 | 1698300 | 352425 | 19425 | 0 | 0 | 0 | 0 | 0 | 0 | 0 | 5397375
| UAMPS s223863 |  | 0 | 0 | 0 | 0 | 0 | 0 | 0 | 0 | 0 | 0 | 0 | 0 | 0
| UMPA II s45631 |  | 1779847.5 | 1400150.2 | 792639.6 | 593282.5 | 582824.5 | 593282.5 | 593282.5 | 561908.5 | 593282.5 | 582824.5 | 568590 | 914389.75 | 9556304.55
| Total Long Term Firm Sales |  | 8064312.3267 | 8165919.5607 | 5846449.6848 | 5752869.0997 | 4348080.9118 | 4673082.5387 | 4477525.3853 | 4015044.7429 | 4170362.8547 | 3570706.2195 | 4334215.8617 | 4943797.0908 | 62362366.2773
Short Term Firm Sales
| COB |  | 0 | 0 | 0 | 0 | 0 | 0 | 0 | 0 | 0 | 0 | 0 | 0 | 0
| Colorado |  | 0 | 0 | 0 | 0 | 0 | 0 | 0 | 0 | 0 | 0 | 0 | 0 | 0
| Four Corners |  | 0 | 0 | 0 | 0 | 0 | 0 | 0 | 0 | 0 | 0 | 0 | 0 | 0
| Idaho |  | 0 | 0 | 0 | 0 | 0 | 0 | 0 | 0 | 0 | 0 | 0 | 0 | 0
| Mid Columbia |  | 0 | 0 | 0 | 0 | 0 | 0 | 0 | 0 | 0 | 0 | 0 | 0 | 0
| Mona |  | 0 | 0 | 0 | 0 | 0 | 0 | 0 | 0 | 0 | 0 | 0 | 0 | 0
| Palo Verde |  | 0 | 0 | 0 | 0 | 0 | 0 | 310780 | 272880 | 310780 | 0 | 0 | 0 | 894440
| SP15 |  | 0 | 0 | 0 | 0 | 0 | 0 | 0 | 0 | 0 | 0 | 0 | 0 | 0
| Utah |  | 0 | 0 | 0 | 0 | 0 | 0 | 0 | 0 | 0 | 0 | 0 | 0 | 0
| West Main |  | 0 | 0 | 0 | 0 | 0 | 0 | 0 | 0 | 0 | 0 | 0 | 0 | 0
| Wyoming |  | 0 | 0 | 0 | 0 | 0 | 0 | 0 | 0 | 0 | 0 | 0 | 0 | 0
| Electric Swaps Sales |  | -347984 | -267488 | -25000 | 693450 | 739335 | 905980 | 0 | 0 | 0 | 0 | 0 | 0 | 1698293
| STF Index Trades |  | 0 | 0 | 0 | 0 | 0 | 0 | 0 | 0 | 0 | 0 | 0 | 0 | 0
| Total Short Term Firm Sales |  | -347984 | -267488 | -25000 | 693450 | 739335 | 905980 | 310780 | 272880 | 310780 | 0 | 0 | 0 | 2592733
System Balancing Sales
| COB |  | 4039545 | 4576656.5 | 4076010.2 | 3268275 | 3835989 | 4254945.5 | 4271850 | 3133590.5 | 2967804.5 | 1649770.1 | 442455.88 | 452325.22 | 36969217.4
| Four Corners |  | 5444079.5 | 7829008 | 7207942 | 5467853.5 | 6045003.5 | 5173646 | 6234965 | 5387732 | 4058500.8 | 4588512 | 3851161 | 3467526.2 | 64755929.5
| Mead |  | 2516602.2 | 3374999 | 3820422.8 | 3114039 | 3640420 | 3239570 | 3983201.2 | 3146957.5 | 2431060.2 | 2148574.8 | 1978584.1 | 1798021.9 | 35192452.7
| Mid Columbia |  | 1003365.4 | 1690011 | 1925102.1 | 1963191.4 | 1073762 | 387038.34 | 955979.8 | 1073196.8 | 1618916.2 | 31285.1 | 11332.217 | 21013.834 | 11754194.191
| Mona |  | 1531758.5 | 2227050.8 | 2367576.2 | 1414903.8 | 638694.2 | 533656.2 | 617224.75 | 384340.4 | 262243.56 | 859708.94 | 1696305.2 | 1212994.5 | 13746457.05
| Palo Verde |  | 12023837 | 10345780 | 11128275 | 10706790 | 9877691 | 9266895 | 10405704 | 10274396 | 9267444 | 9136731 | 9673198 | 10468766 | 122575507
| SP15 |  | 0 | 0 | 0 | 0 | 0 | 0 | 0 | 0 | 0 | 0 | 0 | 0 | 0
| Trapped Energy |  | 2032.7745 | 0 | 7083.7608 | 2196.0484 | 0 | 48090.195 | 0 | 34485.938 | 0 | 9037.9418 | 18850.7272 | 2747.7607 | 124525.1465
| Total System Balancing Sales |  | 26561220.3745 | 30043505.3 | 30532412.0608 | 25937248.7484 | 25111559.7 | 22903841.235 | 26468924.75 | 23434699.138 | 20605969.26 | 18423619.8818 | 17671887.1242 | 17423395.4147 | 285118282.9875
Total Special Sales For Resale |  |  | 34277548.7012 | 37941936.8607 | 36353861.7456 | 32383567.8481 | 30198975.6118 | 28482903.7737 | 31257230.1353 | 27722623.8809 | 25087112.1147 | 21994326.1013 | 22006102.9859 | 22367192.5055 | 350073382.2648
Purchased Power & Net Interchange
Long Term Firm Purchases
| APS Supplemental p27875 |  | 0 | 0 | 0 | 0 | 114939 | 107662.5 | 56121.344 | 152784 | 0 | 101970 | 0 | 0 | 533476.844
| Blanding Purchase p379174 |  | 0 | 0 | 0 | 0 | 0 | 0 | 0 | 0 | 0 | 0 | 0 | 0 | 0
| BPA Reserve Purchase |  | 0 | 0 | 0 | 0 | 0 | 0 | 0 | 0 | 0 | 0 | 0 | 0 | 0
| Chehalis Station Service |  | 0 | 0 | 0 | 0 | 0 | 0 | 0 | 0 | 0 | 0 | 0 | 0 | 0
| Combine Hills Wind p160595 |  | 394481.25 | 391206.7 | 372845.8 | 400342.5 | 446574.6 | 325411.3 | 496898.4 | 323085.47 | 574537.44 | 403458.34 | 375038.5 | 451979.12 | 4955859.42
| Deseret Purchase p194277 |  | 2795066.5 | 2994284 | 2960183.5 | 3003257.5 | 2960183.5 | 3003257.5 | 3083965 | 2951197 | 3083965 | 3002829 | 2460682.8 | 2643245 | 34942116.3
| Douglas PUD Settlement p38185 |  | 227530.05 | 158197.84 | 87025.625 | 77568.836 | 80798.91 | 105614.28 | 105065.76 | 94452.89 | 156891.88 | 254239.08 | 325632.28 | 352386.25 | 2025403.681
| Gemstate p99489 |  | 260500 | 279400 | 260500 | 282900 | 293500 | 263700 | 263700 | 260500 | 265400 | 260500 | 260500 | 260500 | 3211600
| Georgia-Pacific Camas |  | 546556.44 | 546556.44 | 528925.44 | 546556.44 | 528925.44 | 546556.44 | 552204.3 | 498765.75 | 552204.3 | 534391.8 | 552204.3 | 534391.8 | 6468238.89
| Grant County 10 aMW p66274 |  | 0 | 0 | 0 | 0 | 0 | 0 | 0 | 0 | 0 | 0 | 0 | 0 | 0
| Hermiston Purchase p99563 |  | 7447430.9965 | 8122780.9661 | 7766487.0916 | 8402982.9577 | 8225493.0935 | 8283390.0318 | 7574769.1366 | 7093441.4175 | 7249426.2373 | 4797162.5438 | 4215893.2477 | 4500034.2125 | 83679291.9327
| Hurricane Purchase p393045 |  | 10426.67 | 10426.67 | 10426.642 | 10426.67 | 10426.642 | 10426.67 | 10426.67 | 10426.563 | 10426.67 | 10426.642 | 10426.67 | 10426.642 | 125119.821
| IPP Purchase |  | 2830751 | 2828315 | 2013575.6 | 3397115.5 | 2281743 | 2504304.5 | 2402996.2 | 2058083.9 | 2080693.8 | 1645802.8 | 2403743 | 2692676.8 | 29139801.1
| Kennecott Generation Incentive |  | 0 | 0 | 0 | 0 | 0 | 0 | 0 | 0 | 0 | 0 | 0 | 0 | 0
| LADWP p491303-4 |  | 0 | 0 | 0 | 0 | 0 | 0 | 0 | 0 | 0 | 0 | 0 | 0 | 0
| MagCorp p229846 |  | 0 | 0 | 0 | 0 | 0 | 0 | 0 | 0 | 0 | 0 | 0 | 0 | 0
| MagCorp Reserves p510378 |  | 533330 | 537340 | 545360.06 | 569420.06 | 549370.06 | 553380 | 533330 | 581450 | 545360.06 | 469170 | 461150.03 | 477190.03 | 6355850.3
| Morgan Stanley p272153-6-8 |  | 0 | 0 | 0 | 0 | 0 | 0 | 0 | 0 | 0 | 0 | 0 | 0 | 0
| Morgan Stanley p272154-7 |  | 0 | 0 | 0 | 0 | 0 | 0 | 0 | 0 | 0 | 0 | 0 | 0 | 0
| Nucor p346856 |  | 501500 | 501500 | 501500 | 501500 | 501500 | 501500 | 501500 | 501500 | 501500 | 501500 | 501500 | 501500 | 6018000
| P4 Production p137215/p145258 |  | 1666666.6 | 1666666.6 | 1666666.6 | 1666666.6 | 1666666.6 | 1666666.6 | 1666666.6 | 1666666.6 | 1666666.6 | 1666666.6 | 1666666.6 | 1666666.6 | 19999999.2
| PGE Cove p83984 |  | 26926.523 | 26926.523 | 26926.523 | 26926.523 | 26926.523 | 26926.523 | 26926.523 | 26926.523 | 26926.523 | 26926.523 | 26926.523 | 26926.523 | 323118.276
| Rock River Wind p100371 |  | 193726.45 | 234386.8 | 304449.53 | 436506.1 | 593878.5 | 610936.44 | 602477.25 | 475464.47 | 480833.5 | 376185.22 | 360262.88 | 271744.56 | 4940851.7
| Roseburg Forest Products p312292 |  | 0 | 0 | 0 | 0 | 0 | 0 | 0 | 0 | 0 | 0 | 0 | 0 | 0
| Small Purchases east |  | 3622.8152 | 3956.2 | 5487.74 | 4432.825 | 4476.2285 | 5107.495 | 5309.898 | 5185.896 | 6277.1196 | 4722.372 | 3887.474 | 3883.6724 | 56349.7357
| Small Purchases west |  | 0 | 0 | 0 | 0 | 0 | 0 | 0 | 0 | 0 | 0 | 0 | 0 | 0
| Three Buttes Wind p460457 |  | 1054248.2 | 1080038 | 1423019 | 1787220.8 | 2006943.2 | 2406511 | 2305956.8 | 1595827.1 | 2351682.2 | 1690903.6 | 1714596.9 | 1181550.1 | 20598496.9
| Top of the World Wind p522807 |  | 1930209.6 | 2086321 | 2260848.5 | 2895793.5 | 4238571.5 | 5565506.5 | 5293915 | 3991015.2 | 3804702.8 | 3095177.8 | 2664502.2 | 2418362.5 | 40244926.1
| Tri-State Purchase p27057 |  | 928310.7 | 919965.25 | 902330.06 | 899347 | 810529.9 | 792328.4 | 920456.1 | 840550.6 | 805583 | 884657.4 | 853692.5 | 865021 | 10422771.91
| West Valley Toll |  | 0 | 0 | 0 | 0 | 0 | 0 | 0 | 0 | 0 | 0 | 0 | 0 | 0
| Wolverine Creek |  | 843889.94 | 791566.06 | 736651.75 | 637177.75 | 834559.4 | 664094.44 | 760814.5 | 599185.4 | 1196906.6 | 1150456.2 | 1120407.9 | 872763.4 | 10208473.34
| DSM Idaho Irrigation |  | 0 | 0 | 0 | 0 | 0 | 0 | 0 | 0 | 0 | 0 | 0 | 0 | 0
| Sub Total Long Term Firm Purchases |  | 22195173.7347 | 23179834.0491 | 22373209.4616 | 25546141.5617 | 26176006.097 | 27943280.6198 | 27163499.4816 | 23726508.7795 | 25359983.7299 | 20877145.9208 | 19977713.8047 | 19731248.2099 | 284249745.4504
Seasonal Purchased Power
| APS p167566 |  | 0 | 0 | 0 | 0 | 0 | 0 | 0 | 0 | 0 | 0 | 0 | 0 | 0
| APS p172318 |  | 0 | 0 | 0 | 0 | 0 | 0 | 0 | 0 | 0 | 0 | 0 | 0 | 0
| APS p205692 |  | 0 | 0 | 0 | 0 | 0 | 0 | 0 | 0 | 0 | 0 | 0 | 0 | 0
| Constellation 2013-2016 |  | 2027584 | 1991808 | 1812000 | 0 | 0 | 0 | 0 | 0 | 0 | 0 | 0 | 0 | 5831392
| Morgan Stanley p196538 |  | 0 | 0 | 0 | 0 | 0 | 0 | 0 | 0 | 0 | 0 | 0 | 0 | 0
| Morgan Stanley p206006 |  | 0 | 0 | 0 | 0 | 0 | 0 | 0 | 0 | 0 | 0 | 0 | 0 | 0
| Morgan Stanley p206008 |  | 0 | 0 | 0 | 0 | 0 | 0 | 0 | 0 | 0 | 0 | 0 | 0 | 0
| Morgan Stanley p244840 |  | 0 | 0 | 0 | 0 | 0 | 0 | 0 | 0 | 0 | 0 | 0 | 0 | 0
| Morgan Stanley p244841 |  | 0 | 0 | 0 | 0 | 0 | 0 | 0 | 0 | 0 | 0 | 0 | 0 | 0
| UBS p223199 |  | 0 | 0 | 0 | 0 | 0 | 0 | 0 | 0 | 0 | 0 | 0 | 0 | 0
| UBS p268848 |  | 0 | 0 | 0 | 0 | 0 | 0 | 0 | 0 | 0 | 0 | 0 | 0 | 0
| UBS p268850 |  | 0 | 0 | 0 | 0 | 0 | 0 | 0 | 0 | 0 | 0 | 0 | 0 | 0
| UBS Summer Purchase |  | 0 | 0 | 0 | 0 | 0 | 0 | 0 | 0 | 0 | 0 | 0 | 0 | 0
| Seasonal Purchased Power Total |  | 2027584 | 1991808 | 1812000 | 0 | 0 | 0 | 0 | 0 | 0 | 0 | 0 | 0 | 5831392
Qualifying Facilities
| QF California |  | 358149.9483 | 271193.0163 | 251975.534 | 254706.212 | 279793.8795 | 413517.7204 | 637102.1593 | 714157.507 | 794372.0671 | 1013580.196 | 1028700.9736 | 797772.706 | 6815021.9195
| QF Idaho |  | 601566.863 | 486991.8436 | 435986.2687 | 467246.1047 | 460031.7505 | 436689.6293 | 616427.436 | 562109.0203 | 694143.804 | 757951.853 | 917494.179 | 1007950.81 | 7444589.5621
| QF Oregon |  | 1920331.481 | 1807573.99 | 1877769.845 | 1831227.537 | 1673472.694 | 2034446.045 | 2282971.607 | 2142793.287 | 2435833.552 | 2709733.93 | 2743394.8 | 2439344.52 | 25898893.288
| QF Utah |  | 129082.837 | 125176.191 | 109053.616 | 123352.568 | 124135.7214 | 99663.895 | 134724.274 | 162619.844 | 193954.347 | 209799.087 | 239225.816 | 436374.897 | 2087163.0934
| QF Washington |  | 83070.375 | 87269.57 | 75440.28 | 44681.43 | 29520.031 | 29465.826 | 31327.533 | 31324.037 | 31290.104 | 35657.543 | 51400.52 | 72622.516 | 603069.765
| QF Wyoming |  | 115151.4888 | 115035.84 | 104169.622 | 58055.3704 | 32686.6125 | 32769.0698 | 22474.336 | 21144.004 | 20448.151 | 48650.292 | 36157.404 | 36527.615 | 643269.8055
| Biomass p234159 QF |  | 1377173.9 | 1377251.6 | 1368445.5 | 1398072.1 | 1315260.5 | 1221266.2 | 1302686.4 | 1190158.5 | 1319319.2 | 718405.06 | 723392.9 | 718401.7 | 14029833.56
| Chevron Wind p499335 QF |  | 146939.97 | 241299 | 200991.22 | 302334.6 | 322556.16 | 196924.95 | 177284.83 | 161313.3 | 154308.34 | 56195.082 | 58706.887 | 50676.434 | 2069530.773
| DCFP p316701 QF |  | 9707.218 | 4716.2695 | 10178.9375 | 17738.799 | 14685.595 | 5095.6245 | 11721.595 | 9041.648 | 10350.733 | 10350.692 | 19288.215 | 17976.785 | 140852.1115
| Evergreen BioPower p351030 QF |  | 191420.17 | 265265.34 | 252112.45 | 297472.4 | 210201.88 | 208385.5 | 194715.25 | 189958.19 | 176522.81 | 141531.8 | 157092.45 | 168446.42 | 2453124.66
| Five Pine Wind QF |  | 512564.5 | 606222.2 | 514570.38 | 623024.06 | 682098.25 | 853377.44 | 671390.8 | 572574.7 | 680769.06 | 532191.94 | 533286 | 435109.5 | 7217178.83
| Latigo Wind Park QF |  | 0 | 0 | 0 | 0 | 0 | 0 | 0 | 0 | 0 | 0 | 735563.8 | 616577.56 | 1352141.36
| Mountain Wind 1 p367721 QF |  | 407926.75 | 518460.25 | 646003.9 | 719795.8 | 835771.75 | 1120053.9 | 1204831 | 771242.06 | 797935.1 | 584541.75 | 493472.06 | 364985.44 | 8465019.76
| Mountain Wind 2 p398449 QF |  | 808201.75 | 792574.9 | 815404.56 | 855555.25 | 1122506.1 | 1528676.9 | 1758851.1 | 1078685.1 | 1124962.2 | 797084.25 | 859407.94 | 702966.06 | 12244876.11
| North Point Wind QF |  | 1142388.5 | 1345965.2 | 1143273 | 1371131.8 | 1474807.2 | 1847130 | 1454188.8 | 1243197.4 | 1472266 | 1168023.4 | 1156823.4 | 962878.2 | 15782072.9
| OM Power I Geothermal QF |  | 255302.6 | 264428.6 | 301314.6 | 357095.6 | 370300.8 | 386414.6 | 397771.8 | 356226.3 | 393354.6 | 350700.3 | 340412.7 | 291214.2 | 4064536.7
| Oregon Wind Farm QF |  | 1335923.4 | 1039606.6 | 844531.4 | 848682 | 1000639.8 | 346199.06 | 691263.3 | 738787.9 | 952230.3 | 1170368.1 | 1187990.8 | 1389763.5 | 11545986.16
| Pioneer Wind Park I QF |  | 0 | 0 | 0 | 0 | 0 | 0 | 0 | 0 | 0 | 0 | 0 | 0 | 0
| Pioneer Wind Park II QF |  | 0 | 0 | 0 | 0 | 0 | 0 | 0 | 0 | 0 | 0 | 0 | 0 | 0
| Power County North Wind QF p575 |  | 276642.03 | 249120.55 | 289603.2 | 378448.88 | 364659.56 | 480197.25 | 379579.78 | 383534.44 | 351062.97 | 330930.25 | 266150.56 | 237420.48 | 3987349.95
| Power County South Wind QF p575 |  | 206895.36 | 211714.69 | 258681.19 | 324355.94 | 378621.53 | 508063.72 | 410977.06 | 368187.34 | 379160.5 | 298712.66 | 235676.92 | 235457.42 | 3816504.33
| Roseburg Dillard QF |  | 129981.07 | 117533.39 | 100557.695 | 33031.82 | 79424.66 | 115471.71 | 127525.86 | 128280.48 | 63320.91 | 43795.44 | 24270.492 | 31268.047 | 994461.574
| SF Phosphates |  | 0 | 0 | 0 | 0 | 0 | 0 | 0 | 0 | 0 | 0 | 0 | 0 | 0
| Spanish Fork Wind 2 p311681 QF |  | 290998.16 | 345405.97 | 280935.56 | 229197.53 | 252902.86 | 275850.28 | 183965.27 | 199367.6 | 175977.39 | 166978.28 | 170414.06 | 248216.3 | 2820209.26
| Sunnyside p83997/p59965 QF |  | 2437299.12 | 2367324.08 | 2353844.58 | 2051822.48 | 2384262.72 | 2452629.1 | 2451869.4 | 2344758.04 | 2454296.58 | 1629358.74 | 2205904.32 | 2405857.18 | 27539226.34
| Tesoro QF |  | 96966.36 | 91069.47 | 97285.12 | 110299.305 | 101638.1 | 141060.66 | 0 | 0 | 0 | 0 | 0 | 0 | 638319.015
| Threemile Canyon Wind QF p500139 |  | 165930.08 | 169993.92 | 159381.81 | 183596.86 | 144615.22 | 151782.55 | 152302.52 | 159689.12 | 178983.25 | 167020.81 | 212401.36 | 199277.75 | 2044975.25
| US Magnesium QF |  | 0 | 0 | 0 | 0 | 0 | 0 | 0 | 0 | 0 | 0 | 0 | 0 | 0
| Total Qualifying Facilities |  | 12999613.9311 | 12901192.4804 | 12491510.2682 | 12880924.4461 | 13654593.3739 | 14885131.63 | 15295952.1103 | 13529149.8173 | 14854861.9681 | 12941561.455 | 14396628.5566 | 13867086.04 | 164698206.077
Mid-Columbia Contracts
| Douglas - Wells p60828 |  | 296741.44 | 296741.44 | 301325 | 301325 | 301325 | 301325 | 301325 | 301325 | 301325 | 301325 | 301325 | 301325 | 3606732.88
| Grant Displacement p270294 |  | -487730.94 | -487730.94 | -487730.94 | -487730.94 | -487730.94 | -487730.94 | -520134.62 | -520134.62 | -520134.62 | -520134.62 | -520134.62 | -520134.62 | -6047193.36
| Grant Surplus p258951 |  | 154084.75 | 154084.75 | 154084.75 | 154084.75 | 154084.75 | 154084.75 | 156575.03 | 156575.03 | 156575.03 | 156575.03 | 156575.03 | 156575.03 | 1863958.68
| Total Mid-Columbia Contracts |  | -36904.75 | -36904.75 | -32321.19 | -32321.19 | -32321.19 | -32321.19 | -62234.59 | -62234.59 | -62234.59 | -62234.59 | -62234.59 | -62234.59 | -576501.8
| Total Long Term Firm Purchases |  | 37185466.9158 | 38035929.7795 | 36644398.5398 | 38394744.8178 | 39798278.2809 | 42796091.0598 | 42397217.0019 | 37193424.0068 | 40152611.108 | 33756472.7858 | 34312107.7713 | 33536099.6599 | 454202841.7274
Storage & Exchange
| Black Hills CTs p64676 |  | 0 | 0 | 0 | 0 | 0 | 0 | 0 | 0 | 0 | 0 | 0 | 0 | 0
| BPA So. Idaho p64885/p83975/p64705 |  | -111.9359 | 0 | -6.8879 | 0 | 0 | 0 | 0 | 0 | 0 | 0 | 0 | 0 | -118.8238
| Cargill p483225/s6 p485390/s89 |  | 0 | 0 | 0 | 0 | 0 | 0 | 0 | 0 | 0 | 0 | 0 | 0 | 0
| PSCo Exchange p340325 |  | 450000 | 450000 | 450000 | 450000 | 450000 | 450000 | 450000 | 450000 | 450000 | 450000 | 450000 | 450000 | 5400000
| Shell p489963/s489962 |  | 0 | 0 | 0 | 0 | 0 | 0 | 0 | 0 | 0 | 0 | 0 | 0 | 0
| Total Storage & Exchange |  | 449888.0641 | 450000 | 449993.1121 | 450000 | 450000 | 450000 | 450000 | 450000 | 450000 | 450000 | 450000 | 450000 | 5399881.1762
Short Term Firm Purchases
| Mid Columbia |  | 0 | 0 | 0 | 0 | 0 | 0 | 349320 | 306720 | 349320 | 0 | 0 | 0 | 1005360
| Palo Verde |  | 0 | 0 | 0 | 0 | 0 | 0 | 0 | 0 | 0 | 0 | 0 | 0 | 0
| STF Electric Swaps |  | -81822 | -416676 | -78675 | 167994 | -48960 | -267852 | 0 | 0 | 0 | 0 | 0 | 0 | -725991
| STF Index Trades |  | 0 | 0 | 0 | 0 | 0 | 0 | 0 | 0 | 0 | 0 | 0 | 0 | 0
| Total Short Term Firm Purchases |  | -81822 | -416676 | -78675 | 167994 | -48960 | -267852 | 349320 | 306720 | 349320 | 0 | 0 | 0 | 279369
System Balancing Purchases
| COB |  | 682439.45 | 195569.8 | 280863.7 | 135209.603 | 140281.92 | 250815.98 | 92505.9 | 32454.475 | 60908.97 | 430715.28 | 2654906.4 | 2852143.42 | 7808814.898
| Four Corners |  | 877611.02 | 763139.3 | 262696.363 | 464556.85 | 688866.94 | 722780.75 | 260854.9 | 175196.301 | 915111.417 | 267063.825 | 129979.82 | 283352.037 | 5811209.523
| Mead |  | 0 | 278.4375 | 0 | 10471.03 | 652.848 | 12004.392 | 2515.7827 | 835.691 | 1296.7179 | 1356.951 | 1372.16 | 403.072 | 31187.0821
| Mid Columbia |  | 15536533 | 11526532 | 2292202.2 | 2044496.5 | 490138.56 | 1461272.9 | 1210539.9 | 1204369.9 | 2892709.8 | 13868025 | 15535785 | 14930760 | 82993364.76
| Mona |  | 722620.19 | 537336.74 | 1020155.16 | 1122827.08 | 4325117.062 | 3878059.714 | 3974100.586 | 4219582.2715 | 6015845.593 | 2129463.7573 | 1612739.32 | 1374258.66 | 30932106.1338
| NOB |  | 20714.588 | 0 | 0 | 0 | 0 | 0 | 0 | 0 | 0 | 0 | 46631.035 | 78205.484 | 145551.107
| Palo Verde |  | 0 | 0 | 0 | 0 | 0 | 0 | 0 | 0 | 0 | 0 | 0 | 0 | 0
| Emergency Purchases |  | 0 | 0 | 0 | 0 | 0 | 0 | 0 | 0 | 0 | 0 | 0 | 0 | 0
| Adjustment for Call Options |  | 0 | 0 | 0 | 0 | 0 | 0 | 0 | 0 | 0 | 0 | 0 | 0 | 0
| Total System Balancing Purchases |  | 17839918.248 | 13022856.2775 | 3855917.423 | 3777561.063 | 5645057.33 | 6324933.736 | 5540517.0687 | 5632438.6385 | 9885872.4979 | 16696624.8133 | 19981413.735 | 19519122.673 | 127722233.5039
Total Purchased Power & Net Interchange |  |  | 55393451.2279 | 51092110.057 | 40871634.0749 | 42790299.8808 | 45844375.6109 | 49303172.7958 | 48737054.0706 | 43582582.6453 | 50837803.6059 | 50903097.5991 | 54743521.5063 | 53505222.3329 | 587604325.4074
Wheeling & U. of F. Expense
| Firm Wheeling |  | 12809646.8 | 12841392.8 | 11489077.2 | 11789710 | 12316587.8 | 12638396.8 | 12449911 | 12474629.2 | 12532455.8 | 11778695.8 | 11734422.8 | 12520386.8 | 147375312.8
| ST Firm & Non-Firm |  | 914.4772 | 969.7503 | 2310.887 | 1632.6494 | 1184.1465 | 7870.716 | 8385.494 | 5724.1035 | 2868.9412 | 1494.1478 | 1281.9275 | 1979.6307 | 36616.8711
Total Wheeling & U. of F. Expense |  |  | 12810561.2772 | 12842362.5503 | 11491388.087 | 11791342.6494 | 12317771.9465 | 12646267.516 | 12458296.494 | 12480353.3035 | 12535324.7412 | 11780189.9478 | 11735704.7275 | 12522366.4307 | 147411929.6711
Coal Fuel Burn Expense
| Carbon |  | 2020863.6354 | 2035177.0188 | 1597756.0004 | 1856268.2703 | 1984500.1085 | 2076772.2023 | 2109635.8029 | 1969937.6994 | 2211275.7427 | 973047.5117 | -1460.3622 | -1641.6605 | 18832131.9695
| Cholla |  | 4276106.4166 | 4842759.204 | 4694458.4053 | 4824379.5022 | 4995104.0604 | 5019747.321 | 5170802.6594 | 4859516.779 | 5260529.6148 | 3114023.9189 | 4195700.468 | 4108062.1577 | 55361190.5074
| Colstrip |  | 1364919.3637 | 1363599.0747 | 1321030.1102 | 1364868.7825 | 1318663.139 | 1364431.0259 | 1364511.4247 | 1231882.7396 | 1364272.3563 | 1320724.4569 | 814685.3978 | 1029005.7808 | 15222593.652
| Craig |  | 2216396.3004 | 2209749.9913 | 2134308.4577 | 1748180.6521 | 1354634.241 | 2219306.5743 | 2220659.347 | 2004669.672 | 2219988.7906 | 2148173.024 | 2182091.7908 | 2090649.5468 | 24748808.388
| Dave Johnston |  | 5705205.2949 | 5716518.2284 | 5460469.3691 | 5447157.7476 | 5110544.6319 | 4978437.2437 | 5159108.7402 | 4687386.5255 | 3919688.987 | 5211976.3562 | 5350695.4689 | 5285852.7469 | 62033041.3403
| Hayden |  | 1140861.5014 | 1117720.1771 | 1027928.895 | 1107635.8588 | 1271203.7414 | 1251438.083 | 1230037.4886 | 1142501.4054 | 1313163.3068 | 869842.229 | 562394.1826 | 910948.6299 | 12945675.4991
| Hunter |  | 13985644.3347 | 14764003.3721 | 13740490.4918 | 13840088.4397 | 13391030.6875 | 13871233.6424 | 14376533.4388 | 13075966.4499 | 9792468.2141 | 13006164.5527 | 13635214.279 | 13363926.2871 | 160842764.19
| Huntington |  | 11127491.5716 | 11565655.2485 | 9931855.3098 | 8489277.2827 | 8886708.707 | 11103399.8496 | 11474339.2029 | 10459143.2498 | 11355899.1196 | 10751382.2907 | 10736830.1441 | 10431937.1731 | 126313919.1494
| Jim Bridger |  | 20223347.1658 | 20359793.0067 | 19217722.9805 | 20710165.4476 | 20533847.8978 | 20749158.0171 | 20372982.3898 | 18636496.2939 | 19250178.2173 | 15804461.221 | 15421137.6729 | 17723994.6093 | 229003284.9196
| Naughton |  | 10707937.2142 | 10856385.2445 | 10473271.9879 | 10410075.8311 | 9892670.1956 | 10515715.6225 | 5653941.3929 | 5128248.5128 | 5537993.4271 | 3790363.5005 | 4178747.4358 | 4741704.0486 | 91887054.4136
| Ramp Loss |  | 0 | 0 | 0 | 0 | 0 | 0 | 0 | 0 | 0 | 0 | 0 | 0 | 0
| Wyodak |  | 2343561.2445 | 2347199.2915 | 2264332.3275 | 2320882.7147 | 2297134.6372 | 2244800.5921 | 2382910.5909 | 2083354.576 | 2301040.5679 | 1353349.6396 | 2256160.381 | 2237776.2585 | 26432502.8215
Total Coal Fuel Burn Expense |  |  | 75112334.0431 | 77178559.8577 | 71863624.3352 | 72118980.5293 | 71036042.0475 | 75394440.174 | 71515462.4781 | 65279103.9033 | 64526498.3441 | 58343508.7012 | 59332196.8588 | 61922215.5781 | 823622966.8503
Gas Fuel Burn Expense
| Chehalis |  | 6346290.9055 | 6801235.6008 | 5887767.9415 | 5556484.2589 | 1828769.526 | 1214241.6887 | 2358077.8934 | 1218370.9319 | 216577.9856 | 0 | 0 | 0 | 31427816.7323
| Currant Creek |  | 4720949.6888 | 6026638.7868 | 3989635.7166 | 1157732.1864 | 1330790.549 | 948924.9115 | 2522835.9088 | 3203842.4784 | 3278393.8339 | 3764463.036 | 3260581.2102 | 3253162.6453 | 37457950.9517
| Gadsby |  | 1432842.319 | 1686301.0289 | 103028.7189 | 0 | 0 | 0 | 0 | 0 | 0 | 0 | 0 | 0 | 3222172.0667
| Gadsby CT |  | 544026.3048 | 672424.6994 | 337652.04 | 245307.2845 | 60303.6103 | 9781.9958 | 33983.2556 | 28692.367 | 44287.1152 | 158321.128 | 94776.9616 | 316122.919 | 2545679.6811
| Hermiston |  | 3030826.7463 | 3697648.0792 | 3400320.8731 | 3589967.5052 | 3458730.2683 | 3550617.0735 | 3878243.1625 | 3436222.4252 | 3560710.3212 | 1179053.4307 | 605258.9906 | 891149.7143 | 34278748.5901
| Lake Side |  | 6816330.7436 | 8111857.9253 | 6263278.3075 | 3185634.6619 | 3157103.9471 | 3309818.2444 | 4777157.1971 | 5650928.6218 | 5528677.0623 | 2548951.5126 | 2115209.8725 | 3503810.2307 | 54968758.3268
| Lake Side 2 |  | 6853987.6883 | 7499929.8778 | 6868956.4225 | 6206574.606 | 6789710.3367 | 7068322.9738 | 7865584.0003 | 7063758.182 | 6615839.4176 | 3643675.6139 | 5430322.861 | 6768099.0115 | 78674760.9915
| Naughton - Gas |  | 0 | 0 | 0 | 0 | 0 | 0 | 0 | 0 | 0 | 0 | 0 | 104479.2866 | 104479.2866
| Total Gas Fuel Burn |  | 29745254.3962 | 34496035.9983 | 26850640.02 | 19941700.5029 | 16625408.2374 | 16101706.8877 | 21435881.4178 | 20601815.0064 | 19244485.7358 | 11294464.7212 | 11506149.896 | 14836823.8074 | 242680366.6269
| Gas Physical |  | -11237.5 | -11237.5 | -10875 | -11237.5 | 0 | 0 | 0 | 0 | 0 | 0 | 0 | 0 | -44587.5
| Gas Swaps |  | 4233639 | 4151969.5 | 3951285 | 3010410 | 2802105 | 2457540.5 | 693733.5 | 672462 | 843975 | 1411950 | 1430805 | 1334250 | 26994124.5
| Clay Basin Gas Storage |  | 50532.98 | 50532.98 | 50532.98 | 50532.98 | 10667.047 | -24187.43 | -49539.96 | -41887.953 | -26899.268 | 50532.98 | 50532.98 | 50532.98 | 221883.296
| Pipeline Reservation Fees |  | 3042585.53 | 3042585.53 | 2994204.84 | 3042585.53 | 2994204.84 | 3042585.53 | 3042585.53 | 2905633.45 | 3042585.53 | 2978819.74 | 3027200.43 | 3052972.74 | 36208549.22
| Additional Fixed Costs |  | 0 | 0 | 0 | 0 | 0 | 0 | 0 | 0 | 0 | 0 | 0 | 0 | 0
Total Gas Fuel Burn Expense |  |  | 37060774.4062 | 41729886.5083 | 33835787.84 | 26033991.5129 | 22432385.1244 | 21577645.4877 | 25122660.4878 | 24138022.5034 | 23104146.9978 | 15735767.4412 | 16014688.306 | 19274579.5274 | 306060336.1429
Other Generation
| Blundell |  | 313012.584 | 313101.4248 | 312698.6914 | 333206.9208 | 332339.7936 | 343304.105 | 343352.8258 | 310118.8464 | 343352.8258 | 311734.1064 | 198085.3015 | 302926.8672 | 3757234.2926
| Wind Integration Charge |  | 253465.7693 | 251114.1309 | 244789.4846 | 274024.0961 | 308871.7615 | 332130.2936 | 349010.6435 | 285832.6294 | 330676.9114 | 282333.7065 | 285996.2624 | 277922.1357 | 3476167.8249
Total Other Generation |  |  | 566478.3533 | 564215.5557 | 557488.176 | 607231.0169 | 641211.5551 | 675434.3987 | 692363.4692 | 595951.4758 | 674029.7372 | 594067.8129 | 484081.5639 | 580849.0029 | 7233402.1175
|  |  | = | = | = | = | = | = | = | = | = | = | = | = | =
| Net Power Cost |  | 146666050.6065 | 145465197.6683 | 122266060.7675 | 120958277.7412 | 122072810.6726 | 131114056.5984 | 127268606.8644 | 118353389.9503 | 126590691.3115 | 115362305.4009 | 120304089.9765 | 125438040.3665 | 1521859577.9246
|  |  | = | = | = | = | = | = | = | = | = | = | = | = | =
Mark to Market & Gas Swaps Allocation
| Chehalis |  | 222316.5 | 196803.5 | 189930 | 0 | 0 | 0 | 0 | 0 | 0 | 0 | 0 | 0 | 609050
| Currant Creek |  | 749996.6091 | 806578.6337 | 682590.1331 | 193763.1627 | 196803.82 | 111406.3611 | 112720.6255 | 132526.6937 | 176109.0362 | 522557.9422 | 425719.405 | 301586.3267 | 4412358.7488
| Gadsby |  | 201898.0735 | 199534.2037 | 15457.5713 | 0 | 0 | 0 | 0 | 0 | 0 | 0 | 0 | 0 | 416889.8484
| Gadsby CT |  | 82137.636 | 84537.0919 | 55088.9396 | 39709.2324 | 8573.5396 | 1145.4816 | 1467.4921 | 1128.4719 | 2272.9777 | 20756.5685 | 11750.5313 | 28832.6428 | 337400.6055
| Hermiston |  | 768567.5 | 757547 | 718125 | 1148767 | 1084710 | 1042685 | 0 | 0 | 0 | 0 | 0 | 0 | 5520401.5
| Hermiston Purchase p99563 |  | 768567.5 | 757547 | 718125 | 1148767 | 1084710 | 1042685 | 0 | 0 | 0 | 0 | 0 | 0 | 5520401.5
| Lake Side 1 |  | 1098450.7374 | 1094035.9895 | 1083866.5502 | 552148.5185 | 471174.7951 | 409791.5244 | 215652.2912 | 237959.1871 | 299990.9497 | 356492.7146 | 273381.116 | 328696.6241 | 6421640.9977
| Lake Side 2 |  | 1110271.944 | 1012933.0813 | 1206226.8059 | 1076022.0865 | 1040842.8453 | 892512.1329 | 363893.0912 | 300847.6473 | 365602.0364 | 512142.7747 | 719953.9476 | 665762.8002 | 9267011.1934
| Little Mountain |  | 0 | 0 | 0 | 0 | 0 | 0 | 0 | 0 | 0 | 0 | 0 | 0 | 0
| Naughton - Gas |  | 0 | 0 | 0 | 0 | 0 | 0 | 0 | 0 | 0 | 0 | 0 | 9371.6061 | 9371.6061
| West Valley Toll |  | 0 | 0 | 0 | 0 | 0 | 0 | 0 | 0 | 0 | 0 | 0 | 0 | 0
| Total |  | 5002206.5 | 4909516.5 | 4669410 | 4159177 | 3886815 | 3500225.5 | 693733.5 | 672462 | 843975 | 1411950 | 1430805 | 1334250 | 32514526
| Check |  | 0 | 0 | 0 | 0 | 0 | 0 | 0 | 0 | 0 | 0 | 0 | 0 | 0
Pipeline Reservation Allocation
| Chehalis |  | 1028076.6 | 1028076.6 | 997266 | 1028076.6 | 997266 | 1028076.6 | 1028076.6 | 935644.8 | 1028076.6 | 997266 | 1028076.6 | 997266 | 12121245
| Currant Creek |  | 328845.2328 | 337588.1591 | 319777.286 | 260352.728 | 276708.5859 | 238761.8818 | 299532.4617 | 306307.8717 | 312026.8364 | 402004.2916 | 408805.7781 | 347594.1737 | 3838305.2868
| Gadsby |  | 50462.1307 | 49865.0608 | 15555.0736 | 0 | 0 | 0 | 0 | 0 | 0 | 0 | 0 | 0 | 115882.2651
| Gadsby CT |  | 20529.3693 | 21126.4392 | 55436.4264 | 70991.5 | 70991.5 | 70991.5 | 70991.5 | 70991.5 | 70991.5 | 70991.5 | 70991.5 | 70991.5 | 736015.7349
| Hermiston |  | 454382.25 | 454382.25 | 445002.16 | 454382.25 | 445002.16 | 454382.25 | 454382.25 | 426241.97 | 454382.25 | 445002.16 | 454382.25 | 445002.16 | 5386926.36
| Hermiston Purchase p99563 |  | 3557573.8 | 3557573.8 | 3548193.5 | 3557573.8 | 3584930 | 3594310 | 3594310 | 3566169.8 | 3594310 | 3584930 | 3594310 | 3584930 | 42919114.7
| Lake Side 1 |  | 715911.1472 | 707168.2209 | 716789.094 | 784403.652 | 759857.7941 | 805994.4982 | 745223.9183 | 722068.5083 | 732729.5436 | 619176.9884 | 620565.5019 | 673587.1063 | 8603475.9732
| Lake Side 2 |  | 444378.8 | 444378.8 | 444378.8 | 444378.8 | 444378.8 | 444378.8 | 444378.8 | 444378.8 | 444378.8 | 444378.8 | 444378.8 | 444378.8 | 5332545.6
| Little Mountain |  | 0 | 0 | 0 | 0 | 0 | 0 | 0 | 0 | 0 | 0 | 0 | 0 | 0
| Naughton - Gas |  | 0 | 0 | 0 | 0 | 0 | 0 | 0 | 0 | 0 | 0 | 0 | 74153 | 74153
| West Valley |  | 0 | 0 | 0 | 0 | 0 | 0 | 0 | 0 | 0 | 0 | 0 | 0 | 0
| Total |  | 6600159.33 | 6600159.33 | 6542398.34 | 6600159.33 | 6579134.84 | 6636895.53 | 6636895.53 | 6471803.25 | 6636895.53 | 6563749.74 | 6621510.43 | 6637902.74 | 79127663.92
| Check |  | 0 | 0 | 0 | 0 | 0 | 0 | 0 | 0 | 0 | 0 | 0 | 0 | 0
| CATEGORY | Factor | [12 empty] | Total
F85 | Firm Sales | SG | 34277548.7012 | 37941936.8607 | 36353861.7456 | 32383567.8481 | 30198975.6118 | 28482903.7737 | 31257230.1353 | 27722623.8809 | 25087112.1147 | 21994326.1013 | 22006102.9859 | 22367192.5055 | 350073382.2648
| Utah Share | 43.33% | 14852464.0441 | 16440243.6679 | 15752130.619 | 14031802.0193 | 13085218.0636 | 12341644.0265 | 13543759.8163 | 12012214.7003 | 10870247.2835 | 9530142.9061 | 9535245.831 | 9691705.9429 | 151686818.9205
F86 | Non Firm Sales | SE | 0 | 0 | 0 | 0 | 0 | 0 | 0 | 0 | 0 | 0 | 0 | 0 | 0
| Utah Share | 42.85% | 0 | 0 | 0 | 0 | 0 | 0 | 0 | 0 | 0 | 0 | 0 | 0 | 0
F87 | Firm Purchases (Non-Seasonal) | SG | 50276224.4272 | 46073484.3713 | 35984072.246 | 39552692.6285 | 42394950.696 | 45318678.2337 | 44541891.9004 | 39880471.4293 | 46887324.8066 | 47376371.3553 | 51273413.3556 | 50311277.6879 | 539870853.1379
| Utah Share | 43.33% | 21784691.2592 | 19963643.7242 | 15591900.8052 | 17138184.2451 | 18369734.8475 | 19636586.1765 | 19300004.6086 | 17280210.8204 | 20316280.8369 | 20528184.7377 | 22216773.2856 | 21799879.8393 | 233926075.1863
F88 | Seasonal Purchases | SSGC | 2027584 | 1991808 | 1812000 | 0 | 0 | 0 | 0 | 0 | 0 | 0 | 0 | 0 | 5831392
| Utah Share | 0% | 0 | 0 | 0 | 0 | 0 | 0 | 0 | 0 | 0 | 0 | 0 | 0 | 0
F89 | Non firm Purchases | SE | 3343108.57 | 3277931.8166 | 3320351.3135 | 3511631.3484 | 3758296.6764 | 4316624.8557 | 4544172.8137 | 3987943.8454 | 4281155.7107 | 3809059.9504 | 3756104.4131 | 3471866.7808 | 45378248.0945
| Utah Share | 42.85% | 1432447.6192 | 1404520.8309 | 1422696.6412 | 1504655.8791 | 1610346.4825 | 1849577.6814 | 1947076.9171 | 1708745.1834 | 1834379.9421 | 1632097.4156 | 1609407.1464 | 1487617.6469 | 19443569.3859
F90 | Coal (Non-Seasonal) | SE | 70836227.6265 | 72335800.6536 | 67169165.9299 | 67294601.0271 | 66040937.987 | 70374692.853 | 66344659.8187 | 60419587.1243 | 59265968.7294 | 55229484.7823 | 55136496.3908 | 57814153.4204 | 768261776.3429
| Utah Share | 42.85% | 30351747.0314 | 30994280.6996 | 28780492.7073 | 28834238.8548 | 28297072.1432 | 30153989.6527 | 28427210.1886 | 25888448.4054 | 25394148.5977 | 23664605.061 | 23624761.6047 | 24772078.0489 | 329183072.9952
F91 | Seasonal Cholla Coal | SSECH | 4276106.4166 | 4842759.204 | 4694458.4053 | 4824379.5022 | 4995104.0604 | 5019747.321 | 5170802.6594 | 4859516.779 | 5260529.6148 | 3114023.9189 | 4195700.468 | 4108062.1577 | 55361190.5074
| Utah Share | 42.85% | 1832216.432 | 2075014.5402 | 2011470.9484 | 2067139.247 | 2140290.9206 | 2150850.0093 | 2215573.86 | 2082194.7881 | 2254019.8634 | 1334289.9446 | 1797764.2725 | 1760213.207 | 23721038.033
F92 | Gas (Non-Seasonal) | SE | 35959698.846 | 40497416.0278 | 32942608.2741 | 25223601.2461 | 21847514.3145 | 21041344.2603 | 24561835.99 | 23610968.1944 | 22532213.1549 | 15040696.0846 | 15382787.063 | 18413630.3056 | 297054313.7614
| Utah Share | 42.85% | 15407930.6489 | 17352241.4715 | 14115174.4862 | 10807751.7662 | 9361173.6531 | 9015747.7267 | 10524200.082 | 10116774.3938 | 9654551.8677 | 6444603.5318 | 6591181.9025 | 7889830.7786 | 127281162.3089
F93 | Seasonal CT Gas | SSECT | 1101075.5601 | 1232470.4805 | 893179.566 | 810390.2668 | 584870.8099 | 536301.2274 | 560824.4977 | 527054.3089 | 571933.8429 | 695071.3565 | 631901.2429 | 860949.2218 | 9006022.3816
| Utah Share | 43.66% | 480694.8819 | 538057.7624 | 389934.0441 | 353790.8457 | 255336.1596 | 234132.2108 | 244838.2976 | 230095.2977 | 249688.2876 | 303446.2445 | 275868.1641 | 375863.2918 | 3931745.4879
F94 | Other Generation | SE | 313012.584 | 313101.4248 | 312698.6914 | 333206.9208 | 332339.7936 | 343304.105 | 343352.8258 | 310118.8464 | 343352.8258 | 311734.1064 | 198085.3015 | 302926.8672 | 3757234.2926
| Utah Share | 42.85% | 134118.9259 | 134156.9923 | 133984.4299 | 142771.7498 | 142400.2051 | 147098.1686 | 147119.0443 | 132879.0238 | 147119.0443 | 133571.1267 | 84875.1432 | 129797.4208 | 1609891.2747
F95 | Firm Wheeling | SG | 12809646.8 | 12841392.8 | 11489077.2 | 11789710 | 12316587.8 | 12638396.8 | 12449911 | 12474629.2 | 12532455.8 | 11778695.8 | 11734422.8 | 12520386.8 | 147375312.8
| Utah Share | 43.33% | 5550420.7775 | 5564176.3214 | 4978217.8854 | 5108482.0969 | 5336778.2813 | 5476218.1416 | 5394547.2324 | 5405257.63 | 5430313.8995 | 5103709.6433 | 5084526.1496 | 5425084.401 | 63857732.4601
F96 | Non-Firm Wheeling | SE | 914.4772 | 969.7503 | 2310.887 | 1632.6494 | 1184.1465 | 7870.716 | 8385.494 | 5724.1035 | 2868.9412 | 1494.1478 | 1281.9275 | 1979.6307 | 36616.8711
| Utah Share | 42.85% | 391.8331 | 415.5164 | 990.1636 | 699.5539 | 507.3804 | 3372.4266 | 3592.9976 | 2452.651 | 1229.2775 | 640.2091 | 549.2774 | 848.2277 | 15689.5143
| Total Net Power Costs |  | 146666050.6065 | 145465197.6683 | 122266060.7675 | 120958277.7412 | 122072810.6726 | 131114056.5984 | 127268606.8644 | 118353389.9503 | 126590691.3115 | 115362305.4009 | 120304089.9765 | 125438040.3665 | 1521859577.9246
| Utah Share |  | 62122195.3652 | 61586264.1908 | 51672731.4924 | 51925912.2193 | 52428422.0096 | 56325928.1678 | 54660403.4119 | 50834843.4933 | 54411484.3332 | 49615005.0082 | 51750461.1151 | 53949506.919 | 651283157.7258
| check |  | 0 | 0 | 0 | 0 | 0 | 0 | 0 | 0 | 0 | 0 | 0 | 0 | 0
| Purchased Power & Net Interchange |  | Pre-Merger
|  |  | Demand | Energy
| Pacific Capacity |  | 4166.6667
| Mid Columbia |  |  | 70%
| Misc/Pacific |  |  | 79.26%
| Pre-Merger PPL |  |  | 56.89%
| Q.F. Contracts/PPL |  |  | 82.97%
| Pre-Merger UPL |  |  | 56.38%
| Q.F. Contracts/UPL |  |  | 30%
NPC ALLOCATION FACTORS
Coin Peak KW @ Input
| Residential | Sch 1 | 1013936.4254 | 972195.2408 | 876927.1253 | 702438.844 | 1207285.8646 | 1671197.6765 | 1915449.1195 | 2086897.3742 | 1747644.2723 | 767286.8737 | 1087997.0242 | 1280944.5764 | 15330200.4167
| GS Dist - Large | Sch 6 | 982196 | 782850 | 920709 | 907886 | 959142 | 1030895 | 1245172 | 1253047 | 1206792 | 1081655 | 834125 | 887449 | 12091918
| GS Dist - > 1MW | Sch 8 | 271344.7348 | 218594.19 | 211159.4424 | 273752.4139 | 295085.6774 | 262295.8531 | 317634.8956 | 313928.2015 | 260092.5018 | 311797.2811 | 329749.3743 | 294039.4593 | 3359474.0254
| ST Lighting | Sch 7,11,12 | 1246.3999 | 19374.1256 | 0 | 0 | 0 | 0 | 0 | 0 | 0 | 0 | 17080.6761 | 15861.5554 | 53562.757
| GS Trans | Sch 9 | 665908.4885 | 432620.6353 | 425694.7099 | 628709.9199 | 664895.0911 | 555947.5638 | 618609.308 | 665157.8237 | 411911.6701 | 657280.0137 | 732713.4854 | 619521.5743 | 7078970.2839
| GS Trans | Sch 22 | 16221.2652 | 403.81 | 5634.5576 | 566.5861 | 632.3226 | 676.1469 | 651.1044 | 691.7985 | 588.4982 | 5950.7189 | 663.6257 | 613.5407 | 33293.9746
| Irrigation | Sch 10 | 945.8105 | 1437.9844 | 5995.2717 | 36135.6881 | 58772.3807 | 67631.5094 | 68350.5016 | 68143.5023 | 56384.1815 | 12052.2028 | 2602.9058 | 1150.6077 | 379602.5467
| Traffic Signals | Sch 12 | 1041.6028 | 1022.8847 | 905.0713 | 900.6671 | 868.7363 | 917.183 | 910.5766 | 908.3745 | 925.9915 | 886.3533 | 959.0233 | 1103.2621 | 11349.7265
| Outdoor Lighting | Sch 12 | 0 | 4208.3775 | 0 | 0 | 0 | 0 | 0 | 0 | 0 | 0 | 3843.8682 | 3913.4822 | 11965.7279
| GS Dist - Small | Sch 23 | 208600.2212 | 195009.8377 | 198224.9329 | 191792.5403 | 267438.6655 | 282821.5748 | 312977.4061 | 340924.511 | 316520.6171 | 201098.6995 | 191987.428 | 212251.3362 | 2919647.7702
| Customer 1 | Cust 1 | 78789.5689 | 89849.3636 | 78028.4782 | 81576.412 | 88537.7854 | 145.9626 | 80653.7198 | 83542.7367 | 81214.6332 | 51455.9869 | 85659.1944 | 87431.5974 | 886885.439
| Customer 2 | Cust 2 | 0 | 115405.3297 | 109275.9431 | 109728.4271 | 113885.2335 | 0 | 0 | 0 | 0 | 107314.8313 | 98936.578 | 0 | 654546.3427
| Total Utah |  | 3240230.5173 | 2832971.7792 | 2832554.5324 | 2933487.4985 | 3656543.757 | 3872528.4701 | 4560408.6316 | 4813241.3224 | 4082074.3658 | 3196777.9611 | 3386318.1833 | 3404279.9917 | 42811417.0105
Coin Peak %'s
| Residential | Sch 1 | 31.29% | 34.32% | 30.96% | 23.95% | 33.02% | 43.16% | 42% | 43.36% | 42.81% | 24% | 32.13% | 37.63%
| GS Dist - Large | Sch 6 | 30.31% | 27.63% | 32.5% | 30.95% | 26.23% | 26.62% | 27.3% | 26.03% | 29.56% | 33.84% | 24.63% | 26.07%
| GS Dist - > 1MW | Sch 8 | 8.374% | 7.716% | 7.455% | 9.332% | 8.07% | 6.773% | 6.965% | 6.522% | 6.372% | 9.753% | 9.738% | 8.637%
| ST Lighting | Sch 7,11,12 | 0.03847% | 0.6839% | 0% | 0% | 0% | 0% | 0% | 0% | 0% | 0% | 0.5044% | 0.4659%
| GS Trans | Sch 9 | 20.55% | 15.27% | 15.03% | 21.43% | 18.18% | 14.36% | 13.56% | 13.82% | 10.09% | 20.56% | 21.64% | 18.2%
| GS Trans | Sch 22 | 0.5006% | 0.01425% | 0.1989% | 0.01931% | 0.01729% | 0.01746% | 0.01428% | 0.01437% | 0.01442% | 0.1861% | 0.0196% | 0.01802%
| Irrigation | Sch 10 | 0.02919% | 0.05076% | 0.2117% | 1.232% | 1.607% | 1.746% | 1.499% | 1.416% | 1.381% | 0.377% | 0.07687% | 0.0338%
| Traffic Signals | Sch 12 | 0.03215% | 0.03611% | 0.03195% | 0.0307% | 0.02376% | 0.02368% | 0.01997% | 0.01887% | 0.02268% | 0.02773% | 0.02832% | 0.03241%
| Outdoor Lighting | Sch 12 | 0% | 0.1485% | 0% | 0% | 0% | 0% | 0% | 0% | 0% | 0% | 0.1135% | 0.115%
| GS Dist - Small | Sch 23 | 6.438% | 6.884% | 6.998% | 6.538% | 7.314% | 7.303% | 6.863% | 7.083% | 7.754% | 6.291% | 5.67% | 6.235%
| Customer 1 | Cust 1 | 2.432% | 3.172% | 2.755% | 2.781% | 2.421% | 0.003769% | 1.769% | 1.736% | 1.99% | 1.61% | 2.53% | 2.568%
| Customer 2 | Cust 2 | 0% | 4.074% | 3.858% | 3.741% | 3.115% | 0% | 0% | 0% | 0% | 3.357% | 2.922% | 0%
| Total Utah |  | 100% | 100% | 100% | 100% | 100% | 100% | 100% | 100% | 100% | 100% | 100% | 100%
MWH @ Input
| Residential | Sch 1 | 689336.5749 | 634548.6999 | 484151.3755 | 571765.8143 | 446292.6793 | 431533.1139 | 570834.5723 | 886693.7151 | 782209.9701 | 536338.1716 | 515434.5458 | 544600.0199 | 7093739.2526
| GS Dist - Large | Sch 6 | 573938.8633 | 544228.3282 | 481316.4161 | 504625.0431 | 527286.0003 | 544353.9575 | 571820.8726 | 670780.4437 | 678698.5293 | 566966.6241 | 575374.6841 | 549860.0346 | 6789249.7968
| GS Dist - > 1MW | Sch 8 | 186463.4805 | 189031.692 | 130312.1873 | 140966.8351 | 176069.8489 | 185760.7154 | 165009.8899 | 200195.4332 | 200703.6801 | 151276.2292 | 199984.0635 | 204175.7119 | 2129949.7668
| ST Lighting | Sch 7,11,12 | 7174.2508 | 7189.3001 | 7173.702 | 7166.2506 | 7183.7629 | 7182.5232 | 7180.305 | 7172.7498 | 7166.0418 | 7207.6333 | 7167.2301 | 7169.4931 | 86133.2427
| GS Trans | Sch 9 | 449963.9185 | 494992.8411 | 291667.1099 | 307472.0481 | 433316.9545 | 460461.3871 | 376536.5125 | 443389.2222 | 468632.8219 | 284212.9645 | 478455.6976 | 516783.7416 | 5005885.2194
| GS Trans | Sch 22 | 4101.7614 | 5616.9644 | 5678.1847 | 3367.1176 | 3168.1516 | 1637.6436 | 520.3727 | 413.2372 | 397.9321 | 413.2372 | 397.9321 | 1836.6096 | 27549.144
| Irrigation | Sch 10 | 850.289 | 698.702 | 959.3312 | 4428.9294 | 25796.9135 | 29768.7348 | 41901.4347 | 54574.5985 | 48067.2796 | 28139.7594 | 8903.2853 | 1861.0879 | 245950.3453
| Traffic Signals | Sch 12 | 815.1857 | 769.2016 | 682.6754 | 668.5401 | 644.1635 | 641.6305 | 655.6204 | 672.7457 | 670.6741 | 661.5949 | 654.5698 | 685.6206 | 8222.2224
| Outdoor Lighting | Sch 12 | 1769.6608 | 1789.6175 | 1558.1829 | 1418.4562 | 1356.0388 | 1466.6071 | 1449.7507 | 1435.5148 | 1361.3901 | 1406.5248 | 1556.6961 | 1613.3107 | 18181.7507
| GS Dist - Small | Sch 23 | 130660.5109 | 128201.4185 | 114664.1737 | 117126.4593 | 113386.7319 | 113396.7677 | 125165.8144 | 147927.8629 | 149865.2542 | 122869.2861 | 116564.3278 | 114528.434 | 1494357.0414
| Customer 1 | Cust 1 | 53628.6226 | 54387.4886 | 53130.0288 | 49913.733 | 57309.0183 | 58587.3835 | 52844.6701 | 57803.431 | 56530.2921 | 39920.9518 | 57160.5899 | 51278.8557 | 642495.0656
| Customer 2 | Cust 2 | 62433.6165 | 73068.945 | 74736.805 | 80095.529 | 74840.4947 | 75329.933 | 69687.2593 | 70686.228 | 69660.5652 | 70287.607 | 74102.2853 | 70128.0841 | 865057.3522
| Total Utah |  | 2161136.7349 | 2134523.199 | 1646030.1724 | 1789014.7558 | 1866650.7581 | 1910120.3972 | 1983607.0747 | 2541745.182 | 2463964.4307 | 1809700.5838 | 2035755.9075 | 2064521.0037 | 24406770.1999
MWH %'s
| Residential | Sch 1 | 31.9% | 29.73% | 29.41% | 31.96% | 23.91% | 22.59% | 28.78% | 34.89% | 31.75% | 29.64% | 25.32% | 26.38%
| GS Dist - Large | Sch 6 | 26.56% | 25.5% | 29.24% | 28.21% | 28.25% | 28.5% | 28.83% | 26.39% | 27.54% | 31.33% | 28.26% | 26.63%
| GS Dist - > 1MW | Sch 8 | 8.628% | 8.856% | 7.917% | 7.88% | 9.432% | 9.725% | 8.319% | 7.876% | 8.146% | 8.359% | 9.824% | 9.89%
| ST Lighting | Sch 7,11,12 | 0.332% | 0.3368% | 0.4358% | 0.4006% | 0.3848% | 0.376% | 0.362% | 0.2822% | 0.2908% | 0.3983% | 0.3521% | 0.3473%
| GS Trans | Sch 9 | 20.82% | 23.19% | 17.72% | 17.19% | 23.21% | 24.11% | 18.98% | 17.44% | 19.02% | 15.7% | 23.5% | 25.03%
| GS Trans | Sch 22 | 0.1898% | 0.2631% | 0.345% | 0.1882% | 0.1697% | 0.08574% | 0.02623% | 0.01626% | 0.01615% | 0.02283% | 0.01955% | 0.08896%
| Irrigation | Sch 10 | 0.03934% | 0.03273% | 0.05828% | 0.2476% | 1.382% | 1.558% | 2.112% | 2.147% | 1.951% | 1.555% | 0.4373% | 0.09015%
| Traffic Signals | Sch 12 | 0.03772% | 0.03604% | 0.04147% | 0.03737% | 0.03451% | 0.03359% | 0.03305% | 0.02647% | 0.02722% | 0.03656% | 0.03215% | 0.03321%
| Outdoor Lighting | Sch 12 | 0.08189% | 0.08384% | 0.09466% | 0.07929% | 0.07265% | 0.07678% | 0.07309% | 0.05648% | 0.05525% | 0.07772% | 0.07647% | 0.07814%
| GS Dist - Small | Sch 23 | 6.046% | 6.006% | 6.966% | 6.547% | 6.074% | 5.937% | 6.31% | 5.82% | 6.082% | 6.789% | 5.726% | 5.547%
| Customer 1 | Cust 1 | 2.482% | 2.548% | 3.228% | 2.79% | 3.07% | 3.067% | 2.664% | 2.274% | 2.294% | 2.206% | 2.808% | 2.484%
| Customer 2 | Cust 2 | 2.889% | 3.423% | 4.54% | 4.477% | 4.009% | 3.944% | 3.513% | 2.781% | 2.827% | 3.884% | 3.64% | 3.397%
| Total Utah |  | 100% | 100% | 100% | 100% | 100% | 100% | 100% | 100% | 100% | 100% | 100% | 100%
F85 | Firm Sales - Utah Share |  | 14852464.0441 | 16440243.6679 | 15752130.619 | 14031802.0193 | 13085218.0636 | 12341644.0265 | 13543759.8163 | 12012214.7003 | 10870247.2835 | 9530142.9061 | 9535245.831 | 9691705.9429 | 151686818.9205
Acct 447 - Demand
| Demand = | 75%
| Energy = | 25%
[15 empty] | Allocation | Allocation
| Class | Schedule | [12 empty] | Total | Percent
| Residential | Sch 1 | 4670107.3271 | 5453201.968 | 4815816.6336 | 3641125.5063 | 4022400.4483 | 4691600.4949 | 5240849.3156 | 4953762.261 | 4353097.7944 | 2421668.6799 | 2901257.815 | 3374201.923 | 50539090.1671 | 33.32%
| GS Dist - Large | Sch 6 | 4362720.889 | 4455185.2375 | 4991640.8281 | 4246513.2206 | 3498340.0288 | 3343369.0715 | 3749562.6806 | 3137906.9013 | 3158746.9721 | 3164881.0774 | 2435303.4814 | 2540187.8621 | 43084358.2503 | 28.4%
| GS Dist - > 1MW | Sch 8 | 1253204.6124 | 1315389.742 | 1192474.1547 | 1258495.2687 | 1100552.1131 | 927006.0234 | 989163.0256 | 824123.05 | 740815.218 | 896301.4253 | 930560.5184 | 867450.7432 | 12295535.8949 | 8.106%
| ST Lighting | Sch 7,11,12 | 16611.2084 | 98166.7662 | 17162.67 | 14051.7859 | 12589.5409 | 11601.9054 | 12256.5008 | 8474.5524 | 7903.5888 | 9489.1078 | 44464.6388 | 42281.5437 | 295053.809 | 0.1945%
| GS Trans | Sch 9 | 3062374.3302 | 2836048.5711 | 2473296.2569 | 2858389.2098 | 2543920.729 | 2072624.1629 | 2020618.8658 | 1768867.1012 | 1339532.2968 | 1843774.8264 | 2107647.0886 | 1929293.8946 | 26856387.3335 | 17.71%
| GS Trans | Sch 22 | 62813.2472 | 12573.0972 | 37085.5016 | 8634.9598 | 7249.2946 | 4261.4266 | 2338.5211 | 1783.1071 | 1614.2321 | 13849.126 | 1867.4524 | 3465.4742 | 157535.4399 | 0.1039%
| Irrigation | Sch 10 | 4712.4398 | 7604.0237 | 27300.3922 | 138320.7209 | 202950.131 | 209740.187 | 223767.5085 | 192026.765 | 165624.5096 | 63994.2638 | 15922.4665 | 4640.9412 | 1256604.3494 | 0.8284%
| Traffic Signals | Sch 12 | 4981.4447 | 5933.0987 | 5408.1587 | 4542.0247 | 3460.5252 | 3228.7017 | 3147.33 | 2495.0898 | 2589.0841 | 2852.7917 | 2791.8065 | 3160.3184 | 44590.3741 | 0.0294%
| Outdoor Lighting | Sch 12 | 3040.5091 | 21762.4165 | 3727.863 | 2781.3489 | 2376.4574 | 2369.0055 | 2474.668 | 1696.0505 | 1501.5078 | 1851.7404 | 9940.5627 | 10249.4072 | 63771.537 | 0.04204%
| GS Dist - Small | Sch 23 | 941623.0938 | 1095611.8382 | 1101089.5651 | 917718.3168 | 916497.2916 | 859177.9758 | 910776.6848 | 812899.502 | 797442.1436 | 611394.0848 | 541944.2884 | 587607.4375 | 10093782.2224 | 6.654%
| Customer 1 | Cust 1 | 363005.8106 | 495783.026 | 452553.9101 | 390526.6609 | 338063.3909 | 94984.8862 | 269851.2804 | 224665.0494 | 224549.7312 | 167606.7007 | 247833.7413 | 246863.9206 | 3516288.1084 | 2.318%
| Customer 2 | Cust 2 | 107269.1317 | 642983.883 | 634574.6849 | 550702.9959 | 436818.1129 | 121680.1856 | 118953.4351 | 83515.2706 | 76830.205 | 332479.0818 | 295711.9709 | 82302.477 | 3483821.4346 | 2.297%
| Total |  | 14852464.0441 | 16440243.6679 | 15752130.619 | 14031802.0193 | 13085218.0636 | 12341644.0265 | 13543759.8163 | 12012214.7003 | 10870247.2835 | 9530142.9061 | 9535245.831 | 9691705.9429 | 151686818.9205 | 100%
| check |  | 0 | 0 | 0 | 0 | 0 | 0 | 0 | 0 | 0 | 0 | 0 | 0 | 0
F86 | Non Firm Sales - Utah Share |  | 0 | 0 | 0 | 0 | 0 | 0 | 0 | 0 | 0 | 0 | 0 | 0 | 0
Acct 447 - Energy
| Demand = | 0%
| Energy = | 100%
[15 empty] | Allocation | Allocation
| Class | Schedule | [12 empty] | Total | Percent
| Residential | Sch 1 | 0 | 0 | 0 | 0 | 0 | 0 | 0 | 0 | 0 | 0 | 0 | 0 | 0 | 0%
| GS Dist - Large | Sch 6 | 0 | 0 | 0 | 0 | 0 | 0 | 0 | 0 | 0 | 0 | 0 | 0 | 0 | 0%
| GS Dist - > 1MW | Sch 8 | 0 | 0 | 0 | 0 | 0 | 0 | 0 | 0 | 0 | 0 | 0 | 0 | 0 | 0%
| ST Lighting | Sch 7,11,12 | 0 | 0 | 0 | 0 | 0 | 0 | 0 | 0 | 0 | 0 | 0 | 0 | 0 | 0%
| GS Trans | Sch 9 | 0 | 0 | 0 | 0 | 0 | 0 | 0 | 0 | 0 | 0 | 0 | 0 | 0 | 0%
| GS Trans | Sch 22 | 0 | 0 | 0 | 0 | 0 | 0 | 0 | 0 | 0 | 0 | 0 | 0 | 0 | 0%
| Irrigation | Sch 10 | 0 | 0 | 0 | 0 | 0 | 0 | 0 | 0 | 0 | 0 | 0 | 0 | 0 | 0%
| Traffic Signals | Sch 12 | 0 | 0 | 0 | 0 | 0 | 0 | 0 | 0 | 0 | 0 | 0 | 0 | 0 | 0%
| Outdoor Lighting | Sch 12 | 0 | 0 | 0 | 0 | 0 | 0 | 0 | 0 | 0 | 0 | 0 | 0 | 0 | 0%
| GS Dist - Small | Sch 23 | 0 | 0 | 0 | 0 | 0 | 0 | 0 | 0 | 0 | 0 | 0 | 0 | 0 | 0%
| Customer 1 | Cust 1 | 0 | 0 | 0 | 0 | 0 | 0 | 0 | 0 | 0 | 0 | 0 | 0 | 0 | 0%
| Customer 2 | Cust 2 | 0 | 0 | 0 | 0 | 0 | 0 | 0 | 0 | 0 | 0 | 0 | 0 | 0 | 0%
| Total |  | 0 | 0 | 0 | 0 | 0 | 0 | 0 | 0 | 0 | 0 | 0 | 0 | 0 | 0%
| check |  | 0 | 0 | 0 | 0 | 0 | 0 | 0 | 0 | 0 | 0 | 0 | 0 | 0
F87 | Firm Purchases (Non-Seasonal) - Utah Share |  | 21784691.2592 | 19963643.7242 | 15591900.8052 | 17138184.2451 | 18369734.8475 | 19636586.1765 | 19300004.6086 | 17280210.8204 | 20316280.8369 | 20528184.7377 | 22216773.2856 | 21799879.8393 | 233926075.1863
Acct 555 - Demand
| Demand = | 75%
| Energy = | 25%
[15 empty] | Allocation | Allocation
| Class | Schedule | [12 empty] | Total | Percent
| Residential | Sch 1 | 6849829.4941 | 6621908.0108 | 4766830.4094 | 4447203.5524 | 5646862.6908 | 7464728.1372 | 7468267.1071 | 7126250.9338 | 8135855.1462 | 5216339.621 | 6759824.3675 | 7589705.7658 | 78093605.2362 | 33.38%
| GS Dist - Large | Sch 6 | 6398973.7551 | 5410000.7642 | 4940866.1297 | 5186612.9435 | 4911158.4097 | 5319579.365 | 5343167.4806 | 4514046.2555 | 5903636.6794 | 6817239.1611 | 5674167.8491 | 5713729.914 | 66133178.7069 | 28.27%
| GS Dist - > 1MW | Sch 8 | 1838124.3331 | 1597298.2334 | 1180344.3726 | 1537102.915 | 1545014.4129 | 1474943.9885 | 1409568.0381 | 1185544.9142 | 1384569.2398 | 1930657.433 | 2168171.8996 | 1951186.1048 | 19202525.8849 | 8.209%
| ST Lighting | Sch 7,11,12 | 24364.3106 | 119205.4318 | 16988.0923 | 17162.5922 | 17673.8765 | 18459.6002 | 17465.6466 | 12191.0951 | 14771.6537 | 20439.7941 | 103600.9786 | 95105.2969 | 477428.3684 | 0.2041%
| GS Trans | Sch 9 | 4491704.4812 | 3443857.9136 | 2448138.0222 | 3491183.8732 | 3571293.1216 | 3297718.1079 | 2879403.7957 | 2544609.5649 | 2503559.82 | 3971540.6814 | 4910740.4638 | 4339625.5855 | 41893375.4311 | 17.91%
| GS Trans | Sch 22 | 92130.6521 | 15267.7075 | 36708.2699 | 10546.5806 | 10176.9507 | 6780.2855 | 3332.4179 | 2565.0946 | 3016.9684 | 29831.3908 | 4351.0956 | 7795.0076 | 222502.4214 | 0.09512%
| Irrigation | Sch 10 | 6911.9202 | 9233.6843 | 27022.6941 | 168942.3779 | 284912.3397 | 333714.1508 | 318871.1262 | 276240.732 | 309548.9885 | 137845.3694 | 37098.7634 | 10439.0251 | 1920781.1718 | 0.8211%
| Traffic Signals | Sch 12 | 7306.4802 | 7204.654 | 5353.1472 | 5547.5452 | 4858.0718 | 5137.134 | 4484.9794 | 3589.3196 | 4838.9478 | 6144.9902 | 6504.8069 | 7108.6104 | 68078.6868 | 0.0291%
| Outdoor Lighting | Sch 12 | 4459.6339 | 26426.441 | 3689.9434 | 3397.0883 | 3336.199 | 3769.2855 | 3526.4287 | 2439.859 | 2806.2889 | 3988.6987 | 23161.1468 | 23054.3361 | 104055.3494 | 0.04448%
| GS Dist - Small | Sch 23 | 1381115.5051 | 1330418.5047 | 1089889.3421 | 1120884.2298 | 1286628.3277 | 1367023.9011 | 1297866.6525 | 1169399.2424 | 1490403.8627 | 1316959.3409 | 1262710.3277 | 1321725.154 | 15435024.3907 | 6.598%
| Customer 1 | Cust 1 | 532434.8529 | 602037.0437 | 447950.5564 | 476982.0624 | 474591.621 | 151128.8853 | 384541.0009 | 323192.6431 | 419679.0819 | 361029.3518 | 577443.5333 | 555279.3118 | 5306289.9446 | 2.268%
| Customer 2 | Cust 2 | 157335.8406 | 780785.335 | 628119.8259 | 672618.4845 | 613228.826 | 193603.3356 | 169509.935 | 120141.1663 | 143594.1595 | 716168.9054 | 688998.0534 | 185125.7271 | 5069229.5941 | 2.167%
| Total |  | 21784691.2592 | 19963643.7242 | 15591900.8052 | 17138184.2451 | 18369734.8475 | 19636586.1765 | 19300004.6086 | 17280210.8204 | 20316280.8369 | 20528184.7377 | 22216773.2856 | 21799879.8393 | 233926075.1863 | 100%
| check |  | 0 | 0 | 0 | 0 | 0 | 0 | 0 | 0 | 0 | 0 | 0 | 0 | 0
F88 | Seasonal Purchases - Utah Share |  | 0 | 0 | 0 | 0 | 0 | 0 | 0 | 0 | 0 | 0 | 0 | 0 | 0
Acct 555 - Seasonal Contracts
| Demand = | 75%
| Energy = | 25%
[15 empty] | Allocation | Allocation
| Class | Schedule | [12 empty] | Total | Percent
| Residential | Sch 1 | 0 | 0 | 0 | 0 | 0 | 0 | 0 | 0 | 0 | 0 | 0 | 0 | 0 | 0%
| GS Dist - Large | Sch 6 | 0 | 0 | 0 | 0 | 0 | 0 | 0 | 0 | 0 | 0 | 0 | 0 | 0 | 0%
| GS Dist - > 1MW | Sch 8 | 0 | 0 | 0 | 0 | 0 | 0 | 0 | 0 | 0 | 0 | 0 | 0 | 0 | 0%
| ST Lighting | Sch 7,11,12 | 0 | 0 | 0 | 0 | 0 | 0 | 0 | 0 | 0 | 0 | 0 | 0 | 0 | 0%
| GS Trans | Sch 9 | 0 | 0 | 0 | 0 | 0 | 0 | 0 | 0 | 0 | 0 | 0 | 0 | 0 | 0%
| GS Trans | Sch 22 | 0 | 0 | 0 | 0 | 0 | 0 | 0 | 0 | 0 | 0 | 0 | 0 | 0 | 0%
| Irrigation | Sch 10 | 0 | 0 | 0 | 0 | 0 | 0 | 0 | 0 | 0 | 0 | 0 | 0 | 0 | 0%
| Traffic Signals | Sch 12 | 0 | 0 | 0 | 0 | 0 | 0 | 0 | 0 | 0 | 0 | 0 | 0 | 0 | 0%
| Outdoor Lighting | Sch 12 | 0 | 0 | 0 | 0 | 0 | 0 | 0 | 0 | 0 | 0 | 0 | 0 | 0 | 0%
| GS Dist - Small | Sch 23 | 0 | 0 | 0 | 0 | 0 | 0 | 0 | 0 | 0 | 0 | 0 | 0 | 0 | 0%
| Customer 1 | Cust 1 | 0 | 0 | 0 | 0 | 0 | 0 | 0 | 0 | 0 | 0 | 0 | 0 | 0 | 0%
| Customer 2 | Cust 2 | 0 | 0 | 0 | 0 | 0 | 0 | 0 | 0 | 0 | 0 | 0 | 0 | 0 | 0%
| Total |  | 0 | 0 | 0 | 0 | 0 | 0 | 0 | 0 | 0 | 0 | 0 | 0 | 0 | 0%
| check |  | 0 | 0 | 0 | 0 | 0 | 0 | 0 | 0 | 0 | 0 | 0 | 0 | 0
F89 | Non firm Purchases - Utah Share |  | 1432447.6192 | 1404520.8309 | 1422696.6412 | 1504655.8791 | 1610346.4825 | 1849577.6814 | 1947076.9171 | 1708745.1834 | 1834379.9421 | 1632097.4156 | 1609407.1464 | 1487617.6469 | 19443569.3859
Acct 555 - Energy
| Demand = | 0%
| Energy = | 100%
[15 empty] | Allocation | Allocation
| Class | Schedule | [12 empty] | Total | Percent
| Residential | Sch 1 | 456907.0154 | 417534.4019 | 418461.6706 | 480885.2421 | 385013.5561 | 417855.3443 | 560322.0685 | 596099.7293 | 582342.1239 | 483702.1945 | 407486.9872 | 392418.6766 | 5599029.0104 | 28.8%
| GS Dist - Large | Sch 6 | 380418.9457 | 358103.4041 | 416011.3587 | 424416.3081 | 454885.9245 | 527100.2456 | 561290.2051 | 450947.1919 | 505279.6028 | 511324.785 | 454873.8505 | 396208.8491 | 5440860.6712 | 27.98%
| GS Dist - > 1MW | Sch 8 | 123591.9803 | 124383.2577 | 112631.4173 | 118560.5521 | 151894.2205 | 179872.8885 | 161971.0636 | 134585.8682 | 149420.5032 | 136430.0509 | 158101.3617 | 147121.4832 | 1698564.647 | 8.736%
| ST Lighting | Sch 7,11,12 | 4755.2468 | 4730.5748 | 6200.3734 | 6027.1952 | 6197.3817 | 6954.8677 | 7048.0724 | 4822.0419 | 5334.9972 | 6500.2796 | 5666.1957 | 5166.0721 | 69403.2984 | 0.3569%
| GS Trans | Sch 9 | 298245.7025 | 325706.3483 | 252093.6886 | 258600.2286 | 373819.4895 | 445866.7139 | 369602.2066 | 298078.3452 | 348889.2283 | 256320.4372 | 378252.6265 | 372375.293 | 3977850.3082 | 20.46%
| GS Trans | Sch 22 | 2718.7352 | 3695.9746 | 4907.768 | 2831.9237 | 2733.1421 | 1585.7372 | 510.7895 | 277.8079 | 296.2537 | 372.6823 | 314.5931 | 1323.3931 | 21568.8004 | 0.1109%
| Irrigation | Sch 10 | 563.5897 | 459.7474 | 829.169 | 3724.9635 | 22254.8159 | 28825.1922 | 41129.7768 | 36688.9973 | 35785.2786 | 25378.1366 | 7038.6685 | 1341.0313 | 204019.3668 | 1.049%
| Traffic Signals | Sch 12 | 540.3225 | 506.1363 | 590.05 | 562.2775 | 555.7153 | 621.2935 | 643.5465 | 452.2684 | 499.3055 | 596.6663 | 517.4832 | 494.0329 | 6579.0979 | 0.03384%
| Outdoor Lighting | Sch 12 | 1172.969 | 1177.5722 | 1346.7685 | 1192.9966 | 1169.8452 | 1420.1219 | 1423.0521 | 965.057 | 1013.532 | 1268.4891 | 1230.6769 | 1162.4921 | 14543.5726 | 0.0748%
| GS Dist - Small | Sch 23 | 86604.5793 | 84356.8076 | 99106.5276 | 98509.5372 | 97817.9363 | 109802.571 | 122860.7577 | 99447.8223 | 111572.153 | 110810.9519 | 92152.2376 | 82524.963 | 1195566.8445 | 6.149%
| Customer 1 | Cust 1 | 35546.1973 | 35787.0839 | 45921.3414 | 41980.0852 | 49440.0871 | 56730.4119 | 51871.4814 | 38859.6524 | 42085.8486 | 36003.1283 | 45189.4363 | 36949.651 | 516364.4048 | 2.656%
| Customer 2 | Cust 2 | 41382.3354 | 48079.5221 | 64596.5082 | 67364.5694 | 64564.3685 | 72942.2936 | 68403.897 | 47520.4015 | 51861.1153 | 63389.6141 | 58583.0291 | 50531.7094 | 699219.3637 | 3.596%
| Total |  | 1432447.6192 | 1404520.8309 | 1422696.6412 | 1504655.8791 | 1610346.4825 | 1849577.6814 | 1947076.9171 | 1708745.1834 | 1834379.9421 | 1632097.4156 | 1609407.1464 | 1487617.6469 | 19443569.3859 | 100%
| check |  | 0 | 0 | 0 | 0 | 0 | 0 | 0 | 0 | 0 | 0 | 0 | 0 | 0
F90 | Coal (Non-Seasonal) - Utah Share |  | 30351747.0314 | 30994280.6996 | 28780492.7073 | 28834238.8548 | 28297072.1432 | 30153989.6527 | 28427210.1886 | 25888448.4054 | 25394148.5977 | 23664605.061 | 23624761.6047 | 24772078.0489 | 329183072.9952
Acct 501 - Fuel Related
| Demand = | 0%
| Energy = | 100%
[15 empty] | Allocation | Allocation
| Class | Schedule | [12 empty] | Total | Percent
| Residential | Sch 1 | 9681279.7646 | 9213945.5456 | 8465285.3665 | 9215369.5239 | 6765473.4495 | 6812369.0375 | 8180669.7392 | 9031245.4047 | 8061624.5788 | 7013442.5125 | 5981570.8857 | 6534626.7609 | 94956902.5693 | 28.85%
| GS Dist - Large | Sch 6 | 8060594.6434 | 7902451.2721 | 8415716.6955 | 8133235.8922 | 7993273.4743 | 8593407.8427 | 8194804.4762 | 6832103.0101 | 6994813.3551 | 7413956.4089 | 6677170.7227 | 6597741.3983 | 91809269.1916 | 27.89%
| GS Dist - > 1MW | Sch 8 | 2618757.2029 | 2744829.068 | 2278481.2933 | 2272016.6953 | 2669091.2558 | 2932499.2798 | 2364768.1454 | 2039051.4278 | 2068495.3939 | 1978168.2399 | 2320796.8145 | 2449893.5402 | 28736848.3566 | 8.73%
| ST Lighting | Sch 7,11,12 | 100757.6436 | 104392.0178 | 125430.6763 | 115501.217 | 108900.6371 | 113386.4284 | 102901.4481 | 73056.6401 | 73854.7716 | 94250.8381 | 83175.0518 | 86026.3674 | 1181633.7372 | 0.359%
| GS Trans | Sch 9 | 6319447.9121 | 7187528.8444 | 5099738.31 | 4955645.2488 | 6568770.8681 | 7269043.3142 | 5396170.8043 | 4516054.1989 | 4829830.8894 | 3716519.5268 | 5552434.726 | 6200860.7123 | 67612045.3553 | 20.54%
| GS Trans | Sch 22 | 57606.5473 | 81560.9641 | 99281.8695 | 54269.1293 | 48026.8807 | 25852.552 | 7457.4974 | 4208.9463 | 4101.1738 | 5403.7084 | 4617.9655 | 22037.3812 | 414424.6156 | 0.1259%
| Irrigation | Sch 10 | 11941.7513 | 10145.4823 | 16773.7043 | 71382.7583 | 391062.5054 | 469942.1683 | 600492.3584 | 555858.8982 | 495391.7463 | 367970.4247 | 103321.8143 | 22331.0949 | 3116614.7067 | 0.9468%
| Traffic Signals | Sch 12 | 11448.7486 | 11169.1692 | 11936.4371 | 10775.118 | 9765.0514 | 10129.0575 | 9395.7418 | 6852.12 | 6912.1116 | 8651.3657 | 7596.2234 | 8226.7249 | 112857.8691 | 0.03428%
| Outdoor Lighting | Sch 12 | 24853.7246 | 25986.0883 | 27244.5009 | 22861.8046 | 20556.5656 | 23152.4963 | 20776.4782 | 14621.1556 | 14030.7803 | 18392.4649 | 18065.3161 | 19358.0292 | 249899.4045 | 0.07592%
| GS Dist - Small | Sch 23 | 1835041.1196 | 1861544.8894 | 2004879.0535 | 1887772.1904 | 1718860.6484 | 1790130.5925 | 1793759.9441 | 1506690.3135 | 1544543.6175 | 1606703.9795 | 1352718.3909 | 1374220.6067 | 20276865.346 | 6.16%
| Customer 1 | Cust 1 | 753178.8068 | 789731.9131 | 928967.4229 | 804478.8317 | 868763.1674 | 924885.865 | 757320.6226 | 588745.5405 | 582613.3775 | 522027.5483 | 663343.4322 | 615292.2699 | 8799348.7979 | 2.673%
| Customer 2 | Cust 2 | 876839.1667 | 1060995.4453 | 1306757.3774 | 1290930.4454 | 1134527.6397 | 1189191.0184 | 998692.9329 | 719960.7497 | 717936.802 | 919118.0434 | 859950.2618 | 841463.1629 | 11916363.0456 | 3.62%
| Total |  | 30351747.0314 | 30994280.6996 | 28780492.7073 | 28834238.8548 | 28297072.1432 | 30153989.6527 | 28427210.1886 | 25888448.4054 | 25394148.5977 | 23664605.061 | 23624761.6047 | 24772078.0489 | 329183072.9952 | 100%
| check |  | 0 | 0 | 0 | 0 | 0 | 0 | 0 | 0 | 0 | 0 | 0 | 0 | 0
F91 | Seasonal Cholla Coal - Utah Share |  | 1832216.432 | 2075014.5402 | 2011470.9484 | 2067139.247 | 2140290.9206 | 2150850.0093 | 2215573.86 | 2082194.7881 | 2254019.8634 | 1334289.9446 | 1797764.2725 | 1760213.207 | 23721038.033
Acct 501 - Cholla
| Demand = | 0%
| Energy = | 100%
[15 empty] | Allocation | Allocation
| Class | Schedule | [12 empty] | Total | Percent
| Residential | Sch 1 | 584421.0499 | 616858.0315 | 591639.4746 | 660653.8884 | 511716.5947 | 485918.5858 | 637589.0533 | 726378.4919 | 715560.983 | 395441.4535 | 455177.2675 | 464326.6626 | 6845681.5367 | 28.86%
| GS Dist - Large | Sch 6 | 486586.6186 | 529055.7136 | 588175.1162 | 583075.2531 | 604583.0663 | 612958.0713 | 638690.6933 | 549502.5834 | 620869.3386 | 418023.7727 | 508110.057 | 468811.3578 | 6608441.6419 | 27.86%
| GS Dist - > 1MW | Sch 8 | 158084.145 | 183761.6521 | 159243.2407 | 162881.8747 | 201880.6664 | 209171.86 | 184306.4604 | 163999.8732 | 183602.5212 | 111535.7719 | 176604.7703 | 174080.469 | 2069153.3048 | 8.723%
| ST Lighting | Sch 7,11,12 | 6082.3454 | 6988.8686 | 8766.36 | 8280.333 | 8236.8608 | 8087.7258 | 8019.9836 | 5875.9085 | 6555.452 | 5314.1789 | 6329.3395 | 6112.7188 | 84650.075 | 0.3569%
| GS Trans | Sch 9 | 381480.3904 | 481192.8692 | 356421.1204 | 355272.3843 | 496838.7039 | 518492.6459 | 420569.4086 | 363223.951 | 428702.491 | 209549.8581 | 422521.4604 | 440610.4687 | 4874875.7521 | 20.55%
| GS Trans | Sch 22 | 3477.4823 | 5460.3683 | 6938.8178 | 3890.5777 | 3632.5842 | 1844.0333 | 581.2261 | 338.5234 | 364.0259 | 304.6792 | 351.4115 | 1565.8957 | 28749.6254 | 0.1212%
| Irrigation | Sch 10 | 720.8769 | 679.2228 | 1172.3155 | 5117.4613 | 29578.5912 | 33520.4439 | 46801.4682 | 44707.4495 | 43971.6587 | 20747.4089 | 7862.4398 | 1586.7659 | 236466.1027 | 0.9969%
| Traffic Signals | Sch 12 | 691.1162 | 747.7569 | 834.2385 | 772.4729 | 738.5941 | 722.4942 | 732.2899 | 551.1125 | 613.5286 | 487.7931 | 578.0468 | 584.561 | 8054.005 | 0.03395%
| Outdoor Lighting | Sch 12 | 1500.3223 | 1739.7246 | 1904.1204 | 1638.9728 | 1554.8263 | 1651.4414 | 1619.2874 | 1175.9721 | 1245.3915 | 1037.029 | 1374.7093 | 1375.5107 | 17817.3077 | 0.07511%
| GS Dist - Small | Sch 23 | 110774.2658 | 124627.274 | 140121.1582 | 135335.2174 | 130008.5684 | 127687.9924 | 139802.9429 | 121182.3385 | 137095.8345 | 90591.3688 | 102937.284 | 97647.087 | 1457811.3319 | 6.146%
| Customer 1 | Cust 1 | 45466.4631 | 52871.2125 | 64925.6078 | 57673.4408 | 65710.1876 | 65971.0637 | 59024.4264 | 47352.5055 | 51713.5717 | 29433.6671 | 50478.1865 | 43720.4169 | 634340.7497 | 2.674%
| Customer 2 | Cust 2 | 52931.3561 | 71031.8461 | 91329.3781 | 92547.3706 | 85811.6767 | 84823.6516 | 77836.62 | 57906.0783 | 63725.0667 | 51822.9635 | 65439.2998 | 59791.2928 | 854996.6002 | 3.604%
| Total |  | 1832216.432 | 2075014.5402 | 2011470.9484 | 2067139.247 | 2140290.9206 | 2150850.0093 | 2215573.86 | 2082194.7881 | 2254019.8634 | 1334289.9446 | 1797764.2725 | 1760213.207 | 23721038.033 | 100%
| check |  | 0 | 0 | 0 | 0 | 0 | 0 | 0 | 0 | 0 | 0 | 0 | 0 | 0
F92 | Gas (Non-Seasonal) - Utah Share |  | 15407930.6489 | 17352241.4715 | 14115174.4862 | 10807751.7662 | 9361173.6531 | 9015747.7267 | 10524200.082 | 10116774.3938 | 9654551.8677 | 6444603.5318 | 6591181.9025 | 7889830.7786 | 127281162.3089
Acct 547 - Fuel
| Demand = | 0%
| Energy = | 100%
[15 empty] | Allocation | Allocation
| Class | Schedule | [12 empty] | Total | Percent
| Residential | Sch 1 | 4914659.0162 | 5158455.186 | 4151735.0394 | 3454137.5186 | 2238138.6839 | 2036831.6555 | 3028612.536 | 3529260.264 | 3064933.3383 | 1909977.2115 | 1668826.2269 | 2081258.5542 | 37236825.2305 | 29.26%
| GS Dist - Large | Sch 6 | 4091925.3553 | 4424211.164 | 4127424.4604 | 3048528.3493 | 2644316.7219 | 2569344.8235 | 3033845.4378 | 2669872.049 | 2659344.4581 | 2019049.5271 | 1862894.8543 | 2101360.3724 | 35252117.5731 | 27.7%
| GS Dist - > 1MW | Sch 8 | 1329400.5557 | 1536700.8271 | 1117463.8789 | 851605.3632 | 882982.7558 | 876788.5782 | 875474.3411 | 796827.332 | 786417.2328 | 538716.3653 | 647489.876 | 780283.5684 | 11020150.6745 | 8.658%
| ST Lighting | Sch 7,11,12 | 51149.1738 | 58444.1858 | 61516.5244 | 43292.5762 | 36026.2634 | 33901.4321 | 38095.7337 | 28549.318 | 28078.7017 | 25667.4169 | 23205.3938 | 27399.1338 | 455325.8536 | 0.3577%
| GS Trans | Sch 9 | 3208039.8887 | 4023959.6879 | 2501127.9971 | 1857492.5442 | 2173065.9791 | 2173372.7938 | 1997747.2585 | 1764798.7537 | 1836243.9936 | 1012123.1606 | 1549099.5377 | 1974955.0928 | 26072026.6877 | 20.48%
| GS Trans | Sch 22 | 29243.7099 | 45662.1516 | 48692.0403 | 20341.3477 | 15888.1445 | 7729.66 | 2760.8828 | 1644.7861 | 1559.2173 | 1471.5968 | 1288.3876 | 7018.8382 | 183300.7629 | 0.144%
| Irrigation | Sch 10 | 6062.1774 | 5679.9788 | 8226.5361 | 26755.9389 | 129370.417 | 140508.108 | 222311.7107 | 217220.398 | 188342.0226 | 100209.7222 | 28826.2326 | 7112.3851 | 1080625.6275 | 0.849%
| Traffic Signals | Sch 12 | 5811.9068 | 6253.0931 | 5854.1351 | 4038.768 | 3230.4523 | 3028.489 | 3478.4513 | 2677.6943 | 2627.9022 | 2356.0343 | 2119.3056 | 2620.1866 | 44096.4187 | 0.03464%
| Outdoor Lighting | Sch 12 | 12616.8838 | 14548.3899 | 13361.859 | 8569.1427 | 6800.4767 | 6922.3698 | 7691.7788 | 5713.704 | 5334.335 | 5008.8368 | 5040.1264 | 6165.4728 | 97773.3757 | 0.07682%
| GS Dist - Small | Sch 23 | 931550.5391 | 1042191.5173 | 983277.7344 | 707581.4738 | 568629.6071 | 535231.5235 | 664078.1289 | 588789.4765 | 587217.028 | 437555.1637 | 377401.183 | 437685.0427 | 7861188.4178 | 6.176%
| Customer 1 | Cust 1 | 382347.9027 | 442133.7919 | 455605.0308 | 301537.6115 | 287402.2737 | 276531.8199 | 280371.9994 | 230071.9501 | 221502.6446 | 142164.2395 | 185069.2633 | 195968.6983 | 3400707.2257 | 2.672%
| Customer 2 | Cust 2 | 445123.5396 | 594001.4981 | 640889.2503 | 483871.1322 | 375321.8777 | 355556.4734 | 369731.823 | 281348.6681 | 272950.9936 | 250304.2571 | 239921.5153 | 268003.4331 | 4577024.4614 | 3.596%
| Total |  | 15407930.6489 | 17352241.4715 | 14115174.4862 | 10807751.7662 | 9361173.6531 | 9015747.7267 | 10524200.082 | 10116774.3938 | 9654551.8677 | 6444603.5318 | 6591181.9025 | 7889830.7786 | 127281162.3089 | 100%
| check |  | 0 | 0 | 0 | 0 | 0 | 0 | 0 | 0 | 0 | 0 | 0 | 0 | 0
F93 | Seasonal CT Gas - Utah Share |  | 480694.8819 | 538057.7624 | 389934.0441 | 353790.8457 | 255336.1596 | 234132.2108 | 244838.2976 | 230095.2977 | 249688.2876 | 303446.2445 | 275868.1641 | 375863.2918 | 3931745.4879
Acct 547 - Simple Cycle Combustion Turbine
| Demand = | 0%
| Energy = | 100%
[15 empty] | Allocation | Allocation
| Class | Schedule | [12 empty] | Total | Percent
| Residential | Sch 1 | 153326.9775 | 159953.2175 | 114692.3714 | 113070.9014 | 61047.6589 | 52894.9914 | 70458.5937 | 80269.2795 | 79266.0257 | 89931.8956 | 69847.2648 | 99148.9822 | 1143908.1595 | 29.09%
| GS Dist - Large | Sch 6 | 127659.4255 | 137185.8018 | 114020.7876 | 99793.3193 | 72126.6052 | 66723.9592 | 70580.3336 | 60723.4065 | 68776.5909 | 95067.6009 | 77969.8377 | 100106.6118 | 1090734.28 | 27.74%
| GS Dist - > 1MW | Sch 8 | 41474.4885 | 47649.9713 | 30870.1256 | 27877.23 | 24084.3119 | 22769.5422 | 20367.3102 | 18122.9921 | 20338.5071 | 25365.6345 | 27100.1235 | 37171.8936 | 343192.1306 | 8.729%
| ST Lighting | Sch 7,11,12 | 1595.7462 | 1812.2355 | 1699.4042 | 1417.1788 | 982.6554 | 880.3948 | 886.2711 | 649.3239 | 726.178 | 1208.5586 | 971.2415 | 1305.2661 | 14134.4542 | 0.3595%
| GS Trans | Sch 9 | 100084.0665 | 124774.8165 | 69094.0771 | 60804.8623 | 59272.7303 | 56440.8624 | 46476.22 | 40138.4749 | 47489.3734 | 47656.1468 | 64836.2087 | 94084.7964 | 811152.6353 | 20.63%
| GS Trans | Sch 22 | 912.342 | 1415.8906 | 1345.1257 | 665.8723 | 433.3664 | 200.7335 | 64.23 | 37.4089 | 40.3248 | 69.2906 | 53.9243 | 334.3701 | 5572.8793 | 0.1417%
| Irrigation | Sch 10 | 189.1271 | 176.1246 | 227.2594 | 875.8534 | 3528.7184 | 3648.8902 | 5171.9295 | 4940.4474 | 4870.9456 | 4718.4072 | 1206.4968 | 338.8266 | 29893.0264 | 0.7603%
| Traffic Signals | Sch 12 | 181.3192 | 193.8957 | 161.7215 | 132.2087 | 88.1141 | 78.6476 | 80.9238 | 60.9013 | 67.9634 | 110.9346 | 88.7017 | 124.823 | 1370.1546 | 0.03485%
| Outdoor Lighting | Sch 12 | 393.6201 | 451.116 | 369.1236 | 280.5102 | 185.4904 | 179.7688 | 178.944 | 129.9521 | 137.9578 | 235.8427 | 210.9501 | 293.7167 | 3046.9924 | 0.0775%
| GS Dist - Small | Sch 23 | 29062.4086 | 32316.2421 | 27163.211 | 23162.6201 | 15509.989 | 13899.5615 | 15449.3223 | 13391.3918 | 15186.7447 | 20602.4266 | 15795.797 | 20850.858 | 242390.5726 | 6.165%
| Customer 1 | Cust 1 | 11928.4467 | 13709.6708 | 12586.1648 | 9870.8084 | 7839.2086 | 7181.3241 | 6522.6623 | 5232.7424 | 5728.5534 | 6693.8493 | 7745.9124 | 9335.744 | 104375.0871 | 2.655%
| Customer 2 | Cust 2 | 13886.914 | 18418.7799 | 17704.6722 | 15839.4808 | 10237.3111 | 9233.5351 | 8601.5573 | 6398.9769 | 7059.1227 | 11785.657 | 10041.7056 | 12767.4034 | 141975.116 | 3.611%
| Total |  | 480694.8819 | 538057.7624 | 389934.0441 | 353790.8457 | 255336.1596 | 234132.2108 | 244838.2976 | 230095.2977 | 249688.2876 | 303446.2445 | 275868.1641 | 375863.2918 | 3931745.4879 | 100%
| check |  | 0 | 0 | 0 | 0 | 0 | 0 | 0 | 0 | 0 | 0 | 0 | 0 | 0
F94 | Other Generation - Utah Share |  | 134118.9259 | 134156.9923 | 133984.4299 | 142771.7498 | 142400.2051 | 147098.1686 | 147119.0443 | 132879.0238 | 147119.0443 | 133571.1267 | 84875.1432 | 129797.4208 | 1609891.2747
Acct 503 - Steam From Other Sources
| Demand = | 0%
| Energy = | 100%
[15 empty] | Allocation | Allocation
| Class | Schedule | [12 empty] | Total | Percent
| Residential | Sch 1 | 42779.8388 | 39882.0425 | 39409.2084 | 45629.5878 | 34046.095 | 33232.3192 | 42337.3347 | 46355.1563 | 46704.4012 | 39586.2689 | 21489.6004 | 34239.2632 | 465691.1162 | 28.93%
| GS Dist - Large | Sch 6 | 35618.3219 | 34205.3137 | 39178.4469 | 40271.44 | 40224.7899 | 41920.6403 | 42410.4861 | 35067.5005 | 40523.9125 | 41846.9063 | 23988.6366 | 34569.9628 | 449826.3576 | 27.94%
| GS Dist - > 1MW | Sch 8 | 11571.8184 | 11880.8375 | 10607.22 | 11249.8131 | 13431.748 | 14305.4129 | 12238.3599 | 10465.9483 | 11983.6688 | 11165.4583 | 8337.7756 | 12836.6244 | 140074.6853 | 8.701%
| ST Lighting | Sch 7,11,12 | 445.23 | 451.8549 | 583.9288 | 571.9003 | 548.0239 | 553.1253 | 532.5448 | 374.9817 | 427.8719 | 531.984 | 298.8176 | 450.7495 | 5771.0128 | 0.3585%
| GS Trans | Sch 9 | 27924.5068 | 31110.8124 | 23741.2729 | 24537.7084 | 33056.2227 | 35460.0824 | 27926.7465 | 23179.7929 | 27981.2533 | 20977.3076 | 19947.8708 | 32490.4405 | 328334.0172 | 20.39%
| GS Trans | Sch 22 | 254.553 | 353.032 | 462.1959 | 268.7117 | 241.6871 | 126.1148 | 38.5947 | 21.6035 | 23.7598 | 30.5004 | 16.5907 | 115.4685 | 1952.8121 | 0.1213%
| Irrigation | Sch 10 | 52.7685 | 43.9141 | 78.0881 | 353.4493 | 1967.9556 | 2292.4871 | 3107.7218 | 2853.0867 | 2870.0139 | 2076.951 | 371.1976 | 117.0075 | 16184.6412 | 1.005%
| Traffic Signals | Sch 12 | 50.59 | 48.3451 | 55.5688 | 53.3526 | 49.141 | 49.4119 | 48.6257 | 35.1702 | 40.0448 | 48.8313 | 27.2905 | 43.1053 | 549.4771 | 0.03413%
| Outdoor Lighting | Sch 12 | 109.8242 | 112.4793 | 126.8338 | 113.1994 | 103.4474 | 112.9433 | 107.5243 | 75.0468 | 81.2862 | 103.8134 | 64.9021 | 101.4296 | 1212.7298 | 0.07533%
| GS Dist - Small | Sch 23 | 8108.7176 | 8057.5918 | 9333.4947 | 9347.2396 | 8649.874 | 8732.673 | 9283.2271 | 7733.47 | 8948.1945 | 9068.7869 | 4859.8233 | 7200.4573 | 99323.5499 | 6.17%
| Customer 1 | Cust 1 | 3328.162 | 3418.31 | 4324.706 | 3983.3495 | 4371.903 | 4511.8082 | 3919.3535 | 3021.8857 | 3375.3257 | 2946.5021 | 2383.1508 | 3223.9261 | 42808.3826 | 2.659%
| Customer 2 | Cust 2 | 3874.595 | 4592.4588 | 6083.4658 | 6391.9981 | 5709.3175 | 5801.1501 | 5168.5251 | 3695.381 | 4159.3116 | 5187.8167 | 3089.4873 | 4408.9861 | 58162.4931 | 3.613%
| Total |  | 134118.9259 | 134156.9923 | 133984.4299 | 142771.7498 | 142400.2051 | 147098.1686 | 147119.0443 | 132879.0238 | 147119.0443 | 133571.1267 | 84875.1432 | 129797.4208 | 1609891.2747 | 100%
| check |  | 0 | 0 | 0 | 0 | 0 | 0 | 0 | 0 | 0 | 0 | 0 | 0 | 0
F95 | Firm Wheeling - Utah Share |  | 5550420.7775 | 5564176.3214 | 4978217.8854 | 5108482.0969 | 5336778.2813 | 5476218.1416 | 5394547.2324 | 5405257.63 | 5430313.8995 | 5103709.6433 | 5084526.1496 | 5425084.401 | 63857732.4601
Acct 565 - Transm of Electricity by Others
| Demand = | 75%
| Energy = | 25%
[15 empty] | Allocation | Allocation
| Class | Schedule | [12 empty] | Total | Percent
| Residential | Sch 1 | 1745236.3907 | 1845628.1962 | 1521964.5569 | 1325604.8251 | 1640527.4445 | 2081750.8338 | 2087456.4784 | 2229094.4615 | 2174622.7885 | 1296884.4136 | 1547052.0098 | 1888762.4456 | 21384584.8448 | 33.49%
| GS Dist - Large | Sch 6 | 1630364.9413 | 1507850.8997 | 1577531.0813 | 1546005.0485 | 1426790.5201 | 1483515.3505 | 1493469.5576 | 1411995.6764 | 1577975.8399 | 1694899.461 | 1298588.883 | 1421909.9948 | 18070897.2541 | 28.3%
| GS Dist - > 1MW | Sch 8 | 468327.2014 | 445191.7261 | 376863.0612 | 458173.5504 | 448857.8323 | 411329.9 | 393988.5773 | 370838.9764 | 370079.8216 | 479999.3319 | 496207.3735 | 485569.1581 | 5205426.5101 | 8.152%
| ST Lighting | Sch 7,11,12 | 6207.6701 | 33224.3978 | 5423.9971 | 5115.7575 | 5134.6174 | 5147.9823 | 4881.8255 | 3813.38 | 3948.2973 | 5081.734 | 23710.0986 | 23667.7572 | 125357.5147 | 0.1963%
| GS Trans | Sch 9 | 1144420.6201 | 959856.4732 | 781647.1282 | 1040638.2647 | 1037532.6441 | 919662.0821 | 804822.5942 | 795955.0036 | 669173.4475 | 987402.9649 | 1123871.0492 | 1079952.5155 | 11344934.7874 | 17.77%
| GS Trans | Sch 22 | 23473.5429 | 4255.3463 | 11720.3007 | 3143.683 | 2956.6093 | 1890.8746 | 931.4446 | 802.3627 | 806.4018 | 7416.6693 | 995.7908 | 1939.8535 | 60332.8797 | 0.09448%
| Irrigation | Sch 10 | 1761.0562 | 2573.5707 | 8627.8678 | 50357.675 | 82772.7781 | 93065.6414 | 89127.7171 | 86408.2238 | 82738.9712 | 34271.0644 | 8490.4153 | 2597.8396 | 542792.8207 | 0.85%
| Traffic Signals | Sch 12 | 1861.5843 | 2008.0485 | 1709.1651 | 1653.5903 | 1411.3678 | 1432.6353 | 1253.5973 | 1122.7408 | 1293.3965 | 1527.7652 | 1488.6888 | 1769.0378 | 18531.6176 | 0.02902%
| Outdoor Lighting | Sch 12 | 1136.2495 | 7365.4579 | 1178.1336 | 1012.5906 | 969.2331 | 1051.172 | 985.6726 | 763.189 | 750.0895 | 991.6688 | 5300.6553 | 5737.2665 | 27241.3784 | 0.04266%
| GS Dist - Small | Sch 23 | 351888.0348 | 370808.2174 | 347982.3714 | 334108.7328 | 373791.4658 | 381233.3274 | 362766.906 | 365788.6031 | 398368.2287 | 327421.9408 | 288983.625 | 328922.4789 | 4232063.9321 | 6.627%
| Customer 1 | Cust 1 | 135656.6148 | 167797.0369 | 143022.6821 | 142176.9244 | 137878.433 | 42146.5695 | 107483.1138 | 101094.8025 | 112175.5094 | 89758.983 | 132153.6079 | 138185.9513 | 1449530.2285 | 2.27%
| Customer 2 | Cust 2 | 40086.8715 | 217616.9508 | 200547.5401 | 200491.4545 | 178155.3358 | 53991.7728 | 47379.7478 | 37580.2102 | 38381.1076 | 178053.6465 | 157683.9523 | 46070.1023 | 1396038.692 | 2.186%
| Total |  | 5550420.7775 | 5564176.3214 | 4978217.8854 | 5108482.0969 | 5336778.2813 | 5476218.1416 | 5394547.2324 | 5405257.63 | 5430313.8995 | 5103709.6433 | 5084526.1496 | 5425084.401 | 63857732.4601 | 100%
| check |  | 0 | 0 | 0 | 0 | 0 | 0 | 0 | 0 | 0 | 0 | 0 | 0 | 0
F96 | Non-Firm Wheeling - Utah Share |  | 391.8331 | 415.5164 | 990.1636 | 699.5539 | 507.3804 | 3372.4266 | 3592.9976 | 2452.651 | 1229.2775 | 640.2091 | 549.2774 | 848.2277 | 15689.5143
Acct 565 - Energy
| Demand = | 0%
| Energy = | 100%
[15 empty] | Allocation | Allocation
| Class | Schedule | [12 empty] | Total | Percent
| Residential | Sch 1 | 124.9828 | 123.5243 | 291.2396 | 223.5761 | 121.3083 | 761.8964 | 1033.9786 | 855.613 | 390.2463 | 189.7378 | 139.072 | 223.754 | 4478.929 | 28.55%
| GS Dist - Large | Sch 6 | 104.0602 | 105.9421 | 289.5342 | 197.3223 | 143.3233 | 961.088 | 1035.7651 | 647.268 | 338.6042 | 200.5731 | 155.2447 | 225.9151 | 4404.6402 | 28.07%
| GS Dist - > 1MW | Sch 8 | 33.8075 | 36.7978 | 78.3888 | 55.1219 | 47.8581 | 327.9712 | 298.8899 | 193.1781 | 100.1315 | 53.5163 | 53.9587 | 83.8875 | 1363.5073 | 8.691%
| ST Lighting | Sch 7,11,12 | 1.3008 | 1.3995 | 4.3153 | 2.8022 | 1.9526 | 12.6812 | 13.006 | 6.9213 | 3.5752 | 2.5498 | 1.9338 | 2.9457 | 55.3834 | 0.353%
| GS Trans | Sch 9 | 81.5824 | 96.3577 | 175.4513 | 120.23 | 117.7813 | 812.9709 | 682.0377 | 427.8474 | 233.802 | 100.5447 | 129.0945 | 212.3254 | 3190.0252 | 20.33%
| GS Trans | Sch 22 | 0.74369 | 1.0934 | 3.4157 | 1.3166 | 0.86115 | 2.8914 | 0.94257 | 0.39875 | 0.19853 | 0.14619 | 0.10737 | 0.75459 | 12.8699 | 0.08203%
| Irrigation | Sch 10 | 0.15416 | 0.13601 | 0.57708 | 1.7318 | 7.0119 | 52.5584 | 75.898 | 52.6616 | 23.9809 | 9.9549 | 2.4022 | 0.76465 | 227.8317 | 1.452%
| Traffic Signals | Sch 12 | 0.1478 | 0.14974 | 0.41066 | 0.26142 | 0.17509 | 1.1328 | 1.1876 | 0.64916 | 0.3346 | 0.23405 | 0.17661 | 0.28169 | 5.1412 | 0.03277%
| Outdoor Lighting | Sch 12 | 0.32086 | 0.34838 | 0.93732 | 0.55466 | 0.36859 | 2.5894 | 2.626 | 1.3852 | 0.6792 | 0.49758 | 0.42002 | 0.66284 | 11.39 | 0.0726%
| GS Dist - Small | Sch 23 | 23.6899 | 24.9563 | 68.9758 | 45.7997 | 30.82 | 200.2085 | 226.7185 | 142.7426 | 74.7681 | 43.4669 | 31.4508 | 47.0551 | 960.6522 | 6.123%
| Customer 1 | Cust 1 | 9.7233 | 10.5873 | 31.9602 | 19.5176 | 15.5774 | 103.4394 | 95.72 | 55.7773 | 28.2031 | 14.1226 | 15.4228 | 21.0684 | 421.1194 | 2.684%
| Customer 2 | Cust 2 | 11.3198 | 14.2239 | 44.9577 | 31.3196 | 20.3426 | 132.9993 | 126.2277 | 68.2085 | 34.7538 | 24.8653 | 19.9939 | 28.8128 | 558.0249 | 3.557%
| Total |  | 391.8331 | 415.5164 | 990.1636 | 699.5539 | 507.3804 | 3372.4266 | 3592.9976 | 2452.651 | 1229.2775 | 640.2091 | 549.2774 | 848.2277 | 15689.5143 | 100%
| check |  | 0 | 0 | 0 | 0 | 0 | 0 | 0 | 0 | 0 | 0 | 0 | 0 | 0

## TransInvest
Transmission Plant Investment to Serve
Rocky Mountain Power
Cost Of Service By Rate Schedule
State of Utah
2017 Protocol (Non Wgt)
12 Months Ended Dec 2017
Transmission Direct Assignments
| A | B | C | D | E | F | G | H | I | J | K
| Customers By | Account | Account | Account | Account | Account | Account | Account | Account | Account | Total
Line | Rate Schedule | 350 | 352 | 353 | 354 | 355 | 356 | 357 | 358 | 359
1 | Sch 9 - Cust 1 | 142188.56 |  |  |  | 344972.17 | 177705.88 | 0 | 0 | 0 | 664866.61
2
3 | Sch 9 - Cust 2 | 27677.18 |  |  |  | 243304.03 | 166805.3 | 0 | 0 | 7375.36 | 445161.87
4
5 | Sch 9 - Cust 3 | 1001.48 |  |  |  | 431.41 | 19629.39 | 0 | 0 | 0 | 21062.28
6
7 | Sch 9 - Cust 4 | 182377.81 |  |  | 995935.07 | 170639.78 | 274444.5 | 0 | 0 | 0 | 1623397.16
8
9 | Sch 9 - Cust 5 | 281005.59 |  |  | 810758.55 | 2617554.69 | 1745566.22 | 0 | 0 | 0 | 5454885.05
10
11 | Sch 9 - Cust 6 | 49744.91 |  |  |  | 150859.34 | 242275.82 | 0 | 0 | 5431.02 | 448311.09
12
13 | Sch 9 - Cust 7 |  |  | 47068.9 |  | 95483.49 | 43830.92 | 0 | 0 | 0 | 186383.31
14
15 | Sch 9 - Cust 8 | 353: 54540.45; 357: 0; 358: 0; 359: 0 | 54540.45
16
17 | Sch 9 - Cust 9 | 355: 139923.25; 356: 100689.2; 357: 0; 358: 0; 359: 0 | 240612.45
18
19 | Sch 9 - Cust 10 | 356: 9857.04; 357: 0; 358: 0; 359: 0 | 9857.04
20
21 | Sch 9 - Cust 11 |  | 480.63 | 103723.92 |  |  | 229867.2 | 0 | 0 | 0 | 334071.75
22
23 | Sch 9 - Cust 12 | 355: 1209.54; 356: 19357.85; 357: 0; 358: 0; 359: 0 | 20567.39
24
25 | Sch 9 - Cust 13 | 3905.14 |  |  |  | 97596.43 | 64942.79 | 0 | 0 | 0 | 166444.36
26
27 | Sch 9 - Cust 14 | 355: 58035.81; 356: 21278.01; 357: 0; 358: 0; 359: 0 | 79313.82
28
29 | Sch 9 - Cust 15 |  |  |  | 23160.53 | 8660.9 | 14562.75 | 0 | 0 | 0 | 46384.18
30
31 | Sch 9 - Cust 16 | 353: 40998.99; 357: 0; 358: 0; 359: 0 | 40998.99
32
33 | Sch 9 - Cust 17 | 353: 41623.76; 357: 0; 358: 0; 359: 0 | 41623.76
34
35 | Total Schedule 09 | 687900.67 | 480.63 | 287956.02 | 1829854.15 | 3928670.84 | 3130812.87 | 0 | 0 | 12806.38 | 9878481.56
36
37 | Special Contract - Cust 1 | 24908.05 | 0 | 0 | 0 | 214552.46 | 104409.86 | 0 | 0 | 0 | 343870.37
38
39 | Total Direct Assignments | 712808.72 | 480.63 | 287956.02 | 1829854.15 | 4143223.3 | 3235222.73 | 0 | 0 | 12806.38 | 10222351.93
4061155.16
30078.27
5160151.37
1553228.04
5268513.45
11981892.86

## DistInvest
Distribution Plant Investment to Serve
Rocky Mountain Power
Cost Of Service By Rate Schedule
State of Utah
2017 Protocol (Non Wgt)
12 Months Ended Dec 2017
Distribution Direct Assignment Summary
A | B | C | D | E | F | G | H | I
|  |  |  | Demand |  | Customer |  | Meters
Total
| FERC | Distribution
Line | Account | Investment | St Lighting | Primary | Secondary | Primary | Secondary
1 | 360 | 37805958.7562 | 0 | 37805958.7562 | 0 | 0 | 0 | 0
2 | 361 | 54453644.1785 | 0 | 54453644.1785 | 0 | 0 | 0 | 0
3 | 362 | 468246219.3623 | 0 | 468246219.3623 | 0 | 0 | 0 | 0
4 | 364 | 374424875.3669 | 4019781 | 369727099.2722 | 677995.0947 | 0 | 0 | 0
5 | 365 | 231823002.4223 | 1702320 | 146841244.3992 | 83279438.0231 | 0 | 0 | 0
6 | 366 | 197327360.3062 | 25971 | 121146879.7426 | 76154509.5635 | 0 | 0 | 0
7 | 367 | 533575622.0054 | 1286359 | 373978563.1716 | 158310699.8338 | 0 | 0 | 0
8 | 368 | 518100945.4715 | 0 | 518100945.4715 | 0 | 0 | 0 | 0
9 | 369 | 296084579.4985 | 0 | 0 | 0 | 0 | 296084579.4985 | 0
10 | 370 | 84870862.1723 | 0 | 0 | 0 | 0 | 0 | 84870862.1723
11 | 371 | 4280466.6154 | 4280466.6154 | 0 | 0 | 0 | 0 | 0
12 | 372 | 0 | 0 | 0 | 0 | 0 | 0 | 0
13 | 373 | 21970455.29 | 21970455.29 | 0 | 0 | 0 | 0 | 0
14
15 | TOTAL | 2822963991.4454 | 33285352.9054 | 2090300554.354 | 318422642.5152 | 0 | 296084579.4985 | 84870862.1723

## Error Check
Macro_Check_Total | 0
"Functional Study" Error Checking |  |  |  |  | Individual Sheet Error Checking
| Function | Production | Transmission | Distribution | Class Summary | 0
| Check | Check | Check | Check | Function Summary | 0
[5 empty] | Generation Summary | 0
Largest Difference | 0 | 0 | 0 | 0 | Transmission Summary | 0
Location (Row) | 0 | 0 | 0 | 0 | Distribution Summary | 0
COS to JAM | 2 |  |  |  | Retail Summary | 0
Summary | 0 | 0 | 0 | 0 | Misc Summary | 0
[5 empty] | Distribution Detail Sheets | 0
[5 empty] | P+T+D+R+M | 0
'Summary' Page |  |  |  |  | Production | 0
Error Check |  |  |  |  | Transmission | 0
Increase |  |  |  |  | Distribution | 0
(Decrease) |  |  |  |  | Retail | 0
to = ROR |  |  |  |  | Misc | 0
[5 empty] | JAM Download | 0.026476
0
Residential Sch 1 | 1.5497e-06 | 1.5497e-06 | -2.3842e-07 | -1.4901e-06
General Large Dist. Sch 6 | 9.5367e-07 | 1.3113e-06 | -2.2352e-07 | -5.6624e-07
General +1 MW Sch 8 | -2.4736e-06 | -2.5481e-06 | -8.7656e-06 | 7.851e-06
Street & Area Lighting Sch. 7,11,12 | 0 | 7.9162e-09 | -1.1642e-09 | -3.6322e-08
General Trans Sch 9 | 0 | 8.3447e-07 | -2.0862e-07 | 0
Sch 22 | -9.6471e-06 | 3.4035e-06 | 9.9934e-06 | -2.2695e-05
Irrigation Sch 10 | 3.3528e-08 | 3.7253e-08 | -6.0536e-09 | -2.8405e-08
Traffic Signals Sch 15 | 1.8626e-09 | 1.3388e-09 | -3.0559e-10 | -5.8208e-10
Outdoor Lighting Sch 15 | 1.8626e-09 | 1.9791e-09 | -5.3842e-10 | 2.4738e-10
General Small Dist. Sch 23 | 2.6822e-07 | 3.2783e-07 | -3.7253e-08 | -2.1234e-07
Industrial Cust 1 | 0 | 1.0431e-07 | -2.0489e-08 | -1.528e-10
Industrial Cust 2 | 0 | 1.0431e-07 | -2.142e-08 | -1.9645e-10
Utah Jurisdiction Normalized | 1.6212e-05 | 0 | -1.6093e-06 | 1.4246e-05
Utah Jurisdiction Normalized | 1.6451e-05