## Table 1
Appendix B
| Table 1 |  |  |  |  | 13 | [86 empty] | 0% | Transmission Deferral %
| Avoided Cost Prices |  |  |  |  | 252 |  |  |  |  | Capacity Contribution | [81 empty] | 750 | Transmission Upgrade Capacity
| QF - Sch37 - UT - Solar F - 10.0 MW and 26.8% CF | [9 empty] | 15.8% | 15.8% | 15.8% | 15.8% | 15.8% | 11.78% | 11.78% | 11.78% | 15.8% | 15.8% | 53.86% | 53.86% | 53.86% | 59.67% | 59.67% | 37.91% | 64.8% | 64.8% | 64.8% | 64.8% | [62 empty] | 0 | Transmission Deferral (MW)
|  |  |  | Total Price @ |  | Capacity Contribution |  |  |  |  | Deferral (Capacity Contribution MW) |  |  | IRP17 Goshen Wind 2 2030 | IRP17 Goshen Wind 2 2033 |  |  |  | IRP17 UT Wind 2030 | IRP17 UT Wind 2036 | IRP17 Yakima Solar2030 | IRP17 Yakima Solar2032 | IRP17 Yakima Solar2033 | IRP17 Utah South Solar T2033 | IRP17 Utah South Solar T2035 | IRP17 Utah South Solar F2035 | IRP17 SOregonCal Solar2030 | IRP17 SOregonCal Solar2031 | IRP17 SOregonCal Solar2032 | IRP17 SOregonCal Solar2033 | Deferral (Nameplate MW) |  |  | IRP17 Goshen Wind 2 2030 | IRP17 Goshen Wind 2 2033 |  |  |  | IRP17 UT Wind 2030 | IRP17 UT Wind 2036 | IRP17 Yakima Solar2030 | IRP17 Yakima Solar2032 | IRP17 Yakima Solar2033 | IRP17 Utah South Solar T2033 | IRP17 Utah South Solar T2035 | IRP17 Utah South Solar F2035 | IRP17 SOregonCal Solar2030 | IRP17 SOregonCal Solar2031 | IRP17 SOregonCal Solar2032 | IRP17 SOregonCal Solar2033 | Resource Cost ($/kw-year) | [19 empty] | Deferred Cost (Millions $/year) | [21 empty] | Resource Cost ($/kw-year) | Deferred Cost (Millions $/year)
|  | Capacity | Energy | 26.82% |  | Type | East | West |  |  | IRP17 Aeolus Wind | IRP17 WYAE WindCDR2021 | IRP17 Dave Johnston Wind | IRP17 Goshen Wind 2 | IRP17 Goshen Wind 2 | IRP17 WallaW Wind | IRP17 Yakima Wind | IRP17 S Oregon Wind | IRP17 UT Wind | IRP17 UT Wind | IRP17 Yakima Solar | IRP17 Yakima Solar | IRP17 Yakima Solar | IRP17 Utah South Solar T | IRP17 Utah South Solar T | IRP17 Utah South Solar F | IRP17 SOregonCal Solar | IRP17 SOregonCal Solar | IRP17 SOregonCal Solar | IRP17 SOregonCal Solar | IRP17 Aeolus Wind | IRP17 WYAE WindCDR2021 | IRP17 Dave Johnston Wind | IRP17 Goshen Wind 2 | IRP17 Goshen Wind 2 | IRP17 WallaW Wind | IRP17 Yakima Wind | IRP17 S Oregon Wind | IRP17 UT Wind | IRP17 UT Wind | IRP17 Yakima Solar | IRP17 Yakima Solar | IRP17 Yakima Solar | IRP17 Utah South Solar T | IRP17 Utah South Solar T | IRP17 Utah South Solar F | IRP17 SOregonCal Solar | IRP17 SOregonCal Solar | IRP17 SOregonCal Solar | IRP17 SOregonCal Solar | IRP17 Aeolus Wind | IRP17 WYAE WindCDR2021 | IRP17 Dave Johnston Wind | IRP17 Goshen Wind 2 2030 | IRP17 Goshen Wind 2 2033 | IRP17 WallaW Wind | IRP17 Yakima Wind | IRP17 S Oregon Wind | IRP17 UT Wind 2030 | IRP17 UT Wind 2036 | IRP17 Yakima Solar2030 | IRP17 Yakima Solar2032 | IRP17 Yakima Solar2033 | IRP17 Utah South Solar T2033 | IRP17 Utah South Solar T2035 | IRP17 Utah South Solar F2035 | IRP17 SOregonCal Solar2030' | IRP17 SOregonCal Solar2031 | IRP17 SOregonCal Solar2032 | IRP17 SOregonCal Solar2033 | IRP17 Aeolus Wind | IRP17 WYAE WindCDR2021 | IRP17 Dave Johnston Wind | IRP17 Goshen Wind 2 2030 | IRP17 Goshen Wind 2 2033 | IRP17 WallaW Wind | IRP17 Yakima Wind | IRP17 S Oregon Wind | IRP17 UT Wind 2030 | IRP17 UT Wind 2036 | IRP17 Yakima Solar2030 | IRP17 Yakima Solar2032 | IRP17 Yakima Solar2033 | IRP17 Utah South Solar T2033 | IRP17 Utah South Solar T2035 | IRP17 Utah South Solar F2035 | IRP17 SOregonCal Solar2030' | IRP17 SOregonCal Solar2031 | IRP17 SOregonCal Solar2032 | IRP17 SOregonCal Solar2033 | Total Capacity Deferral |  | IRP17 Aeolus Trans | IRP17 Aeolus Trans
| Year | Price | Only Price | Capacity Factor
|  | $/kW-yr | $/MWh (2) | $/MWh |  | Wind | 15.8% | 11.78% |  |  | MW |  | MW | MW | MW | MW | MW | MW | MW | MW | MW | MW | MW | MW | MW | MW | MW | MW | MW | MW | MW | MW | MW | MW | MW | MW | MW | MW | MW | MW | MW | MW | MW | MW | MW | MW | MW | MW | MW | MW | $/kw-year | $/kw-year | $/kw-year | $/kw-year |  | $/kw-year | $/kw-year | $/kw-year | $/kw-year |  | $/kw-year | $/kw-year | $/kw-year | $/kw-year | $/kw-year | $/kw-year | $/kw-year | $/kw-year | $/kw-year | $/kw-year | Millions $/year | Millions $/year | Millions $/year | Millions $/year | Millions $/year | Millions $/year | Millions $/year | Millions $/year | Millions $/year | Millions $/year | Millions $/year | Millions $/year | Millions $/year | Millions $/year | Millions $/year | Millions $/year | Millions $/year | Millions $/year | Millions $/year | Millions $/year | Millions $/year |  | $/kw-year | Millions $/year
[6 empty] | Fixed | 37.91% | 53.86%
| 2019 | 0 | 24.8374 | 24.8374 |  | Tracking | 59.67% | 64.8% |  | 2019 | 0 | 0 | 0 | 0 | 0 | 0 | 0 | 0 | 0 | 0 | 0 | 0 | 0 | 0 | 0 | 0 | 0 | 0 | 0 | 0 | 0 | 0 | 0 | 0 | 0 | 0 | 0 | 0 | 0 | 0 | 0 | 0 | 0 | 0 | 0 | 0 | 0 | 0 | 0 | 0 | 38.01 | 38.01 | 41.62 | 39.2 | 39.2 | 39.2 | 39.2 | 39.2 | 39.2 | 39.2 | 19.55 | 19.55 | 19.55 | 20.54 | 20.54 | 19.53 | 20.57 | 20.57 | 20.57 | 20.57 | 0 | 0 | 0 | 0 | 0 | 0 | 0 | 0 | 0 | 0 | 0 | 0 | 0 | 0 | 0 | 0 | 0 | 0 | 0 | 0 | 0 | 2019 | 0 | 0
| 2020 | 0 | 19.383 | 19.383 |  | Gas | 100% | 100% |  | 2020 | 0 | 0 | 0 | 0 | 0 | 0 | 0 | 0 | 0 | 0 | 0 | 0 | 0 | 0 | 0 | 0 | 0 | 0 | 0 | 0 | 0 | 0 | 0 | 0 | 0 | 0 | 0 | 0 | 0 | 0 | 0 | 0 | 0 | 0 | 0 | 0 | 0 | 0 | 0 | 0 | -0.91 | 38.85 | 42.52 | 40.06 | 40.06 | 40.06 | 40.06 | 40.06 | 40.06 | 40.06 | 19.98 | 19.98 | 19.98 | 20.99 | 20.99 | 19.96 | 21.02 | 21.02 | 21.02 | 21.02 | 0 | 0 | 0 | 0 | 0 | 0 | 0 | 0 | 0 | 0 | 0 | 0 | 0 | 0 | 0 | 0 | 0 | 0 | 0 | 0 | 0 | 2020 | 7.925 | 0
| 2021 | 0 | 17.1731 | 17.1731 |  | Hydro | 100% | 100% |  | 2021 | 0 | 0 | 0 | 0 | 0 | 0 | 0 | 0 | 0 | 0 | 0 | 0 | 0 | 0 | 0 | 0 | 0 | 0 | 0 | 0 | 0 | 0 | 0 | 0 | 0 | 0 | 0 | 0 | 0 | 0 | 0 | 0 | 0 | 0 | 0 | 0 | 0 | 0 | 0 | 0 | -7.39 | -9.29 | 43.55 | 41.02 | 41.02 | 41.02 | 41.02 | 41.02 | 41.02 | 41.02 | 20.46 | 20.46 | 20.46 | 21.49 | 21.49 | 20.44 | 21.52 | 21.52 | 21.52 | 21.52 | 0 | 0 | 0 | 0 | 0 | 0 | 0 | 0 | 0 | 0 | 0 | 0 | 0 | 0 | 0 | 0 | 0 | 0 | 0 | 0 | 0 | 2021 | 48.591 | 0
| 2022 | 0 | 16.1106 | 16.1106 | [5 empty] | 2022 | 0 | 0 | 0 | 0 | 0 | 0 | 0 | 0 | 0 | 0 | 0 | 0 | 0 | 0 | 0 | 0 | 0 | 0 | 0 | 0 | 0 | 0 | 0 | 0 | 0 | 0 | 0 | 0 | 0 | 0 | 0 | 0 | 0 | 0 | 0 | 0 | 0 | 0 | 0 | 0 | -4.75 | -6.7 | 44.6 | 42 | 42 | 42 | 42 | 42 | 42 | 42 | 20.95 | 20.95 | 20.95 | 22.01 | 22.01 | 20.93 | 22.04 | 22.04 | 22.04 | 22.04 | 0 | 0 | 0 | 0 | 0 | 0 | 0 | 0 | 0 | 0 | 0 | 0 | 0 | 0 | 0 | 0 | 0 | 0 | 0 | 0 | 0 | 2022 | 49.76 | 0
| 2023 | 0 | 14.9356 | 14.9356 | [5 empty] | 2023 | 0 | 0 | 0 | 0 | 0 | 0 | 0 | 0 | 0 | 0 | 0 | 0 | 0 | 0 | 0 | 0 | 0 | 0 | 0 | 0 | 0 | 0 | 0 | 0 | 0 | 0 | 0 | 0 | 0 | 0 | 0 | 0 | 0 | 0 | 0 | 0 | 0 | 0 | 0 | 0 | -6.53 | -8.53 | 45.69 | 43.01 | 43.01 | 43.01 | 43.01 | 43.01 | 43.01 | 43.01 | 21.45 | 21.45 | 21.45 | 22.54 | 22.54 | 21.43 | 22.57 | 22.57 | 22.57 | 22.57 | 0 | 0 | 0 | 0 | 0 | 0 | 0 | 0 | 0 | 0 | 0 | 0 | 0 | 0 | 0 | 0 | 0 | 0 | 0 | 0 | 0 | 2023 | 50.95 | 0
| 2024 | 0 | 20.8733 | 20.8733 | [5 empty] | 2024 | 0 | 0 | 0 | 0 | 0 | 0 | 0 | 0 | 0 | 0 | 0 | 0 | 0 | 0 | 0 | 0 | 0 | 0 | 0 | 0 | 0 | 0 | 0 | 0 | 0 | 0 | 0 | 0 | 0 | 0 | 0 | 0 | 0 | 0 | 0 | 0 | 0 | 0 | 0 | 0 | -3.78 | -5.83 | 46.79 | 44.04 | 44.04 | 44.04 | 44.04 | 44.04 | 44.04 | 44.04 | 21.96 | 21.96 | 21.96 | 23.08 | 23.08 | 21.94 | 23.11 | 23.11 | 23.11 | 23.11 | 0 | 0 | 0 | 0 | 0 | 0 | 0 | 0 | 0 | 0 | 0 | 0 | 0 | 0 | 0 | 0 | 0 | 0 | 0 | 0 | 0 | 2024 | 52.17 | 0
| 2025 | 0 | 22.5337 | 22.5337 | [5 empty] | 2025 | 0 | 0 | 0 | 0 | 0 | 0 | 0 | 0 | 0 | 0 | 0 | 0 | 0 | 0 | 0 | 0 | 0 | 0 | 0 | 0 | 0 | 0 | 0 | 0 | 0 | 0 | 0 | 0 | 0 | 0 | 0 | 0 | 0 | 0 | 0 | 0 | 0 | 0 | 0 | 0 | -5.59 | -7.69 | 47.87 | 45.05 | 45.05 | 45.05 | 45.05 | 45.05 | 45.05 | 45.05 | 22.47 | 22.47 | 22.47 | 23.61 | 23.61 | 22.44 | 23.64 | 23.64 | 23.64 | 23.64 | 0 | 0 | 0 | 0 | 0 | 0 | 0 | 0 | 0 | 0 | 0 | 0 | 0 | 0 | 0 | 0 | 0 | 0 | 0 | 0 | 0 | 2025 | 53.37 | 0
| 2026 | 0 | 23.384 | 23.384 | [5 empty] | 2026 | 0 | 0 | 0 | 0 | 0 | 0 | 0 | 0 | 0 | 0 | 0 | 0 | 0 | 0 | 0 | 0 | 0 | 0 | 0 | 0 | 0 | 0 | 0 | 0 | 0 | 0 | 0 | 0 | 0 | 0 | 0 | 0 | 0 | 0 | 0 | 0 | 0 | 0 | 0 | 0 | -2.82 | -4.97 | 48.98 | 46.09 | 46.09 | 46.09 | 46.09 | 46.09 | 46.09 | 46.09 | 22.99 | 22.99 | 22.99 | 24.15 | 24.15 | 22.96 | 24.18 | 24.18 | 24.18 | 24.18 | 0 | 0 | 0 | 0 | 0 | 0 | 0 | 0 | 0 | 0 | 0 | 0 | 0 | 0 | 0 | 0 | 0 | 0 | 0 | 0 | 0 | 2026 | 54.6 | 0
| 2027 | 0 | 23.614 | 23.614 | [5 empty] | 2027 | 0 | 0 | 0 | 0 | 0 | 0 | 0 | 0 | 0 | 0 | 0 | 0 | 0 | 0 | 0 | 0 | 0 | 0 | 0 | 0 | 0 | 0 | 0 | 0 | 0 | 0 | 0 | 0 | 0 | 0 | 0 | 0 | 0 | 0 | 0 | 0 | 0 | 0 | 0 | 0 | -4.48 | -6.68 | 50.12 | 47.15 | 47.15 | 47.15 | 47.15 | 47.15 | 47.15 | 47.15 | 23.52 | 23.52 | 23.52 | 24.71 | 24.71 | 23.49 | 24.74 | 24.74 | 24.74 | 24.74 | 0 | 0 | 0 | 0 | 0 | 0 | 0 | 0 | 0 | 0 | 0 | 0 | 0 | 0 | 0 | 0 | 0 | 0 | 0 | 0 | 0 | 2027 | 55.86 | 0
| 2028 | 0 | 28.074 | 28.074 | [5 empty] | 2028 | 0 | 0 | 0 | 0 | 0 | 0 | 0 | 0 | 0 | 0 | 0 | 0 | 0 | 0 | 0 | 0 | 0 | 0 | 0 | 0 | 0 | 0 | 0 | 0 | 0 | 0 | 0 | 0 | 0 | 0 | 0 | 0 | 0 | 0 | 0 | 0 | 0 | 0 | 0 | 0 | -1.46 | -3.71 | 51.32 | 48.28 | 48.28 | 48.28 | 48.28 | 48.28 | 48.28 | 48.28 | 24.08 | 24.08 | 24.08 | 25.3 | 25.3 | 24.05 | 25.33 | 25.33 | 25.33 | 25.33 | 0 | 0 | 0 | 0 | 0 | 0 | 0 | 0 | 0 | 0 | 0 | 0 | 0 | 0 | 0 | 0 | 0 | 0 | 0 | 0 | 0 | 2028 | 57.2 | 0
| 2029 | 0 | 31.0509 | 31.0509 | [5 empty] | 2029 | 0 | 0 | 0 | 0 | 0 | 0 | 0 | 0 | 0 | 0 | 0 | 0 | 0 | 0 | 0 | 0 | 0 | 0 | 0 | 0 | 0 | 0 | 0 | 0 | 0 | 0 | 0 | 0 | 0 | 0 | 0 | 0 | 0 | 0 | 0 | 0 | 0 | 0 | 0 | 0 | -2.85 | -5.16 | 52.55 | 49.44 | 49.44 | 49.44 | 49.44 | 49.44 | 49.44 | 49.44 | 24.66 | 24.66 | 24.66 | 25.91 | 25.91 | 24.63 | 25.94 | 25.94 | 25.94 | 25.94 | 0 | 0 | 0 | 0 | 0 | 0 | 0 | 0 | 0 | 0 | 0 | 0 | 0 | 0 | 0 | 0 | 0 | 0 | 0 | 0 | 0 | 2029 | 58.57 | 0
| 2030 | 78.1046 | 15.2205 | 50.3464 | [5 empty] | 2030 | 0 | 0 | 0 | 0 | 0 | 0 | 0 | 0 | 0 | 0 | 3.5867 | 0 | 0 | 0 | 0 | 0 | 0 | 0 | 0 | 0 | 0 | 0 | 0 | 0 | 0 | 0 | 0 | 0 | 0 | 0 | 6.6591 | 0 | 0 | 0 | 0 | 0 | 0 | 0 | 0 | 0 | 18.97 | -6.68 | 149.93 | 150.82 | 50.58 | 50.58 | 50.58 | 50.58 | 146.64 | 50.58 | 117.29 | 25.23 | 25.23 | 26.51 | 26.51 | 25.2 | 120.37 | 26.54 | 26.54 | 26.54 | 0 | 0 | 0 | 0 | 0 | 0 | 0 | 0 | 0 | 0 | 0.78105 | 0 | 0 | 0 | 0 | 0 | 0 | 0 | 0 | 0 | 0.78105 | 2030 | 59.92 | 0
| 2031 | 79.8959 | 15.4381 | 51.5502 | [5 empty] | 2031 | 0 | 0 | 0 | 0 | 0 | 0 | 0 | 0 | 0 | 0 | 0 | 0 | 0 | 0 | 0 | 0 | 0 | 0 | 0 | 0 | 0 | 0 | 0 | 0 | 0 | 0 | 0 | 0 | 0 | 0 | 0 | 0 | 0 | 0 | 0 | 0 | 0 | 0 | 0 | 0 | 138.53 | 136.11 | 153.38 | 154.29 | 51.74 | 51.74 | 51.74 | 51.74 | 150.01 | 51.74 | 119.98 | 25.81 | 25.81 | 27.12 | 27.12 | 25.78 | 123.13 | 120.44 | 27.15 | 27.15 | 0 | 0 | 0 | 0 | 0 | 0 | 0 | 0 | 0 | 0 | 0.79896 | 0 | 0 | 0 | 0 | 0 | 0 | 0 | 0 | 0 | 0.79896 | 2031 | 61.3 | 0
| 2032 | 81.7338 | 16.2508 | 53.2547 | [5 empty] | 2032 | 0 | 0 | 0 | 0 | 0 | 0 | 0 | 0 | 0 | 0 | 0 | 0 | 0 | 0 | 0 | 0 | 0 | 0 | 0 | 0 | 0 | 0 | 0 | 0 | 0 | 0 | 0 | 0 | 0 | 0 | 0 | 0 | 0 | 0 | 0 | 0 | 0 | 0 | 0 | 0 | 141.73 | 139.26 | 156.9 | 157.84 | 52.93 | 52.93 | 52.93 | 52.93 | 153.46 | 52.93 | 122.74 | 117.41 | 26.4 | 27.74 | 27.74 | 26.37 | 125.96 | 123.21 | 120.53 | 27.77 | 0 | 0 | 0 | 0 | 0 | 0 | 0 | 0 | 0 | 0 | 0.81734 | 0 | 0 | 0 | 0 | 0 | 0 | 0 | 0 | 0 | 0.81734 | 2032 | 62.71 | 0
| 2033 | 83.6183 | 13.2405 | 51.4158 | [5 empty] | 2033 | 0 | 0 | 0 | 0 | 0 | 0 | 0 | 0 | 0 | 0 | 0 | 0 | 0 | 0 | 0 | 0 | 0 | 0 | 0 | 0 | 0 | 0 | 0 | 0 | 0 | 0 | 0 | 0 | 0 | 0 | 0 | 0 | 0 | 0 | 0 | 0 | 0 | 0 | 0 | 0 | 145 | 142.47 | 160.5 | 161.47 | 155.06 | 54.15 | 54.15 | 54.15 | 156.99 | 54.15 | 125.57 | 120.11 | 117.5 | 118.38 | 28.38 | 26.98 | 128.86 | 126.05 | 123.3 | 120.64 | 0 | 0 | 0 | 0 | 0 | 0 | 0 | 0 | 0 | 0 | 0.83618 | 0 | 0 | 0 | 0 | 0 | 0 | 0 | 0 | 0 | 0.83618 | 2033 | 64.15 | 0
| 2034 | 85.5428 | 13.6294 | 52.8795 | [5 empty] | 2034 | 0 | 0 | 0 | 0 | 0 | 0 | 0 | 0 | 0 | 0 | 0 | 0 | 0 | 0 | 0 | 0 | 0 | 0 | 0 | 0 | 0 | 0 | 0 | 0 | 0 | 0 | 0 | 0 | 0 | 0 | 0 | 0 | 0 | 0 | 0 | 0 | 0 | 0 | 0 | 0 | 148.34 | 145.75 | 164.19 | 165.19 | 158.63 | 55.4 | 55.4 | 55.4 | 160.61 | 55.4 | 128.46 | 122.87 | 120.2 | 121.1 | 29.03 | 27.6 | 131.82 | 128.95 | 126.13 | 123.41 | 0 | 0 | 0 | 0 | 0 | 0 | 0 | 0 | 0 | 0 | 0.85543 | 0 | 0 | 0 | 0 | 0 | 0 | 0 | 0 | 0 | 0.85543 | 2034 | 65.63 | 0
| 2035 | 87.4273 | 18.8266 | 59.143 | [5 empty] | 2035 | 0 | 0 | 0 | 0 | 0 | 0 | 0 | 0 | 0 | 0 | 0 | 0 | 0 | 0 | 0 | 0 | 0 | 0 | 0 | 0 | 0 | 0 | 0 | 0 | 0 | 0 | 0 | 0 | 0 | 0 | 0 | 0 | 0 | 0 | 0 | 0 | 0 | 0 | 0 | 0 | 151.61 | 148.96 | 167.81 | 168.83 | 162.12 | 157.34 | 157.34 | 155.9 | 164.14 | 56.62 | 131.29 | 125.58 | 122.85 | 123.77 | 118.65 | 115.37 | 134.72 | 131.79 | 128.91 | 126.13 | 0 | 0 | 0 | 0 | 0 | 0 | 0 | 0 | 0 | 0 | 0.87427 | 0 | 0 | 0 | 0 | 0 | 0 | 0 | 0 | 0 | 0.87427 | 2035 | 67.07 | 0
| 2036 | 89.3518 | 19.2592 | 60.5314 | [5 empty] | 2036 | 0 | 0 | 0 | 0 | 0 | 0 | 0 | 0 | 0 | 0 | 0 | 0 | 0 | 0 | 0 | 0 | 0 | 0 | 0 | 0 | 0 | 0 | 0 | 0 | 0 | 0 | 0 | 0 | 0 | 0 | 0 | 0 | 0 | 0 | 0 | 0 | 0 | 0 | 0 | 0 | 154.95 | 152.24 | 171.5 | 172.55 | 165.69 | 160.81 | 160.81 | 159.33 | 167.76 | 155.2 | 134.18 | 128.34 | 125.55 | 126.49 | 121.26 | 117.91 | 137.68 | 134.69 | 131.74 | 128.9 | 0 | 0 | 0 | 0 | 0 | 0 | 0 | 0 | 0 | 0 | 0.89352 | 0 | 0 | 0 | 0 | 0 | 0 | 0 | 0 | 0 | 0.89352 | 2036 | 68.55 | 0
| 2037 | 91.3162 | 19.7061 | 61.984 | [5 empty] | 2037 | 0 | 0 | 0 | 0 | 0 | 0 | 0 | 0 | 0 | 0 | 0 | 0 | 0 | 0 | 0 | 0 | 0 | 0 | 0 | 0 | 0 | 0 | 0 | 0 | 0 | 0 | 0 | 0 | 0 | 0 | 0 | 0 | 0 | 0 | 0 | 0 | 0 | 0 | 0 | 0 | 158.35 | 155.58 | 175.26 | 176.34 | 169.33 | 164.34 | 164.34 | 162.83 | 171.45 | 158.62 | 137.13 | 131.16 | 128.31 | 129.28 | 123.93 | 120.5 | 140.71 | 137.66 | 134.64 | 131.74 | 0 | 0 | 0 | 0 | 0 | 0 | 0 | 0 | 0 | 0 | 0.91316 | 0 | 0 | 0 | 0 | 0 | 0 | 0 | 0 | 0 | 0.91316 | 2037 | 70.06 | 0
| 2038 | 93.4205 | 20.1594 | 63.4115 | [5 empty] | 2038 | 0 | 0 | 0 | 0 | 0 | 0 | 0 | 0 | 0 | 0 | 0 | 0 | 0 | 0 | 0 | 0 | 0 | 0 | 0 | 0 | 0 | 0 | 0 | 0 | 0 | 0 | 0 | 0 | 0 | 0 | 0 | 0 | 0 | 0 | 0 | 0 | 0 | 0 | 0 | 0 | 161.99 | 159.16 | 179.28 | 180.4 | 173.22 | 168.12 | 168.12 | 166.57 | 175.39 | 162.27 | 140.29 | 134.18 | 131.26 | 132.25 | 126.78 | 123.27 | 143.94 | 140.82 | 137.73 | 134.77 | 0 | 0 | 0 | 0 | 0 | 0 | 0 | 0 | 0 | 0 | 0.9342 | 0 | 0 | 0 | 0 | 0 | 0 | 0 | 0 | 0 | 0.9342 | 2038 | 71.67 | 0
| 2039 | 95.5647 | #DIV/0! | #DIV/0! | [5 empty] | 2039 | 0 | 0 | 0 | 0 | 0 | 0 | 0 | 0 | 0 | 0 | 0 | 0 | 0 | 0 | 0 | 0 | 0 | 0 | 0 | 0 | 0 | 0 | 0 | 0 | 0 | 0 | 0 | 0 | 0 | 0 | 0 | 0 | 0 | 0 | 0 | 0 | 0 | 0 | 0 | 0 | 165.71 | 162.82 | 183.39 | 184.55 | 177.2 | 171.99 | 171.99 | 170.4 | 179.42 | 166 | 143.51 | 137.26 | 134.28 | 135.29 | 129.7 | 126.1 | 147.25 | 144.06 | 140.9 | 137.87 | 0 | 0 | 0 | 0 |  | 0 | 0 | 0 | 0 | 0 | 0.95565 | 0 | 0 | 0 | 0 | 0 | 0 | 0 | 0 | 0 | 0.95565 | 2039 | 73.32 | 0
| 2040 | 97.7622 | #DIV/0! | #DIV/0! | [5 empty] | 2040 | 0 | 0 | 0 | 0 | 0 | 0 | 0 | 0 | 0 | 0 | 0 | 0 | 0 | 0 | 0 | 0 | 0 | 0 | 0 | 0 | 0 | 0 | 0 | 0 | 0 | 0 | 0 | 0 | 0 | 0 | 0 | 0 | 0 | 0 | 0 | 0 | 0 | 0 | 0 | 0 | 169.51 | 166.55 | 187.6 | 188.79 | 181.27 | 175.94 | 175.94 | 174.32 | 183.54 | 169.81 | 146.81 | 140.42 | 137.37 | 138.41 | 132.69 | 129 | 150.64 | 147.38 | 144.14 | 141.04 | 0 | 0 | 0 | 0 |  | 0 | 0 | 0 | 0 | 0 | 0.97762 | 0 | 0 | 0 | 0 | 0 | 0 | 0 | 0 | 0 | 0.97762 | 2040 | 75.01 | 0
[9 empty] | Year of deferral |  |  |  |  | 2030 | 2033 |  |  |  | 2030 | 2036 | 2030 | 2032 | 2033 | 2033 | 2035 | 2035 | 2030 | 2031 | 2032 | 2033
15 Year Starting 2020 | [8 empty] | if Defferred 1 |  |  |  |  | 0 | 0 |  |  |  | 0 | 0 | 1 | 0 | 0 | 0 | 0 | 0 | 0 | 0 | 0 | 0
| 15 year Levelized Prices (Nominal) @ 6.91% Discount Rate (1) (3) |  |  |  | Discount Rate - 2017 IRP Update
| $/kW | 19.3802 | 19.4827 | 27.731 | 6.91%
$/MWh
Footnotes:
(1) Discount Rate - 2017 IRP Update
(2) 'Energy Only' is the GRID calculated costs and includes some capacity costs.
TRUE
10
2020

## Table 2
Appendix B
Table 2
Avoided Energy Costs - Scheduled Hours ($/MWh)
QF - Sch37 - UT - Solar F - 10.0 MW and 26.8% CF
|  | Winter Season |  |  |  |  | Summer Season |  |  |  | Winter Season
Year | Annual | Jan | Feb | Mar | Apr | May | Jun | Jul | Aug | Sep | Oct | Nov | Dec
Energy Only
2019 | 24.8374 | 20.5565 | 50.3222 | 22.6106 | 15.6192 | 14.0527 | 18.6153 | 39.489 | 41.9186 | 23.8051 | 16.2934 | 15.3891 | 22.5431
2020 | 19.383 | 17.3297 | 17.5257 | 15.5689 | 13.6274 | 13.9956 | 17.0468 | 31.5482 | 32.3835 | 23.0265 | 15.5845 | 14.2315 | 17.064
2021 | 17.1731 | 14.3693 | 14.0036 | 14.8203 | 12.6248 | 13.9781 | 15.2315 | 30.8191 | 26.2033 | 17.8423 | 13.6679 | 13.1479 | 15.876
2022 | 16.1106 | 13.6608 | 12.9593 | 12.4247 | 11.3757 | 12.8282 | 14.1095 | 32.3581 | 25.8995 | 14.3002 | 13.7006 | 12.6474 | 13.2465
2023 | 14.9356 | -15.8927 | 13.7937 | 13.2725 | 12.4993 | 13.2189 | 13.6833 | 33.1029 | 28.02 | 14.4755 | 14.4319 | 14.2778 | 14.4457
2024 | 20.8733 | 17.5163 | 16.5334 | 15.6049 | 13.4708 | 14.9384 | 19.3079 | 38.3195 | 35.4517 | 19.5505 | 18.4266 | 17.3019 | 20.3167
2025 | 22.5337 | 18.5562 | 17.5958 | 15.4068 | 15.1061 | 15.9554 | 20.7177 | 40.0435 | 40.7843 | 20.6588 | 19.8759 | 19.6229 | 21.6254
2026 | 23.384 | 18.6852 | 18.4174 | 17.4852 | 16.1983 | 16.3701 | 21.8027 | 43.6713 | 40.0977 | 20.4669 | 20.4428 | 20.0956 | 22.2236
2027 | 23.614 | 19.2645 | 19.0578 | 18.3295 | 16.227 | 16.2073 | 22.704 | 42.6798 | 38.7665 | 21.053 | 20.9913 | 21.0915 | 23.0231
2028 | 28.074 | 21.7625 | 20.8904 | 19.0013 | 18.1834 | 18.9392 | 27.2049 | 53.1062 | 54.4528 | 25.3064 | 22.0952 | 22.7155 | 26.4091
2029 | 31.0509 | 25.4838 | 23.7095 | 21.0642 | 19.6082 | 19.9792 | 28.4709 | 54.3564 | 65.5614 | 28.3863 | 24.6817 | 24.8805 | 28.8319
2030 | 15.2205 | 12.9628 | 9.6726 | 12.481 | 10.4938 | 12.154 | 15.2479 | 13.1075 | 26.1793 | 18.3389 | 20.687 | 12.043 | 15.9952
2031 | 15.4381 | 13.6972 | 10.0379 | 12.9562 | 12.5449 | 12.448 | 14.6956 | 11.74 | 27.5936 | 20.6859 | 18.1051 | 11.9392 | 15.1923
2032 | 16.2508 | 12.5006 | 10.0959 | 12.9244 | 12.5579 | 15.2055 | 16.4177 | 13.1031 | 29.2764 | 20.1073 | 19.8235 | 12.7076 | 15.8192
2033 | 13.2405 | 9.9064 | 5.48 | 8.7505 | 8.9506 | 11.1446 | 14.074 | 14.8999 | 28.2789 | 14.3754 | 15.6345 | 8.9282 | 13.3113
2034 | 13.6294 | 9.8063 | 6.8309 | 9.3323 | 9.0599 | 10.4172 | 12.7904 | 13.689 | 33.0604 | 14.714 | 15.418 | 9.3734 | 14.1431
2035 | 18.8266 | 11.839 | 9.1885 | 10.7387 | 8.7073 | 15.5609 | 18.3814 | 30.0658 | 48.5175 | 17.5812 | 19.6731 | 11.6087 | 14.1953
2036 | 19.2592 | 11.0954 | 9.5045 | 15.3452 | 11.2169 | 15.1806 | 17.1277 | 27.675 | 39.0774 | 22.8596 | 24.6718 | 14.8291 | 13.9304
|  | 31 | 28 | 31 | 30 | 31 | 30 | 31 | 31 | 30 | 31 | 30 | 31

## Table 4
Appendix B
Table 4
Burnertip Natural Gas Price Forecast |  |  |  | Quote Date
QF - Sch37 - UT - Solar F - 10.0 MW and 26.8% CF |  |  |  | 2019-03-29
PacifiCorp
| Delivered | Delivered | Delivered
Year | IRP - Utah Greenfield | IRP West Side | IRP - Wyo NE
| Fuel Cost | Fuel Cost | Fuel Cost
2016 | 2.32 | 2.3 | 2.35
2017 | 2.65 | 3.31 | 2.66 |  | IRP - Utah Greenfield | IRP West Side | IRP - Wyo NE |  |  | IRP West Side
2018 | 2.59 | 3.23 | 2.6 | Peak Type: | Delivered | Delivered | Delivered | Year | IRP - Utah Greenfield | West Side | IRP - Wyo NE
2019 | 2.75 | 4.37 | 2.43 | 2016-01-01 | 2.2764 | 2.3749 | 2.2758 | 2016 | 47 | 43 | 46
2020 | 2.37 | 2.33 | 2.17 | 2016-02-01 | 1.8452 | 1.7746 | 1.829 | 2016
2021 | 2.25 | 2.14 | 2.13 | 2016-03-01 | 1.5254 | 1.4851 | 1.5765 | 2016
2022 | 2.36 | 2.28 | 2.24 | 2016-04-01 | 1.691 | 1.4974 | 1.7513 | 2016
2023 | 2.53 | 2.49 | 2.41 | 2016-05-01 | 1.731 | 1.5719 | 1.8005 | 2016
2024 | 2.82 | 2.84 | 2.7 | 2016-06-01 | 2.3388 | 2.1751 | 2.3648 | 2016
2025 | 3.19 | 3.18 | 3.06 | 2016-07-01 | 2.581 | 2.5038 | 2.6063 | 2016
2026 | 3.42 | 3.44 | 3.29 | 2016-08-01 | 2.6354 | 2.6478 | 2.6356 | 2016
2027 | 3.56 | 3.6 | 3.44 | 2016-09-01 | 2.7123 | 2.7715 | 2.7682 | 2016
2028 | 3.8 | 3.86 | 3.67 | 2016-10-01 | 2.6863 | 2.6942 | 2.75 | 2016
2029 | 3.94 | 4.02 | 3.81 | 2016-11-01 | 2.2696 | 2.2677 | 2.3067 | 2016
2030 | 4.1 | 4.16 | 3.96 | 2016-12-01 | 3.5124 | 3.8168 | 3.5519 | 2016
2031 | 4.4 | 4.45 | 4.27 | 2017-01-01 | 2.9366 | 2.8136 | 3.0827 | 2017
2032 | 4.65 | 4.68 | 4.51 | 2017-02-01 | 2.2425 | 2.2559 | 2.2491 | 2017
2033 | 5.04 | 5.03 | 4.89 | 2017-03-01 | 2.1137 | 2.1844 | 2.1613 | 2017
2034 | 5.19 | 5.17 | 5.05 | 2017-04-01 | 1.9777 | 2.0226 | 2.0695 | 2017
2035 | 5.35 | 5.27 | 5.2 | 2017-05-01 | 1.7832 | 1.5708 | 1.8795 | 2017
2036 | 5.47 | 5.35 | 5.32 | 2017-06-01 | 2.8755 | 2.8529 | 2.9027 | 2017
2037 | 5.87 | 5.76 | 5.72 | 2017-07-01 | 2.4216 | 2.3536 | 2.4675 | 2017
2038 | 6.15 | 6.01 | 6 | 2017-08-01 | 2.4788 | 2.5402 | 2.4625 | 2017
2039 | 6.4 | 6.25 | 6.25 | 2017-09-01 | 2.2195 | 2.3919 | 2.2245 | 2017
2040 | 6.63 | 6.49 | 6.47 | 2017-10-01 | 2.9129 | 4.6219 | 2.9276 | 2017
2041 | 6.86 | 6.75 | 6.7 | 2017-11-01 | 3.9745 | 8.668 | 3.8703 | 2017
2042 | 4.89 | 4.8 | 4.78 | 2017-12-01 | 3.9079 | 5.4439 | 3.5769 | 2017
|  |  |  | 2018-01-01 | 2.9366 | 2.8136 | 3.0827 | 2018
|  |  |  | 2018-02-01 | 2.2425 | 2.2559 | 2.2491 | 2018
|  |  |  | 2018-03-01 | 2.1137 | 2.1844 | 2.1613 | 2018
Official Forward Price Curve Forecast dated Mar 29, 2019 |  |  |  | 2018-04-01 | 1.9777 | 2.0226 | 2.0695 | 2018
|  |  |  | 2018-05-01 | 1.7832 | 1.5708 | 1.8795 | 2018
|  |  |  | 2018-06-01 | 2.1433 | 1.848 | 2.2526 | 2018
|  |  |  | 2018-07-01 | 2.4216 | 2.3536 | 2.4675 | 2018
|  |  |  | 2018-08-01 | 2.4788 | 2.5402 | 2.4625 | 2018
|  |  |  | 2018-09-01 | 2.2195 | 2.3919 | 2.2245 | 2018
|  |  |  | 2018-10-01 | 2.9129 | 4.6219 | 2.9276 | 2018
|  |  |  | 2018-11-01 | 3.9745 | 8.668 | 3.8703 | 2018
|  |  |  | 2018-12-01 | 3.9079 | 5.4439 | 3.5769 | 2018
|  |  |  | 2019-01-01 | 3.1877 | 3.6245 | 2.9303 | 2019
|  |  |  | 2019-02-01 | 4.6376 | 13.2487 | 2.6294 | 2019
|  |  |  | 2019-03-01 | 2.8841 | 13.1476 | 3.1562 | 2019
|  |  |  | 2019-04-01 | 2.5387 | 2.4228 | 2.4534 | 2019
|  |  |  | 2019-05-01 | 2.0388 | 1.9718 | 1.951 | 2019
|  |  |  | 2019-06-01 | 2.1159 | 1.9935 | 2.0223 | 2019
|  |  |  | 2019-07-01 | 2.5357 | 2.4527 | 2.3174 | 2019
|  |  |  | 2019-08-01 | 2.6979 | 2.577 | 2.3876 | 2019
|  |  |  | 2019-09-01 | 2.448 | 2.4512 | 2.2883 | 2019
|  |  |  | 2019-10-01 | 2.3922 | 2.2499 | 2.2205 | 2019
|  |  |  | 2019-11-01 | 2.5838 | 2.8359 | 2.2195 | 2019
|  |  |  | 2019-12-01 | 2.924 | 3.4047 | 2.5487 | 2019
|  |  |  | 2020-01-01 | 3.0173 | 3.3731 | 2.6185 | 2020
|  |  |  | 2020-02-01 | 2.8976 | 3.0943 | 2.4925 | 2020
|  |  |  | 2020-03-01 | 2.5144 | 2.7268 | 2.2235 | 2020
|  |  |  | 2020-04-01 | 2.0824 | 1.8098 | 1.954 | 2020
|  |  |  | 2020-05-01 | 2.0292 | 1.7387 | 1.8963 | 2020
|  |  |  | 2020-06-01 | 2.0586 | 1.7745 | 1.9355 | 2020
|  |  |  | 2020-07-01 | 2.2761 | 2.0601 | 2.1006 | 2020
|  |  |  | 2020-08-01 | 2.2827 | 2.0785 | 2.1046 | 2020
|  |  |  | 2020-09-01 | 2.2538 | 2.071 | 2.0885 | 2020
|  |  |  | 2020-10-01 | 2.1646 | 1.9902 | 2.0855 | 2020
|  |  |  | 2020-11-01 | 2.2705 | 2.4531 | 2.1302 | 2020
|  |  |  | 2020-12-01 | 2.5569 | 2.8227 | 2.3886 | 2020
|  |  |  | 2021-01-01 | 2.6817 | 2.8251 | 2.5146 | 2021
|  |  |  | 2021-02-01 | 2.6056 | 2.6355 | 2.4945 | 2021
|  |  |  | 2021-03-01 | 2.3009 | 2.3314 | 2.1854 | 2021
|  |  |  | 2021-04-01 | 1.9942 | 1.7528 | 1.9545 | 2021
|  |  |  | 2021-05-01 | 1.9593 | 1.6969 | 1.8396 | 2021
|  |  |  | 2021-06-01 | 1.9937 | 1.7328 | 1.8913 | 2021
|  |  |  | 2021-07-01 | 2.1818 | 1.8887 | 2.0148 | 2021
|  |  |  | 2021-08-01 | 2.1945 | 1.9152 | 2.0248 | 2021
|  |  |  | 2021-09-01 | 2.1767 | 1.9204 | 2.0373 | 2021
|  |  |  | 2021-10-01 | 2.1321 | 1.9557 | 2.0534 | 2021
|  |  |  | 2021-11-01 | 2.2538 | 2.3713 | 2.1463 | 2021
|  |  |  | 2021-12-01 | 2.5149 | 2.6813 | 2.4173 | 2021
|  |  |  | 2022-01-01 | 2.6441 | 2.7434 | 2.4976 | 2022
|  |  |  | 2022-02-01 | 2.5985 | 2.623 | 2.4925 | 2022
|  |  |  | 2022-03-01 | 2.3471 | 2.3785 | 2.2637 | 2022
|  |  |  | 2022-04-01 | 1.9846 | 1.796 | 1.9249 | 2022
|  |  |  | 2022-05-01 | 2.1563 | 1.9561 | 2.0346 | 2022
|  |  |  | 2022-06-01 | 2.1797 | 1.9772 | 2.0754 | 2022
|  |  |  | 2022-07-01 | 2.3049 | 2.1092 | 2.1366 | 2022
|  |  |  | 2022-08-01 | 2.3236 | 2.1383 | 2.1527 | 2022
|  |  |  | 2022-09-01 | 2.321 | 2.1091 | 2.1802 | 2022
|  |  |  | 2022-10-01 | 2.2987 | 2.13 | 2.2183 | 2022
|  |  |  | 2022-11-01 | 2.4715 | 2.5379 | 2.3617 | 2022
|  |  |  | 2022-12-01 | 2.6892 | 2.8963 | 2.5898 | 2022
|  |  |  | 2023-01-01 | 2.7437 | 2.8866 | 2.5961 | 2023
|  |  |  | 2023-02-01 | 2.6954 | 2.7059 | 2.5885 | 2023
|  |  |  | 2023-03-01 | 2.5315 | 2.4959 | 2.4463 | 2023
|  |  |  | 2023-04-01 | 2.3056 | 2.1948 | 2.2427 | 2023
|  |  |  | 2023-05-01 | 2.3533 | 2.2152 | 2.2297 | 2023
|  |  |  | 2023-06-01 | 2.3657 | 2.2216 | 2.2596 | 2023
|  |  |  | 2023-07-01 | 2.4279 | 2.3297 | 2.2584 | 2023
|  |  |  | 2023-08-01 | 2.4528 | 2.3614 | 2.2805 | 2023
|  |  |  | 2023-09-01 | 2.4653 | 2.2979 | 2.323 | 2023
|  |  |  | 2023-10-01 | 2.4653 | 2.3042 | 2.3832 | 2023
|  |  |  | 2023-11-01 | 2.6893 | 2.7047 | 2.5773 | 2023
|  |  |  | 2023-12-01 | 2.8634 | 3.1114 | 2.7623 | 2023
|  |  |  | 2024-01-01 | 2.8433 | 3.0296 | 2.6947 | 2024
|  |  |  | 2024-02-01 | 2.7923 | 2.7888 | 2.6843 | 2024
|  |  |  | 2024-03-01 | 2.7158 | 2.6131 | 2.6287 | 2024
|  |  |  | 2024-04-01 | 2.6266 | 2.5936 | 2.5605 | 2024
|  |  |  | 2024-05-01 | 2.6522 | 2.6196 | 2.5256 | 2024
|  |  |  | 2024-06-01 | 2.6648 | 2.6001 | 2.5557 | 2024
|  |  |  | 2024-07-01 | 2.7923 | 2.7693 | 2.6191 | 2024
|  |  |  | 2024-08-01 | 2.8305 | 2.8214 | 2.6544 | 2024
|  |  |  | 2024-09-01 | 2.8433 | 2.7563 | 2.6972 | 2024
|  |  |  | 2024-10-01 | 2.8815 | 2.8148 | 2.7953 | 2024
|  |  |  | 2024-11-01 | 3.0217 | 3.1272 | 2.9065 | 2024
|  |  |  | 2024-12-01 | 3.2001 | 3.4917 | 3.0956 | 2024
|  |  |  | 2025-01-01 | 3.2088 | 3.4586 | 3.0565 | 2025
|  |  |  | 2025-02-01 | 3.1957 | 3.2655 | 3.0837 | 2025
|  |  |  | 2025-03-01 | 3.0784 | 3.0259 | 2.9877 | 2025
|  |  |  | 2025-04-01 | 3.0132 | 2.9326 | 2.9432 | 2025
|  |  |  | 2025-05-01 | 3.0132 | 2.9127 | 2.883 | 2025
|  |  |  | 2025-06-01 | 3.0132 | 2.9326 | 2.9005 | 2025
|  |  |  | 2025-07-01 | 3.1696 | 3.0858 | 2.9927 | 2025
|  |  |  | 2025-08-01 | 3.1957 | 3.1124 | 3.016 | 2025
|  |  |  | 2025-09-01 | 3.2088 | 3.0525 | 3.059 | 2025
|  |  |  | 2025-10-01 | 3.1827 | 3.0725 | 3.0935 | 2025
|  |  |  | 2025-11-01 | 3.3913 | 3.4386 | 3.2723 | 2025
|  |  |  | 2025-12-01 | 3.5738 | 3.8115 | 3.4655 | 2025
|  |  |  | 2026-01-01 | 3.5762 | 3.7763 | 3.4203 | 2026
|  |  |  | 2026-02-01 | 3.5495 | 3.5652 | 3.434 | 2026
|  |  |  | 2026-03-01 | 3.3495 | 3.32 | 3.2561 | 2026
|  |  |  | 2026-04-01 | 3.2162 | 3.1974 | 3.1441 | 2026
|  |  |  | 2026-05-01 | 3.2028 | 3.1633 | 3.0707 | 2026
|  |  |  | 2026-06-01 | 3.2162 | 3.1974 | 3.1015 | 2026
|  |  |  | 2026-07-01 | 3.4028 | 3.3473 | 3.2235 | 2026
|  |  |  | 2026-08-01 | 3.4028 | 3.3608 | 3.221 | 2026
|  |  |  | 2026-09-01 | 3.3762 | 3.2655 | 3.2247 | 2026
|  |  |  | 2026-10-01 | 3.3762 | 3.2927 | 3.285 | 2026
|  |  |  | 2026-11-01 | 3.5762 | 3.6742 | 3.4554 | 2026
|  |  |  | 2026-12-01 | 3.7496 | 4.0828 | 3.6396 | 2026
|  |  |  | 2027-01-01 | 3.7678 | 4.0372 | 3.61 | 2027
|  |  |  | 2027-02-01 | 3.727 | 3.8072 | 3.6097 | 2027
|  |  |  | 2027-03-01 | 3.5495 | 3.5215 | 3.4541 | 2027
|  |  |  | 2027-04-01 | 3.3586 | 3.3334 | 3.2852 | 2027
|  |  |  | 2027-05-01 | 3.3449 | 3.3125 | 3.2114 | 2027
|  |  |  | 2027-06-01 | 3.3449 | 3.3125 | 3.229 | 2027
|  |  |  | 2027-07-01 | 3.536 | 3.5076 | 3.3553 | 2027
|  |  |  | 2027-08-01 | 3.536 | 3.5076 | 3.3528 | 2027
|  |  |  | 2027-09-01 | 3.495 | 3.3543 | 3.3424 | 2027
|  |  |  | 2027-10-01 | 3.495 | 3.424 | 3.4026 | 2027
|  |  |  | 2027-11-01 | 3.7133 | 3.8281 | 3.5911 | 2027
|  |  |  | 2027-12-01 | 3.8906 | 4.2462 | 3.7792 | 2027
|  |  |  | 2028-01-01 | 3.9284 | 4.2194 | 3.769 | 2028
|  |  |  | 2028-02-01 | 3.8726 | 3.9626 | 3.7538 | 2028
|  |  |  | 2028-03-01 | 3.7189 | 3.7128 | 3.6217 | 2028
|  |  |  | 2028-04-01 | 3.5791 | 3.5916 | 3.5035 | 2028
|  |  |  | 2028-05-01 | 3.5652 | 3.5773 | 3.4294 | 2028
|  |  |  | 2028-06-01 | 3.5652 | 3.5916 | 3.447 | 2028
|  |  |  | 2028-07-01 | 3.7887 | 3.7557 | 3.6056 | 2028
|  |  |  | 2028-08-01 | 3.8027 | 3.7699 | 3.6169 | 2028
|  |  |  | 2028-09-01 | 3.7887 | 3.6772 | 3.6332 | 2028
|  |  |  | 2028-10-01 | 3.7887 | 3.7485 | 3.6934 | 2028
|  |  |  | 2028-11-01 | 3.9703 | 4.1124 | 3.8455 | 2028
|  |  |  | 2028-12-01 | 4.1799 | 4.5619 | 4.0656 | 2028
|  |  |  | 2029-01-01 | 4.209 | 4.5323 | 4.0467 | 2029
|  |  |  | 2029-02-01 | 4.166 | 4.3351 | 4.0443 | 2029
|  |  |  | 2029-03-01 | 3.98 | 4.0282 | 3.8803 | 2029
|  |  |  | 2029-04-01 | 3.7082 | 3.7579 | 3.6312 | 2029
|  |  |  | 2029-05-01 | 3.6796 | 3.7432 | 3.5427 | 2029
|  |  |  | 2029-06-01 | 3.6939 | 3.7579 | 3.5744 | 2029
|  |  |  | 2029-07-01 | 3.8943 | 3.904 | 3.71 | 2029
|  |  |  | 2029-08-01 | 3.9086 | 3.9113 | 3.7217 | 2029
|  |  |  | 2029-09-01 | 3.8513 | 3.7652 | 3.6951 | 2029
|  |  |  | 2029-10-01 | 3.8513 | 3.8455 | 3.7553 | 2029
|  |  |  | 2029-11-01 | 4.0229 | 4.1451 | 3.8976 | 2029
|  |  |  | 2029-12-01 | 4.2805 | 4.5689 | 4.1651 | 2029
|  |  |  | 2030-01-01 | 4.3206 | 4.5541 | 4.1572 | 2030
|  |  |  | 2030-02-01 | 4.2621 | 4.3374 | 4.1394 | 2030
|  |  |  | 2030-03-01 | 4.028 | 4.0235 | 3.9277 | 2030
|  |  |  | 2030-04-01 | 3.7353 | 3.7694 | 3.658 | 2030
|  |  |  | 2030-05-01 | 3.7499 | 3.8067 | 3.6123 | 2030
|  |  |  | 2030-06-01 | 3.7938 | 3.8516 | 3.6733 | 2030
|  |  |  | 2030-07-01 | 4.0572 | 4.0533 | 3.8713 | 2030
|  |  |  | 2030-08-01 | 4.1158 | 4.1206 | 3.9268 | 2030
|  |  |  | 2030-09-01 | 4.0572 | 3.9861 | 3.8989 | 2030
|  |  |  | 2030-10-01 | 4.0865 | 4.0683 | 3.9882 | 2030
|  |  |  | 2030-11-01 | 4.3206 | 4.4421 | 4.1923 | 2030
|  |  |  | 2030-12-01 | 4.628 | 4.9055 | 4.5092 | 2030
|  |  |  | 2031-01-01 | 4.6599 | 4.9033 | 4.493 | 2031
|  |  |  | 2031-02-01 | 4.555 | 4.6586 | 4.4294 | 2031
|  |  |  | 2031-03-01 | 4.3904 | 4.4216 | 4.2865 | 2031
|  |  |  | 2031-04-01 | 4.091 | 4.0929 | 4.0101 | 2031
|  |  |  | 2031-05-01 | 4.061 | 4.1005 | 3.9202 | 2031
|  |  |  | 2031-06-01 | 4.076 | 4.1005 | 3.9526 | 2031
|  |  |  | 2031-07-01 | 4.4802 | 4.4216 | 4.2901 | 2031
|  |  |  | 2031-08-01 | 4.4951 | 4.4598 | 4.3023 | 2031
|  |  |  | 2031-09-01 | 4.4053 | 4.284 | 4.2435 | 2031
|  |  |  | 2031-10-01 | 4.4053 | 4.3375 | 4.3037 | 2031
|  |  |  | 2031-11-01 | 4.4951 | 4.6281 | 4.3651 | 2031
|  |  |  | 2031-12-01 | 4.7048 | 4.9874 | 4.5852 | 2031
|  |  |  | 2032-01-01 | 4.7519 | 4.9377 | 4.5842 | 2032
|  |  |  | 2032-02-01 | 4.6447 | 4.6874 | 4.5182 | 2032
|  |  |  | 2032-03-01 | 4.5835 | 4.5778 | 4.4777 | 2032
|  |  |  | 2032-04-01 | 4.3844 | 4.351 | 4.3006 | 2032
|  |  |  | 2032-05-01 | 4.3844 | 4.3666 | 4.2404 | 2032
|  |  |  | 2032-06-01 | 4.415 | 4.4136 | 4.2883 | 2032
|  |  |  | 2032-07-01 | 4.6447 | 4.6091 | 4.453 | 2032
|  |  |  | 2032-08-01 | 4.706 | 4.6561 | 4.5111 | 2032
|  |  |  | 2032-09-01 | 4.6601 | 4.5231 | 4.4957 | 2032
|  |  |  | 2032-10-01 | 4.6601 | 4.6248 | 4.556 | 2032
|  |  |  | 2032-11-01 | 4.8592 | 4.969 | 4.7255 | 2032
|  |  |  | 2032-12-01 | 5.1502 | 5.407 | 5.0261 | 2032
|  |  |  | 2033-01-01 | 5.1905 | 5.4031 | 5.0184 | 2033
|  |  |  | 2033-02-01 | 5.1905 | 5.235 | 5.0585 | 2033
|  |  |  | 2033-03-01 | 4.9868 | 4.987 | 4.877 | 2033
|  |  |  | 2033-04-01 | 4.7989 | 4.7549 | 4.7109 | 2033
|  |  |  | 2033-05-01 | 4.8145 | 4.7549 | 4.6662 | 2033
|  |  |  | 2033-06-01 | 4.8458 | 4.7869 | 4.7148 | 2033
|  |  |  | 2033-07-01 | 5.0182 | 4.8989 | 4.8227 | 2033
|  |  |  | 2033-08-01 | 5.0339 | 4.9309 | 4.8357 | 2033
|  |  |  | 2033-09-01 | 5.0339 | 4.8349 | 4.8658 | 2033
|  |  |  | 2033-10-01 | 5.0026 | 4.867 | 4.895 | 2033
|  |  |  | 2033-11-01 | 5.1279 | 5.219 | 4.9915 | 2033
|  |  |  | 2033-12-01 | 5.3785 | 5.6432 | 5.2521 | 2033
|  |  |  | 2034-01-01 | 5.4064 | 5.609 | 5.2321 | 2034
|  |  |  | 2034-02-01 | 5.3742 | 5.3962 | 5.2404 | 2034
|  |  |  | 2034-03-01 | 5.1338 | 5.1342 | 5.0225 | 2034
|  |  |  | 2034-04-01 | 4.9415 | 4.8558 | 4.8522 | 2034
|  |  |  | 2034-05-01 | 4.9095 | 4.8395 | 4.7602 | 2034
|  |  |  | 2034-06-01 | 4.9415 | 4.8558 | 4.8095 | 2034
|  |  |  | 2034-07-01 | 5.1178 | 4.9869 | 4.9213 | 2034
|  |  |  | 2034-08-01 | 5.1819 | 5.0687 | 4.9822 | 2034
|  |  |  | 2034-09-01 | 5.1659 | 4.9705 | 4.9965 | 2034
|  |  |  | 2034-10-01 | 5.1819 | 5.0687 | 5.0726 | 2034
|  |  |  | 2034-11-01 | 5.3422 | 5.4289 | 5.2037 | 2034
|  |  |  | 2034-12-01 | 5.5826 | 5.7891 | 5.4542 | 2034
|  |  |  | 2035-01-01 | 5.6238 | 5.7908 | 5.4473 | 2035
|  |  |  | 2035-02-01 | 5.6238 | 5.6235 | 5.4874 | 2035
|  |  |  | 2035-03-01 | 5.3617 | 5.339 | 5.248 | 2035
|  |  |  | 2035-04-01 | 5.0833 | 4.9709 | 4.9925 | 2035
|  |  |  | 2035-05-01 | 5.116 | 4.9709 | 4.9647 | 2035
|  |  |  | 2035-06-01 | 5.1652 | 5.0127 | 5.0309 | 2035
|  |  |  | 2035-07-01 | 5.3126 | 5.1465 | 5.1141 | 2035
|  |  |  | 2035-08-01 | 5.4108 | 5.2219 | 5.2089 | 2035
|  |  |  | 2035-09-01 | 5.2143 | 4.9625 | 5.0444 | 2035
|  |  |  | 2035-10-01 | 5.247 | 5.0378 | 5.137 | 2035
|  |  |  | 2035-11-01 | 5.3945 | 5.3557 | 5.2555 | 2035
|  |  |  | 2035-12-01 | 5.6238 | 5.8159 | 5.4949 | 2035
|  |  |  | 2036-01-01 | 5.6976 | 5.8153 | 5.5203 | 2036
|  |  |  | 2036-02-01 | 5.6473 | 5.6443 | 5.5107 | 2036
|  |  |  | 2036-03-01 | 5.3795 | 5.2767 | 5.2657 | 2036
|  |  |  | 2036-04-01 | 5.1116 | 4.9518 | 5.0206 | 2036
|  |  |  | 2036-05-01 | 5.1451 | 4.9603 | 4.9935 | 2036
|  |  |  | 2036-06-01 | 5.1953 | 5.0202 | 5.0607 | 2036
|  |  |  | 2036-07-01 | 5.3962 | 5.1912 | 5.1969 | 2036
|  |  |  | 2036-08-01 | 5.4799 | 5.2681 | 5.2772 | 2036
|  |  |  | 2036-09-01 | 5.4632 | 5.174 | 5.2908 | 2036
|  |  |  | 2036-10-01 | 5.4966 | 5.2424 | 5.3841 | 2036
|  |  |  | 2036-11-01 | 5.6641 | 5.5759 | 5.5223 | 2036
|  |  |  | 2036-12-01 | 5.9822 | 6.0804 | 5.8498 | 2036
|  |  |  | 2037-01-01 | 6.0285 | 6.1703 | 5.8479 | 2037
|  |  |  | 2037-02-01 | 6.0114 | 5.9868 | 5.8711 | 2037
|  |  |  | 2037-03-01 | 5.7889 | 5.6634 | 5.671 | 2037
|  |  |  | 2037-04-01 | 5.5836 | 5.4187 | 5.4878 | 2037
|  |  |  | 2037-05-01 | 5.5836 | 5.4275 | 5.4276 | 2037
|  |  |  | 2037-06-01 | 5.6179 | 5.4799 | 5.4791 | 2037
|  |  |  | 2037-07-01 | 5.8232 | 5.6285 | 5.6196 | 2037
|  |  |  | 2037-08-01 | 5.8745 | 5.6809 | 5.6679 | 2037
|  |  |  | 2037-09-01 | 5.8745 | 5.5586 | 5.698 | 2037
|  |  |  | 2037-10-01 | 5.8574 | 5.576 | 5.7413 | 2037
|  |  |  | 2037-11-01 | 6.0455 | 5.9954 | 5.8999 | 2037
|  |  |  | 2037-12-01 | 6.4049 | 6.5547 | 6.2682 | 2037
|  |  |  | 2038-01-01 | 6.4474 | 6.5176 | 6.2627 | 2038
|  |  |  | 2038-02-01 | 6.3949 | 6.3119 | 6.2508 | 2038
|  |  |  | 2038-03-01 | 6.1149 | 5.9186 | 5.9937 | 2038
|  |  |  | 2038-04-01 | 5.8349 | 5.6593 | 5.7365 | 2038
|  |  |  | 2038-05-01 | 5.8349 | 5.6773 | 5.6763 | 2038
|  |  |  | 2038-06-01 | 5.8698 | 5.7041 | 5.7285 | 2038
|  |  |  | 2038-07-01 | 6.0799 | 5.8739 | 5.8737 | 2038
|  |  |  | 2038-08-01 | 6.1499 | 5.9365 | 5.9405 | 2038
|  |  |  | 2038-09-01 | 6.1149 | 5.7935 | 5.936 | 2038
|  |  |  | 2038-10-01 | 6.0624 | 5.8203 | 5.9442 | 2038
|  |  |  | 2038-11-01 | 6.2549 | 6.1957 | 6.1072 | 2038
|  |  |  | 2038-12-01 | 6.64 | 6.741 | 6.501 | 2038
|  |  |  | 2039-01-01 | 6.6855 | 6.7038 | 6.4984 | 2039
|  |  |  | 2039-02-01 | 6.6318 | 6.4935 | 6.4853 | 2039
|  |  |  | 2039-03-01 | 6.3274 | 6.1094 | 6.2041 | 2039
|  |  |  | 2039-04-01 | 6.0588 | 5.8716 | 5.9583 | 2039
|  |  |  | 2039-05-01 | 6.0588 | 5.8441 | 5.898 | 2039
|  |  |  | 2039-06-01 | 6.0767 | 5.8899 | 5.9333 | 2039
|  |  |  | 2039-07-01 | 6.3632 | 6.1185 | 6.1542 | 2039
|  |  |  | 2039-08-01 | 6.4349 | 6.21 | 6.2226 | 2039
|  |  |  | 2039-09-01 | 6.3632 | 6.1185 | 6.1818 | 2039
|  |  |  | 2039-10-01 | 6.3453 | 6.1551 | 6.2243 | 2039
|  |  |  | 2039-11-01 | 6.6139 | 6.5392 | 6.4626 | 2039
|  |  |  | 2039-12-01 | 6.9004 | 6.9873 | 6.7587 | 2039
|  |  |  | 2040-01-01 | 6.9494 | 6.97 | 6.7596 | 2040
|  |  |  | 2040-02-01 | 6.8395 | 6.708 | 6.691 | 2040
|  |  |  | 2040-03-01 | 6.5648 | 6.3807 | 6.439 | 2040
|  |  |  | 2040-04-01 | 6.2534 | 6.0999 | 6.1509 | 2040
|  |  |  | 2040-05-01 | 6.2716 | 6.1093 | 6.1087 | 2040
|  |  |  | 2040-06-01 | 6.3083 | 6.1467 | 6.1626 | 2040
|  |  |  | 2040-07-01 | 6.5648 | 6.3806 | 6.3537 | 2040
|  |  |  | 2040-08-01 | 6.693 | 6.4929 | 6.4782 | 2040
|  |  |  | 2040-09-01 | 6.6197 | 6.3338 | 6.4357 | 2040
|  |  |  | 2040-10-01 | 6.5648 | 6.3245 | 6.4415 | 2040
|  |  |  | 2040-11-01 | 6.748 | 6.6987 | 6.5953 | 2040
|  |  |  | 2040-12-01 | 7.1509 | 7.2694 | 7.0067 | 2040
|  |  |  | 2041-01-01 | 7.2407 | 7.2641 | 7.048 | 2041
|  |  |  | 2041-02-01 | 7.147 | 7.1109 | 6.9954 | 2041
|  |  |  | 2041-03-01 | 6.8097 | 6.6228 | 6.6815 | 2041
|  |  |  | 2041-04-01 | 6.5099 | 6.3644 | 6.4048 | 2041
|  |  |  | 2041-05-01 | 6.5287 | 6.374 | 6.3632 | 2041
|  |  |  | 2041-06-01 | 6.5661 | 6.3836 | 6.4178 | 2041
|  |  |  | 2041-07-01 | 6.7535 | 6.575 | 6.5406 | 2041
|  |  |  | 2041-08-01 | 6.8472 | 6.6611 | 6.6308 | 2041
|  |  |  | 2041-09-01 | 6.8097 | 6.5558 | 6.6238 | 2041
|  |  |  | 2041-10-01 | 6.791 | 6.5559 | 6.6655 | 2041
|  |  |  | 2041-11-01 | 6.9783 | 6.9674 | 6.8234 | 2041
|  |  |  | 2041-12-01 | 7.3719 | 7.5224 | 7.2255 | 2041
|  |  |  | 2042-01-01 | 7.4267 | 7.4701 | 7.2321 | 2042
|  |  |  | 2042-02-01 | 7.2925 | 7.2057 | 7.1394 | 2042
|  |  |  | 2042-03-01 | 7.0049 | 6.8239 | 6.8747 | 2042
|  |  |  | 2042-04-01 | 7.2733 | 7.098 | 7.1605 | 2042
|  |  |  | 2042-05-01 | 7.2733 | 7.098 | 7.1003 | 2042
|  |  |  | 2042-06-01 | 7.3308 | 7.1372 | 7.1749 | 2042
|  |  |  | 2042-07-01 | 7.5225 | 7.3232 | 7.3018 | 2042
|  |  |  | 2042-08-01 | 7.5992 | 7.4114 | 7.3753 | 2042
|  |  |  | 2042-09-01 | 0 | 0 | 0 | 2042
|  |  |  | 2042-10-01 | 0 | 0 | 0 | 2042
|  |  |  | 2042-11-01 | 0 | 0 | 0 | 2042
|  |  |  | 2042-12-01 | 0 | 0 | 0 | 2042
|  |  |  | 0 | #N/A | #N/A | #N/A | 1900
|  |  |  | 0 | #N/A | #N/A | #N/A | 1900
|  |  |  | 0 | #N/A | #N/A | #N/A | 1900
Note on G5: PacifiCorp: Date that deal is evaluated.

## Table 5
Appendix B
| Table 5 | [9 empty] | Study_Name:
| QF - Sch37 - UT - Solar F - 10.0 MW and 26.8% CF | [7 empty] | 43466 |  | QF - Sch37 - UT - Solar F |  |  | 15 Year Starting 2019 | 20 Year Starting 2019 | 15 Year Starting 2020
| January 2019 through December 2038 | [6 empty] | Start | 2019-01-01 |  | Resource Capacity |  | start | 13 | 13 | 25
| Nominal Avoided Costs Calculated Monthly | [6 empty] | End | 2038-12-01 |  | 10 | MW | end | 192 | 252 | 204
[11 empty] | 26.82% | CF
Discount Rate - 2017 IRP Update
[8 empty] | 6.91% | 0.5584%
15 Year Starting 2020 |  | 4184647.0931 | 1771628.096 | 5956275.1891 | 214787.7479 | 27.731
|  | Energy | Capacity $ | Total | Total | AC Price
| Month | Avoided $ | 26.5% CF | Dollars | MWH | 26.5% CF | Offset | Year | Date Test | Offset |  |  |  | Total | energy | capacity
| 2019-01-01 | 31706.0604 | 0 | 31706.0604 | 1542.3867 | 20.5565 | 1 | 2019 | 2019-01-01 | 283 | Net Power Cost
| 2019-02-01 | 75966.3451 | 0 | 75966.3451 | 1509.5991 | 50.3222 | 2 | 2019 | 2019-02-01 | 379 | QF - Sch37 - UT - Solar F
| 2019-03-01 | 45955.9186 | 0 | 45955.9186 | 2032.494 | 22.6106 | 3 | 2019 | 2019-03-01
| 2019-04-01 | 33006.9265 | 0 | 33006.9265 | 2113.2318 | 15.6192 | 4 | 2019 | 2019-04-01 | 2019 | 583582.221 | 0 | 23496.085 | 24.8374 | 24.8374 | 0
| 2019-05-01 | 31917.4353 | 0 | 31917.4353 | 2271.2707 | 14.0527 | 5 | 2019 | 2019-05-01 | 2020 | 454671.0665 | 0 | 23457.2009 | 19.383 | 19.383 | 0
| 2019-06-01 | 42237.583 | 0 | 42237.583 | 2268.9765 | 18.6153 | 6 | 2019 | 2019-06-01 | 2021 | 399475.4371 | 0 | 23261.7116 | 17.1731 | 17.1731 | 0
| 2019-07-01 | 84456.4348 | 0 | 84456.4348 | 2138.731 | 39.489 | 7 | 2019 | 2019-07-01 | 2022 | 372887.4445 | 0 | 23145.4031 | 16.1106 | 16.1106 | 0
| 2019-08-01 | 94631.7846 | 0 | 94631.7846 | 2257.5147 | 41.9186 | 8 | 2019 | 2019-08-01 | 2023 | 343963.086 | 0 | 23029.676 | 14.9356 | 14.9356 | 0
| 2019-09-01 | 52298.2506 | 0 | 52298.2506 | 2196.9352 | 23.8051 | 9 | 2019 | 2019-09-01 | 2024 | 479909.015 | 0 | 22991.5637 | 20.8733 | 20.8733 | 0
| 2019-10-01 | 34151.4566 | 0 | 34151.4566 | 2096.0257 | 16.2934 | 10 | 2019 | 2019-10-01 | 2025 | 513768.4182 | 0 | 22799.955 | 22.5337 | 22.5337 | 0
| 2019-11-01 | 25660.416 | 0 | 25660.416 | 1667.4427 | 15.3891 | 11 | 2019 | 2019-11-01 | 2026 | 530488.1215 | 0 | 22685.9553 | 23.384 | 23.384 | 0
| 2019-12-01 | 31593.6094 | 0 | 31593.6094 | 1401.4769 | 22.5431 | 12 | 2019 | 2019-12-01 | 2027 | 533028.1804 | 0 | 22572.5255 | 23.614 | 23.614 | 0
| 2020-01-01 | 26595.4163 | 0 | 26595.4163 | 1534.6748 | 17.3297 | 14 | 2020 | 2020-01-01 | 2028 | 632651.9138 | 0 | 22535.1697 | 28.074 | 28.074 | 0
| 2020-02-01 | 27701.8725 | 0 | 27701.8725 | 1580.6473 | 17.5257 | 15 | 2020 | 2020-02-01 | 2029 | 693906.8104 | 0 | 22347.3646 | 31.0509 | 31.0509 | 0
| 2020-03-01 | 31485.3964 | 0 | 31485.3964 | 2022.3315 | 15.5689 | 16 | 2020 | 2020-03-01 | 2030 | 338437.2934 | 781045.7142 | 22235.6277 | 50.3464 | 15.2205 | 35.1259
| 2020-04-01 | 28653.9553 | 0 | 28653.9553 | 2102.6656 | 13.6274 | 17 | 2020 | 2020-04-01 | 2031 | 341560.3841 | 798958.6903 | 22124.4496 | 51.5502 | 15.4381 | 36.112
| 2020-05-01 | 31628.823 | 0 | 31628.823 | 2259.9144 | 13.9956 | 18 | 2020 | 2020-05-01 | 2032 | 358943.9551 | 817337.8034 | 22087.8353 | 53.2547 | 16.2508 | 37.004
| 2020-06-01 | 38485.2957 | 0 | 38485.2957 | 2257.6316 | 17.0468 | 19 | 2020 | 2020-06-01 | 2033 | 290016.6204 | 836183.0534 | 21903.7582 | 51.4158 | 13.2405 | 38.1753
| 2020-07-01 | 67135.7625 | 0 | 67135.7625 | 2128.0374 | 31.5482 | 20 | 2020 | 2020-07-01 | 2034 | 297041.4926 | 855427.8493 | 21794.2394 | 52.8795 | 13.6294 | 39.2502
| 2020-08-01 | 72740.6981 | 0 | 72740.6981 | 2246.2271 | 32.3835 | 21 | 2020 | 2020-08-01 | 2035 | 408259.5926 | 874273.0993 | 21685.2682 | 59.143 | 18.8266 | 40.3165
| 2020-09-01 | 50334.825 | 0 | 50334.825 | 2185.9505 | 23.0265 | 22 | 2020 | 2020-09-01 | 2036 | 416950.1294 | 893517.8952 | 21649.3808 | 60.5314 | 19.2592 | 41.2722
| 2020-10-01 | 32502.236 | 0 | 32502.236 | 2085.5456 | 15.5845 | 23 | 2020 | 2020-10-01 | 2037 | 425634.3946 | 913162.2371 | 21599.0763 | 61.984 | 19.7061 | 42.2778
| 2020-11-01 | 23611.5426 | 0 | 23611.5426 | 1659.1055 | 14.2315 | 24 | 2020 | 2020-11-01 | 2038 | 435423.9857 | 934204.9897 | 21599.0763 | 63.4115 | 20.1594 | 43.2521
| 2020-12-01 | 23795.243 | 0 | 23795.243 | 1394.4695 | 17.064 | 25 | 2020 | 2020-12-01 | [6 empty] | 0
| 2021-01-01 | 21941.9466 | 0 | 21941.9466 | 1527.0014 | 14.3693 | 27 | 2021 | 2021-01-01 | [6 empty] | 0
| 2021-02-01 | 20928.9775 | 0 | 20928.9775 | 1494.5409 | 14.0036 | 28 | 2021 | 2021-02-01
| 2021-03-01 | 29821.7192 | 0 | 29821.7192 | 2012.2199 | 14.8203 | 29 | 2021 | 2021-03-01
| 2021-04-01 | 26413.0236 | 0 | 26413.0236 | 2092.1523 | 12.6248 | 30 | 2021 | 2021-04-01
| 2021-05-01 | 31431.4064 | 0 | 31431.4064 | 2248.6148 | 13.9781 | 31 | 2021 | 2021-05-01
| 2021-06-01 | 34215.0715 | 0 | 34215.0715 | 2246.3434 | 15.2315 | 32 | 2021 | 2021-06-01
| 2021-07-01 | 65256.3164 | 0 | 65256.3164 | 2117.3972 | 30.8191 | 33 | 2021 | 2021-07-01
| 2021-08-01 | 58564.32 | 0 | 58564.32 | 2234.9959 | 26.2033 | 34 | 2021 | 2021-08-01
| 2021-09-01 | 38807.4755 | 0 | 38807.4755 | 2175.0208 | 17.8423 | 35 | 2021 | 2021-09-01
| 2021-10-01 | 28362.587 | 0 | 28362.587 | 2075.1178 | 13.6679 | 36 | 2021 | 2021-10-01
| 2021-11-01 | 21704.6232 | 0 | 21704.6232 | 1650.81 | 13.1479 | 37 | 2021 | 2021-11-01
| 2021-12-01 | 22027.9701 | 0 | 22027.9701 | 1387.4971 | 15.876 | 38 | 2021 | 2021-12-01
| 2022-01-01 | 20755.8114 | 0 | 20755.8114 | 1519.3664 | 13.6608 | 40 | 2022 | 2022-01-01
| 2022-02-01 | 19271.3392 | 0 | 19271.3392 | 1487.0682 | 12.9593 | 41 | 2022 | 2022-02-01
| 2022-03-01 | 24876.2854 | 0 | 24876.2854 | 2002.1588 | 12.4247 | 42 | 2022 | 2022-03-01
| 2022-04-01 | 23680.6585 | 0 | 23680.6585 | 2081.6916 | 11.3757 | 43 | 2022 | 2022-04-01
| 2022-05-01 | 28701.3649 | 0 | 28701.3649 | 2237.3717 | 12.8282 | 44 | 2022 | 2022-05-01
| 2022-06-01 | 31536.3945 | 0 | 31536.3945 | 2235.1117 | 14.1095 | 45 | 2022 | 2022-06-01
| 2022-07-01 | 68172.3005 | 0 | 68172.3005 | 2106.8103 | 32.3581 | 46 | 2022 | 2022-07-01
| 2022-08-01 | 57595.7556 | 0 | 57595.7556 | 2223.821 | 25.8995 | 47 | 2022 | 2022-08-01
| 2022-09-01 | 30947.7807 | 0 | 30947.7807 | 2164.1457 | 14.3002 | 48 | 2022 | 2022-09-01
| 2022-10-01 | 28288.1064 | 0 | 28288.1064 | 2064.7423 | 13.7006 | 49 | 2022 | 2022-10-01
| 2022-11-01 | 20774.0045 | 0 | 20774.0045 | 1642.556 | 12.6474 | 50 | 2022 | 2022-11-01
| 2022-12-01 | 18287.6429 | 0 | 18287.6429 | 1380.5597 | 13.2465 | 51 | 2022 | 2022-12-01
| 2023-01-01 | -24026.1694 | 0 | -24026.1694 | 1511.7695 | -15.8927 | 53 | 2023 | 2023-01-01
| 2023-02-01 | 20409.6194 | 0 | 20409.6194 | 1479.6328 | 13.7937 | 54 | 2023 | 2023-02-01
| 2023-03-01 | 26440.8721 | 0 | 26440.8721 | 1992.148 | 13.2725 | 55 | 2023 | 2023-03-01
| 2023-04-01 | 25889.4969 | 0 | 25889.4969 | 2071.2831 | 12.4993 | 56 | 2023 | 2023-04-01
| 2023-05-01 | 29427.7602 | 0 | 29427.7602 | 2226.1848 | 13.2189 | 57 | 2023 | 2023-05-01
| 2023-06-01 | 30430.7662 | 0 | 30430.7662 | 2223.9362 | 13.6833 | 58 | 2023 | 2023-06-01
| 2023-07-01 | 69392.9143 | 0 | 69392.9143 | 2096.2762 | 33.1029 | 59 | 2023 | 2023-07-01
| 2023-08-01 | 61999.9646 | 0 | 61999.9646 | 2212.7019 | 28.02 | 60 | 2023 | 2023-08-01
| 2023-09-01 | 31170.3705 | 0 | 31170.3705 | 2153.3249 | 14.4755 | 61 | 2023 | 2023-09-01
| 2023-10-01 | 29649.1158 | 0 | 29649.1158 | 2054.4186 | 14.4319 | 62 | 2023 | 2023-10-01
| 2023-11-01 | 23334.8806 | 0 | 23334.8806 | 1634.3432 | 14.2778 | 63 | 2023 | 2023-11-01
| 2023-12-01 | 19843.4948 | 0 | 19843.4948 | 1373.6569 | 14.4457 | 64 | 2023 | 2023-12-01
| 2024-01-01 | 26348.2164 | 0 | 26348.2164 | 1504.2106 | 17.5163 | 66 | 2024 | 2024-01-01
| 2024-02-01 | 25614.6946 | 0 | 25614.6946 | 1549.2707 | 16.5334 | 67 | 2024 | 2024-02-01
| 2024-03-01 | 30931.8712 | 0 | 30931.8712 | 1982.1873 | 15.6049 | 68 | 2024 | 2024-03-01
| 2024-04-01 | 27762.3049 | 0 | 27762.3049 | 2060.9267 | 13.4708 | 69 | 2024 | 2024-04-01
| 2024-05-01 | 33089.4002 | 0 | 33089.4002 | 2215.0539 | 14.9384 | 70 | 2024 | 2024-05-01
| 2024-06-01 | 42724.8234 | 0 | 42724.8234 | 2212.8165 | 19.3079 | 71 | 2024 | 2024-06-01
| 2024-07-01 | 79926.5918 | 0 | 79926.5918 | 2085.7948 | 38.3195 | 72 | 2024 | 2024-07-01
| 2024-08-01 | 78051.7141 | 0 | 78051.7141 | 2201.6383 | 35.4517 | 73 | 2024 | 2024-08-01
| 2024-09-01 | 41888.1463 | 0 | 41888.1463 | 2142.5583 | 19.5505 | 74 | 2024 | 2024-09-01
| 2024-10-01 | 37666.7177 | 0 | 37666.7177 | 2044.1465 | 18.4266 | 75 | 2024 | 2024-10-01
| 2024-11-01 | 28135.9232 | 0 | 28135.9232 | 1626.1715 | 17.3019 | 76 | 2024 | 2024-11-01
| 2024-12-01 | 27768.6113 | 0 | 27768.6113 | 1366.7886 | 20.3167 | 77 | 2024 | 2024-12-01
| 2025-01-01 | 27772.8788 | 0 | 27772.8788 | 1496.6896 | 18.5562 | 79 | 2025 | 2025-01-01
| 2025-02-01 | 25775.5664 | 0 | 25775.5664 | 1464.8735 | 17.5958 | 80 | 2025 | 2025-02-01
| 2025-03-01 | 30386.4456 | 0 | 30386.4456 | 1972.2763 | 15.4068 | 81 | 2025 | 2025-03-01
| 2025-04-01 | 30976.9697 | 0 | 30976.9697 | 2050.6221 | 15.1061 | 82 | 2025 | 2025-04-01
| 2025-05-01 | 35165.449 | 0 | 35165.449 | 2203.9786 | 15.9554 | 83 | 2025 | 2025-05-01
| 2025-06-01 | 45615.1446 | 0 | 45615.1446 | 2201.7524 | 20.7177 | 84 | 2025 | 2025-06-01
| 2025-07-01 | 83104.8479 | 0 | 83104.8479 | 2075.3659 | 40.0435 | 85 | 2025 | 2025-07-01
| 2025-08-01 | 89343.3325 | 0 | 89343.3325 | 2190.6302 | 40.7843 | 86 | 2025 | 2025-08-01
| 2025-09-01 | 44041.4248 | 0 | 44041.4248 | 2131.8455 | 20.6588 | 87 | 2025 | 2025-09-01
| 2025-10-01 | 40426.0957 | 0 | 40426.0957 | 2033.9257 | 19.8759 | 88 | 2025 | 2025-10-01
| 2025-11-01 | 31750.6716 | 0 | 31750.6716 | 1618.0406 | 19.6229 | 89 | 2025 | 2025-11-01
| 2025-12-01 | 29409.5915 | 0 | 29409.5915 | 1359.9546 | 21.6254 | 90 | 2025 | 2025-12-01
| 2026-01-01 | 27826.1232 | 0 | 27826.1232 | 1489.2062 | 18.6852 | 92 | 2026 | 2026-01-01
| 2026-02-01 | 26844.2077 | 0 | 26844.2077 | 1457.5491 | 18.4174 | 93 | 2026 | 2026-02-01
| 2026-03-01 | 34313.1509 | 0 | 34313.1509 | 1962.4149 | 17.4852 | 94 | 2026 | 2026-03-01
| 2026-04-01 | 33050.5647 | 0 | 33050.5647 | 2040.3689 | 16.1983 | 95 | 2026 | 2026-04-01
| 2026-05-01 | 35898.9716 | 0 | 35898.9716 | 2192.9588 | 16.3701 | 96 | 2026 | 2026-05-01
| 2026-06-01 | 47764.1392 | 0 | 47764.1392 | 2190.7436 | 21.8027 | 97 | 2026 | 2026-06-01
| 2026-07-01 | 90180.7156 | 0 | 90180.7156 | 2064.989 | 43.6713 | 98 | 2026 | 2026-07-01
| 2026-08-01 | 87400.102 | 0 | 87400.102 | 2179.677 | 40.0977 | 99 | 2026 | 2026-08-01
| 2026-09-01 | 43414.0548 | 0 | 43414.0548 | 2121.1863 | 20.4669 | 100 | 2026 | 2026-09-01
| 2026-10-01 | 41371.2179 | 0 | 41371.2179 | 2023.7561 | 20.4428 | 101 | 2026 | 2026-10-01
| 2026-11-01 | 32352.9057 | 0 | 32352.9057 | 1609.9504 | 20.0956 | 102 | 2026 | 2026-11-01
| 2026-12-01 | 30071.9683 | 0 | 30071.9683 | 1353.1549 | 22.2236 | 103 | 2026 | 2026-12-01
| 2027-01-01 | 28545.3746 | 0 | 28545.3746 | 1481.7602 | 19.2645 | 105 | 2027 | 2027-01-01
| 2027-02-01 | 27638.808 | 0 | 27638.808 | 1450.2614 | 19.0578 | 106 | 2027 | 2027-02-01
| 2027-03-01 | 35790.2671 | 0 | 35790.2671 | 1952.6029 | 18.3295 | 107 | 2027 | 2027-03-01
| 2027-04-01 | 32943.5739 | 0 | 32943.5739 | 2030.1671 | 16.227 | 108 | 2027 | 2027-04-01
| 2027-05-01 | 35364.2331 | 0 | 35364.2331 | 2181.994 | 16.2073 | 109 | 2027 | 2027-05-01
| 2027-06-01 | 49490.0413 | 0 | 49490.0413 | 2179.7899 | 22.704 | 110 | 2027 | 2027-06-01
| 2027-07-01 | 87692.5626 | 0 | 87692.5626 | 2054.6641 | 42.6798 | 111 | 2027 | 2027-07-01
| 2027-08-01 | 84075.9525 | 0 | 84075.9525 | 2168.7786 | 38.7665 | 112 | 2027 | 2027-08-01
| 2027-09-01 | 44434.0149 | 0 | 44434.0149 | 2110.5804 | 21.053 | 113 | 2027 | 2027-09-01
| 2027-10-01 | 42268.9033 | 0 | 42268.9033 | 2013.6373 | 20.9913 | 114 | 2027 | 2027-10-01
| 2027-11-01 | 33786.4139 | 0 | 33786.4139 | 1601.9006 | 21.0915 | 115 | 2027 | 2027-11-01
| 2027-12-01 | 30998.0351 | 0 | 30998.0351 | 1346.3891 | 23.0231 | 116 | 2027 | 2027-12-01
| 2028-01-01 | 32085.5086 | 0 | 32085.5086 | 1474.3514 | 21.7625 | 118 | 2028 | 2028-01-01
| 2028-02-01 | 31722.3566 | 0 | 31722.3566 | 1518.5169 | 20.8904 | 119 | 2028 | 2028-02-01
| 2028-03-01 | 36916.4466 | 0 | 36916.4466 | 1942.8398 | 19.0013 | 120 | 2028 | 2028-03-01
| 2028-04-01 | 36730.6782 | 0 | 36730.6782 | 2020.0163 | 18.1834 | 121 | 2028 | 2028-04-01
| 2028-05-01 | 41118.6804 | 0 | 41118.6804 | 2171.084 | 18.9392 | 122 | 2028 | 2028-05-01
| 2028-06-01 | 59004.5043 | 0 | 59004.5043 | 2168.891 | 27.2049 | 123 | 2028 | 2028-06-01
| 2028-07-01 | 108569.8639 | 0 | 108569.8639 | 2044.3907 | 53.1062 | 124 | 2028 | 2028-07-01
| 2028-08-01 | 117505.4899 | 0 | 117505.4899 | 2157.9347 | 54.4528 | 125 | 2028 | 2028-08-01
| 2028-09-01 | 53144.111 | 0 | 53144.111 | 2100.0275 | 25.3064 | 126 | 2028 | 2028-09-01
| 2028-10-01 | 44269.2083 | 0 | 44269.2083 | 2003.5691 | 22.0952 | 127 | 2028 | 2028-10-01
| 2028-11-01 | 36205.9802 | 0 | 36205.9802 | 1593.8911 | 22.7155 | 128 | 2028 | 2028-11-01
| 2028-12-01 | 35379.0859 | 0 | 35379.0859 | 1339.6571 | 26.4091 | 129 | 2028 | 2028-12-01
| 2029-01-01 | 37384.2211 | 0 | 37384.2211 | 1466.9797 | 25.4838 | 1 | 2029 | 2029-01-01
| 2029-02-01 | 34041.9279 | 0 | 34041.9279 | 1435.795 | 23.7095 | 2 | 2029 | 2029-02-01
| 2029-03-01 | 40719.8239 | 0 | 40719.8239 | 1933.1257 | 21.0642 | 3 | 2029 | 2029-03-01
| 2029-04-01 | 39410.8722 | 0 | 39410.8722 | 2009.9162 | 19.6082 | 4 | 2029 | 2029-04-01
| 2029-05-01 | 43159.7323 | 0 | 43159.7323 | 2160.2286 | 19.9792 | 5 | 2029 | 2029-05-01
| 2029-06-01 | 61441.6236 | 0 | 61441.6236 | 2158.0465 | 28.4709 | 6 | 2029 | 2029-06-01
| 2029-07-01 | 110570.1495 | 0 | 110570.1495 | 2034.1688 | 54.3564 | 7 | 2029 | 2029-07-01
| 2029-08-01 | 140769.8834 | 0 | 140769.8834 | 2147.1451 | 65.5614 | 8 | 2029 | 2029-08-01
| 2029-09-01 | 59314.0117 | 0 | 59314.0117 | 2089.5273 | 28.3863 | 9 | 2029 | 2029-09-01
| 2029-10-01 | 49204.2804 | 0 | 49204.2804 | 1993.5513 | 24.6817 | 10 | 2029 | 2029-10-01
| 2029-11-01 | 39458.5369 | 0 | 39458.5369 | 1585.9217 | 24.8805 | 11 | 2029 | 2029-11-01
| 2029-12-01 | 38431.7476 | 0 | 38431.7476 | 1332.9588 | 28.8319 | 12 | 2029 | 2029-12-01
| 2030-01-01 | 18921.0888 | 65087.1429 | 84008.2317 | 1459.6447 | 57.5539 | 14 | 2030 | 2030-01-01
| 2030-02-01 | 13818.4055 | 65087.1429 | 78905.5483 | 1428.6161 | 55.2322 | 15 | 2030 | 2030-02-01
| 2030-03-01 | 24006.6973 | 65087.1429 | 89093.8402 | 1923.46 | 46.3196 | 16 | 2030 | 2030-03-01
| 2030-04-01 | 20986.1253 | 65087.1429 | 86073.2682 | 1999.8666 | 43.0395 | 17 | 2030 | 2030-04-01
| 2030-05-01 | 26124.129 | 65087.1429 | 91211.2718 | 2149.4274 | 42.4351 | 18 | 2030 | 2030-05-01
| 2030-06-01 | 32741.0491 | 65087.1429 | 97828.1919 | 2147.2563 | 45.5596 | 19 | 2030 | 2030-06-01
| 2030-07-01 | 26529.6491 | 65087.1429 | 91616.792 | 2023.9979 | 45.2653 | 20 | 2030 | 2030-07-01
| 2030-08-01 | 55929.7772 | 65087.1429 | 121016.9201 | 2136.4093 | 56.645 | 21 | 2030 | 2030-08-01
| 2030-09-01 | 38128.0033 | 65087.1429 | 103215.1462 | 2079.0797 | 49.6446 | 22 | 2030 | 2030-09-01
| 2030-10-01 | 41034.3642 | 65087.1429 | 106121.507 | 1983.5835 | 53.4999 | 23 | 2030 | 2030-10-01
| 2030-11-01 | 19003.7003 | 65087.1429 | 84090.8432 | 1577.9921 | 53.2898 | 24 | 2030 | 2030-11-01
| 2030-12-01 | 21214.3042 | 65087.1429 | 86301.4471 | 1326.2941 | 65.0696 | 25 | 2030 | 2030-12-01
| 2031-01-01 | 19893.0701 | 66579.8909 | 86472.961 | 1452.3465 | 59.5402 | 27 | 2031 | 2031-01-01
| 2031-02-01 | 14268.5822 | 66579.8909 | 80848.4731 | 1421.473 | 56.8765 | 28 | 2031 | 2031-02-01
| 2031-03-01 | 24796.2023 | 66579.8909 | 91376.0932 | 1913.8427 | 47.7448 | 29 | 2031 | 2031-03-01
| 2031-04-01 | 24962.6234 | 66579.8909 | 91542.5143 | 1989.8673 | 46.0043 | 30 | 2031 | 2031-04-01
| 2031-05-01 | 26622.3039 | 66579.8909 | 93202.1948 | 2138.6803 | 43.5793 | 31 | 2031 | 2031-05-01
| 2031-06-01 | 31397.511 | 66579.8909 | 97977.4019 | 2136.52 | 45.8584 | 32 | 2031 | 2031-06-01
| 2031-07-01 | 23643.0064 | 66579.8909 | 90222.8973 | 2013.8779 | 44.8006 | 33 | 2031 | 2031-07-01
| 2031-08-01 | 58656.4758 | 66579.8909 | 125236.3667 | 2125.7273 | 58.9146 | 34 | 2031 | 2031-08-01
| 2031-09-01 | 42792.6661 | 66579.8909 | 109372.557 | 2068.6843 | 52.8706 | 35 | 2031 | 2031-09-01
| 2031-10-01 | 35733.3474 | 66579.8909 | 102313.2382 | 1973.6656 | 51.8392 | 36 | 2031 | 2031-10-01
| 2031-11-01 | 18745.8318 | 66579.8909 | 85325.7227 | 1570.1021 | 54.3441 | 37 | 2031 | 2031-11-01
| 2031-12-01 | 20048.7635 | 66579.8909 | 86628.6543 | 1319.6626 | 65.6445 | 38 | 2031 | 2031-12-01
| 2032-01-01 | 18064.4319 | 68111.4836 | 86175.9155 | 1445.0848 | 59.6338 | 40 | 2032 | 2032-01-01
| 2032-02-01 | 15026.4075 | 68111.4836 | 83137.8911 | 1488.3736 | 55.8582 | 41 | 2032 | 2032-02-01
| 2032-03-01 | 24611.6693 | 68111.4836 | 92723.1529 | 1904.2735 | 48.6921 | 42 | 2032 | 2032-03-01
| 2032-04-01 | 24863.5418 | 68111.4836 | 92975.0254 | 1979.9179 | 46.959 | 43 | 2032 | 2032-04-01
| 2032-05-01 | 32357.0033 | 68111.4836 | 100468.4869 | 2127.9869 | 47.2129 | 44 | 2032 | 2032-05-01
| 2032-06-01 | 34901.3172 | 68111.4836 | 103012.8008 | 2125.8374 | 48.4575 | 45 | 2032 | 2032-06-01
| 2032-07-01 | 26256.1474 | 68111.4836 | 94367.6311 | 2003.8086 | 47.0941 | 46 | 2032 | 2032-07-01
| 2032-08-01 | 61922.392 | 68111.4836 | 130033.8756 | 2115.0986 | 61.4789 | 47 | 2032 | 2032-08-01
| 2032-09-01 | 41387.6409 | 68111.4836 | 109499.1245 | 2058.3409 | 53.1978 | 48 | 2032 | 2032-09-01
| 2032-10-01 | 38929.3603 | 68111.4836 | 107040.844 | 1963.7973 | 54.5071 | 49 | 2032 | 2032-10-01
| 2032-11-01 | 19852.4521 | 68111.4836 | 87963.9357 | 1562.2516 | 56.3059 | 50 | 2032 | 2032-11-01
| 2032-12-01 | 20771.5914 | 68111.4836 | 88883.075 | 1313.0643 | 67.6913 | 51 | 2032 | 2032-12-01
| 2033-01-01 | 14243.975 | 69681.9211 | 83925.8961 | 1437.8593 | 58.3686 | 53 | 2033 | 2033-01-01
| 2033-02-01 | 7711.9659 | 69681.9211 | 77393.887 | 1407.2938 | 54.9948 | 54 | 2033 | 2033-02-01
| 2033-03-01 | 16579.9401 | 69681.9211 | 86261.8612 | 1894.7521 | 45.5267 | 55 | 2033 | 2033-03-01
| 2033-04-01 | 17632.9177 | 69681.9211 | 87314.8388 | 1970.0183 | 44.3218 | 56 | 2033 | 2033-04-01
| 2033-05-01 | 23596.9659 | 69681.9211 | 93278.8871 | 2117.347 | 44.0546 | 57 | 2033 | 2033-05-01
| 2033-06-01 | 29769.5412 | 69681.9211 | 99451.4623 | 2115.2082 | 47.0173 | 58 | 2033 | 2033-06-01
| 2033-07-01 | 29707.2242 | 69681.9211 | 99389.1453 | 1993.7895 | 49.8494 | 59 | 2033 | 2033-07-01
| 2033-08-01 | 59513.5201 | 69681.9211 | 129195.4413 | 2104.5232 | 61.3894 | 60 | 2033 | 2033-08-01
| 2033-09-01 | 29441.5008 | 69681.9211 | 99123.422 | 2048.0492 | 48.3989 | 61 | 2033 | 2033-09-01
| 2033-10-01 | 30549.4437 | 69681.9211 | 100231.3648 | 1953.9783 | 51.296 | 62 | 2033 | 2033-10-01
| 2033-11-01 | 13878.3638 | 69681.9211 | 83560.2849 | 1554.4404 | 53.7559 | 63 | 2033 | 2033-11-01
| 2033-12-01 | 17391.2619 | 69681.9211 | 87073.183 | 1306.4989 | 66.6462 | 64 | 2033 | 2033-12-01
| 2034-01-01 | 14029.5922 | 71285.6541 | 85315.2463 | 1430.6701 | 59.6331 | 66 | 2034 | 2034-01-01 |  | 2.3%
| 2034-02-01 | 9565.0197 | 71285.6541 | 80850.6738 | 1400.2573 | 57.7399 | 67 | 2034 | 2034-02-01 |  | 2.3%
| 2034-03-01 | 17594.0295 | 71285.6541 | 88879.6836 | 1885.2784 | 47.1441 | 68 | 2034 | 2034-03-01 |  | 2.3%
| 2034-04-01 | 17758.9712 | 71285.6541 | 89044.6253 | 1960.1683 | 45.427 | 69 | 2034 | 2034-04-01 |  | 2.3%
| 2034-05-01 | 21946.5331 | 71285.6541 | 93232.1872 | 2106.7602 | 44.2538 | 70 | 2034 | 2034-05-01 |  | 2.3%
| 2034-06-01 | 26919.1867 | 71285.6541 | 98204.8408 | 2104.6322 | 46.6613 | 71 | 2034 | 2034-06-01 |  | 2.3%
| 2034-07-01 | 27156.4319 | 71285.6541 | 98442.086 | 1983.8206 | 49.6225 | 72 | 2034 | 2034-07-01 |  | 2.3%
| 2034-08-01 | 69228.4251 | 71285.6541 | 140514.0792 | 2094.0005 | 67.1032 | 73 | 2034 | 2034-08-01 |  | 2.3%
| 2034-09-01 | 29984.3829 | 71285.6541 | 101270.037 | 2037.8089 | 49.6956 | 74 | 2034 | 2034-09-01 |  | 2.3%
| 2034-10-01 | 29975.847 | 71285.6541 | 101261.5011 | 1944.2084 | 52.0837 | 75 | 2034 | 2034-10-01 |  | 2.3%
| 2034-11-01 | 14497.4873 | 71285.6541 | 85783.1414 | 1546.6681 | 55.4632 | 76 | 2034 | 2034-11-01 |  | 2.3%
| 2034-12-01 | 18385.5862 | 71285.6541 | 89671.2403 | 1299.9665 | 68.9797 | 77 | 2034 | 2034-12-01 |  | 2.3%
| 2035-01-01 | 16852.9464 | 72856.0916 | 89709.038 | 1423.5167 | 63.0193 | 79 | 2035 | 2035-01-01 |  | 2.2%
| 2035-02-01 | 12801.9506 | 72856.0916 | 85658.0422 | 1393.256 | 61.4805 | 80 | 2035 | 2035-02-01 |  | 2.2%
| 2035-03-01 | 20144.2422 | 72856.0916 | 93000.3338 | 1875.852 | 49.5777 | 81 | 2035 | 2035-03-01 |  | 2.2%
| 2035-04-01 | 16982.4655 | 72856.0916 | 89838.5571 | 1950.3674 | 46.0624 | 82 | 2035 | 2035-04-01 |  | 2.2%
| 2035-05-01 | 32619.2223 | 72856.0916 | 105475.3139 | 2096.2264 | 50.3168 | 83 | 2035 | 2035-05-01 |  | 2.2%
| 2035-06-01 | 38492.7598 | 72856.0916 | 111348.8514 | 2094.109 | 53.1724 | 84 | 2035 | 2035-06-01 |  | 2.2%
| 2035-07-01 | 59346.9506 | 72856.0916 | 132203.0423 | 1973.9015 | 66.9755 | 85 | 2035 | 2035-07-01 |  | 2.2%
| 2035-08-01 | 101087.6329 | 72856.0916 | 173943.7245 | 2083.5305 | 83.4851 | 86 | 2035 | 2035-08-01 |  | 2.2%
| 2035-09-01 | 35647.9458 | 72856.0916 | 108504.0374 | 2027.6199 | 53.513 | 87 | 2035 | 2035-09-01 |  | 2.2%
| 2035-10-01 | 38057.3804 | 72856.0916 | 110913.472 | 1934.4874 | 57.3348 | 88 | 2035 | 2035-10-01 |  | 2.2%
| 2035-11-01 | 17865.01 | 72856.0916 | 90721.1016 | 1538.9348 | 58.9506 | 89 | 2035 | 2035-11-01 |  | 2.2%
| 2035-12-01 | 18361.0861 | 72856.0916 | 91217.1777 | 1293.4666 | 70.5215 | 90 | 2035 | 2035-12-01 |  | 2.2%
| 2036-01-01 | 15715.5666 | 74459.8246 | 90175.3912 | 1416.3991 | 63.6652 | 92 | 2036 | 2036-01-01 |  | 2.2%
| 2036-02-01 | 13865.4534 | 74459.8246 | 88325.278 | 1458.8286 | 60.5453 | 93 | 2036 | 2036-02-01 |  | 2.2%
| 2036-03-01 | 28641.3754 | 74459.8246 | 103101.2 | 1866.4727 | 55.2385 | 94 | 2036 | 2036-03-01 |  | 2.2%
| 2036-04-01 | 21767.6431 | 74459.8246 | 96227.4677 | 1940.6156 | 49.5861 | 95 | 2036 | 2036-04-01 |  | 2.2%
| 2036-05-01 | 31662.8187 | 74459.8246 | 106122.6433 | 2085.7453 | 50.88 | 96 | 2036 | 2036-05-01 |  | 2.2%
| 2036-06-01 | 35687.9419 | 74459.8246 | 110147.7665 | 2083.6384 | 52.8632 | 97 | 2036 | 2036-06-01 |  | 2.2%
| 2036-07-01 | 54354.6765 | 74459.8246 | 128814.5011 | 1964.032 | 65.5868 | 98 | 2036 | 2036-07-01 |  | 2.2%
| 2036-08-01 | 81011.8186 | 74459.8246 | 155471.6432 | 2073.1129 | 74.9943 | 99 | 2036 | 2036-08-01 |  | 2.2%
| 2036-09-01 | 46118.8332 | 74459.8246 | 120578.6578 | 2017.4818 | 59.7669 | 100 | 2036 | 2036-09-01 |  | 2.2%
| 2036-10-01 | 47488.6612 | 74459.8246 | 121948.4858 | 1924.8149 | 63.356 | 101 | 2036 | 2036-10-01 |  | 2.2%
| 2036-11-01 | 22706.8647 | 74459.8246 | 97166.6893 | 1531.2401 | 63.4562 | 102 | 2036 | 2036-11-01 |  | 2.2%
| 2036-12-01 | 17928.4763 | 74459.8246 | 92388.3009 | 1286.9993 | 71.7858 | 103 | 2036 | 2036-12-01 |  | 2.2%
| 2037-01-01 | 16061.309 | 76096.8531 | 92158.1621 | 1416.3991 | 65.0651 | 105 | 2037 | 2037-01-01 |  | 2.2%
| 2037-02-01 | 13681.8556 | 76096.8531 | 89778.7087 | 1408.5242 | 63.7396 | 106 | 2037 | 2037-02-01 |  | 2.2%
| 2037-03-01 | 29271.4856 | 76096.8531 | 105368.3387 | 1866.4727 | 56.4532 | 107 | 2037 | 2037-03-01 |  | 2.2%
| 2037-04-01 | 22246.5312 | 76096.8531 | 98343.3843 | 1940.6156 | 50.6764 | 108 | 2037 | 2037-04-01 |  | 2.2%
| 2037-05-01 | 32359.4007 | 76096.8531 | 108456.2538 | 2085.7453 | 51.9988 | 109 | 2037 | 2037-05-01 |  | 2.2%
| 2037-06-01 | 36473.0766 | 76096.8531 | 112569.9297 | 2083.6384 | 54.0257 | 110 | 2037 | 2037-06-01 |  | 2.2%
| 2037-07-01 | 55550.4794 | 76096.8531 | 131647.3325 | 1964.032 | 67.0291 | 111 | 2037 | 2037-07-01 |  | 2.2%
| 2037-08-01 | 82794.0786 | 76096.8531 | 158890.9317 | 2073.1129 | 76.6436 | 112 | 2037 | 2037-08-01 |  | 2.2%
| 2037-09-01 | 47133.4475 | 76096.8531 | 123230.3006 | 2017.4818 | 61.0812 | 113 | 2037 | 2037-09-01 |  | 2.2%
| 2037-10-01 | 48533.4117 | 76096.8531 | 124630.2648 | 1924.8149 | 64.7492 | 114 | 2037 | 2037-10-01 |  | 2.2%
| 2037-11-01 | 23206.4157 | 76096.8531 | 99303.2688 | 1531.2401 | 64.8515 | 115 | 2037 | 2037-11-01 |  | 2.2%
| 2037-12-01 | 18322.9027 | 76096.8531 | 94419.7558 | 1286.9993 | 73.3643 | 116 | 2037 | 2037-12-01 |  | 2.2%
| 2038-01-01 | 16430.7191 | 77850.4158 | 94281.135 | 1416.3991 | 66.564 | 118 | 2038 | 2038-01-01 |  | 2.3%
| 2038-02-01 | 13996.5383 | 77850.4158 | 91846.9541 | 1408.5242 | 65.2079 | 119 | 2038 | 2038-02-01 |  | 2.3%
| 2038-03-01 | 29944.7298 | 77850.4158 | 107795.1456 | 1866.4727 | 57.7534 | 120 | 2038 | 2038-03-01 |  | 2.3%
| 2038-04-01 | 22758.2015 | 77850.4158 | 100608.6173 | 1940.6156 | 51.8437 | 121 | 2038 | 2038-04-01 |  | 2.3%
| 2038-05-01 | 33103.6669 | 77850.4158 | 110954.0827 | 2085.7453 | 53.1964 | 122 | 2038 | 2038-05-01 |  | 2.3%
| 2038-06-01 | 37311.9574 | 77850.4158 | 115162.3732 | 2083.6384 | 55.2698 | 123 | 2038 | 2038-06-01 |  | 2.3%
| 2038-07-01 | 56828.1405 | 77850.4158 | 134678.5563 | 1964.032 | 68.5725 | 124 | 2038 | 2038-07-01 |  | 2.3%
| 2038-08-01 | 84698.3424 | 77850.4158 | 162548.7582 | 2073.1129 | 78.4081 | 125 | 2038 | 2038-08-01 |  | 2.3%
| 2038-09-01 | 48217.5168 | 77850.4158 | 126067.9326 | 2017.4818 | 62.4878 | 126 | 2038 | 2038-09-01 |  | 2.3%
| 2038-10-01 | 49649.6802 | 77850.4158 | 127500.096 | 1924.8149 | 66.2402 | 127 | 2038 | 2038-10-01 |  | 2.3%
| 2038-11-01 | 23740.1633 | 77850.4158 | 101590.5791 | 1531.2401 | 66.3453 | 128 | 2038 | 2038-11-01 |  | 2.3%
| 2038-12-01 | 18744.3295 | 77850.4158 | 96594.7453 | 1286.9993 | 75.0542 | 129 | 2038 | 2038-12-01 |  | 2.3%
[7 empty] | 1 | 1900 |  |  | #N/A
[7 empty] | 2 | 1900 |  |  | #N/A
[7 empty] | 3 | 1900 |  |  | #N/A
[7 empty] | 4 | 1900 |  |  | #N/A
[7 empty] | 5 | 1900 |  |  | #N/A
[7 empty] | 6 | 1900 |  |  | #N/A
[7 empty] | 7 | 1900 |  |  | #N/A
[7 empty] | 8 | 1900 |  |  | #N/A
[7 empty] | 9 | 1900 |  |  | #N/A
[7 empty] | 10 | 1900 |  |  | #N/A
[7 empty] | 11 | 1900 |  |  | #N/A
[7 empty] | 12 | 1900 |  |  | #N/A
[7 empty] | 14 | 1900 |  |  | #N/A
[7 empty] | 15 | 1900 |  |  | #N/A
[7 empty] | 16 | 1900 |  |  | #N/A
[7 empty] | 17 | 1900 |  |  | #N/A
[7 empty] | 18 | 1900 |  |  | #N/A
[7 empty] | 19 | 1900 |  |  | #N/A
[7 empty] | 20 | 1900 |  |  | #N/A
[7 empty] | 21 | 1900 |  |  | #N/A
[7 empty] | 22 | 1900 |  |  | #N/A
[7 empty] | 23 | 1900 |  |  | #N/A
[7 empty] | 24 | 1900 |  |  | #N/A
[7 empty] | 25 | 1900 |  |  | #N/A

## Table 3 TransCost D2 (hidden)
Table 3
2017 IRP Aeolus-Bridger/Anticline Transmission
Year | Retail Revenue Requirement | Months In Service | Total Resource Costs
| $/kW-yr | # | $/kW-yr
| (b) | (d) | (h)
2017 IRP Aeolus-Bridger/Anticline Transmission
2020 | 47.55 | 2 | 7.925
2021 | 48.591 | 12 | 48.591
2022 | 49.76 | 12 | 49.76
2023 | 50.95 | 12 | 50.95
2024 | 52.17 | 12 | 52.17
2025 | 53.37 | 12 | 53.37
2026 | 54.6 | 12 | 54.6
2027 | 55.86 | 12 | 55.86
2028 | 57.2 | 12 | 57.2
2029 | 58.57 | 12 | 58.57
2030 | 59.92 | 12 | 59.92
2031 | 61.3 | 12 | 61.3
2032 | 62.71 | 12 | 62.71
2033 | 64.15 | 12 | 64.15
2034 | 65.63 | 12 | 65.63
2035 | 67.07 | 12 | 67.07
2036 | 68.55 | 12 | 68.55
2037 | 70.06 | 12 | 70.06
2038 | 71.67 | 12 | 71.67
2039 | 73.32 | 12 | 73.32
2040 | 75.01 | 12 | 75.01
2041 | 76.74 | 12 | 76.74
2042 | 78.51 | 12 | 78.51
| Transfer Capacity (MW) | 750
Retail Revenue Requirement ($/kW-year, 2021$) |  | 48.591
Company Official Inflation Forecast Dated March 29, 2019
| 2017 | 2% |  | 2026 | 2.3% | 2035 | 2.2%
| 2018 | 2.3% |  | 2027 | 2.3% | 2036 | 2.2%
| 2019 | 2% |  | 2028 | 2.4% | 2037 | 2.2%
| 2020 | 2.2% |  | 2029 | 2.4% | 2038 | 2.3%
| 2021 | 2.4% |  | 2030 | 2.3% | 2039 | 2.3%
| 2022 | 2.4% |  | 2031 | 2.3% | 2040 | 2.3%
| 2023 | 2.4% |  | 2032 | 2.3% | 2041 | 2.3%
| 2024 | 2.4% |  | 2033 | 2.3% | 2042 | 2.3%
| 2025 | 2.3% |  | 2034 | 2.3% | 2043 | 2.3%

## Table 3 UT Wind 2030 (hidden)
Table 3
2017 IRP Update Utah Wind Resource
31% Capacity Factor
Year | Estimated Capital Cost | Fixed Capital Cost at Real Levelized Rate | Fixed O&M | Fixed Costs | Variable O&M | Tax Credit | Total Resource Cost | Total Resource Costs | Wind Integration Cost | Tax Credit
| $/kW | $/kW-yr | $/kW-yr | $/MWh | $/MWh | $/MWh | $/MWh | $/kW-yr | $/MWh
| (a) | (b) | (c) | (d) | (e) | (f) | (g) | (h) | (i)
2017 IRP Update Utah Wind Resource - 31% Capacity Factor
2016 | [9 empty] | 0
2017 |  |  | 37.5706 | 13.8351 | 0 | 0 | 13.8351 | 37.57 | 0.58601 | 0
2018 |  |  | 38.43 | 14.1516 | 0 | 0 | 14.1516 | 38.43 | 0.6 | 0
2019 |  |  | 39.2 | 14.4351 | 0 | 0 | 14.4351 | 39.2 | 0.61 | 0
2020 |  |  | 40.06 | 14.7518 | 0 | 0 | 14.7518 | 40.06 | 0.62 | 0
2021 |  |  | 41.02 | 15.1053 | 0 | 0 | 15.1053 | 41.02 | 0.63 | 0
2022 |  |  | 42 | 15.4662 | 0 | 0 | 15.4662 | 42 | 0.65 | 0
2023 |  |  | 43.01 | 15.8381 | 0 | 0 | 15.8381 | 43.01 | 0.67 | 0
2024 |  |  | 44.04 | 16.2174 | 0 | 0 | 16.2174 | 44.04 | 0.69 | 0
2025 |  |  | 45.05 | 16.5893 | 0 | 0 | 16.5893 | 45.05 | 0.71 | 0
2026 |  |  | 46.09 | 16.9723 | 0 | 0 | 16.9723 | 46.09 | 0.73 | 0
2027 |  |  | 47.15 | 17.3626 | 0 | 0 | 17.3626 | 47.15 | 0.75 | 0
2028 |  |  | 48.28 | 17.7788 | 0 | 0 | 17.7788 | 48.28 | 0.77 | 0
2029 |  |  | 49.44 | 18.2059 | 0 | 0 | 18.2059 | 49.44 | 0.79 | 0
2030 | 1351.8149 | 96.0598 | 50.58 | 53.9991 | 0 | 0 | 53.9991 | 146.64 | 0.81 | 0
2031 |  | 98.27 | 51.74 | 55.2401 | 0 | 0 | 55.2401 | 150.01 | 0.83 | 0
2032 |  | 100.53 | 52.93 | 56.5105 | 0 | 0 | 56.5105 | 153.46 | 0.85 | 0
2033 |  | 102.84 | 54.15 | 57.8104 | 0 | 0 | 57.8104 | 156.99 | 0.87 | 0
2034 |  | 105.21 | 55.4 | 59.1435 | 0 | 0 | 59.1435 | 160.61 | 0.89 | 0
2035 |  | 107.52 | 56.62 | 60.4434 | 0 | 0 | 60.4434 | 164.14 | 0.91 | 0
2036 |  | 109.89 | 57.87 | 61.7764 | 0 | 0 | 61.7764 | 167.76 | 0.93 | 0
2037 |  | 112.31 | 59.14 | 63.1352 | 0 | 0 | 63.1352 | 171.45 | 0.95 | 0
2038 |  | 114.89 | 60.5 | 64.5861 | 0 | 0 | 64.5861 | 175.39 | 0.97 | 0
2039 |  | 117.53 | 61.89 | 66.0701 | 0 | 0 | 66.0701 | 179.42 | 0.99 | 0
2040 |  | 120.23 | 63.31 | 67.5873 | 0 | 0 | 67.5873 | 183.54 | 1.01 | 0
2041 |  | 123 | 64.77 | 69.1449 | 0 | 0 | 69.1449 | 187.77 | 1.03 | 0
2042 |  | 125.83 | 66.26 | 70.7357 | 0 | 0 | 70.7357 | 192.09 | 1.05 | 0
Sources, Inputs and Assumptions
Source: | (c)(f) | Plant Costs - 2017 IRP Update - Table 5.4 & 5.5
| (a) | Plant capacity cost
| (b) | = (a) x 0.0710599128799291
| (d) | = ((b) + (c)) / (8.76 x 31.0%)
| (g) | = (d) + (f)
| (i) | Plant Costs - 2017 IRP Update - Table 5.4 & 5.5
2017 IRP Update Utah Wind Resource - 31% Capacity Factor
| Wind | Cost and Input Assumptions
2030 $ | 1351.8149 | Plant capacity cost |  |  |  | $/kW-yr
2017 $ | 37.5706 | Fixed O&M, plus on-going capital cost |  |  |  | $/kW-yr
2017 $ | 0.58601 | Integration Cost |  |  |  | $/MWH
2017 $ | 0 | Variable O&M |  |  |  | $/MWH
2017 $ |  | Tax Credit $/MWh |  |  |  | $/MWH
| 7.106% | Payment Factor
| 31% | Capacity Factor
Company Official Inflation Forecast Dated March 29, 2019
| 2017 | 2% |  | 2026 | 2.3% |  | 2035 | 2.2%
| 2018 | 2.3% |  | 2027 | 2.3% |  | 2036 | 2.2%
| 2019 | 2% |  | 2028 | 2.4% |  | 2037 | 2.2%
| 2020 | 2.2% |  | 2029 | 2.4% |  | 2038 | 2.3%
| 2021 | 2.4% |  | 2030 | 2.3% |  | 2039 | 2.3%
| 2022 | 2.4% |  | 2031 | 2.3% |  | 2040 | 2.3%
| 2023 | 2.4% |  | 2032 | 2.3% |  | 2041 | 2.3%
| 2024 | 2.4% |  | 2033 | 2.3% |  | 2042 | 2.3%
| 2025 | 2.3% |  | 2034 | 2.3% |  | 2043 | 2.3%

## Table 3 DJ Wind 2030 (hidden)
Table 3
2017 IRP Update Wyoming DJ Wind Resource
41% Capacity Factor
Year | Estimated Capital Cost | Fixed Capital Cost at Real Levelized Rate | Fixed O&M | Fixed Costs | Variable O&M | Tax Credit | Total Resource Cost | Total Resource Costs | Wind Integration Cost | Tax Credit
| $/kW | $/kW-yr | $/kW-yr | $/MWh | $/MWh | $/MWh | $/MWh | $/kW-yr | $/MWh
| (a) | (b) | (c) | (d) | (e) | (f) | (g) | (h) | (i)
2017 IRP Update Wyoming DJ Wind Resource - 41% Capacity Factor
2016 | [9 empty] | 0
2017 |  |  | 37.5656 | 10.3833 | 0.65 | 0 | 11.0333 | 39.92 | 0.58601 | 0
2018 |  |  | 38.43 | 10.6222 | 0.66 | 0 | 11.2822 | 40.82 | 0.6 | 0
2019 |  |  | 39.2 | 10.8351 | 0.67 | 0 | 11.5051 | 41.62 | 0.61 | 0
2020 |  |  | 40.06 | 11.0728 | 0.68 | 0 | 11.7528 | 42.52 | 0.62 | 0
2021 |  |  | 41.02 | 11.3381 | 0.7 | 0 | 12.0381 | 43.55 | 0.63 | 0
2022 |  |  | 42 | 11.609 | 0.72 | 0 | 12.329 | 44.6 | 0.65 | 0
2023 |  |  | 43.01 | 11.8882 | 0.74 | 0 | 12.6282 | 45.69 | 0.67 | 0
2024 |  |  | 44.04 | 12.1729 | 0.76 | 0 | 12.9329 | 46.79 | 0.69 | 0
2025 |  |  | 45.05 | 12.452 | 0.78 | 0 | 13.232 | 47.87 | 0.71 | 0
2026 |  |  | 46.09 | 12.7395 | 0.8 | 0 | 13.5395 | 48.98 | 0.73 | 0
2027 |  |  | 47.15 | 13.0325 | 0.82 | 0 | 13.8525 | 50.12 | 0.75 | 0
2028 |  |  | 48.28 | 13.3448 | 0.84 | 0 | 14.1848 | 51.32 | 0.77 | 0
2029 |  |  | 49.44 | 13.6655 | 0.86 | 0 | 14.5255 | 52.55 | 0.79 | 0
2030 | 1353.2739 | 96.1635 | 50.58 | 40.5606 | 0.88 | 0 | 41.4406 | 149.93 | 0.81 | 0
2031 |  | 98.38 | 51.74 | 41.4939 | 0.9 | 0 | 42.3939 | 153.38 | 0.83 | 0
2032 |  | 100.64 | 52.93 | 42.4475 | 0.92 | 0 | 43.3675 | 156.9 | 0.85 | 0
2033 |  | 102.95 | 54.15 | 43.4232 | 0.94 | 0 | 44.3632 | 160.5 | 0.87 | 0
2034 |  | 105.32 | 55.4 | 44.4238 | 0.96 | 0 | 45.3838 | 164.19 | 0.89 | 0
2035 |  | 107.64 | 56.62 | 45.4023 | 0.98 | 0 | 46.3823 | 167.81 | 0.91 | 0
2036 |  | 110.01 | 57.87 | 46.4029 | 1 | 0 | 47.4029 | 171.5 | 0.93 | 0
2037 |  | 112.43 | 59.14 | 47.4228 | 1.02 | 0 | 48.4428 | 175.26 | 0.95 | 0
2038 |  | 115.02 | 60.5 | 48.5146 | 1.04 | 0 | 49.5546 | 179.28 | 0.97 | 0
2039 |  | 117.67 | 61.89 | 49.6313 | 1.06 | 0 | 50.6913 | 183.39 | 0.99 | 0
2040 |  | 120.38 | 63.31 | 50.7728 | 1.08 | 0 | 51.8528 | 187.6 | 1.01 | 0
2041 |  | 123.15 | 64.77 | 51.942 | 1.1 | 0 | 53.042 | 191.9 | 1.03 | 0
2042 |  | 125.98 | 66.26 | 53.1361 | 1.13 | 0 | 54.2661 | 196.33 | 1.05 | 0
Sources, Inputs and Assumptions
Source: | (c)(f) | Plant Costs - 2017 IRP Update - Table 5.4 & 5.5
| (a) | Plant capacity cost
| (b) | = (a) x 0.0710599128799291
| (d) | = ((b) + (c)) / (8.76 x 41.3%)
| (g) | = (d) + (f)
| (i) | Plant Costs - 2017 IRP Update - Table 5.4 & 5.5
2017 IRP Update Wyoming DJ Wind Resource - 41% Capacity Factor
| Wind | Cost and Input Assumptions
2030 $ | 1353.2739 | Plant capacity cost |  |  |  | $/kW-yr
2017 $ | 37.5656 | Fixed O&M, plus on-going capital cost |  |  |  | $/kW-yr
2017 $ | 0.58601 | Integration Cost |  |  |  | $/MWH
2017 $ | 0.65 | Variable O&M |  |  |  | $/MWH
2017 $ |  | Tax Credit $/MWh |  |  |  | $/MWH
| 7.106% | Payment Factor
| 43.12% | Capacity Factor |  |  | 41.3% | Supply Side tables
Company Official Inflation Forecast Dated March 29, 2019
| 2017 | 2% |  | 2026 | 2.3% |  | 2035 | 2.2%
| 2018 | 2.3% |  | 2027 | 2.3% |  | 2036 | 2.2%
| 2019 | 2% |  | 2028 | 2.4% |  | 2037 | 2.2%
| 2020 | 2.2% |  | 2029 | 2.4% |  | 2038 | 2.3%
| 2021 | 2.4% |  | 2030 | 2.3% |  | 2039 | 2.3%
| 2022 | 2.4% |  | 2031 | 2.3% |  | 2040 | 2.3%
| 2023 | 2.4% |  | 2032 | 2.3% |  | 2041 | 2.3%
| 2024 | 2.4% |  | 2033 | 2.3% |  | 2042 | 2.3%
| 2025 | 2.3% |  | 2034 | 2.3% |  | 2043 | 2.3%

## Table 3 ID Wind 2030 (hidden)
Table 3
2017 IRP Update ID Wind Resource
38% Capacity Factor
Year | Estimated Capital Cost | Fixed Capital Cost at Real Levelized Rate | Fixed O&M | Fixed Costs | Variable O&M | Tax Credit | Total Resource Costs | Total Resource Costs | Wind Integration Cost | Tax Credit
| $/kW | $/kW-yr | $/kW-yr | $/MWh | $/MWh | $/MWh | $/MWh | $/kW-yr | $/MWh
| (a) | (b) | (c) | (d) | (e) | (f) | (g) | (h) | (h)
2017 IRP Update ID Wind Resource - 38% Capacity Factor
2016 | [9 empty] | 0
2017 |  |  | 37.5706 | 11.2865 | 0 | 0 | 11.2865 | 37.57 | 0.58601 | 0
2018 |  |  | 38.43 | 11.5447 | 0 | 0 | 11.5447 | 38.43 | 0.6 | 0
2019 |  |  | 39.2 | 11.776 | 0 | 0 | 11.776 | 39.2 | 0.61 | 0
2020 |  |  | 40.06 | 12.0344 | 0 | 0 | 12.0344 | 40.06 | 0.62 | 0
2021 |  |  | 41.02 | 12.3228 | 0 | 0 | 12.3228 | 41.02 | 0.63 | 0
2022 |  |  | 42 | 12.6172 | 0 | 0 | 12.6172 | 42 | 0.65 | 0
2023 |  |  | 43.01 | 12.9206 | 0 | 0 | 12.9206 | 43.01 | 0.67 | 0
2024 |  |  | 44.04 | 13.23 | 0 | 0 | 13.23 | 44.04 | 0.69 | 0
2025 |  |  | 45.05 | 13.5334 | 0 | 0 | 13.5334 | 45.05 | 0.71 | 0
2026 |  |  | 46.09 | 13.8458 | 0 | 0 | 13.8458 | 46.09 | 0.73 | 0
2027 |  |  | 47.15 | 14.1643 | 0 | 0 | 14.1643 | 47.15 | 0.75 | 0
2028 |  |  | 48.28 | 14.5037 | 0 | 0 | 14.5037 | 48.28 | 0.77 | 0
2029 |  |  | 49.44 | 14.8522 | 0 | 0 | 14.8522 | 49.44 | 0.79 | 0
2030 | 1410.7096 | 100.2449 | 50.58 | 45.3091 | 0 | 0 | 45.3091 | 150.82 | 0.81 | 0
2031 |  | 102.55 | 51.74 | 46.35 | 0 | 0 | 46.35 | 154.29 | 0.83 | 0
2032 |  | 104.91 | 52.93 | 47.4165 | 0 | 0 | 47.4165 | 157.84 | 0.85 | 0
2033 |  | 107.32 | 54.15 | 48.507 | 0 | 0 | 48.507 | 161.47 | 0.87 | 0
2034 |  | 109.79 | 55.4 | 49.6245 | 0 | 0 | 49.6245 | 165.19 | 0.89 | 0
2035 |  | 112.21 | 56.62 | 50.718 | 0 | 0 | 50.718 | 168.83 | 0.91 | 0
2036 |  | 114.68 | 57.87 | 51.8355 | 0 | 0 | 51.8355 | 172.55 | 0.93 | 0
2037 |  | 117.2 | 59.14 | 52.974 | 0 | 0 | 52.974 | 176.34 | 0.95 | 0
2038 |  | 119.9 | 60.5 | 54.1937 | 0 | 0 | 54.1937 | 180.4 | 0.97 | 0
2039 |  | 122.66 | 61.89 | 55.4404 | 0 | 0 | 55.4404 | 184.55 | 0.99 | 0
2040 |  | 125.48 | 63.31 | 56.7141 | 0 | 0 | 56.7141 | 188.79 | 1.01 | 0
2041 |  | 128.37 | 64.77 | 58.0209 | 0 | 0 | 58.0209 | 193.14 | 1.03 | 0
2042 |  | 131.32 | 66.26 | 59.3547 | 0 | 0 | 59.3547 | 197.58 | 1.05 | 0
Sources, Inputs and Assumptions
Source: | (c)(f) | Plant Costs - 2017 IRP Update - Table 5.4 & 5.5
| (a) | Plant capacity cost
| (b) | = (a) x 0.0710599128799291
| (d) | = ((b) + (c)) / (8.76 x 38.0%)
| (g) | = (d) + (f)
| (h) | Plant Costs - 2017 IRP Update - Table 5.4 & 5.5
2017 IRP Update ID Wind Resource - 38% Capacity Factor
| Wind | Cost and Input Assumptions
2030 $ | 1410.7096 | Plant capacity cost |  |  |  | $/kW-yr
2017 $ | 37.5706 | Fixed O&M, plus on-going capital cost |  |  |  | $/kW-yr
2017 $ | 0.58601 | Integration Cost |  |  |  | $/MWH
2017 $ | 0 | Variable O&M |  |  |  | $/MWH
2017 $ |  | Tax Credit $/MWh |  |  |  | $/MWH
| 7.106% | Payment Factor
| 38% | Capacity Factor
Company Official Inflation Forecast Dated March 29, 2019
| 2017 | 2% |  | 2026 | 2.3% |  | 2035 | 2.2%
| 2018 | 2.3% |  | 2027 | 2.3% |  | 2036 | 2.2%
| 2019 | 2% |  | 2028 | 2.4% |  | 2037 | 2.2%
| 2020 | 2.2% |  | 2029 | 2.4% |  | 2038 | 2.3%
| 2021 | 2.4% |  | 2030 | 2.3% |  | 2039 | 2.3%
| 2022 | 2.4% |  | 2031 | 2.3% |  | 2040 | 2.3%
| 2023 | 2.4% |  | 2032 | 2.3% |  | 2041 | 2.3%
| 2024 | 2.4% |  | 2033 | 2.3% |  | 2042 | 2.3%
| 2025 | 2.3% |  | 2034 | 2.3% |  | 2043 | 2.3%

## Table 3 ID Wind 2033 (hidden)
Table 3
2017 IRP Update ID Wind Resource
38% Capacity Factor
Year | Estimated Capital Cost | Fixed Capital Cost at Real Levelized Rate | Fixed O&M | Fixed Costs | Variable O&M | Tax Credit | Total Resource Costs | Total Resource Costs | Wind Integration Cost | Tax Credit
| $/kW | $/kW-yr | $/kW-yr | $/MWh | $/MWh | $/MWh | $/MWh | $/kW-yr | $/MWh
| (a) | (b) | (c) | (d) | (e) | (f) | (g) | (h) | (h)
2017 IRP Update ID Wind Resource - 38% Capacity Factor
2016 | [9 empty] | 0
2017 |  |  | 37.5706 | 11.2865 | 0 | 0 | 11.2865 | 37.57 | 0.58601 | 0
2018 |  |  | 38.43 | 11.5447 | 0 | 0 | 11.5447 | 38.43 | 0.6 | 0
2019 |  |  | 39.2 | 11.776 | 0 | 0 | 11.776 | 39.2 | 0.61 | 0
2020 |  |  | 40.06 | 12.0344 | 0 | 0 | 12.0344 | 40.06 | 0.62 | 0
2021 |  |  | 41.02 | 12.3228 | 0 | 0 | 12.3228 | 41.02 | 0.63 | 0
2022 |  |  | 42 | 12.6172 | 0 | 0 | 12.6172 | 42 | 0.65 | 0
2023 |  |  | 43.01 | 12.9206 | 0 | 0 | 12.9206 | 43.01 | 0.67 | 0
2024 |  |  | 44.04 | 13.23 | 0 | 0 | 13.23 | 44.04 | 0.69 | 0
2025 |  |  | 45.05 | 13.5334 | 0 | 0 | 13.5334 | 45.05 | 0.71 | 0
2026 |  |  | 46.09 | 13.8458 | 0 | 0 | 13.8458 | 46.09 | 0.73 | 0
2027 |  |  | 47.15 | 14.1643 | 0 | 0 | 14.1643 | 47.15 | 0.75 | 0
2028 |  |  | 48.28 | 14.5037 | 0 | 0 | 14.5037 | 48.28 | 0.77 | 0
2029 |  |  | 49.44 | 14.8522 | 0 | 0 | 14.8522 | 49.44 | 0.79 | 0
2030 |  |  | 50.58 | 15.1947 | 0 | 0 | 15.1947 | 50.58 | 0.81 | 0
2031 |  |  | 51.74 | 15.5431 | 0 | 0 | 15.5431 | 51.74 | 0.83 | 0
2032 |  |  | 52.93 | 15.9006 | 0 | 0 | 15.9006 | 52.93 | 0.85 | 0
2033 | 1420.0408 | 100.908 | 54.15 | 46.5807 | 0 | 0 | 46.5807 | 155.06 | 0.87 | 0
2034 |  | 103.23 | 55.4 | 47.6538 | 0 | 0 | 47.6538 | 158.63 | 0.89 | 0
2035 |  | 105.5 | 56.62 | 48.7022 | 0 | 0 | 48.7022 | 162.12 | 0.91 | 0
2036 |  | 107.82 | 57.87 | 49.7747 | 0 | 0 | 49.7747 | 165.69 | 0.93 | 0
2037 |  | 110.19 | 59.14 | 50.8682 | 0 | 0 | 50.8682 | 169.33 | 0.95 | 0
2038 |  | 112.72 | 60.5 | 52.0368 | 0 | 0 | 52.0368 | 173.22 | 0.97 | 0
2039 |  | 115.31 | 61.89 | 53.2324 | 0 | 0 | 53.2324 | 177.2 | 0.99 | 0
2040 |  | 117.96 | 63.31 | 54.4551 | 0 | 0 | 54.4551 | 181.27 | 1.01 | 0
2041 |  | 120.67 | 64.77 | 55.7078 | 0 | 0 | 55.7078 | 185.44 | 1.03 | 0
2042 |  | 123.45 | 66.26 | 56.9905 | 0 | 0 | 56.9905 | 189.71 | 1.05 | 0
Sources, Inputs and Assumptions
Source: | (c)(f) | Plant Costs - 2017 IRP Update - Table 5.4 & 5.5
| (a) | Plant capacity cost
| (b) | = (a) x 0.0710599128799291
| (d) | = ((b) + (c)) / (8.76 x 38.0%)
| (g) | = (d) + (f)
| (h) | Plant Costs - 2017 IRP Update - Table 5.4 & 5.5
2017 IRP Update ID Wind Resource - 38% Capacity Factor
| Wind | Cost and Input Assumptions
2033 $ | 1420.0408 | Plant capacity cost |  |  |  | $/kW-yr
2017 $ | 37.5706 | Fixed O&M, plus on-going capital cost |  |  |  | $/kW-yr
2017 $ | 0.58601 | Integration Cost |  |  |  | $/MWH
2017 $ | 0 | Variable O&M |  |  |  | $/MWH
2017 $ |  | Tax Credit $/MWh |  |  |  | $/MWH
| 7.106% | Payment Factor
| 38% | Capacity Factor
Company Official Inflation Forecast Dated March 29, 2019
| 2017 | 2% |  | 2026 | 2.3% |  | 2035 | 2.2%
| 2018 | 2.3% |  | 2027 | 2.3% |  | 2036 | 2.2%
| 2019 | 2% |  | 2028 | 2.4% |  | 2037 | 2.2%
| 2020 | 2.2% |  | 2029 | 2.4% |  | 2038 | 2.3%
| 2021 | 2.4% |  | 2030 | 2.3% |  | 2039 | 2.3%
| 2022 | 2.4% |  | 2031 | 2.3% |  | 2040 | 2.3%
| 2023 | 2.4% |  | 2032 | 2.3% |  | 2041 | 2.3%
| 2024 | 2.4% |  | 2033 | 2.3% |  | 2042 | 2.3%
| 2025 | 2.3% |  | 2034 | 2.3% |  | 2043 | 2.3%

## Table 3 UT Wind 2036 (hidden)
Table 3
2017 IRP Update Utah Wind Resource
31% Capacity Factor
Year | Estimated Capital Cost | Fixed Capital Cost at Real Levelized Rate | Fixed O&M | Fixed Costs | Variable O&M | Tax Credit | Total Resource Cost | Total Resource Costs | Wind Integration Cost | Tax Credit
| $/kW | $/kW-yr | $/kW-yr | $/MWh | $/MWh | $/MWh | $/MWh | $/kW-yr | $/MWh
| (a) | (b) | (c) | (d) | (e) | (f) | (g) | (h) | (i)
2017 IRP Update Utah Wind Resource - 31% Capacity Factor
2016 | [9 empty] | 0
2017 |  |  | 37.5706 | 13.8351 | 0 | 0 | 13.8351 | 37.57 | 0.58601 | 0
2018 |  |  | 38.43 | 14.1516 | 0 | 0 | 14.1516 | 38.43 | 0.6 | 0
2019 |  |  | 39.2 | 14.4351 | 0 | 0 | 14.4351 | 39.2 | 0.61 | 0
2020 |  |  | 40.06 | 14.7518 | 0 | 0 | 14.7518 | 40.06 | 0.62 | 0
2021 |  |  | 41.02 | 15.1053 | 0 | 0 | 15.1053 | 41.02 | 0.63 | 0
2022 |  |  | 42 | 15.4662 | 0 | 0 | 15.4662 | 42 | 0.65 | 0
2023 |  |  | 43.01 | 15.8381 | 0 | 0 | 15.8381 | 43.01 | 0.67 | 0
2024 |  |  | 44.04 | 16.2174 | 0 | 0 | 16.2174 | 44.04 | 0.69 | 0
2025 |  |  | 45.05 | 16.5893 | 0 | 0 | 16.5893 | 45.05 | 0.71 | 0
2026 |  |  | 46.09 | 16.9723 | 0 | 0 | 16.9723 | 46.09 | 0.73 | 0
2027 |  |  | 47.15 | 17.3626 | 0 | 0 | 17.3626 | 47.15 | 0.75 | 0
2028 |  |  | 48.28 | 17.7788 | 0 | 0 | 17.7788 | 48.28 | 0.77 | 0
2029 |  |  | 49.44 | 18.2059 | 0 | 0 | 18.2059 | 49.44 | 0.79 | 0
2030 |  |  | 50.58 | 18.6257 | 0 | 0 | 18.6257 | 50.58 | 0.81 | 0
2031 |  |  | 51.74 | 19.0529 | 0 | 0 | 19.0529 | 51.74 | 0.83 | 0
2032 |  |  | 52.93 | 19.4911 | 0 | 0 | 19.4911 | 52.93 | 0.85 | 0
2033 |  |  | 54.15 | 19.9403 | 0 | 0 | 19.9403 | 54.15 | 0.87 | 0
2034 |  |  | 55.4 | 20.4006 | 0 | 0 | 20.4006 | 55.4 | 0.89 | 0
2035 |  |  | 56.62 | 20.8499 | 0 | 0 | 20.8499 | 56.62 | 0.91 | 0
2036 | 1369.7573 | 97.3348 | 57.87 | 57.1531 | 0 | 0 | 57.1531 | 155.2 | 0.93 | 0
2037 |  | 99.48 | 59.14 | 58.4107 | 0 | 0 | 58.4107 | 158.62 | 0.95 | 0
2038 |  | 101.77 | 60.5 | 59.7548 | 0 | 0 | 59.7548 | 162.27 | 0.97 | 0
2039 |  | 104.11 | 61.89 | 61.1283 | 0 | 0 | 61.1283 | 166 | 0.99 | 0
2040 |  | 106.5 | 63.31 | 62.5313 | 0 | 0 | 62.5313 | 169.81 | 1.01 | 0
2041 |  | 108.95 | 64.77 | 63.9711 | 0 | 0 | 63.9711 | 173.72 | 1.03 | 0
2042 |  | 111.46 | 66.26 | 65.4441 | 0 | 0 | 65.4441 | 177.72 | 1.05 | 0
Sources, Inputs and Assumptions
Source: | (c)(f) | Plant Costs - 2017 IRP Update - Table 5.4 & 5.5
| (a) | Plant capacity cost
| (b) | = (a) x 0.0710599128799291
| (d) | = ((b) + (c)) / (8.76 x 31.0%)
| (g) | = (d) + (f)
| (i) | Plant Costs - 2017 IRP Update - Table 5.4 & 5.5
2017 IRP Update Utah Wind Resource - 31% Capacity Factor
| Wind | Cost and Input Assumptions
2036 $ | 1369.7573 | Plant capacity cost |  |  |  | $/kW-yr
2017 $ | 37.5706 | Fixed O&M, plus on-going capital cost |  |  |  | $/kW-yr
2017 $ | 0.58601 | Integration Cost |  |  |  | $/MWH
2017 $ | 0 | Variable O&M |  |  |  | $/MWH
2017 $ |  | Tax Credit $/MWh |  |  |  | $/MWH
| 7.106% | Payment Factor
| 31% | Capacity Factor
Company Official Inflation Forecast Dated March 29, 2019
| 2017 | 2% |  | 2026 | 2.3% |  | 2035 | 2.2%
| 2018 | 2.3% |  | 2027 | 2.3% |  | 2036 | 2.2%
| 2019 | 2% |  | 2028 | 2.4% |  | 2037 | 2.2%
| 2020 | 2.2% |  | 2029 | 2.4% |  | 2038 | 2.3%
| 2021 | 2.4% |  | 2030 | 2.3% |  | 2039 | 2.3%
| 2022 | 2.4% |  | 2031 | 2.3% |  | 2040 | 2.3%
| 2023 | 2.4% |  | 2032 | 2.3% |  | 2041 | 2.3%
| 2024 | 2.4% |  | 2033 | 2.3% |  | 2042 | 2.3%
| 2025 | 2.3% |  | 2034 | 2.3% |  | 2043 | 2.3%

## Table 3 WW Wind 2035 (hidden)
Table 3
2017 IRP Update Walla Walla Wind Resource
38% Capacity Factor
Year | Estimated Capital Cost | Fixed Capital Cost at Real Levelized Rate | Fixed O&M | Fixed Costs | Variable O&M | Tax Credit | Total Resource Costs | Total Resource Costs | Wind Integration Cost | Tax Credit
| $/kW | $/kW-yr | $/kW-yr | $/MWh | $/MWh | $/MWh | $/MWh | $/kW-yr | $/MWh
| (a) | (b) | (c) | (d) | (e) | (f) | (g) | (h) | (h)
2017 IRP Update Walla Walla Wind Resource - 38% Capacity Factor
2016 | [9 empty] | 0
2017 |  |  | 37.5706 | 11.2865 | 0 | 0 | 11.2865 | 37.57 | 0.58601 | 0
2018 |  |  | 38.43 | 11.5447 | 0 | 0 | 11.5447 | 38.43 | 0.6 | 0
2019 |  |  | 39.2 | 11.776 | 0 | 0 | 11.776 | 39.2 | 0.61 | 0
2020 |  |  | 40.06 | 12.0344 | 0 | 0 | 12.0344 | 40.06 | 0.62 | 0
2021 |  |  | 41.02 | 12.3228 | 0 | 0 | 12.3228 | 41.02 | 0.63 | 0
2022 |  |  | 42 | 12.6172 | 0 | 0 | 12.6172 | 42 | 0.65 | 0
2023 |  |  | 43.01 | 12.9206 | 0 | 0 | 12.9206 | 43.01 | 0.67 | 0
2024 |  |  | 44.04 | 13.23 | 0 | 0 | 13.23 | 44.04 | 0.69 | 0
2025 |  |  | 45.05 | 13.5334 | 0 | 0 | 13.5334 | 45.05 | 0.71 | 0
2026 |  |  | 46.09 | 13.8458 | 0 | 0 | 13.8458 | 46.09 | 0.73 | 0
2027 |  |  | 47.15 | 14.1643 | 0 | 0 | 14.1643 | 47.15 | 0.75 | 0
2028 |  |  | 48.28 | 14.5037 | 0 | 0 | 14.5037 | 48.28 | 0.77 | 0
2029 |  |  | 49.44 | 14.8522 | 0 | 0 | 14.8522 | 49.44 | 0.79 | 0
2030 |  |  | 50.58 | 15.1947 | 0 | 0 | 15.1947 | 50.58 | 0.81 | 0
2031 |  |  | 51.74 | 15.5431 | 0 | 0 | 15.5431 | 51.74 | 0.83 | 0
2032 |  |  | 52.93 | 15.9006 | 0 | 0 | 15.9006 | 52.93 | 0.85 | 0
2033 |  |  | 54.15 | 16.2671 | 0 | 0 | 16.2671 | 54.15 | 0.87 | 0
2034 |  |  | 55.4 | 16.6426 | 0 | 0 | 16.6426 | 55.4 | 0.89 | 0
2035 | 1417.4139 | 100.7213 | 56.62 | 47.2667 | 0 | 0 | 47.2667 | 157.34 | 0.91 | 0
2036 |  | 102.94 | 57.87 | 48.3087 | 0 | 0 | 48.3087 | 160.81 | 0.93 | 0
2037 |  | 105.2 | 59.14 | 49.3691 | 0 | 0 | 49.3691 | 164.34 | 0.95 | 0
2038 |  | 107.62 | 60.5 | 50.5047 | 0 | 0 | 50.5047 | 168.12 | 0.97 | 0
2039 |  | 110.1 | 61.89 | 51.6673 | 0 | 0 | 51.6673 | 171.99 | 0.99 | 0
2040 |  | 112.63 | 63.31 | 52.8539 | 0 | 0 | 52.8539 | 175.94 | 1.01 | 0
2041 |  | 115.22 | 64.77 | 54.0705 | 0 | 0 | 54.0705 | 179.99 | 1.03 | 0
2042 |  | 117.87 | 66.26 | 55.3142 | 0 | 0 | 55.3142 | 184.13 | 1.05 | 0
Sources, Inputs and Assumptions
Source: | (c)(f) | Plant Costs - 2017 IRP Update - Table 5.4 & 5.5
| (a) | Plant capacity cost
| (b) | = (a) x 0.0710599128799291
| (d) | = ((b) + (c)) / (8.76 x 38.0%)
| (g) | = (d) + (f)
| (h) | Plant Costs - 2017 IRP Update - Table 5.4 & 5.5
2017 IRP Update Walla Walla Wind Resource - 38% Capacity Factor
| Wind | Cost and Input Assumptions
2035 $ | 1417.4139 | Plant capacity cost |  |  |  | $/kW-yr
2017 $ | 37.5706 | Fixed O&M, plus on-going capital cost |  |  |  | $/kW-yr
2017 $ | 0.58601 | Integration Cost |  |  |  | $/MWH
2017 $ | 0 | Variable O&M |  |  |  | $/MWH
2017 $ |  | Tax Credit $/MWh |  |  |  | $/MWH
| 7.106% | Payment Factor
| 38% | Capacity Factor
Company Official Inflation Forecast Dated March 29, 2019
| 2017 | 2% |  | 2026 | 2.3% |  | 2035 | 2.2%
| 2018 | 2.3% |  | 2027 | 2.3% |  | 2036 | 2.2%
| 2019 | 2% |  | 2028 | 2.4% |  | 2037 | 2.2%
| 2020 | 2.2% |  | 2029 | 2.4% |  | 2038 | 2.3%
| 2021 | 2.4% |  | 2030 | 2.3% |  | 2039 | 2.3%
| 2022 | 2.4% |  | 2031 | 2.3% |  | 2040 | 2.3%
| 2023 | 2.4% |  | 2032 | 2.3% |  | 2041 | 2.3%
| 2024 | 2.4% |  | 2033 | 2.3% |  | 2042 | 2.3%
| 2025 | 2.3% |  | 2034 | 2.3% |  | 2043 | 2.3%

## Table 3 YK Wind 2035 (hidden)
Table 3
2017 IRP Update Yakima Wind Resource
38% Capacity Factor
Year | Estimated Capital Cost | Fixed Capital Cost at Real Levelized Rate | Fixed O&M | Fixed Costs | Variable O&M | Tax Credit | Total Resource Costs | Total Resource Costs | Wind Integration Cost | Tax Credit
| $/kW | $/kW-yr | $/kW-yr | $/MWh | $/MWh | $/MWh | $/MWh | $/kW-yr | $/MWh
| (a) | (b) | (c) | (d) | (e) | (f) | (g) | (h) | (h)
2017 IRP Update Yakima Wind Resource - 38% Capacity Factor
2016 | [9 empty] | 0
2017 |  |  | 37.5706 | 11.2865 | 0 | 0 | 11.2865 | 37.57 | 0.58601 | 0
2018 |  |  | 38.43 | 11.5447 | 0 | 0 | 11.5447 | 38.43 | 0.6 | 0
2019 |  |  | 39.2 | 11.776 | 0 | 0 | 11.776 | 39.2 | 0.61 | 0
2020 |  |  | 40.06 | 12.0344 | 0 | 0 | 12.0344 | 40.06 | 0.62 | 0
2021 |  |  | 41.02 | 12.3228 | 0 | 0 | 12.3228 | 41.02 | 0.63 | 0
2022 |  |  | 42 | 12.6172 | 0 | 0 | 12.6172 | 42 | 0.65 | 0
2023 |  |  | 43.01 | 12.9206 | 0 | 0 | 12.9206 | 43.01 | 0.67 | 0
2024 |  |  | 44.04 | 13.23 | 0 | 0 | 13.23 | 44.04 | 0.69 | 0
2025 |  |  | 45.05 | 13.5334 | 0 | 0 | 13.5334 | 45.05 | 0.71 | 0
2026 |  |  | 46.09 | 13.8458 | 0 | 0 | 13.8458 | 46.09 | 0.73 | 0
2027 |  |  | 47.15 | 14.1643 | 0 | 0 | 14.1643 | 47.15 | 0.75 | 0
2028 |  |  | 48.28 | 14.5037 | 0 | 0 | 14.5037 | 48.28 | 0.77 | 0
2029 |  |  | 49.44 | 14.8522 | 0 | 0 | 14.8522 | 49.44 | 0.79 | 0
2030 |  |  | 50.58 | 15.1947 | 0 | 0 | 15.1947 | 50.58 | 0.81 | 0
2031 |  |  | 51.74 | 15.5431 | 0 | 0 | 15.5431 | 51.74 | 0.83 | 0
2032 |  |  | 52.93 | 15.9006 | 0 | 0 | 15.9006 | 52.93 | 0.85 | 0
2033 |  |  | 54.15 | 16.2671 | 0 | 0 | 16.2671 | 54.15 | 0.87 | 0
2034 |  |  | 55.4 | 16.6426 | 0 | 0 | 16.6426 | 55.4 | 0.89 | 0
2035 | 1417.4139 | 100.7213 | 56.62 | 47.2667 | 0 | 0 | 47.2667 | 157.34 | 0.91 | 0
2036 |  | 102.94 | 57.87 | 48.3087 | 0 | 0 | 48.3087 | 160.81 | 0.93 | 0
2037 |  | 105.2 | 59.14 | 49.3691 | 0 | 0 | 49.3691 | 164.34 | 0.95 | 0
2038 |  | 107.62 | 60.5 | 50.5047 | 0 | 0 | 50.5047 | 168.12 | 0.97 | 0
2039 |  | 110.1 | 61.89 | 51.6673 | 0 | 0 | 51.6673 | 171.99 | 0.99 | 0
2040 |  | 112.63 | 63.31 | 52.8539 | 0 | 0 | 52.8539 | 175.94 | 1.01 | 0
2041 |  | 115.22 | 64.77 | 54.0705 | 0 | 0 | 54.0705 | 179.99 | 1.03 | 0
2042 |  | 117.87 | 66.26 | 55.3142 | 0 | 0 | 55.3142 | 184.13 | 1.05 | 0
Sources, Inputs and Assumptions
Source: | (c)(f) | Plant Costs - 2017 IRP Update - Table 5.4 & 5.5
| (a) | Plant capacity cost
| (b) | = (a) x 0.0710599128799291
| (d) | = ((b) + (c)) / (8.76 x 38.0%)
| (g) | = (d) + (f)
| (h) | Plant Costs - 2017 IRP Update - Table 5.4 & 5.5
2017 IRP Update Yakima Wind Resource - 38% Capacity Factor
| Wind | Cost and Input Assumptions
2035 $ | 1417.4139 | Plant capacity cost |  |  |  | $/kW-yr
2017 $ | 37.5706 | Fixed O&M, plus on-going capital cost |  |  |  | $/kW-yr
2017 $ | 0.58601 | Integration Cost |  |  |  | $/MWH
2017 $ | 0 | Variable O&M |  |  |  | $/MWH
2017 $ |  | Tax Credit $/MWh |  |  |  | $/MWH
| 7.106% | Payment Factor
| 38% | Capacity Factor
Company Official Inflation Forecast Dated March 29, 2019
| 2017 | 2% |  | 2026 | 2.3% |  | 2035 | 2.2%
| 2018 | 2.3% |  | 2027 | 2.3% |  | 2036 | 2.2%
| 2019 | 2% |  | 2028 | 2.4% |  | 2037 | 2.2%
| 2020 | 2.2% |  | 2029 | 2.4% |  | 2038 | 2.3%
| 2021 | 2.4% |  | 2030 | 2.3% |  | 2039 | 2.3%
| 2022 | 2.4% |  | 2031 | 2.3% |  | 2040 | 2.3%
| 2023 | 2.4% |  | 2032 | 2.3% |  | 2041 | 2.3%
| 2024 | 2.4% |  | 2033 | 2.3% |  | 2042 | 2.3%
| 2025 | 2.3% |  | 2034 | 2.3% |  | 2043 | 2.3%

## Table 3 OR Wind 2035 (hidden)
Table 3
2017 IRP Update Oregon Wind Resource
38% Capacity Factor
Year | Estimated Capital Cost | Fixed Capital Cost at Real Levelized Rate | Fixed O&M | Fixed Costs | Variable O&M | Tax Credit | Total Resource Costs | Total Resource Costs | Wind Integration Cost | Tax Credit
| $/kW | $/kW-yr | $/kW-yr | $/MWh | $/MWh | $/MWh | $/MWh | $/kW-yr | $/MWh
| (a) | (b) | (c) | (d) | (e) | (f) | (g) | (h) | (h)
2017 IRP Update Oregon Wind Resource - 38% Capacity Factor
2016 | [9 empty] | 0
2017 |  |  | 37.5706 | 11.2865 | 0 | 0 | 11.2865 | 37.57 | 0.58601 | 0
2018 |  |  | 38.43 | 11.5447 | 0 | 0 | 11.5447 | 38.43 | 0.6 | 0
2019 |  |  | 39.2 | 11.776 | 0 | 0 | 11.776 | 39.2 | 0.61 | 0
2020 |  |  | 40.06 | 12.0344 | 0 | 0 | 12.0344 | 40.06 | 0.62 | 0
2021 |  |  | 41.02 | 12.3228 | 0 | 0 | 12.3228 | 41.02 | 0.63 | 0
2022 |  |  | 42 | 12.6172 | 0 | 0 | 12.6172 | 42 | 0.65 | 0
2023 |  |  | 43.01 | 12.9206 | 0 | 0 | 12.9206 | 43.01 | 0.67 | 0
2024 |  |  | 44.04 | 13.23 | 0 | 0 | 13.23 | 44.04 | 0.69 | 0
2025 |  |  | 45.05 | 13.5334 | 0 | 0 | 13.5334 | 45.05 | 0.71 | 0
2026 |  |  | 46.09 | 13.8458 | 0 | 0 | 13.8458 | 46.09 | 0.73 | 0
2027 |  |  | 47.15 | 14.1643 | 0 | 0 | 14.1643 | 47.15 | 0.75 | 0
2028 |  |  | 48.28 | 14.5037 | 0 | 0 | 14.5037 | 48.28 | 0.77 | 0
2029 |  |  | 49.44 | 14.8522 | 0 | 0 | 14.8522 | 49.44 | 0.79 | 0
2030 |  |  | 50.58 | 15.1947 | 0 | 0 | 15.1947 | 50.58 | 0.81 | 0
2031 |  |  | 51.74 | 15.5431 | 0 | 0 | 15.5431 | 51.74 | 0.83 | 0
2032 |  |  | 52.93 | 15.9006 | 0 | 0 | 15.9006 | 52.93 | 0.85 | 0
2033 |  |  | 54.15 | 16.2671 | 0 | 0 | 16.2671 | 54.15 | 0.87 | 0
2034 |  |  | 55.4 | 16.6426 | 0 | 0 | 16.6426 | 55.4 | 0.89 | 0
2035 | 1397.0737 | 99.2759 | 56.62 | 46.8325 | 0 | 0 | 46.8325 | 155.9 | 0.91 | 0
2036 |  | 101.46 | 57.87 | 47.8641 | 0 | 0 | 47.8641 | 159.33 | 0.93 | 0
2037 |  | 103.69 | 59.14 | 48.9155 | 0 | 0 | 48.9155 | 162.83 | 0.95 | 0
2038 |  | 106.07 | 60.5 | 50.0391 | 0 | 0 | 50.0391 | 166.57 | 0.97 | 0
2039 |  | 108.51 | 61.89 | 51.1896 | 0 | 0 | 51.1896 | 170.4 | 0.99 | 0
2040 |  | 111.01 | 63.31 | 52.3672 | 0 | 0 | 52.3672 | 174.32 | 1.01 | 0
2041 |  | 113.56 | 64.77 | 53.5719 | 0 | 0 | 53.5719 | 178.33 | 1.03 | 0
2042 |  | 116.17 | 66.26 | 54.8035 | 0 | 0 | 54.8035 | 182.43 | 1.05 | 0
Sources, Inputs and Assumptions
Source: | (c)(f) | Plant Costs - 2017 IRP Update - Table 5.4 & 5.5
| (a) | Plant capacity cost
| (b) | = (a) x 0.0710599128799291
| (d) | = ((b) + (c)) / (8.76 x 38.0%)
| (g) | = (d) + (f)
| (h) | Plant Costs - 2017 IRP Update - Table 5.4 & 5.5
2017 IRP Update Oregon Wind Resource - 38% Capacity Factor
| Wind | Cost and Input Assumptions
2035 $ | 1397.0737 | Plant capacity cost |  |  |  | $/kW-yr
2017 $ | 37.5706 | Fixed O&M, plus on-going capital cost |  |  |  | $/kW-yr
2017 $ | 0.58601 | Integration Cost |  |  |  | $/MWH
2017 $ | 0 | Variable O&M |  |  |  | $/MWH
2017 $ |  | Tax Credit $/MWh |  |  |  | $/MWH
| 7.106% | Payment Factor
| 38% | Capacity Factor
Company Official Inflation Forecast Dated March 29, 2019
| 2017 | 2% |  | 2026 | 2.3% |  | 2035 | 2.2%
| 2018 | 2.3% |  | 2027 | 2.3% |  | 2036 | 2.2%
| 2019 | 2% |  | 2028 | 2.4% |  | 2037 | 2.2%
| 2020 | 2.2% |  | 2029 | 2.4% |  | 2038 | 2.3%
| 2021 | 2.4% |  | 2030 | 2.3% |  | 2039 | 2.3%
| 2022 | 2.4% |  | 2031 | 2.3% |  | 2040 | 2.3%
| 2023 | 2.4% |  | 2032 | 2.3% |  | 2041 | 2.3%
| 2024 | 2.4% |  | 2033 | 2.3% |  | 2042 | 2.3%
| 2025 | 2.3% |  | 2034 | 2.3% |  | 2043 | 2.3%

## Table 3 YK Solar 2030
Table 3
2017 IRP Update Yakima Solar Resource-2030
25% Capacity Factor
Year | Estimated Capital Cost | Fixed Capital Cost at Real Levelized Rate | Fixed O&M | Fixed Costs | Variable O&M | Tax Credit | Avoided Cost (before Integration Cost) | Total Resource Costs | Wind Integration Cost
| $/kW | $/kW-yr | $/kW-yr | $/MWh | $/MWh | $/MWh | $/MWh | $/kW-yr | $/MWh
| (a) | (b) | (c) | (d) | (e) | (f) | (g) | (h) | (h)
2017 IRP Update Yakima Solar Resource-2030 - 25% Capacity Factor
2016
2017 |  |  | 18.7418 | 8.5922 | 0 | 0 | 8.5922 | 18.74 | 0.61669
2018 |  |  | 19.17 | 8.7886 | 0 | 0 | 8.7886 | 19.17 | 0.63
2019 |  |  | 19.55 | 8.9628 | 0 | 0 | 8.9628 | 19.55 | 0.64
2020 |  |  | 19.98 | 9.1599 | 0 | 0 | 9.1599 | 19.98 | 0.65
2021 |  |  | 20.46 | 9.38 | 0 | 0 | 9.38 | 20.46 | 0.67
2022 |  |  | 20.95 | 9.6046 | 0 | 0 | 9.6046 | 20.95 | 0.69
2023 |  |  | 21.45 | 9.8339 | 0 | 0 | 9.8339 | 21.45 | 0.71
2024 |  |  | 21.96 | 10.0677 | 0 | 0 | 10.0677 | 21.96 | 0.73
2025 |  |  | 22.47 | 10.3015 | 0 | 0 | 10.3015 | 22.47 | 0.75
2026 |  |  | 22.99 | 10.5399 | 0 | 0 | 10.5399 | 22.99 | 0.77
2027 |  |  | 23.52 | 10.7829 | 0 | 0 | 10.7829 | 23.52 | 0.79
2028 |  |  | 24.08 | 11.0396 | 0 | 0 | 11.0396 | 24.08 | 0.81
2029 |  |  | 24.66 | 11.3055 | 0 | 0 | 11.3055 | 24.66 | 0.83
2030 | 1192.5045 | 92.0573 | 25.23 | 53.7709 | 0 | 0 | 53.7709 | 117.29 | 0.85
2031 |  | 94.17 | 25.81 | 55.0054 | 0 | 0 | 55.0054 | 119.98 | 0.87
2032 |  | 96.34 | 26.4 | 56.2707 | 0 | 0 | 56.2707 | 122.74 | 0.89
2033 |  | 98.56 | 27.01 | 57.5682 | 0 | 0 | 57.5682 | 125.57 | 0.91
2034 |  | 100.83 | 27.63 | 58.8931 | 0 | 0 | 58.8931 | 128.46 | 0.93
2035 |  | 103.05 | 28.24 | 60.1905 | 0 | 0 | 60.1905 | 131.29 | 0.95
2036 |  | 105.32 | 28.86 | 61.5155 | 0 | 0 | 61.5155 | 134.18 | 0.97
2037 |  | 107.64 | 29.49 | 62.8679 | 0 | 0 | 62.8679 | 137.13 | 0.99
2038 |  | 110.12 | 30.17 | 64.3166 | 0 | 0 | 64.3166 | 140.29 | 1.01
2039 |  | 112.65 | 30.86 | 65.7929 | 0 | 0 | 65.7929 | 143.51 | 1.03
2040 |  | 115.24 | 31.57 | 67.3058 | 0 | 0 | 67.3058 | 146.81 | 1.05
2041 |  | 117.89 | 32.3 | 68.8553 | 0 | 0 | 68.8553 | 150.19 | 1.07
2042 |  | 120.6 | 33.04 | 70.437 | 0 | 0 | 70.437 | 153.64 | 1.09
Sources, Inputs and Assumptions
Source: | (c)(f) | Plant Costs - 2017 IRP Update - Table 5.4 & 5.5
| (a) | Plant capacity cost
| (b) | = (a) x 0.0771966024070909
| (d) | = ((b) + (c)) / (8.76 x 24.9%)
| (g) | = (d) + (f)
| (h) | Plant Costs - 2017 IRP Update - Table 5.4 & 5.5
2017 IRP Update Yakima Solar Resource-2030 - 25% Capacity Factor
| Solar | Cost and Input Assumptions
2030 $ | 1192.5045 | Plant capacity cost |  |  |  | $/kW-yr
2017 $ | 18.7418 | Fixed O&M, plus on-going capital cost |  |  |  | $/kW-yr
2017 $ | 0.61669 | Integration Cost |  |  |  | $/MWH
2017 $ | 0 | Variable O&M |  |  |  | $/MWH
2017 $ |  | Tax Credit $/MWh |  |  |  | $/MWH
| 7.72% | Payment Factor
| 24.9% | Capacity Factor
Company Official Inflation Forecast Dated March 29, 2019
| 2017 | 2% |  | 2026 | 2.3% |  | 2035 | 2.2%
| 2018 | 2.3% |  | 2027 | 2.3% |  | 2036 | 2.2%
| 2019 | 2% |  | 2028 | 2.4% |  | 2037 | 2.2%
| 2020 | 2.2% |  | 2029 | 2.4% |  | 2038 | 2.3%
| 2021 | 2.4% |  | 2030 | 2.3% |  | 2039 | 2.3%
| 2022 | 2.4% |  | 2031 | 2.3% |  | 2040 | 2.3%
| 2023 | 2.4% |  | 2032 | 2.3% |  | 2041 | 2.3%
| 2024 | 2.4% |  | 2033 | 2.3% |  | 2042 | 2.3%
| 2025 | 2.3% |  | 2034 | 2.3% |  | 2043 | 2.3%

## Table 3 YK Solar 2032 (hidden)
Table 3
2017 IRP Update Yakima Solar Resource-2032
25% Capacity Factor
Year | Estimated Capital Cost | Fixed Capital Cost at Real Levelized Rate | Fixed O&M | Fixed Costs | Variable O&M | Tax Credit | Avoided Cost (before Integration Cost) | Total Resource Costs | Wind Integration Cost
| $/kW | $/kW-yr | $/kW-yr | $/MWh | $/MWh | $/MWh | $/MWh | $/kW-yr | $/MWh
| (a) | (b) | (c) | (d) | (e) | (f) | (g) | (h) | (h)
2017 IRP Update Yakima Solar Resource-2032 - 25% Capacity Factor
2016
2017 |  |  | 18.7418 | 8.5922 | 0 | 0 | 8.5922 | 18.74 | 0.61669
2018 |  |  | 19.17 | 8.7886 | 0 | 0 | 8.7886 | 19.17 | 0.63
2019 |  |  | 19.55 | 8.9628 | 0 | 0 | 8.9628 | 19.55 | 0.64
2020 |  |  | 19.98 | 9.1599 | 0 | 0 | 9.1599 | 19.98 | 0.65
2021 |  |  | 20.46 | 9.38 | 0 | 0 | 9.38 | 20.46 | 0.67
2022 |  |  | 20.95 | 9.6046 | 0 | 0 | 9.6046 | 20.95 | 0.69
2023 |  |  | 21.45 | 9.8339 | 0 | 0 | 9.8339 | 21.45 | 0.71
2024 |  |  | 21.96 | 10.0677 | 0 | 0 | 10.0677 | 21.96 | 0.73
2025 |  |  | 22.47 | 10.3015 | 0 | 0 | 10.3015 | 22.47 | 0.75
2026 |  |  | 22.99 | 10.5399 | 0 | 0 | 10.5399 | 22.99 | 0.77
2027 |  |  | 23.52 | 10.7829 | 0 | 0 | 10.7829 | 23.52 | 0.79
2028 |  |  | 24.08 | 11.0396 | 0 | 0 | 11.0396 | 24.08 | 0.81
2029 |  |  | 24.66 | 11.3055 | 0 | 0 | 11.3055 | 24.66 | 0.83
2030 |  |  | 25.23 | 11.5668 | 0 | 0 | 11.5668 | 25.23 | 0.85
2031 |  |  | 25.81 | 11.8327 | 0 | 0 | 11.8327 | 25.81 | 0.87
2032 | 1178.9487 | 91.0108 | 26.4 | 53.8276 | 0 | 0 | 53.8276 | 117.41 | 0.89
2033 |  | 93.1 | 27.01 | 55.065 | 0 | 0 | 55.065 | 120.11 | 0.91
2034 |  | 95.24 | 27.63 | 56.3303 | 0 | 0 | 56.3303 | 122.87 | 0.93
2035 |  | 97.34 | 28.24 | 57.5728 | 0 | 0 | 57.5728 | 125.58 | 0.95
2036 |  | 99.48 | 28.86 | 58.8381 | 0 | 0 | 58.8381 | 128.34 | 0.97
2037 |  | 101.67 | 29.49 | 60.1309 | 0 | 0 | 60.1309 | 131.16 | 0.99
2038 |  | 104.01 | 30.17 | 61.5155 | 0 | 0 | 61.5155 | 134.18 | 1.01
2039 |  | 106.4 | 30.86 | 62.9275 | 0 | 0 | 62.9275 | 137.26 | 1.03
2040 |  | 108.85 | 31.57 | 64.3762 | 0 | 0 | 64.3762 | 140.42 | 1.05
2041 |  | 111.35 | 32.3 | 65.857 | 0 | 0 | 65.857 | 143.65 | 1.07
2042 |  | 113.91 | 33.04 | 67.3699 | 0 | 0 | 67.3699 | 146.95 | 1.09
Sources, Inputs and Assumptions
Source: | (c)(f) | Plant Costs - 2017 IRP Update - Table 5.4 & 5.5
| (a) | Plant capacity cost
| (b) | = (a) x 0.0771966024070909
| (d) | = ((b) + (c)) / (8.76 x 24.9%)
| (g) | = (d) + (f)
| (h) | Plant Costs - 2017 IRP Update - Table 5.4 & 5.5
2017 IRP Update Yakima Solar Resource-2032 - 25% Capacity Factor
| Solar | Cost and Input Assumptions
2032 $ | 1178.9487 | Plant capacity cost |  |  |  | $/kW-yr
2017 $ | 18.7418 | Fixed O&M, plus on-going capital cost |  |  |  | $/kW-yr
2017 $ | 0.61669 | Integration Cost |  |  |  | $/MWH
2017 $ | 0 | Variable O&M |  |  |  | $/MWH
2017 $ |  | Tax Credit $/MWh |  |  |  | $/MWH
| 7.72% | Payment Factor
| 24.9% | Capacity Factor
Company Official Inflation Forecast Dated March 29, 2019
| 2017 | 2% |  | 2026 | 2.3% |  | 2035 | 2.2%
| 2018 | 2.3% |  | 2027 | 2.3% |  | 2036 | 2.2%
| 2019 | 2% |  | 2028 | 2.4% |  | 2037 | 2.2%
| 2020 | 2.2% |  | 2029 | 2.4% |  | 2038 | 2.3%
| 2021 | 2.4% |  | 2030 | 2.3% |  | 2039 | 2.3%
| 2022 | 2.4% |  | 2031 | 2.3% |  | 2040 | 2.3%
| 2023 | 2.4% |  | 2032 | 2.3% |  | 2041 | 2.3%
| 2024 | 2.4% |  | 2033 | 2.3% |  | 2042 | 2.3%
| 2025 | 2.3% |  | 2034 | 2.3% |  | 2043 | 2.3%

## Table 3 YK Solar 2033 (hidden)
Table 3
2017 IRP Update Yakima Solar Resource-2033
25% Capacity Factor
Year | Estimated Capital Cost | Fixed Capital Cost at Real Levelized Rate | Fixed O&M | Fixed Costs | Variable O&M | Tax Credit | Avoided Cost (before Integration Cost) | Total Resource Costs | Wind Integration Cost
| $/kW | $/kW-yr | $/kW-yr | $/MWh | $/MWh | $/MWh | $/MWh | $/kW-yr | $/MWh
| (a) | (b) | (c) | (d) | (e) | (f) | (g) | (h) | (h)
2017 IRP Update Yakima Solar Resource-2033 - 25% Capacity Factor
2016
2017 |  |  | 18.7418 | 8.5922 | 0 | 0 | 8.5922 | 18.74 | 0.61669
2018 |  |  | 19.17 | 8.7886 | 0 | 0 | 8.7886 | 19.17 | 0.63
2019 |  |  | 19.55 | 8.9628 | 0 | 0 | 8.9628 | 19.55 | 0.64
2020 |  |  | 19.98 | 9.1599 | 0 | 0 | 9.1599 | 19.98 | 0.65
2021 |  |  | 20.46 | 9.38 | 0 | 0 | 9.38 | 20.46 | 0.67
2022 |  |  | 20.95 | 9.6046 | 0 | 0 | 9.6046 | 20.95 | 0.69
2023 |  |  | 21.45 | 9.8339 | 0 | 0 | 9.8339 | 21.45 | 0.71
2024 |  |  | 21.96 | 10.0677 | 0 | 0 | 10.0677 | 21.96 | 0.73
2025 |  |  | 22.47 | 10.3015 | 0 | 0 | 10.3015 | 22.47 | 0.75
2026 |  |  | 22.99 | 10.5399 | 0 | 0 | 10.5399 | 22.99 | 0.77
2027 |  |  | 23.52 | 10.7829 | 0 | 0 | 10.7829 | 23.52 | 0.79
2028 |  |  | 24.08 | 11.0396 | 0 | 0 | 11.0396 | 24.08 | 0.81
2029 |  |  | 24.66 | 11.3055 | 0 | 0 | 11.3055 | 24.66 | 0.83
2030 |  |  | 25.23 | 11.5668 | 0 | 0 | 11.5668 | 25.23 | 0.85
2031 |  |  | 25.81 | 11.8327 | 0 | 0 | 11.8327 | 25.81 | 0.87
2032 |  |  | 26.4 | 12.1032 | 0 | 0 | 12.1032 | 26.4 | 0.89
2033 | 1172.2287 | 90.4921 | 27.01 | 53.8694 | 0 | 0 | 53.8694 | 117.5 | 0.91
2034 |  | 92.57 | 27.63 | 55.1063 | 0 | 0 | 55.1063 | 120.2 | 0.93
2035 |  | 94.61 | 28.24 | 56.3212 | 0 | 0 | 56.3212 | 122.85 | 0.95
2036 |  | 96.69 | 28.86 | 57.559 | 0 | 0 | 57.559 | 125.55 | 0.97
2037 |  | 98.82 | 29.49 | 58.8243 | 0 | 0 | 58.8243 | 128.31 | 0.99
2038 |  | 101.09 | 30.17 | 60.1768 | 0 | 0 | 60.1768 | 131.26 | 1.01
2039 |  | 103.42 | 30.86 | 61.5613 | 0 | 0 | 61.5613 | 134.28 | 1.03
2040 |  | 105.8 | 31.57 | 62.9779 | 0 | 0 | 62.9779 | 137.37 | 1.05
2041 |  | 108.23 | 32.3 | 64.4267 | 0 | 0 | 64.4267 | 140.53 | 1.07
2042 |  | 110.72 | 33.04 | 65.9075 | 0 | 0 | 65.9075 | 143.76 | 1.09
Sources, Inputs and Assumptions
Source: | (c)(f) | Plant Costs - 2017 IRP Update - Table 5.4 & 5.5
| (a) | Plant capacity cost
| (b) | = (a) x 0.0771966024070909
| (d) | = ((b) + (c)) / (8.76 x 24.9%)
| (g) | = (d) + (f)
| (h) | Plant Costs - 2017 IRP Update - Table 5.4 & 5.5
2017 IRP Update Yakima Solar Resource-2033 - 25% Capacity Factor
| Solar | Cost and Input Assumptions
2033 $ | 1172.2287 | Plant capacity cost |  |  |  | $/kW-yr
2017 $ | 18.7418 | Fixed O&M, plus on-going capital cost |  |  |  | $/kW-yr
2017 $ | 0.61669 | Integration Cost |  |  |  | $/MWH
2017 $ | 0 | Variable O&M |  |  |  | $/MWH
2017 $ |  | Tax Credit $/MWh |  |  |  | $/MWH
| 7.72% | Payment Factor
| 24.9% | Capacity Factor
Company Official Inflation Forecast Dated March 29, 2019
| 2017 | 2% |  | 2026 | 2.3% |  | 2035 | 2.2%
| 2018 | 2.3% |  | 2027 | 2.3% |  | 2036 | 2.2%
| 2019 | 2% |  | 2028 | 2.4% |  | 2037 | 2.2%
| 2020 | 2.2% |  | 2029 | 2.4% |  | 2038 | 2.3%
| 2021 | 2.4% |  | 2030 | 2.3% |  | 2039 | 2.3%
| 2022 | 2.4% |  | 2031 | 2.3% |  | 2040 | 2.3%
| 2023 | 2.4% |  | 2032 | 2.3% |  | 2041 | 2.3%
| 2024 | 2.4% |  | 2033 | 2.3% |  | 2042 | 2.3%
| 2025 | 2.3% |  | 2034 | 2.3% |  | 2043 | 2.3%

## Table 3 UT Solar 2033 ST (hidden)
Table 3
2017 IRP Update Utah Solar Resource-2033
31% Capacity Factor
Year | Estimated Capital Cost | Fixed Capital Cost at Real Levelized Rate | Fixed O&M | Fixed Costs | Variable O&M | Tax Credit | Total Resource Costs | Total Resource Costs | Wind Integration Cost
| $/kW | $/kW-yr | $/kW-yr | $/MWh | $/MWh | $/MWh | $/MWh | $/kW-yr | $/MWh
| (a) | (b) | (c) | (d) | (e) | (f) | (g) | (h) | (h)
2017 IRP Update Utah Solar Resource-2033 - 31% Capacity Factor
2016
2017 |  | 0 | 19.6918 | 7.228 | 0 | 0 | 7.228 | 19.69 | 0.61669
2018 |  | 0 | 20.14 | 7.3926 | 0 | 0 | 7.3926 | 20.14 | 0.63
2019 |  | 0 | 20.54 | 7.5394 | 0 | 0 | 7.5394 | 20.54 | 0.64
2020 |  | 0 | 20.99 | 7.7046 | 0 | 0 | 7.7046 | 20.99 | 0.65
2021 |  | 0 | 21.49 | 7.8881 | 0 | 0 | 7.8881 | 21.49 | 0.67
2022 |  | 0 | 22.01 | 8.079 | 0 | 0 | 8.079 | 22.01 | 0.69
2023 |  | 0 | 22.54 | 8.2735 | 0 | 0 | 8.2735 | 22.54 | 0.71
2024 |  | 0 | 23.08 | 8.4717 | 0 | 0 | 8.4717 | 23.08 | 0.73
2025 |  | 0 | 23.61 | 8.6663 | 0 | 0 | 8.6663 | 23.61 | 0.75
2026 |  | 0 | 24.15 | 8.8645 | 0 | 0 | 8.8645 | 24.15 | 0.77
2027 |  | 0 | 24.71 | 9.07 | 0 | 0 | 9.07 | 24.71 | 0.79
2028 |  | 0 | 25.3 | 9.2866 | 0 | 0 | 9.2866 | 25.3 | 0.81
2029 |  | 0 | 25.91 | 9.5105 | 0 | 0 | 9.5105 | 25.91 | 0.83
2030 |  | 0 | 26.51 | 9.7307 | 0 | 0 | 9.7307 | 26.51 | 0.85
2031 |  | 0 | 27.12 | 9.9546 | 0 | 0 | 9.9546 | 27.12 | 0.87
2032 |  | 0 | 27.74 | 10.1822 | 0 | 0 | 10.1822 | 27.74 | 0.89
2033 | 1165.8806 | 90.002 | 28.38 | 43.4531 | 0 | 0 | 43.4531 | 118.38 | 0.91
2034 |  | 92.07 | 29.03 | 44.4508 | 0 | 0 | 44.4508 | 121.1 | 0.93
2035 |  | 94.1 | 29.67 | 45.4309 | 0 | 0 | 45.4309 | 123.77 | 0.95
2036 |  | 96.17 | 30.32 | 46.4293 | 0 | 0 | 46.4293 | 126.49 | 0.97
2037 |  | 98.29 | 30.99 | 47.4533 | 0 | 0 | 47.4533 | 129.28 | 0.99
2038 |  | 100.55 | 31.7 | 48.5435 | 0 | 0 | 48.5435 | 132.25 | 1.01
2039 |  | 102.86 | 32.43 | 49.6594 | 0 | 0 | 49.6594 | 135.29 | 1.03
2040 |  | 105.23 | 33.18 | 50.8046 | 0 | 0 | 50.8046 | 138.41 | 1.05
2041 |  | 107.65 | 33.94 | 51.9718 | 0 | 0 | 51.9718 | 141.59 | 1.07
2042 |  | 110.13 | 34.72 | 53.1685 | 0 | 0 | 53.1685 | 144.85 | 1.09
Sources, Inputs and Assumptions
Source: | (c)(f) | Plant Costs - 2017 IRP Update - Table 5.4 & 5.5
| (a) | Plant capacity cost
| (b) | = (a) x 0.0771966024070909
| (d) | = ((b) + (c)) / (8.76 x 31.1%)
| (g) | = (d) + (f)
| (h) | Plant Costs - 2017 IRP Update - Table 5.4 & 5.5
2017 IRP Update Utah Solar Resource-2033 - 31% Capacity Factor
| Wind | Cost and Input Assumptions
2033 $ | 1165.8806 | Plant capacity cost |  |  |  | $/kW-yr
2017 $ | 19.6918 | Fixed O&M, plus on-going capital cost |  |  |  | $/kW-yr
2017 $ | 0.61669 | Integration Cost |  |  |  | $/MWH
2017 $ | 0 | Variable O&M |  |  |  | $/MWH
2017 $ |  | Tax Credit $/MWh |  |  |  | $/MWH
| 7.72% | Payment Factor
| 31.1% | Capacity Factor
Company Official Inflation Forecast Dated March 29, 2019
| 2017 | 2% |  | 2026 | 2.3% |  | 2035 | 2.2%
| 2018 | 2.3% |  | 2027 | 2.3% |  | 2036 | 2.2%
| 2019 | 2% |  | 2028 | 2.4% |  | 2037 | 2.2%
| 2020 | 2.2% |  | 2029 | 2.4% |  | 2038 | 2.3%
| 2021 | 2.4% |  | 2030 | 2.3% |  | 2039 | 2.3%
| 2022 | 2.4% |  | 2031 | 2.3% |  | 2040 | 2.3%
| 2023 | 2.4% |  | 2032 | 2.3% |  | 2041 | 2.3%
| 2024 | 2.4% |  | 2033 | 2.3% |  | 2042 | 2.3%
| 2025 | 2.3% |  | 2034 | 2.3% |  | 2043 | 2.3%

## Table 3 UT Solar 2035 ST (hidden)
Table 3
2017 IRP Update Utah Solar Resource-2033
31% Capacity Factor
Year | Estimated Capital Cost | Fixed Capital Cost at Real Levelized Rate | Fixed O&M | Fixed Costs | Variable O&M | Tax Credit | Total Resource Costs | Total Resource Costs | Wind Integration Cost
| $/kW | $/kW-yr | $/kW-yr | $/MWh | $/MWh | $/MWh | $/MWh | $/kW-yr | $/MWh
| (a) | (b) | (c) | (d) | (e) | (f) | (g) | (h) | (h)
2017 IRP Update Utah Solar Resource-2033 - 31% Capacity Factor
2016
2017 |  | 0 | 19.6918 | 7.228 | 0 | 0 | 7.228 | 19.69 | 0.61669
2018 |  | 0 | 20.14 | 7.3926 | 0 | 0 | 7.3926 | 20.14 | 0.63
2019 |  | 0 | 20.54 | 7.5394 | 0 | 0 | 7.5394 | 20.54 | 0.64
2020 |  | 0 | 20.99 | 7.7046 | 0 | 0 | 7.7046 | 20.99 | 0.65
2021 |  | 0 | 21.49 | 7.8881 | 0 | 0 | 7.8881 | 21.49 | 0.67
2022 |  | 0 | 22.01 | 8.079 | 0 | 0 | 8.079 | 22.01 | 0.69
2023 |  | 0 | 22.54 | 8.2735 | 0 | 0 | 8.2735 | 22.54 | 0.71
2024 |  | 0 | 23.08 | 8.4717 | 0 | 0 | 8.4717 | 23.08 | 0.73
2025 |  | 0 | 23.61 | 8.6663 | 0 | 0 | 8.6663 | 23.61 | 0.75
2026 |  | 0 | 24.15 | 8.8645 | 0 | 0 | 8.8645 | 24.15 | 0.77
2027 |  | 0 | 24.71 | 9.07 | 0 | 0 | 9.07 | 24.71 | 0.79
2028 |  | 0 | 25.3 | 9.2866 | 0 | 0 | 9.2866 | 25.3 | 0.81
2029 |  | 0 | 25.91 | 9.5105 | 0 | 0 | 9.5105 | 25.91 | 0.83
2030 |  | 0 | 26.51 | 9.7307 | 0 | 0 | 9.7307 | 26.51 | 0.85
2031 |  | 0 | 27.12 | 9.9546 | 0 | 0 | 9.9546 | 27.12 | 0.87
2032 |  | 0 | 27.74 | 10.1822 | 0 | 0 | 10.1822 | 27.74 | 0.89
2033 |  | 0 | 28.38 | 10.4171 | 0 | 0 | 10.4171 | 28.38 | 0.91
2034 |  | 0 | 29.03 | 10.6557 | 0 | 0 | 10.6557 | 29.03 | 0.93
2035 | 1152.6274 | 88.9789 | 29.67 | 43.5511 | 0 | 0 | 43.5511 | 118.65 | 0.95
2036 |  | 90.94 | 30.32 | 44.5095 | 0 | 0 | 44.5095 | 121.26 | 0.97
2037 |  | 92.94 | 30.99 | 45.4896 | 0 | 0 | 45.4896 | 123.93 | 0.99
2038 |  | 95.08 | 31.7 | 46.5357 | 0 | 0 | 46.5357 | 126.78 | 1.01
2039 |  | 97.27 | 32.43 | 47.6075 | 0 | 0 | 47.6075 | 129.7 | 1.03
2040 |  | 99.51 | 33.18 | 48.705 | 0 | 0 | 48.705 | 132.69 | 1.05
2041 |  | 101.8 | 33.94 | 49.8245 | 0 | 0 | 49.8245 | 135.74 | 1.07
2042 |  | 104.14 | 34.72 | 50.9698 | 0 | 0 | 50.9698 | 138.86 | 1.09
Sources, Inputs and Assumptions
Source: | (c)(f) | Plant Costs - 2017 IRP Update - Table 5.4 & 5.5
| (a) | Plant capacity cost
| (b) | = (a) x 0.0771966024070909
| (d) | = ((b) + (c)) / (8.76 x 31.1%)
| (g) | = (d) + (f)
| (h) | Plant Costs - 2017 IRP Update - Table 5.4 & 5.5
2017 IRP Update Utah Solar Resource-2033 - 31% Capacity Factor
| Wind | Cost and Input Assumptions
2033 $ | 1152.6274 | Plant capacity cost |  |  |  | $/kW-yr
2017 $ | 19.6918 | Fixed O&M, plus on-going capital cost |  |  |  | $/kW-yr
2017 $ | 0.61669 | Integration Cost |  |  |  | $/MWH
2017 $ | 0 | Variable O&M |  |  |  | $/MWH
2017 $ |  | Tax Credit $/MWh |  |  |  | $/MWH
| 7.72% | Payment Factor
| 31.1% | Capacity Factor
Company Official Inflation Forecast Dated March 29, 2019
| 2017 | 2% |  | 2026 | 2.3% |  | 2035 | 2.2%
| 2018 | 2.3% |  | 2027 | 2.3% |  | 2036 | 2.2%
| 2019 | 2% |  | 2028 | 2.4% |  | 2037 | 2.2%
| 2020 | 2.2% |  | 2029 | 2.4% |  | 2038 | 2.3%
| 2021 | 2.4% |  | 2030 | 2.3% |  | 2039 | 2.3%
| 2022 | 2.4% |  | 2031 | 2.3% |  | 2040 | 2.3%
| 2023 | 2.4% |  | 2032 | 2.3% |  | 2041 | 2.3%
| 2024 | 2.4% |  | 2033 | 2.3% |  | 2042 | 2.3%
| 2025 | 2.3% |  | 2034 | 2.3% |  | 2043 | 2.3%

## Table 3 UT Solar 2035 FT (hidden)
Table 3
2017 IRP Update Utah Solar Resource-2035
27% Capacity Factor
Year | Estimated Capital Cost | Fixed Capital Cost at Real Levelized Rate | Fixed O&M | Fixed Costs | Variable O&M | Tax Credit | Total Resource Costs | Total Resource Costs | Wind Integration Cost
| $/kW | $/kW-yr | $/kW-yr | $/MWh | $/MWh | $/MWh | $/MWh | $/kW-yr | $/MWh
| (a) | (b) | (c) | (d) | (e) | (f) | (g) | (h) | (h)
2017 IRP Update Utah Solar Resource-2035 - 27% Capacity Factor
2016
2017 |  | 0 | 18.718 | 7.973 | 0 | 0 | 7.973 | 18.72 | 0.61669
2018 |  | 0 | 19.15 | 8.157 | 0 | 0 | 8.157 | 19.15 | 0.63
2019 |  | 0 | 19.53 | 8.3189 | 0 | 0 | 8.3189 | 19.53 | 0.64
2020 |  | 0 | 19.96 | 8.502 | 0 | 0 | 8.502 | 19.96 | 0.65
2021 |  | 0 | 20.44 | 8.7065 | 0 | 0 | 8.7065 | 20.44 | 0.67
2022 |  | 0 | 20.93 | 8.9152 | 0 | 0 | 8.9152 | 20.93 | 0.69
2023 |  | 0 | 21.43 | 9.1282 | 0 | 0 | 9.1282 | 21.43 | 0.71
2024 |  | 0 | 21.94 | 9.3454 | 0 | 0 | 9.3454 | 21.94 | 0.73
2025 |  | 0 | 22.44 | 9.5584 | 0 | 0 | 9.5584 | 22.44 | 0.75
2026 |  | 0 | 22.96 | 9.7799 | 0 | 0 | 9.7799 | 22.96 | 0.77
2027 |  | 0 | 23.49 | 10.0056 | 0 | 0 | 10.0056 | 23.49 | 0.79
2028 |  | 0 | 24.05 | 10.2442 | 0 | 0 | 10.2442 | 24.05 | 0.81
2029 |  | 0 | 24.63 | 10.4912 | 0 | 0 | 10.4912 | 24.63 | 0.83
2030 |  | 0 | 25.2 | 10.734 | 0 | 0 | 10.734 | 25.2 | 0.85
2031 |  | 0 | 25.78 | 10.9811 | 0 | 0 | 10.9811 | 25.78 | 0.87
2032 |  | 0 | 26.37 | 11.2324 | 0 | 0 | 11.2324 | 26.37 | 0.89
2033 |  | 0 | 26.98 | 11.4922 | 0 | 0 | 11.4922 | 26.98 | 0.91
2034 |  | 0 | 27.6 | 11.7563 | 0 | 0 | 11.7563 | 27.6 | 0.93
2035 | 1129.0663 | 87.1601 | 28.21 | 49.1422 | 0 | 0 | 49.1422 | 115.37 | 0.95
2036 |  | 89.08 | 28.83 | 50.2241 | 0 | 0 | 50.2241 | 117.91 | 0.97
2037 |  | 91.04 | 29.46 | 51.3273 | 0 | 0 | 51.3273 | 120.5 | 0.99
2038 |  | 93.13 | 30.14 | 52.5072 | 0 | 0 | 52.5072 | 123.27 | 1.01
2039 |  | 95.27 | 30.83 | 53.7126 | 0 | 0 | 53.7126 | 126.1 | 1.03
2040 |  | 97.46 | 31.54 | 54.9479 | 0 | 0 | 54.9479 | 129 | 1.05
2041 |  | 99.7 | 32.27 | 56.2129 | 0 | 0 | 56.2129 | 131.97 | 1.07
2042 |  | 101.99 | 33.01 | 57.5036 | 0 | 0 | 57.5036 | 135 | 1.09
Sources, Inputs and Assumptions
Source: | (c)(f) | Plant Costs - 2017 IRP Update - Table 5.4 & 5.5
| (a) | Plant capacity cost
| (b) | = (a) x 0.0771966024070909
| (d) | = ((b) + (c)) / (8.76 x 26.8%)
| (g) | = (d) + (f)
| (h) | Plant Costs - 2017 IRP Update - Table 5.4 & 5.5
2017 IRP Update Utah Solar Resource-2035 - 27% Capacity Factor
| Wind | Cost and Input Assumptions
2035 $ | 1129.0663 | Plant capacity cost |  |  |  | $/kW-yr
2017 $ | 18.718 | Fixed O&M, plus on-going capital cost |  |  |  | $/kW-yr
2017 $ | 0.61669 | Integration Cost |  |  |  | $/MWH
2017 $ | 0 | Variable O&M |  |  |  | $/MWH
2017 $ |  | Tax Credit $/MWh |  |  |  | $/MWH
| 7.72% | Payment Factor
| 26.8% | Capacity Factor
Company Official Inflation Forecast Dated March 29, 2019
| 2017 | 2% |  | 2026 | 2.3% |  | 2035 | 2.2%
| 2018 | 2.3% |  | 2027 | 2.3% |  | 2036 | 2.2%
| 2019 | 2% |  | 2028 | 2.4% |  | 2037 | 2.2%
| 2020 | 2.2% |  | 2029 | 2.4% |  | 2038 | 2.3%
| 2021 | 2.4% |  | 2030 | 2.3% |  | 2039 | 2.3%
| 2022 | 2.4% |  | 2031 | 2.3% |  | 2040 | 2.3%
| 2023 | 2.4% |  | 2032 | 2.3% |  | 2041 | 2.3%
| 2024 | 2.4% |  | 2033 | 2.3% |  | 2042 | 2.3%
| 2025 | 2.3% |  | 2034 | 2.3% |  | 2043 | 2.3%

## Table 3 OR Solar 2030 (hidden)
Table 3
2017 IRP Update Oregon Solar Resource-2030
29% Capacity Factor
Year | Estimated Capital Cost | Fixed Capital Cost at Real Levelized Rate | Fixed O&M | Fixed Costs | Variable O&M | Tax Credit | Avoided Cost (before Integration Cost) | Total Resource Costs | Wind Integration Cost
| $/kW | $/kW-yr | $/kW-yr | $/MWh | $/MWh | $/MWh | $/MWh | $/kW-yr | $/MWh
| (a) | (b) | (c) | (d) | (e) | (f) | (g) | (h) | (h)
2017 IRP Update Oregon Solar Resource-2030 - 29% Capacity Factor
2016
2017 |  |  | 19.7203 | 7.8166 | 0 | 0 | 7.8166 | 19.72 | 0.61669
2018 |  |  | 20.17 | 7.9948 | 0 | 0 | 7.9948 | 20.17 | 0.63
2019 |  |  | 20.57 | 8.1534 | 0 | 0 | 8.1534 | 20.57 | 0.64
2020 |  |  | 21.02 | 8.3317 | 0 | 0 | 8.3317 | 21.02 | 0.65
2021 |  |  | 21.52 | 8.5299 | 0 | 0 | 8.5299 | 21.52 | 0.67
2022 |  |  | 22.04 | 8.736 | 0 | 0 | 8.736 | 22.04 | 0.69
2023 |  |  | 22.57 | 8.9461 | 0 | 0 | 8.9461 | 22.57 | 0.71
2024 |  |  | 23.11 | 9.1602 | 0 | 0 | 9.1602 | 23.11 | 0.73
2025 |  |  | 23.64 | 9.3702 | 0 | 0 | 9.3702 | 23.64 | 0.75
2026 |  |  | 24.18 | 9.5843 | 0 | 0 | 9.5843 | 24.18 | 0.77
2027 |  |  | 24.74 | 9.8063 | 0 | 0 | 9.8063 | 24.74 | 0.79
2028 |  |  | 25.33 | 10.0401 | 0 | 0 | 10.0401 | 25.33 | 0.81
2029 |  |  | 25.94 | 10.2819 | 0 | 0 | 10.2819 | 25.94 | 0.83
2030 | 1215.4109 | 93.8256 | 26.54 | 47.7096 | 0 | 0 | 47.7096 | 120.37 | 0.85
2031 |  | 95.98 | 27.15 | 48.8053 | 0 | 0 | 48.8053 | 123.13 | 0.87
2032 |  | 98.19 | 27.77 | 49.9271 | 0 | 0 | 49.9271 | 125.96 | 0.89
2033 |  | 100.45 | 28.41 | 51.0765 | 0 | 0 | 51.0765 | 128.86 | 0.91
2034 |  | 102.76 | 29.06 | 52.2498 | 0 | 0 | 52.2498 | 131.82 | 0.93
2035 |  | 105.02 | 29.7 | 53.3993 | 0 | 0 | 53.3993 | 134.72 | 0.95
2036 |  | 107.33 | 30.35 | 54.5726 | 0 | 0 | 54.5726 | 137.68 | 0.97
2037 |  | 109.69 | 31.02 | 55.7736 | 0 | 0 | 55.7736 | 140.71 | 0.99
2038 |  | 112.21 | 31.73 | 57.0538 | 0 | 0 | 57.0538 | 143.94 | 1.01
2039 |  | 114.79 | 32.46 | 58.3658 | 0 | 0 | 58.3658 | 147.25 | 1.03
2040 |  | 117.43 | 33.21 | 59.7095 | 0 | 0 | 59.7095 | 150.64 | 1.05
2041 |  | 120.13 | 33.97 | 61.081 | 0 | 0 | 61.081 | 154.1 | 1.07
2042 |  | 122.89 | 34.75 | 62.4841 | 0 | 0 | 62.4841 | 157.64 | 1.09
Sources, Inputs and Assumptions
Source: | (c)(f) | Plant Costs - 2017 IRP Update - Table 5.4 & 5.5
| (a) | Plant capacity cost
| (b) | = (a) x 0.0771966024070909
| (d) | = ((b) + (c)) / (8.76 x 28.8%)
| (g) | = (d) + (f)
| (h) | Plant Costs - 2017 IRP Update - Table 5.4 & 5.5
2017 IRP Update Oregon Solar Resource-2030 - 29% Capacity Factor
| Solar | Cost and Input Assumptions
2030 $ | 1215.4109 | Plant capacity cost |  |  |  | $/kW-yr
2017 $ | 19.7203 | Fixed O&M, plus on-going capital cost |  |  |  | $/kW-yr
2017 $ | 0.61669 | Integration Cost |  |  |  | $/MWH
2017 $ | 0 | Variable O&M |  |  |  | $/MWH
2017 $ |  | Tax Credit $/MWh |  |  |  | $/MWH
| 7.72% | Payment Factor
| 28.8% | Capacity Factor
Company Official Inflation Forecast Dated March 29, 2019
| 2017 | 2% |  | 2026 | 2.3% |  | 2035 | 2.2%
| 2018 | 2.3% |  | 2027 | 2.3% |  | 2036 | 2.2%
| 2019 | 2% |  | 2028 | 2.4% |  | 2037 | 2.2%
| 2020 | 2.2% |  | 2029 | 2.4% |  | 2038 | 2.3%
| 2021 | 2.4% |  | 2030 | 2.3% |  | 2039 | 2.3%
| 2022 | 2.4% |  | 2031 | 2.3% |  | 2040 | 2.3%
| 2023 | 2.4% |  | 2032 | 2.3% |  | 2041 | 2.3%
| 2024 | 2.4% |  | 2033 | 2.3% |  | 2042 | 2.3%
| 2025 | 2.3% |  | 2034 | 2.3% |  | 2043 | 2.3%

## Table 3 OR Solar 2031 (hidden)
Table 3
2017 IRP Update Oregon Solar Resource-2031
29% Capacity Factor
Year | Estimated Capital Cost | Fixed Capital Cost at Real Levelized Rate | Fixed O&M | Fixed Costs | Variable O&M | Tax Credit | Avoided Cost (before Integration Cost) | Total Resource Costs | Wind Integration Cost
| $/kW | $/kW-yr | $/kW-yr | $/MWh | $/MWh | $/MWh | $/MWh | $/kW-yr | $/MWh
| (a) | (b) | (c) | (d) | (e) | (f) | (g) | (h) | (h)
2017 IRP Update Oregon Solar Resource-2031 - 29% Capacity Factor
2016
2017 |  |  | 19.7203 | 7.8166 | 0 | 0 | 7.8166 | 19.72 | 0.61669
2018 |  |  | 20.17 | 7.9948 | 0 | 0 | 7.9948 | 20.17 | 0.63
2019 |  |  | 20.57 | 8.1534 | 0 | 0 | 8.1534 | 20.57 | 0.64
2020 |  |  | 21.02 | 8.3317 | 0 | 0 | 8.3317 | 21.02 | 0.65
2021 |  |  | 21.52 | 8.5299 | 0 | 0 | 8.5299 | 21.52 | 0.67
2022 |  |  | 22.04 | 8.736 | 0 | 0 | 8.736 | 22.04 | 0.69
2023 |  |  | 22.57 | 8.9461 | 0 | 0 | 8.9461 | 22.57 | 0.71
2024 |  |  | 23.11 | 9.1602 | 0 | 0 | 9.1602 | 23.11 | 0.73
2025 |  |  | 23.64 | 9.3702 | 0 | 0 | 9.3702 | 23.64 | 0.75
2026 |  |  | 24.18 | 9.5843 | 0 | 0 | 9.5843 | 24.18 | 0.77
2027 |  |  | 24.74 | 9.8063 | 0 | 0 | 9.8063 | 24.74 | 0.79
2028 |  |  | 25.33 | 10.0401 | 0 | 0 | 10.0401 | 25.33 | 0.81
2029 |  |  | 25.94 | 10.2819 | 0 | 0 | 10.2819 | 25.94 | 0.83
2030 |  |  | 26.54 | 10.5197 | 0 | 0 | 10.5197 | 26.54 | 0.85
2031 | 1208.483 | 93.2908 | 27.15 | 47.7394 | 0 | 0 | 47.7394 | 120.44 | 0.87
2032 |  | 95.44 | 27.77 | 48.837 | 0 | 0 | 48.837 | 123.21 | 0.89
2033 |  | 97.64 | 28.41 | 49.9627 | 0 | 0 | 49.9627 | 126.05 | 0.91
2034 |  | 99.89 | 29.06 | 51.1122 | 0 | 0 | 51.1122 | 128.95 | 0.93
2035 |  | 102.09 | 29.7 | 52.2379 | 0 | 0 | 52.2379 | 131.79 | 0.95
2036 |  | 104.34 | 30.35 | 53.3874 | 0 | 0 | 53.3874 | 134.69 | 0.97
2037 |  | 106.64 | 31.02 | 54.5646 | 0 | 0 | 54.5646 | 137.66 | 0.99
2038 |  | 109.09 | 31.73 | 55.8172 | 0 | 0 | 55.8172 | 140.82 | 1.01
2039 |  | 111.6 | 32.46 | 57.1014 | 0 | 0 | 57.1014 | 144.06 | 1.03
2040 |  | 114.17 | 33.21 | 58.4174 | 0 | 0 | 58.4174 | 147.38 | 1.05
2041 |  | 116.8 | 33.97 | 59.7611 | 0 | 0 | 59.7611 | 150.77 | 1.07
2042 |  | 119.49 | 34.75 | 61.1365 | 0 | 0 | 61.1365 | 154.24 | 1.09
Sources, Inputs and Assumptions
Source: | (c)(f) | Plant Costs - 2017 IRP Update - Table 5.4 & 5.5
| (a) | Plant capacity cost
| (b) | = (a) x 0.0771966024070909
| (d) | = ((b) + (c)) / (8.76 x 28.8%)
| (g) | = (d) + (f)
| (h) | Plant Costs - 2017 IRP Update - Table 5.4 & 5.5
2017 IRP Update Oregon Solar Resource-2031 - 29% Capacity Factor
| Solar | Cost and Input Assumptions
2031 $ | 1208.483 | Plant capacity cost |  |  |  | $/kW-yr
2017 $ | 19.7203 | Fixed O&M, plus on-going capital cost |  |  |  | $/kW-yr
2017 $ | 0.61669 | Integration Cost |  |  |  | $/MWH
2017 $ | 0 | Variable O&M |  |  |  | $/MWH
2017 $ |  | Tax Credit $/MWh |  |  |  | $/MWH
| 7.72% | Payment Factor
| 28.8% | Capacity Factor
Company Official Inflation Forecast Dated March 29, 2019
| 2017 | 2% |  | 2026 | 2.3% |  | 2035 | 2.2%
| 2018 | 2.3% |  | 2027 | 2.3% |  | 2036 | 2.2%
| 2019 | 2% |  | 2028 | 2.4% |  | 2037 | 2.2%
| 2020 | 2.2% |  | 2029 | 2.4% |  | 2038 | 2.3%
| 2021 | 2.4% |  | 2030 | 2.3% |  | 2039 | 2.3%
| 2022 | 2.4% |  | 2031 | 2.3% |  | 2040 | 2.3%
| 2023 | 2.4% |  | 2032 | 2.3% |  | 2041 | 2.3%
| 2024 | 2.4% |  | 2033 | 2.3% |  | 2042 | 2.3%
| 2025 | 2.3% |  | 2034 | 2.3% |  | 2043 | 2.3%

## Table 3 OR Solar 2032 (hidden)
Table 3
2017 IRP Update Oregon Solar Resource-2031
29% Capacity Factor
Year | Estimated Capital Cost | Fixed Capital Cost at Real Levelized Rate | Fixed O&M | Fixed Costs | Variable O&M | Tax Credit | Avoided Cost (before Integration Cost) | Total Resource Costs | Wind Integration Cost
| $/kW | $/kW-yr | $/kW-yr | $/MWh | $/MWh | $/MWh | $/MWh | $/kW-yr | $/MWh
| (a) | (b) | (c) | (d) | (e) | (f) | (g) | (h) | (h)
2017 IRP Update Oregon Solar Resource-2031 - 29% Capacity Factor
2016
2017 |  |  | 19.7203 | 7.8166 | 0 | 0 | 7.8166 | 19.72 | 0.61669
2018 |  |  | 20.17 | 7.9948 | 0 | 0 | 7.9948 | 20.17 | 0.63
2019 |  |  | 20.57 | 8.1534 | 0 | 0 | 8.1534 | 20.57 | 0.64
2020 |  |  | 21.02 | 8.3317 | 0 | 0 | 8.3317 | 21.02 | 0.65
2021 |  |  | 21.52 | 8.5299 | 0 | 0 | 8.5299 | 21.52 | 0.67
2022 |  |  | 22.04 | 8.736 | 0 | 0 | 8.736 | 22.04 | 0.69
2023 |  |  | 22.57 | 8.9461 | 0 | 0 | 8.9461 | 22.57 | 0.71
2024 |  |  | 23.11 | 9.1602 | 0 | 0 | 9.1602 | 23.11 | 0.73
2025 |  |  | 23.64 | 9.3702 | 0 | 0 | 9.3702 | 23.64 | 0.75
2026 |  |  | 24.18 | 9.5843 | 0 | 0 | 9.5843 | 24.18 | 0.77
2027 |  |  | 24.74 | 9.8063 | 0 | 0 | 9.8063 | 24.74 | 0.79
2028 |  |  | 25.33 | 10.0401 | 0 | 0 | 10.0401 | 25.33 | 0.81
2029 |  |  | 25.94 | 10.2819 | 0 | 0 | 10.2819 | 25.94 | 0.83
2030 |  |  | 26.54 | 10.5197 | 0 | 0 | 10.5197 | 26.54 | 0.85
2031 |  |  | 27.15 | 10.7615 | 0 | 0 | 10.7615 | 27.15 | 0.87
2032 | 1201.5947 | 92.759 | 27.77 | 47.7744 | 0 | 0 | 47.7744 | 120.53 | 0.89
2033 |  | 94.89 | 28.41 | 48.8727 | 0 | 0 | 48.8727 | 123.3 | 0.91
2034 |  | 97.07 | 29.06 | 49.9945 | 0 | 0 | 49.9945 | 126.13 | 0.93
2035 |  | 99.21 | 29.7 | 51.0964 | 0 | 0 | 51.0964 | 128.91 | 0.95
2036 |  | 101.39 | 30.35 | 52.2181 | 0 | 0 | 52.2181 | 131.74 | 0.97
2037 |  | 103.62 | 31.02 | 53.3676 | 0 | 0 | 53.3676 | 134.64 | 0.99
2038 |  | 106 | 31.73 | 54.5924 | 0 | 0 | 54.5924 | 137.73 | 1.01
2039 |  | 108.44 | 32.46 | 55.8489 | 0 | 0 | 55.8489 | 140.9 | 1.03
2040 |  | 110.93 | 33.21 | 57.1331 | 0 | 0 | 57.1331 | 144.14 | 1.05
2041 |  | 113.48 | 33.97 | 58.4451 | 0 | 0 | 58.4451 | 147.45 | 1.07
2042 |  | 116.09 | 34.75 | 59.7888 | 0 | 0 | 59.7888 | 150.84 | 1.09
Sources, Inputs and Assumptions
Source: | (c)(f) | Plant Costs - 2017 IRP Update - Table 5.4 & 5.5
| (a) | Plant capacity cost
| (b) | = (a) x 0.0771966024070909
| (d) | = ((b) + (c)) / (8.76 x 28.8%)
| (g) | = (d) + (f)
| (h) | Plant Costs - 2017 IRP Update - Table 5.4 & 5.5
2017 IRP Update Oregon Solar Resource-2031 - 29% Capacity Factor
| Solar | Cost and Input Assumptions
2032 $ | 1201.5947 | Plant capacity cost |  |  |  | $/kW-yr
2017 $ | 19.7203 | Fixed O&M, plus on-going capital cost |  |  |  | $/kW-yr
2017 $ | 0.61669 | Integration Cost |  |  |  | $/MWH
2017 $ | 0 | Variable O&M |  |  |  | $/MWH
2017 $ |  | Tax Credit $/MWh |  |  |  | $/MWH
| 7.72% | Payment Factor
| 28.8% | Capacity Factor
Company Official Inflation Forecast Dated March 29, 2019
| 2017 | 2% |  | 2026 | 2.3% |  | 2035 | 2.2%
| 2018 | 2.3% |  | 2027 | 2.3% |  | 2036 | 2.2%
| 2019 | 2% |  | 2028 | 2.4% |  | 2037 | 2.2%
| 2020 | 2.2% |  | 2029 | 2.4% |  | 2038 | 2.3%
| 2021 | 2.4% |  | 2030 | 2.3% |  | 2039 | 2.3%
| 2022 | 2.4% |  | 2031 | 2.3% |  | 2040 | 2.3%
| 2023 | 2.4% |  | 2032 | 2.3% |  | 2041 | 2.3%
| 2024 | 2.4% |  | 2033 | 2.3% |  | 2042 | 2.3%
| 2025 | 2.3% |  | 2034 | 2.3% |  | 2043 | 2.3%

## Table 3 OR Solar 2033 (hidden)
Table 3
2017 IRP Update Oregon Solar Resource-2031
29% Capacity Factor
Year | Estimated Capital Cost | Fixed Capital Cost at Real Levelized Rate | Fixed O&M | Fixed Costs | Variable O&M | Tax Credit | Avoided Cost (before Integration Cost) | Total Resource Costs | Wind Integration Cost
| $/kW | $/kW-yr | $/kW-yr | $/MWh | $/MWh | $/MWh | $/MWh | $/kW-yr | $/MWh
| (a) | (b) | (c) | (d) | (e) | (f) | (g) | (h) | (h)
2017 IRP Update Oregon Solar Resource-2031 - 29% Capacity Factor
2016
2017 |  |  | 19.7203 | 7.8166 | 0 | 0 | 7.8166 | 19.72 | 0.61669
2018 |  |  | 20.17 | 7.9948 | 0 | 0 | 7.9948 | 20.17 | 0.63
2019 |  |  | 20.57 | 8.1534 | 0 | 0 | 8.1534 | 20.57 | 0.64
2020 |  |  | 21.02 | 8.3317 | 0 | 0 | 8.3317 | 21.02 | 0.65
2021 |  |  | 21.52 | 8.5299 | 0 | 0 | 8.5299 | 21.52 | 0.67
2022 |  |  | 22.04 | 8.736 | 0 | 0 | 8.736 | 22.04 | 0.69
2023 |  |  | 22.57 | 8.9461 | 0 | 0 | 8.9461 | 22.57 | 0.71
2024 |  |  | 23.11 | 9.1602 | 0 | 0 | 9.1602 | 23.11 | 0.73
2025 |  |  | 23.64 | 9.3702 | 0 | 0 | 9.3702 | 23.64 | 0.75
2026 |  |  | 24.18 | 9.5843 | 0 | 0 | 9.5843 | 24.18 | 0.77
2027 |  |  | 24.74 | 9.8063 | 0 | 0 | 9.8063 | 24.74 | 0.79
2028 |  |  | 25.33 | 10.0401 | 0 | 0 | 10.0401 | 25.33 | 0.81
2029 |  |  | 25.94 | 10.2819 | 0 | 0 | 10.2819 | 25.94 | 0.83
2030 |  |  | 26.54 | 10.5197 | 0 | 0 | 10.5197 | 26.54 | 0.85
2031 |  |  | 27.15 | 10.7615 | 0 | 0 | 10.7615 | 27.15 | 0.87
2032 |  |  | 27.77 | 11.0073 | 0 | 0 | 11.0073 | 27.77 | 0.89
2033 | 1194.7456 | 92.2303 | 28.41 | 47.8185 | 0 | 0 | 47.8185 | 120.64 | 0.91
2034 |  | 94.35 | 29.06 | 48.9163 | 0 | 0 | 48.9163 | 123.41 | 0.93
2035 |  | 96.43 | 29.7 | 49.9945 | 0 | 0 | 49.9945 | 126.13 | 0.95
2036 |  | 98.55 | 30.35 | 51.0924 | 0 | 0 | 51.0924 | 128.9 | 0.97
2037 |  | 100.72 | 31.02 | 52.2181 | 0 | 0 | 52.2181 | 131.74 | 0.99
2038 |  | 103.04 | 31.73 | 53.4191 | 0 | 0 | 53.4191 | 134.77 | 1.01
2039 |  | 105.41 | 32.46 | 54.6479 | 0 | 0 | 54.6479 | 137.87 | 1.03
2040 |  | 107.83 | 33.21 | 55.9044 | 0 | 0 | 55.9044 | 141.04 | 1.05
2041 |  | 110.31 | 33.97 | 57.1886 | 0 | 0 | 57.1886 | 144.28 | 1.07
2042 |  | 112.85 | 34.75 | 58.5046 | 0 | 0 | 58.5046 | 147.6 | 1.09
Sources, Inputs and Assumptions
Source: | (c)(f) | Plant Costs - 2017 IRP Update - Table 5.4 & 5.5
| (a) | Plant capacity cost
| (b) | = (a) x 0.0771966024070909
| (d) | = ((b) + (c)) / (8.76 x 28.8%)
| (g) | = (d) + (f)
| (h) | Plant Costs - 2017 IRP Update - Table 5.4 & 5.5
2017 IRP Update Oregon Solar Resource-2031 - 29% Capacity Factor
| Solar | Cost and Input Assumptions
2033 $ | 1194.7456 | Plant capacity cost |  |  |  | $/kW-yr
2017 $ | 19.7203 | Fixed O&M, plus on-going capital cost |  |  |  | $/kW-yr
2017 $ | 0.61669 | Integration Cost |  |  |  | $/MWH
2017 $ | 0 | Variable O&M |  |  |  | $/MWH
2017 $ |  | Tax Credit $/MWh |  |  |  | $/MWH
| 7.72% | Payment Factor
| 28.8% | Capacity Factor
Company Official Inflation Forecast Dated March 29, 2019
| 2017 | 2% |  | 2026 | 2.3% |  | 2035 | 2.2%
| 2018 | 2.3% |  | 2027 | 2.3% |  | 2036 | 2.2%
| 2019 | 2% |  | 2028 | 2.4% |  | 2037 | 2.2%
| 2020 | 2.2% |  | 2029 | 2.4% |  | 2038 | 2.3%
| 2021 | 2.4% |  | 2030 | 2.3% |  | 2039 | 2.3%
| 2022 | 2.4% |  | 2031 | 2.3% |  | 2040 | 2.3%
| 2023 | 2.4% |  | 2032 | 2.3% |  | 2041 | 2.3%
| 2024 | 2.4% |  | 2033 | 2.3% |  | 2042 | 2.3%
| 2025 | 2.3% |  | 2034 | 2.3% |  | 2043 | 2.3%

## Table 3 EV2020 Wind_2020 (hidden)
Table 3
2017 IRP Update Wyoming Wind Resource
39% Capacity Factor
Year | Estimated Capital Cost | Fixed Capital Cost at Real Levelized Rate | Fixed O&M | Fixed Costs | Variable O&M | Network Upgrade | Tax Credit | Total Resource Cost | Total Resource Costs | Wind Integration Cost | Proration Months (based on COD of 1/11/2020) | Proration Months_PTC (based on COD of 1/11/2020)
| $/kW | $/kW-yr | $/kW-yr | $/MWh | $/MWh | $/MWh | $/MWh | $/MWh | $/kW-yr | $/MWh
| (a) | (b) | (c) | (d) | (e) |  | (f) | (g) | (h) | (h)
2017 IRP Update Wyoming Wind Resource - 39% Capacity Factor
2016
2017 |  |  | 26.2939 | 7.7369 | 1.1816 | 1.7951 |  | 10.7137 | 36.41 | 0.58601 | 12 | 12
2018 |  |  | 26.9 | 7.9153 | 1.21 | 1.84 |  | 10.9653 | 37.27 | 0.6 | 12 | 12
2019 |  |  | 27.44 | 8.0742 | 1.23 | 1.88 |  | 11.1842 | 38.01 | 0.61 | 12 | 12
2020 | 1293.6883 | 68.3578 | 28.04 | 28.3649 | 1.26 | 1.92 | -33.15 | -0.26751 | -0.91 | 0.62 | 2 | 2
2021 |  | 70 | 28.71 | 29.0453 | 1.29 | 1.97 | -34.48 | -2.1747 | -7.39 | 0.63 | 12 | 12
2022 |  | 71.68 | 29.4 | 29.7426 | 1.32 | 2.02 | -34.48 | -1.3974 | -4.75 | 0.65 | 12 | 12
2023 |  | 73.4 | 30.11 | 30.4577 | 1.35 | 2.07 | -35.8 | -1.9223 | -6.53 | 0.67 | 12 | 12
2024 |  | 75.16 | 30.83 | 31.1874 | 1.38 | 2.12 | -35.8 | -1.1126 | -3.78 | 0.69 | 12 | 12
2025 |  | 76.89 | 31.54 | 31.9054 | 1.41 | 2.17 | -37.13 | -1.6446 | -5.59 | 0.71 | 12 | 12
2026 |  | 78.66 | 32.27 | 32.641 | 1.44 | 2.22 | -37.13 | -0.82901 | -2.82 | 0.73 | 12 | 12
2027 |  | 80.47 | 33.01 | 33.3913 | 1.47 | 2.27 | -38.45 | -1.3187 | -4.48 | 0.75 | 12 | 12
2028 |  | 82.4 | 33.8 | 34.1917 | 1.51 | 2.32 | -38.45 | -0.42832 | -1.46 | 0.77 | 12 | 12
2029 |  | 84.38 | 34.61 | 35.0126 | 1.55 | 2.38 | -39.78 | -0.83737 | -2.85 | 0.79 | 12 | 12
2030 |  | 86.32 | 35.41 | 35.8189 | 1.59 | 2.43 | -41.11 | 5.5805 | 18.97 | 0.81 | 12 | 10
2031 |  | 88.31 | 36.22 | 36.6428 | 1.63 | 2.49 |  | 40.7628 | 138.53 | 0.83 | 12
2032 |  | 90.34 | 37.05 | 37.4843 | 1.67 | 2.55 |  | 41.7043 | 141.73 | 0.85 | 12
2033 |  | 92.42 | 37.9 | 38.3465 | 1.71 | 2.61 |  | 42.6665 | 145 | 0.87 | 12
2034 |  | 94.55 | 38.77 | 39.2292 | 1.75 | 2.67 |  | 43.6492 | 148.34 | 0.89 | 12
2035 |  | 96.63 | 39.62 | 40.0914 | 1.79 | 2.73 |  | 44.6114 | 151.61 | 0.91 | 12
2036 |  | 98.76 | 40.49 | 40.9741 | 1.83 | 2.79 |  | 45.5941 | 154.95 | 0.93 | 12
2037 |  | 100.93 | 41.38 | 41.8745 | 1.87 | 2.85 |  | 46.5945 | 158.35 | 0.95 | 12
2038 |  | 103.25 | 42.33 | 42.8367 | 1.91 | 2.92 |  | 47.6667 | 161.99 | 0.97 | 12
2039 |  | 105.62 | 43.3 | 43.8195 | 1.95 | 2.99 |  | 48.7595 | 165.71 | 0.99 | 12
2040 |  | 108.05 | 44.3 | 44.8288 | 1.99 | 3.06 |  | 49.8788 | 169.51 | 1.01 | 12
2041 |  | 110.54 | 45.32 | 45.8616 | 2.04 | 3.13 |  | 51.0316 | 173.43 | 1.03 | 12
2042 |  | 113.08 | 46.36 | 46.915 | 2.09 | 3.2 |  | 52.205 | 177.42 | 1.05 | 12
Sources, Inputs and Assumptions
Source: | (c)(f) | Plant Costs - 2017 IRP Update - Table 5.4 & 5.5
| (a) | Plant capacity cost
| (b) | = (a) x 0.0528395063331536
| (d) | = ((b) + (c)) / (8.76 x 38.8%)
| (g) | = (d) + (f)
| (h) | Plant Costs - 2017 IRP Update - Table 5.4 & 5.5
2017 IRP Update Wyoming Wind Resource - 39% Capacity Factor
| Wind | Cost and Input Assumptions
2020 $ | 1293.6883 | Plant capacity cost |  |  |  |  | $/kW-yr
2017 $ | 26.2939 | Fixed O&M, plus on-going capital cost |  |  |  |  | $/kW-yr
2017 $ | 0.58601 | Integration Cost |  |  |  |  | $/MWH
2017 $ | 1.1816 | Variable O&M |  |  |  |  | $/MWH
2017 $ | -12.5013 | Tax Credit $/MWh |  |  |  |  | $/MWH | First Year real levelized
2017 $ | 1.7951 | Network Upgrade ($/MWh) |  |  |  |  | $/MWH
| 5.284% | Payment Factor
| 38.8% | Capacity Factor
Company Official Inflation Forecast Dated March 29, 2019
| 2017 | 2% |  | 2026 | 2.3% |  | 2035 | 2.2%
| 2018 | 2.3% |  | 2027 | 2.3% |  | 2036 | 2.2%
| 2019 | 2% |  | 2028 | 2.4% |  | 2037 | 2.2%
| 2020 | 2.2% |  | 2029 | 2.4% |  | 2038 | 2.3%
| 2021 | 2.4% |  | 2030 | 2.3% |  | 2039 | 2.3%
| 2022 | 2.4% |  | 2031 | 2.3% |  | 2040 | 2.3%
| 2023 | 2.4% |  | 2032 | 2.3% |  | 2041 | 2.3%
| 2024 | 2.4% |  | 2033 | 2.3% |  | 2042 | 2.3%
| 2025 | 2.3% |  | 2034 | 2.3% |  | 2043 | 2.3%

## Table 3 EV2020 Wind_2021 (hidden)
Table 3
2017 IRP Update Wyoming Wind Resource
39% Capacity Factor
Year | Estimated Capital Cost | Fixed Capital Cost at Real Levelized Rate | Fixed O&M | Fixed Costs | Variable O&M | Network Upgrade | Tax Credit | Total Resource Cost | Total Resource Costs | Wind Integration Cost
| $/kW | $/kW-yr | $/kW-yr | $/MWh | $/MWh | $/MWh | $/MWh | $/MWh | $/kW-yr | $/MWh
| (a) | (b) | (c) | (d) | (e) |  | (f) | (g) | (h) | (h)
2017 IRP Update Wyoming Wind Resource - 39% Capacity Factor
2016
2017 |  |  | 26.2939 | 7.7369 | 1.1816 | 1.7951 |  | 10.7137 | 36.41 | 0.58601
2018 |  |  | 26.9 | 7.9153 | 1.21 | 1.84 |  | 10.9653 | 37.27 | 0.6
2019 |  |  | 27.44 | 8.0742 | 1.23 | 1.88 |  | 11.1842 | 38.01 | 0.61
2020 |  |  | 28.04 | 8.2507 | 1.26 | 1.92 |  | 11.4307 | 38.85 | 0.62
2021 | 1288.7723 | 68.0981 | 28.71 | 28.4856 | 1.29 | 1.97 | -34.48 | -2.7344 | -9.29 | 0.63
2022 |  | 69.73 | 29.4 | 29.1689 | 1.32 | 2.02 | -34.48 | -1.9711 | -6.7 | 0.65
2023 |  | 71.4 | 30.11 | 29.8692 | 1.35 | 2.07 | -35.8 | -2.5108 | -8.53 | 0.67
2024 |  | 73.11 | 30.83 | 30.5842 | 1.38 | 2.12 | -35.8 | -1.7158 | -5.83 | 0.69
2025 |  | 74.79 | 31.54 | 31.2874 | 1.41 | 2.17 | -37.13 | -2.2626 | -7.69 | 0.71
2026 |  | 76.51 | 32.27 | 32.0084 | 1.44 | 2.22 | -37.13 | -1.4616 | -4.97 | 0.73
2027 |  | 78.27 | 33.01 | 32.744 | 1.47 | 2.27 | -38.45 | -1.966 | -6.68 | 0.75
2028 |  | 80.15 | 33.8 | 33.5296 | 1.51 | 2.32 | -38.45 | -1.0904 | -3.71 | 0.77
2029 |  | 82.07 | 34.61 | 34.3329 | 1.55 | 2.38 | -39.78 | -1.5171 | -5.16 | 0.79
2030 |  | 83.96 | 35.41 | 35.1244 | 1.59 | 2.43 | -41.11 | -1.9656 | -6.68 | 0.81
2031 |  | 85.89 | 36.22 | 35.9307 | 1.63 | 2.49 |  | 40.0507 | 136.11 | 0.83
2032 |  | 87.87 | 37.05 | 36.7575 | 1.67 | 2.55 |  | 40.9775 | 139.26 | 0.85
2033 |  | 89.89 | 37.9 | 37.602 | 1.71 | 2.61 |  | 41.922 | 142.47 | 0.87
2034 |  | 91.96 | 38.77 | 38.4671 | 1.75 | 2.67 |  | 42.8871 | 145.75 | 0.89
2035 |  | 93.98 | 39.62 | 39.3116 | 1.79 | 2.73 |  | 43.8316 | 148.96 | 0.91
2036 |  | 96.05 | 40.49 | 40.1767 | 1.83 | 2.79 |  | 44.7967 | 152.24 | 0.93
2037 |  | 98.16 | 41.38 | 41.0594 | 1.87 | 2.85 |  | 45.7794 | 155.58 | 0.95
2038 |  | 100.42 | 42.33 | 42.004 | 1.91 | 2.92 |  | 46.834 | 159.16 | 0.97
2039 |  | 102.73 | 43.3 | 42.9691 | 1.95 | 2.99 |  | 47.9091 | 162.82 | 0.99
2040 |  | 105.09 | 44.3 | 43.9578 | 1.99 | 3.06 |  | 49.0078 | 166.55 | 1.01
2041 |  | 107.51 | 45.32 | 44.97 | 2.04 | 3.13 |  | 50.14 | 170.4 | 1.03
2042 |  | 109.98 | 46.36 | 46.0028 | 2.09 | 3.2 |  | 51.2928 | 174.32 | 1.05
Sources, Inputs and Assumptions
Source: | (c)(f) | Plant Costs - 2017 IRP Update - Table 5.4 & 5.5
| (a) | Plant capacity cost
| (b) | = (a) x 0.0528395063331536
| (d) | = ((b) + (c)) / (8.76 x 38.8%)
| (g) | = (d) + (f)
| (h) | Plant Costs - 2017 IRP Update - Table 5.4 & 5.5
2017 IRP Update Wyoming Wind Resource - 39% Capacity Factor
| Wind | Cost and Input Assumptions
2021 $ | 1288.7723 | Plant capacity cost |  |  |  |  | $/kW-yr
2017 $ | 26.2939 | Fixed O&M, plus on-going capital cost |  |  |  |  | $/kW-yr
2017 $ | 0.58601 | Integration Cost |  |  |  |  | $/MWH
2017 $ | 1.1816 | Variable O&M |  |  |  |  | $/MWH
2017 $ | -12.5013 | Tax Credit $/MWh |  |  |  |  | $/MWH | First Year real levelized
2017 $ | 1.7951 | Network Upgrade ($/MWh) |  |  |  |  | $/MWH
| 5.284% | Payment Factor
| 38.8% | Capacity Factor
Company Official Inflation Forecast Dated March 29, 2019
| 2017 | 2% |  | 2026 | 2.3% |  | 2035 | 2.2%
| 2018 | 2.3% |  | 2027 | 2.3% |  | 2036 | 2.2%
| 2019 | 2% |  | 2028 | 2.4% |  | 2037 | 2.2%
| 2020 | 2.2% |  | 2029 | 2.4% |  | 2038 | 2.3%
| 2021 | 2.4% |  | 2030 | 2.3% |  | 2039 | 2.3%
| 2022 | 2.4% |  | 2031 | 2.3% |  | 2040 | 2.3%
| 2023 | 2.4% |  | 2032 | 2.3% |  | 2041 | 2.3%
| 2024 | 2.4% |  | 2033 | 2.3% |  | 2042 | 2.3%
| 2025 | 2.3% |  | 2034 | 2.3% |  | 2043 | 2.3%