## Table 1
Appendix B
| Table 1 |  |  |  |  | 13 | [86 empty] | 0% | Transmission Deferral %
| Avoided Cost Prices |  |  |  |  | 252 |  |  |  |  | Capacity Contribution | [81 empty] | 750 | Transmission Upgrade Capacity
| QF - Sch37 - UT - Wind - 10.0 MW and 31.0% CF | [9 empty] | 15.8% | 15.8% | 15.8% | 15.8% | 15.8% | 11.78% | 11.78% | 11.78% | 15.8% | 15.8% | 53.86% | 53.86% | 53.86% | 59.67% | 59.67% | 37.91% | 64.8% | 64.8% | 64.8% | 64.8% | [62 empty] | 0 | Transmission Deferral (MW)
|  |  |  | Total Price @ |  | Capacity Contribution |  |  |  |  | Deferral (Capacity Contribution MW) |  |  | IRP17 Goshen Wind 2 2030 | IRP17 Goshen Wind 2 2033 |  |  |  | IRP17 UT Wind 2030 | IRP17 UT Wind 2036 | IRP17 Yakima Solar2030 | IRP17 Yakima Solar2032 | IRP17 Yakima Solar2033 | IRP17 Utah South Solar T2033 | IRP17 Utah South Solar T2035 | IRP17 Utah South Solar F2035 | IRP17 SOregonCal Solar2030 | IRP17 SOregonCal Solar2031 | IRP17 SOregonCal Solar2032 | IRP17 SOregonCal Solar2033 | Deferral (Nameplate MW) |  |  | IRP17 Goshen Wind 2 2030 | IRP17 Goshen Wind 2 2033 |  |  |  | IRP17 UT Wind 2030 | IRP17 UT Wind 2036 | IRP17 Yakima Solar2030 | IRP17 Yakima Solar2032 | IRP17 Yakima Solar2033 | IRP17 Utah South Solar T2033 | IRP17 Utah South Solar T2035 | IRP17 Utah South Solar F2035 | IRP17 SOregonCal Solar2030 | IRP17 SOregonCal Solar2031 | IRP17 SOregonCal Solar2032 | IRP17 SOregonCal Solar2033 | Resource Cost ($/kw-year) | [19 empty] | Deferred Cost (Millions $/year) | [21 empty] | Resource Cost ($/kw-year) | Deferred Cost (Millions $/year)
|  | Capacity | Energy | 31% |  | Type | East | West |  |  | IRP17 Aeolus Wind | IRP17 WYAE WindCDR2021 | IRP17 Dave Johnston Wind | IRP17 Goshen Wind 2 | IRP17 Goshen Wind 2 | IRP17 WallaW Wind | IRP17 Yakima Wind | IRP17 S Oregon Wind | IRP17 UT Wind | IRP17 UT Wind | IRP17 Yakima Solar | IRP17 Yakima Solar | IRP17 Yakima Solar | IRP17 Utah South Solar T | IRP17 Utah South Solar T | IRP17 Utah South Solar F | IRP17 SOregonCal Solar | IRP17 SOregonCal Solar | IRP17 SOregonCal Solar | IRP17 SOregonCal Solar | IRP17 Aeolus Wind | IRP17 WYAE WindCDR2021 | IRP17 Dave Johnston Wind | IRP17 Goshen Wind 2 | IRP17 Goshen Wind 2 | IRP17 WallaW Wind | IRP17 Yakima Wind | IRP17 S Oregon Wind | IRP17 UT Wind | IRP17 UT Wind | IRP17 Yakima Solar | IRP17 Yakima Solar | IRP17 Yakima Solar | IRP17 Utah South Solar T | IRP17 Utah South Solar T | IRP17 Utah South Solar F | IRP17 SOregonCal Solar | IRP17 SOregonCal Solar | IRP17 SOregonCal Solar | IRP17 SOregonCal Solar | IRP17 Aeolus Wind | IRP17 WYAE WindCDR2021 | IRP17 Dave Johnston Wind | IRP17 Goshen Wind 2 2030 | IRP17 Goshen Wind 2 2033 | IRP17 WallaW Wind | IRP17 Yakima Wind | IRP17 S Oregon Wind | IRP17 UT Wind 2030 | IRP17 UT Wind 2036 | IRP17 Yakima Solar2030 | IRP17 Yakima Solar2032 | IRP17 Yakima Solar2033 | IRP17 Utah South Solar T2033 | IRP17 Utah South Solar T2035 | IRP17 Utah South Solar F2035 | IRP17 SOregonCal Solar2030' | IRP17 SOregonCal Solar2031 | IRP17 SOregonCal Solar2032 | IRP17 SOregonCal Solar2033 | IRP17 Aeolus Wind | IRP17 WYAE WindCDR2021 | IRP17 Dave Johnston Wind | IRP17 Goshen Wind 2 2030 | IRP17 Goshen Wind 2 2033 | IRP17 WallaW Wind | IRP17 Yakima Wind | IRP17 S Oregon Wind | IRP17 UT Wind 2030 | IRP17 UT Wind 2036 | IRP17 Yakima Solar2030 | IRP17 Yakima Solar2032 | IRP17 Yakima Solar2033 | IRP17 Utah South Solar T2033 | IRP17 Utah South Solar T2035 | IRP17 Utah South Solar F2035 | IRP17 SOregonCal Solar2030' | IRP17 SOregonCal Solar2031 | IRP17 SOregonCal Solar2032 | IRP17 SOregonCal Solar2033 | Total Capacity Deferral |  | IRP17 Aeolus Trans | IRP17 Aeolus Trans
| Year | Price | Only Price | Capacity Factor
|  | $/kW-yr | $/MWh (2) | $/MWh |  | Wind | 15.8% | 11.78% |  |  | MW |  | MW | MW | MW | MW | MW | MW | MW | MW | MW | MW | MW | MW | MW | MW | MW | MW | MW | MW | MW | MW | MW | MW | MW | MW | MW | MW | MW | MW | MW | MW | MW | MW | MW | MW | MW | MW | MW | MW | $/kw-year | $/kw-year | $/kw-year | $/kw-year |  | $/kw-year | $/kw-year | $/kw-year | $/kw-year |  | $/kw-year | $/kw-year | $/kw-year | $/kw-year | $/kw-year | $/kw-year | $/kw-year | $/kw-year | $/kw-year | $/kw-year | Millions $/year | Millions $/year | Millions $/year | Millions $/year | Millions $/year | Millions $/year | Millions $/year | Millions $/year | Millions $/year | Millions $/year | Millions $/year | Millions $/year | Millions $/year | Millions $/year | Millions $/year | Millions $/year | Millions $/year | Millions $/year | Millions $/year | Millions $/year | Millions $/year |  | $/kw-year | Millions $/year
[6 empty] | Fixed | 37.91% | 53.86%
| 2019 | 0 | 23.4952 | 23.4952 |  | Tracking | 59.67% | 64.8% |  | 2019 | 0 | 0 | 0 | 0 | 0 | 0 | 0 | 0 | 0 | 0 | 0 | 0 | 0 | 0 | 0 | 0 | 0 | 0 | 0 | 0 | 0 | 0 | 0 | 0 | 0 | 0 | 0 | 0 | 0 | 0 | 0 | 0 | 0 | 0 | 0 | 0 | 0 | 0 | 0 | 0 | 38.01 | 38.01 | 41.62 | 39.2 | 39.2 | 39.2 | 39.2 | 39.2 | 39.2 | 39.2 | 19.55 | 19.55 | 19.55 | 20.54 | 20.54 | 19.53 | 20.57 | 20.57 | 20.57 | 20.57 | 0 | 0 | 0 | 0 | 0 | 0 | 0 | 0 | 0 | 0 | 0 | 0 | 0 | 0 | 0 | 0 | 0 | 0 | 0 | 0 | 0 | 2019 | 0 | 0
| 2020 | 0 | 19.3543 | 19.3543 |  | Gas | 100% | 100% |  | 2020 | 0 | 0 | 0 | 0 | 0 | 0 | 0 | 0 | 0 | 0 | 0 | 0 | 0 | 0 | 0 | 0 | 0 | 0 | 0 | 0 | 0 | 0 | 0 | 0 | 0 | 0 | 0 | 0 | 0 | 0 | 0 | 0 | 0 | 0 | 0 | 0 | 0 | 0 | 0 | 0 | -0.91 | 38.85 | 42.52 | 40.06 | 40.06 | 40.06 | 40.06 | 40.06 | 40.06 | 40.06 | 19.98 | 19.98 | 19.98 | 20.99 | 20.99 | 19.96 | 21.02 | 21.02 | 21.02 | 21.02 | 0 | 0 | 0 | 0 | 0 | 0 | 0 | 0 | 0 | 0 | 0 | 0 | 0 | 0 | 0 | 0 | 0 | 0 | 0 | 0 | 0 | 2020 | 7.925 | 0
| 2021 | 0 | 17.9603 | 17.9603 |  | Hydro | 100% | 100% |  | 2021 | 0 | 0 | 0 | 0 | 0 | 0 | 0 | 0 | 0 | 0 | 0 | 0 | 0 | 0 | 0 | 0 | 0 | 0 | 0 | 0 | 0 | 0 | 0 | 0 | 0 | 0 | 0 | 0 | 0 | 0 | 0 | 0 | 0 | 0 | 0 | 0 | 0 | 0 | 0 | 0 | -7.39 | -9.29 | 43.55 | 41.02 | 41.02 | 41.02 | 41.02 | 41.02 | 41.02 | 41.02 | 20.46 | 20.46 | 20.46 | 21.49 | 21.49 | 20.44 | 21.52 | 21.52 | 21.52 | 21.52 | 0 | 0 | 0 | 0 | 0 | 0 | 0 | 0 | 0 | 0 | 0 | 0 | 0 | 0 | 0 | 0 | 0 | 0 | 0 | 0 | 0 | 2021 | 48.591 | 0
| 2022 | 0 | 16.0393 | 16.0393 | [5 empty] | 2022 | 0 | 0 | 0 | 0 | 0 | 0 | 0 | 0 | 0 | 0 | 0 | 0 | 0 | 0 | 0 | 0 | 0 | 0 | 0 | 0 | 0 | 0 | 0 | 0 | 0 | 0 | 0 | 0 | 0 | 0 | 0 | 0 | 0 | 0 | 0 | 0 | 0 | 0 | 0 | 0 | -4.75 | -6.7 | 44.6 | 42 | 42 | 42 | 42 | 42 | 42 | 42 | 20.95 | 20.95 | 20.95 | 22.01 | 22.01 | 20.93 | 22.04 | 22.04 | 22.04 | 22.04 | 0 | 0 | 0 | 0 | 0 | 0 | 0 | 0 | 0 | 0 | 0 | 0 | 0 | 0 | 0 | 0 | 0 | 0 | 0 | 0 | 0 | 2022 | 49.76 | 0
| 2023 | 0 | 15.8259 | 15.8259 | [5 empty] | 2023 | 0 | 0 | 0 | 0 | 0 | 0 | 0 | 0 | 0 | 0 | 0 | 0 | 0 | 0 | 0 | 0 | 0 | 0 | 0 | 0 | 0 | 0 | 0 | 0 | 0 | 0 | 0 | 0 | 0 | 0 | 0 | 0 | 0 | 0 | 0 | 0 | 0 | 0 | 0 | 0 | -6.53 | -8.53 | 45.69 | 43.01 | 43.01 | 43.01 | 43.01 | 43.01 | 43.01 | 43.01 | 21.45 | 21.45 | 21.45 | 22.54 | 22.54 | 21.43 | 22.57 | 22.57 | 22.57 | 22.57 | 0 | 0 | 0 | 0 | 0 | 0 | 0 | 0 | 0 | 0 | 0 | 0 | 0 | 0 | 0 | 0 | 0 | 0 | 0 | 0 | 0 | 2023 | 50.95 | 0
| 2024 | 0 | 22.2912 | 22.2912 | [5 empty] | 2024 | 0 | 0 | 0 | 0 | 0 | 0 | 0 | 0 | 0 | 0 | 0 | 0 | 0 | 0 | 0 | 0 | 0 | 0 | 0 | 0 | 0 | 0 | 0 | 0 | 0 | 0 | 0 | 0 | 0 | 0 | 0 | 0 | 0 | 0 | 0 | 0 | 0 | 0 | 0 | 0 | -3.78 | -5.83 | 46.79 | 44.04 | 44.04 | 44.04 | 44.04 | 44.04 | 44.04 | 44.04 | 21.96 | 21.96 | 21.96 | 23.08 | 23.08 | 21.94 | 23.11 | 23.11 | 23.11 | 23.11 | 0 | 0 | 0 | 0 | 0 | 0 | 0 | 0 | 0 | 0 | 0 | 0 | 0 | 0 | 0 | 0 | 0 | 0 | 0 | 0 | 0 | 2024 | 52.17 | 0
| 2025 | 0 | 24.0809 | 24.0809 | [5 empty] | 2025 | 0 | 0 | 0 | 0 | 0 | 0 | 0 | 0 | 0 | 0 | 0 | 0 | 0 | 0 | 0 | 0 | 0 | 0 | 0 | 0 | 0 | 0 | 0 | 0 | 0 | 0 | 0 | 0 | 0 | 0 | 0 | 0 | 0 | 0 | 0 | 0 | 0 | 0 | 0 | 0 | -5.59 | -7.69 | 47.87 | 45.05 | 45.05 | 45.05 | 45.05 | 45.05 | 45.05 | 45.05 | 22.47 | 22.47 | 22.47 | 23.61 | 23.61 | 22.44 | 23.64 | 23.64 | 23.64 | 23.64 | 0 | 0 | 0 | 0 | 0 | 0 | 0 | 0 | 0 | 0 | 0 | 0 | 0 | 0 | 0 | 0 | 0 | 0 | 0 | 0 | 0 | 2025 | 53.37 | 0
| 2026 | 0 | 25.3968 | 25.3968 | [5 empty] | 2026 | 0 | 0 | 0 | 0 | 0 | 0 | 0 | 0 | 0 | 0 | 0 | 0 | 0 | 0 | 0 | 0 | 0 | 0 | 0 | 0 | 0 | 0 | 0 | 0 | 0 | 0 | 0 | 0 | 0 | 0 | 0 | 0 | 0 | 0 | 0 | 0 | 0 | 0 | 0 | 0 | -2.82 | -4.97 | 48.98 | 46.09 | 46.09 | 46.09 | 46.09 | 46.09 | 46.09 | 46.09 | 22.99 | 22.99 | 22.99 | 24.15 | 24.15 | 22.96 | 24.18 | 24.18 | 24.18 | 24.18 | 0 | 0 | 0 | 0 | 0 | 0 | 0 | 0 | 0 | 0 | 0 | 0 | 0 | 0 | 0 | 0 | 0 | 0 | 0 | 0 | 0 | 2026 | 54.6 | 0
| 2027 | 0 | 26.3733 | 26.3733 | [5 empty] | 2027 | 0 | 0 | 0 | 0 | 0 | 0 | 0 | 0 | 0 | 0 | 0 | 0 | 0 | 0 | 0 | 0 | 0 | 0 | 0 | 0 | 0 | 0 | 0 | 0 | 0 | 0 | 0 | 0 | 0 | 0 | 0 | 0 | 0 | 0 | 0 | 0 | 0 | 0 | 0 | 0 | -4.48 | -6.68 | 50.12 | 47.15 | 47.15 | 47.15 | 47.15 | 47.15 | 47.15 | 47.15 | 23.52 | 23.52 | 23.52 | 24.71 | 24.71 | 23.49 | 24.74 | 24.74 | 24.74 | 24.74 | 0 | 0 | 0 | 0 | 0 | 0 | 0 | 0 | 0 | 0 | 0 | 0 | 0 | 0 | 0 | 0 | 0 | 0 | 0 | 0 | 0 | 2027 | 55.86 | 0
| 2028 | 0 | 29.4506 | 29.4506 | [5 empty] | 2028 | 0 | 0 | 0 | 0 | 0 | 0 | 0 | 0 | 0 | 0 | 0 | 0 | 0 | 0 | 0 | 0 | 0 | 0 | 0 | 0 | 0 | 0 | 0 | 0 | 0 | 0 | 0 | 0 | 0 | 0 | 0 | 0 | 0 | 0 | 0 | 0 | 0 | 0 | 0 | 0 | -1.46 | -3.71 | 51.32 | 48.28 | 48.28 | 48.28 | 48.28 | 48.28 | 48.28 | 48.28 | 24.08 | 24.08 | 24.08 | 25.3 | 25.3 | 24.05 | 25.33 | 25.33 | 25.33 | 25.33 | 0 | 0 | 0 | 0 | 0 | 0 | 0 | 0 | 0 | 0 | 0 | 0 | 0 | 0 | 0 | 0 | 0 | 0 | 0 | 0 | 0 | 2028 | 57.2 | 0
| 2029 | 0 | 35.8184 | 35.8184 | [5 empty] | 2029 | 0 | 0 | 0 | 0 | 0 | 0 | 0 | 0 | 0 | 0 | 0 | 0 | 0 | 0 | 0 | 0 | 0 | 0 | 0 | 0 | 0 | 0 | 0 | 0 | 0 | 0 | 0 | 0 | 0 | 0 | 0 | 0 | 0 | 0 | 0 | 0 | 0 | 0 | 0 | 0 | -2.85 | -5.16 | 52.55 | 49.44 | 49.44 | 49.44 | 49.44 | 49.44 | 49.44 | 49.44 | 24.66 | 24.66 | 24.66 | 25.91 | 25.91 | 24.63 | 25.94 | 25.94 | 25.94 | 25.94 | 0 | 0 | 0 | 0 | 0 | 0 | 0 | 0 | 0 | 0 | 0 | 0 | 0 | 0 | 0 | 0 | 0 | 0 | 0 | 0 | 0 | 2029 | 58.57 | 0
| 2030 | 150.82 | -6.316 | 49.2135 | [5 empty] | 2030 | 0 | 0 | 0 | 1.58 | 0 | 0 | 0 | 0 | 0 | 0 | 0 | 0 | 0 | 0 | 0 | 0 | 0 | 0 | 0 | 0 | 0 | 0 | 0 | 10 | 0 | 0 | 0 | 0 | 0 | 0 | 0 | 0 | 0 | 0 | 0 | 0 | 0 | 0 | 0 | 0 | 18.97 | -6.68 | 149.93 | 150.82 | 50.58 | 50.58 | 50.58 | 50.58 | 146.64 | 50.58 | 117.29 | 25.23 | 25.23 | 26.51 | 26.51 | 25.2 | 120.37 | 26.54 | 26.54 | 26.54 | 0 | 0 | 0 | 1.5082 | 0 | 0 | 0 | 0 | 0 | 0 | 0 | 0 | 0 | 0 | 0 | 0 | 0 | 0 | 0 | 0 | 1.5082 | 2030 | 59.92 | 0
| 2031 | 154.29 | -6.6494 | 50.1576 | [5 empty] | 2031 | 0 | 0 | 0 | 0 | 0 | 0 | 0 | 0 | 0 | 0 | 0 | 0 | 0 | 0 | 0 | 0 | 0 | 0 | 0 | 0 | 0 | 0 | 0 | 0 | 0 | 0 | 0 | 0 | 0 | 0 | 0 | 0 | 0 | 0 | 0 | 0 | 0 | 0 | 0 | 0 | 138.53 | 136.11 | 153.38 | 154.29 | 51.74 | 51.74 | 51.74 | 51.74 | 150.01 | 51.74 | 119.98 | 25.81 | 25.81 | 27.12 | 27.12 | 25.78 | 123.13 | 120.44 | 27.15 | 27.15 | 0 | 0 | 0 | 1.5429 | 0 | 0 | 0 | 0 | 0 | 0 | 0 | 0 | 0 | 0 | 0 | 0 | 0 | 0 | 0 | 0 | 1.5429 | 2031 | 61.3 | 0
| 2032 | 157.84 | -7.3365 | 50.724 | [5 empty] | 2032 | 0 | 0 | 0 | 0 | 0 | 0 | 0 | 0 | 0 | 0 | 0 | 0 | 0 | 0 | 0 | 0 | 0 | 0 | 0 | 0 | 0 | 0 | 0 | 0 | 0 | 0 | 0 | 0 | 0 | 0 | 0 | 0 | 0 | 0 | 0 | 0 | 0 | 0 | 0 | 0 | 141.73 | 139.26 | 156.9 | 157.84 | 52.93 | 52.93 | 52.93 | 52.93 | 153.46 | 52.93 | 122.74 | 117.41 | 26.4 | 27.74 | 27.74 | 26.37 | 125.96 | 123.21 | 120.53 | 27.77 | 0 | 0 | 0 | 1.5784 | 0 | 0 | 0 | 0 | 0 | 0 | 0 | 0 | 0 | 0 | 0 | 0 | 0 | 0 | 0 | 0 | 1.5784 | 2032 | 62.71 | 0
| 2033 | 161.47 | -3.3909 | 56.0597 | [5 empty] | 2033 | 0 | 0 | 0 | 0 | 0 | 0 | 0 | 0 | 0 | 0 | 0 | 0 | 0 | 0 | 0 | 0 | 0 | 0 | 0 | 0 | 0 | 0 | 0 | 0 | 0 | 0 | 0 | 0 | 0 | 0 | 0 | 0 | 0 | 0 | 0 | 0 | 0 | 0 | 0 | 0 | 145 | 142.47 | 160.5 | 161.47 | 155.06 | 54.15 | 54.15 | 54.15 | 156.99 | 54.15 | 125.57 | 120.11 | 117.5 | 118.38 | 28.38 | 26.98 | 128.86 | 126.05 | 123.3 | 120.64 | 0 | 0 | 0 | 1.6147 | 0 | 0 | 0 | 0 | 0 | 0 | 0 | 0 | 0 | 0 | 0 | 0 | 0 | 0 | 0 | 0 | 1.6147 | 2033 | 64.15 | 0
| 2034 | 165.19 | -3.4575 | 57.3627 | [5 empty] | 2034 | 0 | 0 | 0 | 0 | 0 | 0 | 0 | 0 | 0 | 0 | 0 | 0 | 0 | 0 | 0 | 0 | 0 | 0 | 0 | 0 | 0 | 0 | 0 | 0 | 0 | 0 | 0 | 0 | 0 | 0 | 0 | 0 | 0 | 0 | 0 | 0 | 0 | 0 | 0 | 0 | 148.34 | 145.75 | 164.19 | 165.19 | 158.63 | 55.4 | 55.4 | 55.4 | 160.61 | 55.4 | 128.46 | 122.87 | 120.2 | 121.1 | 29.03 | 27.6 | 131.82 | 128.95 | 126.13 | 123.41 | 0 | 0 | 0 | 1.6519 | 0 | 0 | 0 | 0 | 0 | 0 | 0 | 0 | 0 | 0 | 0 | 0 | 0 | 0 | 0 | 0 | 1.6519 | 2034 | 65.63 | 0
| 2035 | 168.83 | -2.908 | 59.2524 | [5 empty] | 2035 | 0 | 0 | 0 | 0 | 0 | 0 | 0 | 0 | 0 | 0 | 0 | 0 | 0 | 0 | 0 | 0 | 0 | 0 | 0 | 0 | 0 | 0 | 0 | 0 | 0 | 0 | 0 | 0 | 0 | 0 | 0 | 0 | 0 | 0 | 0 | 0 | 0 | 0 | 0 | 0 | 151.61 | 148.96 | 167.81 | 168.83 | 162.12 | 157.34 | 157.34 | 155.9 | 164.14 | 56.62 | 131.29 | 125.58 | 122.85 | 123.77 | 118.65 | 115.37 | 134.72 | 131.79 | 128.91 | 126.13 | 0 | 0 | 0 | 1.6883 | 0 | 0 | 0 | 0 | 0 | 0 | 0 | 0 | 0 | 0 | 0 | 0 | 0 | 0 | 0 | 0 | 1.6883 | 2035 | 67.07 | 0
| 2036 | 172.55 | -3.1296 | 60.3417 | [5 empty] | 2036 | 0 | 0 | 0 | 0 | 0 | 0 | 0 | 0 | 0 | 0 | 0 | 0 | 0 | 0 | 0 | 0 | 0 | 0 | 0 | 0 | 0 | 0 | 0 | 0 | 0 | 0 | 0 | 0 | 0 | 0 | 0 | 0 | 0 | 0 | 0 | 0 | 0 | 0 | 0 | 0 | 154.95 | 152.24 | 171.5 | 172.55 | 165.69 | 160.81 | 160.81 | 159.33 | 167.76 | 155.2 | 134.18 | 128.34 | 125.55 | 126.49 | 121.26 | 117.91 | 137.68 | 134.69 | 131.74 | 128.9 | 0 | 0 | 0 | 1.7255 | 0 | 0 | 0 | 0 | 0 | 0 | 0 | 0 | 0 | 0 | 0 | 0 | 0 | 0 | 0 | 0 | 1.7255 | 2036 | 68.55 | 0
| 2037 | 176.34 | -3.156 | 61.8539 | [5 empty] | 2037 | 0 | 0 | 0 | 0 | 0 | 0 | 0 | 0 | 0 | 0 | 0 | 0 | 0 | 0 | 0 | 0 | 0 | 0 | 0 | 0 | 0 | 0 | 0 | 0 | 0 | 0 | 0 | 0 | 0 | 0 | 0 | 0 | 0 | 0 | 0 | 0 | 0 | 0 | 0 | 0 | 158.35 | 155.58 | 175.26 | 176.34 | 169.33 | 164.34 | 164.34 | 162.83 | 171.45 | 158.62 | 137.13 | 131.16 | 128.31 | 129.28 | 123.93 | 120.5 | 140.71 | 137.66 | 134.64 | 131.74 | 0 | 0 | 0 | 1.7634 | 0 | 0 | 0 | 0 | 0 | 0 | 0 | 0 | 0 | 0 | 0 | 0 | 0 | 0 | 0 | 0 | 1.7634 | 2037 | 70.06 | 0
| 2038 | 180.4 | -3.2286 | 63.2781 | [5 empty] | 2038 | 0 | 0 | 0 | 0 | 0 | 0 | 0 | 0 | 0 | 0 | 0 | 0 | 0 | 0 | 0 | 0 | 0 | 0 | 0 | 0 | 0 | 0 | 0 | 0 | 0 | 0 | 0 | 0 | 0 | 0 | 0 | 0 | 0 | 0 | 0 | 0 | 0 | 0 | 0 | 0 | 161.99 | 159.16 | 179.28 | 180.4 | 173.22 | 168.12 | 168.12 | 166.57 | 175.39 | 162.27 | 140.29 | 134.18 | 131.26 | 132.25 | 126.78 | 123.27 | 143.94 | 140.82 | 137.73 | 134.77 | 0 | 0 | 0 | 1.804 | 0 | 0 | 0 | 0 | 0 | 0 | 0 | 0 | 0 | 0 | 0 | 0 | 0 | 0 | 0 | 0 | 1.804 | 2038 | 71.67 | 0
| 2039 | 184.55 | #DIV/0! | #DIV/0! | [5 empty] | 2039 | 0 | 0 | 0 | 0 | 0 | 0 | 0 | 0 | 0 | 0 | 0 | 0 | 0 | 0 | 0 | 0 | 0 | 0 | 0 | 0 | 0 | 0 | 0 | 0 | 0 | 0 | 0 | 0 | 0 | 0 | 0 | 0 | 0 | 0 | 0 | 0 | 0 | 0 | 0 | 0 | 165.71 | 162.82 | 183.39 | 184.55 | 177.2 | 171.99 | 171.99 | 170.4 | 179.42 | 166 | 143.51 | 137.26 | 134.28 | 135.29 | 129.7 | 126.1 | 147.25 | 144.06 | 140.9 | 137.87 | 0 | 0 | 0 | 1.8455 |  | 0 | 0 | 0 | 0 | 0 | 0 | 0 | 0 | 0 | 0 | 0 | 0 | 0 | 0 | 0 | 1.8455 | 2039 | 73.32 | 0
| 2040 | 188.79 | #DIV/0! | #DIV/0! | [5 empty] | 2040 | 0 | 0 | 0 | 0 | 0 | 0 | 0 | 0 | 0 | 0 | 0 | 0 | 0 | 0 | 0 | 0 | 0 | 0 | 0 | 0 | 0 | 0 | 0 | 0 | 0 | 0 | 0 | 0 | 0 | 0 | 0 | 0 | 0 | 0 | 0 | 0 | 0 | 0 | 0 | 0 | 169.51 | 166.55 | 187.6 | 188.79 | 181.27 | 175.94 | 175.94 | 174.32 | 183.54 | 169.81 | 146.81 | 140.42 | 137.37 | 138.41 | 132.69 | 129 | 150.64 | 147.38 | 144.14 | 141.04 | 0 | 0 | 0 | 1.8879 |  | 0 | 0 | 0 | 0 | 0 | 0 | 0 | 0 | 0 | 0 | 0 | 0 | 0 | 0 | 0 | 1.8879 | 2040 | 75.01 | 0
[9 empty] | Year of deferral |  |  |  |  | 2030 | 2033 |  |  |  | 2030 | 2036 | 2030 | 2032 | 2033 | 2033 | 2035 | 2035 | 2030 | 2031 | 2032 | 2033
15 Year Starting 2020 | [8 empty] | if Defferred 1 |  |  |  |  | 1 | 0 |  |  |  | 0 | 0 | 0 | 0 | 0 | 0 | 0 | 0 | 0 | 0 | 0 | 0
| 15 year Levelized Prices (Nominal) @ 6.91% Discount Rate (1) (3) |  |  |  | Discount Rate - 2017 IRP Update
| $/kW | 36.2872 | 15.827 | 29.1873 | 6.91%
$/MWh
Footnotes:
(1) Discount Rate - 2017 IRP Update
(2) 'Energy Only' is the GRID calculated costs and includes some capacity costs.
TRUE
4
#VALUE! |  |  |  |  | <---- Calculated Monthly
Avoided Costs calculated annually are $27.56/MWH
#REF!

## Table 2
Appendix B
Table 2
Avoided Energy Costs - Scheduled Hours ($/MWh)
QF - Sch37 - UT - Wind - 10.0 MW and 31.0% CF
|  | Winter Season |  |  |  |  | Summer Season |  |  |  | Winter Season
Year | Annual | Jan | Feb | Mar | Apr | May | Jun | Jul | Aug | Sep | Oct | Nov | Dec
Energy Only
2019 | 23.4952 | 21.524 | 41.5876 | 23.2477 | 19.347 | 15.353 | 16.1609 | 35.8883 | 33.305 | 20.4025 | 16.0434 | 17.3951 | 21.8463
2020 | 19.3543 | 17.8663 | 19.0621 | 17.7537 | 16.1769 | 15.0923 | 14.9735 | 31.9197 | 27.0796 | 20.157 | 15.3841 | 15.998 | 16.6844
2021 | 17.9603 | 15.6554 | 15.8971 | 15.9014 | 14.778 | 14.4984 | 14.6044 | 31.8142 | 23.5259 | 18.8656 | 14.4781 | 14.941 | 16.142
2022 | 16.0393 | 14.2464 | 13.5594 | 13.4616 | 13.1724 | 14.625 | 14.7016 | 25.5498 | 20.6006 | 15.333 | 14.3498 | 15.3269 | 14.1387
2023 | 15.8259 | 12.7732 | 13.2121 | 14.0583 | 13.0292 | 15.7661 | 13.7819 | 22.0586 | 22.7241 | 14.6735 | 15.8958 | 14.2492 | 14.4192
2024 | 22.2912 | 19.5719 | 18.1851 | 19.1997 | 18.081 | 17.8158 | 19.4369 | 34.9144 | 33.5285 | 20.2174 | 19.6568 | 18.9491 | 21.9438
2025 | 24.0809 | 20.5429 | 19.9856 | 19.0171 | 19.4462 | 19.2135 | 21.0508 | 38.6632 | 37.0652 | 19.0356 | 21.2602 | 22.6829 | 24.2347
2026 | 25.3968 | 21.5009 | 21.3937 | 22.307 | 21.051 | 19.7289 | 22.05 | 41.6003 | 37.0661 | 22.3435 | 21.5537 | 23.5335 | 23.8991
2027 | 26.3733 | 22.8887 | 22.4337 | 23.5644 | 21.4111 | 19.8116 | 23.9904 | 41.6642 | 37.3538 | 23.2714 | 23.1091 | 24.769 | 25.3683
2028 | 29.4506 | 25.0677 | -0.97813 | 24.678 | 24.6587 | 23.0445 | 27.7635 | 54.0331 | 50.6138 | 29.8925 | 24.1664 | 25.8605 | 28.3541
2029 | 35.8184 | 29.5091 | 28.157 | 26.7081 | 26.5787 | 25.1882 | 31.1789 | 58.8257 | 67.9542 | 35.7479 | 26.8779 | 28.4121 | 30.7194
2030 | -6.316 | -7.208 | -19.6651 | -19.6851 | -21.4011 | -9.6553 | -7.1064 | -0.99128 | 14.4586 | 2.9568 | -0.63975 | -8.7585 | -11.9598
2031 | -6.6494 | -7.0413 | -21.291 | -20.957 | -24.9937 | -9.9678 | -7.0913 | 0.63359 | 15.8988 | 2.5271 | -1.0763 | -9.3351 | -12.4629
2032 | -7.3365 | -7.4216 | -22.1512 | -21.4195 | -25.2112 | -11.7522 | -8.9004 | 2.9448 | 13.4619 | 2.7701 | -1.1522 | -11.5353 | -13.1567
2033 | -3.3909 | -8.2373 | -20.227 | -12.5476 | -21.2813 | -9.3242 | -4.8354 | 2.7048 | 19.0241 | 6.3874 | 4.488 | -4.7312 | -8.866
2034 | -3.4575 | -8.3666 | -21.5389 | -14.4909 | -22.1687 | -9.5193 | -5.1929 | 3.0655 | 20.9689 | 7.0769 | 5.2122 | -4.674 | -9.8203
2035 | -2.908 | -8.1296 | -19.9746 | -14.8316 | -22.4011 | -10.9374 | -4.5546 | 4.3054 | 24.3059 | 7.8035 | 5.0068 | -4.8931 | -9.4269
2036 | -3.1296 | -7.6724 | -21.8223 | -15.2047 | -22.9055 | -11.6192 | -4.1581 | 2.1146 | 25.8835 | 7.0677 | 5.4654 | -4.0613 | -9.9035
|  | 31 | 28 | 31 | 30 | 31 | 30 | 31 | 31 | 30 | 31 | 30 | 31

## Table 4
Appendix B
Table 4
Burnertip Natural Gas Price Forecast |  |  |  | Quote Date
QF - Sch37 - UT - Wind - 10.0 MW and 31.0% CF |  |  |  | 2019-03-29
PacifiCorp
| Delivered | Delivered | Delivered
Year | IRP - Utah Greenfield | IRP West Side | IRP - Wyo NE
| Fuel Cost | Fuel Cost | Fuel Cost
2016 | 2.32 | 2.3 | 2.35
2017 | 2.65 | 3.31 | 2.66 |  | IRP - Utah Greenfield | IRP West Side | IRP - Wyo NE |  |  | IRP West Side
2018 | 2.59 | 3.23 | 2.6 | Peak Type: | Delivered | Delivered | Delivered | Year | IRP - Utah Greenfield | West Side | IRP - Wyo NE
2019 | 2.75 | 4.37 | 2.43 | 2016-01-01 | 2.2764 | 2.3749 | 2.2758 | 2016 | 47 | 43 | 46
2020 | 2.37 | 2.33 | 2.17 | 2016-02-01 | 1.8452 | 1.7746 | 1.829 | 2016
2021 | 2.25 | 2.14 | 2.13 | 2016-03-01 | 1.5254 | 1.4851 | 1.5765 | 2016
2022 | 2.36 | 2.28 | 2.24 | 2016-04-01 | 1.691 | 1.4974 | 1.7513 | 2016
2023 | 2.53 | 2.49 | 2.41 | 2016-05-01 | 1.731 | 1.5719 | 1.8005 | 2016
2024 | 2.82 | 2.84 | 2.7 | 2016-06-01 | 2.3388 | 2.1751 | 2.3648 | 2016
2025 | 3.19 | 3.18 | 3.06 | 2016-07-01 | 2.581 | 2.5038 | 2.6063 | 2016
2026 | 3.42 | 3.44 | 3.29 | 2016-08-01 | 2.6354 | 2.6478 | 2.6356 | 2016
2027 | 3.56 | 3.6 | 3.44 | 2016-09-01 | 2.7123 | 2.7715 | 2.7682 | 2016
2028 | 3.8 | 3.86 | 3.67 | 2016-10-01 | 2.6863 | 2.6942 | 2.75 | 2016
2029 | 3.94 | 4.02 | 3.81 | 2016-11-01 | 2.2696 | 2.2677 | 2.3067 | 2016
2030 | 4.1 | 4.16 | 3.96 | 2016-12-01 | 3.5124 | 3.8168 | 3.5519 | 2016
2031 | 4.4 | 4.45 | 4.27 | 2017-01-01 | 2.9366 | 2.8136 | 3.0827 | 2017
2032 | 4.65 | 4.68 | 4.51 | 2017-02-01 | 2.2425 | 2.2559 | 2.2491 | 2017
2033 | 5.04 | 5.03 | 4.89 | 2017-03-01 | 2.1137 | 2.1844 | 2.1613 | 2017
2034 | 5.19 | 5.17 | 5.05 | 2017-04-01 | 1.9777 | 2.0226 | 2.0695 | 2017
2035 | 5.35 | 5.27 | 5.2 | 2017-05-01 | 1.7832 | 1.5708 | 1.8795 | 2017
2036 | 5.47 | 5.35 | 5.32 | 2017-06-01 | 2.8755 | 2.8529 | 2.9027 | 2017
2037 | 5.87 | 5.76 | 5.72 | 2017-07-01 | 2.4216 | 2.3536 | 2.4675 | 2017
2038 | 6.15 | 6.01 | 6 | 2017-08-01 | 2.4788 | 2.5402 | 2.4625 | 2017
2039 | 6.4 | 6.25 | 6.25 | 2017-09-01 | 2.2195 | 2.3919 | 2.2245 | 2017
2040 | 6.63 | 6.49 | 6.47 | 2017-10-01 | 2.9129 | 4.6219 | 2.9276 | 2017
2041 | 6.86 | 6.75 | 6.7 | 2017-11-01 | 3.9745 | 8.668 | 3.8703 | 2017
2042 | 4.89 | 4.8 | 4.78 | 2017-12-01 | 3.9079 | 5.4439 | 3.5769 | 2017
|  |  |  | 2018-01-01 | 2.9366 | 2.8136 | 3.0827 | 2018
|  |  |  | 2018-02-01 | 2.2425 | 2.2559 | 2.2491 | 2018
|  |  |  | 2018-03-01 | 2.1137 | 2.1844 | 2.1613 | 2018
Official Forward Price Curve Forecast dated Mar 29, 2019 |  |  |  | 2018-04-01 | 1.9777 | 2.0226 | 2.0695 | 2018
|  |  |  | 2018-05-01 | 1.7832 | 1.5708 | 1.8795 | 2018
|  |  |  | 2018-06-01 | 2.1433 | 1.848 | 2.2526 | 2018
|  |  |  | 2018-07-01 | 2.4216 | 2.3536 | 2.4675 | 2018
|  |  |  | 2018-08-01 | 2.4788 | 2.5402 | 2.4625 | 2018
|  |  |  | 2018-09-01 | 2.2195 | 2.3919 | 2.2245 | 2018
|  |  |  | 2018-10-01 | 2.9129 | 4.6219 | 2.9276 | 2018
|  |  |  | 2018-11-01 | 3.9745 | 8.668 | 3.8703 | 2018
|  |  |  | 2018-12-01 | 3.9079 | 5.4439 | 3.5769 | 2018
|  |  |  | 2019-01-01 | 3.1877 | 3.6245 | 2.9303 | 2019
|  |  |  | 2019-02-01 | 4.6376 | 13.2487 | 2.6294 | 2019
|  |  |  | 2019-03-01 | 2.8841 | 13.1476 | 3.1562 | 2019
|  |  |  | 2019-04-01 | 2.5387 | 2.4228 | 2.4534 | 2019
|  |  |  | 2019-05-01 | 2.0388 | 1.9718 | 1.951 | 2019
|  |  |  | 2019-06-01 | 2.1159 | 1.9935 | 2.0223 | 2019
|  |  |  | 2019-07-01 | 2.5357 | 2.4527 | 2.3174 | 2019
|  |  |  | 2019-08-01 | 2.6979 | 2.577 | 2.3876 | 2019
|  |  |  | 2019-09-01 | 2.448 | 2.4512 | 2.2883 | 2019
|  |  |  | 2019-10-01 | 2.3922 | 2.2499 | 2.2205 | 2019
|  |  |  | 2019-11-01 | 2.5838 | 2.8359 | 2.2195 | 2019
|  |  |  | 2019-12-01 | 2.924 | 3.4047 | 2.5487 | 2019
|  |  |  | 2020-01-01 | 3.0173 | 3.3731 | 2.6185 | 2020
|  |  |  | 2020-02-01 | 2.8976 | 3.0943 | 2.4925 | 2020
|  |  |  | 2020-03-01 | 2.5144 | 2.7268 | 2.2235 | 2020
|  |  |  | 2020-04-01 | 2.0824 | 1.8098 | 1.954 | 2020
|  |  |  | 2020-05-01 | 2.0292 | 1.7387 | 1.8963 | 2020
|  |  |  | 2020-06-01 | 2.0586 | 1.7745 | 1.9355 | 2020
|  |  |  | 2020-07-01 | 2.2761 | 2.0601 | 2.1006 | 2020
|  |  |  | 2020-08-01 | 2.2827 | 2.0785 | 2.1046 | 2020
|  |  |  | 2020-09-01 | 2.2538 | 2.071 | 2.0885 | 2020
|  |  |  | 2020-10-01 | 2.1646 | 1.9902 | 2.0855 | 2020
|  |  |  | 2020-11-01 | 2.2705 | 2.4531 | 2.1302 | 2020
|  |  |  | 2020-12-01 | 2.5569 | 2.8227 | 2.3886 | 2020
|  |  |  | 2021-01-01 | 2.6817 | 2.8251 | 2.5146 | 2021
|  |  |  | 2021-02-01 | 2.6056 | 2.6355 | 2.4945 | 2021
|  |  |  | 2021-03-01 | 2.3009 | 2.3314 | 2.1854 | 2021
|  |  |  | 2021-04-01 | 1.9942 | 1.7528 | 1.9545 | 2021
|  |  |  | 2021-05-01 | 1.9593 | 1.6969 | 1.8396 | 2021
|  |  |  | 2021-06-01 | 1.9937 | 1.7328 | 1.8913 | 2021
|  |  |  | 2021-07-01 | 2.1818 | 1.8887 | 2.0148 | 2021
|  |  |  | 2021-08-01 | 2.1945 | 1.9152 | 2.0248 | 2021
|  |  |  | 2021-09-01 | 2.1767 | 1.9204 | 2.0373 | 2021
|  |  |  | 2021-10-01 | 2.1321 | 1.9557 | 2.0534 | 2021
|  |  |  | 2021-11-01 | 2.2538 | 2.3713 | 2.1463 | 2021
|  |  |  | 2021-12-01 | 2.5149 | 2.6813 | 2.4173 | 2021
|  |  |  | 2022-01-01 | 2.6441 | 2.7434 | 2.4976 | 2022
|  |  |  | 2022-02-01 | 2.5985 | 2.623 | 2.4925 | 2022
|  |  |  | 2022-03-01 | 2.3471 | 2.3785 | 2.2637 | 2022
|  |  |  | 2022-04-01 | 1.9846 | 1.796 | 1.9249 | 2022
|  |  |  | 2022-05-01 | 2.1563 | 1.9561 | 2.0346 | 2022
|  |  |  | 2022-06-01 | 2.1797 | 1.9772 | 2.0754 | 2022
|  |  |  | 2022-07-01 | 2.3049 | 2.1092 | 2.1366 | 2022
|  |  |  | 2022-08-01 | 2.3236 | 2.1383 | 2.1527 | 2022
|  |  |  | 2022-09-01 | 2.321 | 2.1091 | 2.1802 | 2022
|  |  |  | 2022-10-01 | 2.2987 | 2.13 | 2.2183 | 2022
|  |  |  | 2022-11-01 | 2.4715 | 2.5379 | 2.3617 | 2022
|  |  |  | 2022-12-01 | 2.6892 | 2.8963 | 2.5898 | 2022
|  |  |  | 2023-01-01 | 2.7437 | 2.8866 | 2.5961 | 2023
|  |  |  | 2023-02-01 | 2.6954 | 2.7059 | 2.5885 | 2023
|  |  |  | 2023-03-01 | 2.5315 | 2.4959 | 2.4463 | 2023
|  |  |  | 2023-04-01 | 2.3056 | 2.1948 | 2.2427 | 2023
|  |  |  | 2023-05-01 | 2.3533 | 2.2152 | 2.2297 | 2023
|  |  |  | 2023-06-01 | 2.3657 | 2.2216 | 2.2596 | 2023
|  |  |  | 2023-07-01 | 2.4279 | 2.3297 | 2.2584 | 2023
|  |  |  | 2023-08-01 | 2.4528 | 2.3614 | 2.2805 | 2023
|  |  |  | 2023-09-01 | 2.4653 | 2.2979 | 2.323 | 2023
|  |  |  | 2023-10-01 | 2.4653 | 2.3042 | 2.3832 | 2023
|  |  |  | 2023-11-01 | 2.6893 | 2.7047 | 2.5773 | 2023
|  |  |  | 2023-12-01 | 2.8634 | 3.1114 | 2.7623 | 2023
|  |  |  | 2024-01-01 | 2.8433 | 3.0296 | 2.6947 | 2024
|  |  |  | 2024-02-01 | 2.7923 | 2.7888 | 2.6843 | 2024
|  |  |  | 2024-03-01 | 2.7158 | 2.6131 | 2.6287 | 2024
|  |  |  | 2024-04-01 | 2.6266 | 2.5936 | 2.5605 | 2024
|  |  |  | 2024-05-01 | 2.6522 | 2.6196 | 2.5256 | 2024
|  |  |  | 2024-06-01 | 2.6648 | 2.6001 | 2.5557 | 2024
|  |  |  | 2024-07-01 | 2.7923 | 2.7693 | 2.6191 | 2024
|  |  |  | 2024-08-01 | 2.8305 | 2.8214 | 2.6544 | 2024
|  |  |  | 2024-09-01 | 2.8433 | 2.7563 | 2.6972 | 2024
|  |  |  | 2024-10-01 | 2.8815 | 2.8148 | 2.7953 | 2024
|  |  |  | 2024-11-01 | 3.0217 | 3.1272 | 2.9065 | 2024
|  |  |  | 2024-12-01 | 3.2001 | 3.4917 | 3.0956 | 2024
|  |  |  | 2025-01-01 | 3.2088 | 3.4586 | 3.0565 | 2025
|  |  |  | 2025-02-01 | 3.1957 | 3.2655 | 3.0837 | 2025
|  |  |  | 2025-03-01 | 3.0784 | 3.0259 | 2.9877 | 2025
|  |  |  | 2025-04-01 | 3.0132 | 2.9326 | 2.9432 | 2025
|  |  |  | 2025-05-01 | 3.0132 | 2.9127 | 2.883 | 2025
|  |  |  | 2025-06-01 | 3.0132 | 2.9326 | 2.9005 | 2025
|  |  |  | 2025-07-01 | 3.1696 | 3.0858 | 2.9927 | 2025
|  |  |  | 2025-08-01 | 3.1957 | 3.1124 | 3.016 | 2025
|  |  |  | 2025-09-01 | 3.2088 | 3.0525 | 3.059 | 2025
|  |  |  | 2025-10-01 | 3.1827 | 3.0725 | 3.0935 | 2025
|  |  |  | 2025-11-01 | 3.3913 | 3.4386 | 3.2723 | 2025
|  |  |  | 2025-12-01 | 3.5738 | 3.8115 | 3.4655 | 2025
|  |  |  | 2026-01-01 | 3.5762 | 3.7763 | 3.4203 | 2026
|  |  |  | 2026-02-01 | 3.5495 | 3.5652 | 3.434 | 2026
|  |  |  | 2026-03-01 | 3.3495 | 3.32 | 3.2561 | 2026
|  |  |  | 2026-04-01 | 3.2162 | 3.1974 | 3.1441 | 2026
|  |  |  | 2026-05-01 | 3.2028 | 3.1633 | 3.0707 | 2026
|  |  |  | 2026-06-01 | 3.2162 | 3.1974 | 3.1015 | 2026
|  |  |  | 2026-07-01 | 3.4028 | 3.3473 | 3.2235 | 2026
|  |  |  | 2026-08-01 | 3.4028 | 3.3608 | 3.221 | 2026
|  |  |  | 2026-09-01 | 3.3762 | 3.2655 | 3.2247 | 2026
|  |  |  | 2026-10-01 | 3.3762 | 3.2927 | 3.285 | 2026
|  |  |  | 2026-11-01 | 3.5762 | 3.6742 | 3.4554 | 2026
|  |  |  | 2026-12-01 | 3.7496 | 4.0828 | 3.6396 | 2026
|  |  |  | 2027-01-01 | 3.7678 | 4.0372 | 3.61 | 2027
|  |  |  | 2027-02-01 | 3.727 | 3.8072 | 3.6097 | 2027
|  |  |  | 2027-03-01 | 3.5495 | 3.5215 | 3.4541 | 2027
|  |  |  | 2027-04-01 | 3.3586 | 3.3334 | 3.2852 | 2027
|  |  |  | 2027-05-01 | 3.3449 | 3.3125 | 3.2114 | 2027
|  |  |  | 2027-06-01 | 3.3449 | 3.3125 | 3.229 | 2027
|  |  |  | 2027-07-01 | 3.536 | 3.5076 | 3.3553 | 2027
|  |  |  | 2027-08-01 | 3.536 | 3.5076 | 3.3528 | 2027
|  |  |  | 2027-09-01 | 3.495 | 3.3543 | 3.3424 | 2027
|  |  |  | 2027-10-01 | 3.495 | 3.424 | 3.4026 | 2027
|  |  |  | 2027-11-01 | 3.7133 | 3.8281 | 3.5911 | 2027
|  |  |  | 2027-12-01 | 3.8906 | 4.2462 | 3.7792 | 2027
|  |  |  | 2028-01-01 | 3.9284 | 4.2194 | 3.769 | 2028
|  |  |  | 2028-02-01 | 3.8726 | 3.9626 | 3.7538 | 2028
|  |  |  | 2028-03-01 | 3.7189 | 3.7128 | 3.6217 | 2028
|  |  |  | 2028-04-01 | 3.5791 | 3.5916 | 3.5035 | 2028
|  |  |  | 2028-05-01 | 3.5652 | 3.5773 | 3.4294 | 2028
|  |  |  | 2028-06-01 | 3.5652 | 3.5916 | 3.447 | 2028
|  |  |  | 2028-07-01 | 3.7887 | 3.7557 | 3.6056 | 2028
|  |  |  | 2028-08-01 | 3.8027 | 3.7699 | 3.6169 | 2028
|  |  |  | 2028-09-01 | 3.7887 | 3.6772 | 3.6332 | 2028
|  |  |  | 2028-10-01 | 3.7887 | 3.7485 | 3.6934 | 2028
|  |  |  | 2028-11-01 | 3.9703 | 4.1124 | 3.8455 | 2028
|  |  |  | 2028-12-01 | 4.1799 | 4.5619 | 4.0656 | 2028
|  |  |  | 2029-01-01 | 4.209 | 4.5323 | 4.0467 | 2029
|  |  |  | 2029-02-01 | 4.166 | 4.3351 | 4.0443 | 2029
|  |  |  | 2029-03-01 | 3.98 | 4.0282 | 3.8803 | 2029
|  |  |  | 2029-04-01 | 3.7082 | 3.7579 | 3.6312 | 2029
|  |  |  | 2029-05-01 | 3.6796 | 3.7432 | 3.5427 | 2029
|  |  |  | 2029-06-01 | 3.6939 | 3.7579 | 3.5744 | 2029
|  |  |  | 2029-07-01 | 3.8943 | 3.904 | 3.71 | 2029
|  |  |  | 2029-08-01 | 3.9086 | 3.9113 | 3.7217 | 2029
|  |  |  | 2029-09-01 | 3.8513 | 3.7652 | 3.6951 | 2029
|  |  |  | 2029-10-01 | 3.8513 | 3.8455 | 3.7553 | 2029
|  |  |  | 2029-11-01 | 4.0229 | 4.1451 | 3.8976 | 2029
|  |  |  | 2029-12-01 | 4.2805 | 4.5689 | 4.1651 | 2029
|  |  |  | 2030-01-01 | 4.3206 | 4.5541 | 4.1572 | 2030
|  |  |  | 2030-02-01 | 4.2621 | 4.3374 | 4.1394 | 2030
|  |  |  | 2030-03-01 | 4.028 | 4.0235 | 3.9277 | 2030
|  |  |  | 2030-04-01 | 3.7353 | 3.7694 | 3.658 | 2030
|  |  |  | 2030-05-01 | 3.7499 | 3.8067 | 3.6123 | 2030
|  |  |  | 2030-06-01 | 3.7938 | 3.8516 | 3.6733 | 2030
|  |  |  | 2030-07-01 | 4.0572 | 4.0533 | 3.8713 | 2030
|  |  |  | 2030-08-01 | 4.1158 | 4.1206 | 3.9268 | 2030
|  |  |  | 2030-09-01 | 4.0572 | 3.9861 | 3.8989 | 2030
|  |  |  | 2030-10-01 | 4.0865 | 4.0683 | 3.9882 | 2030
|  |  |  | 2030-11-01 | 4.3206 | 4.4421 | 4.1923 | 2030
|  |  |  | 2030-12-01 | 4.628 | 4.9055 | 4.5092 | 2030
|  |  |  | 2031-01-01 | 4.6599 | 4.9033 | 4.493 | 2031
|  |  |  | 2031-02-01 | 4.555 | 4.6586 | 4.4294 | 2031
|  |  |  | 2031-03-01 | 4.3904 | 4.4216 | 4.2865 | 2031
|  |  |  | 2031-04-01 | 4.091 | 4.0929 | 4.0101 | 2031
|  |  |  | 2031-05-01 | 4.061 | 4.1005 | 3.9202 | 2031
|  |  |  | 2031-06-01 | 4.076 | 4.1005 | 3.9526 | 2031
|  |  |  | 2031-07-01 | 4.4802 | 4.4216 | 4.2901 | 2031
|  |  |  | 2031-08-01 | 4.4951 | 4.4598 | 4.3023 | 2031
|  |  |  | 2031-09-01 | 4.4053 | 4.284 | 4.2435 | 2031
|  |  |  | 2031-10-01 | 4.4053 | 4.3375 | 4.3037 | 2031
|  |  |  | 2031-11-01 | 4.4951 | 4.6281 | 4.3651 | 2031
|  |  |  | 2031-12-01 | 4.7048 | 4.9874 | 4.5852 | 2031
|  |  |  | 2032-01-01 | 4.7519 | 4.9377 | 4.5842 | 2032
|  |  |  | 2032-02-01 | 4.6447 | 4.6874 | 4.5182 | 2032
|  |  |  | 2032-03-01 | 4.5835 | 4.5778 | 4.4777 | 2032
|  |  |  | 2032-04-01 | 4.3844 | 4.351 | 4.3006 | 2032
|  |  |  | 2032-05-01 | 4.3844 | 4.3666 | 4.2404 | 2032
|  |  |  | 2032-06-01 | 4.415 | 4.4136 | 4.2883 | 2032
|  |  |  | 2032-07-01 | 4.6447 | 4.6091 | 4.453 | 2032
|  |  |  | 2032-08-01 | 4.706 | 4.6561 | 4.5111 | 2032
|  |  |  | 2032-09-01 | 4.6601 | 4.5231 | 4.4957 | 2032
|  |  |  | 2032-10-01 | 4.6601 | 4.6248 | 4.556 | 2032
|  |  |  | 2032-11-01 | 4.8592 | 4.969 | 4.7255 | 2032
|  |  |  | 2032-12-01 | 5.1502 | 5.407 | 5.0261 | 2032
|  |  |  | 2033-01-01 | 5.1905 | 5.4031 | 5.0184 | 2033
|  |  |  | 2033-02-01 | 5.1905 | 5.235 | 5.0585 | 2033
|  |  |  | 2033-03-01 | 4.9868 | 4.987 | 4.877 | 2033
|  |  |  | 2033-04-01 | 4.7989 | 4.7549 | 4.7109 | 2033
|  |  |  | 2033-05-01 | 4.8145 | 4.7549 | 4.6662 | 2033
|  |  |  | 2033-06-01 | 4.8458 | 4.7869 | 4.7148 | 2033
|  |  |  | 2033-07-01 | 5.0182 | 4.8989 | 4.8227 | 2033
|  |  |  | 2033-08-01 | 5.0339 | 4.9309 | 4.8357 | 2033
|  |  |  | 2033-09-01 | 5.0339 | 4.8349 | 4.8658 | 2033
|  |  |  | 2033-10-01 | 5.0026 | 4.867 | 4.895 | 2033
|  |  |  | 2033-11-01 | 5.1279 | 5.219 | 4.9915 | 2033
|  |  |  | 2033-12-01 | 5.3785 | 5.6432 | 5.2521 | 2033
|  |  |  | 2034-01-01 | 5.4064 | 5.609 | 5.2321 | 2034
|  |  |  | 2034-02-01 | 5.3742 | 5.3962 | 5.2404 | 2034
|  |  |  | 2034-03-01 | 5.1338 | 5.1342 | 5.0225 | 2034
|  |  |  | 2034-04-01 | 4.9415 | 4.8558 | 4.8522 | 2034
|  |  |  | 2034-05-01 | 4.9095 | 4.8395 | 4.7602 | 2034
|  |  |  | 2034-06-01 | 4.9415 | 4.8558 | 4.8095 | 2034
|  |  |  | 2034-07-01 | 5.1178 | 4.9869 | 4.9213 | 2034
|  |  |  | 2034-08-01 | 5.1819 | 5.0687 | 4.9822 | 2034
|  |  |  | 2034-09-01 | 5.1659 | 4.9705 | 4.9965 | 2034
|  |  |  | 2034-10-01 | 5.1819 | 5.0687 | 5.0726 | 2034
|  |  |  | 2034-11-01 | 5.3422 | 5.4289 | 5.2037 | 2034
|  |  |  | 2034-12-01 | 5.5826 | 5.7891 | 5.4542 | 2034
|  |  |  | 2035-01-01 | 5.6238 | 5.7908 | 5.4473 | 2035
|  |  |  | 2035-02-01 | 5.6238 | 5.6235 | 5.4874 | 2035
|  |  |  | 2035-03-01 | 5.3617 | 5.339 | 5.248 | 2035
|  |  |  | 2035-04-01 | 5.0833 | 4.9709 | 4.9925 | 2035
|  |  |  | 2035-05-01 | 5.116 | 4.9709 | 4.9647 | 2035
|  |  |  | 2035-06-01 | 5.1652 | 5.0127 | 5.0309 | 2035
|  |  |  | 2035-07-01 | 5.3126 | 5.1465 | 5.1141 | 2035
|  |  |  | 2035-08-01 | 5.4108 | 5.2219 | 5.2089 | 2035
|  |  |  | 2035-09-01 | 5.2143 | 4.9625 | 5.0444 | 2035
|  |  |  | 2035-10-01 | 5.247 | 5.0378 | 5.137 | 2035
|  |  |  | 2035-11-01 | 5.3945 | 5.3557 | 5.2555 | 2035
|  |  |  | 2035-12-01 | 5.6238 | 5.8159 | 5.4949 | 2035
|  |  |  | 2036-01-01 | 5.6976 | 5.8153 | 5.5203 | 2036
|  |  |  | 2036-02-01 | 5.6473 | 5.6443 | 5.5107 | 2036
|  |  |  | 2036-03-01 | 5.3795 | 5.2767 | 5.2657 | 2036
|  |  |  | 2036-04-01 | 5.1116 | 4.9518 | 5.0206 | 2036
|  |  |  | 2036-05-01 | 5.1451 | 4.9603 | 4.9935 | 2036
|  |  |  | 2036-06-01 | 5.1953 | 5.0202 | 5.0607 | 2036
|  |  |  | 2036-07-01 | 5.3962 | 5.1912 | 5.1969 | 2036
|  |  |  | 2036-08-01 | 5.4799 | 5.2681 | 5.2772 | 2036
|  |  |  | 2036-09-01 | 5.4632 | 5.174 | 5.2908 | 2036
|  |  |  | 2036-10-01 | 5.4966 | 5.2424 | 5.3841 | 2036
|  |  |  | 2036-11-01 | 5.6641 | 5.5759 | 5.5223 | 2036
|  |  |  | 2036-12-01 | 5.9822 | 6.0804 | 5.8498 | 2036
|  |  |  | 2037-01-01 | 6.0285 | 6.1703 | 5.8479 | 2037
|  |  |  | 2037-02-01 | 6.0114 | 5.9868 | 5.8711 | 2037
|  |  |  | 2037-03-01 | 5.7889 | 5.6634 | 5.671 | 2037
|  |  |  | 2037-04-01 | 5.5836 | 5.4187 | 5.4878 | 2037
|  |  |  | 2037-05-01 | 5.5836 | 5.4275 | 5.4276 | 2037
|  |  |  | 2037-06-01 | 5.6179 | 5.4799 | 5.4791 | 2037
|  |  |  | 2037-07-01 | 5.8232 | 5.6285 | 5.6196 | 2037
|  |  |  | 2037-08-01 | 5.8745 | 5.6809 | 5.6679 | 2037
|  |  |  | 2037-09-01 | 5.8745 | 5.5586 | 5.698 | 2037
|  |  |  | 2037-10-01 | 5.8574 | 5.576 | 5.7413 | 2037
|  |  |  | 2037-11-01 | 6.0455 | 5.9954 | 5.8999 | 2037
|  |  |  | 2037-12-01 | 6.4049 | 6.5547 | 6.2682 | 2037
|  |  |  | 2038-01-01 | 6.4474 | 6.5176 | 6.2627 | 2038
|  |  |  | 2038-02-01 | 6.3949 | 6.3119 | 6.2508 | 2038
|  |  |  | 2038-03-01 | 6.1149 | 5.9186 | 5.9937 | 2038
|  |  |  | 2038-04-01 | 5.8349 | 5.6593 | 5.7365 | 2038
|  |  |  | 2038-05-01 | 5.8349 | 5.6773 | 5.6763 | 2038
|  |  |  | 2038-06-01 | 5.8698 | 5.7041 | 5.7285 | 2038
|  |  |  | 2038-07-01 | 6.0799 | 5.8739 | 5.8737 | 2038
|  |  |  | 2038-08-01 | 6.1499 | 5.9365 | 5.9405 | 2038
|  |  |  | 2038-09-01 | 6.1149 | 5.7935 | 5.936 | 2038
|  |  |  | 2038-10-01 | 6.0624 | 5.8203 | 5.9442 | 2038
|  |  |  | 2038-11-01 | 6.2549 | 6.1957 | 6.1072 | 2038
|  |  |  | 2038-12-01 | 6.64 | 6.741 | 6.501 | 2038
|  |  |  | 2039-01-01 | 6.6855 | 6.7038 | 6.4984 | 2039
|  |  |  | 2039-02-01 | 6.6318 | 6.4935 | 6.4853 | 2039
|  |  |  | 2039-03-01 | 6.3274 | 6.1094 | 6.2041 | 2039
|  |  |  | 2039-04-01 | 6.0588 | 5.8716 | 5.9583 | 2039
|  |  |  | 2039-05-01 | 6.0588 | 5.8441 | 5.898 | 2039
|  |  |  | 2039-06-01 | 6.0767 | 5.8899 | 5.9333 | 2039
|  |  |  | 2039-07-01 | 6.3632 | 6.1185 | 6.1542 | 2039
|  |  |  | 2039-08-01 | 6.4349 | 6.21 | 6.2226 | 2039
|  |  |  | 2039-09-01 | 6.3632 | 6.1185 | 6.1818 | 2039
|  |  |  | 2039-10-01 | 6.3453 | 6.1551 | 6.2243 | 2039
|  |  |  | 2039-11-01 | 6.6139 | 6.5392 | 6.4626 | 2039
|  |  |  | 2039-12-01 | 6.9004 | 6.9873 | 6.7587 | 2039
|  |  |  | 2040-01-01 | 6.9494 | 6.97 | 6.7596 | 2040
|  |  |  | 2040-02-01 | 6.8395 | 6.708 | 6.691 | 2040
|  |  |  | 2040-03-01 | 6.5648 | 6.3807 | 6.439 | 2040
|  |  |  | 2040-04-01 | 6.2534 | 6.0999 | 6.1509 | 2040
|  |  |  | 2040-05-01 | 6.2716 | 6.1093 | 6.1087 | 2040
|  |  |  | 2040-06-01 | 6.3083 | 6.1467 | 6.1626 | 2040
|  |  |  | 2040-07-01 | 6.5648 | 6.3806 | 6.3537 | 2040
|  |  |  | 2040-08-01 | 6.693 | 6.4929 | 6.4782 | 2040
|  |  |  | 2040-09-01 | 6.6197 | 6.3338 | 6.4357 | 2040
|  |  |  | 2040-10-01 | 6.5648 | 6.3245 | 6.4415 | 2040
|  |  |  | 2040-11-01 | 6.748 | 6.6987 | 6.5953 | 2040
|  |  |  | 2040-12-01 | 7.1509 | 7.2694 | 7.0067 | 2040
|  |  |  | 2041-01-01 | 7.2407 | 7.2641 | 7.048 | 2041
|  |  |  | 2041-02-01 | 7.147 | 7.1109 | 6.9954 | 2041
|  |  |  | 2041-03-01 | 6.8097 | 6.6228 | 6.6815 | 2041
|  |  |  | 2041-04-01 | 6.5099 | 6.3644 | 6.4048 | 2041
|  |  |  | 2041-05-01 | 6.5287 | 6.374 | 6.3632 | 2041
|  |  |  | 2041-06-01 | 6.5661 | 6.3836 | 6.4178 | 2041
|  |  |  | 2041-07-01 | 6.7535 | 6.575 | 6.5406 | 2041
|  |  |  | 2041-08-01 | 6.8472 | 6.6611 | 6.6308 | 2041
|  |  |  | 2041-09-01 | 6.8097 | 6.5558 | 6.6238 | 2041
|  |  |  | 2041-10-01 | 6.791 | 6.5559 | 6.6655 | 2041
|  |  |  | 2041-11-01 | 6.9783 | 6.9674 | 6.8234 | 2041
|  |  |  | 2041-12-01 | 7.3719 | 7.5224 | 7.2255 | 2041
|  |  |  | 2042-01-01 | 7.4267 | 7.4701 | 7.2321 | 2042
|  |  |  | 2042-02-01 | 7.2925 | 7.2057 | 7.1394 | 2042
|  |  |  | 2042-03-01 | 7.0049 | 6.8239 | 6.8747 | 2042
|  |  |  | 2042-04-01 | 7.2733 | 7.098 | 7.1605 | 2042
|  |  |  | 2042-05-01 | 7.2733 | 7.098 | 7.1003 | 2042
|  |  |  | 2042-06-01 | 7.3308 | 7.1372 | 7.1749 | 2042
|  |  |  | 2042-07-01 | 7.5225 | 7.3232 | 7.3018 | 2042
|  |  |  | 2042-08-01 | 7.5992 | 7.4114 | 7.3753 | 2042
|  |  |  | 2042-09-01 | 0 | 0 | 0 | 2042
|  |  |  | 2042-10-01 | 0 | 0 | 0 | 2042
|  |  |  | 2042-11-01 | 0 | 0 | 0 | 2042
|  |  |  | 2042-12-01 | 0 | 0 | 0 | 2042
|  |  |  | 0 | #N/A | #N/A | #N/A | 1900
|  |  |  | 0 | #N/A | #N/A | #N/A | 1900
|  |  |  | 0 | #N/A | #N/A | #N/A | 1900
Note on G5: PacifiCorp: Date that deal is evaluated.

## Table 5
Appendix B
| Table 5 | [9 empty] | Study_Name:
| QF - Sch37 - UT - Wind - 10.0 MW and 31.0% CF | [7 empty] | 43466 |  | QF - Sch37 - UT - Wind |  |  | 15 Year Starting 2019 | 20 Year Starting 2019 | 15 Year Starting 2020
| January 2019 through December 2038 | [6 empty] | Start | 2019-01-01 |  | Resource Capacity |  | start | 13 | 13 | 25
| Nominal Avoided Costs Calculated Monthly | [6 empty] | End | 2038-12-01 |  | 10 | MW | end | 192 | 252 | 204
[11 empty] | 31% | CF
Discount Rate - 2017 IRP Update
[8 empty] | 6.91% | 0.5584%
15 Year Starting 2020 |  | 4052782.7117 | 3421156.0755 | 7473938.7871 | 256067.755 | 29.1873
|  | Energy | Capacity $ | Total | Total | AC Price
| Month | Avoided $ | 31.0% CF | Dollars | MWH | 31.0% CF | Offset | Year | Date Test | Offset |  |  |  | Total | energy | capacity
| 2019-01-01 | 44405.9724 | 0 | 44405.9724 | 2063.09 | 21.524 | 1 | 2019 | 2019-01-01 | 283 | Net Power Cost
| 2019-02-01 | 71752.3199 | 0 | 71752.3199 | 1725.33 | 41.5876 | 2 | 2019 | 2019-02-01 | 379 | QF - Sch37 - UT - Wind
| 2019-03-01 | 49020.607 | 0 | 49020.607 | 2108.62 | 23.2477 | 3 | 2019 | 2019-03-01
| 2019-04-01 | 35084.3831 | 0 | 35084.3831 | 1813.43 | 19.347 | 4 | 2019 | 2019-04-01 | 2019 | 638139.073 | 0 | 27160.36 | 23.4952 | 23.4952 | 0
| 2019-05-01 | 27462.5899 | 0 | 27462.5899 | 1788.74 | 15.353 | 5 | 2019 | 2019-05-01 | 2020 | 526156.8567 | 0 | 27185.48 | 19.3543 | 19.3543 | 0
| 2019-06-01 | 36230.8002 | 0 | 36230.8002 | 2241.88 | 16.1609 | 6 | 2019 | 2019-06-01 | 2021 | 487808.5999 | 0 | 27160.36 | 17.9603 | 17.9603 | 0
| 2019-07-01 | 92500.2926 | 0 | 92500.2926 | 2577.45 | 35.8883 | 7 | 2019 | 2019-07-01 | 2022 | 435632.0128 | 0 | 27160.36 | 16.0393 | 16.0393 | 0
| 2019-08-01 | 89519.1062 | 0 | 89519.1062 | 2687.86 | 33.305 | 8 | 2019 | 2019-08-01 | 2023 | 429836.2602 | 0 | 27160.36 | 15.8259 | 15.8259 | 0
| 2019-09-01 | 53678.7594 | 0 | 53678.7594 | 2630.99 | 20.4025 | 9 | 2019 | 2019-09-01 | 2024 | 605996.6083 | 0 | 27185.48 | 22.2912 | 22.2912 | 0
| 2019-10-01 | 40542.3273 | 0 | 40542.3273 | 2527.04 | 16.0434 | 10 | 2019 | 2019-10-01 | 2025 | 654045.7037 | 0 | 27160.36 | 24.0809 | 24.0809 | 0
| 2019-11-01 | 43771.9028 | 0 | 43771.9028 | 2516.33 | 17.3951 | 11 | 2019 | 2019-11-01 | 2026 | 689786.4111 | 0 | 27160.36 | 25.3968 | 25.3968 | 0
| 2019-12-01 | 54170.0123 | 0 | 54170.0123 | 2479.6 | 21.8463 | 12 | 2019 | 2019-12-01 | 2027 | 716308.0413 | 0 | 27160.36 | 26.3733 | 26.3733 | 0
| 2020-01-01 | 36859.7755 | 0 | 36859.7755 | 2063.09 | 17.8663 | 14 | 2020 | 2020-01-01 | 2028 | 800628.5074 | 0 | 27185.48 | 29.4506 | 29.4506 | 0
| 2020-02-01 | 33367.1713 | 0 | 33367.1713 | 1750.45 | 19.0621 | 15 | 2020 | 2020-02-01 | 2029 | 972841.8856 | 0 | 27160.36 | 35.8184 | 35.8184 | 0
| 2020-03-01 | 37435.8644 | 0 | 37435.8644 | 2108.62 | 17.7537 | 16 | 2020 | 2020-03-01 | 2030 | -171544.5603 | 1508200 | 27160.36 | 49.2135 | -6.316 | 55.5295
| 2020-04-01 | 29335.6858 | 0 | 29335.6858 | 1813.43 | 16.1769 | 17 | 2020 | 2020-04-01 | 2031 | -180600.5139 | 1542900 | 27160.36 | 50.1576 | -6.6494 | 56.8071
| 2020-05-01 | 26996.1673 | 0 | 26996.1673 | 1788.74 | 15.0923 | 18 | 2020 | 2020-05-01 | 2032 | -199444.9603 | 1578400 | 27185.48 | 50.724 | -7.3365 | 58.0604
| 2020-06-01 | 33568.7591 | 0 | 33568.7591 | 2241.88 | 14.9735 | 19 | 2020 | 2020-06-01 | 2033 | -92099.3045 | 1614700 | 27160.36 | 56.0597 | -3.3909 | 59.4506
| 2020-07-01 | 82271.3861 | 0 | 82271.3861 | 2577.45 | 31.9197 | 20 | 2020 | 2020-07-01 | 2034 | -93907.7605 | 1651900 | 27160.36 | 57.3627 | -3.4575 | 60.8203
| 2020-08-01 | 72786.1065 | 0 | 72786.1065 | 2687.86 | 27.0796 | 21 | 2020 | 2020-08-01 | 2035 | -78983.4857 | 1688300 | 27160.36 | 59.2524 | -2.908 | 62.1604
| 2020-09-01 | 53032.8187 | 0 | 53032.8187 | 2630.99 | 20.157 | 22 | 2020 | 2020-09-01 | 2036 | -85080.6284 | 1725500 | 27185.48 | 60.3417 | -3.1296 | 63.4714
| 2020-10-01 | 38876.2705 | 0 | 38876.2705 | 2527.04 | 15.3841 | 23 | 2020 | 2020-10-01 | 2037 | -85606.2232 | 1763400 | 27125.1197 | 61.8539 | -3.156 | 65.0099
| 2020-11-01 | 40256.3056 | 0 | 40256.3056 | 2516.33 | 15.998 | 24 | 2020 | 2020-11-01 | 2038 | -87575.1664 | 1804000 | 27125.1197 | 63.2781 | -3.2286 | 66.5066
| 2020-12-01 | 41370.5458 | 0 | 41370.5458 | 2479.6 | 16.6844 | 25 | 2020 | 2020-12-01 | [6 empty] | 0
| 2021-01-01 | 32298.5589 | 0 | 32298.5589 | 2063.09 | 15.6554 | 27 | 2021 | 2021-01-01 | [6 empty] | 0
| 2021-02-01 | 27427.7924 | 0 | 27427.7924 | 1725.33 | 15.8971 | 28 | 2021 | 2021-02-01
| 2021-03-01 | 33529.9929 | 0 | 33529.9929 | 2108.62 | 15.9014 | 29 | 2021 | 2021-03-01
| 2021-04-01 | 26798.9283 | 0 | 26798.9283 | 1813.43 | 14.778 | 30 | 2021 | 2021-04-01
| 2021-05-01 | 25933.872 | 0 | 25933.872 | 1788.74 | 14.4984 | 31 | 2021 | 2021-05-01
| 2021-06-01 | 32741.2415 | 0 | 32741.2415 | 2241.88 | 14.6044 | 32 | 2021 | 2021-06-01
| 2021-07-01 | 81999.5599 | 0 | 81999.5599 | 2577.45 | 31.8142 | 33 | 2021 | 2021-07-01
| 2021-08-01 | 63234.3875 | 0 | 63234.3875 | 2687.86 | 23.5259 | 34 | 2021 | 2021-08-01
| 2021-09-01 | 49635.1701 | 0 | 49635.1701 | 2630.99 | 18.8656 | 35 | 2021 | 2021-09-01
| 2021-10-01 | 36586.7998 | 0 | 36586.7998 | 2527.04 | 14.4781 | 36 | 2021 | 2021-10-01
| 2021-11-01 | 37596.5798 | 0 | 37596.5798 | 2516.33 | 14.941 | 37 | 2021 | 2021-11-01
| 2021-12-01 | 40025.7168 | 0 | 40025.7168 | 2479.6 | 16.142 | 38 | 2021 | 2021-12-01
| 2022-01-01 | 29391.5772 | 0 | 29391.5772 | 2063.09 | 14.2464 | 40 | 2022 | 2022-01-01
| 2022-02-01 | 23394.418 | 0 | 23394.418 | 1725.33 | 13.5594 | 41 | 2022 | 2022-02-01
| 2022-03-01 | 28385.3298 | 0 | 28385.3298 | 2108.62 | 13.4616 | 42 | 2022 | 2022-03-01
| 2022-04-01 | 23887.1622 | 0 | 23887.1622 | 1813.43 | 13.1724 | 43 | 2022 | 2022-04-01
| 2022-05-01 | 26160.257 | 0 | 26160.257 | 1788.74 | 14.625 | 44 | 2022 | 2022-05-01
| 2022-06-01 | 32959.191 | 0 | 32959.191 | 2241.88 | 14.7016 | 45 | 2022 | 2022-06-01
| 2022-07-01 | 65853.3972 | 0 | 65853.3972 | 2577.45 | 25.5498 | 46 | 2022 | 2022-07-01
| 2022-08-01 | 55371.5321 | 0 | 55371.5321 | 2687.86 | 20.6006 | 47 | 2022 | 2022-08-01
| 2022-09-01 | 40340.9887 | 0 | 40340.9887 | 2630.99 | 15.333 | 48 | 2022 | 2022-09-01
| 2022-10-01 | 36262.4358 | 0 | 36262.4358 | 2527.04 | 14.3498 | 49 | 2022 | 2022-10-01
| 2022-11-01 | 38567.4341 | 0 | 38567.4341 | 2516.33 | 15.3269 | 50 | 2022 | 2022-11-01
| 2022-12-01 | 35058.2897 | 0 | 35058.2897 | 2479.6 | 14.1387 | 51 | 2022 | 2022-12-01
| 2023-01-01 | 26352.3511 | 0 | 26352.3511 | 2063.09 | 12.7732 | 53 | 2023 | 2023-01-01
| 2023-02-01 | 22795.2192 | 0 | 22795.2192 | 1725.33 | 13.2121 | 54 | 2023 | 2023-02-01
| 2023-03-01 | 29643.5934 | 0 | 29643.5934 | 2108.62 | 14.0583 | 55 | 2023 | 2023-03-01
| 2023-04-01 | 23627.4937 | 0 | 23627.4937 | 1813.43 | 13.0292 | 56 | 2023 | 2023-04-01
| 2023-05-01 | 28201.4498 | 0 | 28201.4498 | 1788.74 | 15.7661 | 57 | 2023 | 2023-05-01
| 2023-06-01 | 30897.3386 | 0 | 30897.3386 | 2241.88 | 13.7819 | 58 | 2023 | 2023-06-01
| 2023-07-01 | 56855.0464 | 0 | 56855.0464 | 2577.45 | 22.0586 | 59 | 2023 | 2023-07-01
| 2023-08-01 | 61079.2093 | 0 | 61079.2093 | 2687.86 | 22.7241 | 60 | 2023 | 2023-08-01
| 2023-09-01 | 38605.8091 | 0 | 38605.8091 | 2630.99 | 14.6735 | 61 | 2023 | 2023-09-01
| 2023-10-01 | 40169.4315 | 0 | 40169.4315 | 2527.04 | 15.8958 | 62 | 2023 | 2023-10-01
| 2023-11-01 | 35855.5701 | 0 | 35855.5701 | 2516.33 | 14.2492 | 63 | 2023 | 2023-11-01
| 2023-12-01 | 35753.748 | 0 | 35753.748 | 2479.6 | 14.4192 | 64 | 2023 | 2023-12-01
| 2024-01-01 | 40378.5793 | 0 | 40378.5793 | 2063.09 | 19.5719 | 66 | 2024 | 2024-01-01
| 2024-02-01 | 31832.1179 | 0 | 31832.1179 | 1750.45 | 18.1851 | 67 | 2024 | 2024-02-01
| 2024-03-01 | 40484.9617 | 0 | 40484.9617 | 2108.62 | 19.1997 | 68 | 2024 | 2024-03-01
| 2024-04-01 | 32788.5516 | 0 | 32788.5516 | 1813.43 | 18.081 | 69 | 2024 | 2024-04-01
| 2024-05-01 | 31867.8486 | 0 | 31867.8486 | 1788.74 | 17.8158 | 70 | 2024 | 2024-05-01
| 2024-06-01 | 43575.1038 | 0 | 43575.1038 | 2241.88 | 19.4369 | 71 | 2024 | 2024-06-01
| 2024-07-01 | 89990.0188 | 0 | 89990.0188 | 2577.45 | 34.9144 | 72 | 2024 | 2024-07-01
| 2024-08-01 | 90119.9431 | 0 | 90119.9431 | 2687.86 | 33.5285 | 73 | 2024 | 2024-08-01
| 2024-09-01 | 53191.7543 | 0 | 53191.7543 | 2630.99 | 20.2174 | 74 | 2024 | 2024-09-01
| 2024-10-01 | 49673.4651 | 0 | 49673.4651 | 2527.04 | 19.6568 | 75 | 2024 | 2024-10-01
| 2024-11-01 | 47682.3052 | 0 | 47682.3052 | 2516.33 | 18.9491 | 76 | 2024 | 2024-11-01
| 2024-12-01 | 54411.9588 | 0 | 54411.9588 | 2479.6 | 21.9438 | 77 | 2024 | 2024-12-01
| 2025-01-01 | 42381.7889 | 0 | 42381.7889 | 2063.09 | 20.5429 | 79 | 2025 | 2025-01-01
| 2025-02-01 | 34481.8183 | 0 | 34481.8183 | 1725.33 | 19.9856 | 80 | 2025 | 2025-02-01
| 2025-03-01 | 40099.8633 | 0 | 40099.8633 | 2108.62 | 19.0171 | 81 | 2025 | 2025-03-01
| 2025-04-01 | 35264.2943 | 0 | 35264.2943 | 1813.43 | 19.4462 | 82 | 2025 | 2025-04-01
| 2025-05-01 | 34368.0359 | 0 | 34368.0359 | 1788.74 | 19.2135 | 83 | 2025 | 2025-05-01
| 2025-06-01 | 47193.4767 | 0 | 47193.4767 | 2241.88 | 21.0508 | 84 | 2025 | 2025-06-01
| 2025-07-01 | 99652.3877 | 0 | 99652.3877 | 2577.45 | 38.6632 | 85 | 2025 | 2025-07-01
| 2025-08-01 | 99626.0997 | 0 | 99626.0997 | 2687.86 | 37.0652 | 86 | 2025 | 2025-08-01
| 2025-09-01 | 50082.4429 | 0 | 50082.4429 | 2630.99 | 19.0356 | 87 | 2025 | 2025-09-01
| 2025-10-01 | 53725.334 | 0 | 53725.334 | 2527.04 | 21.2602 | 88 | 2025 | 2025-10-01
| 2025-11-01 | 57077.6972 | 0 | 57077.6972 | 2516.33 | 22.6829 | 89 | 2025 | 2025-11-01
| 2025-12-01 | 60092.4648 | 0 | 60092.4648 | 2479.6 | 24.2347 | 90 | 2025 | 2025-12-01
| 2026-01-01 | 44358.3793 | 0 | 44358.3793 | 2063.09 | 21.5009 | 92 | 2026 | 2026-01-01
| 2026-02-01 | 36911.2611 | 0 | 36911.2611 | 1725.33 | 21.3937 | 93 | 2026 | 2026-02-01
| 2026-03-01 | 47036.9901 | 0 | 47036.9901 | 2108.62 | 22.307 | 94 | 2026 | 2026-03-01
| 2026-04-01 | 38174.5474 | 0 | 38174.5474 | 1813.43 | 21.051 | 95 | 2026 | 2026-04-01
| 2026-05-01 | 35289.9101 | 0 | 35289.9101 | 1788.74 | 19.7289 | 96 | 2026 | 2026-05-01
| 2026-06-01 | 49433.3942 | 0 | 49433.3942 | 2241.88 | 22.05 | 97 | 2026 | 2026-06-01
| 2026-07-01 | 107222.6291 | 0 | 107222.6291 | 2577.45 | 41.6003 | 98 | 2026 | 2026-07-01
| 2026-08-01 | 99628.4314 | 0 | 99628.4314 | 2687.86 | 37.0661 | 99 | 2026 | 2026-08-01
| 2026-09-01 | 58785.5966 | 0 | 58785.5966 | 2630.99 | 22.3435 | 100 | 2026 | 2026-09-01
| 2026-10-01 | 54467.1074 | 0 | 54467.1074 | 2527.04 | 21.5537 | 101 | 2026 | 2026-10-01
| 2026-11-01 | 59218.0779 | 0 | 59218.0779 | 2516.33 | 23.5335 | 102 | 2026 | 2026-11-01
| 2026-12-01 | 59260.0864 | 0 | 59260.0864 | 2479.6 | 23.8991 | 103 | 2026 | 2026-12-01
| 2027-01-01 | 47221.4182 | 0 | 47221.4182 | 2063.09 | 22.8887 | 105 | 2027 | 2027-01-01
| 2027-02-01 | 38705.4717 | 0 | 38705.4717 | 1725.33 | 22.4337 | 106 | 2027 | 2027-02-01
| 2027-03-01 | 49688.3977 | 0 | 49688.3977 | 2108.62 | 23.5644 | 107 | 2027 | 2027-03-01
| 2027-04-01 | 38827.4704 | 0 | 38827.4704 | 1813.43 | 21.4111 | 108 | 2027 | 2027-04-01
| 2027-05-01 | 35437.7309 | 0 | 35437.7309 | 1788.74 | 19.8116 | 109 | 2027 | 2027-05-01
| 2027-06-01 | 53783.5082 | 0 | 53783.5082 | 2241.88 | 23.9904 | 110 | 2027 | 2027-06-01
| 2027-07-01 | 107387.438 | 0 | 107387.438 | 2577.45 | 41.6642 | 111 | 2027 | 2027-07-01
| 2027-08-01 | 100401.8974 | 0 | 100401.8974 | 2687.86 | 37.3538 | 112 | 2027 | 2027-08-01
| 2027-09-01 | 61226.8693 | 0 | 61226.8693 | 2630.99 | 23.2714 | 113 | 2027 | 2027-09-01
| 2027-10-01 | 58397.6946 | 0 | 58397.6946 | 2527.04 | 23.1091 | 114 | 2027 | 2027-10-01
| 2027-11-01 | 62326.8717 | 0 | 62326.8717 | 2516.33 | 24.769 | 115 | 2027 | 2027-11-01
| 2027-12-01 | 62903.2732 | 0 | 62903.2732 | 2479.6 | 25.3683 | 116 | 2027 | 2027-12-01
| 2028-01-01 | 51717.0132 | 0 | 51717.0132 | 2063.09 | 25.0677 | 118 | 2028 | 2028-01-01
| 2028-02-01 | -1712.1693 | 0 | -1712.1693 | 1750.45 | -0.97813 | 119 | 2028 | 2028-02-01
| 2028-03-01 | 52036.466 | 0 | 52036.466 | 2108.62 | 24.678 | 120 | 2028 | 2028-03-01
| 2028-04-01 | 44716.7961 | 0 | 44716.7961 | 1813.43 | 24.6587 | 121 | 2028 | 2028-04-01
| 2028-05-01 | 41220.6737 | 0 | 41220.6737 | 1788.74 | 23.0445 | 122 | 2028 | 2028-05-01
| 2028-06-01 | 62242.3472 | 0 | 62242.3472 | 2241.88 | 27.7635 | 123 | 2028 | 2028-06-01
| 2028-07-01 | 139267.6181 | 0 | 139267.6181 | 2577.45 | 54.0331 | 124 | 2028 | 2028-07-01
| 2028-08-01 | 136042.9254 | 0 | 136042.9254 | 2687.86 | 50.6138 | 125 | 2028 | 2028-08-01
| 2028-09-01 | 78646.8983 | 0 | 78646.8983 | 2630.99 | 29.8925 | 126 | 2028 | 2028-09-01
| 2028-10-01 | 61069.4923 | 0 | 61069.4923 | 2527.04 | 24.1664 | 127 | 2028 | 2028-10-01
| 2028-11-01 | 65073.6457 | 0 | 65073.6457 | 2516.33 | 25.8605 | 128 | 2028 | 2028-11-01
| 2028-12-01 | 70306.8006 | 0 | 70306.8006 | 2479.6 | 28.3541 | 129 | 2028 | 2028-12-01
| 2029-01-01 | 60880.0035 | 0 | 60880.0035 | 2063.09 | 29.5091 | 1 | 2029 | 2029-01-01
| 2029-02-01 | 48580.1008 | 0 | 48580.1008 | 1725.33 | 28.157 | 2 | 2029 | 2029-02-01
| 2029-03-01 | 56317.1867 | 0 | 56317.1867 | 2108.62 | 26.7081 | 3 | 2029 | 2029-03-01
| 2029-04-01 | 48198.5848 | 0 | 48198.5848 | 1813.43 | 26.5787 | 4 | 2029 | 2029-04-01
| 2029-05-01 | 45055.1453 | 0 | 45055.1453 | 1788.74 | 25.1882 | 5 | 2029 | 2029-05-01
| 2029-06-01 | 69899.3847 | 0 | 69899.3847 | 2241.88 | 31.1789 | 6 | 2029 | 2029-06-01
| 2029-07-01 | 151620.2439 | 0 | 151620.2439 | 2577.45 | 58.8257 | 7 | 2029 | 2029-07-01
| 2029-08-01 | 182651.3767 | 0 | 182651.3767 | 2687.86 | 67.9542 | 8 | 2029 | 2029-08-01
| 2029-09-01 | 94052.3651 | 0 | 94052.3651 | 2630.99 | 35.7479 | 9 | 2029 | 2029-09-01
| 2029-10-01 | 67921.4824 | 0 | 67921.4824 | 2527.04 | 26.8779 | 10 | 2029 | 2029-10-01
| 2029-11-01 | 71494.2435 | 0 | 71494.2435 | 2516.33 | 28.4121 | 11 | 2029 | 2029-11-01
| 2029-12-01 | 76171.7684 | 0 | 76171.7684 | 2479.6 | 30.7194 | 12 | 2029 | 2029-12-01
| 2030-01-01 | -14870.7871 | 125683.3333 | 110812.5462 | 2063.09 | 53.7119 | 14 | 2030 | 2030-01-01
| 2030-02-01 | -33928.8276 | 125683.3333 | 91754.5057 | 1725.33 | 53.1808 | 15 | 2030 | 2030-02-01
| 2030-03-01 | -41508.4457 | 125683.3333 | 84174.8876 | 2108.62 | 39.9194 | 16 | 2030 | 2030-03-01
| 2030-04-01 | -38809.4841 | 125683.3333 | 86873.8492 | 1813.43 | 47.9058 | 17 | 2030 | 2030-04-01
| 2030-05-01 | -17270.8487 | 125683.3333 | 108412.4846 | 1788.74 | 60.6083 | 18 | 2030 | 2030-05-01
| 2030-06-01 | -15931.6998 | 125683.3333 | 109751.6336 | 2241.88 | 48.9552 | 19 | 2030 | 2030-06-01
| 2030-07-01 | -2554.9618 | 125683.3333 | 123128.3715 | 2577.45 | 47.7714 | 20 | 2030 | 2030-07-01
| 2030-08-01 | 38862.7801 | 125683.3333 | 164546.1134 | 2687.86 | 61.2183 | 21 | 2030 | 2030-08-01
| 2030-09-01 | 7779.3186 | 125683.3333 | 133462.6519 | 2630.99 | 50.7272 | 22 | 2030 | 2030-09-01
| 2030-10-01 | -1616.6772 | 125683.3333 | 124066.6562 | 2527.04 | 49.0956 | 23 | 2030 | 2030-10-01
| 2030-11-01 | -22039.3206 | 125683.3333 | 103644.0128 | 2516.33 | 41.1886 | 24 | 2030 | 2030-11-01
| 2030-12-01 | -29655.6064 | 125683.3333 | 96027.727 | 2479.6 | 38.7271 | 25 | 2030 | 2030-12-01
| 2031-01-01 | -14526.7453 | 128575 | 114048.2547 | 2063.09 | 55.2803 | 27 | 2031 | 2031-01-01
| 2031-02-01 | -36733.9776 | 128575 | 91841.0224 | 1725.33 | 53.231 | 28 | 2031 | 2031-02-01
| 2031-03-01 | -44190.3104 | 128575 | 84384.6896 | 2108.62 | 40.0189 | 29 | 2031 | 2031-03-01
| 2031-04-01 | -45324.3854 | 128575 | 83250.6146 | 1813.43 | 45.9078 | 30 | 2031 | 2031-04-01
| 2031-05-01 | -17829.7376 | 128575 | 110745.2624 | 1788.74 | 61.9124 | 31 | 2031 | 2031-05-01
| 2031-06-01 | -15897.7957 | 128575 | 112677.2043 | 2241.88 | 50.2601 | 32 | 2031 | 2031-06-01
| 2031-07-01 | 1633.0388 | 128575 | 130208.0388 | 2577.45 | 50.5182 | 33 | 2031 | 2031-07-01
| 2031-08-01 | 42733.6643 | 128575 | 171308.6643 | 2687.86 | 63.7342 | 34 | 2031 | 2031-08-01
| 2031-09-01 | 6648.6629 | 128575 | 135223.6629 | 2630.99 | 51.3965 | 35 | 2031 | 2031-09-01
| 2031-10-01 | -2719.8768 | 128575 | 125855.1232 | 2527.04 | 49.8034 | 36 | 2031 | 2031-10-01
| 2031-11-01 | -23490.0715 | 128575 | 105084.9285 | 2516.33 | 41.7612 | 37 | 2031 | 2031-11-01
| 2031-12-01 | -30902.9797 | 128575 | 97672.0203 | 2479.6 | 39.3902 | 38 | 2031 | 2031-12-01
| 2032-01-01 | -15311.3821 | 131533.3333 | 116221.9512 | 2063.09 | 56.3339 | 40 | 2032 | 2032-01-01
| 2032-02-01 | -38774.6047 | 131533.3333 | 92758.7286 | 1750.45 | 52.9914 | 41 | 2032 | 2032-02-01
| 2032-03-01 | -45165.6333 | 131533.3333 | 86367.7001 | 2108.62 | 40.9593 | 42 | 2032 | 2032-03-01
| 2032-04-01 | -45718.6873 | 131533.3333 | 85814.6461 | 1813.43 | 47.3217 | 43 | 2032 | 2032-04-01
| 2032-05-01 | -21021.5478 | 131533.3333 | 110511.7856 | 1788.74 | 61.7819 | 44 | 2032 | 2032-05-01
| 2032-06-01 | -19953.6897 | 131533.3333 | 111579.6437 | 2241.88 | 49.7706 | 45 | 2032 | 2032-06-01
| 2032-07-01 | 7590.1747 | 131533.3333 | 139123.5081 | 2577.45 | 53.9772 | 46 | 2032 | 2032-07-01
| 2032-08-01 | 36183.7626 | 131533.3333 | 167717.0959 | 2687.86 | 62.398 | 47 | 2032 | 2032-08-01
| 2032-09-01 | 7288.2138 | 131533.3333 | 138821.5471 | 2630.99 | 52.764 | 48 | 2032 | 2032-09-01
| 2032-10-01 | -2911.6148 | 131533.3333 | 128621.7185 | 2527.04 | 50.8982 | 49 | 2032 | 2032-10-01
| 2032-11-01 | -29026.5358 | 131533.3333 | 102506.7975 | 2516.33 | 40.7366 | 50 | 2032 | 2032-11-01
| 2032-12-01 | -32623.416 | 131533.3333 | 98909.9174 | 2479.6 | 39.8895 | 51 | 2032 | 2032-12-01
| 2033-01-01 | -16994.3786 | 134558.3333 | 117563.9547 | 2063.09 | 56.9844 | 53 | 2033 | 2033-01-01
| 2033-02-01 | -34898.2727 | 134558.3333 | 99660.0606 | 1725.33 | 57.7629 | 54 | 2033 | 2033-02-01
| 2033-03-01 | -26458.1181 | 134558.3333 | 108100.2152 | 2108.62 | 51.2659 | 55 | 2033 | 2033-03-01
| 2033-04-01 | -38592.2156 | 134558.3333 | 95966.1178 | 1813.43 | 52.9197 | 56 | 2033 | 2033-04-01
| 2033-05-01 | -16678.6504 | 134558.3333 | 117879.6829 | 1788.74 | 65.901 | 57 | 2033 | 2033-05-01
| 2033-06-01 | -10840.4241 | 134558.3333 | 123717.9092 | 2241.88 | 55.1849 | 58 | 2033 | 2033-06-01
| 2033-07-01 | 6971.4354 | 134558.3333 | 141529.7687 | 2577.45 | 54.9108 | 59 | 2033 | 2033-07-01
| 2033-08-01 | 51134.2488 | 134558.3333 | 185692.5822 | 2687.86 | 69.0857 | 60 | 2033 | 2033-08-01
| 2033-09-01 | 16805.0605 | 134558.3333 | 151363.3938 | 2630.99 | 57.531 | 61 | 2033 | 2033-09-01
| 2033-10-01 | 11341.4199 | 134558.3333 | 145899.7533 | 2527.04 | 57.7354 | 62 | 2033 | 2033-10-01
| 2033-11-01 | -11905.2112 | 134558.3333 | 122653.1221 | 2516.33 | 48.7429 | 63 | 2033 | 2033-11-01
| 2033-12-01 | -21984.1984 | 134558.3333 | 112574.1349 | 2479.6 | 45.4001 | 64 | 2033 | 2033-12-01
| 2034-01-01 | -17260.9932 | 137658.3333 | 120397.3401 | 2063.09 | 58.3578 | 66 | 2034 | 2034-01-01 |  | 2.3%
| 2034-02-01 | -37161.6734 | 137658.3333 | 100496.6599 | 1725.33 | 58.2478 | 67 | 2034 | 2034-02-01 |  | 2.3%
| 2034-03-01 | -30555.7402 | 137658.3333 | 107102.5931 | 2108.62 | 50.7927 | 68 | 2034 | 2034-03-01 |  | 2.3%
| 2034-04-01 | -40201.4613 | 137658.3333 | 97456.8721 | 1813.43 | 53.7417 | 69 | 2034 | 2034-04-01 |  | 2.3%
| 2034-05-01 | -17027.602 | 137658.3333 | 120630.7313 | 1788.74 | 67.4389 | 70 | 2034 | 2034-05-01 |  | 2.3%
| 2034-06-01 | -11641.8085 | 137658.3333 | 126016.5248 | 2241.88 | 56.2102 | 71 | 2034 | 2034-06-01 |  | 2.3%
| 2034-07-01 | 7901.0989 | 137658.3333 | 145559.4323 | 2577.45 | 56.4742 | 72 | 2034 | 2034-07-01 |  | 2.3%
| 2034-08-01 | 56361.4906 | 137658.3333 | 194019.8239 | 2687.86 | 72.1838 | 73 | 2034 | 2034-08-01 |  | 2.3%
| 2034-09-01 | 18619.1293 | 137658.3333 | 156277.4627 | 2630.99 | 59.3987 | 74 | 2034 | 2034-09-01 |  | 2.3%
| 2034-10-01 | 13171.5113 | 137658.3333 | 150829.8446 | 2527.04 | 59.6864 | 75 | 2034 | 2034-10-01 |  | 2.3%
| 2034-11-01 | -11761.3509 | 137658.3333 | 125896.9825 | 2516.33 | 50.032 | 76 | 2034 | 2034-11-01 |  | 2.3%
| 2034-12-01 | -24350.3611 | 137658.3333 | 113307.9723 | 2479.6 | 45.6961 | 77 | 2034 | 2034-12-01 |  | 2.3%
| 2035-01-01 | -16772.1159 | 140691.6667 | 123919.5508 | 2063.09 | 60.065 | 79 | 2035 | 2035-01-01 |  | 2.2%
| 2035-02-01 | -34462.7026 | 140691.6667 | 106228.9641 | 1725.33 | 61.5702 | 80 | 2035 | 2035-02-01 |  | 2.2%
| 2035-03-01 | -31274.274 | 140691.6667 | 109417.3927 | 2108.62 | 51.8905 | 81 | 2035 | 2035-03-01 |  | 2.2%
| 2035-04-01 | -40622.8371 | 140691.6667 | 100068.8295 | 1813.43 | 55.1821 | 82 | 2035 | 2035-04-01 |  | 2.2%
| 2035-05-01 | -19564.1373 | 140691.6667 | 121127.5293 | 1788.74 | 67.7167 | 83 | 2035 | 2035-05-01 |  | 2.2%
| 2035-06-01 | -10210.9249 | 140691.6667 | 130480.7417 | 2241.88 | 58.2015 | 84 | 2035 | 2035-06-01 |  | 2.2%
| 2035-07-01 | 11097.0184 | 140691.6667 | 151788.6851 | 2577.45 | 58.891 | 85 | 2035 | 2035-07-01 |  | 2.2%
| 2035-08-01 | 65330.7491 | 140691.6667 | 206022.4157 | 2687.86 | 76.6492 | 86 | 2035 | 2035-08-01 |  | 2.2%
| 2035-09-01 | 20530.8026 | 140691.6667 | 161222.4692 | 2630.99 | 61.2783 | 87 | 2035 | 2035-09-01 |  | 2.2%
| 2035-10-01 | 12652.4255 | 140691.6667 | 153344.0921 | 2527.04 | 60.6813 | 88 | 2035 | 2035-10-01 |  | 2.2%
| 2035-11-01 | -12312.6192 | 140691.6667 | 128379.0475 | 2516.33 | 51.0184 | 89 | 2035 | 2035-11-01 |  | 2.2%
| 2035-12-01 | -23374.8703 | 140691.6667 | 117316.7964 | 2479.6 | 47.3128 | 90 | 2035 | 2035-12-01 |  | 2.2%
| 2036-01-01 | -15828.9014 | 143791.6667 | 127962.7652 | 2063.09 | 62.0248 | 92 | 2036 | 2036-01-01 |  | 2.2%
| 2036-02-01 | -38198.8174 | 143791.6667 | 105592.8493 | 1750.45 | 60.3233 | 93 | 2036 | 2036-02-01 |  | 2.2%
| 2036-03-01 | -32061.032 | 143791.6667 | 111730.6347 | 2108.62 | 52.9876 | 94 | 2036 | 2036-03-01 |  | 2.2%
| 2036-04-01 | -41537.5722 | 143791.6667 | 102254.0945 | 1813.43 | 56.3871 | 95 | 2036 | 2036-04-01 |  | 2.2%
| 2036-05-01 | -20783.6425 | 143791.6667 | 123008.0242 | 1788.74 | 68.768 | 96 | 2036 | 2036-05-01 |  | 2.2%
| 2036-06-01 | -9321.9823 | 143791.6667 | 134469.6844 | 2241.88 | 59.9808 | 97 | 2036 | 2036-06-01 |  | 2.2%
| 2036-07-01 | 5450.2377 | 143791.6667 | 149241.9043 | 2577.45 | 57.9029 | 98 | 2036 | 2036-07-01 |  | 2.2%
| 2036-08-01 | 69571.21 | 143791.6667 | 213362.8767 | 2687.86 | 79.3802 | 99 | 2036 | 2036-08-01 |  | 2.2%
| 2036-09-01 | 18595.0929 | 143791.6667 | 162386.7595 | 2630.99 | 61.7208 | 100 | 2036 | 2036-09-01 |  | 2.2%
| 2036-10-01 | 13811.2407 | 143791.6667 | 157602.9073 | 2527.04 | 62.3666 | 101 | 2036 | 2036-10-01 |  | 2.2%
| 2036-11-01 | -10219.672 | 143791.6667 | 133571.9947 | 2516.33 | 53.0821 | 102 | 2036 | 2036-11-01 |  | 2.2%
| 2036-12-01 | -24556.79 | 143791.6667 | 119234.8767 | 2479.6 | 48.0863 | 103 | 2036 | 2036-12-01 |  | 2.2%
| 2037-01-01 | -16177.1372 | 146950 | 130772.8628 | 2063.09 | 63.3869 | 105 | 2037 | 2037-01-01 |  | 2.2%
| 2037-02-01 | -37693.0124 | 146950 | 109256.9876 | 1690.0897 | 64.6457 | 106 | 2037 | 2037-02-01 |  | 2.2%
| 2037-03-01 | -32766.3747 | 146950 | 114183.6253 | 2108.62 | 54.1509 | 107 | 2037 | 2037-03-01 |  | 2.2%
| 2037-04-01 | -42451.3988 | 146950 | 104498.6012 | 1813.43 | 57.6248 | 108 | 2037 | 2037-04-01 |  | 2.2%
| 2037-05-01 | -21240.8826 | 146950 | 125709.1174 | 1788.74 | 70.278 | 109 | 2037 | 2037-05-01 |  | 2.2%
| 2037-06-01 | -9527.0659 | 146950 | 137422.9341 | 2241.88 | 61.2981 | 110 | 2037 | 2037-06-01 |  | 2.2%
| 2037-07-01 | 5570.1429 | 146950 | 152520.1429 | 2577.45 | 59.1748 | 111 | 2037 | 2037-07-01 |  | 2.2%
| 2037-08-01 | 71101.7767 | 146950 | 218051.7767 | 2687.86 | 81.1247 | 112 | 2037 | 2037-08-01 |  | 2.2%
| 2037-09-01 | 19004.1849 | 146950 | 165954.1849 | 2630.99 | 63.0767 | 113 | 2037 | 2037-09-01 |  | 2.2%
| 2037-10-01 | 14115.088 | 146950 | 161065.088 | 2527.04 | 63.7367 | 114 | 2037 | 2037-10-01 |  | 2.2%
| 2037-11-01 | -10444.5047 | 146950 | 136505.4953 | 2516.33 | 54.2479 | 115 | 2037 | 2037-11-01 |  | 2.2%
| 2037-12-01 | -25097.0394 | 146950 | 121852.9606 | 2479.6 | 49.1422 | 116 | 2037 | 2037-12-01 |  | 2.2%
| 2038-01-01 | -16549.2114 | 150333.3333 | 133784.1219 | 2063.09 | 64.8465 | 118 | 2038 | 2038-01-01 |  | 2.3%
| 2038-02-01 | -38559.9516 | 150333.3333 | 111773.3817 | 1690.0897 | 66.1346 | 119 | 2038 | 2038-02-01 |  | 2.3%
| 2038-03-01 | -33520.0013 | 150333.3333 | 116813.3321 | 2108.62 | 55.398 | 120 | 2038 | 2038-03-01 |  | 2.3%
| 2038-04-01 | -43427.7809 | 150333.3333 | 106905.5524 | 1813.43 | 58.9521 | 121 | 2038 | 2038-04-01 |  | 2.3%
| 2038-05-01 | -21729.4229 | 150333.3333 | 128603.9104 | 1788.74 | 71.8964 | 122 | 2038 | 2038-05-01 |  | 2.3%
| 2038-06-01 | -9746.1884 | 150333.3333 | 140587.1449 | 2241.88 | 62.7095 | 123 | 2038 | 2038-06-01 |  | 2.3%
| 2038-07-01 | 5698.2562 | 150333.3333 | 156031.5895 | 2577.45 | 60.5372 | 124 | 2038 | 2038-07-01 |  | 2.3%
| 2038-08-01 | 72737.1175 | 150333.3333 | 223070.4508 | 2687.86 | 82.9918 | 125 | 2038 | 2038-08-01 |  | 2.3%
| 2038-09-01 | 19441.2812 | 150333.3333 | 169774.6145 | 2630.99 | 64.5288 | 126 | 2038 | 2038-09-01 |  | 2.3%
| 2038-10-01 | 14439.735 | 150333.3333 | 164773.0683 | 2527.04 | 65.204 | 127 | 2038 | 2038-10-01 |  | 2.3%
| 2038-11-01 | -10684.7284 | 150333.3333 | 139648.605 | 2516.33 | 55.4969 | 128 | 2038 | 2038-11-01 |  | 2.3%
| 2038-12-01 | -25674.2713 | 150333.3333 | 124659.062 | 2479.6 | 50.2739 | 129 | 2038 | 2038-12-01 |  | 2.3%
[7 empty] | 1 | 1900 |  |  | #N/A
[7 empty] | 2 | 1900 |  |  | #N/A
[7 empty] | 3 | 1900 |  |  | #N/A
[7 empty] | 4 | 1900 |  |  | #N/A
[7 empty] | 5 | 1900 |  |  | #N/A
[7 empty] | 6 | 1900 |  |  | #N/A
[7 empty] | 7 | 1900 |  |  | #N/A
[7 empty] | 8 | 1900 |  |  | #N/A
[7 empty] | 9 | 1900 |  |  | #N/A
[7 empty] | 10 | 1900 |  |  | #N/A
[7 empty] | 11 | 1900 |  |  | #N/A
[7 empty] | 12 | 1900 |  |  | #N/A
[7 empty] | 14 | 1900 |  |  | #N/A
[7 empty] | 15 | 1900 |  |  | #N/A
[7 empty] | 16 | 1900 |  |  | #N/A
[7 empty] | 17 | 1900 |  |  | #N/A
[7 empty] | 18 | 1900 |  |  | #N/A
[7 empty] | 19 | 1900 |  |  | #N/A
[7 empty] | 20 | 1900 |  |  | #N/A
[7 empty] | 21 | 1900 |  |  | #N/A
[7 empty] | 22 | 1900 |  |  | #N/A
[7 empty] | 23 | 1900 |  |  | #N/A
[7 empty] | 24 | 1900 |  |  | #N/A
[7 empty] | 25 | 1900 |  |  | #N/A

## Table 3 TransCost D2 (hidden)
Table 3
2017 IRP Aeolus-Bridger/Anticline Transmission
Year | Retail Revenue Requirement | Months In Service | Total Resource Costs
| $/kW-yr | # | $/kW-yr
| (b) | (d) | (h)
2017 IRP Aeolus-Bridger/Anticline Transmission
2020 | 47.55 | 2 | 7.925
2021 | 48.591 | 12 | 48.591
2022 | 49.76 | 12 | 49.76
2023 | 50.95 | 12 | 50.95
2024 | 52.17 | 12 | 52.17
2025 | 53.37 | 12 | 53.37
2026 | 54.6 | 12 | 54.6
2027 | 55.86 | 12 | 55.86
2028 | 57.2 | 12 | 57.2
2029 | 58.57 | 12 | 58.57
2030 | 59.92 | 12 | 59.92
2031 | 61.3 | 12 | 61.3
2032 | 62.71 | 12 | 62.71
2033 | 64.15 | 12 | 64.15
2034 | 65.63 | 12 | 65.63
2035 | 67.07 | 12 | 67.07
2036 | 68.55 | 12 | 68.55
2037 | 70.06 | 12 | 70.06
2038 | 71.67 | 12 | 71.67
2039 | 73.32 | 12 | 73.32
2040 | 75.01 | 12 | 75.01
2041 | 76.74 | 12 | 76.74
2042 | 78.51 | 12 | 78.51
| Transfer Capacity (MW) | 750
Retail Revenue Requirement ($/kW-year, 2021$) |  | 48.591
Company Official Inflation Forecast Dated March 29, 2019
| 2017 | 2% |  | 2026 | 2.3% | 2035 | 2.2%
| 2018 | 2.3% |  | 2027 | 2.3% | 2036 | 2.2%
| 2019 | 2% |  | 2028 | 2.4% | 2037 | 2.2%
| 2020 | 2.2% |  | 2029 | 2.4% | 2038 | 2.3%
| 2021 | 2.4% |  | 2030 | 2.3% | 2039 | 2.3%
| 2022 | 2.4% |  | 2031 | 2.3% | 2040 | 2.3%
| 2023 | 2.4% |  | 2032 | 2.3% | 2041 | 2.3%
| 2024 | 2.4% |  | 2033 | 2.3% | 2042 | 2.3%
| 2025 | 2.3% |  | 2034 | 2.3% | 2043 | 2.3%

## Table 3 UT Wind 2030 (hidden)
Table 3
2017 IRP Update Utah Wind Resource
31% Capacity Factor
Year | Estimated Capital Cost | Fixed Capital Cost at Real Levelized Rate | Fixed O&M | Fixed Costs | Variable O&M | Tax Credit | Total Resource Cost | Total Resource Costs | Wind Integration Cost | Tax Credit
| $/kW | $/kW-yr | $/kW-yr | $/MWh | $/MWh | $/MWh | $/MWh | $/kW-yr | $/MWh
| (a) | (b) | (c) | (d) | (e) | (f) | (g) | (h) | (i)
2017 IRP Update Utah Wind Resource - 31% Capacity Factor
2016 | [9 empty] | 0
2017 |  |  | 37.5706 | 13.8351 | 0 | 0 | 13.8351 | 37.57 | 0.58601 | 0
2018 |  |  | 38.43 | 14.1516 | 0 | 0 | 14.1516 | 38.43 | 0.6 | 0
2019 |  |  | 39.2 | 14.4351 | 0 | 0 | 14.4351 | 39.2 | 0.61 | 0
2020 |  |  | 40.06 | 14.7518 | 0 | 0 | 14.7518 | 40.06 | 0.62 | 0
2021 |  |  | 41.02 | 15.1053 | 0 | 0 | 15.1053 | 41.02 | 0.63 | 0
2022 |  |  | 42 | 15.4662 | 0 | 0 | 15.4662 | 42 | 0.65 | 0
2023 |  |  | 43.01 | 15.8381 | 0 | 0 | 15.8381 | 43.01 | 0.67 | 0
2024 |  |  | 44.04 | 16.2174 | 0 | 0 | 16.2174 | 44.04 | 0.69 | 0
2025 |  |  | 45.05 | 16.5893 | 0 | 0 | 16.5893 | 45.05 | 0.71 | 0
2026 |  |  | 46.09 | 16.9723 | 0 | 0 | 16.9723 | 46.09 | 0.73 | 0
2027 |  |  | 47.15 | 17.3626 | 0 | 0 | 17.3626 | 47.15 | 0.75 | 0
2028 |  |  | 48.28 | 17.7788 | 0 | 0 | 17.7788 | 48.28 | 0.77 | 0
2029 |  |  | 49.44 | 18.2059 | 0 | 0 | 18.2059 | 49.44 | 0.79 | 0
2030 | 1351.8149 | 96.0598 | 50.58 | 53.9991 | 0 | 0 | 53.9991 | 146.64 | 0.81 | 0
2031 |  | 98.27 | 51.74 | 55.2401 | 0 | 0 | 55.2401 | 150.01 | 0.83 | 0
2032 |  | 100.53 | 52.93 | 56.5105 | 0 | 0 | 56.5105 | 153.46 | 0.85 | 0
2033 |  | 102.84 | 54.15 | 57.8104 | 0 | 0 | 57.8104 | 156.99 | 0.87 | 0
2034 |  | 105.21 | 55.4 | 59.1435 | 0 | 0 | 59.1435 | 160.61 | 0.89 | 0
2035 |  | 107.52 | 56.62 | 60.4434 | 0 | 0 | 60.4434 | 164.14 | 0.91 | 0
2036 |  | 109.89 | 57.87 | 61.7764 | 0 | 0 | 61.7764 | 167.76 | 0.93 | 0
2037 |  | 112.31 | 59.14 | 63.1352 | 0 | 0 | 63.1352 | 171.45 | 0.95 | 0
2038 |  | 114.89 | 60.5 | 64.5861 | 0 | 0 | 64.5861 | 175.39 | 0.97 | 0
2039 |  | 117.53 | 61.89 | 66.0701 | 0 | 0 | 66.0701 | 179.42 | 0.99 | 0
2040 |  | 120.23 | 63.31 | 67.5873 | 0 | 0 | 67.5873 | 183.54 | 1.01 | 0
2041 |  | 123 | 64.77 | 69.1449 | 0 | 0 | 69.1449 | 187.77 | 1.03 | 0
2042 |  | 125.83 | 66.26 | 70.7357 | 0 | 0 | 70.7357 | 192.09 | 1.05 | 0
Sources, Inputs and Assumptions
Source: | (c)(f) | Plant Costs - 2017 IRP Update - Table 5.4 & 5.5
| (a) | Plant capacity cost
| (b) | = (a) x 0.0710599128799291
| (d) | = ((b) + (c)) / (8.76 x 31.0%)
| (g) | = (d) + (f)
| (i) | Plant Costs - 2017 IRP Update - Table 5.4 & 5.5
2017 IRP Update Utah Wind Resource - 31% Capacity Factor
| Wind | Cost and Input Assumptions
2030 $ | 1351.8149 | Plant capacity cost |  |  |  | $/kW-yr
2017 $ | 37.5706 | Fixed O&M, plus on-going capital cost |  |  |  | $/kW-yr
2017 $ | 0.58601 | Integration Cost |  |  |  | $/MWH
2017 $ | 0 | Variable O&M |  |  |  | $/MWH
2017 $ |  | Tax Credit $/MWh |  |  |  | $/MWH
| 7.106% | Payment Factor
| 31% | Capacity Factor
Company Official Inflation Forecast Dated March 29, 2019
| 2017 | 2% |  | 2026 | 2.3% |  | 2035 | 2.2%
| 2018 | 2.3% |  | 2027 | 2.3% |  | 2036 | 2.2%
| 2019 | 2% |  | 2028 | 2.4% |  | 2037 | 2.2%
| 2020 | 2.2% |  | 2029 | 2.4% |  | 2038 | 2.3%
| 2021 | 2.4% |  | 2030 | 2.3% |  | 2039 | 2.3%
| 2022 | 2.4% |  | 2031 | 2.3% |  | 2040 | 2.3%
| 2023 | 2.4% |  | 2032 | 2.3% |  | 2041 | 2.3%
| 2024 | 2.4% |  | 2033 | 2.3% |  | 2042 | 2.3%
| 2025 | 2.3% |  | 2034 | 2.3% |  | 2043 | 2.3%

## Table 3 DJ Wind 2030 (hidden)
Table 3
2017 IRP Update Wyoming DJ Wind Resource
41% Capacity Factor
Year | Estimated Capital Cost | Fixed Capital Cost at Real Levelized Rate | Fixed O&M | Fixed Costs | Variable O&M | Tax Credit | Total Resource Cost | Total Resource Costs | Wind Integration Cost | Tax Credit
| $/kW | $/kW-yr | $/kW-yr | $/MWh | $/MWh | $/MWh | $/MWh | $/kW-yr | $/MWh
| (a) | (b) | (c) | (d) | (e) | (f) | (g) | (h) | (i)
2017 IRP Update Wyoming DJ Wind Resource - 41% Capacity Factor
2016 | [9 empty] | 0
2017 |  |  | 37.5656 | 10.3833 | 0.65 | 0 | 11.0333 | 39.92 | 0.58601 | 0
2018 |  |  | 38.43 | 10.6222 | 0.66 | 0 | 11.2822 | 40.82 | 0.6 | 0
2019 |  |  | 39.2 | 10.8351 | 0.67 | 0 | 11.5051 | 41.62 | 0.61 | 0
2020 |  |  | 40.06 | 11.0728 | 0.68 | 0 | 11.7528 | 42.52 | 0.62 | 0
2021 |  |  | 41.02 | 11.3381 | 0.7 | 0 | 12.0381 | 43.55 | 0.63 | 0
2022 |  |  | 42 | 11.609 | 0.72 | 0 | 12.329 | 44.6 | 0.65 | 0
2023 |  |  | 43.01 | 11.8882 | 0.74 | 0 | 12.6282 | 45.69 | 0.67 | 0
2024 |  |  | 44.04 | 12.1729 | 0.76 | 0 | 12.9329 | 46.79 | 0.69 | 0
2025 |  |  | 45.05 | 12.452 | 0.78 | 0 | 13.232 | 47.87 | 0.71 | 0
2026 |  |  | 46.09 | 12.7395 | 0.8 | 0 | 13.5395 | 48.98 | 0.73 | 0
2027 |  |  | 47.15 | 13.0325 | 0.82 | 0 | 13.8525 | 50.12 | 0.75 | 0
2028 |  |  | 48.28 | 13.3448 | 0.84 | 0 | 14.1848 | 51.32 | 0.77 | 0
2029 |  |  | 49.44 | 13.6655 | 0.86 | 0 | 14.5255 | 52.55 | 0.79 | 0
2030 | 1353.2739 | 96.1635 | 50.58 | 40.5606 | 0.88 | 0 | 41.4406 | 149.93 | 0.81 | 0
2031 |  | 98.38 | 51.74 | 41.4939 | 0.9 | 0 | 42.3939 | 153.38 | 0.83 | 0
2032 |  | 100.64 | 52.93 | 42.4475 | 0.92 | 0 | 43.3675 | 156.9 | 0.85 | 0
2033 |  | 102.95 | 54.15 | 43.4232 | 0.94 | 0 | 44.3632 | 160.5 | 0.87 | 0
2034 |  | 105.32 | 55.4 | 44.4238 | 0.96 | 0 | 45.3838 | 164.19 | 0.89 | 0
2035 |  | 107.64 | 56.62 | 45.4023 | 0.98 | 0 | 46.3823 | 167.81 | 0.91 | 0
2036 |  | 110.01 | 57.87 | 46.4029 | 1 | 0 | 47.4029 | 171.5 | 0.93 | 0
2037 |  | 112.43 | 59.14 | 47.4228 | 1.02 | 0 | 48.4428 | 175.26 | 0.95 | 0
2038 |  | 115.02 | 60.5 | 48.5146 | 1.04 | 0 | 49.5546 | 179.28 | 0.97 | 0
2039 |  | 117.67 | 61.89 | 49.6313 | 1.06 | 0 | 50.6913 | 183.39 | 0.99 | 0
2040 |  | 120.38 | 63.31 | 50.7728 | 1.08 | 0 | 51.8528 | 187.6 | 1.01 | 0
2041 |  | 123.15 | 64.77 | 51.942 | 1.1 | 0 | 53.042 | 191.9 | 1.03 | 0
2042 |  | 125.98 | 66.26 | 53.1361 | 1.13 | 0 | 54.2661 | 196.33 | 1.05 | 0
Sources, Inputs and Assumptions
Source: | (c)(f) | Plant Costs - 2017 IRP Update - Table 5.4 & 5.5
| (a) | Plant capacity cost
| (b) | = (a) x 0.0710599128799291
| (d) | = ((b) + (c)) / (8.76 x 41.3%)
| (g) | = (d) + (f)
| (i) | Plant Costs - 2017 IRP Update - Table 5.4 & 5.5
2017 IRP Update Wyoming DJ Wind Resource - 41% Capacity Factor
| Wind | Cost and Input Assumptions
2030 $ | 1353.2739 | Plant capacity cost |  |  |  | $/kW-yr
2017 $ | 37.5656 | Fixed O&M, plus on-going capital cost |  |  |  | $/kW-yr
2017 $ | 0.58601 | Integration Cost |  |  |  | $/MWH
2017 $ | 0.65 | Variable O&M |  |  |  | $/MWH
2017 $ |  | Tax Credit $/MWh |  |  |  | $/MWH
| 7.106% | Payment Factor
| 43.12% | Capacity Factor |  |  | 41.3% | Supply Side tables
Company Official Inflation Forecast Dated March 29, 2019
| 2017 | 2% |  | 2026 | 2.3% |  | 2035 | 2.2%
| 2018 | 2.3% |  | 2027 | 2.3% |  | 2036 | 2.2%
| 2019 | 2% |  | 2028 | 2.4% |  | 2037 | 2.2%
| 2020 | 2.2% |  | 2029 | 2.4% |  | 2038 | 2.3%
| 2021 | 2.4% |  | 2030 | 2.3% |  | 2039 | 2.3%
| 2022 | 2.4% |  | 2031 | 2.3% |  | 2040 | 2.3%
| 2023 | 2.4% |  | 2032 | 2.3% |  | 2041 | 2.3%
| 2024 | 2.4% |  | 2033 | 2.3% |  | 2042 | 2.3%
| 2025 | 2.3% |  | 2034 | 2.3% |  | 2043 | 2.3%

## Table 3 ID Wind 2030
Table 3
2017 IRP Update ID Wind Resource
38% Capacity Factor
Year | Estimated Capital Cost | Fixed Capital Cost at Real Levelized Rate | Fixed O&M | Fixed Costs | Variable O&M | Tax Credit | Total Resource Costs | Total Resource Costs | Wind Integration Cost | Tax Credit
| $/kW | $/kW-yr | $/kW-yr | $/MWh | $/MWh | $/MWh | $/MWh | $/kW-yr | $/MWh
| (a) | (b) | (c) | (d) | (e) | (f) | (g) | (h) | (h)
2017 IRP Update ID Wind Resource - 38% Capacity Factor
2016 | [9 empty] | 0
2017 |  |  | 37.5706 | 11.2865 | 0 | 0 | 11.2865 | 37.57 | 0.58601 | 0
2018 |  |  | 38.43 | 11.5447 | 0 | 0 | 11.5447 | 38.43 | 0.6 | 0
2019 |  |  | 39.2 | 11.776 | 0 | 0 | 11.776 | 39.2 | 0.61 | 0
2020 |  |  | 40.06 | 12.0344 | 0 | 0 | 12.0344 | 40.06 | 0.62 | 0
2021 |  |  | 41.02 | 12.3228 | 0 | 0 | 12.3228 | 41.02 | 0.63 | 0
2022 |  |  | 42 | 12.6172 | 0 | 0 | 12.6172 | 42 | 0.65 | 0
2023 |  |  | 43.01 | 12.9206 | 0 | 0 | 12.9206 | 43.01 | 0.67 | 0
2024 |  |  | 44.04 | 13.23 | 0 | 0 | 13.23 | 44.04 | 0.69 | 0
2025 |  |  | 45.05 | 13.5334 | 0 | 0 | 13.5334 | 45.05 | 0.71 | 0
2026 |  |  | 46.09 | 13.8458 | 0 | 0 | 13.8458 | 46.09 | 0.73 | 0
2027 |  |  | 47.15 | 14.1643 | 0 | 0 | 14.1643 | 47.15 | 0.75 | 0
2028 |  |  | 48.28 | 14.5037 | 0 | 0 | 14.5037 | 48.28 | 0.77 | 0
2029 |  |  | 49.44 | 14.8522 | 0 | 0 | 14.8522 | 49.44 | 0.79 | 0
2030 | 1410.7096 | 100.2449 | 50.58 | 45.3091 | 0 | 0 | 45.3091 | 150.82 | 0.81 | 0
2031 |  | 102.55 | 51.74 | 46.35 | 0 | 0 | 46.35 | 154.29 | 0.83 | 0
2032 |  | 104.91 | 52.93 | 47.4165 | 0 | 0 | 47.4165 | 157.84 | 0.85 | 0
2033 |  | 107.32 | 54.15 | 48.507 | 0 | 0 | 48.507 | 161.47 | 0.87 | 0
2034 |  | 109.79 | 55.4 | 49.6245 | 0 | 0 | 49.6245 | 165.19 | 0.89 | 0
2035 |  | 112.21 | 56.62 | 50.718 | 0 | 0 | 50.718 | 168.83 | 0.91 | 0
2036 |  | 114.68 | 57.87 | 51.8355 | 0 | 0 | 51.8355 | 172.55 | 0.93 | 0
2037 |  | 117.2 | 59.14 | 52.974 | 0 | 0 | 52.974 | 176.34 | 0.95 | 0
2038 |  | 119.9 | 60.5 | 54.1937 | 0 | 0 | 54.1937 | 180.4 | 0.97 | 0
2039 |  | 122.66 | 61.89 | 55.4404 | 0 | 0 | 55.4404 | 184.55 | 0.99 | 0
2040 |  | 125.48 | 63.31 | 56.7141 | 0 | 0 | 56.7141 | 188.79 | 1.01 | 0
2041 |  | 128.37 | 64.77 | 58.0209 | 0 | 0 | 58.0209 | 193.14 | 1.03 | 0
2042 |  | 131.32 | 66.26 | 59.3547 | 0 | 0 | 59.3547 | 197.58 | 1.05 | 0
Sources, Inputs and Assumptions
Source: | (c)(f) | Plant Costs - 2017 IRP Update - Table 5.4 & 5.5
| (a) | Plant capacity cost
| (b) | = (a) x 0.0710599128799291
| (d) | = ((b) + (c)) / (8.76 x 38.0%)
| (g) | = (d) + (f)
| (h) | Plant Costs - 2017 IRP Update - Table 5.4 & 5.5
2017 IRP Update ID Wind Resource - 38% Capacity Factor
| Wind | Cost and Input Assumptions
2030 $ | 1410.7096 | Plant capacity cost |  |  |  | $/kW-yr
2017 $ | 37.5706 | Fixed O&M, plus on-going capital cost |  |  |  | $/kW-yr
2017 $ | 0.58601 | Integration Cost |  |  |  | $/MWH
2017 $ | 0 | Variable O&M |  |  |  | $/MWH
2017 $ |  | Tax Credit $/MWh |  |  |  | $/MWH
| 7.106% | Payment Factor
| 38% | Capacity Factor
Company Official Inflation Forecast Dated March 29, 2019
| 2017 | 2% |  | 2026 | 2.3% |  | 2035 | 2.2%
| 2018 | 2.3% |  | 2027 | 2.3% |  | 2036 | 2.2%
| 2019 | 2% |  | 2028 | 2.4% |  | 2037 | 2.2%
| 2020 | 2.2% |  | 2029 | 2.4% |  | 2038 | 2.3%
| 2021 | 2.4% |  | 2030 | 2.3% |  | 2039 | 2.3%
| 2022 | 2.4% |  | 2031 | 2.3% |  | 2040 | 2.3%
| 2023 | 2.4% |  | 2032 | 2.3% |  | 2041 | 2.3%
| 2024 | 2.4% |  | 2033 | 2.3% |  | 2042 | 2.3%
| 2025 | 2.3% |  | 2034 | 2.3% |  | 2043 | 2.3%

## Table 3 ID Wind 2033 (hidden)
Table 3
2017 IRP Update ID Wind Resource
38% Capacity Factor
Year | Estimated Capital Cost | Fixed Capital Cost at Real Levelized Rate | Fixed O&M | Fixed Costs | Variable O&M | Tax Credit | Total Resource Costs | Total Resource Costs | Wind Integration Cost | Tax Credit
| $/kW | $/kW-yr | $/kW-yr | $/MWh | $/MWh | $/MWh | $/MWh | $/kW-yr | $/MWh
| (a) | (b) | (c) | (d) | (e) | (f) | (g) | (h) | (h)
2017 IRP Update ID Wind Resource - 38% Capacity Factor
2016 | [9 empty] | 0
2017 |  |  | 37.5706 | 11.2865 | 0 | 0 | 11.2865 | 37.57 | 0.58601 | 0
2018 |  |  | 38.43 | 11.5447 | 0 | 0 | 11.5447 | 38.43 | 0.6 | 0
2019 |  |  | 39.2 | 11.776 | 0 | 0 | 11.776 | 39.2 | 0.61 | 0
2020 |  |  | 40.06 | 12.0344 | 0 | 0 | 12.0344 | 40.06 | 0.62 | 0
2021 |  |  | 41.02 | 12.3228 | 0 | 0 | 12.3228 | 41.02 | 0.63 | 0
2022 |  |  | 42 | 12.6172 | 0 | 0 | 12.6172 | 42 | 0.65 | 0
2023 |  |  | 43.01 | 12.9206 | 0 | 0 | 12.9206 | 43.01 | 0.67 | 0
2024 |  |  | 44.04 | 13.23 | 0 | 0 | 13.23 | 44.04 | 0.69 | 0
2025 |  |  | 45.05 | 13.5334 | 0 | 0 | 13.5334 | 45.05 | 0.71 | 0
2026 |  |  | 46.09 | 13.8458 | 0 | 0 | 13.8458 | 46.09 | 0.73 | 0
2027 |  |  | 47.15 | 14.1643 | 0 | 0 | 14.1643 | 47.15 | 0.75 | 0
2028 |  |  | 48.28 | 14.5037 | 0 | 0 | 14.5037 | 48.28 | 0.77 | 0
2029 |  |  | 49.44 | 14.8522 | 0 | 0 | 14.8522 | 49.44 | 0.79 | 0
2030 |  |  | 50.58 | 15.1947 | 0 | 0 | 15.1947 | 50.58 | 0.81 | 0
2031 |  |  | 51.74 | 15.5431 | 0 | 0 | 15.5431 | 51.74 | 0.83 | 0
2032 |  |  | 52.93 | 15.9006 | 0 | 0 | 15.9006 | 52.93 | 0.85 | 0
2033 | 1420.0408 | 100.908 | 54.15 | 46.5807 | 0 | 0 | 46.5807 | 155.06 | 0.87 | 0
2034 |  | 103.23 | 55.4 | 47.6538 | 0 | 0 | 47.6538 | 158.63 | 0.89 | 0
2035 |  | 105.5 | 56.62 | 48.7022 | 0 | 0 | 48.7022 | 162.12 | 0.91 | 0
2036 |  | 107.82 | 57.87 | 49.7747 | 0 | 0 | 49.7747 | 165.69 | 0.93 | 0
2037 |  | 110.19 | 59.14 | 50.8682 | 0 | 0 | 50.8682 | 169.33 | 0.95 | 0
2038 |  | 112.72 | 60.5 | 52.0368 | 0 | 0 | 52.0368 | 173.22 | 0.97 | 0
2039 |  | 115.31 | 61.89 | 53.2324 | 0 | 0 | 53.2324 | 177.2 | 0.99 | 0
2040 |  | 117.96 | 63.31 | 54.4551 | 0 | 0 | 54.4551 | 181.27 | 1.01 | 0
2041 |  | 120.67 | 64.77 | 55.7078 | 0 | 0 | 55.7078 | 185.44 | 1.03 | 0
2042 |  | 123.45 | 66.26 | 56.9905 | 0 | 0 | 56.9905 | 189.71 | 1.05 | 0
Sources, Inputs and Assumptions
Source: | (c)(f) | Plant Costs - 2017 IRP Update - Table 5.4 & 5.5
| (a) | Plant capacity cost
| (b) | = (a) x 0.0710599128799291
| (d) | = ((b) + (c)) / (8.76 x 38.0%)
| (g) | = (d) + (f)
| (h) | Plant Costs - 2017 IRP Update - Table 5.4 & 5.5
2017 IRP Update ID Wind Resource - 38% Capacity Factor
| Wind | Cost and Input Assumptions
2033 $ | 1420.0408 | Plant capacity cost |  |  |  | $/kW-yr
2017 $ | 37.5706 | Fixed O&M, plus on-going capital cost |  |  |  | $/kW-yr
2017 $ | 0.58601 | Integration Cost |  |  |  | $/MWH
2017 $ | 0 | Variable O&M |  |  |  | $/MWH
2017 $ |  | Tax Credit $/MWh |  |  |  | $/MWH
| 7.106% | Payment Factor
| 38% | Capacity Factor
Company Official Inflation Forecast Dated March 29, 2019
| 2017 | 2% |  | 2026 | 2.3% |  | 2035 | 2.2%
| 2018 | 2.3% |  | 2027 | 2.3% |  | 2036 | 2.2%
| 2019 | 2% |  | 2028 | 2.4% |  | 2037 | 2.2%
| 2020 | 2.2% |  | 2029 | 2.4% |  | 2038 | 2.3%
| 2021 | 2.4% |  | 2030 | 2.3% |  | 2039 | 2.3%
| 2022 | 2.4% |  | 2031 | 2.3% |  | 2040 | 2.3%
| 2023 | 2.4% |  | 2032 | 2.3% |  | 2041 | 2.3%
| 2024 | 2.4% |  | 2033 | 2.3% |  | 2042 | 2.3%
| 2025 | 2.3% |  | 2034 | 2.3% |  | 2043 | 2.3%

## Table 3 UT Wind 2036 (hidden)
Table 3
2017 IRP Update Utah Wind Resource
31% Capacity Factor
Year | Estimated Capital Cost | Fixed Capital Cost at Real Levelized Rate | Fixed O&M | Fixed Costs | Variable O&M | Tax Credit | Total Resource Cost | Total Resource Costs | Wind Integration Cost | Tax Credit
| $/kW | $/kW-yr | $/kW-yr | $/MWh | $/MWh | $/MWh | $/MWh | $/kW-yr | $/MWh
| (a) | (b) | (c) | (d) | (e) | (f) | (g) | (h) | (i)
2017 IRP Update Utah Wind Resource - 31% Capacity Factor
2016 | [9 empty] | 0
2017 |  |  | 37.5706 | 13.8351 | 0 | 0 | 13.8351 | 37.57 | 0.58601 | 0
2018 |  |  | 38.43 | 14.1516 | 0 | 0 | 14.1516 | 38.43 | 0.6 | 0
2019 |  |  | 39.2 | 14.4351 | 0 | 0 | 14.4351 | 39.2 | 0.61 | 0
2020 |  |  | 40.06 | 14.7518 | 0 | 0 | 14.7518 | 40.06 | 0.62 | 0
2021 |  |  | 41.02 | 15.1053 | 0 | 0 | 15.1053 | 41.02 | 0.63 | 0
2022 |  |  | 42 | 15.4662 | 0 | 0 | 15.4662 | 42 | 0.65 | 0
2023 |  |  | 43.01 | 15.8381 | 0 | 0 | 15.8381 | 43.01 | 0.67 | 0
2024 |  |  | 44.04 | 16.2174 | 0 | 0 | 16.2174 | 44.04 | 0.69 | 0
2025 |  |  | 45.05 | 16.5893 | 0 | 0 | 16.5893 | 45.05 | 0.71 | 0
2026 |  |  | 46.09 | 16.9723 | 0 | 0 | 16.9723 | 46.09 | 0.73 | 0
2027 |  |  | 47.15 | 17.3626 | 0 | 0 | 17.3626 | 47.15 | 0.75 | 0
2028 |  |  | 48.28 | 17.7788 | 0 | 0 | 17.7788 | 48.28 | 0.77 | 0
2029 |  |  | 49.44 | 18.2059 | 0 | 0 | 18.2059 | 49.44 | 0.79 | 0
2030 |  |  | 50.58 | 18.6257 | 0 | 0 | 18.6257 | 50.58 | 0.81 | 0
2031 |  |  | 51.74 | 19.0529 | 0 | 0 | 19.0529 | 51.74 | 0.83 | 0
2032 |  |  | 52.93 | 19.4911 | 0 | 0 | 19.4911 | 52.93 | 0.85 | 0
2033 |  |  | 54.15 | 19.9403 | 0 | 0 | 19.9403 | 54.15 | 0.87 | 0
2034 |  |  | 55.4 | 20.4006 | 0 | 0 | 20.4006 | 55.4 | 0.89 | 0
2035 |  |  | 56.62 | 20.8499 | 0 | 0 | 20.8499 | 56.62 | 0.91 | 0
2036 | 1369.7573 | 97.3348 | 57.87 | 57.1531 | 0 | 0 | 57.1531 | 155.2 | 0.93 | 0
2037 |  | 99.48 | 59.14 | 58.4107 | 0 | 0 | 58.4107 | 158.62 | 0.95 | 0
2038 |  | 101.77 | 60.5 | 59.7548 | 0 | 0 | 59.7548 | 162.27 | 0.97 | 0
2039 |  | 104.11 | 61.89 | 61.1283 | 0 | 0 | 61.1283 | 166 | 0.99 | 0
2040 |  | 106.5 | 63.31 | 62.5313 | 0 | 0 | 62.5313 | 169.81 | 1.01 | 0
2041 |  | 108.95 | 64.77 | 63.9711 | 0 | 0 | 63.9711 | 173.72 | 1.03 | 0
2042 |  | 111.46 | 66.26 | 65.4441 | 0 | 0 | 65.4441 | 177.72 | 1.05 | 0
Sources, Inputs and Assumptions
Source: | (c)(f) | Plant Costs - 2017 IRP Update - Table 5.4 & 5.5
| (a) | Plant capacity cost
| (b) | = (a) x 0.0710599128799291
| (d) | = ((b) + (c)) / (8.76 x 31.0%)
| (g) | = (d) + (f)
| (i) | Plant Costs - 2017 IRP Update - Table 5.4 & 5.5
2017 IRP Update Utah Wind Resource - 31% Capacity Factor
| Wind | Cost and Input Assumptions
2036 $ | 1369.7573 | Plant capacity cost |  |  |  | $/kW-yr
2017 $ | 37.5706 | Fixed O&M, plus on-going capital cost |  |  |  | $/kW-yr
2017 $ | 0.58601 | Integration Cost |  |  |  | $/MWH
2017 $ | 0 | Variable O&M |  |  |  | $/MWH
2017 $ |  | Tax Credit $/MWh |  |  |  | $/MWH
| 7.106% | Payment Factor
| 31% | Capacity Factor
Company Official Inflation Forecast Dated March 29, 2019
| 2017 | 2% |  | 2026 | 2.3% |  | 2035 | 2.2%
| 2018 | 2.3% |  | 2027 | 2.3% |  | 2036 | 2.2%
| 2019 | 2% |  | 2028 | 2.4% |  | 2037 | 2.2%
| 2020 | 2.2% |  | 2029 | 2.4% |  | 2038 | 2.3%
| 2021 | 2.4% |  | 2030 | 2.3% |  | 2039 | 2.3%
| 2022 | 2.4% |  | 2031 | 2.3% |  | 2040 | 2.3%
| 2023 | 2.4% |  | 2032 | 2.3% |  | 2041 | 2.3%
| 2024 | 2.4% |  | 2033 | 2.3% |  | 2042 | 2.3%
| 2025 | 2.3% |  | 2034 | 2.3% |  | 2043 | 2.3%

## Table 3 WW Wind 2035 (hidden)
Table 3
2017 IRP Update Walla Walla Wind Resource
38% Capacity Factor
Year | Estimated Capital Cost | Fixed Capital Cost at Real Levelized Rate | Fixed O&M | Fixed Costs | Variable O&M | Tax Credit | Total Resource Costs | Total Resource Costs | Wind Integration Cost | Tax Credit
| $/kW | $/kW-yr | $/kW-yr | $/MWh | $/MWh | $/MWh | $/MWh | $/kW-yr | $/MWh
| (a) | (b) | (c) | (d) | (e) | (f) | (g) | (h) | (h)
2017 IRP Update Walla Walla Wind Resource - 38% Capacity Factor
2016 | [9 empty] | 0
2017 |  |  | 37.5706 | 11.2865 | 0 | 0 | 11.2865 | 37.57 | 0.58601 | 0
2018 |  |  | 38.43 | 11.5447 | 0 | 0 | 11.5447 | 38.43 | 0.6 | 0
2019 |  |  | 39.2 | 11.776 | 0 | 0 | 11.776 | 39.2 | 0.61 | 0
2020 |  |  | 40.06 | 12.0344 | 0 | 0 | 12.0344 | 40.06 | 0.62 | 0
2021 |  |  | 41.02 | 12.3228 | 0 | 0 | 12.3228 | 41.02 | 0.63 | 0
2022 |  |  | 42 | 12.6172 | 0 | 0 | 12.6172 | 42 | 0.65 | 0
2023 |  |  | 43.01 | 12.9206 | 0 | 0 | 12.9206 | 43.01 | 0.67 | 0
2024 |  |  | 44.04 | 13.23 | 0 | 0 | 13.23 | 44.04 | 0.69 | 0
2025 |  |  | 45.05 | 13.5334 | 0 | 0 | 13.5334 | 45.05 | 0.71 | 0
2026 |  |  | 46.09 | 13.8458 | 0 | 0 | 13.8458 | 46.09 | 0.73 | 0
2027 |  |  | 47.15 | 14.1643 | 0 | 0 | 14.1643 | 47.15 | 0.75 | 0
2028 |  |  | 48.28 | 14.5037 | 0 | 0 | 14.5037 | 48.28 | 0.77 | 0
2029 |  |  | 49.44 | 14.8522 | 0 | 0 | 14.8522 | 49.44 | 0.79 | 0
2030 |  |  | 50.58 | 15.1947 | 0 | 0 | 15.1947 | 50.58 | 0.81 | 0
2031 |  |  | 51.74 | 15.5431 | 0 | 0 | 15.5431 | 51.74 | 0.83 | 0
2032 |  |  | 52.93 | 15.9006 | 0 | 0 | 15.9006 | 52.93 | 0.85 | 0
2033 |  |  | 54.15 | 16.2671 | 0 | 0 | 16.2671 | 54.15 | 0.87 | 0
2034 |  |  | 55.4 | 16.6426 | 0 | 0 | 16.6426 | 55.4 | 0.89 | 0
2035 | 1417.4139 | 100.7213 | 56.62 | 47.2667 | 0 | 0 | 47.2667 | 157.34 | 0.91 | 0
2036 |  | 102.94 | 57.87 | 48.3087 | 0 | 0 | 48.3087 | 160.81 | 0.93 | 0
2037 |  | 105.2 | 59.14 | 49.3691 | 0 | 0 | 49.3691 | 164.34 | 0.95 | 0
2038 |  | 107.62 | 60.5 | 50.5047 | 0 | 0 | 50.5047 | 168.12 | 0.97 | 0
2039 |  | 110.1 | 61.89 | 51.6673 | 0 | 0 | 51.6673 | 171.99 | 0.99 | 0
2040 |  | 112.63 | 63.31 | 52.8539 | 0 | 0 | 52.8539 | 175.94 | 1.01 | 0
2041 |  | 115.22 | 64.77 | 54.0705 | 0 | 0 | 54.0705 | 179.99 | 1.03 | 0
2042 |  | 117.87 | 66.26 | 55.3142 | 0 | 0 | 55.3142 | 184.13 | 1.05 | 0
Sources, Inputs and Assumptions
Source: | (c)(f) | Plant Costs - 2017 IRP Update - Table 5.4 & 5.5
| (a) | Plant capacity cost
| (b) | = (a) x 0.0710599128799291
| (d) | = ((b) + (c)) / (8.76 x 38.0%)
| (g) | = (d) + (f)
| (h) | Plant Costs - 2017 IRP Update - Table 5.4 & 5.5
2017 IRP Update Walla Walla Wind Resource - 38% Capacity Factor
| Wind | Cost and Input Assumptions
2035 $ | 1417.4139 | Plant capacity cost |  |  |  | $/kW-yr
2017 $ | 37.5706 | Fixed O&M, plus on-going capital cost |  |  |  | $/kW-yr
2017 $ | 0.58601 | Integration Cost |  |  |  | $/MWH
2017 $ | 0 | Variable O&M |  |  |  | $/MWH
2017 $ |  | Tax Credit $/MWh |  |  |  | $/MWH
| 7.106% | Payment Factor
| 38% | Capacity Factor
Company Official Inflation Forecast Dated March 29, 2019
| 2017 | 2% |  | 2026 | 2.3% |  | 2035 | 2.2%
| 2018 | 2.3% |  | 2027 | 2.3% |  | 2036 | 2.2%
| 2019 | 2% |  | 2028 | 2.4% |  | 2037 | 2.2%
| 2020 | 2.2% |  | 2029 | 2.4% |  | 2038 | 2.3%
| 2021 | 2.4% |  | 2030 | 2.3% |  | 2039 | 2.3%
| 2022 | 2.4% |  | 2031 | 2.3% |  | 2040 | 2.3%
| 2023 | 2.4% |  | 2032 | 2.3% |  | 2041 | 2.3%
| 2024 | 2.4% |  | 2033 | 2.3% |  | 2042 | 2.3%
| 2025 | 2.3% |  | 2034 | 2.3% |  | 2043 | 2.3%

## Table 3 YK Wind 2035 (hidden)
Table 3
2017 IRP Update Yakima Wind Resource
38% Capacity Factor
Year | Estimated Capital Cost | Fixed Capital Cost at Real Levelized Rate | Fixed O&M | Fixed Costs | Variable O&M | Tax Credit | Total Resource Costs | Total Resource Costs | Wind Integration Cost | Tax Credit
| $/kW | $/kW-yr | $/kW-yr | $/MWh | $/MWh | $/MWh | $/MWh | $/kW-yr | $/MWh
| (a) | (b) | (c) | (d) | (e) | (f) | (g) | (h) | (h)
2017 IRP Update Yakima Wind Resource - 38% Capacity Factor
2016 | [9 empty] | 0
2017 |  |  | 37.5706 | 11.2865 | 0 | 0 | 11.2865 | 37.57 | 0.58601 | 0
2018 |  |  | 38.43 | 11.5447 | 0 | 0 | 11.5447 | 38.43 | 0.6 | 0
2019 |  |  | 39.2 | 11.776 | 0 | 0 | 11.776 | 39.2 | 0.61 | 0
2020 |  |  | 40.06 | 12.0344 | 0 | 0 | 12.0344 | 40.06 | 0.62 | 0
2021 |  |  | 41.02 | 12.3228 | 0 | 0 | 12.3228 | 41.02 | 0.63 | 0
2022 |  |  | 42 | 12.6172 | 0 | 0 | 12.6172 | 42 | 0.65 | 0
2023 |  |  | 43.01 | 12.9206 | 0 | 0 | 12.9206 | 43.01 | 0.67 | 0
2024 |  |  | 44.04 | 13.23 | 0 | 0 | 13.23 | 44.04 | 0.69 | 0
2025 |  |  | 45.05 | 13.5334 | 0 | 0 | 13.5334 | 45.05 | 0.71 | 0
2026 |  |  | 46.09 | 13.8458 | 0 | 0 | 13.8458 | 46.09 | 0.73 | 0
2027 |  |  | 47.15 | 14.1643 | 0 | 0 | 14.1643 | 47.15 | 0.75 | 0
2028 |  |  | 48.28 | 14.5037 | 0 | 0 | 14.5037 | 48.28 | 0.77 | 0
2029 |  |  | 49.44 | 14.8522 | 0 | 0 | 14.8522 | 49.44 | 0.79 | 0
2030 |  |  | 50.58 | 15.1947 | 0 | 0 | 15.1947 | 50.58 | 0.81 | 0
2031 |  |  | 51.74 | 15.5431 | 0 | 0 | 15.5431 | 51.74 | 0.83 | 0
2032 |  |  | 52.93 | 15.9006 | 0 | 0 | 15.9006 | 52.93 | 0.85 | 0
2033 |  |  | 54.15 | 16.2671 | 0 | 0 | 16.2671 | 54.15 | 0.87 | 0
2034 |  |  | 55.4 | 16.6426 | 0 | 0 | 16.6426 | 55.4 | 0.89 | 0
2035 | 1417.4139 | 100.7213 | 56.62 | 47.2667 | 0 | 0 | 47.2667 | 157.34 | 0.91 | 0
2036 |  | 102.94 | 57.87 | 48.3087 | 0 | 0 | 48.3087 | 160.81 | 0.93 | 0
2037 |  | 105.2 | 59.14 | 49.3691 | 0 | 0 | 49.3691 | 164.34 | 0.95 | 0
2038 |  | 107.62 | 60.5 | 50.5047 | 0 | 0 | 50.5047 | 168.12 | 0.97 | 0
2039 |  | 110.1 | 61.89 | 51.6673 | 0 | 0 | 51.6673 | 171.99 | 0.99 | 0
2040 |  | 112.63 | 63.31 | 52.8539 | 0 | 0 | 52.8539 | 175.94 | 1.01 | 0
2041 |  | 115.22 | 64.77 | 54.0705 | 0 | 0 | 54.0705 | 179.99 | 1.03 | 0
2042 |  | 117.87 | 66.26 | 55.3142 | 0 | 0 | 55.3142 | 184.13 | 1.05 | 0
Sources, Inputs and Assumptions
Source: | (c)(f) | Plant Costs - 2017 IRP Update - Table 5.4 & 5.5
| (a) | Plant capacity cost
| (b) | = (a) x 0.0710599128799291
| (d) | = ((b) + (c)) / (8.76 x 38.0%)
| (g) | = (d) + (f)
| (h) | Plant Costs - 2017 IRP Update - Table 5.4 & 5.5
2017 IRP Update Yakima Wind Resource - 38% Capacity Factor
| Wind | Cost and Input Assumptions
2035 $ | 1417.4139 | Plant capacity cost |  |  |  | $/kW-yr
2017 $ | 37.5706 | Fixed O&M, plus on-going capital cost |  |  |  | $/kW-yr
2017 $ | 0.58601 | Integration Cost |  |  |  | $/MWH
2017 $ | 0 | Variable O&M |  |  |  | $/MWH
2017 $ |  | Tax Credit $/MWh |  |  |  | $/MWH
| 7.106% | Payment Factor
| 38% | Capacity Factor
Company Official Inflation Forecast Dated March 29, 2019
| 2017 | 2% |  | 2026 | 2.3% |  | 2035 | 2.2%
| 2018 | 2.3% |  | 2027 | 2.3% |  | 2036 | 2.2%
| 2019 | 2% |  | 2028 | 2.4% |  | 2037 | 2.2%
| 2020 | 2.2% |  | 2029 | 2.4% |  | 2038 | 2.3%
| 2021 | 2.4% |  | 2030 | 2.3% |  | 2039 | 2.3%
| 2022 | 2.4% |  | 2031 | 2.3% |  | 2040 | 2.3%
| 2023 | 2.4% |  | 2032 | 2.3% |  | 2041 | 2.3%
| 2024 | 2.4% |  | 2033 | 2.3% |  | 2042 | 2.3%
| 2025 | 2.3% |  | 2034 | 2.3% |  | 2043 | 2.3%

## Table 3 OR Wind 2035 (hidden)
Table 3
2017 IRP Update Oregon Wind Resource
38% Capacity Factor
Year | Estimated Capital Cost | Fixed Capital Cost at Real Levelized Rate | Fixed O&M | Fixed Costs | Variable O&M | Tax Credit | Total Resource Costs | Total Resource Costs | Wind Integration Cost | Tax Credit
| $/kW | $/kW-yr | $/kW-yr | $/MWh | $/MWh | $/MWh | $/MWh | $/kW-yr | $/MWh
| (a) | (b) | (c) | (d) | (e) | (f) | (g) | (h) | (h)
2017 IRP Update Oregon Wind Resource - 38% Capacity Factor
2016 | [9 empty] | 0
2017 |  |  | 37.5706 | 11.2865 | 0 | 0 | 11.2865 | 37.57 | 0.58601 | 0
2018 |  |  | 38.43 | 11.5447 | 0 | 0 | 11.5447 | 38.43 | 0.6 | 0
2019 |  |  | 39.2 | 11.776 | 0 | 0 | 11.776 | 39.2 | 0.61 | 0
2020 |  |  | 40.06 | 12.0344 | 0 | 0 | 12.0344 | 40.06 | 0.62 | 0
2021 |  |  | 41.02 | 12.3228 | 0 | 0 | 12.3228 | 41.02 | 0.63 | 0
2022 |  |  | 42 | 12.6172 | 0 | 0 | 12.6172 | 42 | 0.65 | 0
2023 |  |  | 43.01 | 12.9206 | 0 | 0 | 12.9206 | 43.01 | 0.67 | 0
2024 |  |  | 44.04 | 13.23 | 0 | 0 | 13.23 | 44.04 | 0.69 | 0
2025 |  |  | 45.05 | 13.5334 | 0 | 0 | 13.5334 | 45.05 | 0.71 | 0
2026 |  |  | 46.09 | 13.8458 | 0 | 0 | 13.8458 | 46.09 | 0.73 | 0
2027 |  |  | 47.15 | 14.1643 | 0 | 0 | 14.1643 | 47.15 | 0.75 | 0
2028 |  |  | 48.28 | 14.5037 | 0 | 0 | 14.5037 | 48.28 | 0.77 | 0
2029 |  |  | 49.44 | 14.8522 | 0 | 0 | 14.8522 | 49.44 | 0.79 | 0
2030 |  |  | 50.58 | 15.1947 | 0 | 0 | 15.1947 | 50.58 | 0.81 | 0
2031 |  |  | 51.74 | 15.5431 | 0 | 0 | 15.5431 | 51.74 | 0.83 | 0
2032 |  |  | 52.93 | 15.9006 | 0 | 0 | 15.9006 | 52.93 | 0.85 | 0
2033 |  |  | 54.15 | 16.2671 | 0 | 0 | 16.2671 | 54.15 | 0.87 | 0
2034 |  |  | 55.4 | 16.6426 | 0 | 0 | 16.6426 | 55.4 | 0.89 | 0
2035 | 1397.0737 | 99.2759 | 56.62 | 46.8325 | 0 | 0 | 46.8325 | 155.9 | 0.91 | 0
2036 |  | 101.46 | 57.87 | 47.8641 | 0 | 0 | 47.8641 | 159.33 | 0.93 | 0
2037 |  | 103.69 | 59.14 | 48.9155 | 0 | 0 | 48.9155 | 162.83 | 0.95 | 0
2038 |  | 106.07 | 60.5 | 50.0391 | 0 | 0 | 50.0391 | 166.57 | 0.97 | 0
2039 |  | 108.51 | 61.89 | 51.1896 | 0 | 0 | 51.1896 | 170.4 | 0.99 | 0
2040 |  | 111.01 | 63.31 | 52.3672 | 0 | 0 | 52.3672 | 174.32 | 1.01 | 0
2041 |  | 113.56 | 64.77 | 53.5719 | 0 | 0 | 53.5719 | 178.33 | 1.03 | 0
2042 |  | 116.17 | 66.26 | 54.8035 | 0 | 0 | 54.8035 | 182.43 | 1.05 | 0
Sources, Inputs and Assumptions
Source: | (c)(f) | Plant Costs - 2017 IRP Update - Table 5.4 & 5.5
| (a) | Plant capacity cost
| (b) | = (a) x 0.0710599128799291
| (d) | = ((b) + (c)) / (8.76 x 38.0%)
| (g) | = (d) + (f)
| (h) | Plant Costs - 2017 IRP Update - Table 5.4 & 5.5
2017 IRP Update Oregon Wind Resource - 38% Capacity Factor
| Wind | Cost and Input Assumptions
2035 $ | 1397.0737 | Plant capacity cost |  |  |  | $/kW-yr
2017 $ | 37.5706 | Fixed O&M, plus on-going capital cost |  |  |  | $/kW-yr
2017 $ | 0.58601 | Integration Cost |  |  |  | $/MWH
2017 $ | 0 | Variable O&M |  |  |  | $/MWH
2017 $ |  | Tax Credit $/MWh |  |  |  | $/MWH
| 7.106% | Payment Factor
| 38% | Capacity Factor
Company Official Inflation Forecast Dated March 29, 2019
| 2017 | 2% |  | 2026 | 2.3% |  | 2035 | 2.2%
| 2018 | 2.3% |  | 2027 | 2.3% |  | 2036 | 2.2%
| 2019 | 2% |  | 2028 | 2.4% |  | 2037 | 2.2%
| 2020 | 2.2% |  | 2029 | 2.4% |  | 2038 | 2.3%
| 2021 | 2.4% |  | 2030 | 2.3% |  | 2039 | 2.3%
| 2022 | 2.4% |  | 2031 | 2.3% |  | 2040 | 2.3%
| 2023 | 2.4% |  | 2032 | 2.3% |  | 2041 | 2.3%
| 2024 | 2.4% |  | 2033 | 2.3% |  | 2042 | 2.3%
| 2025 | 2.3% |  | 2034 | 2.3% |  | 2043 | 2.3%

## Table 3 YK Solar 2030 (hidden)
Table 3
2017 IRP Update Yakima Solar Resource-2030
25% Capacity Factor
Year | Estimated Capital Cost | Fixed Capital Cost at Real Levelized Rate | Fixed O&M | Fixed Costs | Variable O&M | Tax Credit | Avoided Cost (before Integration Cost) | Total Resource Costs | Wind Integration Cost
| $/kW | $/kW-yr | $/kW-yr | $/MWh | $/MWh | $/MWh | $/MWh | $/kW-yr | $/MWh
| (a) | (b) | (c) | (d) | (e) | (f) | (g) | (h) | (h)
2017 IRP Update Yakima Solar Resource-2030 - 25% Capacity Factor
2016
2017 |  |  | 18.7418 | 8.5922 | 0 | 0 | 8.5922 | 18.74 | 0.61669 | 34.793
2018 |  |  | 19.17 | 8.7886 | 0 | 0 | 8.7886 | 19.17 | 0.63
2019 |  |  | 19.55 | 8.9628 | 0 | 0 | 8.9628 | 19.55 | 0.64
2020 |  |  | 19.98 | 9.1599 | 0 | 0 | 9.1599 | 19.98 | 0.65
2021 |  |  | 20.46 | 9.38 | 0 | 0 | 9.38 | 20.46 | 0.67
2022 |  |  | 20.95 | 9.6046 | 0 | 0 | 9.6046 | 20.95 | 0.69
2023 |  |  | 21.45 | 9.8339 | 0 | 0 | 9.8339 | 21.45 | 0.71
2024 |  |  | 21.96 | 10.0677 | 0 | 0 | 10.0677 | 21.96 | 0.73
2025 |  |  | 22.47 | 10.3015 | 0 | 0 | 10.3015 | 22.47 | 0.75
2026 |  |  | 22.99 | 10.5399 | 0 | 0 | 10.5399 | 22.99 | 0.77
2027 |  |  | 23.52 | 10.7829 | 0 | 0 | 10.7829 | 23.52 | 0.79
2028 |  |  | 24.08 | 11.0396 | 0 | 0 | 11.0396 | 24.08 | 0.81
2029 |  |  | 24.66 | 11.3055 | 0 | 0 | 11.3055 | 24.66 | 0.83
2030 | 1192.5045 | 92.0573 | 25.23 | 53.7709 | 0 | 0 | 53.7709 | 117.29 | 0.85
2031 |  | 94.17 | 25.81 | 55.0054 | 0 | 0 | 55.0054 | 119.98 | 0.87
2032 |  | 96.34 | 26.4 | 56.2707 | 0 | 0 | 56.2707 | 122.74 | 0.89
2033 |  | 98.56 | 27.01 | 57.5682 | 0 | 0 | 57.5682 | 125.57 | 0.91
2034 |  | 100.83 | 27.63 | 58.8931 | 0 | 0 | 58.8931 | 128.46 | 0.93
2035 |  | 103.05 | 28.24 | 60.1905 | 0 | 0 | 60.1905 | 131.29 | 0.95
2036 |  | 105.32 | 28.86 | 61.5155 | 0 | 0 | 61.5155 | 134.18 | 0.97
2037 |  | 107.64 | 29.49 | 62.8679 | 0 | 0 | 62.8679 | 137.13 | 0.99
2038 |  | 110.12 | 30.17 | 64.3166 | 0 | 0 | 64.3166 | 140.29 | 1.01
2039 |  | 112.65 | 30.86 | 65.7929 | 0 | 0 | 65.7929 | 143.51 | 1.03
2040 |  | 115.24 | 31.57 | 67.3058 | 0 | 0 | 67.3058 | 146.81 | 1.05
2041 |  | 117.89 | 32.3 | 68.8553 | 0 | 0 | 68.8553 | 150.19 | 1.07
2042 |  | 120.6 | 33.04 | 70.437 | 0 | 0 | 70.437 | 153.64 | 1.09
Sources, Inputs and Assumptions
Source: | (c)(f) | Plant Costs - 2017 IRP Update - Table 5.4 & 5.5
| (a) | Plant capacity cost
| (b) | = (a) x 0.0771966024070909
| (d) | = ((b) + (c)) / (8.76 x 24.9%)
| (g) | = (d) + (f)
| (h) | Plant Costs - 2017 IRP Update - Table 5.4 & 5.5
2017 IRP Update Yakima Solar Resource-2030 - 25% Capacity Factor
| Solar | Cost and Input Assumptions
2030 $ | 1192.5045 | Plant capacity cost |  |  |  | $/kW-yr
2017 $ | 18.7418 | Fixed O&M, plus on-going capital cost |  |  |  | $/kW-yr
2017 $ | 0.61669 | Integration Cost |  |  |  | $/MWH
2017 $ | 0 | Variable O&M |  |  |  | $/MWH
2017 $ |  | Tax Credit $/MWh |  |  |  | $/MWH
| 7.72% | Payment Factor
| 24.9% | Capacity Factor
Company Official Inflation Forecast Dated March 29, 2019
| 2017 | 2% |  | 2026 | 2.3% |  | 2035 | 2.2%
| 2018 | 2.3% |  | 2027 | 2.3% |  | 2036 | 2.2%
| 2019 | 2% |  | 2028 | 2.4% |  | 2037 | 2.2%
| 2020 | 2.2% |  | 2029 | 2.4% |  | 2038 | 2.3%
| 2021 | 2.4% |  | 2030 | 2.3% |  | 2039 | 2.3%
| 2022 | 2.4% |  | 2031 | 2.3% |  | 2040 | 2.3%
| 2023 | 2.4% |  | 2032 | 2.3% |  | 2041 | 2.3%
| 2024 | 2.4% |  | 2033 | 2.3% |  | 2042 | 2.3%
| 2025 | 2.3% |  | 2034 | 2.3% |  | 2043 | 2.3%

## Table 3 YK Solar 2032 (hidden)
Table 3
2017 IRP Update Yakima Solar Resource-2032
25% Capacity Factor
Year | Estimated Capital Cost | Fixed Capital Cost at Real Levelized Rate | Fixed O&M | Fixed Costs | Variable O&M | Tax Credit | Avoided Cost (before Integration Cost) | Total Resource Costs | Wind Integration Cost
| $/kW | $/kW-yr | $/kW-yr | $/MWh | $/MWh | $/MWh | $/MWh | $/kW-yr | $/MWh
| (a) | (b) | (c) | (d) | (e) | (f) | (g) | (h) | (h)
2017 IRP Update Yakima Solar Resource-2032 - 25% Capacity Factor
2016
2017 |  |  | 18.7418 | 8.5922 | 0 | 0 | 8.5922 | 18.74 | 0.61669
2018 |  |  | 19.17 | 8.7886 | 0 | 0 | 8.7886 | 19.17 | 0.63
2019 |  |  | 19.55 | 8.9628 | 0 | 0 | 8.9628 | 19.55 | 0.64
2020 |  |  | 19.98 | 9.1599 | 0 | 0 | 9.1599 | 19.98 | 0.65
2021 |  |  | 20.46 | 9.38 | 0 | 0 | 9.38 | 20.46 | 0.67
2022 |  |  | 20.95 | 9.6046 | 0 | 0 | 9.6046 | 20.95 | 0.69
2023 |  |  | 21.45 | 9.8339 | 0 | 0 | 9.8339 | 21.45 | 0.71
2024 |  |  | 21.96 | 10.0677 | 0 | 0 | 10.0677 | 21.96 | 0.73
2025 |  |  | 22.47 | 10.3015 | 0 | 0 | 10.3015 | 22.47 | 0.75
2026 |  |  | 22.99 | 10.5399 | 0 | 0 | 10.5399 | 22.99 | 0.77
2027 |  |  | 23.52 | 10.7829 | 0 | 0 | 10.7829 | 23.52 | 0.79
2028 |  |  | 24.08 | 11.0396 | 0 | 0 | 11.0396 | 24.08 | 0.81
2029 |  |  | 24.66 | 11.3055 | 0 | 0 | 11.3055 | 24.66 | 0.83
2030 |  |  | 25.23 | 11.5668 | 0 | 0 | 11.5668 | 25.23 | 0.85
2031 |  |  | 25.81 | 11.8327 | 0 | 0 | 11.8327 | 25.81 | 0.87
2032 | 1178.9487 | 91.0108 | 26.4 | 53.8276 | 0 | 0 | 53.8276 | 117.41 | 0.89
2033 |  | 93.1 | 27.01 | 55.065 | 0 | 0 | 55.065 | 120.11 | 0.91
2034 |  | 95.24 | 27.63 | 56.3303 | 0 | 0 | 56.3303 | 122.87 | 0.93
2035 |  | 97.34 | 28.24 | 57.5728 | 0 | 0 | 57.5728 | 125.58 | 0.95
2036 |  | 99.48 | 28.86 | 58.8381 | 0 | 0 | 58.8381 | 128.34 | 0.97
2037 |  | 101.67 | 29.49 | 60.1309 | 0 | 0 | 60.1309 | 131.16 | 0.99
2038 |  | 104.01 | 30.17 | 61.5155 | 0 | 0 | 61.5155 | 134.18 | 1.01
2039 |  | 106.4 | 30.86 | 62.9275 | 0 | 0 | 62.9275 | 137.26 | 1.03
2040 |  | 108.85 | 31.57 | 64.3762 | 0 | 0 | 64.3762 | 140.42 | 1.05
2041 |  | 111.35 | 32.3 | 65.857 | 0 | 0 | 65.857 | 143.65 | 1.07
2042 |  | 113.91 | 33.04 | 67.3699 | 0 | 0 | 67.3699 | 146.95 | 1.09
Sources, Inputs and Assumptions
Source: | (c)(f) | Plant Costs - 2017 IRP Update - Table 5.4 & 5.5
| (a) | Plant capacity cost
| (b) | = (a) x 0.0771966024070909
| (d) | = ((b) + (c)) / (8.76 x 24.9%)
| (g) | = (d) + (f)
| (h) | Plant Costs - 2017 IRP Update - Table 5.4 & 5.5
2017 IRP Update Yakima Solar Resource-2032 - 25% Capacity Factor
| Solar | Cost and Input Assumptions
2032 $ | 1178.9487 | Plant capacity cost |  |  |  | $/kW-yr
2017 $ | 18.7418 | Fixed O&M, plus on-going capital cost |  |  |  | $/kW-yr
2017 $ | 0.61669 | Integration Cost |  |  |  | $/MWH
2017 $ | 0 | Variable O&M |  |  |  | $/MWH
2017 $ |  | Tax Credit $/MWh |  |  |  | $/MWH
| 7.72% | Payment Factor
| 24.9% | Capacity Factor
Company Official Inflation Forecast Dated March 29, 2019
| 2017 | 2% |  | 2026 | 2.3% |  | 2035 | 2.2%
| 2018 | 2.3% |  | 2027 | 2.3% |  | 2036 | 2.2%
| 2019 | 2% |  | 2028 | 2.4% |  | 2037 | 2.2%
| 2020 | 2.2% |  | 2029 | 2.4% |  | 2038 | 2.3%
| 2021 | 2.4% |  | 2030 | 2.3% |  | 2039 | 2.3%
| 2022 | 2.4% |  | 2031 | 2.3% |  | 2040 | 2.3%
| 2023 | 2.4% |  | 2032 | 2.3% |  | 2041 | 2.3%
| 2024 | 2.4% |  | 2033 | 2.3% |  | 2042 | 2.3%
| 2025 | 2.3% |  | 2034 | 2.3% |  | 2043 | 2.3%

## Table 3 YK Solar 2033 (hidden)
Table 3
2017 IRP Update Yakima Solar Resource-2033
25% Capacity Factor
Year | Estimated Capital Cost | Fixed Capital Cost at Real Levelized Rate | Fixed O&M | Fixed Costs | Variable O&M | Tax Credit | Avoided Cost (before Integration Cost) | Total Resource Costs | Wind Integration Cost
| $/kW | $/kW-yr | $/kW-yr | $/MWh | $/MWh | $/MWh | $/MWh | $/kW-yr | $/MWh
| (a) | (b) | (c) | (d) | (e) | (f) | (g) | (h) | (h)
2017 IRP Update Yakima Solar Resource-2033 - 25% Capacity Factor
2016
2017 |  |  | 18.7418 | 8.5922 | 0 | 0 | 8.5922 | 18.74 | 0.61669
2018 |  |  | 19.17 | 8.7886 | 0 | 0 | 8.7886 | 19.17 | 0.63
2019 |  |  | 19.55 | 8.9628 | 0 | 0 | 8.9628 | 19.55 | 0.64
2020 |  |  | 19.98 | 9.1599 | 0 | 0 | 9.1599 | 19.98 | 0.65
2021 |  |  | 20.46 | 9.38 | 0 | 0 | 9.38 | 20.46 | 0.67
2022 |  |  | 20.95 | 9.6046 | 0 | 0 | 9.6046 | 20.95 | 0.69
2023 |  |  | 21.45 | 9.8339 | 0 | 0 | 9.8339 | 21.45 | 0.71
2024 |  |  | 21.96 | 10.0677 | 0 | 0 | 10.0677 | 21.96 | 0.73
2025 |  |  | 22.47 | 10.3015 | 0 | 0 | 10.3015 | 22.47 | 0.75
2026 |  |  | 22.99 | 10.5399 | 0 | 0 | 10.5399 | 22.99 | 0.77
2027 |  |  | 23.52 | 10.7829 | 0 | 0 | 10.7829 | 23.52 | 0.79
2028 |  |  | 24.08 | 11.0396 | 0 | 0 | 11.0396 | 24.08 | 0.81
2029 |  |  | 24.66 | 11.3055 | 0 | 0 | 11.3055 | 24.66 | 0.83
2030 |  |  | 25.23 | 11.5668 | 0 | 0 | 11.5668 | 25.23 | 0.85
2031 |  |  | 25.81 | 11.8327 | 0 | 0 | 11.8327 | 25.81 | 0.87
2032 |  |  | 26.4 | 12.1032 | 0 | 0 | 12.1032 | 26.4 | 0.89
2033 | 1172.2287 | 90.4921 | 27.01 | 53.8694 | 0 | 0 | 53.8694 | 117.5 | 0.91
2034 |  | 92.57 | 27.63 | 55.1063 | 0 | 0 | 55.1063 | 120.2 | 0.93
2035 |  | 94.61 | 28.24 | 56.3212 | 0 | 0 | 56.3212 | 122.85 | 0.95
2036 |  | 96.69 | 28.86 | 57.559 | 0 | 0 | 57.559 | 125.55 | 0.97
2037 |  | 98.82 | 29.49 | 58.8243 | 0 | 0 | 58.8243 | 128.31 | 0.99
2038 |  | 101.09 | 30.17 | 60.1768 | 0 | 0 | 60.1768 | 131.26 | 1.01
2039 |  | 103.42 | 30.86 | 61.5613 | 0 | 0 | 61.5613 | 134.28 | 1.03
2040 |  | 105.8 | 31.57 | 62.9779 | 0 | 0 | 62.9779 | 137.37 | 1.05
2041 |  | 108.23 | 32.3 | 64.4267 | 0 | 0 | 64.4267 | 140.53 | 1.07
2042 |  | 110.72 | 33.04 | 65.9075 | 0 | 0 | 65.9075 | 143.76 | 1.09
Sources, Inputs and Assumptions
Source: | (c)(f) | Plant Costs - 2017 IRP Update - Table 5.4 & 5.5
| (a) | Plant capacity cost
| (b) | = (a) x 0.0771966024070909
| (d) | = ((b) + (c)) / (8.76 x 24.9%)
| (g) | = (d) + (f)
| (h) | Plant Costs - 2017 IRP Update - Table 5.4 & 5.5
2017 IRP Update Yakima Solar Resource-2033 - 25% Capacity Factor
| Solar | Cost and Input Assumptions
2033 $ | 1172.2287 | Plant capacity cost |  |  |  | $/kW-yr
2017 $ | 18.7418 | Fixed O&M, plus on-going capital cost |  |  |  | $/kW-yr
2017 $ | 0.61669 | Integration Cost |  |  |  | $/MWH
2017 $ | 0 | Variable O&M |  |  |  | $/MWH
2017 $ |  | Tax Credit $/MWh |  |  |  | $/MWH
| 7.72% | Payment Factor
| 24.9% | Capacity Factor
Company Official Inflation Forecast Dated March 29, 2019
| 2017 | 2% |  | 2026 | 2.3% |  | 2035 | 2.2%
| 2018 | 2.3% |  | 2027 | 2.3% |  | 2036 | 2.2%
| 2019 | 2% |  | 2028 | 2.4% |  | 2037 | 2.2%
| 2020 | 2.2% |  | 2029 | 2.4% |  | 2038 | 2.3%
| 2021 | 2.4% |  | 2030 | 2.3% |  | 2039 | 2.3%
| 2022 | 2.4% |  | 2031 | 2.3% |  | 2040 | 2.3%
| 2023 | 2.4% |  | 2032 | 2.3% |  | 2041 | 2.3%
| 2024 | 2.4% |  | 2033 | 2.3% |  | 2042 | 2.3%
| 2025 | 2.3% |  | 2034 | 2.3% |  | 2043 | 2.3%

## Table 3 UT Solar 2033 ST (hidden)
Table 3
2017 IRP Update Utah Solar Resource-2033
31% Capacity Factor
Year | Estimated Capital Cost | Fixed Capital Cost at Real Levelized Rate | Fixed O&M | Fixed Costs | Variable O&M | Tax Credit | Total Resource Costs | Total Resource Costs | Wind Integration Cost
| $/kW | $/kW-yr | $/kW-yr | $/MWh | $/MWh | $/MWh | $/MWh | $/kW-yr | $/MWh
| (a) | (b) | (c) | (d) | (e) | (f) | (g) | (h) | (h)
2017 IRP Update Utah Solar Resource-2033 - 31% Capacity Factor
2016
2017 |  | 0 | 19.6918 | 7.228 | 0 | 0 | 7.228 | 19.69 | 0.61669
2018 |  | 0 | 20.14 | 7.3926 | 0 | 0 | 7.3926 | 20.14 | 0.63
2019 |  | 0 | 20.54 | 7.5394 | 0 | 0 | 7.5394 | 20.54 | 0.64
2020 |  | 0 | 20.99 | 7.7046 | 0 | 0 | 7.7046 | 20.99 | 0.65
2021 |  | 0 | 21.49 | 7.8881 | 0 | 0 | 7.8881 | 21.49 | 0.67
2022 |  | 0 | 22.01 | 8.079 | 0 | 0 | 8.079 | 22.01 | 0.69
2023 |  | 0 | 22.54 | 8.2735 | 0 | 0 | 8.2735 | 22.54 | 0.71
2024 |  | 0 | 23.08 | 8.4717 | 0 | 0 | 8.4717 | 23.08 | 0.73
2025 |  | 0 | 23.61 | 8.6663 | 0 | 0 | 8.6663 | 23.61 | 0.75
2026 |  | 0 | 24.15 | 8.8645 | 0 | 0 | 8.8645 | 24.15 | 0.77
2027 |  | 0 | 24.71 | 9.07 | 0 | 0 | 9.07 | 24.71 | 0.79
2028 |  | 0 | 25.3 | 9.2866 | 0 | 0 | 9.2866 | 25.3 | 0.81
2029 |  | 0 | 25.91 | 9.5105 | 0 | 0 | 9.5105 | 25.91 | 0.83
2030 |  | 0 | 26.51 | 9.7307 | 0 | 0 | 9.7307 | 26.51 | 0.85
2031 |  | 0 | 27.12 | 9.9546 | 0 | 0 | 9.9546 | 27.12 | 0.87
2032 |  | 0 | 27.74 | 10.1822 | 0 | 0 | 10.1822 | 27.74 | 0.89
2033 | 1165.8806 | 90.002 | 28.38 | 43.4531 | 0 | 0 | 43.4531 | 118.38 | 0.91
2034 |  | 92.07 | 29.03 | 44.4508 | 0 | 0 | 44.4508 | 121.1 | 0.93
2035 |  | 94.1 | 29.67 | 45.4309 | 0 | 0 | 45.4309 | 123.77 | 0.95
2036 |  | 96.17 | 30.32 | 46.4293 | 0 | 0 | 46.4293 | 126.49 | 0.97
2037 |  | 98.29 | 30.99 | 47.4533 | 0 | 0 | 47.4533 | 129.28 | 0.99
2038 |  | 100.55 | 31.7 | 48.5435 | 0 | 0 | 48.5435 | 132.25 | 1.01
2039 |  | 102.86 | 32.43 | 49.6594 | 0 | 0 | 49.6594 | 135.29 | 1.03
2040 |  | 105.23 | 33.18 | 50.8046 | 0 | 0 | 50.8046 | 138.41 | 1.05
2041 |  | 107.65 | 33.94 | 51.9718 | 0 | 0 | 51.9718 | 141.59 | 1.07
2042 |  | 110.13 | 34.72 | 53.1685 | 0 | 0 | 53.1685 | 144.85 | 1.09
Sources, Inputs and Assumptions
Source: | (c)(f) | Plant Costs - 2017 IRP Update - Table 5.4 & 5.5
| (a) | Plant capacity cost
| (b) | = (a) x 0.0771966024070909
| (d) | = ((b) + (c)) / (8.76 x 31.1%)
| (g) | = (d) + (f)
| (h) | Plant Costs - 2017 IRP Update - Table 5.4 & 5.5
2017 IRP Update Utah Solar Resource-2033 - 31% Capacity Factor
| Wind | Cost and Input Assumptions
2033 $ | 1165.8806 | Plant capacity cost |  |  |  | $/kW-yr
2017 $ | 19.6918 | Fixed O&M, plus on-going capital cost |  |  |  | $/kW-yr
2017 $ | 0.61669 | Integration Cost |  |  |  | $/MWH
2017 $ | 0 | Variable O&M |  |  |  | $/MWH
2017 $ |  | Tax Credit $/MWh |  |  |  | $/MWH
| 7.72% | Payment Factor
| 31.1% | Capacity Factor
Company Official Inflation Forecast Dated March 29, 2019
| 2017 | 2% |  | 2026 | 2.3% |  | 2035 | 2.2%
| 2018 | 2.3% |  | 2027 | 2.3% |  | 2036 | 2.2%
| 2019 | 2% |  | 2028 | 2.4% |  | 2037 | 2.2%
| 2020 | 2.2% |  | 2029 | 2.4% |  | 2038 | 2.3%
| 2021 | 2.4% |  | 2030 | 2.3% |  | 2039 | 2.3%
| 2022 | 2.4% |  | 2031 | 2.3% |  | 2040 | 2.3%
| 2023 | 2.4% |  | 2032 | 2.3% |  | 2041 | 2.3%
| 2024 | 2.4% |  | 2033 | 2.3% |  | 2042 | 2.3%
| 2025 | 2.3% |  | 2034 | 2.3% |  | 2043 | 2.3%

## Table 3 UT Solar 2035 ST (hidden)
Table 3
2017 IRP Update Utah Solar Resource-2033
31% Capacity Factor
Year | Estimated Capital Cost | Fixed Capital Cost at Real Levelized Rate | Fixed O&M | Fixed Costs | Variable O&M | Tax Credit | Total Resource Costs | Total Resource Costs | Wind Integration Cost
| $/kW | $/kW-yr | $/kW-yr | $/MWh | $/MWh | $/MWh | $/MWh | $/kW-yr | $/MWh
| (a) | (b) | (c) | (d) | (e) | (f) | (g) | (h) | (h)
2017 IRP Update Utah Solar Resource-2033 - 31% Capacity Factor
2016
2017 |  | 0 | 19.6918 | 7.228 | 0 | 0 | 7.228 | 19.69 | 0.61669
2018 |  | 0 | 20.14 | 7.3926 | 0 | 0 | 7.3926 | 20.14 | 0.63
2019 |  | 0 | 20.54 | 7.5394 | 0 | 0 | 7.5394 | 20.54 | 0.64
2020 |  | 0 | 20.99 | 7.7046 | 0 | 0 | 7.7046 | 20.99 | 0.65
2021 |  | 0 | 21.49 | 7.8881 | 0 | 0 | 7.8881 | 21.49 | 0.67
2022 |  | 0 | 22.01 | 8.079 | 0 | 0 | 8.079 | 22.01 | 0.69
2023 |  | 0 | 22.54 | 8.2735 | 0 | 0 | 8.2735 | 22.54 | 0.71
2024 |  | 0 | 23.08 | 8.4717 | 0 | 0 | 8.4717 | 23.08 | 0.73
2025 |  | 0 | 23.61 | 8.6663 | 0 | 0 | 8.6663 | 23.61 | 0.75
2026 |  | 0 | 24.15 | 8.8645 | 0 | 0 | 8.8645 | 24.15 | 0.77
2027 |  | 0 | 24.71 | 9.07 | 0 | 0 | 9.07 | 24.71 | 0.79
2028 |  | 0 | 25.3 | 9.2866 | 0 | 0 | 9.2866 | 25.3 | 0.81
2029 |  | 0 | 25.91 | 9.5105 | 0 | 0 | 9.5105 | 25.91 | 0.83
2030 |  | 0 | 26.51 | 9.7307 | 0 | 0 | 9.7307 | 26.51 | 0.85
2031 |  | 0 | 27.12 | 9.9546 | 0 | 0 | 9.9546 | 27.12 | 0.87
2032 |  | 0 | 27.74 | 10.1822 | 0 | 0 | 10.1822 | 27.74 | 0.89
2033 |  | 0 | 28.38 | 10.4171 | 0 | 0 | 10.4171 | 28.38 | 0.91
2034 |  | 0 | 29.03 | 10.6557 | 0 | 0 | 10.6557 | 29.03 | 0.93
2035 | 1152.6274 | 88.9789 | 29.67 | 43.5511 | 0 | 0 | 43.5511 | 118.65 | 0.95
2036 |  | 90.94 | 30.32 | 44.5095 | 0 | 0 | 44.5095 | 121.26 | 0.97
2037 |  | 92.94 | 30.99 | 45.4896 | 0 | 0 | 45.4896 | 123.93 | 0.99
2038 |  | 95.08 | 31.7 | 46.5357 | 0 | 0 | 46.5357 | 126.78 | 1.01
2039 |  | 97.27 | 32.43 | 47.6075 | 0 | 0 | 47.6075 | 129.7 | 1.03
2040 |  | 99.51 | 33.18 | 48.705 | 0 | 0 | 48.705 | 132.69 | 1.05
2041 |  | 101.8 | 33.94 | 49.8245 | 0 | 0 | 49.8245 | 135.74 | 1.07
2042 |  | 104.14 | 34.72 | 50.9698 | 0 | 0 | 50.9698 | 138.86 | 1.09
Sources, Inputs and Assumptions
Source: | (c)(f) | Plant Costs - 2017 IRP Update - Table 5.4 & 5.5
| (a) | Plant capacity cost
| (b) | = (a) x 0.0771966024070909
| (d) | = ((b) + (c)) / (8.76 x 31.1%)
| (g) | = (d) + (f)
| (h) | Plant Costs - 2017 IRP Update - Table 5.4 & 5.5
2017 IRP Update Utah Solar Resource-2033 - 31% Capacity Factor
| Wind | Cost and Input Assumptions
2033 $ | 1152.6274 | Plant capacity cost |  |  |  | $/kW-yr
2017 $ | 19.6918 | Fixed O&M, plus on-going capital cost |  |  |  | $/kW-yr
2017 $ | 0.61669 | Integration Cost |  |  |  | $/MWH
2017 $ | 0 | Variable O&M |  |  |  | $/MWH
2017 $ |  | Tax Credit $/MWh |  |  |  | $/MWH
| 7.72% | Payment Factor
| 31.1% | Capacity Factor
Company Official Inflation Forecast Dated March 29, 2019
| 2017 | 2% |  | 2026 | 2.3% |  | 2035 | 2.2%
| 2018 | 2.3% |  | 2027 | 2.3% |  | 2036 | 2.2%
| 2019 | 2% |  | 2028 | 2.4% |  | 2037 | 2.2%
| 2020 | 2.2% |  | 2029 | 2.4% |  | 2038 | 2.3%
| 2021 | 2.4% |  | 2030 | 2.3% |  | 2039 | 2.3%
| 2022 | 2.4% |  | 2031 | 2.3% |  | 2040 | 2.3%
| 2023 | 2.4% |  | 2032 | 2.3% |  | 2041 | 2.3%
| 2024 | 2.4% |  | 2033 | 2.3% |  | 2042 | 2.3%
| 2025 | 2.3% |  | 2034 | 2.3% |  | 2043 | 2.3%

## Table 3 UT Solar 2035 FT (hidden)
Table 3
2017 IRP Update Utah Solar Resource-2035
27% Capacity Factor
Year | Estimated Capital Cost | Fixed Capital Cost at Real Levelized Rate | Fixed O&M | Fixed Costs | Variable O&M | Tax Credit | Total Resource Costs | Total Resource Costs | Wind Integration Cost
| $/kW | $/kW-yr | $/kW-yr | $/MWh | $/MWh | $/MWh | $/MWh | $/kW-yr | $/MWh
| (a) | (b) | (c) | (d) | (e) | (f) | (g) | (h) | (h)
2017 IRP Update Utah Solar Resource-2035 - 27% Capacity Factor
2016
2017 |  | 0 | 18.718 | 7.973 | 0 | 0 | 7.973 | 18.72 | 0.61669
2018 |  | 0 | 19.15 | 8.157 | 0 | 0 | 8.157 | 19.15 | 0.63
2019 |  | 0 | 19.53 | 8.3189 | 0 | 0 | 8.3189 | 19.53 | 0.64
2020 |  | 0 | 19.96 | 8.502 | 0 | 0 | 8.502 | 19.96 | 0.65
2021 |  | 0 | 20.44 | 8.7065 | 0 | 0 | 8.7065 | 20.44 | 0.67
2022 |  | 0 | 20.93 | 8.9152 | 0 | 0 | 8.9152 | 20.93 | 0.69
2023 |  | 0 | 21.43 | 9.1282 | 0 | 0 | 9.1282 | 21.43 | 0.71
2024 |  | 0 | 21.94 | 9.3454 | 0 | 0 | 9.3454 | 21.94 | 0.73
2025 |  | 0 | 22.44 | 9.5584 | 0 | 0 | 9.5584 | 22.44 | 0.75
2026 |  | 0 | 22.96 | 9.7799 | 0 | 0 | 9.7799 | 22.96 | 0.77
2027 |  | 0 | 23.49 | 10.0056 | 0 | 0 | 10.0056 | 23.49 | 0.79
2028 |  | 0 | 24.05 | 10.2442 | 0 | 0 | 10.2442 | 24.05 | 0.81
2029 |  | 0 | 24.63 | 10.4912 | 0 | 0 | 10.4912 | 24.63 | 0.83
2030 |  | 0 | 25.2 | 10.734 | 0 | 0 | 10.734 | 25.2 | 0.85
2031 |  | 0 | 25.78 | 10.9811 | 0 | 0 | 10.9811 | 25.78 | 0.87
2032 |  | 0 | 26.37 | 11.2324 | 0 | 0 | 11.2324 | 26.37 | 0.89
2033 |  | 0 | 26.98 | 11.4922 | 0 | 0 | 11.4922 | 26.98 | 0.91
2034 |  | 0 | 27.6 | 11.7563 | 0 | 0 | 11.7563 | 27.6 | 0.93
2035 | 1129.0663 | 87.1601 | 28.21 | 49.1422 | 0 | 0 | 49.1422 | 115.37 | 0.95
2036 |  | 89.08 | 28.83 | 50.2241 | 0 | 0 | 50.2241 | 117.91 | 0.97
2037 |  | 91.04 | 29.46 | 51.3273 | 0 | 0 | 51.3273 | 120.5 | 0.99
2038 |  | 93.13 | 30.14 | 52.5072 | 0 | 0 | 52.5072 | 123.27 | 1.01
2039 |  | 95.27 | 30.83 | 53.7126 | 0 | 0 | 53.7126 | 126.1 | 1.03
2040 |  | 97.46 | 31.54 | 54.9479 | 0 | 0 | 54.9479 | 129 | 1.05
2041 |  | 99.7 | 32.27 | 56.2129 | 0 | 0 | 56.2129 | 131.97 | 1.07
2042 |  | 101.99 | 33.01 | 57.5036 | 0 | 0 | 57.5036 | 135 | 1.09
Sources, Inputs and Assumptions
Source: | (c)(f) | Plant Costs - 2017 IRP Update - Table 5.4 & 5.5
| (a) | Plant capacity cost
| (b) | = (a) x 0.0771966024070909
| (d) | = ((b) + (c)) / (8.76 x 26.8%)
| (g) | = (d) + (f)
| (h) | Plant Costs - 2017 IRP Update - Table 5.4 & 5.5
2017 IRP Update Utah Solar Resource-2035 - 27% Capacity Factor
| Wind | Cost and Input Assumptions
2035 $ | 1129.0663 | Plant capacity cost |  |  |  | $/kW-yr
2017 $ | 18.718 | Fixed O&M, plus on-going capital cost |  |  |  | $/kW-yr
2017 $ | 0.61669 | Integration Cost |  |  |  | $/MWH
2017 $ | 0 | Variable O&M |  |  |  | $/MWH
2017 $ |  | Tax Credit $/MWh |  |  |  | $/MWH
| 7.72% | Payment Factor
| 26.8% | Capacity Factor
Company Official Inflation Forecast Dated March 29, 2019
| 2017 | 2% |  | 2026 | 2.3% |  | 2035 | 2.2%
| 2018 | 2.3% |  | 2027 | 2.3% |  | 2036 | 2.2%
| 2019 | 2% |  | 2028 | 2.4% |  | 2037 | 2.2%
| 2020 | 2.2% |  | 2029 | 2.4% |  | 2038 | 2.3%
| 2021 | 2.4% |  | 2030 | 2.3% |  | 2039 | 2.3%
| 2022 | 2.4% |  | 2031 | 2.3% |  | 2040 | 2.3%
| 2023 | 2.4% |  | 2032 | 2.3% |  | 2041 | 2.3%
| 2024 | 2.4% |  | 2033 | 2.3% |  | 2042 | 2.3%
| 2025 | 2.3% |  | 2034 | 2.3% |  | 2043 | 2.3%

## Table 3 OR Solar 2030 (hidden)
Table 3
2017 IRP Update Oregon Solar Resource-2030
29% Capacity Factor
Year | Estimated Capital Cost | Fixed Capital Cost at Real Levelized Rate | Fixed O&M | Fixed Costs | Variable O&M | Tax Credit | Avoided Cost (before Integration Cost) | Total Resource Costs | Wind Integration Cost
| $/kW | $/kW-yr | $/kW-yr | $/MWh | $/MWh | $/MWh | $/MWh | $/kW-yr | $/MWh
| (a) | (b) | (c) | (d) | (e) | (f) | (g) | (h) | (h)
2017 IRP Update Oregon Solar Resource-2030 - 29% Capacity Factor
2016
2017 |  |  | 19.7203 | 7.8166 | 0 | 0 | 7.8166 | 19.72 | 0.61669
2018 |  |  | 20.17 | 7.9948 | 0 | 0 | 7.9948 | 20.17 | 0.63
2019 |  |  | 20.57 | 8.1534 | 0 | 0 | 8.1534 | 20.57 | 0.64
2020 |  |  | 21.02 | 8.3317 | 0 | 0 | 8.3317 | 21.02 | 0.65
2021 |  |  | 21.52 | 8.5299 | 0 | 0 | 8.5299 | 21.52 | 0.67
2022 |  |  | 22.04 | 8.736 | 0 | 0 | 8.736 | 22.04 | 0.69
2023 |  |  | 22.57 | 8.9461 | 0 | 0 | 8.9461 | 22.57 | 0.71
2024 |  |  | 23.11 | 9.1602 | 0 | 0 | 9.1602 | 23.11 | 0.73
2025 |  |  | 23.64 | 9.3702 | 0 | 0 | 9.3702 | 23.64 | 0.75
2026 |  |  | 24.18 | 9.5843 | 0 | 0 | 9.5843 | 24.18 | 0.77
2027 |  |  | 24.74 | 9.8063 | 0 | 0 | 9.8063 | 24.74 | 0.79
2028 |  |  | 25.33 | 10.0401 | 0 | 0 | 10.0401 | 25.33 | 0.81
2029 |  |  | 25.94 | 10.2819 | 0 | 0 | 10.2819 | 25.94 | 0.83
2030 | 1215.4109 | 93.8256 | 26.54 | 47.7096 | 0 | 0 | 47.7096 | 120.37 | 0.85
2031 |  | 95.98 | 27.15 | 48.8053 | 0 | 0 | 48.8053 | 123.13 | 0.87
2032 |  | 98.19 | 27.77 | 49.9271 | 0 | 0 | 49.9271 | 125.96 | 0.89
2033 |  | 100.45 | 28.41 | 51.0765 | 0 | 0 | 51.0765 | 128.86 | 0.91
2034 |  | 102.76 | 29.06 | 52.2498 | 0 | 0 | 52.2498 | 131.82 | 0.93
2035 |  | 105.02 | 29.7 | 53.3993 | 0 | 0 | 53.3993 | 134.72 | 0.95
2036 |  | 107.33 | 30.35 | 54.5726 | 0 | 0 | 54.5726 | 137.68 | 0.97
2037 |  | 109.69 | 31.02 | 55.7736 | 0 | 0 | 55.7736 | 140.71 | 0.99
2038 |  | 112.21 | 31.73 | 57.0538 | 0 | 0 | 57.0538 | 143.94 | 1.01
2039 |  | 114.79 | 32.46 | 58.3658 | 0 | 0 | 58.3658 | 147.25 | 1.03
2040 |  | 117.43 | 33.21 | 59.7095 | 0 | 0 | 59.7095 | 150.64 | 1.05
2041 |  | 120.13 | 33.97 | 61.081 | 0 | 0 | 61.081 | 154.1 | 1.07
2042 |  | 122.89 | 34.75 | 62.4841 | 0 | 0 | 62.4841 | 157.64 | 1.09
Sources, Inputs and Assumptions
Source: | (c)(f) | Plant Costs - 2017 IRP Update - Table 5.4 & 5.5
| (a) | Plant capacity cost
| (b) | = (a) x 0.0771966024070909
| (d) | = ((b) + (c)) / (8.76 x 28.8%)
| (g) | = (d) + (f)
| (h) | Plant Costs - 2017 IRP Update - Table 5.4 & 5.5
2017 IRP Update Oregon Solar Resource-2030 - 29% Capacity Factor
| Solar | Cost and Input Assumptions
2030 $ | 1215.4109 | Plant capacity cost |  |  |  | $/kW-yr
2017 $ | 19.7203 | Fixed O&M, plus on-going capital cost |  |  |  | $/kW-yr
2017 $ | 0.61669 | Integration Cost |  |  |  | $/MWH
2017 $ | 0 | Variable O&M |  |  |  | $/MWH
2017 $ |  | Tax Credit $/MWh |  |  |  | $/MWH
| 7.72% | Payment Factor
| 28.8% | Capacity Factor
Company Official Inflation Forecast Dated March 29, 2019
| 2017 | 2% |  | 2026 | 2.3% |  | 2035 | 2.2%
| 2018 | 2.3% |  | 2027 | 2.3% |  | 2036 | 2.2%
| 2019 | 2% |  | 2028 | 2.4% |  | 2037 | 2.2%
| 2020 | 2.2% |  | 2029 | 2.4% |  | 2038 | 2.3%
| 2021 | 2.4% |  | 2030 | 2.3% |  | 2039 | 2.3%
| 2022 | 2.4% |  | 2031 | 2.3% |  | 2040 | 2.3%
| 2023 | 2.4% |  | 2032 | 2.3% |  | 2041 | 2.3%
| 2024 | 2.4% |  | 2033 | 2.3% |  | 2042 | 2.3%
| 2025 | 2.3% |  | 2034 | 2.3% |  | 2043 | 2.3%

## Table 3 OR Solar 2031 (hidden)
Table 3
2017 IRP Update Oregon Solar Resource-2031
29% Capacity Factor
Year | Estimated Capital Cost | Fixed Capital Cost at Real Levelized Rate | Fixed O&M | Fixed Costs | Variable O&M | Tax Credit | Avoided Cost (before Integration Cost) | Total Resource Costs | Wind Integration Cost
| $/kW | $/kW-yr | $/kW-yr | $/MWh | $/MWh | $/MWh | $/MWh | $/kW-yr | $/MWh
| (a) | (b) | (c) | (d) | (e) | (f) | (g) | (h) | (h)
2017 IRP Update Oregon Solar Resource-2031 - 29% Capacity Factor
2016
2017 |  |  | 19.7203 | 7.8166 | 0 | 0 | 7.8166 | 19.72 | 0.61669
2018 |  |  | 20.17 | 7.9948 | 0 | 0 | 7.9948 | 20.17 | 0.63
2019 |  |  | 20.57 | 8.1534 | 0 | 0 | 8.1534 | 20.57 | 0.64
2020 |  |  | 21.02 | 8.3317 | 0 | 0 | 8.3317 | 21.02 | 0.65
2021 |  |  | 21.52 | 8.5299 | 0 | 0 | 8.5299 | 21.52 | 0.67
2022 |  |  | 22.04 | 8.736 | 0 | 0 | 8.736 | 22.04 | 0.69
2023 |  |  | 22.57 | 8.9461 | 0 | 0 | 8.9461 | 22.57 | 0.71
2024 |  |  | 23.11 | 9.1602 | 0 | 0 | 9.1602 | 23.11 | 0.73
2025 |  |  | 23.64 | 9.3702 | 0 | 0 | 9.3702 | 23.64 | 0.75
2026 |  |  | 24.18 | 9.5843 | 0 | 0 | 9.5843 | 24.18 | 0.77
2027 |  |  | 24.74 | 9.8063 | 0 | 0 | 9.8063 | 24.74 | 0.79
2028 |  |  | 25.33 | 10.0401 | 0 | 0 | 10.0401 | 25.33 | 0.81
2029 |  |  | 25.94 | 10.2819 | 0 | 0 | 10.2819 | 25.94 | 0.83
2030 |  |  | 26.54 | 10.5197 | 0 | 0 | 10.5197 | 26.54 | 0.85
2031 | 1208.483 | 93.2908 | 27.15 | 47.7394 | 0 | 0 | 47.7394 | 120.44 | 0.87
2032 |  | 95.44 | 27.77 | 48.837 | 0 | 0 | 48.837 | 123.21 | 0.89
2033 |  | 97.64 | 28.41 | 49.9627 | 0 | 0 | 49.9627 | 126.05 | 0.91
2034 |  | 99.89 | 29.06 | 51.1122 | 0 | 0 | 51.1122 | 128.95 | 0.93
2035 |  | 102.09 | 29.7 | 52.2379 | 0 | 0 | 52.2379 | 131.79 | 0.95
2036 |  | 104.34 | 30.35 | 53.3874 | 0 | 0 | 53.3874 | 134.69 | 0.97
2037 |  | 106.64 | 31.02 | 54.5646 | 0 | 0 | 54.5646 | 137.66 | 0.99
2038 |  | 109.09 | 31.73 | 55.8172 | 0 | 0 | 55.8172 | 140.82 | 1.01
2039 |  | 111.6 | 32.46 | 57.1014 | 0 | 0 | 57.1014 | 144.06 | 1.03
2040 |  | 114.17 | 33.21 | 58.4174 | 0 | 0 | 58.4174 | 147.38 | 1.05
2041 |  | 116.8 | 33.97 | 59.7611 | 0 | 0 | 59.7611 | 150.77 | 1.07
2042 |  | 119.49 | 34.75 | 61.1365 | 0 | 0 | 61.1365 | 154.24 | 1.09
Sources, Inputs and Assumptions
Source: | (c)(f) | Plant Costs - 2017 IRP Update - Table 5.4 & 5.5
| (a) | Plant capacity cost
| (b) | = (a) x 0.0771966024070909
| (d) | = ((b) + (c)) / (8.76 x 28.8%)
| (g) | = (d) + (f)
| (h) | Plant Costs - 2017 IRP Update - Table 5.4 & 5.5
2017 IRP Update Oregon Solar Resource-2031 - 29% Capacity Factor
| Solar | Cost and Input Assumptions
2031 $ | 1208.483 | Plant capacity cost |  |  |  | $/kW-yr
2017 $ | 19.7203 | Fixed O&M, plus on-going capital cost |  |  |  | $/kW-yr
2017 $ | 0.61669 | Integration Cost |  |  |  | $/MWH
2017 $ | 0 | Variable O&M |  |  |  | $/MWH
2017 $ |  | Tax Credit $/MWh |  |  |  | $/MWH
| 7.72% | Payment Factor
| 28.8% | Capacity Factor
Company Official Inflation Forecast Dated March 29, 2019
| 2017 | 2% |  | 2026 | 2.3% |  | 2035 | 2.2%
| 2018 | 2.3% |  | 2027 | 2.3% |  | 2036 | 2.2%
| 2019 | 2% |  | 2028 | 2.4% |  | 2037 | 2.2%
| 2020 | 2.2% |  | 2029 | 2.4% |  | 2038 | 2.3%
| 2021 | 2.4% |  | 2030 | 2.3% |  | 2039 | 2.3%
| 2022 | 2.4% |  | 2031 | 2.3% |  | 2040 | 2.3%
| 2023 | 2.4% |  | 2032 | 2.3% |  | 2041 | 2.3%
| 2024 | 2.4% |  | 2033 | 2.3% |  | 2042 | 2.3%
| 2025 | 2.3% |  | 2034 | 2.3% |  | 2043 | 2.3%

## Table 3 OR Solar 2032 (hidden)
Table 3
2017 IRP Update Oregon Solar Resource-2031
29% Capacity Factor
Year | Estimated Capital Cost | Fixed Capital Cost at Real Levelized Rate | Fixed O&M | Fixed Costs | Variable O&M | Tax Credit | Avoided Cost (before Integration Cost) | Total Resource Costs | Wind Integration Cost
| $/kW | $/kW-yr | $/kW-yr | $/MWh | $/MWh | $/MWh | $/MWh | $/kW-yr | $/MWh
| (a) | (b) | (c) | (d) | (e) | (f) | (g) | (h) | (h)
2017 IRP Update Oregon Solar Resource-2031 - 29% Capacity Factor
2016
2017 |  |  | 19.7203 | 7.8166 | 0 | 0 | 7.8166 | 19.72 | 0.61669
2018 |  |  | 20.17 | 7.9948 | 0 | 0 | 7.9948 | 20.17 | 0.63
2019 |  |  | 20.57 | 8.1534 | 0 | 0 | 8.1534 | 20.57 | 0.64
2020 |  |  | 21.02 | 8.3317 | 0 | 0 | 8.3317 | 21.02 | 0.65
2021 |  |  | 21.52 | 8.5299 | 0 | 0 | 8.5299 | 21.52 | 0.67
2022 |  |  | 22.04 | 8.736 | 0 | 0 | 8.736 | 22.04 | 0.69
2023 |  |  | 22.57 | 8.9461 | 0 | 0 | 8.9461 | 22.57 | 0.71
2024 |  |  | 23.11 | 9.1602 | 0 | 0 | 9.1602 | 23.11 | 0.73
2025 |  |  | 23.64 | 9.3702 | 0 | 0 | 9.3702 | 23.64 | 0.75
2026 |  |  | 24.18 | 9.5843 | 0 | 0 | 9.5843 | 24.18 | 0.77
2027 |  |  | 24.74 | 9.8063 | 0 | 0 | 9.8063 | 24.74 | 0.79
2028 |  |  | 25.33 | 10.0401 | 0 | 0 | 10.0401 | 25.33 | 0.81
2029 |  |  | 25.94 | 10.2819 | 0 | 0 | 10.2819 | 25.94 | 0.83
2030 |  |  | 26.54 | 10.5197 | 0 | 0 | 10.5197 | 26.54 | 0.85
2031 |  |  | 27.15 | 10.7615 | 0 | 0 | 10.7615 | 27.15 | 0.87
2032 | 1201.5947 | 92.759 | 27.77 | 47.7744 | 0 | 0 | 47.7744 | 120.53 | 0.89
2033 |  | 94.89 | 28.41 | 48.8727 | 0 | 0 | 48.8727 | 123.3 | 0.91
2034 |  | 97.07 | 29.06 | 49.9945 | 0 | 0 | 49.9945 | 126.13 | 0.93
2035 |  | 99.21 | 29.7 | 51.0964 | 0 | 0 | 51.0964 | 128.91 | 0.95
2036 |  | 101.39 | 30.35 | 52.2181 | 0 | 0 | 52.2181 | 131.74 | 0.97
2037 |  | 103.62 | 31.02 | 53.3676 | 0 | 0 | 53.3676 | 134.64 | 0.99
2038 |  | 106 | 31.73 | 54.5924 | 0 | 0 | 54.5924 | 137.73 | 1.01
2039 |  | 108.44 | 32.46 | 55.8489 | 0 | 0 | 55.8489 | 140.9 | 1.03
2040 |  | 110.93 | 33.21 | 57.1331 | 0 | 0 | 57.1331 | 144.14 | 1.05
2041 |  | 113.48 | 33.97 | 58.4451 | 0 | 0 | 58.4451 | 147.45 | 1.07
2042 |  | 116.09 | 34.75 | 59.7888 | 0 | 0 | 59.7888 | 150.84 | 1.09
Sources, Inputs and Assumptions
Source: | (c)(f) | Plant Costs - 2017 IRP Update - Table 5.4 & 5.5
| (a) | Plant capacity cost
| (b) | = (a) x 0.0771966024070909
| (d) | = ((b) + (c)) / (8.76 x 28.8%)
| (g) | = (d) + (f)
| (h) | Plant Costs - 2017 IRP Update - Table 5.4 & 5.5
2017 IRP Update Oregon Solar Resource-2031 - 29% Capacity Factor
| Solar | Cost and Input Assumptions
2032 $ | 1201.5947 | Plant capacity cost |  |  |  | $/kW-yr
2017 $ | 19.7203 | Fixed O&M, plus on-going capital cost |  |  |  | $/kW-yr
2017 $ | 0.61669 | Integration Cost |  |  |  | $/MWH
2017 $ | 0 | Variable O&M |  |  |  | $/MWH
2017 $ |  | Tax Credit $/MWh |  |  |  | $/MWH
| 7.72% | Payment Factor
| 28.8% | Capacity Factor
Company Official Inflation Forecast Dated March 29, 2019
| 2017 | 2% |  | 2026 | 2.3% |  | 2035 | 2.2%
| 2018 | 2.3% |  | 2027 | 2.3% |  | 2036 | 2.2%
| 2019 | 2% |  | 2028 | 2.4% |  | 2037 | 2.2%
| 2020 | 2.2% |  | 2029 | 2.4% |  | 2038 | 2.3%
| 2021 | 2.4% |  | 2030 | 2.3% |  | 2039 | 2.3%
| 2022 | 2.4% |  | 2031 | 2.3% |  | 2040 | 2.3%
| 2023 | 2.4% |  | 2032 | 2.3% |  | 2041 | 2.3%
| 2024 | 2.4% |  | 2033 | 2.3% |  | 2042 | 2.3%
| 2025 | 2.3% |  | 2034 | 2.3% |  | 2043 | 2.3%

## Table 3 OR Solar 2033 (hidden)
Table 3
2017 IRP Update Oregon Solar Resource-2031
29% Capacity Factor
Year | Estimated Capital Cost | Fixed Capital Cost at Real Levelized Rate | Fixed O&M | Fixed Costs | Variable O&M | Tax Credit | Avoided Cost (before Integration Cost) | Total Resource Costs | Wind Integration Cost
| $/kW | $/kW-yr | $/kW-yr | $/MWh | $/MWh | $/MWh | $/MWh | $/kW-yr | $/MWh
| (a) | (b) | (c) | (d) | (e) | (f) | (g) | (h) | (h)
2017 IRP Update Oregon Solar Resource-2031 - 29% Capacity Factor
2016
2017 |  |  | 19.7203 | 7.8166 | 0 | 0 | 7.8166 | 19.72 | 0.61669
2018 |  |  | 20.17 | 7.9948 | 0 | 0 | 7.9948 | 20.17 | 0.63
2019 |  |  | 20.57 | 8.1534 | 0 | 0 | 8.1534 | 20.57 | 0.64
2020 |  |  | 21.02 | 8.3317 | 0 | 0 | 8.3317 | 21.02 | 0.65
2021 |  |  | 21.52 | 8.5299 | 0 | 0 | 8.5299 | 21.52 | 0.67
2022 |  |  | 22.04 | 8.736 | 0 | 0 | 8.736 | 22.04 | 0.69
2023 |  |  | 22.57 | 8.9461 | 0 | 0 | 8.9461 | 22.57 | 0.71
2024 |  |  | 23.11 | 9.1602 | 0 | 0 | 9.1602 | 23.11 | 0.73
2025 |  |  | 23.64 | 9.3702 | 0 | 0 | 9.3702 | 23.64 | 0.75
2026 |  |  | 24.18 | 9.5843 | 0 | 0 | 9.5843 | 24.18 | 0.77
2027 |  |  | 24.74 | 9.8063 | 0 | 0 | 9.8063 | 24.74 | 0.79
2028 |  |  | 25.33 | 10.0401 | 0 | 0 | 10.0401 | 25.33 | 0.81
2029 |  |  | 25.94 | 10.2819 | 0 | 0 | 10.2819 | 25.94 | 0.83
2030 |  |  | 26.54 | 10.5197 | 0 | 0 | 10.5197 | 26.54 | 0.85
2031 |  |  | 27.15 | 10.7615 | 0 | 0 | 10.7615 | 27.15 | 0.87
2032 |  |  | 27.77 | 11.0073 | 0 | 0 | 11.0073 | 27.77 | 0.89
2033 | 1194.7456 | 92.2303 | 28.41 | 47.8185 | 0 | 0 | 47.8185 | 120.64 | 0.91
2034 |  | 94.35 | 29.06 | 48.9163 | 0 | 0 | 48.9163 | 123.41 | 0.93
2035 |  | 96.43 | 29.7 | 49.9945 | 0 | 0 | 49.9945 | 126.13 | 0.95
2036 |  | 98.55 | 30.35 | 51.0924 | 0 | 0 | 51.0924 | 128.9 | 0.97
2037 |  | 100.72 | 31.02 | 52.2181 | 0 | 0 | 52.2181 | 131.74 | 0.99
2038 |  | 103.04 | 31.73 | 53.4191 | 0 | 0 | 53.4191 | 134.77 | 1.01
2039 |  | 105.41 | 32.46 | 54.6479 | 0 | 0 | 54.6479 | 137.87 | 1.03
2040 |  | 107.83 | 33.21 | 55.9044 | 0 | 0 | 55.9044 | 141.04 | 1.05
2041 |  | 110.31 | 33.97 | 57.1886 | 0 | 0 | 57.1886 | 144.28 | 1.07
2042 |  | 112.85 | 34.75 | 58.5046 | 0 | 0 | 58.5046 | 147.6 | 1.09
Sources, Inputs and Assumptions
Source: | (c)(f) | Plant Costs - 2017 IRP Update - Table 5.4 & 5.5
| (a) | Plant capacity cost
| (b) | = (a) x 0.0771966024070909
| (d) | = ((b) + (c)) / (8.76 x 28.8%)
| (g) | = (d) + (f)
| (h) | Plant Costs - 2017 IRP Update - Table 5.4 & 5.5
2017 IRP Update Oregon Solar Resource-2031 - 29% Capacity Factor
| Solar | Cost and Input Assumptions
2033 $ | 1194.7456 | Plant capacity cost |  |  |  | $/kW-yr
2017 $ | 19.7203 | Fixed O&M, plus on-going capital cost |  |  |  | $/kW-yr
2017 $ | 0.61669 | Integration Cost |  |  |  | $/MWH
2017 $ | 0 | Variable O&M |  |  |  | $/MWH
2017 $ |  | Tax Credit $/MWh |  |  |  | $/MWH
| 7.72% | Payment Factor
| 28.8% | Capacity Factor
Company Official Inflation Forecast Dated March 29, 2019
| 2017 | 2% |  | 2026 | 2.3% |  | 2035 | 2.2%
| 2018 | 2.3% |  | 2027 | 2.3% |  | 2036 | 2.2%
| 2019 | 2% |  | 2028 | 2.4% |  | 2037 | 2.2%
| 2020 | 2.2% |  | 2029 | 2.4% |  | 2038 | 2.3%
| 2021 | 2.4% |  | 2030 | 2.3% |  | 2039 | 2.3%
| 2022 | 2.4% |  | 2031 | 2.3% |  | 2040 | 2.3%
| 2023 | 2.4% |  | 2032 | 2.3% |  | 2041 | 2.3%
| 2024 | 2.4% |  | 2033 | 2.3% |  | 2042 | 2.3%
| 2025 | 2.3% |  | 2034 | 2.3% |  | 2043 | 2.3%

## Table 3 EV2020 Wind_2020 (hidden)
Table 3
2017 IRP Update Wyoming Wind Resource
39% Capacity Factor
Year | Estimated Capital Cost | Fixed Capital Cost at Real Levelized Rate | Fixed O&M | Fixed Costs | Variable O&M | Network Upgrade | Tax Credit | Total Resource Cost | Total Resource Costs | Wind Integration Cost | Proration Months (based on COD of 1/11/2020) | Proration Months_PTC (based on COD of 1/11/2020)
| $/kW | $/kW-yr | $/kW-yr | $/MWh | $/MWh | $/MWh | $/MWh | $/MWh | $/kW-yr | $/MWh
| (a) | (b) | (c) | (d) | (e) |  | (f) | (g) | (h) | (h)
2017 IRP Update Wyoming Wind Resource - 39% Capacity Factor
2016
2017 |  |  | 26.2939 | 7.7369 | 1.1816 | 1.7951 |  | 10.7137 | 36.41 | 0.58601 | 12 | 12
2018 |  |  | 26.9 | 7.9153 | 1.21 | 1.84 |  | 10.9653 | 37.27 | 0.6 | 12 | 12
2019 |  |  | 27.44 | 8.0742 | 1.23 | 1.88 |  | 11.1842 | 38.01 | 0.61 | 12 | 12
2020 | 1293.6883 | 68.3578 | 28.04 | 28.3649 | 1.26 | 1.92 | -33.15 | -0.26751 | -0.91 | 0.62 | 2 | 2
2021 |  | 70 | 28.71 | 29.0453 | 1.29 | 1.97 | -34.48 | -2.1747 | -7.39 | 0.63 | 12 | 12
2022 |  | 71.68 | 29.4 | 29.7426 | 1.32 | 2.02 | -34.48 | -1.3974 | -4.75 | 0.65 | 12 | 12
2023 |  | 73.4 | 30.11 | 30.4577 | 1.35 | 2.07 | -35.8 | -1.9223 | -6.53 | 0.67 | 12 | 12
2024 |  | 75.16 | 30.83 | 31.1874 | 1.38 | 2.12 | -35.8 | -1.1126 | -3.78 | 0.69 | 12 | 12
2025 |  | 76.89 | 31.54 | 31.9054 | 1.41 | 2.17 | -37.13 | -1.6446 | -5.59 | 0.71 | 12 | 12
2026 |  | 78.66 | 32.27 | 32.641 | 1.44 | 2.22 | -37.13 | -0.82901 | -2.82 | 0.73 | 12 | 12
2027 |  | 80.47 | 33.01 | 33.3913 | 1.47 | 2.27 | -38.45 | -1.3187 | -4.48 | 0.75 | 12 | 12
2028 |  | 82.4 | 33.8 | 34.1917 | 1.51 | 2.32 | -38.45 | -0.42832 | -1.46 | 0.77 | 12 | 12
2029 |  | 84.38 | 34.61 | 35.0126 | 1.55 | 2.38 | -39.78 | -0.83737 | -2.85 | 0.79 | 12 | 12
2030 |  | 86.32 | 35.41 | 35.8189 | 1.59 | 2.43 | -41.11 | 5.5805 | 18.97 | 0.81 | 12 | 10
2031 |  | 88.31 | 36.22 | 36.6428 | 1.63 | 2.49 |  | 40.7628 | 138.53 | 0.83 | 12
2032 |  | 90.34 | 37.05 | 37.4843 | 1.67 | 2.55 |  | 41.7043 | 141.73 | 0.85 | 12
2033 |  | 92.42 | 37.9 | 38.3465 | 1.71 | 2.61 |  | 42.6665 | 145 | 0.87 | 12
2034 |  | 94.55 | 38.77 | 39.2292 | 1.75 | 2.67 |  | 43.6492 | 148.34 | 0.89 | 12
2035 |  | 96.63 | 39.62 | 40.0914 | 1.79 | 2.73 |  | 44.6114 | 151.61 | 0.91 | 12
2036 |  | 98.76 | 40.49 | 40.9741 | 1.83 | 2.79 |  | 45.5941 | 154.95 | 0.93 | 12
2037 |  | 100.93 | 41.38 | 41.8745 | 1.87 | 2.85 |  | 46.5945 | 158.35 | 0.95 | 12
2038 |  | 103.25 | 42.33 | 42.8367 | 1.91 | 2.92 |  | 47.6667 | 161.99 | 0.97 | 12
2039 |  | 105.62 | 43.3 | 43.8195 | 1.95 | 2.99 |  | 48.7595 | 165.71 | 0.99 | 12
2040 |  | 108.05 | 44.3 | 44.8288 | 1.99 | 3.06 |  | 49.8788 | 169.51 | 1.01 | 12
2041 |  | 110.54 | 45.32 | 45.8616 | 2.04 | 3.13 |  | 51.0316 | 173.43 | 1.03 | 12
2042 |  | 113.08 | 46.36 | 46.915 | 2.09 | 3.2 |  | 52.205 | 177.42 | 1.05 | 12
Sources, Inputs and Assumptions
Source: | (c)(f) | Plant Costs - 2017 IRP Update - Table 5.4 & 5.5
| (a) | Plant capacity cost
| (b) | = (a) x 0.0528395063331536
| (d) | = ((b) + (c)) / (8.76 x 38.8%)
| (g) | = (d) + (f)
| (h) | Plant Costs - 2017 IRP Update - Table 5.4 & 5.5
2017 IRP Update Wyoming Wind Resource - 39% Capacity Factor
| Wind | Cost and Input Assumptions
2020 $ | 1293.6883 | Plant capacity cost |  |  |  |  | $/kW-yr
2017 $ | 26.2939 | Fixed O&M, plus on-going capital cost |  |  |  |  | $/kW-yr
2017 $ | 0.58601 | Integration Cost |  |  |  |  | $/MWH
2017 $ | 1.1816 | Variable O&M |  |  |  |  | $/MWH
2017 $ | -12.5013 | Tax Credit $/MWh |  |  |  |  | $/MWH | First Year real levelized
2017 $ | 1.7951 | Network Upgrade ($/MWh) |  |  |  |  | $/MWH
| 5.284% | Payment Factor
| 38.8% | Capacity Factor
Company Official Inflation Forecast Dated March 29, 2019
| 2017 | 2% |  | 2026 | 2.3% |  | 2035 | 2.2%
| 2018 | 2.3% |  | 2027 | 2.3% |  | 2036 | 2.2%
| 2019 | 2% |  | 2028 | 2.4% |  | 2037 | 2.2%
| 2020 | 2.2% |  | 2029 | 2.4% |  | 2038 | 2.3%
| 2021 | 2.4% |  | 2030 | 2.3% |  | 2039 | 2.3%
| 2022 | 2.4% |  | 2031 | 2.3% |  | 2040 | 2.3%
| 2023 | 2.4% |  | 2032 | 2.3% |  | 2041 | 2.3%
| 2024 | 2.4% |  | 2033 | 2.3% |  | 2042 | 2.3%
| 2025 | 2.3% |  | 2034 | 2.3% |  | 2043 | 2.3%

## Table 3 EV2020 Wind_2021 (hidden)
Table 3
2017 IRP Update Wyoming Wind Resource
39% Capacity Factor
Year | Estimated Capital Cost | Fixed Capital Cost at Real Levelized Rate | Fixed O&M | Fixed Costs | Variable O&M | Network Upgrade | Tax Credit | Total Resource Cost | Total Resource Costs | Wind Integration Cost
| $/kW | $/kW-yr | $/kW-yr | $/MWh | $/MWh | $/MWh | $/MWh | $/MWh | $/kW-yr | $/MWh
| (a) | (b) | (c) | (d) | (e) |  | (f) | (g) | (h) | (h)
2017 IRP Update Wyoming Wind Resource - 39% Capacity Factor
2016
2017 |  |  | 26.2939 | 7.7369 | 1.1816 | 1.7951 |  | 10.7137 | 36.41 | 0.58601
2018 |  |  | 26.9 | 7.9153 | 1.21 | 1.84 |  | 10.9653 | 37.27 | 0.6
2019 |  |  | 27.44 | 8.0742 | 1.23 | 1.88 |  | 11.1842 | 38.01 | 0.61
2020 |  |  | 28.04 | 8.2507 | 1.26 | 1.92 |  | 11.4307 | 38.85 | 0.62
2021 | 1288.7723 | 68.0981 | 28.71 | 28.4856 | 1.29 | 1.97 | -34.48 | -2.7344 | -9.29 | 0.63
2022 |  | 69.73 | 29.4 | 29.1689 | 1.32 | 2.02 | -34.48 | -1.9711 | -6.7 | 0.65
2023 |  | 71.4 | 30.11 | 29.8692 | 1.35 | 2.07 | -35.8 | -2.5108 | -8.53 | 0.67
2024 |  | 73.11 | 30.83 | 30.5842 | 1.38 | 2.12 | -35.8 | -1.7158 | -5.83 | 0.69
2025 |  | 74.79 | 31.54 | 31.2874 | 1.41 | 2.17 | -37.13 | -2.2626 | -7.69 | 0.71
2026 |  | 76.51 | 32.27 | 32.0084 | 1.44 | 2.22 | -37.13 | -1.4616 | -4.97 | 0.73
2027 |  | 78.27 | 33.01 | 32.744 | 1.47 | 2.27 | -38.45 | -1.966 | -6.68 | 0.75
2028 |  | 80.15 | 33.8 | 33.5296 | 1.51 | 2.32 | -38.45 | -1.0904 | -3.71 | 0.77
2029 |  | 82.07 | 34.61 | 34.3329 | 1.55 | 2.38 | -39.78 | -1.5171 | -5.16 | 0.79
2030 |  | 83.96 | 35.41 | 35.1244 | 1.59 | 2.43 | -41.11 | -1.9656 | -6.68 | 0.81
2031 |  | 85.89 | 36.22 | 35.9307 | 1.63 | 2.49 |  | 40.0507 | 136.11 | 0.83
2032 |  | 87.87 | 37.05 | 36.7575 | 1.67 | 2.55 |  | 40.9775 | 139.26 | 0.85
2033 |  | 89.89 | 37.9 | 37.602 | 1.71 | 2.61 |  | 41.922 | 142.47 | 0.87
2034 |  | 91.96 | 38.77 | 38.4671 | 1.75 | 2.67 |  | 42.8871 | 145.75 | 0.89
2035 |  | 93.98 | 39.62 | 39.3116 | 1.79 | 2.73 |  | 43.8316 | 148.96 | 0.91
2036 |  | 96.05 | 40.49 | 40.1767 | 1.83 | 2.79 |  | 44.7967 | 152.24 | 0.93
2037 |  | 98.16 | 41.38 | 41.0594 | 1.87 | 2.85 |  | 45.7794 | 155.58 | 0.95
2038 |  | 100.42 | 42.33 | 42.004 | 1.91 | 2.92 |  | 46.834 | 159.16 | 0.97
2039 |  | 102.73 | 43.3 | 42.9691 | 1.95 | 2.99 |  | 47.9091 | 162.82 | 0.99
2040 |  | 105.09 | 44.3 | 43.9578 | 1.99 | 3.06 |  | 49.0078 | 166.55 | 1.01
2041 |  | 107.51 | 45.32 | 44.97 | 2.04 | 3.13 |  | 50.14 | 170.4 | 1.03
2042 |  | 109.98 | 46.36 | 46.0028 | 2.09 | 3.2 |  | 51.2928 | 174.32 | 1.05
Sources, Inputs and Assumptions
Source: | (c)(f) | Plant Costs - 2017 IRP Update - Table 5.4 & 5.5
| (a) | Plant capacity cost
| (b) | = (a) x 0.0528395063331536
| (d) | = ((b) + (c)) / (8.76 x 38.8%)
| (g) | = (d) + (f)
| (h) | Plant Costs - 2017 IRP Update - Table 5.4 & 5.5
2017 IRP Update Wyoming Wind Resource - 39% Capacity Factor
| Wind | Cost and Input Assumptions
2021 $ | 1288.7723 | Plant capacity cost |  |  |  |  | $/kW-yr
2017 $ | 26.2939 | Fixed O&M, plus on-going capital cost |  |  |  |  | $/kW-yr
2017 $ | 0.58601 | Integration Cost |  |  |  |  | $/MWH
2017 $ | 1.1816 | Variable O&M |  |  |  |  | $/MWH
2017 $ | -12.5013 | Tax Credit $/MWh |  |  |  |  | $/MWH | First Year real levelized
2017 $ | 1.7951 | Network Upgrade ($/MWh) |  |  |  |  | $/MWH
| 5.284% | Payment Factor
| 38.8% | Capacity Factor
Company Official Inflation Forecast Dated March 29, 2019
| 2017 | 2% |  | 2026 | 2.3% |  | 2035 | 2.2%
| 2018 | 2.3% |  | 2027 | 2.3% |  | 2036 | 2.2%
| 2019 | 2% |  | 2028 | 2.4% |  | 2037 | 2.2%
| 2020 | 2.2% |  | 2029 | 2.4% |  | 2038 | 2.3%
| 2021 | 2.4% |  | 2030 | 2.3% |  | 2039 | 2.3%
| 2022 | 2.4% |  | 2031 | 2.3% |  | 2040 | 2.3%
| 2023 | 2.4% |  | 2032 | 2.3% |  | 2041 | 2.3%
| 2024 | 2.4% |  | 2033 | 2.3% |  | 2042 | 2.3%
| 2025 | 2.3% |  | 2034 | 2.3% |  | 2043 | 2.3%