## Summary
Rocky Mountain Power
Estimated Individual Cost of Service by Usage Level and Private Generation Offset
Full Requirements | 0% | 10% |  | 25% |  | 50% |  | 75% |  | 100%
Monthly kWh | Cost of Service | Cost of Service | % Change from 0% Offset | Cost of Service | % Change from 0% Offset | Cost of Service | % Change from 0% Offset | Cost of Service | % Change from 0% Offset | Cost of Service | % Change from 0% Offset
500 | 59.3589 | 55.0406 | -7.275% | 48.6257 | -18.08% | 38.2826 | -35.51% | 29.1713 | -50.86% | 23.2169 | -60.89%
750 | 85.508 | 79.0306 | -7.575% | 69.4082 | -18.83% | 53.8936 | -36.97% | 40.2266 | -52.96% | 31.295 | -63.4%
1000 | 111.6571 | 103.0205 | -7.735% | 90.1906 | -19.23% | 69.5045 | -37.75% | 51.2819 | -54.07% | 39.3731 | -64.74%
1250 | 137.8062 | 127.0104 | -7.834% | 110.9731 | -19.47% | 85.1155 | -38.24% | 62.3372 | -54.76% | 47.4512 | -65.57%
1500 | 163.9553 | 151.0004 | -7.902% | 131.7556 | -19.64% | 100.7264 | -38.56% | 73.3925 | -55.24% | 55.5293 | -66.13%
1750 | 190.1044 | 174.9903 | -7.95% | 152.5381 | -19.76% | 116.3374 | -38.8% | 84.4478 | -55.58% | 63.6074 | -66.54%
2000 | 216.2535 | 198.9802 | -7.988% | 173.3205 | -19.85% | 131.9483 | -38.98% | 95.503 | -55.84% | 71.6855 | -66.85%
2500 | 268.5517 | 246.9601 | -8.04% | 214.8855 | -19.98% | 163.1702 | -39.24% | 117.6136 | -56.2% | 87.8417 | -67.29%
3000 | 320.8499 | 294.94 | -8.075% | 256.4504 | -20.07% | 194.3921 | -39.41% | 139.7242 | -56.45% | 103.9978 | -67.59%
Rocky Mountain Power
Monthly Billing Comparison
Schedule 136 - State of Utah
Bill Savings from Proposed Demand Focused TOU Schedule 5 Rates for New Residential NEM Customers
% of DG Production to Full Requirements Energy Usage
Full Requirements | 0% | 0% |  | 10% |  | 25% |  | 50% |  | 75% |  | 100%
Monthly kWh | Present | Proposed | % Change | Proposed | % Change | Proposed | % Change | Proposed | % Change | Proposed | % Change | Proposed | % Change
500 | 55.3867 | 49.98 | -9.762% | 48.04 | -13.26% | 45.13 | -18.52% | 40.29 | -27.26% | 35.45 | -36% | 30.6 | -44.75%
750 | 84.6333 | 77.07 | -8.937% | 65.45 | -22.67% | 61.1 | -27.81% | 53.83 | -36.4% | 46.57 | -44.97% | 30.6 | -63.84%
1000 | 113.88 | 95.45 | -16.18% | 91.58 | -19.58% | 77.07 | -32.32% | 67.38 | -40.83% | 57.69 | -49.34% | 39.31 | -65.48%
1250 | 146.3167 | 113.84 | -22.2% | 108.99 | -25.51% | 101.73 | -30.47% | 80.93 | -44.69% | 68.82 | -52.97% | 48.01 | -67.19%
1500 | 178.7592 | 132.23 | -26.03% | 126.42 | -29.28% | 117.7 | -34.16% | 94.47 | -47.15% | 79.94 | -55.28% | 56.71 | -68.28%
1750 | 211.2017 | 150.62 | -28.68% | 143.83 | -31.9% | 133.67 | -36.71% | 108.01 | -48.86% | 82.36 | -61% | 65.41 | -69.03%
2000 | 243.6442 | 177.7 | -27.07% | 161.25 | -33.82% | 149.64 | -38.58% | 121.56 | -50.11% | 93.49 | -61.63% | 74.11 | -69.58%
2500 | 308.5233 | 214.48 | -30.48% | 204.79 | -33.62% | 181.56 | -41.15% | 148.64 | -51.82% | 115.73 | -62.49% | 82.82 | -73.16%
3000 | 373.4083 | 251.25 | -32.71% | 239.63 | -35.83% | 213.49 | -42.83% | 175.74 | -52.94% | 137.98 | -63.05% | 100.22 | -73.16%
Rocky Mountain Power
Monthly Billing Comparison
Schedule 136 - State of Utah
Bill Savings from Proposed Energy Focused TOU Schedule 5 Rates for New Residential NEM Customers
% of DG Production to Full Requirements Energy Usage
Full Requirements | 0% | 0% |  | 10% |  | 25% |  | 50% |  | 75% |  | 100%
Monthly kWh | Present | Proposed | % Change | Proposed | % Change | Proposed | % Change | Proposed | % Change | Proposed | % Change | Proposed | % Change
500 | 55.3867 | 76.21 | 37.6% | 69.43 | 25.36% | 59.25 | 6.975% | 42.28 | -23.66% | 25.32 | -54.29% | 13.2 | -76.17%
750 | 84.6333 | 107.72 | 27.28% | 97.54 | 15.25% | 82.27 | -2.792% | 56.83 | -32.85% | 31.37 | -62.93% | 13.2 | -84.4%
1000 | 113.88 | 139.22 | 22.25% | 125.65 | 10.34% | 105.29 | -7.543% | 71.36 | -37.34% | 37.44 | -67.12% | 13.2 | -88.41%
1250 | 146.3167 | 170.73 | 16.69% | 153.77 | 5.094% | 128.32 | -12.3% | 85.91 | -41.28% | 43.49 | -70.28% | 13.2 | -90.98%
1500 | 178.7592 | 202.24 | 13.14% | 181.88 | 1.746% | 151.34 | -15.34% | 100.45 | -43.81% | 49.56 | -72.28% | 13.2 | -92.62%
1750 | 211.2017 | 233.74 | 10.67% | 209.99 | -0.5737% | 174.37 | -17.44% | 114.99 | -45.55% | 55.61 | -73.67% | 13.2 | -93.75%
2000 | 243.6442 | 265.25 | 8.868% | 238.11 | -2.271% | 197.39 | -18.98% | 129.53 | -46.84% | 61.67 | -74.69% | 13.2 | -94.58%
2500 | 308.5233 | 328.26 | 6.397% | 294.33 | -4.6% | 243.44 | -21.1% | 158.61 | -48.59% | 73.79 | -76.08% | 13.2 | -95.72%
3000 | 373.4083 | 391.27 | 4.783% | 350.56 | -6.119% | 289.49 | -22.47% | 187.69 | -49.74% | 85.91 | -76.99% | 13.2 | -96.46%
Rocky Mountain Power
Monthly Billing Comparison
Schedule 136 - State of Utah
Bill Savings from Proposed Energy Focused TOU Schedule 5 Rates for New Residential NEM Customers with Higher Basic Charge
% of DG Production to Full Requirements Energy Usage
Full Requirements | 0% | 0% |  | 10% |  | 25% |  | 50% |  | 75% |  | 100%
Monthly kWh | Present | Proposed | % Change | Proposed | % Change | Proposed | % Change | Proposed | % Change | Proposed | % Change | Proposed | % Change
500 | 55.3867 | 73.67 | 33.01% | 68.83 | 24.27% | 61.57 | 11.16% | 49.49 | -10.65% | 37.4 | -32.47% | 28.2 | -49.09%
750 | 84.6333 | 96.4 | 13.9% | 89.14 | 5.325% | 78.26 | -7.531% | 60.13 | -28.95% | 41.99 | -50.39% | 28.2 | -66.68%
1000 | 113.88 | 119.13 | 4.61% | 109.46 | -3.881% | 94.96 | -16.61% | 70.77 | -37.86% | 46.58 | -59.1% | 28.2 | -75.24%
1250 | 146.3167 | 141.87 | -3.039% | 129.77 | -11.31% | 111.64 | -23.7% | 81.41 | -44.36% | 51.18 | -65.02% | 28.2 | -80.73%
1500 | 178.7592 | 164.6 | -7.921% | 150.09 | -16.04% | 128.33 | -28.21% | 92.06 | -48.5% | 55.78 | -68.8% | 28.2 | -84.22%
1750 | 211.2017 | 187.33 | -11.3% | 170.4 | -19.32% | 145.02 | -31.34% | 102.7 | -51.37% | 60.37 | -71.42% | 28.2 | -86.65%
2000 | 243.6442 | 210.08 | -13.78% | 190.73 | -21.72% | 161.7 | -33.63% | 113.34 | -53.48% | 64.97 | -73.33% | 28.2 | -88.43%
2500 | 308.5233 | 255.54 | -17.17% | 231.36 | -25.01% | 195.09 | -36.77% | 134.63 | -56.36% | 74.17 | -75.96% | 28.2 | -90.86%
3000 | 373.4083 | 301.01 | -19.39% | 271.99 | -27.16% | 228.46 | -38.82% | 155.91 | -58.25% | 83.35 | -77.68% | 28.2 | -92.45%

## Chart
1,000 kWh Customer | Private Generation Offset
| 10% | 25% | 50% | 75% | 100%
Change in COS | -7.735% | -19.23% | -37.75% | -54.07% | -64.74%
Demand Focused TOU Bill Savings | -19.58% | -32.32% | -40.83% | -49.34% | -65.48%
Energy Focused TOU Bill Savings | 10.34% | -7.543% | -37.34% | -67.12% | -88.41%
Energy Focused TOU Bill Savings | -3.881% | -16.61% | -37.86% | -59.1% | -75.24%
Schedule 1 | -10.28% | -25.68% | -51.36% | -73.98% | -92.7%

## Table
| 59.3589 | 0 | 0.1 | 0.25 | 0.5 | 0.75 | 1
0 | 500 | 59.3589 | 55.0406 | 48.6257 | 38.2826 | 29.1713 | 23.2169
500 | 750 | 85.508 | 79.0306 | 69.4082 | 53.8936 | 40.2266 | 31.295
| 1000 | 111.6571 | 103.0205 | 90.1906 | 69.5045 | 51.2819 | 39.3731
| 1250 | 137.8062 | 127.0104 | 110.9731 | 85.1155 | 62.3372 | 47.4512
| 1500 | 163.9553 | 151.0004 | 131.7556 | 100.7264 | 73.3925 | 55.5293
| 1750 | 190.1044 | 174.9903 | 152.5381 | 116.3374 | 84.4478 | 63.6074
| 2000 | 216.2535 | 198.9802 | 173.3205 | 131.9483 | 95.503 | 71.6855
| 2500 | 268.5517 | 246.9601 | 214.8855 | 163.1702 | 117.6136 | 87.8417
| 3000 | 320.8499 | 294.94 | 256.4504 | 194.3921 | 139.7242 | 103.9978

## Unit Costs
Unit Costs @ Earned ROR
Rocky Mountain Power
Cost Of Service By Rate Schedule
State of Utah
2010 Protocol (Non Wgt)
12 Months Ended Dec 2015
7.56% = Earned Return on Rate Base
| Description | Residential Sch 1
14 | UNITS
15 | NCP kW | 56478512.3188
16 | Annual KWH | 6547168078.9402
17 | Average Customers | 754063.1471
18 | Load Factor | 15.88%
19 | CP Load Factor | 63.44%
20
21 | PTDRM TOTAL | 39.14%
22 | Revenue Requirement | 753155621.6429
23 | Per NCP kW | 13.3353
24 | Per KWH | 0.11504
25 | Per Customer | 998.7965
26
27 | PRODUCTION-TOTAL | 33.64%
28 | Revenue Requirement | 436454632.223
29 | Per NCP kW | 7.7278
30 | Per KWH | 0.066663
31 | Per Customer | 578.8038
32
33 | PRODUCTION-DEMAND | 38.49%
34 | Revenue Requirement | 240485452.5449
35 | Per NCP kW | 4.258
36 | Per KWH | 0.036731
37 | Per Customer | 318.9195
38
39 | PRODUCTION-ENERGY | 29.14%
40 | Revenue Requirement | 195969179.678
41 | Per NCP kW | 3.4698
42 | Per KWH | 0.029932
43 | Per Customer | 259.8843
44
45 | TRANSMISSION-TOTAL | 36.29%
46 | Revenue Requirement | 102396864.9056
47 | Per NCP kW | 1.813
48 | Per KWH | 0.01564
49 | Per Customer | 135.7935
50
51 | TRANSMISSION-DEMAND | 38.66%
52 | Revenue Requirement | 83200306.7063
53 | Per NCP kW | 1.4731
54 | Per KWH | 0.012708
55 | Per Customer | 110.336
56
57 | TRANSMISSION-ENERGY | 28.67%
58 | Revenue Requirement | 19196558.1993
59 | Per NCP kW | 0.33989
60 | Per KWH | 0.002932
61 | Per Customer | 25.4575
62
63 | DISTRIBUTION-TOTAL | 59.69%
64 | Revenue Requirement | 180740302.3454
65 | Per NCP kW | 3.2002
66 | Per KWH | 0.027606
67 | Per Customer | 239.6886
68
69 | DISTRIBUTION-SUBSTATION | 52.19%
70 | Revenue Requirement | 23517484.5387
71 | Per NCP kW | 0.4164
72 | Per KWH | 0.003592
73 | Per Customer | 31.1877
74
75 | DISTRIBUTION- P & C | 57.13%
76 | Revenue Requirement | 88648615.7355
77 | Per NCP kW | 1.5696
78 | Per KWH | 0.01354
79 | Per Customer | 117.5613
80
81 | DISTRIBUTION-TRANSFORMER | 61.23%
82 | Revenue Requirement | 38246910.9959
83 | Per NCP kW | 0.67719
84 | Per KWH | 0.0058417
85 | Per Customer | 50.7211
86
87 | DISTRIBUTION-SERVICE | 76.65%
88 | Revenue Requirement | 24340147.6551
89 | Per NCP kW | 0.43096
90 | Per KWH | 0.0037177
91 | Per Customer | 32.2787
92
93 | DISTRIBUTION-METER | 71.65%
94 | Revenue Requirement | 5987143.4203
95 | Per NCP kW | 0.10601
96 | Per KWH | 0.00091446
97 | Per Customer | 7.9398
98
99 | RETAIL-TOTAL | 90.25%
100 | Revenue Requirement | 30142586.4255
101 | Per NCP kW | 0.5337
102 | Per KWH | 0.0046039
103 | Per Customer | 39.9736
104
105 | MISC - Total | 41.17%
106 | Revenue Requirement | 3421235.7433
107 | Per NCP kW | 0.060576
108 | Per KWH | 0.00052255
109 | Per Customer | 4.5371

## Sec-Pri Split
979 | A |  | B | C | E
980 | FERC ACCT |  | DESCRIPTION | COS Factor | Residential Sch 1
981
994 | 364 | Poles, Towers & Fixtures
995 |  |  | Demand Primary | F20 | 173621570.1771
996 |  |  | Demand Secondary | F22 | 907041.4249
997 |  |  | Assigned | A | 0
998 |  |  |  |  | 174528611.602
999 | 365 | Overhead Conductors
1000 |  |  | Demand Primary | F20 | 67634620.7769
1001 |  |  | Demand Secondary | F22 | 76492742.2819
1002 |  |  | Assigned | A | 0
1003 |  |  |  |  | 144127363.0588
1004 | 366 | Underground Conduit
1005 |  |  | Demand Primary | F20 | 56161750.4797
1006 |  |  | Demand Secondary | F22 | 64802810.061
1007 |  |  | Assigned | A | 0
1008 |  |  |  |  | 120964560.5407
1009 | 367 | Underground Conductors
1010 |  |  | Demand Primary | F20 | 171260796.1499
1011 |  |  | Demand Secondary | F22 | 142468882.7437
1012 |  |  | Assigned | A | 0
1013 |  |  |  |  | 313729678.8937
|  | Total Primary Plant - Poles & Conductor |  |  | 468678737.5837 | 62.21%
|  | Total Secondary Plant - Poles & Conductor |  |  | 284671476.5116 | 37.79%
|  | Total Plant - Poles & Conductor |  |  | 753350214.0952

## COS Factors
PACIFICORP ELECTRIC OPERATIONS
2015 MERGED COMPANY COINCIDENT LOADS AT SALES
STATE OF UTAH
Month : | 2015-01-01 | 2015-02-01 | 2015-03-04 | 2015-04-04 | 2015-05-05 | 2015-06-05 | 2015-07-06 | 2015-08-06 | 2015-09-06 | 2015-10-07 | 2015-11-07 | 2015-12-08
Peak Date : | 2 | 23 | 4 | 15 | 31 | 30 | 1 | 13 | 1 | 1 | 30 | 14
Peak Time MST : | 19:00 | 09:00 | 09:00 | 09:00 | 19:00 | 18:00 | 16:00 | 18:00 | 17:00 | 18:00 | 19:00 | 19:00 | Total | COS
_ | bar: 2015-01-01 to 2015-12-08
Individual Customer | 1.1781 | 0.73393 | 0.71994 | 0.59371 | 1.2033 | 1.5301 | 1.8397 | 1.6668 | 1.397 | 1.4972 | 1.0756 | 1.1742 | 14.6096 | 296.6343
Overall Residential Class | 1285557 | 800862 | 785592 | 647848 | 1312997 | 1669683 | 2007440 | 1818855 | 1524418 | 1633741 | 1173733 | 1281230 | 15941956 | 323685759.2512
PACIFICORP ELECTRIC OPERATIONS
2015 DISTRIBUTION PEAKS AT SALES
STATE OF UTAH
Month : | 2015-01-01 | 2015-02-01 | 2015-03-04 | 2015-04-04 | 2015-05-05 | 2015-06-05 | 2015-07-06 | 2015-08-06 | 2015-09-06 | 2015-10-07 | 2015-11-07 | 2015-12-08
Peak Date : | 2 | 23 | 3 | 29 | 31 | 29 | 1 | 25 | 1 | 1 | 30 | 16
Peak Time MST : | 20:00 | 19:00 | 19:00 | 15:00 | 19:00 | 17:00 | 18:00 | 16:00 | 17:00 | 18:00 | 19:00 | 19:00 | Total | COS
_ | bar: 2015-01-01 to 2015-12-08
Individual Customer | 1.2255 | 0.95536 | 1.1791 | 0.52826 | 1.2033 | 1.5106 | 2.1 | 1.5591 | 1.397 | 1.4972 | 1.0756 | 1.1882
Substation Peaks | 5.1 | 0.1 | 0.1 | 2.1 | 3.1 | 137.1 | 19.1 | 7.1 | 6.1 | 3.1 | 1.1 | 14.1
Weighted DCP | 6.2502 | 0.095536 | 0.11791 | 1.1094 | 3.7301 | 207.1014 | 40.1097 | 11.0697 | 8.5218 | 4.6413 | 1.1832 | 16.7539 | 300.6841 | 72.0935
Overall Residential Class | 1337289 | 1042484 | 1286585 | 576440 | 1312997 | 1648344 | 2291491 | 1701296 | 1524418 | 1633741 | 1173733 | 1296577
Weighted DCP | 6820173.9 | 104248.4 | 128658.5 | 1210524 | 4070290.7 | 225987962.4 | 43767478.1 | 12079201.6 | 9298949.8 | 5064597.1 | 1291106.3 | 18281735.7 | 328104926.5 | 78668091.1677
PACIFICORP ELECTRIC OPERATIONS
2015 MWH AT SALES
STATE OF UTAH
Month : | 2015-01-01 | 2015-02-01 | 2015-03-04 | 2015-04-04 | 2015-05-05 | 2015-06-05 | 2015-07-06 | 2015-08-06 | 2015-09-06 | 2015-10-07 | 2015-11-07 | 2015-12-08 | Total | COS
_ | bar: 2015-01-01 to 2015-12-08
Individual Customer | 0.53177 | 0.41067 | 0.48785 | 0.38449 | 0.37185 | 0.48951 | 0.75397 | 0.66333 | 0.45099 | 0.43427 | 0.45652 | 0.5648 | 6 | 197.1836
Overall Residential Class | 580261.8598 | 448122.49 | 532342.095 | 419548.131 | 405757.252 | 534145.597 | 822731.364 | 723818.946 | 492114.571 | 473870.621 | 498149.956 | 616305.1961 | 6547168.0789 | 215165737.8773
PACIFICORP ELECTRIC OPERATIONS
2015 NONCOINCIDENT PEAKS AT SALES
STATE OF UTAH
Month : | 2015-01-01 | 2015-02-01 | 2015-03-04 | 2015-04-04 | 2015-05-05 | 2015-06-05 | 2015-07-06 | 2015-08-06 | 2015-09-06 | 2015-10-07 | 2015-11-07 | 2015-12-08 | Max | COS
_ | bar: 2015-01-01 to 2015-12-08
Individual Customer | 4.6238 | 3.6821 | 3.5412 | 3.5961 | 3.604 | 3.4633 | 3.6606 | 3.7634 | 3.4371 | 3.7091 | 3.9181 | 4.1713 | 4.6238 | 61.6668
Overall Residential Class | 4520135.5765 | 4251847.6561 | 4239704.3224 | 4289549.9315 | 4505005.0272 | 5304542.7235 | 5379426.3922 | 5310877.1241 | 5002954.0553 | 4488801.4754 | 4452258.4255 | 4733409.6092 | 5379426.3922 | 71744920.1024
PACIFICORP ELECTRIC OPERATIONS
EXPORTED MWH AT SALES
STATE OF UTAH
Month : | 2015-01-01 | 2015-02-01 | 2015-03-04 | 2015-04-04 | 2015-05-05 | 2015-06-05 | 2015-07-06 | 2015-08-06 | 2015-09-06 | 2015-10-07 | 2015-11-07 | 2015-12-08 | Total | COS
_ | bar: 2015-01-01 to 2015-12-08
Individual Customer | 0 | 0 | 0 | 0 | 0 | 0 | 0 | 0 | 0 | 0 | 0 | 0 | 0 | 0
Overall Residential Class | 0 | 0 | 0 | 0 | 0 | 0 | 0 | 0 | 0 | 0 | 0 | 0 | 0 | 0
Excess NEM Value | [12 empty] | 26.8537
Customer-Related Costs | [13 empty] | 84.7291
Total Individual COS | [13 empty] | 712.3074

## NCP
PACIFICORP ELECTRIC OPERATIONS
2015 NONCOINCIDENT PEAKS AT SALES
STATE OF UTAH
Month : | 2015-01-01 | 2015-02-01 | 2015-03-04 | 2015-04-04 | 2015-05-05 | 2015-06-05 | 2015-07-06 | 2015-08-06 | 2015-09-06 | 2015-10-07 | 2015-11-07 | 2015-12-08
_ | bar: 2015-01-01 to 2015-12-08
Sch 001 Delivered | 29768.1388 | 24700.3319 | 24657.0331 | 26218.2364 | 27527.1684 | 27914.7755 | 31348.208 | 34143.0271 | 32888.1655 | 37726.0964 | 42441.0225 | 48530.2513
Rocky Mountain Power - State of Utah
Normalized Actual Monthly Customers
Schedule | 201501 | 201502 | 201503 | 201504 | 201505 | 201506 | 201507 | 201508 | 201509 | 201510 | 201511 | 201512 | Annual Average
135 | 3294.8667 | 3433.1 | 3563.4667 | 3731.2333 | 3908.9667 | 4125 | 4382.7 | 4643.0333 | 4897.0667 | 5205.4 | 5543.5667 | 5954.2 | 4390
PACIFICORP ELECTRIC OPERATIONS
2015 NONCOINCIDENT PEAKS AT SALES PER CUSTOMER
STATE OF UTAH
Month : | 2015-01-01 | 2015-02-01 | 2015-03-04 | 2015-04-04 | 2015-05-05 | 2015-06-05 | 2015-07-06 | 2015-08-06 | 2015-09-06 | 2015-10-07 | 2015-11-07 | 2015-12-08
_ | bar: 2015-01-01 to 2015-12-08
Sch 001 Delivered | 9.0347 | 7.1948 | 6.9194 | 7.0267 | 7.0421 | 6.7672 | 7.1527 | 7.3536 | 6.7159 | 7.2475 | 7.6559 | 8.1506
Pre-Solar Size | 2015-01-01: 11723.8165
Source: Exhibit RMP_RMM-4 Residential Full requirements Usage

## Net Profile
| On-Peak |  | Off-Peak |  | Total |  |  |  |  | Net Profile |  | Date | 1 | 2 | 3 | 4 | 5 | 6 | 7 | 8 | 9 | 10 | 11 | 12 | 13 | 14 | 15 | 16 | 17 | 18 | 19 | 20 | 21 | 22 | 23 | 24 | Total | Month | Holiday | DayCode1 | DayCode2 | Season | MaxKW | Exports
Month | kW | kWh | kW | kWh | kW | Exported Energy | Delivered Energy | Net Energy | Season | Average Monthly Usage | 500 | 2015-01-01 | 0.92131 | 0.75263 | 0.71901 | 0.7058 | 0.71763 | 0.72315 | 0.74214 | 0.77494 | 0.85304 | 0.887 | 0.9147 | 0.87681 | 0.93127 | 0.9206 | 0.84524 | 0.86483 | 0.939 | 1.0958 | 1.1849 | 1.2002 | 1.1866 | 1.1115 | 1.0184 | 0.8061 | 21.6926 | 1 | Yes | Off | 1Off | W | 1.2002 | 0
1 | 1.2255 | 118.1527 | 1.2002 | 413.6148 | 1.2255 | 0 | 531.7675 | 531.7675 | W | % Offset | 0% | 2015-01-02 | 0.73305 | 0.65215 | 0.63877 | 0.63909 | 0.65167 | 0.6775 | 0.73897 | 0.8261 | 0.77906 | 0.81835 | 0.83293 | 0.90026 | 0.88334 | 0.82184 | 0.78891 | 0.78021 | 0.8283 | 1.0144 | 1.1781 | 1.2255 | 1.1708 | 1.0888 | 0.95951 | 0.79083 | 20.4185 | 1 | No | On | 1On | W | 1.2255 | 0
2 | 0.96164 | 89.8919 | 0.98272 | 320.7795 | 0.98272 | 0 | 410.6714 | 410.6714 | W | 2015 |  | 2015-01-03 | 0.71446 | 0.65072 | 0.61518 | 0.60774 | 0.6032 | 0.62866 | 0.65205 | 0.73467 | 0.80094 | 0.87159 | 0.89833 | 0.88701 | 0.856 | 0.84189 | 0.80843 | 0.83811 | 0.93241 | 1.1157 | 1.1162 | 1.0976 | 1.1198 | 1.0477 | 0.94537 | 0.82628 | 20.21 | 1 | No | Off | 1Off | W | 1.1162 | 0
3 | 1.1791 | 114.8372 | 1.1321 | 373.0153 | 1.1791 | 0 | 487.8525 | 487.8525 | W |  |  | 2015-01-04 | 0.66057 | 0.61299 | 0.61447 | 0.57911 | 0.5938 | 0.62411 | 0.64885 | 0.69766 | 0.78191 | 0.78008 | 0.81215 | 0.78624 | 0.85922 | 0.75718 | 0.81896 | 0.83266 | 0.95377 | 1.101 | 1.1746 | 1.1246 | 1.13 | 1.0164 | 0.87439 | 0.67365 | 19.5083 | 1 | No | Off | 1Off | W | 1.1746 | 0
4 | 0.83584 | 91.9309 | 0.79025 | 292.5542 | 0.83584 | 0 | 384.4851 | 384.4851 | W |  |  | 2015-01-05 | 0.55617 | 0.50347 | 0.50388 | 0.4778 | 0.53152 | 0.56359 | 0.70691 | 0.81412 | 0.75275 | 0.67499 | 0.66785 | 0.66921 | 0.68633 | 0.69986 | 0.67281 | 0.65212 | 0.81209 | 1.0131 | 1.1444 | 1.0178 | 1.0468 | 0.97993 | 0.81044 | 0.64076 | 17.5988 | 1 | No | On | 1On | W | 1.1444 | 0
5 | 0.72696 | 57.3837 | 1.2033 | 314.4631 | 1.2033 | 0 | 371.8468 | 371.8468 | S |  |  | 2015-01-06 | 0.5937 | 0.48535 | 0.48595 | 0.48786 | 0.50329 | 0.53785 | 0.69054 | 0.80505 | 0.697 | 0.61955 | 0.64642 | 0.61891 | 0.63687 | 0.57691 | 0.59726 | 0.58746 | 0.68943 | 0.85056 | 0.99673 | 0.94658 | 1.0155 | 0.90278 | 0.77378 | 0.61297 | 16.3582 | 1 | No | On | 1On | W | 0.99673 | 0
6 | 1.5612 | 114.7515 | 1.5433 | 374.7538 | 1.5612 | 0 | 489.5053 | 489.5053 | S |  |  | 2015-01-07 | 0.52885 | 0.50744 | 0.49527 | 0.48091 | 0.51712 | 0.54593 | 0.65457 | 0.73091 | 0.67758 | 0.60391 | 0.5923 | 0.62766 | 0.5433 | 0.55482 | 0.66646 | 0.63276 | 0.71417 | 0.86418 | 0.9923 | 0.96934 | 0.97066 | 0.95303 | 0.78612 | 0.6577 | 16.2673 | 1 | No | On | 1On | W | 0.9923 | 0
7 | 2.1788 | 156.1558 | 2.1534 | 597.8173 | 2.1788 | 0 | 753.973 | 753.973 | S |  |  | 2015-01-08 | 0.54796 | 0.50964 | 0.49732 | 0.48535 | 0.51865 | 0.53811 | 0.6525 | 0.77704 | 0.69495 | 0.64285 | 0.60609 | 0.61041 | 0.57952 | 0.5889 | 0.57619 | 0.60467 | 0.7536 | 0.84326 | 1.0107 | 0.92087 | 0.96655 | 0.95422 | 0.78214 | 0.59011 | 16.2516 | 1 | No | On | 1On | W | 1.0107 | 0
8 | 1.8836 | 143.1865 | 1.7378 | 520.1405 | 1.8836 | 0 | 663.327 | 663.327 | S |  |  | 2015-01-09 | 0.5098 | 0.47324 | 0.48996 | 0.46267 | 0.50249 | 0.53524 | 0.63254 | 0.73518 | 0.71018 | 0.63785 | 0.60785 | 0.63705 | 0.67571 | 0.61579 | 0.6017 | 0.63117 | 0.69473 | 0.84543 | 0.93276 | 0.94364 | 0.87751 | 0.85283 | 0.74124 | 0.64691 | 15.9935 | 1 | No | On | 1On | W | 0.94364 | 0
9 | 1.4901 | 99.2394 | 1.3412 | 351.7476 | 1.4901 | 0 | 450.987 | 450.987 | S |  |  | 2015-01-10 | 0.5516 | 0.5159 | 0.5102 | 0.49749 | 0.51468 | 0.53222 | 0.60005 | 0.60626 | 0.67346 | 0.77886 | 0.82213 | 0.8691 | 0.79935 | 0.78972 | 0.75924 | 0.79622 | 0.87006 | 0.99321 | 1.0187 | 0.98591 | 0.89954 | 0.84635 | 0.76481 | 0.63761 | 17.6327 | 1 | No | Off | 1Off | W | 1.0187 | 0
10 | 1.4972 | 108.313 | 1.1349 | 325.9548 | 1.4972 | 0 | 434.2677 | 434.2677 | W |  |  | 2015-01-11 | 0.54039 | 0.50142 | 0.47345 | 0.46879 | 0.47353 | 0.48079 | 0.51747 | 0.60337 | 0.71307 | 0.72219 | 0.83674 | 0.81531 | 0.82737 | 0.7997 | 0.75763 | 0.80347 | 0.86895 | 0.93246 | 1.0501 | 1.0279 | 0.95122 | 0.90447 | 0.75696 | 0.57199 | 17.3987 | 1 | No | Off | 1Off | W | 1.0501 | 0
11 | 1.0935 | 101.2796 | 1.0826 | 355.2383 | 1.0935 | 0 | 456.5179 | 456.5179 | W |  |  | 2015-01-12 | 0.48204 | 0.46192 | 0.45663 | 0.44331 | 0.48497 | 0.51969 | 0.61932 | 0.76938 | 0.72337 | 0.7083 | 0.66482 | 0.68779 | 0.67408 | 0.68163 | 0.68388 | 0.73117 | 0.7983 | 0.99008 | 1.078 | 1.0195 | 0.99535 | 0.95161 | 0.78656 | 0.60215 | 17.014 | 1 | No | On | 1On | W | 1.078 | 0
12 | 1.2455 | 134.2466 | 1.271 | 430.5519 | 1.271 | 0 | 564.7986 | 564.7986 | W |  |  | 2015-01-13 | 0.53008 | 0.49755 | 0.46921 | 0.47224 | 0.50527 | 0.53361 | 0.6765 | 0.75791 | 0.69292 | 0.71934 | 0.71347 | 0.66788 | 0.64964 | 0.67083 | 0.66745 | 0.66587 | 0.72695 | 0.91138 | 1.0323 | 0.96254 | 1.0145 | 0.93379 | 0.79037 | 0.63354 | 16.8951 | 1 | No | On | 1On | W | 1.0323 | 0
Total | 15.879 | 1329.3688 | 15.5729 | 4670.6312 | 16.402 | 0 | 6000 | 6000 |  |  |  | 2015-01-14 | 0.53019 | 0.52705 | 0.50887 | 0.4986 | 0.52565 | 0.56556 | 0.65561 | 0.79005 | 0.72979 | 0.6629 | 0.73641 | 0.72519 | 0.72972 | 0.66896 | 0.67109 | 0.68997 | 0.81867 | 0.95356 | 1.0857 | 1.0418 | 1.0668 | 0.95447 | 0.82579 | 0.64579 | 17.6082 | 1 | No | On | 1On | W | 1.0857 | 0
[12 empty] | 2015-01-15 | 0.55293 | 0.53209 | 0.52205 | 0.55136 | 0.54567 | 0.5938 | 0.74528 | 0.77664 | 0.76625 | 0.65532 | 0.66343 | 0.64712 | 0.59634 | 0.68685 | 0.61959 | 0.67799 | 0.76226 | 0.90022 | 1.0007 | 0.95606 | 0.93429 | 0.92359 | 0.83419 | 0.65318 | 17.0972 | 1 | No | On | 1On | W | 1.0007 | 0
*On-peak periods with 60 minute interval: | [11 empty] | 2015-01-16 | 0.56296 | 0.51622 | 0.49521 | 0.49364 | 0.54028 | 0.5699 | 0.66738 | 0.76965 | 0.75699 | 0.70203 | 0.68963 | 0.70359 | 0.68228 | 0.65355 | 0.63846 | 0.72659 | 0.74537 | 0.93066 | 0.98886 | 0.9663 | 0.96412 | 0.96483 | 0.85741 | 0.77331 | 17.3592 | 1 | No | On | 1On | W | 0.98886 | 0
October - April 8:00 a.m. to 10:00 a.m., 3:00 p.m. to 8:00 p.m. Monday-Friday, except holidays. | [11 empty] | 2015-01-17 | 0.58491 | 0.53729 | 0.5259 | 0.50334 | 0.51541 | 0.56586 | 0.60124 | 0.68351 | 0.75491 | 0.82475 | 0.74978 | 0.77566 | 0.74523 | 0.69628 | 0.71304 | 0.70297 | 0.72632 | 0.85757 | 0.97275 | 0.94704 | 0.925 | 0.94076 | 0.82464 | 0.67354 | 17.3477 | 1 | No | Off | 1Off | W | 0.97275 | 0
May - September 3:00 p.m. to 8:00 p.m., Monday-Friday, except holidays. | [11 empty] | 2015-01-18 | 0.57496 | 0.54322 | 0.50208 | 0.47759 | 0.49542 | 0.50068 | 0.55498 | 0.60878 | 0.67976 | 0.69099 | 0.65893 | 0.66443 | 0.66401 | 0.68857 | 0.6858 | 0.68832 | 0.83403 | 0.91186 | 0.95242 | 0.94828 | 0.89253 | 0.84711 | 0.70666 | 0.5878 | 16.3592 | 1 | No | Off | 1Off | W | 0.95242 | 0
[12 empty] | 2015-01-19 | 0.51856 | 0.46627 | 0.45861 | 0.44153 | 0.44625 | 0.47079 | 0.52292 | 0.59798 | 0.6775 | 0.72539 | 0.72851 | 0.70971 | 0.70587 | 0.71748 | 0.73815 | 0.70813 | 0.77802 | 0.88226 | 0.97615 | 0.93021 | 0.91737 | 0.88389 | 0.72517 | 0.6019 | 16.3286 | 1 | No | On | 1On | W | 0.97615 | 0
[12 empty] | 2015-01-20 | 0.48235 | 0.47305 | 0.47361 | 0.45159 | 0.50372 | 0.54677 | 0.6288 | 0.72371 | 0.70695 | 0.65136 | 0.64114 | 0.60258 | 0.60445 | 0.66217 | 0.59229 | 0.62367 | 0.6937 | 0.85596 | 1.0093 | 0.99557 | 0.97738 | 0.93243 | 0.74031 | 0.62176 | 16.1946 | 1 | No | On | 1On | W | 1.0093 | 0
[12 empty] | 2015-01-21 | 0.51508 | 0.48596 | 0.50515 | 0.49128 | 0.52003 | 0.58965 | 0.73577 | 0.7799 | 0.69284 | 0.62462 | 0.60582 | 0.61113 | 0.62308 | 0.5622 | 0.56511 | 0.5907 | 0.68498 | 0.87297 | 0.98763 | 1.0044 | 0.95177 | 0.90739 | 0.76482 | 0.66416 | 16.3364 | 1 | No | On | 1On | W | 1.0044 | 0
[12 empty] | 2015-01-22 | 0.60737 | 0.58034 | 0.55053 | 0.53578 | 0.55933 | 0.57881 | 0.73387 | 0.8046 | 0.74433 | 0.6867 | 0.63024 | 0.66621 | 0.63941 | 0.60786 | 0.62091 | 0.66436 | 0.7887 | 0.85088 | 0.97297 | 1.0481 | 1.0052 | 0.96768 | 0.81444 | 0.65967 | 17.3183 | 1 | No | On | 1On | W | 1.0481 | 0
[12 empty] | 2015-01-23 | 0.58987 | 0.53695 | 0.52922 | 0.52571 | 0.5366 | 0.59363 | 0.70966 | 0.78895 | 0.75562 | 0.69687 | 0.68696 | 0.6669 | 0.6911 | 0.65693 | 0.61732 | 0.60994 | 0.66837 | 0.76995 | 0.93777 | 0.97636 | 0.90336 | 0.88355 | 0.81263 | 0.65112 | 16.7953 | 1 | No | On | 1On | W | 0.97636 | 0
[12 empty] | 2015-01-24 | 0.60006 | 0.56705 | 0.52988 | 0.51458 | 0.53111 | 0.53733 | 0.58148 | 0.66155 | 0.75107 | 0.79386 | 0.78145 | 0.82493 | 0.82023 | 0.79397 | 0.80339 | 0.80162 | 0.80045 | 0.82461 | 0.96622 | 0.95222 | 0.88463 | 0.91912 | 0.80261 | 0.63975 | 17.6832 | 1 | No | Off | 1Off | W | 0.96622 | 0
[12 empty] | 2015-01-25 | 0.58024 | 0.52711 | 0.49381 | 0.46918 | 0.48125 | 0.49089 | 0.53756 | 0.6418 | 0.7216 | 0.71229 | 0.77684 | 0.77543 | 0.81343 | 0.74503 | 0.66146 | 0.6714 | 0.82014 | 0.87341 | 0.99399 | 1.0086 | 0.9677 | 0.93672 | 0.77242 | 0.60265 | 17.0749 | 1 | No | Off | 1Off | W | 1.0086 | 0
[12 empty] | 2015-01-26 | 0.53639 | 0.48343 | 0.4819 | 0.45917 | 0.52475 | 0.55018 | 0.6837 | 0.77766 | 0.72016 | 0.6081 | 0.61233 | 0.58185 | 0.58563 | 0.56953 | 0.563 | 0.53061 | 0.60604 | 0.696 | 0.91446 | 0.93387 | 0.90525 | 0.872 | 0.76837 | 0.56759 | 15.532 | 1 | No | On | 1On | W | 0.93387 | 0
[12 empty] | 2015-01-27 | 0.52503 | 0.46654 | 0.45358 | 0.45353 | 0.47952 | 0.54767 | 0.65533 | 0.70454 | 0.65215 | 0.67961 | 0.64974 | 0.65715 | 0.60605 | 0.6181 | 0.63208 | 0.63725 | 0.67741 | 0.78894 | 0.96147 | 0.95545 | 0.89156 | 0.83533 | 0.76598 | 0.60986 | 15.9039 | 1 | No | On | 1On | W | 0.96147 | 0
[12 empty] | 2015-01-28 | 0.51782 | 0.43891 | 0.4323 | 0.4208 | 0.45267 | 0.48564 | 0.61711 | 0.63711 | 0.68887 | 0.60545 | 0.62199 | 0.59423 | 0.61456 | 0.61026 | 0.62117 | 0.68668 | 0.7711 | 0.89212 | 0.96878 | 0.8905 | 0.93641 | 0.94835 | 0.7798 | 0.61634 | 15.849 | 1 | No | On | 1On | W | 0.96878 | 0
[12 empty] | 2015-01-29 | 0.50945 | 0.47133 | 0.4356 | 0.44533 | 0.49275 | 0.52532 | 0.65389 | 0.69924 | 0.69684 | 0.62801 | 0.64492 | 0.59932 | 0.58743 | 0.57645 | 0.56631 | 0.63197 | 0.77158 | 0.83998 | 0.88252 | 0.91669 | 0.86508 | 0.86346 | 0.73247 | 0.55501 | 15.591 | 1 | No | On | 1On | W | 0.91669 | 0
[12 empty] | 2015-01-30 | 0.46325 | 0.42054 | 0.42102 | 0.42039 | 0.43668 | 0.48518 | 0.62391 | 0.73021 | 0.67392 | 0.62743 | 0.63153 | 0.62312 | 0.60855 | 0.61864 | 0.64849 | 0.70208 | 0.75911 | 0.80372 | 0.91361 | 0.9195 | 0.87978 | 0.85574 | 0.73987 | 0.62867 | 15.6349 | 1 | No | On | 1On | W | 0.9195 | 0
[12 empty] | 2015-01-31 | 0.52264 | 0.46893 | 0.45439 | 0.45094 | 0.45605 | 0.44569 | 0.50739 | 0.58758 | 0.71385 | 0.78493 | 0.80342 | 0.77672 | 0.73708 | 0.73559 | 0.73353 | 0.73422 | 0.7452 | 0.82133 | 0.94214 | 0.90936 | 0.88684 | 0.85628 | 0.76595 | 0.6746 | 16.5147 | 1 | No | Off | 1Off | W | 0.94214 | 0
[12 empty] | 2015-02-01 | 0.53977 | 0.47644 | 0.48216 | 0.47665 | 0.47556 | 0.4793 | 0.50751 | 0.59561 | 0.68774 | 0.67741 | 0.7319 | 0.73525 | 0.6634 | 0.66703 | 0.73575 | 0.74304 | 0.81 | 0.883 | 0.91252 | 0.95614 | 0.92201 | 0.86944 | 0.73472 | 0.54979 | 16.3121 | 2 | No | Off | 2Off | W | 0.95614 | 0
[12 empty] | 2015-02-02 | 0.45895 | 0.44403 | 0.41626 | 0.40702 | 0.43951 | 0.47026 | 0.58966 | 0.68925 | 0.61747 | 0.56708 | 0.53289 | 0.52959 | 0.51049 | 0.50577 | 0.56989 | 0.59321 | 0.62938 | 0.73377 | 0.8427 | 0.82449 | 0.84598 | 0.80239 | 0.65175 | 0.52297 | 14.1948 | 2 | No | On | 2On | W | 0.8427 | 0
[12 empty] | 2015-02-03 | 0.44543 | 0.41551 | 0.42761 | 0.38326 | 0.43911 | 0.47105 | 0.59365 | 0.66817 | 0.58778 | 0.56275 | 0.53216 | 0.51221 | 0.51217 | 0.51027 | 0.52041 | 0.55117 | 0.61665 | 0.70465 | 0.81544 | 0.81025 | 0.80451 | 0.7504 | 0.65849 | 0.51252 | 13.8056 | 2 | No | On | 2On | W | 0.81544 | 0
[12 empty] | 2015-02-04 | 0.44612 | 0.41253 | 0.39732 | 0.38174 | 0.39497 | 0.47142 | 0.55131 | 0.63145 | 0.60106 | 0.54641 | 0.5363 | 0.55348 | 0.50966 | 0.488 | 0.47581 | 0.53106 | 0.59347 | 0.71958 | 0.8233 | 0.82734 | 0.81779 | 0.84615 | 0.67352 | 0.55393 | 13.7837 | 2 | No | On | 2On | W | 0.82734 | 0
[12 empty] | 2015-02-05 | 0.49519 | 0.43728 | 0.37486 | 0.39753 | 0.40479 | 0.45336 | 0.58698 | 0.64445 | 0.60758 | 0.6271 | 0.57574 | 0.47876 | 0.46805 | 0.48965 | 0.4683 | 0.48778 | 0.58432 | 0.7177 | 0.82739 | 0.82876 | 0.7926 | 0.72443 | 0.65385 | 0.49247 | 13.6189 | 2 | No | On | 2On | W | 0.82876 | 0
[12 empty] | 2015-02-06 | 0.44318 | 0.38722 | 0.3802 | 0.39154 | 0.38758 | 0.41932 | 0.56165 | 0.65557 | 0.56498 | 0.52887 | 0.5232 | 0.55218 | 0.56152 | 0.564 | 0.53313 | 0.56887 | 0.64446 | 0.65942 | 0.75748 | 0.78964 | 0.7527 | 0.71903 | 0.65989 | 0.5541 | 13.5597 | 2 | No | On | 2On | W | 0.78964 | 0
[12 empty] | 2015-02-07 | 0.48243 | 0.41255 | 0.38629 | 0.38708 | 0.38178 | 0.38993 | 0.44858 | 0.52157 | 0.60093 | 0.69748 | 0.69481 | 0.60414 | 0.626 | 0.61397 | 0.58404 | 0.64446 | 0.65059 | 0.73506 | 0.82388 | 0.76001 | 0.75356 | 0.74475 | 0.65983 | 0.56324 | 14.1669 | 2 | No | Off | 2Off | W | 0.82388 | 0
[12 empty] | 2015-02-08 | 0.46966 | 0.39553 | 0.3908 | 0.37516 | 0.37041 | 0.40529 | 0.44698 | 0.53676 | 0.63775 | 0.66624 | 0.66544 | 0.67784 | 0.60316 | 0.55807 | 0.55888 | 0.59112 | 0.71357 | 0.71249 | 0.88457 | 0.91737 | 0.8819 | 0.83338 | 0.65863 | 0.52232 | 14.4733 | 2 | No | Off | 2Off | W | 0.91737 | 0
[12 empty] | 2015-02-09 | 0.45912 | 0.38694 | 0.35809 | 0.35855 | 0.3933 | 0.42142 | 0.58393 | 0.66438 | 0.61669 | 0.60303 | 0.61637 | 0.68973 | 0.63612 | 0.62987 | 0.60251 | 0.52084 | 0.62185 | 0.75883 | 0.85042 | 0.92016 | 0.89183 | 0.81045 | 0.6518 | 0.52457 | 14.5708 | 2 | No | On | 2On | W | 0.92016 | 0
[12 empty] | 2015-02-10 | 0.41061 | 0.38715 | 0.36315 | 0.37508 | 0.3989 | 0.44329 | 0.59038 | 0.64398 | 0.61867 | 0.59429 | 0.55511 | 0.58208 | 0.55592 | 0.56566 | 0.58813 | 0.58779 | 0.62163 | 0.68076 | 0.80263 | 0.8969 | 0.8638 | 0.79316 | 0.67491 | 0.54904 | 14.143 | 2 | No | On | 2On | W | 0.8969 | 0
[12 empty] | 2015-02-11 | 0.47269 | 0.43528 | 0.42514 | 0.43625 | 0.43751 | 0.46415 | 0.61438 | 0.69545 | 0.63794 | 0.59859 | 0.51155 | 0.50338 | 0.5305 | 0.51117 | 0.48141 | 0.52625 | 0.58656 | 0.70601 | 0.81822 | 0.85455 | 0.91274 | 0.8736 | 0.69978 | 0.57321 | 14.3063 | 2 | No | On | 2On | W | 0.85455 | 0
[12 empty] | 2015-02-12 | 0.45963 | 0.42721 | 0.42238 | 0.41853 | 0.44404 | 0.48029 | 0.58015 | 0.70728 | 0.6089 | 0.59865 | 0.58092 | 0.58699 | 0.51073 | 0.52469 | 0.52744 | 0.54669 | 0.593 | 0.65887 | 0.77758 | 0.82482 | 0.80518 | 0.79737 | 0.7253 | 0.54359 | 14.1502 | 2 | No | On | 2On | W | 0.82482 | 0
[12 empty] | 2015-02-13 | 0.47387 | 0.40592 | 0.42215 | 0.42091 | 0.44041 | 0.47606 | 0.59284 | 0.68797 | 0.67571 | 0.58989 | 0.59801 | 0.58347 | 0.52821 | 0.45802 | 0.50353 | 0.52664 | 0.58073 | 0.68355 | 0.72889 | 0.80645 | 0.78142 | 0.79148 | 0.7259 | 0.6249 | 14.1069 | 2 | No | On | 2On | W | 0.80645 | 0
[12 empty] | 2015-02-14 | 0.51423 | 0.43813 | 0.41221 | 0.41686 | 0.42409 | 0.44945 | 0.5042 | 0.67347 | 0.70889 | 0.71269 | 0.6569 | 0.62464 | 0.60502 | 0.56885 | 0.58114 | 0.62459 | 0.65556 | 0.69291 | 0.77681 | 0.7356 | 0.76595 | 0.78392 | 0.67202 | 0.55128 | 14.5494 | 2 | No | Off | 2Off | W | 0.77681 | 0
[12 empty] | 2015-02-15 | 0.47641 | 0.41747 | 0.3951 | 0.39149 | 0.40899 | 0.42893 | 0.45579 | 0.57396 | 0.6488 | 0.65278 | 0.63653 | 0.65122 | 0.62624 | 0.57902 | 0.62481 | 0.62056 | 0.70609 | 0.70615 | 0.80489 | 0.8166 | 0.81059 | 0.7907 | 0.71428 | 0.58357 | 14.5209 | 2 | No | Off | 2Off | W | 0.8166 | 0
[12 empty] | 2015-02-16 | 0.50128 | 0.43621 | 0.42903 | 0.4008 | 0.4128 | 0.44093 | 0.4941 | 0.59193 | 0.6574 | 0.66416 | 0.66133 | 0.68341 | 0.66797 | 0.71516 | 0.69276 | 0.69912 | 0.69013 | 0.80017 | 0.90501 | 0.93608 | 0.86691 | 0.812 | 0.74087 | 0.58387 | 15.4835 | 2 | Yes | Off | 2Off | W | 0.93608 | 0
[12 empty] | 2015-02-17 | 0.47516 | 0.43594 | 0.45337 | 0.43678 | 0.46587 | 0.51613 | 0.63496 | 0.6741 | 0.65348 | 0.65592 | 0.58807 | 0.61248 | 0.60233 | 0.54016 | 0.53878 | 0.54708 | 0.65366 | 0.72687 | 0.86151 | 0.90845 | 0.90946 | 0.87098 | 0.70795 | 0.56182 | 15.0313 | 2 | No | On | 2On | W | 0.90845 | 0
[12 empty] | 2015-02-18 | 0.5019 | 0.45663 | 0.44003 | 0.43657 | 0.45936 | 0.52619 | 0.59941 | 0.70647 | 0.66304 | 0.63991 | 0.55987 | 0.54421 | 0.50809 | 0.52241 | 0.50493 | 0.48736 | 0.54928 | 0.65159 | 0.80272 | 0.76606 | 0.79531 | 0.81714 | 0.73868 | 0.5518 | 14.229 | 2 | No | On | 2On | W | 0.80272 | 0
[12 empty] | 2015-02-19 | 0.45106 | 0.40806 | 0.38822 | 0.40757 | 0.43497 | 0.46818 | 0.60065 | 0.64721 | 0.61505 | 0.54618 | 0.50192 | 0.50434 | 0.47448 | 0.44275 | 0.44579 | 0.48123 | 0.52668 | 0.64853 | 0.74682 | 0.78322 | 0.79401 | 0.77261 | 0.69368 | 0.57071 | 13.3539 | 2 | No | On | 2On | W | 0.78322 | 0
[12 empty] | 2015-02-20 | 0.43386 | 0.38512 | 0.38836 | 0.38704 | 0.41322 | 0.45005 | 0.54894 | 0.62675 | 0.57736 | 0.61679 | 0.58182 | 0.5897 | 0.51474 | 0.53816 | 0.50554 | 0.51774 | 0.5605 | 0.63369 | 0.74232 | 0.79013 | 0.77788 | 0.74131 | 0.66259 | 0.59917 | 13.5828 | 2 | No | On | 2On | W | 0.79013 | 0
[12 empty] | 2015-02-21 | 0.49629 | 0.4505 | 0.4356 | 0.41897 | 0.43521 | 0.46227 | 0.53971 | 0.66442 | 0.72065 | 0.73388 | 0.74984 | 0.75186 | 0.74681 | 0.68436 | 0.69945 | 0.69353 | 0.78264 | 0.8279 | 0.86439 | 0.88513 | 0.90099 | 0.82307 | 0.73377 | 0.62234 | 16.1236 | 2 | No | Off | 2Off | W | 0.88513 | 0
[12 empty] | 2015-02-22 | 0.54345 | 0.48579 | 0.46808 | 0.51788 | 0.50735 | 0.51133 | 0.55789 | 0.63626 | 0.74411 | 0.74854 | 0.74461 | 0.76434 | 0.75647 | 0.68175 | 0.71083 | 0.74938 | 0.88316 | 0.88002 | 0.93892 | 0.98272 | 1.0218 | 0.96416 | 0.78618 | 0.62174 | 17.2067 | 2 | No | Off | 2Off | W | 0.98272 | 0
[12 empty] | 2015-02-23 | 0.52217 | 0.4934 | 0.49257 | 0.50227 | 0.52913 | 0.5568 | 0.71142 | 0.7822 | 0.73393 | 0.68284 | 0.6523 | 0.67111 | 0.6735 | 0.61586 | 0.61655 | 0.65214 | 0.73699 | 0.8759 | 0.95536 | 0.96164 | 0.93732 | 0.91032 | 0.76119 | 0.6233 | 16.6502 | 2 | No | On | 2On | W | 0.96164 | 0
[12 empty] | 2015-02-24 | 0.57204 | 0.50018 | 0.47912 | 0.48653 | 0.51603 | 0.54342 | 0.67895 | 0.77976 | 0.65213 | 0.62378 | 0.59391 | 0.59923 | 0.56091 | 0.57588 | 0.54052 | 0.56196 | 0.62031 | 0.70073 | 0.82482 | 0.90061 | 0.89995 | 0.83435 | 0.68363 | 0.53946 | 15.2682 | 2 | No | On | 2On | W | 0.90061 | 0
[12 empty] | 2015-02-25 | 0.47629 | 0.4648 | 0.44762 | 0.45213 | 0.46221 | 0.48973 | 0.59676 | 0.6193 | 0.55161 | 0.56564 | 0.53126 | 0.55552 | 0.53769 | 0.48752 | 0.51092 | 0.60538 | 0.58082 | 0.67139 | 0.73924 | 0.82282 | 0.82089 | 0.77711 | 0.72152 | 0.54813 | 14.0363 | 2 | No | On | 2On | W | 0.82282 | 0
[12 empty] | 2015-02-26 | 0.45172 | 0.43137 | 0.42806 | 0.4256 | 0.45375 | 0.51303 | 0.61197 | 0.66648 | 0.6067 | 0.60998 | 0.60895 | 0.57772 | 0.55141 | 0.53344 | 0.52544 | 0.5808 | 0.65252 | 0.72688 | 0.8265 | 0.905 | 0.90421 | 0.79006 | 0.62201 | 0.56145 | 14.5651 | 2 | No | On | 2On | W | 0.905 | 0
[12 empty] | 2015-02-27 | 0.4962 | 0.46028 | 0.45089 | 0.44567 | 0.46742 | 0.48798 | 0.60112 | 0.67376 | 0.63802 | 0.58961 | 0.57911 | 0.55718 | 0.52128 | 0.51955 | 0.54433 | 0.52314 | 0.59155 | 0.68038 | 0.82039 | 0.85089 | 0.81848 | 0.81604 | 0.69037 | 0.59263 | 14.4163 | 2 | No | On | 2On | W | 0.85089 | 0
[12 empty] | 2015-02-28 | 0.49265 | 0.46036 | 0.43565 | 0.44402 | 0.45423 | 0.46165 | 0.49966 | 0.62257 | 0.73826 | 0.75215 | 0.70595 | 0.75241 | 0.75001 | 0.71455 | 0.68725 | 0.7635 | 0.86141 | 0.86095 | 0.92523 | 0.913 | 0.86472 | 0.87746 | 0.79586 | 0.62841 | 16.4619 | 2 | No | Off | 2Off | W | 0.92523 | 0
[12 empty] | 2015-03-01 | 0.58544 | 0.52435 | 0.52173 | 0.51972 | 0.54291 | 0.54992 | 0.59055 | 0.68612 | 0.8271 | 0.85033 | 0.8999 | 0.80938 | 0.81362 | 0.82716 | 0.82718 | 0.83465 | 0.92838 | 0.97902 | 1.0493 | 1.1321 | 1.0972 | 1.0602 | 0.81587 | 0.63883 | 18.911 | 3 | No | Off | 3Off | W | 1.1321 | 0
[12 empty] | 2015-03-02 | 0.56203 | 0.52655 | 0.48393 | 0.48957 | 0.4993 | 0.54798 | 0.68367 | 0.81837 | 0.73314 | 0.70863 | 0.7332 | 0.73737 | 0.72874 | 0.78142 | 0.78881 | 0.75141 | 0.84432 | 0.98948 | 1.0144 | 1.0939 | 1.0786 | 1.0458 | 0.82939 | 0.66396 | 18.1341 | 3 | No | On | 3On | W | 1.0939 | 0
[12 empty] | 2015-03-03 | 0.5796 | 0.53336 | 0.50868 | 0.48441 | 0.52797 | 0.58086 | 0.70414 | 0.8094 | 0.76992 | 0.79982 | 0.71577 | 0.73835 | 0.70625 | 0.69909 | 0.73927 | 0.79867 | 0.82926 | 0.95258 | 1.1791 | 1.1411 | 1.1005 | 1.0502 | 0.87983 | 0.6637 | 18.4918 | 3 | No | On | 3On | W | 1.1791 | 0
[12 empty] | 2015-03-04 | 0.58992 | 0.55335 | 0.54545 | 0.55409 | 0.56716 | 0.60482 | 0.73145 | 0.81614 | 0.71994 | 0.70154 | 0.71145 | 0.65209 | 0.63001 | 0.62962 | 0.6524 | 0.64878 | 0.73948 | 0.80638 | 0.98069 | 0.96754 | 0.95844 | 0.99258 | 0.85755 | 0.69673 | 17.3076 | 3 | No | On | 3On | W | 0.98069 | 0
[12 empty] | 2015-03-05 | 0.58431 | 0.56053 | 0.55164 | 0.54663 | 0.58193 | 0.66196 | 0.77753 | 0.82763 | 0.73139 | 0.70087 | 0.6558 | 0.678 | 0.65334 | 0.61644 | 0.65417 | 0.6764 | 0.7191 | 0.77517 | 0.95557 | 1.0153 | 0.98695 | 0.95796 | 0.80958 | 0.65325 | 17.3315 | 3 | No | On | 3On | W | 1.0153 | 0
[12 empty] | 2015-03-06 | 0.57027 | 0.52469 | 0.52091 | 0.53132 | 0.5672 | 0.6223 | 0.73336 | 0.8018 | 0.66991 | 0.67616 | 0.65271 | 0.65357 | 0.57335 | 0.58934 | 0.56132 | 0.61656 | 0.67573 | 0.67895 | 0.83487 | 0.91531 | 0.91296 | 0.90347 | 0.86595 | 0.723 | 16.375 | 3 | No | On | 3On | W | 0.91531 | 0
[12 empty] | 2015-03-07 | 0.59026 | 0.52773 | 0.52606 | 0.51591 | 0.53989 | 0.54661 | 0.60216 | 0.72576 | 0.79401 | 0.8168 | 0.80378 | 0.76159 | 0.84127 | 0.76425 | 0.63908 | 0.69892 | 0.74989 | 0.72418 | 0.81856 | 0.89997 | 0.93882 | 0.87545 | 0.79122 | 0.66056 | 17.1527 | 3 | No | Off | 3Off | W | 0.89997 | 0
[12 empty] | 2015-03-08 | 0.5923 | 0.51886 | 0.5008 | 0.48653 | 0.50059 | 0.52561 | 0.61972 | 0.70799 | 0.75133 | 0.74672 | 0.69211 | 0.68568 | 0.72218 | 0.84897 | 0.76021 | 0.78314 | 0.8256 | 0.87981 | 0.97117 | 1.0484 | 0.93247 | 0.8558 | 0.7167 | 0.52148 | 17.1942 | 3 | No | Off | 3Off | W | 1.0484 | 0
[12 empty] | 2015-03-09 | 0.48652 | 0.48172 | 0.45124 | 0.45456 | 0.51819 | 0.63651 | 0.76127 | 0.72115 | 0.64658 | 0.64733 | 0.67758 | 0.63619 | 0.61993 | 0.60638 | 0.5541 | 0.59221 | 0.68736 | 0.74798 | 0.81253 | 0.92489 | 0.90968 | 0.8248 | 0.63321 | 0.52826 | 15.5602 | 3 | No | On | 3On | W | 0.92489 | 0
[12 empty] | 2015-03-10 | 0.49963 | 0.45594 | 0.44558 | 0.47808 | 0.55067 | 0.70193 | 0.7718 | 0.7356 | 0.64344 | 0.62131 | 0.61314 | 0.67857 | 0.62354 | 0.5749 | 0.51768 | 0.58507 | 0.68688 | 0.66415 | 0.75578 | 0.96575 | 0.89289 | 0.74701 | 0.55709 | 0.46862 | 15.2351 | 3 | No | On | 3On | W | 0.96575 | 0
[12 empty] | 2015-03-11 | 0.45558 | 0.42825 | 0.43712 | 0.44133 | 0.48747 | 0.64777 | 0.71712 | 0.67874 | 0.6899 | 0.67273 | 0.6362 | 0.63926 | 0.62566 | 0.61439 | 0.62542 | 0.66885 | 0.76702 | 0.88279 | 0.97178 | 0.96032 | 0.88547 | 0.759 | 0.58226 | 0.49331 | 15.7677 | 3 | No | On | 3On | W | 0.97178 | 0
[12 empty] | 2015-03-12 | 0.45457 | 0.42634 | 0.43703 | 0.43865 | 0.47444 | 0.66245 | 0.71414 | 0.66558 | 0.63463 | 0.6308 | 0.61605 | 0.54933 | 0.5415 | 0.61147 | 0.57884 | 0.6076 | 0.69082 | 0.7774 | 0.81649 | 0.90482 | 0.90102 | 0.78358 | 0.62816 | 0.55531 | 15.101 | 3 | No | On | 3On | W | 0.90482 | 0
[12 empty] | 2015-03-13 | 0.47822 | 0.44845 | 0.45792 | 0.44637 | 0.50368 | 0.61604 | 0.73704 | 0.71633 | 0.69839 | 0.61798 | 0.6178 | 0.62455 | 0.59851 | 0.56209 | 0.59103 | 0.62519 | 0.67858 | 0.68849 | 0.74923 | 0.81282 | 0.88962 | 0.7289 | 0.59237 | 0.53077 | 15.0104 | 3 | No | On | 3On | W | 0.81282 | 0
[12 empty] | 2015-03-14 | 0.50934 | 0.4411 | 0.43471 | 0.44009 | 0.4622 | 0.52485 | 0.61283 | 0.72776 | 0.75849 | 0.79949 | 0.80853 | 0.77767 | 0.72981 | 0.73312 | 0.70586 | 0.71124 | 0.80411 | 0.74314 | 0.7627 | 0.90036 | 0.84239 | 0.79518 | 0.65436 | 0.5263 | 16.2056 | 3 | No | Off | 3Off | W | 0.90036 | 0
[12 empty] | 2015-03-15 | 0.44883 | 0.43773 | 0.40496 | 0.40217 | 0.44379 | 0.4602 | 0.54499 | 0.68139 | 0.75744 | 0.76664 | 0.74301 | 0.76873 | 0.74693 | 0.68452 | 0.73424 | 0.86347 | 0.84132 | 0.78575 | 0.91156 | 0.97214 | 0.93015 | 0.8168 | 0.63987 | 0.49547 | 16.2821 | 3 | No | Off | 3Off | W | 0.97214 | 0
[12 empty] | 2015-03-16 | 0.43972 | 0.41443 | 0.38712 | 0.38374 | 0.43714 | 0.61721 | 0.70595 | 0.61171 | 0.54043 | 0.47034 | 0.51521 | 0.56041 | 0.55402 | 0.54371 | 0.55757 | 0.58684 | 0.72559 | 0.78685 | 0.85841 | 0.97134 | 0.91071 | 0.80554 | 0.62632 | 0.51053 | 14.5208 | 3 | No | On | 3On | W | 0.97134 | 0
[12 empty] | 2015-03-17 | 0.42481 | 0.40858 | 0.37765 | 0.37438 | 0.42869 | 0.59171 | 0.70753 | 0.64666 | 0.59069 | 0.52973 | 0.56291 | 0.56805 | 0.5794 | 0.57334 | 0.55724 | 0.68007 | 0.82418 | 0.778 | 0.8514 | 0.99047 | 0.86029 | 0.6973 | 0.59468 | 0.45247 | 14.6502 | 3 | No | On | 3On | W | 0.99047 | 0
[12 empty] | 2015-03-18 | 0.42669 | 0.41235 | 0.3861 | 0.38197 | 0.42877 | 0.53416 | 0.63437 | 0.61894 | 0.6006 | 0.59265 | 0.5573 | 0.56994 | 0.56364 | 0.58112 | 0.5776 | 0.68763 | 0.70878 | 0.76774 | 0.82695 | 0.92843 | 0.88346 | 0.74803 | 0.61 | 0.51709 | 14.5443 | 3 | No | On | 3On | W | 0.92843 | 0
[12 empty] | 2015-03-19 | 0.44776 | 0.42212 | 0.43667 | 0.42445 | 0.45838 | 0.65942 | 0.72492 | 0.65654 | 0.61343 | 0.61847 | 0.58125 | 0.57995 | 0.57318 | 0.60517 | 0.56888 | 0.62494 | 0.67572 | 0.7094 | 0.80789 | 0.8982 | 0.83741 | 0.74763 | 0.6336 | 0.49826 | 14.8036 | 3 | No | On | 3On | W | 0.8982 | 0
[12 empty] | 2015-03-20 | 0.4435 | 0.42844 | 0.42457 | 0.44718 | 0.47979 | 0.60141 | 0.74196 | 0.64999 | 0.61667 | 0.64461 | 0.61522 | 0.5428 | 0.55024 | 0.59785 | 0.60583 | 0.5846 | 0.63534 | 0.70499 | 0.70976 | 0.83198 | 0.83558 | 0.73529 | 0.60679 | 0.52332 | 14.5577 | 3 | No | On | 3On | W | 0.83198 | 0
[12 empty] | 2015-03-21 | 0.47946 | 0.4359 | 0.41026 | 0.4238 | 0.45919 | 0.51225 | 0.6277 | 0.69372 | 0.71216 | 0.70028 | 0.67308 | 0.68991 | 0.65906 | 0.61934 | 0.64724 | 0.64699 | 0.65243 | 0.78142 | 0.84812 | 0.83422 | 0.8481 | 0.73856 | 0.6472 | 0.51554 | 15.2559 | 3 | No | Off | 3Off | W | 0.84812 | 0
[12 empty] | 2015-03-22 | 0.45096 | 0.40931 | 0.39462 | 0.40571 | 0.44049 | 0.45818 | 0.54141 | 0.65998 | 0.6729 | 0.6809 | 0.66523 | 0.71253 | 0.62291 | 0.64749 | 0.66588 | 0.70841 | 0.76631 | 0.7582 | 0.88894 | 0.93406 | 0.90431 | 0.78454 | 0.59338 | 0.5201 | 15.2867 | 3 | No | Off | 3Off | W | 0.93406 | 0
[12 empty] | 2015-03-23 | 0.40669 | 0.38474 | 0.39679 | 0.39703 | 0.4407 | 0.56708 | 0.75243 | 0.65718 | 0.59929 | 0.5967 | 0.62858 | 0.61657 | 0.63372 | 0.59721 | 0.6178 | 0.67924 | 0.87116 | 0.90433 | 0.86876 | 0.99164 | 0.91269 | 0.75825 | 0.57068 | 0.50178 | 15.351 | 3 | No | On | 3On | W | 0.99164 | 0
[12 empty] | 2015-03-24 | 0.44957 | 0.41999 | 0.43887 | 0.45828 | 0.48959 | 0.66652 | 0.76465 | 0.68069 | 0.65264 | 0.60064 | 0.61163 | 0.56629 | 0.55658 | 0.57438 | 0.59411 | 0.66554 | 0.72345 | 0.88776 | 0.90301 | 0.91983 | 0.94464 | 0.834 | 0.65241 | 0.49869 | 15.5538 | 3 | No | On | 3On | W | 0.91983 | 0
[12 empty] | 2015-03-25 | 0.41924 | 0.42507 | 0.41527 | 0.41693 | 0.48234 | 0.70607 | 0.72921 | 0.65764 | 0.58808 | 0.5665 | 0.59287 | 0.63776 | 0.55798 | 0.55074 | 0.57683 | 0.55626 | 0.63939 | 0.75392 | 0.79622 | 0.81883 | 0.88512 | 0.75756 | 0.58182 | 0.51861 | 14.6303 | 3 | No | On | 3On | W | 0.81883 | 0
[12 empty] | 2015-03-26 | 0.45714 | 0.43064 | 0.44428 | 0.47717 | 0.52514 | 0.67885 | 0.77756 | 0.64955 | 0.57551 | 0.55061 | 0.54568 | 0.56824 | 0.60673 | 0.62538 | 0.61473 | 0.63893 | 0.68302 | 0.77365 | 0.74802 | 0.89462 | 0.81506 | 0.68832 | 0.56605 | 0.50603 | 14.8409 | 3 | No | On | 3On | W | 0.89462 | 0
[12 empty] | 2015-03-27 | 0.43011 | 0.42393 | 0.41635 | 0.42118 | 0.50328 | 0.57804 | 0.69846 | 0.68725 | 0.7164 | 0.69194 | 0.6998 | 0.58297 | 0.61518 | 0.59012 | 0.5547 | 0.57866 | 0.64665 | 0.71875 | 0.75866 | 0.82107 | 0.80737 | 0.7516 | 0.58052 | 0.46562 | 14.7386 | 3 | No | On | 3On | W | 0.82107 | 0
[12 empty] | 2015-03-28 | 0.4392 | 0.40518 | 0.40257 | 0.41368 | 0.44125 | 0.47802 | 0.54676 | 0.65301 | 0.65923 | 0.64558 | 0.63211 | 0.72904 | 0.72676 | 0.702 | 0.66487 | 0.70763 | 0.73081 | 0.7321 | 0.78131 | 0.8175 | 0.84769 | 0.75017 | 0.60211 | 0.47735 | 14.9859 | 3 | No | Off | 3Off | W | 0.8175 | 0
[12 empty] | 2015-03-29 | 0.4092 | 0.38515 | 0.39143 | 0.38583 | 0.41343 | 0.46273 | 0.54294 | 0.61888 | 0.67926 | 0.67972 | 0.68592 | 0.66043 | 0.66447 | 0.65255 | 0.62786 | 0.72665 | 0.77674 | 0.76575 | 0.86741 | 0.9438 | 0.90357 | 0.74996 | 0.62297 | 0.46599 | 15.0827 | 3 | No | Off | 3Off | W | 0.9438 | 0
[12 empty] | 2015-03-30 | 0.40664 | 0.39782 | 0.40311 | 0.42468 | 0.45392 | 0.56971 | 0.70241 | 0.64712 | 0.64017 | 0.58096 | 0.56571 | 0.55037 | 0.58363 | 0.61026 | 0.6072 | 0.60302 | 0.72758 | 0.81401 | 0.85913 | 0.91571 | 0.94383 | 0.73996 | 0.56633 | 0.47218 | 14.7855 | 3 | No | On | 3On | W | 0.91571 | 0
[12 empty] | 2015-03-31 | 0.3931 | 0.39556 | 0.37534 | 0.37611 | 0.45806 | 0.56001 | 0.61905 | 0.58662 | 0.51052 | 0.47206 | 0.52768 | 0.53105 | 0.53296 | 0.54191 | 0.59849 | 0.65917 | 0.7453 | 0.80628 | 0.88412 | 0.92707 | 0.87044 | 0.76458 | 0.60603 | 0.46317 | 14.2047 | 3 | No | On | 3On | W | 0.92707 | 0
[12 empty] | 2015-04-01 | 0.3545 | 0.36597 | 0.35143 | 0.36315 | 0.39848 | 0.46634 | 0.52267 | 0.53939 | 0.5105 | 0.48854 | 0.50414 | 0.49897 | 0.49309 | 0.48689 | 0.51393 | 0.56898 | 0.63237 | 0.61685 | 0.67569 | 0.7918 | 0.76839 | 0.64108 | 0.53977 | 0.49987 | 12.5928 | 4 | No | On | 4On | W | 0.7918 | 0
[12 empty] | 2015-04-02 | 0.42116 | 0.38308 | 0.39943 | 0.40402 | 0.45858 | 0.54253 | 0.58893 | 0.5693 | 0.59077 | 0.56718 | 0.5822 | 0.52615 | 0.52395 | 0.51053 | 0.50538 | 0.54753 | 0.67297 | 0.67942 | 0.78046 | 0.79907 | 0.774 | 0.65025 | 0.53666 | 0.46855 | 13.4821 | 4 | No | On | 4On | W | 0.79907 | 0
[12 empty] | 2015-04-03 | 0.42889 | 0.41167 | 0.42099 | 0.42383 | 0.48475 | 0.55844 | 0.61572 | 0.59362 | 0.5797 | 0.5553 | 0.54106 | 0.55175 | 0.50442 | 0.51437 | 0.53016 | 0.56157 | 0.59579 | 0.64332 | 0.61817 | 0.67616 | 0.70074 | 0.63256 | 0.54256 | 0.51107 | 13.1966 | 4 | No | On | 4On | W | 0.67616 | 0
[12 empty] | 2015-04-04 | 0.43698 | 0.41655 | 0.44001 | 0.42702 | 0.4462 | 0.46429 | 0.51945 | 0.57496 | 0.5895 | 0.60728 | 0.60481 | 0.59981 | 0.53751 | 0.53843 | 0.53367 | 0.53699 | 0.611 | 0.6215 | 0.67435 | 0.75463 | 0.7358 | 0.70771 | 0.54383 | 0.45145 | 13.3737 | 4 | No | Off | 4Off | W | 0.75463 | 0
[12 empty] | 2015-04-05 | 0.41621 | 0.37504 | 0 | 0.35796 | 0.37187 | 0.40836 | 0.41075 | 0.46898 | 0.56637 | 0.66223 | 0.6478 | 0.62754 | 0.67497 | 0.61276 | 0.61825 | 0.58359 | 0.60818 | 0.61378 | 0.61317 | 0.6715 | 0.72507 | 0.76428 | 0.72756 | 0.50723 | 13.0335 | 4 | No | Off | 4Off | W | 0.6715 | 0
[12 empty] | 2015-04-06 | 0.40294 | 0.3737 | 0.35312 | 0.34514 | 0.35425 | 0.40901 | 0.47414 | 0.565 | 0.52358 | 0.51367 | 0.54385 | 0.59044 | 0.5877 | 0.58988 | 0.58208 | 0.60344 | 0.62304 | 0.63802 | 0.63813 | 0.71604 | 0.76391 | 0.82933 | 0.71262 | 0.51044 | 13.2435 | 4 | No | On | 4On | W | 0.71604 | 0
[12 empty] | 2015-04-07 | 0.41621 | 0.38343 | 0.37502 | 0.36993 | 0.35722 | 0.43987 | 0.47217 | 0.57103 | 0.58317 | 0.60666 | 0.58376 | 0.5549 | 0.52555 | 0.50802 | 0.47134 | 0.52012 | 0.57636 | 0.58437 | 0.6366 | 0.67631 | 0.74908 | 0.78379 | 0.63003 | 0.54642 | 12.9214 | 4 | No | On | 4On | W | 0.67631 | 0
[12 empty] | 2015-04-08 | 0.41092 | 0.3608 | 0.34619 | 0.34421 | 0.36651 | 0.41519 | 0.50667 | 0.55312 | 0.59084 | 0.54465 | 0.55298 | 0.52671 | 0.54294 | 0.5642 | 0.54435 | 0.56383 | 0.65427 | 0.76277 | 0.77137 | 0.83584 | 0.87187 | 0.81247 | 0.60965 | 0.53037 | 13.5827 | 4 | No | On | 4On | W | 0.83584 | 0
[12 empty] | 2015-04-09 | 0.45504 | 0.40207 | 0.37017 | 0.37535 | 0.37435 | 0.42421 | 0.50356 | 0.54777 | 0.52831 | 0.47349 | 0.49424 | 0.49997 | 0.49042 | 0.48898 | 0.51029 | 0.52021 | 0.5933 | 0.59683 | 0.62389 | 0.68125 | 0.72027 | 0.7648 | 0.64681 | 0.51127 | 12.5968 | 4 | No | On | 4On | W | 0.68125 | 0
[12 empty] | 2015-04-10 | 0.4518 | 0.4054 | 0.37584 | 0.3843 | 0.38685 | 0.3868 | 0.51489 | 0.60233 | 0.56207 | 0.56733 | 0.53278 | 0.48236 | 0.47454 | 0.48229 | 0.4905 | 0.50355 | 0.58302 | 0.56911 | 0.54064 | 0.63362 | 0.71554 | 0.70857 | 0.6725 | 0.56024 | 12.5869 | 4 | No | On | 4On | W | 0.63362 | 0
[12 empty] | 2015-04-11 | 0.42541 | 0.38148 | 0.36457 | 0.35761 | 0.37035 | 0.38979 | 0.43644 | 0.51566 | 0.59221 | 0.5822 | 0.53546 | 0.53152 | 0.51478 | 0.56736 | 0.5779 | 0.5345 | 0.58488 | 0.58779 | 0.6118 | 0.56885 | 0.64299 | 0.69298 | 0.63915 | 0.55051 | 12.5562 | 4 | No | Off | 4Off | W | 0.6118 | 0
[12 empty] | 2015-04-12 | 0.50341 | 0.44122 | 0.39653 | 0.38298 | 0.35999 | 0.38059 | 0.40374 | 0.45626 | 0.58481 | 0.57765 | 0.59172 | 0.57124 | 0.58622 | 0.57361 | 0.56541 | 0.60957 | 0.69219 | 0.71368 | 0.69989 | 0.73918 | 0.78937 | 0.76336 | 0.66128 | 0.5307 | 13.5746 | 4 | No | Off | 4Off | W | 0.73918 | 0
[12 empty] | 2015-04-13 | 0.43383 | 0.39012 | 0.37779 | 0.37603 | 0.40388 | 0.4387 | 0.54205 | 0.62534 | 0.59847 | 0.56193 | 0.49783 | 0.52929 | 0.54088 | 0.44293 | 0.46362 | 0.48415 | 0.52655 | 0.64576 | 0.73544 | 0.69975 | 0.83017 | 0.80148 | 0.63894 | 0.51735 | 13.1023 | 4 | No | On | 4On | W | 0.73544 | 0
[12 empty] | 2015-04-14 | 0.42086 | 0.34884 | 0.32683 | 0.33606 | 0.33649 | 0.35513 | 0.475 | 0.49582 | 0.50017 | 0.48086 | 0.44273 | 0.46686 | 0.45546 | 0.45474 | 0.45251 | 0.52606 | 0.62386 | 0.67425 | 0.7545 | 0.77313 | 0.74901 | 0.77298 | 0.64323 | 0.49966 | 12.365 | 4 | No | On | 4On | W | 0.77313 | 0
[12 empty] | 2015-04-15 | 0.42418 | 0.40599 | 0.39614 | 0.39575 | 0.40665 | 0.44942 | 0.56954 | 0.60203 | 0.59371 | 0.57339 | 0.56942 | 0.57344 | 0.55857 | 0.53895 | 0.56295 | 0.66058 | 0.67692 | 0.81283 | 0.78766 | 0.79948 | 0.8174 | 0.75756 | 0.65911 | 0.50885 | 14.1005 | 4 | No | On | 4On | W | 0.81283 | 0
[12 empty] | 2015-04-16 | 0.47397 | 0.41919 | 0.39589 | 0.38635 | 0.39598 | 0.45446 | 0.59569 | 0.62274 | 0.58044 | 0.56551 | 0.57825 | 0.51944 | 0.54485 | 0.51049 | 0.51899 | 0.52265 | 0.56273 | 0.66353 | 0.69477 | 0.73194 | 0.75465 | 0.78263 | 0.6291 | 0.51355 | 13.4178 | 4 | No | On | 4On | W | 0.73194 | 0
[12 empty] | 2015-04-17 | 0.44475 | 0.37667 | 0.3566 | 0.37942 | 0.38569 | 0.44789 | 0.53016 | 0.61697 | 0.58796 | 0.61837 | 0.59446 | 0.51729 | 0.54793 | 0.54678 | 0.53836 | 0.50897 | 0.5484 | 0.5396 | 0.63249 | 0.64388 | 0.67378 | 0.76861 | 0.64478 | 0.5352 | 12.985 | 4 | No | On | 4On | W | 0.64388 | 0
[12 empty] | 2015-04-18 | 0.46528 | 0.42625 | 0.38971 | 0.36392 | 0.39407 | 0.42084 | 0.4656 | 0.54975 | 0.54006 | 0.53998 | 0.56883 | 0.59659 | 0.59994 | 0.57942 | 0.5463 | 0.54406 | 0.53594 | 0.58685 | 0.5742 | 0.61285 | 0.68678 | 0.68565 | 0.61911 | 0.50141 | 12.7934 | 4 | No | Off | 4Off | W | 0.61285 | 0
[12 empty] | 2015-04-19 | 0.42061 | 0.37701 | 0.38692 | 0.37253 | 0.35933 | 0.38816 | 0.40692 | 0.46651 | 0.53462 | 0.53761 | 0.60421 | 0.62841 | 0.64643 | 0.61334 | 0.55252 | 0.5613 | 0.59136 | 0.70141 | 0.71126 | 0.70539 | 0.75815 | 0.78195 | 0.64968 | 0.51062 | 13.2663 | 4 | No | Off | 4Off | W | 0.71126 | 0
[12 empty] | 2015-04-20 | 0.4033 | 0.34647 | 0.32368 | 0.32538 | 0.32425 | 0.36959 | 0.47762 | 0.5794 | 0.52212 | 0.46807 | 0.46783 | 0.45866 | 0.47148 | 0.48037 | 0.47825 | 0.48555 | 0.50023 | 0.61649 | 0.67561 | 0.66202 | 0.7782 | 0.7499 | 0.62964 | 0.49719 | 12.0913 | 4 | No | On | 4On | W | 0.67561 | 0
[12 empty] | 2015-04-21 | 0.39969 | 0.34435 | 0.32836 | 0.33361 | 0.32809 | 0.38348 | 0.51886 | 0.52665 | 0.51403 | 0.5009 | 0.45203 | 0.4338 | 0.48971 | 0.47406 | 0.47491 | 0.4892 | 0.54871 | 0.65364 | 0.6234 | 0.71578 | 0.8011 | 0.73428 | 0.58937 | 0.48712 | 12.1451 | 4 | No | On | 4On | W | 0.71578 | 0
[12 empty] | 2015-04-22 | 0.39874 | 0.35386 | 0.32261 | 0.32597 | 0.32866 | 0.36931 | 0.50313 | 0.5239 | 0.4645 | 0.4391 | 0.4068 | 0.44812 | 0.48475 | 0.50415 | 0.44993 | 0.47219 | 0.53026 | 0.60836 | 0.6197 | 0.60906 | 0.71183 | 0.68931 | 0.62418 | 0.50231 | 11.6907 | 4 | No | On | 4On | W | 0.6197 | 0
[12 empty] | 2015-04-23 | 0.38946 | 0.34856 | 0.33116 | 0.3334 | 0.32741 | 0.35319 | 0.48432 | 0.4703 | 0.47947 | 0.46529 | 0.44101 | 0.46015 | 0.43381 | 0.46017 | 0.46342 | 0.46402 | 0.51234 | 0.60193 | 0.61803 | 0.62483 | 0.68261 | 0.72749 | 0.64029 | 0.52452 | 11.6372 | 4 | No | On | 4On | W | 0.62483 | 0
[12 empty] | 2015-04-24 | 0.41671 | 0.3645 | 0.33654 | 0.33983 | 0.34606 | 0.37786 | 0.47338 | 0.53583 | 0.51036 | 0.52402 | 0.4857 | 0.50963 | 0.51342 | 0.54081 | 0.53094 | 0.53929 | 0.59613 | 0.69078 | 0.66704 | 0.63684 | 0.66896 | 0.71046 | 0.64494 | 0.50832 | 12.4683 | 4 | No | On | 4On | W | 0.69078 | 0
[12 empty] | 2015-04-25 | 0.41843 | 0.36267 | 0.37221 | 0.36123 | 0.33441 | 0.34959 | 0.38489 | 0.43183 | 0.54706 | 0.62918 | 0.66957 | 0.59134 | 0.62836 | 0.60537 | 0.52638 | 0.54247 | 0.65353 | 0.70592 | 0.70191 | 0.6818 | 0.72738 | 0.69873 | 0.6116 | 0.51906 | 13.0549 | 4 | No | Off | 4Off | W | 0.70592 | 0
[12 empty] | 2015-04-26 | 0.44658 | 0.40112 | 0.35991 | 0.35271 | 0.36413 | 0.3802 | 0.41254 | 0.49128 | 0.57677 | 0.63715 | 0.70811 | 0.69957 | 0.64617 | 0.63016 | 0.6205 | 0.6834 | 0.74039 | 0.79025 | 0.70988 | 0.71862 | 0.79938 | 0.76348 | 0.68415 | 0.49093 | 14.1074 | 4 | No | Off | 4Off | W | 0.79025 | 0
[12 empty] | 2015-04-27 | 0.4142 | 0.38314 | 0.3579 | 0.35489 | 0.35846 | 0.39838 | 0.51191 | 0.56894 | 0.56814 | 0.53632 | 0.50351 | 0.53142 | 0.48812 | 0.49744 | 0.46938 | 0.50208 | 0.52193 | 0.58557 | 0.58503 | 0.60657 | 0.72635 | 0.75851 | 0.63393 | 0.50141 | 12.3635 | 4 | No | On | 4On | W | 0.60657 | 0
[12 empty] | 2015-04-28 | 0.42074 | 0.36595 | 0.35714 | 0.35793 | 0.34943 | 0.41526 | 0.49097 | 0.5523 | 0.50768 | 0.47059 | 0.43949 | 0.42045 | 0.45265 | 0.49621 | 0.50254 | 0.45479 | 0.55277 | 0.64085 | 0.68133 | 0.66508 | 0.69847 | 0.69381 | 0.58618 | 0.45868 | 12.0313 | 4 | No | On | 4On | W | 0.68133 | 0
[12 empty] | 2015-04-29 | 0.40018 | 0.34276 | 0.32251 | 0.31872 | 0.32313 | 0.3604 | 0.44454 | 0.48155 | 0.4515 | 0.4365 | 0.4236 | 0.47728 | 0.46244 | 0.49843 | 0.52826 | 0.57362 | 0.63401 | 0.70841 | 0.62592 | 0.67731 | 0.71141 | 0.78559 | 0.66518 | 0.51905 | 12.1723 | 4 | No | On | 4On | W | 0.70841 | 0
[12 empty] | 2015-04-30 | 0.37552 | 0.32414 | 0.3243 | 0.3252 | 0.3162 | 0.34486 | 0.4247 | 0.47791 | 0.46115 | 0.42915 | 0.43828 | 0.47172 | 0.48491 | 0.51037 | 0.53403 | 0.55296 | 0.59695 | 0.67772 | 0.67166 | 0.72351 | 0.68007 | 0.71352 | 0.62321 | 0.46994 | 11.952 | 4 | No | On | 4On | W | 0.72351 | 0
[12 empty] | 2015-05-01 | 0.3915 | 0.36416 | 0.33509 | 0.3182 | 0.30272 | 0.33259 | 0.41785 | 0.47211 | 0.49856 | 0.46635 | 0.45835 | 0.44519 | 0.47742 | 0.50616 | 0.51291 | 0.61198 | 0.66215 | 0.59864 | 0.5756 | 0.54735 | 0.65156 | 0.65068 | 0.63548 | 0.51247 | 11.7451 | 5 | No | On | 5On | S | 0.66215 | 0
[12 empty] | 2015-05-02 | 0.43661 | 0.35442 | 0.31869 | 0.30947 | 0.3174 | 0.32984 | 0.35695 | 0.41454 | 0.50061 | 0.57994 | 0.59227 | 0.53634 | 0.54284 | 0.6068 | 0.63716 | 0.6686 | 0.70459 | 0.67332 | 0.69288 | 0.69797 | 0.6741 | 0.72486 | 0.64926 | 0.52316 | 12.8426 | 5 | No | Off | 5Off | S | 0.70459 | 0
[12 empty] | 2015-05-03 | 0.46497 | 0.39479 | 0.35013 | 0.3261 | 0.31684 | 0.32129 | 0.3224 | 0.37758 | 0.49913 | 0.5224 | 0.58148 | 0.57432 | 0.63244 | 0.65963 | 0.61543 | 0.65216 | 0.76373 | 0.84183 | 0.84325 | 0.82251 | 0.83014 | 0.81464 | 0.70668 | 0.53176 | 13.7656 | 5 | No | Off | 5Off | S | 0.84325 | 0
[12 empty] | 2015-05-04 | 0.42773 | 0.36663 | 0.3295 | 0.31275 | 0.31756 | 0.3439 | 0.42095 | 0.48143 | 0.4329 | 0.48784 | 0.50537 | 0.51745 | 0.58404 | 0.53194 | 0.57061 | 0.62354 | 0.68407 | 0.7196 | 0.70953 | 0.66325 | 0.72353 | 0.70801 | 0.6226 | 0.49371 | 12.5784 | 5 | No | On | 5On | S | 0.7196 | 0
[12 empty] | 2015-05-05 | 0.38478 | 0.32627 | 0.30039 | 0.31208 | 0.30584 | 0.34465 | 0.43251 | 0.46847 | 0.42151 | 0.4645 | 0.45661 | 0.44627 | 0.50098 | 0.47486 | 0.4867 | 0.52009 | 0.51609 | 0.54746 | 0.63901 | 0.63215 | 0.71972 | 0.71889 | 0.57462 | 0.47377 | 11.4682 | 5 | No | On | 5On | S | 0.63901 | 0
[12 empty] | 2015-05-06 | 0.37884 | 0.33244 | 0.29904 | 0.29192 | 0.30159 | 0.33182 | 0.40815 | 0.44969 | 0.41629 | 0.4281 | 0.43039 | 0.42266 | 0.42807 | 0.47049 | 0.41433 | 0.48694 | 0.50603 | 0.53332 | 0.58572 | 0.62012 | 0.71999 | 0.76221 | 0.60675 | 0.50213 | 11.127 | 5 | No | On | 5On | S | 0.62012 | 0
[12 empty] | 2015-05-07 | 0.39913 | 0.34397 | 0.30948 | 0.32048 | 0.32595 | 0.3519 | 0.45016 | 0.45028 | 0.45482 | 0.41681 | 0.47186 | 0.48258 | 0.45172 | 0.40895 | 0.43418 | 0.45304 | 0.48867 | 0.54143 | 0.59488 | 0.61421 | 0.61887 | 0.67553 | 0.59382 | 0.47947 | 11.1322 | 5 | No | On | 5On | S | 0.61421 | 0
[12 empty] | 2015-05-08 | 0.39143 | 0.35963 | 0.29858 | 0.29165 | 0.30557 | 0.32025 | 0.43707 | 0.49778 | 0.50422 | 0.43964 | 0.43394 | 0.44775 | 0.43778 | 0.43102 | 0.44135 | 0.51283 | 0.60291 | 0.58848 | 0.59608 | 0.5942 | 0.60173 | 0.67221 | 0.62995 | 0.488 | 11.3241 | 5 | No | On | 5On | S | 0.60291 | 0
[12 empty] | 2015-05-09 | 0.43165 | 0.35835 | 0.32714 | 0.31257 | 0.31976 | 0.33552 | 0.37637 | 0.46966 | 0.53669 | 0.62651 | 0.65836 | 0.69942 | 0.60801 | 0.59953 | 0.63928 | 0.66781 | 0.64162 | 0.66672 | 0.68403 | 0.73492 | 0.72273 | 0.7126 | 0.6561 | 0.5436 | 13.329 | 5 | No | Off | 5Off | S | 0.73492 | 0
[12 empty] | 2015-05-10 | 0.41885 | 0.3761 | 0.34846 | 0.32726 | 0.33678 | 0.34748 | 0.37682 | 0.46665 | 0.53834 | 0.61204 | 0.6068 | 0.6685 | 0.57042 | 0.46966 | 0.5058 | 0.54123 | 0.58338 | 0.62573 | 0.52974 | 0.58364 | 0.69526 | 0.69208 | 0.62722 | 0.47071 | 12.319 | 5 | No | Off | 5Off | S | 0.62573 | 0
[12 empty] | 2015-05-11 | 0.37716 | 0.34001 | 0.3147 | 0.31699 | 0.31211 | 0.35845 | 0.45807 | 0.52226 | 0.47271 | 0.45876 | 0.48967 | 0.51667 | 0.48033 | 0.44589 | 0.47533 | 0.45968 | 0.49367 | 0.59768 | 0.6295 | 0.60064 | 0.66477 | 0.66355 | 0.57313 | 0.43869 | 11.4604 | 5 | No | On | 5On | S | 0.6295 | 0
[12 empty] | 2015-05-12 | 0.3783 | 0.33648 | 0.31155 | 0.31511 | 0.3203 | 0.35735 | 0.42215 | 0.44144 | 0.44756 | 0.44404 | 0.37905 | 0.41364 | 0.4435 | 0.42563 | 0.41563 | 0.47817 | 0.56489 | 0.58943 | 0.63774 | 0.64547 | 0.68723 | 0.70506 | 0.58481 | 0.43866 | 11.1832 | 5 | No | On | 5On | S | 0.64547 | 0
[12 empty] | 2015-05-13 | 0.38111 | 0.31555 | 0.30578 | 0.30932 | 0.30441 | 0.33265 | 0.41167 | 0.45622 | 0.45031 | 0.42442 | 0.38817 | 0.43214 | 0.46686 | 0.45631 | 0.49254 | 0.49209 | 0.56305 | 0.65029 | 0.63701 | 0.62743 | 0.67372 | 0.78408 | 0.62676 | 0.46198 | 11.4439 | 5 | No | On | 5On | S | 0.65029 | 0
[12 empty] | 2015-05-14 | 0.39439 | 0.33723 | 0.31149 | 0.30793 | 0.31369 | 0.33291 | 0.41685 | 0.43428 | 0.42627 | 0.40897 | 0.42559 | 0.42326 | 0.40118 | 0.38107 | 0.43582 | 0.46281 | 0.54223 | 0.59654 | 0.61922 | 0.5618 | 0.60276 | 0.65147 | 0.55742 | 0.40549 | 10.7507 | 5 | No | On | 5On | S | 0.61922 | 0
[12 empty] | 2015-05-15 | 0.33536 | 0.29893 | 0.29245 | 0.29464 | 0.30479 | 0.33728 | 0.43788 | 0.49276 | 0.4701 | 0.45227 | 0.4671 | 0.45774 | 0.45378 | 0.46027 | 0.45082 | 0.48492 | 0.53039 | 0.56711 | 0.56164 | 0.52911 | 0.56334 | 0.57227 | 0.55144 | 0.49003 | 10.8564 | 5 | No | On | 5On | S | 0.56711 | 0
[12 empty] | 2015-05-16 | 0.3993 | 0.33858 | 0.31389 | 0.30197 | 0.30808 | 0.3359 | 0.36192 | 0.40071 | 0.44152 | 0.58214 | 0.59156 | 0.6256 | 0.64335 | 0.63015 | 0.56659 | 0.5949 | 0.63173 | 0.64362 | 0.6597 | 0.65587 | 0.62653 | 0.68735 | 0.62954 | 0.48774 | 12.4582 | 5 | No | Off | 5Off | S | 0.6597 | 0
[12 empty] | 2015-05-17 | 0.4149 | 0.3627 | 0.32069 | 0.30615 | 0.31437 | 0.32791 | 0.34828 | 0.42769 | 0.48418 | 0.54155 | 0.54307 | 0.56439 | 0.60432 | 0.55708 | 0.59682 | 0.57051 | 0.6256 | 0.61831 | 0.60096 | 0.6423 | 0.6632 | 0.68482 | 0.62522 | 0.44905 | 12.1941 | 5 | No | Off | 5Off | S | 0.6423 | 0
[12 empty] | 2015-05-18 | 0.35601 | 0.3336 | 0.30159 | 0.33428 | 0.32142 | 0.36738 | 0.422 | 0.46328 | 0.4787 | 0.45155 | 0.49056 | 0.45968 | 0.4883 | 0.47907 | 0.48853 | 0.48395 | 0.58788 | 0.65966 | 0.70547 | 0.72696 | 0.66601 | 0.69675 | 0.61646 | 0.47745 | 11.8565 | 5 | No | On | 5On | S | 0.72696 | 0
[12 empty] | 2015-05-19 | 0.4056 | 0.33703 | 0.30162 | 0.32029 | 0.32416 | 0.37278 | 0.4348 | 0.46562 | 0.49185 | 0.48261 | 0.429 | 0.4256 | 0.43384 | 0.41916 | 0.45238 | 0.45688 | 0.48728 | 0.5101 | 0.57221 | 0.62297 | 0.58588 | 0.64591 | 0.58171 | 0.44143 | 11.0007 | 5 | No | On | 5On | S | 0.62297 | 0
[12 empty] | 2015-05-20 | 0.36108 | 0.33391 | 0.3039 | 0.29806 | 0.32015 | 0.35716 | 0.44895 | 0.5093 | 0.4853 | 0.44297 | 0.44904 | 0.42058 | 0.41925 | 0.44463 | 0.43309 | 0.43862 | 0.46932 | 0.51506 | 0.55615 | 0.60418 | 0.62291 | 0.63669 | 0.57433 | 0.45647 | 10.9011 | 5 | No | On | 5On | S | 0.60418 | 0
[12 empty] | 2015-05-21 | 0.3505 | 0.30942 | 0.29308 | 0.29084 | 0.2918 | 0.34145 | 0.39614 | 0.44503 | 0.42821 | 0.42965 | 0.43538 | 0.47246 | 0.50865 | 0.49724 | 0.47465 | 0.46364 | 0.48952 | 0.54711 | 0.56556 | 0.57056 | 0.59627 | 0.65735 | 0.56109 | 0.45253 | 10.8681 | 5 | No | On | 5On | S | 0.57056 | 0
[12 empty] | 2015-05-22 | 0.37862 | 0.32304 | 0.32021 | 0.30191 | 0.30278 | 0.34335 | 0.40625 | 0.44793 | 0.46438 | 0.46458 | 0.43789 | 0.44435 | 0.46251 | 0.42603 | 0.45867 | 0.48929 | 0.47323 | 0.52354 | 0.57823 | 0.56162 | 0.58455 | 0.63184 | 0.57256 | 0.51644 | 10.9138 | 5 | No | On | 5On | S | 0.57823 | 0
[12 empty] | 2015-05-23 | 0.41525 | 0.36561 | 0.33603 | 0.32457 | 0.31751 | 0.33352 | 0.36783 | 0.41638 | 0.48386 | 0.57609 | 0.55611 | 0.54988 | 0.55447 | 0.60938 | 0.56223 | 0.52888 | 0.59094 | 0.5939 | 0.55637 | 0.57187 | 0.58528 | 0.59904 | 0.58435 | 0.49737 | 11.8767 | 5 | No | Off | 5Off | S | 0.5939 | 0
[12 empty] | 2015-05-24 | 0.4123 | 0.37762 | 0.35813 | 0.32527 | 0.3292 | 0.33388 | 0.37551 | 0.41291 | 0.45568 | 0.51981 | 0.55974 | 0.61921 | 0.59767 | 0.50429 | 0.49112 | 0.53381 | 0.62904 | 0.64237 | 0.63001 | 0.63679 | 0.64719 | 0.65055 | 0.63441 | 0.50003 | 12.1765 | 5 | No | Off | 5Off | S | 0.64237 | 0
[12 empty] | 2015-05-25 | 0.40291 | 0.35772 | 0.34213 | 0.32317 | 0.31757 | 0.33033 | 0.35693 | 0.42859 | 0.48453 | 0.51621 | 0.54084 | 0.54381 | 0.51791 | 0.54863 | 0.48988 | 0.57552 | 0.60495 | 0.61213 | 0.65704 | 0.59815 | 0.65181 | 0.71361 | 0.62369 | 0.47581 | 12.0138 | 5 | Yes | Off | 5Off | S | 0.65704 | 0
[12 empty] | 2015-05-26 | 0.37792 | 0.32542 | 0.30892 | 0.31156 | 0.3094 | 0.32204 | 0.4352 | 0.45745 | 0.46624 | 0.45807 | 0.42214 | 0.4969 | 0.53435 | 0.56774 | 0.53904 | 0.56816 | 0.55571 | 0.64476 | 0.64945 | 0.64659 | 0.68866 | 0.7155 | 0.62781 | 0.47205 | 11.9011 | 5 | No | On | 5On | S | 0.64945 | 0
[12 empty] | 2015-05-27 | 0.38377 | 0.32429 | 0.30846 | 0.29398 | 0.2999 | 0.32849 | 0.40709 | 0.48149 | 0.46593 | 0.44265 | 0.40783 | 0.44875 | 0.48029 | 0.43338 | 0.47511 | 0.52531 | 0.54546 | 0.55646 | 0.62511 | 0.64755 | 0.70441 | 0.78831 | 0.61441 | 0.42674 | 11.4152 | 5 | No | On | 5On | S | 0.64755 | 0
[12 empty] | 2015-05-28 | 0.35138 | 0.31381 | 0.29644 | 0.2942 | 0.30486 | 0.3276 | 0.40317 | 0.48014 | 0.49913 | 0.478 | 0.46402 | 0.46435 | 0.44189 | 0.44446 | 0.47447 | 0.4754 | 0.53617 | 0.65641 | 0.59793 | 0.59053 | 0.63566 | 0.77623 | 0.66548 | 0.44721 | 11.419 | 5 | No | On | 5On | S | 0.65641 | 0
[12 empty] | 2015-05-29 | 0.35035 | 0.30355 | 0.29967 | 0.28355 | 0.28534 | 0.3143 | 0.37859 | 0.41789 | 0.43377 | 0.42587 | 0.41473 | 0.44081 | 0.46686 | 0.43428 | 0.44179 | 0.52502 | 0.61139 | 0.66339 | 0.69492 | 0.71712 | 0.68812 | 0.74566 | 0.65411 | 0.56068 | 11.5518 | 5 | No | On | 5On | S | 0.71712 | 0
[12 empty] | 2015-05-30 | 0.44006 | 0.35508 | 0.33028 | 0.30804 | 0.28941 | 0.30094 | 0.32318 | 0.37239 | 0.42094 | 0.49193 | 0.49904 | 0.57364 | 0.59129 | 0.57866 | 0.61499 | 0.73227 | 0.79013 | 0.86663 | 0.87499 | 0.84933 | 0.77916 | 0.81293 | 0.74485 | 0.60893 | 13.5491 | 5 | No | Off | 5Off | S | 0.87499 | 0
[12 empty] | 2015-05-31 | 0.53001 | 0.45922 | 0.3921 | 0.34991 | 0.33116 | 0.33344 | 0.33353 | 0.40156 | 0.49939 | 0.60937 | 0.66406 | 0.80414 | 0.85091 | 0.94154 | 1.0083 | 1.0746 | 1.1473 | 1.1615 | 1.2033 | 1.1765 | 1.1984 | 1.2079 | 0.97201 | 0.77514 | 18.4253 | 5 | No | Off | 5Off | S | 1.2033 | 0
[12 empty] | 2015-06-01 | 0.48334 | 0.41435 | 0.35922 | 0.3212 | 0.29779 | 0.28451 | 0.34048 | 0.38122 | 0.45486 | 0.47412 | 0.50775 | 0.56567 | 0.59961 | 0.6881 | 0.72378 | 0.84883 | 0.8865 | 0.90186 | 0.87656 | 0.82385 | 0.76447 | 0.73575 | 0.62202 | 0.49621 | 13.8521 | 6 | No | On | 6On | S | 0.90186 | 0
[12 empty] | 2015-06-02 | 0.39419 | 0.31877 | 0.29985 | 0.28074 | 0.27366 | 0.28727 | 0.34513 | 0.36037 | 0.3584 | 0.364 | 0.42316 | 0.47337 | 0.5283 | 0.56714 | 0.6175 | 0.70073 | 0.78232 | 0.84134 | 0.89988 | 0.85489 | 0.77739 | 0.81691 | 0.63704 | 0.48441 | 12.6868 | 6 | No | On | 6On | S | 0.89988 | 0
[12 empty] | 2015-06-03 | 0.36935 | 0.31346 | 0.28027 | 0.28007 | 0.26196 | 0.28351 | 0.35625 | 0.39214 | 0.38883 | 0.36694 | 0.34858 | 0.44205 | 0.47759 | 0.50857 | 0.57848 | 0.63943 | 0.70263 | 0.72352 | 0.73949 | 0.64422 | 0.6521 | 0.72636 | 0.57688 | 0.40674 | 11.4594 | 6 | No | On | 6On | S | 0.73949 | 0
[12 empty] | 2015-06-04 | 0.31807 | 0.2821 | 0.25302 | 0.24715 | 0.24595 | 0.26657 | 0.32248 | 0.34852 | 0.35928 | 0.37355 | 0.36153 | 0.3868 | 0.39744 | 0.42765 | 0.48089 | 0.57285 | 0.67095 | 0.73321 | 0.77701 | 0.73002 | 0.6953 | 0.63253 | 0.58622 | 0.45513 | 10.9242 | 6 | No | On | 6On | S | 0.77701 | 0
[12 empty] | 2015-06-05 | 0.34233 | 0.2934 | 0.27275 | 0.24848 | 0.23909 | 0.25532 | 0.31989 | 0.3407 | 0.37624 | 0.39798 | 0.42373 | 0.39036 | 0.42227 | 0.46252 | 0.49411 | 0.54291 | 0.62342 | 0.68513 | 0.68142 | 0.7167 | 0.63385 | 0.64047 | 0.53675 | 0.48347 | 10.8233 | 6 | No | On | 6On | S | 0.7167 | 0
[12 empty] | 2015-06-06 | 0.39637 | 0.33211 | 0.29122 | 0.27164 | 0.24793 | 0.24266 | 0.27809 | 0.32899 | 0.36894 | 0.41568 | 0.45228 | 0.47623 | 0.49192 | 0.49198 | 0.54741 | 0.56637 | 0.58661 | 0.63417 | 0.65179 | 0.62878 | 0.58872 | 0.58356 | 0.56682 | 0.46517 | 10.9054 | 6 | No | Off | 6Off | S | 0.65179 | 0
[12 empty] | 2015-06-07 | 0.36498 | 0.31086 | 0.27167 | 0.25756 | 0.25764 | 0.25334 | 0.25444 | 0.30071 | 0.37265 | 0.41859 | 0.42489 | 0.43175 | 0.45893 | 0.46088 | 0.49804 | 0.61242 | 0.66712 | 0.80002 | 0.83263 | 0.83089 | 0.78745 | 0.71441 | 0.58759 | 0.50841 | 11.6779 | 6 | No | Off | 6Off | S | 0.83263 | 0
[12 empty] | 2015-06-08 | 0.41611 | 0.32337 | 0.27618 | 0.26791 | 0.26027 | 0.2779 | 0.31912 | 0.37598 | 0.36831 | 0.45456 | 0.49603 | 0.52679 | 0.57978 | 0.66147 | 0.75738 | 0.85732 | 0.96228 | 0.99322 | 1.0218 | 1.025 | 0.89526 | 0.82008 | 0.70065 | 0.49933 | 14.136 | 6 | No | On | 6On | S | 1.025 | 0
[12 empty] | 2015-06-09 | 0.41159 | 0.33749 | 0.29807 | 0.2833 | 0.26799 | 0.28434 | 0.3098 | 0.32869 | 0.37903 | 0.40845 | 0.43257 | 0.5291 | 0.63277 | 0.70377 | 0.8118 | 0.88376 | 0.95527 | 1.0686 | 1.0995 | 1.0529 | 0.99153 | 0.88336 | 0.81155 | 0.57853 | 14.7437 | 6 | No | On | 6On | S | 1.0995 | 0
[12 empty] | 2015-06-10 | 0.43828 | 0.35474 | 0.31593 | 0.30802 | 0.28324 | 0.31272 | 0.35325 | 0.38542 | 0.39816 | 0.43825 | 0.50381 | 0.55642 | 0.62201 | 0.65718 | 0.67952 | 0.73724 | 0.83809 | 0.9068 | 0.9161 | 0.848 | 0.85078 | 0.83653 | 0.7071 | 0.54412 | 13.7917 | 6 | No | On | 6On | S | 0.9161 | 0
[12 empty] | 2015-06-11 | 0.42867 | 0.33178 | 0.27965 | 0.28148 | 0.26581 | 0.29364 | 0.32975 | 0.34934 | 0.38806 | 0.43197 | 0.47686 | 0.5117 | 0.55652 | 0.58584 | 0.59498 | 0.67944 | 0.7513 | 0.80852 | 0.8348 | 0.78231 | 0.6923 | 0.74628 | 0.69032 | 0.52762 | 12.6189 | 6 | No | On | 6On | S | 0.8348 | 0
[12 empty] | 2015-06-12 | 0.40986 | 0.35016 | 0.30554 | 0.28651 | 0.28252 | 0.29177 | 0.31304 | 0.34596 | 0.3902 | 0.42487 | 0.45744 | 0.53392 | 0.565 | 0.60811 | 0.69558 | 0.84681 | 0.91424 | 0.99794 | 0.94065 | 0.92649 | 0.86126 | 0.79838 | 0.70887 | 0.56556 | 13.8207 | 6 | No | On | 6On | S | 0.99794 | 0
[12 empty] | 2015-06-13 | 0.44448 | 0.34535 | 0.31312 | 0.2963 | 0.27514 | 0.27406 | 0.30812 | 0.36083 | 0.38223 | 0.43288 | 0.50111 | 0.59692 | 0.71288 | 0.79567 | 0.83134 | 0.88068 | 0.96603 | 1.0223 | 1.0309 | 0.95874 | 0.86676 | 0.81455 | 0.73757 | 0.61448 | 14.7625 | 6 | No | Off | 6Off | S | 1.0309 | 0
[12 empty] | 2015-06-14 | 0.4733 | 0.37958 | 0.34533 | 0.31051 | 0.30472 | 0.27778 | 0.28865 | 0.32904 | 0.40074 | 0.46048 | 0.552 | 0.66573 | 0.75284 | 0.81849 | 0.93422 | 1.0196 | 1.1433 | 1.1732 | 1.1562 | 1.1331 | 1.017 | 0.94735 | 0.81026 | 0.61814 | 16.3115 | 6 | No | Off | 6Off | S | 1.1732 | 0
[12 empty] | 2015-06-15 | 0.50401 | 0.43318 | 0.39626 | 0.33469 | 0.3225 | 0.33109 | 0.34187 | 0.40284 | 0.47967 | 0.50107 | 0.56277 | 0.69201 | 0.795 | 0.86562 | 0.92211 | 0.94113 | 0.96164 | 0.94423 | 0.91449 | 0.80782 | 0.77085 | 0.79618 | 0.7094 | 0.51946 | 15.2499 | 6 | No | On | 6On | S | 0.96164 | 0
[12 empty] | 2015-06-16 | 0.42751 | 0.39047 | 0.34151 | 0.29648 | 0.2792 | 0.29683 | 0.33764 | 0.35844 | 0.42541 | 0.5059 | 0.56758 | 0.68784 | 0.79676 | 0.86945 | 0.90058 | 1.0139 | 1.1266 | 1.1902 | 1.1853 | 1.1058 | 1.0338 | 0.95238 | 0.82834 | 0.64929 | 16.5672 | 6 | No | On | 6On | S | 1.1902 | 0
[12 empty] | 2015-06-17 | 0.46472 | 0.39939 | 0.35035 | 0.31583 | 0.31017 | 0.30623 | 0.33375 | 0.35955 | 0.41526 | 0.46667 | 0.57693 | 0.67124 | 0.77437 | 0.89207 | 0.94662 | 1.0787 | 1.1086 | 1.1949 | 1.1474 | 1.0956 | 1.0244 | 0.91988 | 0.88078 | 0.67743 | 16.7109 | 6 | No | On | 6On | S | 1.1949 | 0
[12 empty] | 2015-06-18 | 0.50457 | 0.39772 | 0.33138 | 0.3023 | 0.28801 | 0.28574 | 0.34262 | 0.4203 | 0.45019 | 0.524 | 0.61588 | 0.7589 | 0.83082 | 0.90107 | 0.99255 | 1.043 | 1.1227 | 1.1919 | 1.2343 | 1.227 | 1.0937 | 1.0559 | 0.92867 | 0.70754 | 17.5507 | 6 | No | On | 6On | S | 1.2343 | 0
[12 empty] | 2015-06-19 | 0.56284 | 0.44383 | 0.39773 | 0.34678 | 0.33161 | 0.3384 | 0.34662 | 0.426 | 0.53245 | 0.59554 | 0.67544 | 0.78694 | 0.86886 | 0.89596 | 0.95456 | 1.0603 | 1.1578 | 1.2354 | 1.261 | 1.2386 | 1.0916 | 1.0035 | 0.88401 | 0.72007 | 18.1558 | 6 | No | On | 6On | S | 1.261 | 0
[12 empty] | 2015-06-20 | 0.55874 | 0.46015 | 0.38734 | 0.34335 | 0.31611 | 0.29852 | 0.33013 | 0.36453 | 0.45682 | 0.55291 | 0.67478 | 0.76677 | 0.8265 | 0.90165 | 1.0369 | 1.1474 | 1.2123 | 1.2177 | 1.2756 | 1.2104 | 1.0679 | 0.99219 | 0.91773 | 0.72174 | 18.0382 | 6 | No | Off | 6Off | S | 1.2756 | 0
[12 empty] | 2015-06-21 | 0.54219 | 0.43794 | 0.39181 | 0.36899 | 0.33582 | 0.29953 | 0.33294 | 0.4051 | 0.49603 | 0.6393 | 0.7339 | 0.79718 | 0.93943 | 1.0024 | 1.0308 | 1.0811 | 1.2017 | 1.2694 | 1.2288 | 1.1564 | 1.0895 | 1.0437 | 0.93297 | 0.76112 | 18.5182 | 6 | No | Off | 6Off | S | 1.2694 | 0
[12 empty] | 2015-06-22 | 0.55435 | 0.43127 | 0.3719 | 0.34581 | 0.34365 | 0.34399 | 0.36369 | 0.3898 | 0.43601 | 0.51704 | 0.57401 | 0.72458 | 0.7809 | 0.88181 | 0.95759 | 1.0769 | 1.162 | 1.2174 | 1.2425 | 1.1752 | 1.0536 | 1.0051 | 0.91032 | 0.65291 | 17.5124 | 6 | No | On | 6On | S | 1.2425 | 0
[12 empty] | 2015-06-23 | 0.50294 | 0.41384 | 0.35145 | 0.33558 | 0.32301 | 0.35197 | 0.35879 | 0.37126 | 0.45447 | 0.5008 | 0.56198 | 0.66378 | 0.77673 | 0.89744 | 1.0029 | 1.0455 | 1.167 | 1.2696 | 1.2498 | 1.1908 | 1.1463 | 1.0197 | 0.95143 | 0.77928 | 17.6862 | 6 | No | On | 6On | S | 1.2696 | 0
[12 empty] | 2015-06-24 | 0.61522 | 0.4546 | 0.38898 | 0.3438 | 0.32427 | 0.32761 | 0.37608 | 0.41345 | 0.45864 | 0.53087 | 0.63355 | 0.76486 | 0.84077 | 0.92253 | 1.008 | 1.1204 | 1.2254 | 1.2967 | 1.309 | 1.2777 | 1.1791 | 1.1149 | 0.94764 | 0.72575 | 18.5997 | 6 | No | On | 6On | S | 1.309 | 0
[12 empty] | 2015-06-25 | 0.57622 | 0.48758 | 0.41111 | 0.38914 | 0.38178 | 0.37954 | 0.41315 | 0.43717 | 0.52638 | 0.57268 | 0.65646 | 0.76071 | 0.91107 | 0.96065 | 1.0558 | 1.1365 | 1.2594 | 1.3604 | 1.3675 | 1.2797 | 1.1954 | 1.1238 | 1.0193 | 0.80856 | 19.47 | 6 | No | On | 6On | S | 1.3675 | 0
[12 empty] | 2015-06-26 | 0.67875 | 0.54106 | 0.46659 | 0.40001 | 0.38616 | 0.38417 | 0.39674 | 0.41998 | 0.52934 | 0.614 | 0.70739 | 0.80554 | 0.87198 | 1.0071 | 1.067 | 1.1915 | 1.2908 | 1.3341 | 1.4154 | 1.3626 | 1.2311 | 1.1148 | 1.0578 | 0.89434 | 20.1683 | 6 | No | On | 6On | S | 1.4154 | 0
[12 empty] | 2015-06-27 | 0.69021 | 0.56278 | 0.48907 | 0.44602 | 0.39234 | 0.36957 | 0.40408 | 0.44875 | 0.55859 | 0.66422 | 0.82866 | 0.90082 | 1.0429 | 1.1269 | 1.2194 | 1.2538 | 1.3477 | 1.3424 | 1.3212 | 1.3044 | 1.2149 | 1.1476 | 1.0974 | 0.95715 | 21.1308 | 6 | No | Off | 6Off | S | 1.3477 | 0
[12 empty] | 2015-06-28 | 0.77968 | 0.59723 | 0.52134 | 0.46348 | 0.43969 | 0.41159 | 0.43057 | 0.48382 | 0.65658 | 0.77872 | 0.86346 | 0.97425 | 1.0987 | 1.1989 | 1.2795 | 1.3766 | 1.4256 | 1.5433 | 1.4895 | 1.4864 | 1.367 | 1.3085 | 1.2198 | 1.0173 | 23.2116 | 6 | No | Off | 6Off | S | 1.5433 | 0
[12 empty] | 2015-06-29 | 0.80254 | 0.68849 | 0.58375 | 0.54569 | 0.50593 | 0.50191 | 0.54095 | 0.6081 | 0.65689 | 0.77159 | 0.95727 | 1.046 | 1.1194 | 1.1961 | 1.3531 | 1.4058 | 1.5106 | 1.5543 | 1.5511 | 1.5612 | 1.4944 | 1.433 | 1.245 | 1.0331 | 24.6661 | 6 | No | On | 6On | S | 1.5612 | 0
[12 empty] | 2015-06-30 | 0.81416 | 0.69383 | 0.61992 | 0.5451 | 0.51886 | 0.53367 | 0.5583 | 0.56786 | 0.63349 | 0.74745 | 0.88236 | 1.0078 | 1.1371 | 1.2046 | 1.2977 | 1.3438 | 1.4703 | 1.5301 | 1.5445 | 1.4196 | 1.3146 | 1.2845 | 1.1638 | 0.92153 | 23.7551 | 6 | No | On | 6On | S | 1.5445 | 0
[12 empty] | 2015-07-01 | 1.2143 | 0.99754 | 0.84376 | 0.77852 | 0.68186 | 0.71526 | 0.79136 | 0.79151 | 0.90681 | 1.0646 | 1.2649 | 1.3819 | 1.5525 | 1.6634 | 1.7585 | 1.8397 | 1.9563 | 2.1 | 2.1788 | 2.1508 | 1.9238 | 1.874 | 1.6589 | 1.3465 | 33.4354 | 7 | No | On | 7On | S | 2.1788 | 0
[12 empty] | 2015-07-02 | 1.1228 | 0.94973 | 0.78975 | 0.70067 | 0.6576 | 0.63394 | 0.65495 | 0.75157 | 0.85374 | 1.0122 | 1.2325 | 1.4351 | 1.5702 | 1.6592 | 1.7154 | 1.8678 | 1.9497 | 2.0491 | 2.1287 | 1.9771 | 1.774 | 1.6937 | 1.6573 | 1.3053 | 32.1422 | 7 | No | On | 7On | S | 2.1287 | 0
[12 empty] | 2015-07-03 | 1.0748 | 0.86264 | 0.73291 | 0.65328 | 0.606 | 0.58674 | 0.60445 | 0.70308 | 0.86627 | 1.1 | 1.2874 | 1.4937 | 1.6667 | 1.6768 | 1.8829 | 1.9586 | 2.0899 | 2.1534 | 2.046 | 1.9237 | 1.764 | 1.617 | 1.5598 | 1.3545 | 32.2647 | 7 | Yes | Off | 7Off | S | 2.1534 | 0
[12 empty] | 2015-07-04 | 1.1245 | 0.85948 | 0.76839 | 0.73188 | 0.69496 | 0.68424 | 0.67626 | 0.72461 | 0.90912 | 1.1136 | 1.2766 | 1.4155 | 1.5697 | 1.6439 | 1.7313 | 1.7881 | 1.897 | 1.9286 | 1.8354 | 1.6671 | 1.4816 | 1.3168 | 1.2222 | 1.2065 | 30.2674 | 7 | No | Off | 7Off | S | 1.9286 | 0
[12 empty] | 2015-07-05 | 1.0355 | 0.888 | 0.80078 | 0.69261 | 0.67409 | 0.6459 | 0.6579 | 0.71851 | 0.83015 | 0.86477 | 0.97711 | 0.97598 | 1.0866 | 1.2163 | 1.4179 | 1.5409 | 1.7585 | 1.7692 | 1.7854 | 1.7531 | 1.6256 | 1.503 | 1.3846 | 1.1336 | 27.7361 | 7 | No | Off | 7Off | S | 1.7854 | 0
[12 empty] | 2015-07-06 | 0.94011 | 0.75529 | 0.6043 | 0.55423 | 0.50796 | 0.54148 | 0.55279 | 0.61404 | 0.75319 | 0.94767 | 1.0663 | 1.14 | 1.3184 | 1.3761 | 1.4114 | 1.3957 | 1.4091 | 1.4105 | 1.4717 | 1.5218 | 1.3597 | 1.3085 | 1.16 | 0.95893 | 25.079 | 7 | No | On | 7On | S | 1.5218 | 0
[12 empty] | 2015-07-07 | 0.77405 | 0.62803 | 0.55315 | 0.53301 | 0.51289 | 0.53322 | 0.57871 | 0.62257 | 0.6928 | 0.78196 | 0.91303 | 1.033 | 1.1571 | 1.2241 | 1.2593 | 1.2794 | 1.278 | 1.4635 | 1.4722 | 1.3637 | 1.2607 | 1.2382 | 1.0739 | 0.78089 | 23.0074 | 7 | No | On | 7On | S | 1.4722 | 0
[12 empty] | 2015-07-08 | 0.6388 | 0.5499 | 0.48423 | 0.45784 | 0.44784 | 0.46758 | 0.50125 | 0.50936 | 0.55945 | 0.66956 | 0.66756 | 0.64411 | 0.73649 | 0.80396 | 0.80306 | 0.91953 | 1.1727 | 1.3823 | 1.5107 | 1.4353 | 1.2226 | 1.1895 | 1.0066 | 0.75593 | 19.5361 | 7 | No | On | 7On | S | 1.5107 | 0
[12 empty] | 2015-07-09 | 0.60113 | 0.52609 | 0.46643 | 0.41998 | 0.4101 | 0.4044 | 0.47318 | 0.49356 | 0.542 | 0.59964 | 0.6517 | 0.76002 | 0.87925 | 0.97957 | 1.0948 | 1.136 | 1.1465 | 1.0756 | 1.1198 | 1.1837 | 1.0732 | 1.1059 | 0.99319 | 0.7805 | 18.9162 | 7 | No | On | 7On | S | 1.1837 | 0
[12 empty] | 2015-07-10 | 0.6504 | 0.55562 | 0.48563 | 0.4356 | 0.42687 | 0.43982 | 0.47678 | 0.51144 | 0.58962 | 0.60595 | 0.65129 | 0.73648 | 0.87357 | 0.88914 | 0.87025 | 0.94463 | 1.0447 | 1.0657 | 1.2462 | 1.2289 | 1.18 | 1.0598 | 0.94485 | 0.77799 | 18.6913 | 7 | No | On | 7On | S | 1.2462 | 0
[12 empty] | 2015-07-11 | 0.60849 | 0.50945 | 0.43877 | 0.40952 | 0.3986 | 0.3961 | 0.41572 | 0.43785 | 0.55544 | 0.74003 | 0.84314 | 0.89772 | 1.0397 | 1.1071 | 1.28 | 1.3537 | 1.3559 | 1.4056 | 1.4523 | 1.4049 | 1.2984 | 1.2247 | 1.0767 | 0.87684 | 21.5267 | 7 | No | Off | 7Off | S | 1.4523 | 0
[12 empty] | 2015-07-12 | 0.72672 | 0.62063 | 0.55012 | 0.5114 | 0.48158 | 0.4506 | 0.44756 | 0.52614 | 0.71738 | 0.84126 | 0.88236 | 1.0035 | 1.1508 | 1.2926 | 1.3979 | 1.5143 | 1.705 | 1.812 | 1.7685 | 1.6748 | 1.5841 | 1.4942 | 1.2706 | 1.035 | 25.459 | 7 | No | Off | 7Off | S | 1.812 | 0
[12 empty] | 2015-07-13 | 0.81699 | 0.6599 | 0.55038 | 0.53417 | 0.49541 | 0.48023 | 0.49935 | 0.62409 | 0.68221 | 0.78904 | 0.93093 | 1.1109 | 1.2747 | 1.4068 | 1.5372 | 1.6135 | 1.6737 | 1.7196 | 1.6342 | 1.6237 | 1.5461 | 1.4659 | 1.274 | 0.91678 | 25.8597 | 7 | No | On | 7On | S | 1.7196 | 0
[12 empty] | 2015-07-14 | 0.7689 | 0.65321 | 0.55243 | 0.51215 | 0.48339 | 0.49499 | 0.51026 | 0.54264 | 0.6203 | 0.78716 | 0.82205 | 1.0301 | 1.213 | 1.3026 | 1.4004 | 1.5893 | 1.7742 | 1.8314 | 1.8594 | 1.7347 | 1.5597 | 1.4419 | 1.2981 | 1.0089 | 25.791 | 7 | No | On | 7On | S | 1.8594 | 0
[12 empty] | 2015-07-15 | 0.8803 | 0.71732 | 0.59883 | 0.53531 | 0.52428 | 0.53156 | 0.56504 | 0.55378 | 0.64 | 0.77318 | 0.89185 | 1.0843 | 1.1719 | 1.2848 | 1.3383 | 1.4956 | 1.6989 | 1.7647 | 1.8241 | 1.7069 | 1.5711 | 1.4765 | 1.2893 | 0.95711 | 25.875 | 7 | No | On | 7On | S | 1.8241 | 0
[12 empty] | 2015-07-16 | 0.73423 | 0.63342 | 0.54309 | 0.51143 | 0.50034 | 0.49385 | 0.51529 | 0.56507 | 0.64573 | 0.71453 | 0.83166 | 1.043 | 1.2272 | 1.2992 | 1.375 | 1.4962 | 1.675 | 1.7956 | 1.8319 | 1.7939 | 1.6638 | 1.4956 | 1.2704 | 0.99762 | 25.6531 | 7 | No | On | 7On | S | 1.8319 | 0
[12 empty] | 2015-07-17 | 0.80918 | 0.75442 | 0.67991 | 0.58473 | 0.53921 | 0.5412 | 0.57424 | 0.63969 | 0.7232 | 0.82691 | 0.85815 | 0.94838 | 1.1057 | 1.263 | 1.4067 | 1.4151 | 1.5241 | 1.6617 | 1.615 | 1.4243 | 1.2748 | 1.1985 | 1.1089 | 0.90225 | 24.3793 | 7 | No | On | 7On | S | 1.6617 | 0
[12 empty] | 2015-07-18 | 0.74472 | 0.61377 | 0.53659 | 0.48387 | 0.45785 | 0.45885 | 0.48533 | 0.56424 | 0.61264 | 0.75291 | 0.88597 | 0.96434 | 0.9745 | 1.0464 | 1.1781 | 1.3033 | 1.4088 | 1.4824 | 1.47 | 1.4053 | 1.2826 | 1.1723 | 1.0629 | 0.85177 | 22.1996 | 7 | No | Off | 7Off | S | 1.4824 | 0
[12 empty] | 2015-07-19 | 0.65239 | 0.55894 | 0.50686 | 0.45446 | 0.43725 | 0.44448 | 0.45173 | 0.47582 | 0.58241 | 0.68772 | 0.83549 | 0.96338 | 1.1062 | 1.1745 | 1.2852 | 1.3761 | 1.5545 | 1.5955 | 1.6478 | 1.5434 | 1.394 | 1.4339 | 1.1831 | 0.8898 | 23.2349 | 7 | No | Off | 7Off | S | 1.6478 | 0
[12 empty] | 2015-07-20 | 0.73175 | 0.62999 | 0.55545 | 0.49844 | 0.49809 | 0.48371 | 0.53655 | 0.58347 | 0.60368 | 0.60162 | 0.62023 | 0.68816 | 0.72737 | 0.74163 | 0.81145 | 0.93647 | 1.1268 | 1.2882 | 1.3532 | 1.2337 | 1.1328 | 1.2476 | 0.98858 | 0.83891 | 19.4579 | 7 | No | On | 7On | S | 1.3532 | 0
[12 empty] | 2015-07-21 | 0.63487 | 0.53667 | 0.48884 | 0.45683 | 0.45122 | 0.43403 | 0.46647 | 0.50223 | 0.55442 | 0.68213 | 0.76218 | 0.85406 | 0.95263 | 1.0328 | 1.1753 | 1.292 | 1.3952 | 1.4984 | 1.6295 | 1.5898 | 1.4344 | 1.3616 | 1.2199 | 1.0017 | 22.4072 | 7 | No | On | 7On | S | 1.6295 | 0
[12 empty] | 2015-07-22 | 0.77769 | 0.64541 | 0.55841 | 0.50324 | 0.4482 | 0.47439 | 0.52224 | 0.56388 | 0.56987 | 0.72865 | 0.79957 | 0.84499 | 1.0075 | 1.1188 | 1.22 | 1.2757 | 1.2721 | 1.364 | 1.3497 | 1.2581 | 1.1815 | 1.1915 | 1.1079 | 0.83897 | 21.6222 | 7 | No | On | 7On | S | 1.364 | 0
[12 empty] | 2015-07-23 | 0.6744 | 0.62348 | 0.55678 | 0.50919 | 0.47849 | 0.46878 | 0.50979 | 0.5644 | 0.55452 | 0.73203 | 0.80664 | 0.84509 | 0.99008 | 1.1346 | 1.1963 | 1.2907 | 1.4243 | 1.6202 | 1.6476 | 1.6277 | 1.4839 | 1.3916 | 1.2949 | 0.96806 | 23.3936 | 7 | No | On | 7On | S | 1.6476 | 0
[12 empty] | 2015-07-24 | 0.75899 | 0.65581 | 0.53952 | 0.50436 | 0.46175 | 0.45897 | 0.48651 | 0.5401 | 0.67091 | 0.80389 | 0.88757 | 0.99703 | 1.1059 | 1.2225 | 1.3627 | 1.499 | 1.5953 | 1.6645 | 1.6955 | 1.659 | 1.4903 | 1.4667 | 1.2588 | 1.0715 | 24.857 | 7 | Yes | Off | 7Off | S | 1.6955 | 0
[12 empty] | 2015-07-25 | 0.83667 | 0.70022 | 0.61837 | 0.55809 | 0.51193 | 0.48147 | 0.48929 | 0.52114 | 0.64695 | 0.74114 | 0.85204 | 0.99866 | 1.1297 | 1.3207 | 1.4429 | 1.4628 | 1.6114 | 1.7287 | 1.6812 | 1.6624 | 1.5192 | 1.4569 | 1.2653 | 0.98929 | 25.2264 | 7 | No | Off | 7Off | S | 1.7287 | 0
[12 empty] | 2015-07-26 | 0.79411 | 0.69306 | 0.57377 | 0.54521 | 0.52247 | 0.50973 | 0.50426 | 0.56186 | 0.70687 | 0.8555 | 1.0239 | 1.088 | 1.2504 | 1.3358 | 1.5543 | 1.7048 | 1.8811 | 2.0368 | 1.9802 | 1.9263 | 1.7995 | 1.6917 | 1.4565 | 1.1718 | 28.168 | 7 | No | Off | 7Off | S | 2.0368 | 0
[12 empty] | 2015-07-27 | 0.9793 | 0.85299 | 0.69981 | 0.63275 | 0.56808 | 0.55146 | 0.60695 | 0.70487 | 0.76417 | 0.86768 | 0.95873 | 0.91763 | 0.92709 | 0.93685 | 1.0175 | 1.0609 | 1.1967 | 1.2709 | 1.3264 | 1.2745 | 1.2239 | 1.0748 | 0.96698 | 0.7452 | 22.1261 | 7 | No | On | 7On | S | 1.3264 | 0
[12 empty] | 2015-07-28 | 0.62255 | 0.53787 | 0.4719 | 0.47263 | 0.43156 | 0.43665 | 0.48069 | 0.47263 | 0.53113 | 0.60163 | 0.60042 | 0.67954 | 0.73168 | 0.74268 | 0.77004 | 0.86311 | 0.98522 | 1.121 | 1.2469 | 1.3007 | 1.1366 | 1.1494 | 0.96381 | 0.69238 | 18.0426 | 7 | No | On | 7On | S | 1.3007 | 0
[12 empty] | 2015-07-29 | 0.61838 | 0.45415 | 0.4168 | 0.39822 | 0.39979 | 0.40424 | 0.4214 | 0.45834 | 0.5099 | 0.6122 | 0.64351 | 0.75451 | 0.78256 | 0.81217 | 0.90333 | 1.0918 | 1.2678 | 1.4552 | 1.5598 | 1.5849 | 1.3953 | 1.2593 | 1.0433 | 0.81117 | 20.0581 | 7 | No | On | 7On | S | 1.5849 | 0
[12 empty] | 2015-07-30 | 0.70129 | 0.55243 | 0.49541 | 0.47399 | 0.4326 | 0.43848 | 0.48612 | 0.51068 | 0.54865 | 0.64344 | 0.68365 | 0.76281 | 0.88249 | 1.0369 | 1.2054 | 1.3656 | 1.543 | 1.6364 | 1.6802 | 1.7122 | 1.5692 | 1.44 | 1.243 | 0.90472 | 22.9486 | 7 | No | On | 7On | S | 1.7122 | 0
[12 empty] | 2015-07-31 | 0.70051 | 0.61372 | 0.52371 | 0.48307 | 0.43861 | 0.42929 | 0.46633 | 0.53963 | 0.59761 | 0.7278 | 0.79352 | 0.86307 | 1.0254 | 1.1202 | 1.3165 | 1.4832 | 1.6248 | 1.8108 | 1.8679 | 1.7 | 1.5258 | 1.5055 | 1.3455 | 1.1087 | 24.6111 | 7 | No | On | 7On | S | 1.8679 | 0
[12 empty] | 2015-08-01 | 0.75247 | 0.62971 | 0.52444 | 0.45839 | 0.41993 | 0.3953 | 0.41585 | 0.4677 | 0.603 | 0.67614 | 0.78871 | 0.91939 | 1.0916 | 1.2269 | 1.4078 | 1.5487 | 1.6285 | 1.6619 | 1.5808 | 1.486 | 1.3135 | 1.3129 | 1.1899 | 0.93725 | 23.4365 | 8 | No | Off | 8Off | S | 1.6619 | 0
[12 empty] | 2015-08-02 | 0.78425 | 0.64747 | 0.53107 | 0.468 | 0.45817 | 0.40844 | 0.41082 | 0.45517 | 0.60306 | 0.68653 | 0.88397 | 1.0768 | 1.2569 | 1.313 | 1.421 | 1.4059 | 1.3909 | 1.4373 | 1.4634 | 1.3888 | 1.2944 | 1.2285 | 1.1091 | 0.90443 | 23.0272 | 8 | No | Off | 8Off | S | 1.4634 | 0
[12 empty] | 2015-08-03 | 0.70918 | 0.62558 | 0.5522 | 0.49457 | 0.49295 | 0.47232 | 0.50325 | 0.53022 | 0.57669 | 0.60486 | 0.67544 | 0.6645 | 0.70442 | 0.67069 | 0.72858 | 0.77882 | 0.74019 | 0.83047 | 0.87377 | 0.80974 | 0.78694 | 0.77769 | 0.72579 | 0.58308 | 15.9119 | 8 | No | On | 8On | S | 0.87377 | 0
[12 empty] | 2015-08-04 | 0.51585 | 0.43048 | 0.38573 | 0.37814 | 0.36668 | 0.39143 | 0.40854 | 0.45023 | 0.51343 | 0.48818 | 0.54601 | 0.70572 | 0.80332 | 0.89605 | 1.0197 | 1.1656 | 1.3109 | 1.4623 | 1.394 | 1.3584 | 1.3096 | 1.3098 | 1.2353 | 0.89485 | 19.7401 | 8 | No | On | 8On | S | 1.4623 | 0
[12 empty] | 2015-08-05 | 0.69519 | 0.58851 | 0.47991 | 0.47588 | 0.4672 | 0.47289 | 0.52056 | 0.54677 | 0.61672 | 0.69732 | 0.74208 | 0.86459 | 0.93112 | 0.93234 | 0.96334 | 1.0412 | 1.1797 | 1.3095 | 1.3328 | 1.2221 | 1.121 | 1.1303 | 0.93368 | 0.69897 | 19.9637 | 8 | No | On | 8On | S | 1.3328 | 0
[12 empty] | 2015-08-06 | 0.55036 | 0.4701 | 0.43468 | 0.41202 | 0.39751 | 0.41096 | 0.43373 | 0.46887 | 0.54327 | 0.60617 | 0.64831 | 0.75524 | 0.83308 | 0.96008 | 0.95811 | 1.0646 | 1.2484 | 1.4013 | 1.3527 | 1.3011 | 1.1947 | 1.1908 | 1.0067 | 0.82942 | 19.4721 | 8 | No | On | 8On | S | 1.4013 | 0
[12 empty] | 2015-08-07 | 0.66744 | 0.52517 | 0.45469 | 0.43878 | 0.41878 | 0.42709 | 0.47384 | 0.52857 | 0.56397 | 0.64368 | 0.65913 | 0.65626 | 0.69232 | 0.81807 | 0.80356 | 0.95717 | 1.0605 | 1.1067 | 1.1214 | 1.0461 | 0.93859 | 0.89776 | 0.7618 | 0.6701 | 17.3314 | 8 | No | On | 8On | S | 1.1214 | 0
[12 empty] | 2015-08-08 | 0.56248 | 0.45081 | 0.40018 | 0.38559 | 0.37741 | 0.36978 | 0.3953 | 0.46408 | 0.52263 | 0.6273 | 0.71726 | 0.75643 | 0.84031 | 0.8911 | 0.93179 | 1.047 | 1.0707 | 1.0916 | 1.1214 | 1.1303 | 0.98874 | 0.97362 | 0.85221 | 0.7017 | 17.6697 | 8 | No | Off | 8Off | S | 1.1303 | 0
[12 empty] | 2015-08-09 | 0.5517 | 0.46669 | 0.40197 | 0.38199 | 0.36793 | 0.36268 | 0.36415 | 0.4299 | 0.5389 | 0.62047 | 0.72313 | 0.7491 | 0.94161 | 0.97627 | 1.0611 | 1.1971 | 1.4002 | 1.4914 | 1.4579 | 1.4736 | 1.3231 | 1.1365 | 0.95037 | 0.70349 | 20.0713 | 8 | No | Off | 8Off | S | 1.4914 | 0
[12 empty] | 2015-08-10 | 0.55317 | 0.48796 | 0.43632 | 0.39569 | 0.37558 | 0.40521 | 0.4507 | 0.47396 | 0.53464 | 0.59228 | 0.71928 | 0.84281 | 1.022 | 1.1211 | 1.3081 | 1.4478 | 1.5875 | 1.6364 | 1.7017 | 1.6483 | 1.4553 | 1.3258 | 1.1298 | 0.87191 | 22.5233 | 8 | No | On | 8On | S | 1.7017 | 0
[12 empty] | 2015-08-11 | 0.7 | 0.62632 | 0.51886 | 0.4739 | 0.4619 | 0.48206 | 0.55259 | 0.54433 | 0.59523 | 0.73977 | 0.80187 | 0.97402 | 1.0787 | 1.201 | 1.357 | 1.4622 | 1.552 | 1.5254 | 1.3665 | 1.2476 | 1.149 | 1.1656 | 1.0004 | 0.77931 | 22.3555 | 8 | No | On | 8On | S | 1.552 | 0
[12 empty] | 2015-08-12 | 0.65673 | 0.58257 | 0.49671 | 0.4829 | 0.45126 | 0.45058 | 0.47989 | 0.55216 | 0.63443 | 0.73342 | 0.7888 | 1.0064 | 1.1312 | 1.115 | 1.2162 | 1.376 | 1.5613 | 1.5434 | 1.5386 | 1.4653 | 1.327 | 1.3718 | 1.1405 | 0.87068 | 22.9729 | 8 | No | On | 8On | S | 1.5613 | 0
[12 empty] | 2015-08-13 | 0.7192 | 0.59331 | 0.51656 | 0.48606 | 0.46129 | 0.4761 | 0.50021 | 0.5788 | 0.66536 | 0.75526 | 0.82985 | 0.99765 | 1.1664 | 1.2349 | 1.3195 | 1.4343 | 1.5994 | 1.6668 | 1.6864 | 1.6182 | 1.5521 | 1.4017 | 1.2785 | 1.0983 | 24.6361 | 8 | No | On | 8On | S | 1.6864 | 0
[12 empty] | 2015-08-14 | 0.86442 | 0.70695 | 0.64335 | 0.61465 | 0.58384 | 0.57584 | 0.59319 | 0.61877 | 0.76154 | 0.92818 | 1.0595 | 1.2665 | 1.3758 | 1.3741 | 1.4349 | 1.5609 | 1.657 | 1.7767 | 1.8836 | 1.6144 | 1.5531 | 1.5045 | 1.4116 | 1.1556 | 27.519 | 8 | No | On | 8On | S | 1.8836 | 0
[12 empty] | 2015-08-15 | 0.96028 | 0.77146 | 0.67462 | 0.60169 | 0.58437 | 0.57031 | 0.55914 | 0.58113 | 0.72582 | 0.90546 | 1.0596 | 1.2689 | 1.4024 | 1.4899 | 1.6345 | 1.611 | 1.682 | 1.7378 | 1.7049 | 1.6447 | 1.4608 | 1.4111 | 1.1897 | 1.0028 | 27.2345 | 8 | No | Off | 8Off | S | 1.7378 | 0
[12 empty] | 2015-08-16 | 0.833 | 0.7303 | 0.61115 | 0.51814 | 0.471 | 0.43822 | 0.42654 | 0.47204 | 0.65844 | 0.76286 | 0.91626 | 1.035 | 1.2206 | 1.2453 | 1.3402 | 1.4468 | 1.5755 | 1.6426 | 1.6092 | 1.4481 | 1.4309 | 1.3377 | 1.0794 | 0.79422 | 24.0436 | 8 | No | Off | 8Off | S | 1.6426 | 0
[12 empty] | 2015-08-17 | 0.665 | 0.56942 | 0.48334 | 0.41239 | 0.39646 | 0.41431 | 0.45529 | 0.5264 | 0.57226 | 0.62762 | 0.69652 | 0.82791 | 0.97768 | 1.1119 | 1.1523 | 1.3296 | 1.4413 | 1.4676 | 1.5516 | 1.4966 | 1.3756 | 1.2595 | 1.0416 | 0.79383 | 21.6462 | 8 | No | On | 8On | S | 1.5516 | 0
[12 empty] | 2015-08-18 | 0.62452 | 0.50503 | 0.41796 | 0.3874 | 0.37111 | 0.39222 | 0.50256 | 0.48485 | 0.53134 | 0.59082 | 0.64666 | 0.76179 | 0.79029 | 0.78789 | 0.83524 | 0.97907 | 1.0815 | 1.2459 | 1.2642 | 1.1934 | 1.0956 | 1.0416 | 0.86755 | 0.65145 | 18.0499 | 8 | No | On | 8On | S | 1.2642 | 0
[12 empty] | 2015-08-19 | 0.49666 | 0.44718 | 0.39397 | 0.37883 | 0.37449 | 0.39337 | 0.46294 | 0.45441 | 0.48059 | 0.53729 | 0.6006 | 0.65116 | 0.68688 | 0.76797 | 0.8339 | 0.97017 | 1.1335 | 1.3203 | 1.3759 | 1.2201 | 1.062 | 1.0774 | 0.99358 | 0.74058 | 17.8538 | 8 | No | On | 8On | S | 1.3759 | 0
[12 empty] | 2015-08-20 | 0.57877 | 0.46128 | 0.38487 | 0.37925 | 0.36704 | 0.36699 | 0.45421 | 0.47787 | 0.5163 | 0.59898 | 0.53787 | 0.6397 | 0.78379 | 0.82487 | 1.0179 | 1.2039 | 1.2996 | 1.4516 | 1.4096 | 1.27 | 1.1608 | 1.1018 | 0.93492 | 0.75914 | 18.981 | 8 | No | On | 8On | S | 1.4516 | 0
[12 empty] | 2015-08-21 | 0.56942 | 0.4632 | 0.407 | 0.40016 | 0.40218 | 0.40477 | 0.46313 | 0.49694 | 0.52436 | 0.56488 | 0.61954 | 0.74032 | 0.92363 | 0.99746 | 1.1792 | 1.3716 | 1.4559 | 1.5197 | 1.4738 | 1.3953 | 1.226 | 1.1865 | 0.99062 | 0.82843 | 20.604 | 8 | No | On | 8On | S | 1.5197 | 0
[12 empty] | 2015-08-22 | 0.63926 | 0.56736 | 0.49349 | 0.44777 | 0.41625 | 0.38536 | 0.39642 | 0.45226 | 0.53505 | 0.67708 | 0.75489 | 0.82661 | 0.89296 | 1.0369 | 1.1103 | 1.2907 | 1.3795 | 1.3519 | 1.3015 | 1.2144 | 1.0836 | 1.0597 | 0.91682 | 0.68384 | 19.9139 | 8 | No | Off | 8Off | S | 1.3795 | 0
[12 empty] | 2015-08-23 | 0.58609 | 0.47347 | 0.4094 | 0.38038 | 0.35822 | 0.35056 | 0.35794 | 0.41581 | 0.50168 | 0.58035 | 0.69369 | 0.77653 | 0.9105 | 1.003 | 1.1231 | 1.3497 | 1.4854 | 1.5873 | 1.6174 | 1.5315 | 1.3756 | 1.3267 | 1.0922 | 0.76181 | 21.0484 | 8 | No | Off | 8Off | S | 1.6174 | 0
[12 empty] | 2015-08-24 | 0.59818 | 0.50362 | 0.43205 | 0.40894 | 0.40546 | 0.45395 | 0.51377 | 0.52575 | 0.63601 | 0.70828 | 0.73792 | 0.85009 | 1.0018 | 1.0655 | 1.2588 | 1.4696 | 1.5414 | 1.6823 | 1.7053 | 1.6494 | 1.4705 | 1.4012 | 1.128 | 0.91545 | 23.0633 | 8 | No | On | 8On | S | 1.7053 | 0
[12 empty] | 2015-08-25 | 0.73553 | 0.60181 | 0.53504 | 0.48052 | 0.47767 | 0.49488 | 0.56048 | 0.59018 | 0.59635 | 0.6944 | 0.78967 | 0.99181 | 1.1672 | 1.3212 | 1.5024 | 1.5591 | 1.6205 | 1.5857 | 1.5468 | 1.4751 | 1.4987 | 1.4578 | 1.2047 | 0.94963 | 24.4371 | 8 | No | On | 8On | S | 1.6205 | 0
[12 empty] | 2015-08-26 | 0.73784 | 0.68576 | 0.63167 | 0.60642 | 0.57954 | 0.61261 | 0.65826 | 0.68477 | 0.64795 | 0.63769 | 0.66415 | 0.63284 | 0.65358 | 0.73742 | 0.74566 | 0.80261 | 0.97556 | 1.1357 | 1.1315 | 1.0823 | 1.1087 | 1.0817 | 0.91405 | 0.72597 | 18.8743 | 8 | No | On | 8On | S | 1.1357 | 0
[12 empty] | 2015-08-27 | 0.5778 | 0.4657 | 0.40123 | 0.39179 | 0.38833 | 0.42136 | 0.50792 | 0.54485 | 0.54346 | 0.56285 | 0.62356 | 0.70779 | 0.86711 | 0.96899 | 1.1167 | 1.2134 | 1.362 | 1.5253 | 1.444 | 1.3065 | 1.2537 | 1.1873 | 0.98048 | 0.78888 | 20.151 | 8 | No | On | 8On | S | 1.5253 | 0
[12 empty] | 2015-08-28 | 0.65038 | 0.5474 | 0.4747 | 0.39905 | 0.38051 | 0.3959 | 0.46107 | 0.51041 | 0.55243 | 0.63511 | 0.65544 | 0.75486 | 0.88477 | 1.0837 | 1.1734 | 1.3963 | 1.5386 | 1.6298 | 1.633 | 1.4999 | 1.337 | 1.2486 | 1.0262 | 0.88898 | 21.7574 | 8 | No | On | 8On | S | 1.633 | 0
[12 empty] | 2015-08-29 | 0.68792 | 0.551 | 0.53456 | 0.43881 | 0.40445 | 0.40843 | 0.44475 | 0.49659 | 0.62121 | 0.76196 | 0.89408 | 1.0431 | 1.1959 | 1.3627 | 1.4183 | 1.507 | 1.5303 | 1.5409 | 1.5599 | 1.4908 | 1.3798 | 1.3471 | 1.1671 | 0.9704 | 23.757 | 8 | No | Off | 8Off | S | 1.5599 | 0
[12 empty] | 2015-08-30 | 0.87177 | 0.74607 | 0.65843 | 0.60198 | 0.56573 | 0.55392 | 0.53328 | 0.60292 | 0.74255 | 0.9193 | 1.0348 | 1.103 | 1.2471 | 1.2836 | 1.4101 | 1.493 | 1.6204 | 1.5723 | 1.468 | 1.3996 | 1.2743 | 1.2693 | 1.0103 | 0.79124 | 24.773 | 8 | No | Off | 8Off | S | 1.6204 | 0
[12 empty] | 2015-08-31 | 0.65342 | 0.50611 | 0.44957 | 0.4073 | 0.40198 | 0.4206 | 0.49555 | 0.58382 | 0.58482 | 0.60778 | 0.67501 | 0.72873 | 0.80292 | 0.89553 | 0.98189 | 1.1518 | 1.4053 | 1.5918 | 1.5657 | 1.4112 | 1.2674 | 1.2271 | 0.99464 | 0.69777 | 20.5079 | 8 | No | On | 8On | S | 1.5918 | 0
[12 empty] | 2015-09-01 | 0.53803 | 0.44245 | 0.39778 | 0.38977 | 0.37764 | 0.3957 | 0.48085 | 0.53514 | 0.5026 | 0.53956 | 0.57058 | 0.70514 | 0.87571 | 0.97688 | 1.0636 | 1.2495 | 1.397 | 1.4901 | 1.4889 | 1.3969 | 1.3456 | 1.1782 | 0.98369 | 0.77196 | 20.0933 | 9 | No | On | 9On | S | 1.4901 | 0
[12 empty] | 2015-09-02 | 0.605 | 0.56529 | 0.49834 | 0.45024 | 0.44431 | 0.46031 | 0.50276 | 0.58745 | 0.60147 | 0.66118 | 0.7046 | 0.83987 | 0.9001 | 0.96694 | 1.0887 | 1.2005 | 1.3458 | 1.4551 | 1.3792 | 1.3383 | 1.2515 | 1.1665 | 1.0116 | 0.76208 | 20.787 | 9 | No | On | 9On | S | 1.4551 | 0
[12 empty] | 2015-09-03 | 0.61118 | 0.556 | 0.48707 | 0.42194 | 0.38813 | 0.43916 | 0.52649 | 0.59223 | 0.59074 | 0.6477 | 0.71384 | 0.78194 | 0.84813 | 0.87779 | 0.98301 | 1.0269 | 1.1785 | 1.3064 | 1.3393 | 1.1778 | 1.1457 | 1.0504 | 0.87511 | 0.73435 | 19.2998 | 9 | No | On | 9On | S | 1.3393 | 0
[12 empty] | 2015-09-04 | 0.59388 | 0.49643 | 0.43998 | 0.3932 | 0.38549 | 0.40419 | 0.48835 | 0.53647 | 0.57913 | 0.63912 | 0.74323 | 0.83828 | 0.81679 | 0.87845 | 0.98482 | 1.0428 | 1.129 | 1.3264 | 1.2165 | 1.0222 | 0.9617 | 0.89823 | 0.7903 | 0.67345 | 18.2784 | 9 | No | On | 9On | S | 1.3264 | 0
[12 empty] | 2015-09-05 | 0.59046 | 0.51435 | 0.43911 | 0.43357 | 0.39096 | 0.38167 | 0.40598 | 0.46997 | 0.56405 | 0.69151 | 0.70246 | 0.74516 | 0.74148 | 0.80124 | 0.75644 | 0.7241 | 0.76509 | 0.827 | 0.85954 | 0.80721 | 0.70511 | 0.72319 | 0.62293 | 0.51929 | 15.1819 | 9 | No | Off | 9Off | S | 0.85954 | 0
[12 empty] | 2015-09-06 | 0.41345 | 0.38126 | 0.33518 | 0.3236 | 0.30723 | 0.30961 | 0.32921 | 0.36867 | 0.42868 | 0.47136 | 0.48418 | 0.51144 | 0.55885 | 0.53789 | 0.55153 | 0.65085 | 0.72219 | 0.71148 | 0.67313 | 0.67314 | 0.73092 | 0.71372 | 0.59664 | 0.48557 | 12.2698 | 9 | No | Off | 9Off | S | 0.72219 | 0
[12 empty] | 2015-09-07 | 0.3717 | 0.33305 | 0.30976 | 0.29811 | 0.29761 | 0.29696 | 0.32332 | 0.33715 | 0.41331 | 0.48439 | 0.54801 | 0.56852 | 0.58834 | 0.57153 | 0.6725 | 0.71927 | 0.84802 | 0.87847 | 0.86447 | 0.89693 | 0.88156 | 0.84218 | 0.6199 | 0.4753 | 13.4403 | 9 | Yes | Off | 9Off | S | 0.89693 | 0
[12 empty] | 2015-09-08 | 0.41517 | 0.3319 | 0.30056 | 0.3068 | 0.30384 | 0.32838 | 0.4443 | 0.45572 | 0.44715 | 0.42271 | 0.4318 | 0.50172 | 0.52172 | 0.53724 | 0.61756 | 0.67312 | 0.79581 | 0.92077 | 1.0315 | 0.96496 | 0.91966 | 0.84196 | 0.6675 | 0.46521 | 13.6471 | 9 | No | On | 9On | S | 1.0315 | 0
[12 empty] | 2015-09-09 | 0.38931 | 0.3441 | 0.30895 | 0.31005 | 0.30538 | 0.3143 | 0.37762 | 0.44295 | 0.42934 | 0.41602 | 0.41277 | 0.44127 | 0.45184 | 0.53028 | 0.58514 | 0.71107 | 0.87314 | 0.97986 | 1.0765 | 0.9521 | 0.96744 | 0.92532 | 0.68224 | 0.56096 | 13.788 | 9 | No | On | 9On | S | 1.0765 | 0
[12 empty] | 2015-09-10 | 0.42689 | 0.33851 | 0.31202 | 0.30433 | 0.31311 | 0.34847 | 0.40698 | 0.47149 | 0.46451 | 0.47882 | 0.43211 | 0.46426 | 0.55497 | 0.60851 | 0.68967 | 0.86559 | 1.0707 | 1.1658 | 1.2151 | 1.1489 | 1.0926 | 0.97501 | 0.78771 | 0.58663 | 15.5227 | 9 | No | On | 9On | S | 1.2151 | 0
[12 empty] | 2015-09-11 | 0.46952 | 0.3774 | 0.34483 | 0.32457 | 0.32206 | 0.33384 | 0.39409 | 0.45596 | 0.50045 | 0.50385 | 0.55768 | 0.58152 | 0.62372 | 0.71948 | 0.91857 | 1.0676 | 1.2264 | 1.2341 | 1.2655 | 1.1485 | 1.0456 | 0.95595 | 0.76506 | 0.59379 | 16.73 | 9 | No | On | 9On | S | 1.2655 | 0
[12 empty] | 2015-09-12 | 0.47566 | 0.40453 | 0.3537 | 0.35513 | 0.32983 | 0.3267 | 0.34831 | 0.40198 | 0.49703 | 0.5465 | 0.62037 | 0.73868 | 0.81796 | 0.84981 | 1.0549 | 1.2137 | 1.2656 | 1.281 | 1.2047 | 1.1085 | 1.0386 | 0.95192 | 0.80949 | 0.62455 | 17.6192 | 9 | No | Off | 9Off | S | 1.281 | 0
[12 empty] | 2015-09-13 | 0.50813 | 0.4142 | 0.3671 | 0.35589 | 0.3326 | 0.32091 | 0.32783 | 0.39612 | 0.4938 | 0.56249 | 0.59242 | 0.67016 | 0.77524 | 0.82712 | 1.047 | 1.1828 | 1.2747 | 1.3216 | 1.2887 | 1.1209 | 1.1189 | 1.0609 | 0.79869 | 0.56719 | 17.7255 | 9 | No | Off | 9Off | S | 1.3216 | 0
[12 empty] | 2015-09-14 | 0.49654 | 0.43396 | 0.37693 | 0.35772 | 0.361 | 0.37949 | 0.43749 | 0.50167 | 0.54564 | 0.46283 | 0.47917 | 0.54923 | 0.5798 | 0.61825 | 0.66342 | 0.73573 | 0.80679 | 0.84386 | 0.81576 | 0.78724 | 0.83681 | 0.78504 | 0.66416 | 0.45942 | 13.9779 | 9 | No | On | 9On | S | 0.84386 | 0
[12 empty] | 2015-09-15 | 0.39674 | 0.35674 | 0.31143 | 0.29624 | 0.30526 | 0.36287 | 0.42927 | 0.46406 | 0.47507 | 0.44484 | 0.45355 | 0.45975 | 0.42283 | 0.42874 | 0.49139 | 0.49846 | 0.50746 | 0.56594 | 0.67665 | 0.72492 | 0.70715 | 0.66253 | 0.56034 | 0.42684 | 11.4291 | 9 | No | On | 9On | S | 0.72492 | 0
[12 empty] | 2015-09-16 | 0.3657 | 0.34552 | 0.3152 | 0.28922 | 0.291 | 0.32021 | 0.42564 | 0.44393 | 0.42885 | 0.42856 | 0.49025 | 0.50669 | 0.44397 | 0.44446 | 0.47348 | 0.50018 | 0.536 | 0.58103 | 0.58855 | 0.64857 | 0.71212 | 0.67859 | 0.55619 | 0.40304 | 11.2169 | 9 | No | On | 9On | S | 0.64857 | 0
[12 empty] | 2015-09-17 | 0.32674 | 0.29625 | 0.29057 | 0.29155 | 0.2838 | 0.31798 | 0.39643 | 0.46402 | 0.45366 | 0.48144 | 0.43272 | 0.42737 | 0.41416 | 0.45204 | 0.45451 | 0.41542 | 0.47822 | 0.59411 | 0.59325 | 0.6581 | 0.699 | 0.73274 | 0.61494 | 0.44128 | 11.0103 | 9 | No | On | 9On | S | 0.6581 | 0
[12 empty] | 2015-09-18 | 0.33845 | 0.2854 | 0.27836 | 0.28034 | 0.27194 | 0.28031 | 0.37129 | 0.46188 | 0.45958 | 0.52834 | 0.48388 | 0.45835 | 0.42416 | 0.43818 | 0.44587 | 0.4709 | 0.49646 | 0.58897 | 0.63889 | 0.61211 | 0.63674 | 0.60526 | 0.54635 | 0.49195 | 10.894 | 9 | No | On | 9On | S | 0.63889 | 0
[12 empty] | 2015-09-19 | 0.38826 | 0.34 | 0.31433 | 0.30447 | 0.29018 | 0.30131 | 0.33098 | 0.37569 | 0.44545 | 0.53945 | 0.63538 | 0.59475 | 0.52348 | 0.50091 | 0.52716 | 0.58433 | 0.61031 | 0.66143 | 0.73818 | 0.67393 | 0.67563 | 0.65128 | 0.57616 | 0.46866 | 12.0517 | 9 | No | Off | 9Off | S | 0.73818 | 0
[12 empty] | 2015-09-20 | 0.40028 | 0.32626 | 0.29543 | 0.28627 | 0.28675 | 0.28743 | 0.29221 | 0.37188 | 0.46447 | 0.50546 | 0.54426 | 0.54286 | 0.55849 | 0.59203 | 0.61638 | 0.71624 | 0.8264 | 0.91855 | 0.91814 | 0.8825 | 0.83366 | 0.73336 | 0.58954 | 0.45383 | 13.2427 | 9 | No | Off | 9Off | S | 0.91855 | 0
[12 empty] | 2015-09-21 | 0.38092 | 0.32573 | 0.30141 | 0.27539 | 0.28181 | 0.33006 | 0.38913 | 0.5102 | 0.45035 | 0.40975 | 0.43315 | 0.43099 | 0.45156 | 0.50324 | 0.55126 | 0.71255 | 0.82114 | 0.98127 | 1.0497 | 0.89448 | 0.86153 | 0.80656 | 0.69438 | 0.49565 | 13.3422 | 9 | No | On | 9On | S | 1.0497 | 0
[12 empty] | 2015-09-22 | 0.39851 | 0.31619 | 0.30088 | 0.29516 | 0.28969 | 0.32151 | 0.3837 | 0.47609 | 0.44169 | 0.42801 | 0.39992 | 0.47347 | 0.48801 | 0.52878 | 0.62267 | 0.77151 | 0.91755 | 1.0318 | 0.99652 | 0.93609 | 0.91571 | 0.84131 | 0.66747 | 0.50254 | 13.7448 | 9 | No | On | 9On | S | 1.0318 | 0
[12 empty] | 2015-09-23 | 0.40408 | 0.35543 | 0.31286 | 0.31156 | 0.32038 | 0.32092 | 0.40065 | 0.47627 | 0.42852 | 0.44088 | 0.47822 | 0.4697 | 0.51421 | 0.56604 | 0.68091 | 0.79414 | 0.9537 | 1.0958 | 1.0782 | 1.0201 | 1.043 | 0.94343 | 0.74973 | 0.52863 | 14.6874 | 9 | No | On | 9On | S | 1.0958 | 0
[12 empty] | 2015-09-24 | 0.42834 | 0.37371 | 0.33712 | 0.3398 | 0.32285 | 0.33432 | 0.40979 | 0.48272 | 0.45577 | 0.44595 | 0.45487 | 0.4658 | 0.52555 | 0.63733 | 0.71659 | 0.83422 | 0.9321 | 0.99618 | 0.99113 | 0.89926 | 0.92531 | 0.91453 | 0.71851 | 0.53684 | 14.4786 | 9 | No | On | 9On | S | 0.99618 | 0
[12 empty] | 2015-09-25 | 0.45901 | 0.39339 | 0.354 | 0.33082 | 0.33445 | 0.3507 | 0.4041 | 0.48808 | 0.45077 | 0.48221 | 0.45871 | 0.53288 | 0.63545 | 0.73642 | 0.8975 | 1.0777 | 1.1042 | 1.1677 | 1.1718 | 1.1366 | 1.0045 | 0.89732 | 0.70403 | 0.56041 | 16.1329 | 9 | No | On | 9On | S | 1.1718 | 0
[12 empty] | 2015-09-26 | 0.43502 | 0.42392 | 0.37072 | 0.3418 | 0.33251 | 0.31687 | 0.34171 | 0.40279 | 0.4762 | 0.534 | 0.63119 | 0.65913 | 0.82931 | 0.96156 | 1.1018 | 1.1693 | 1.212 | 1.2075 | 1.172 | 1.0075 | 1.0101 | 0.92665 | 0.80906 | 0.60821 | 17.2807 | 9 | No | Off | 9Off | S | 1.212 | 0
[12 empty] | 2015-09-27 | 0.48705 | 0.42033 | 0.39383 | 0.36424 | 0.357 | 0.34058 | 0.35375 | 0.39659 | 0.50638 | 0.5855 | 0.72336 | 0.81529 | 0.90932 | 1.0018 | 1.111 | 1.1878 | 1.3412 | 1.3244 | 1.1678 | 1.0221 | 1.1098 | 0.98881 | 0.8304 | 0.61467 | 18.3529 | 9 | No | Off | 9Off | S | 1.3412 | 0
[12 empty] | 2015-09-28 | 0.45622 | 0.40397 | 0.37271 | 0.37891 | 0.36611 | 0.36651 | 0.4536 | 0.52559 | 0.48088 | 0.48343 | 0.5291 | 0.67361 | 0.72111 | 0.79633 | 0.87596 | 0.98915 | 1.0013 | 1.0214 | 0.96935 | 0.93639 | 0.96985 | 0.92666 | 0.71614 | 0.52838 | 15.9426 | 9 | No | On | 9On | S | 1.0214 | 0
[12 empty] | 2015-09-29 | 0.44622 | 0.40053 | 0.32879 | 0.31332 | 0.30971 | 0.32827 | 0.41683 | 0.50505 | 0.46861 | 0.45305 | 0.4625 | 0.53505 | 0.5843 | 0.6472 | 0.78944 | 0.81324 | 0.89068 | 0.88488 | 0.92249 | 0.92856 | 0.98091 | 0.88004 | 0.72713 | 0.5394 | 14.5562 | 9 | No | On | 9On | S | 0.92856 | 0
[12 empty] | 2015-09-30 | 0.44619 | 0.35556 | 0.3335 | 0.32069 | 0.31761 | 0.34837 | 0.43073 | 0.52831 | 0.46159 | 0.44619 | 0.44246 | 0.50203 | 0.57091 | 0.65807 | 0.72582 | 0.78638 | 0.79339 | 0.85676 | 0.8969 | 0.92545 | 0.96599 | 0.88617 | 0.71331 | 0.55078 | 14.2632 | 9 | No | On | 9On | S | 0.92545 | 0
[12 empty] | 2015-10-01 | 0.5469 | 0.43932 | 0.41154 | 0.3953 | 0.38437 | 0.40727 | 0.49038 | 0.58999 | 0.54326 | 0.516 | 0.5631 | 0.58917 | 0.6525 | 0.73391 | 0.87261 | 1.0625 | 1.2421 | 1.4972 | 1.3504 | 1.2258 | 1.2004 | 1.1232 | 0.9284 | 0.67694 | 18.4425 | 10 | No | On | 10On | W | 1.4972 | 0
[12 empty] | 2015-10-02 | 0.55847 | 0.52351 | 0.41402 | 0.39101 | 0.39676 | 0.38604 | 0.49168 | 0.54452 | 0.55502 | 0.58352 | 0.6221 | 0.64257 | 0.64213 | 0.55725 | 0.58596 | 0.59445 | 0.63192 | 0.70604 | 0.71195 | 0.74594 | 0.78648 | 0.7624 | 0.61967 | 0.51209 | 13.9655 | 10 | No | On | 10On | W | 0.74594 | 0
[12 empty] | 2015-10-03 | 0.44871 | 0.38982 | 0.37583 | 0.35138 | 0.34501 | 0.34713 | 0.38763 | 0.44721 | 0.56207 | 0.7076 | 0.65063 | 0.69124 | 0.67407 | 0.70096 | 0.66447 | 0.6634 | 0.6931 | 0.72494 | 0.72278 | 0.74561 | 0.79299 | 0.76212 | 0.64483 | 0.52387 | 14.0174 | 10 | No | Off | 10Off | W | 0.74561 | 0
[12 empty] | 2015-10-04 | 0.44459 | 0.39279 | 0.37404 | 0.35512 | 0.34001 | 0.34822 | 0.35882 | 0.42782 | 0.56902 | 0.70419 | 0.73922 | 0.71688 | 0.82503 | 0.82229 | 0.88544 | 0.87802 | 0.99634 | 0.91852 | 0.84232 | 0.97529 | 1.0041 | 0.91999 | 0.68953 | 0.53823 | 16.0658 | 10 | No | Off | 10Off | W | 0.99634 | 0
[12 empty] | 2015-10-05 | 0.42105 | 0.36606 | 0.34412 | 0.3414 | 0.34516 | 0.37707 | 0.50452 | 0.61684 | 0.52543 | 0.48302 | 0.51825 | 0.49887 | 0.49891 | 0.50524 | 0.53692 | 0.61432 | 0.64268 | 0.71396 | 0.79541 | 0.9213 | 0.88971 | 0.84134 | 0.68883 | 0.52185 | 13.5123 | 10 | No | On | 10On | W | 0.9213 | 0
[12 empty] | 2015-10-06 | 0.45171 | 0.39035 | 0.33256 | 0.33058 | 0.34014 | 0.35646 | 0.48155 | 0.54408 | 0.52249 | 0.5358 | 0.48001 | 0.48051 | 0.45045 | 0.47237 | 0.5191 | 0.59549 | 0.65713 | 0.75164 | 0.73167 | 0.77439 | 0.85049 | 0.77623 | 0.68054 | 0.50735 | 13.0131 | 10 | No | On | 10On | W | 0.77439 | 0
[12 empty] | 2015-10-07 | 0.40238 | 0.37468 | 0.3657 | 0.34117 | 0.35007 | 0.38132 | 0.47257 | 0.56327 | 0.58696 | 0.50463 | 0.45075 | 0.46993 | 0.4518 | 0.51585 | 0.50952 | 0.61761 | 0.76125 | 0.78646 | 0.75827 | 0.84247 | 0.87763 | 0.86449 | 0.67645 | 0.54802 | 13.4733 | 10 | No | On | 10On | W | 0.84247 | 0
[12 empty] | 2015-10-08 | 0.44568 | 0.39458 | 0.34486 | 0.34259 | 0.33997 | 0.40148 | 0.48573 | 0.54798 | 0.58805 | 0.52999 | 0.48152 | 0.44406 | 0.46519 | 0.45071 | 0.48024 | 0.56626 | 0.69725 | 0.78286 | 0.78449 | 0.84982 | 0.88978 | 0.82695 | 0.68438 | 0.51638 | 13.3408 | 10 | No | On | 10On | W | 0.84982 | 0
[12 empty] | 2015-10-09 | 0.45242 | 0.39294 | 0.34213 | 0.35214 | 0.33526 | 0.3506 | 0.4729 | 0.54301 | 0.572 | 0.56276 | 0.53189 | 0.5253 | 0.53923 | 0.52175 | 0.53286 | 0.64651 | 0.67985 | 0.73695 | 0.69548 | 0.72326 | 0.79102 | 0.77075 | 0.69996 | 0.58142 | 13.3524 | 10 | No | On | 10On | W | 0.73695 | 0
[12 empty] | 2015-10-10 | 0.44887 | 0.38526 | 0.36072 | 0.33178 | 0.34032 | 0.34046 | 0.37023 | 0.47708 | 0.56703 | 0.60307 | 0.57943 | 0.65418 | 0.67115 | 0.68625 | 0.71098 | 0.80421 | 0.91362 | 0.94736 | 0.90391 | 0.95916 | 0.99397 | 0.85855 | 0.77185 | 0.63776 | 15.3172 | 10 | No | Off | 10Off | W | 0.95916 | 0
[12 empty] | 2015-10-11 | 0.55264 | 0.48288 | 0.43749 | 0.38948 | 0.37303 | 0.38385 | 0.38538 | 0.44974 | 0.55717 | 0.60651 | 0.65146 | 0.68355 | 0.75824 | 0.74507 | 0.8233 | 0.93361 | 1.0669 | 1.1349 | 1.0046 | 1.0205 | 0.9505 | 0.85583 | 0.69625 | 0.51889 | 16.4619 | 10 | No | Off | 10Off | W | 1.1349 | 0
[12 empty] | 2015-10-12 | 0.41803 | 0.39073 | 0.37652 | 0.37035 | 0.36444 | 0.36276 | 0.47532 | 0.62616 | 0.56794 | 0.5098 | 0.49157 | 0.51375 | 0.51618 | 0.51207 | 0.59384 | 0.67881 | 0.7495 | 0.868 | 0.86865 | 0.94986 | 0.93582 | 0.88115 | 0.7138 | 0.53489 | 14.27 | 10 | No | On | 10On | W | 0.94986 | 0
[12 empty] | 2015-10-13 | 0.42209 | 0.36214 | 0.35228 | 0.34283 | 0.34539 | 0.37898 | 0.45381 | 0.55597 | 0.56181 | 0.50337 | 0.50786 | 0.52804 | 0.49915 | 0.51286 | 0.5201 | 0.61892 | 0.73864 | 0.91609 | 0.91861 | 0.96363 | 0.99256 | 0.88683 | 0.67973 | 0.51345 | 14.0751 | 10 | No | On | 10On | W | 0.96363 | 0
[12 empty] | 2015-10-14 | 0.44824 | 0.37844 | 0.33795 | 0.36395 | 0.34182 | 0.38747 | 0.49961 | 0.54457 | 0.49931 | 0.51282 | 0.48915 | 0.56697 | 0.52225 | 0.52453 | 0.57051 | 0.68734 | 0.78268 | 0.90974 | 0.9262 | 0.92303 | 0.8593 | 0.82389 | 0.675 | 0.54885 | 14.1236 | 10 | No | On | 10On | W | 0.9262 | 0
[12 empty] | 2015-10-15 | 0.4237 | 0.38711 | 0.35689 | 0.35103 | 0.34815 | 0.37407 | 0.44423 | 0.5485 | 0.56958 | 0.5462 | 0.56012 | 0.56557 | 0.55387 | 0.53331 | 0.58988 | 0.75701 | 0.83235 | 0.87942 | 0.86629 | 0.87529 | 0.82712 | 0.80171 | 0.68897 | 0.49098 | 14.1714 | 10 | No | On | 10On | W | 0.87942 | 0
[12 empty] | 2015-10-16 | 0.42366 | 0.38707 | 0.33237 | 0.34637 | 0.35031 | 0.3555 | 0.40295 | 0.51545 | 0.50209 | 0.52774 | 0.56372 | 0.61429 | 0.59711 | 0.59964 | 0.62851 | 0.68301 | 0.78863 | 0.7858 | 0.86891 | 0.83606 | 0.82494 | 0.69002 | 0.60481 | 0.49618 | 13.7252 | 10 | No | On | 10On | W | 0.86891 | 0
[12 empty] | 2015-10-17 | 0.42596 | 0.37625 | 0.35207 | 0.33376 | 0.33868 | 0.34054 | 0.34989 | 0.43418 | 0.54369 | 0.56887 | 0.63254 | 0.62684 | 0.60077 | 0.57469 | 0.62719 | 0.64729 | 0.65199 | 0.62932 | 0.74524 | 0.75526 | 0.74479 | 0.71609 | 0.62911 | 0.54524 | 13.1902 | 10 | No | Off | 10Off | W | 0.75526 | 0
[12 empty] | 2015-10-18 | 0.45913 | 0.37351 | 0.35027 | 0.33492 | 0.33478 | 0.33892 | 0.35808 | 0.42361 | 0.55668 | 0.63182 | 0.69458 | 0.69119 | 0.75269 | 0.64051 | 0.65796 | 0.7049 | 0.80026 | 0.82643 | 0.85853 | 0.93605 | 0.82171 | 0.75651 | 0.67674 | 0.51362 | 14.4934 | 10 | No | Off | 10Off | W | 0.93605 | 0
[12 empty] | 2015-10-19 | 0.3964 | 0.35803 | 0.33756 | 0.3243 | 0.32493 | 0.33732 | 0.47288 | 0.56156 | 0.56197 | 0.56602 | 0.55347 | 0.56049 | 0.57216 | 0.53344 | 0.54037 | 0.58301 | 0.68741 | 0.77014 | 0.85524 | 0.85329 | 0.79804 | 0.79261 | 0.62068 | 0.47614 | 13.4374 | 10 | No | On | 10On | W | 0.85524 | 0
[12 empty] | 2015-10-20 | 0.39206 | 0.34688 | 0.31367 | 0.31815 | 0.32472 | 0.3555 | 0.48226 | 0.59641 | 0.54647 | 0.53261 | 0.49417 | 0.51941 | 0.47868 | 0.4358 | 0.45141 | 0.51003 | 0.61628 | 0.65065 | 0.70776 | 0.82755 | 0.81539 | 0.79371 | 0.60478 | 0.43104 | 12.5454 | 10 | No | On | 10On | W | 0.82755 | 0
[12 empty] | 2015-10-21 | 0.37582 | 0.37104 | 0.35548 | 0.33603 | 0.33593 | 0.39067 | 0.48679 | 0.59192 | 0.53573 | 0.54505 | 0.51982 | 0.48643 | 0.45426 | 0.4347 | 0.46835 | 0.5328 | 0.58831 | 0.64501 | 0.72143 | 0.78945 | 0.83327 | 0.80231 | 0.61005 | 0.50598 | 12.7166 | 10 | No | On | 10On | W | 0.78945 | 0
[12 empty] | 2015-10-22 | 0.45523 | 0.37817 | 0.34496 | 0.34826 | 0.33836 | 0.38775 | 0.49974 | 0.58154 | 0.57204 | 0.54326 | 0.4935 | 0.49372 | 0.50848 | 0.47652 | 0.483 | 0.56677 | 0.62186 | 0.67328 | 0.69876 | 0.80997 | 0.81784 | 0.77946 | 0.61301 | 0.4784 | 12.9639 | 10 | No | On | 10On | W | 0.80997 | 0
[12 empty] | 2015-10-23 | 0.40795 | 0.37622 | 0.34886 | 0.34248 | 0.34037 | 0.38072 | 0.47585 | 0.59386 | 0.56864 | 0.55379 | 0.54159 | 0.50271 | 0.50507 | 0.49489 | 0.49308 | 0.54663 | 0.59936 | 0.62919 | 0.64172 | 0.67413 | 0.71205 | 0.70931 | 0.65867 | 0.53057 | 12.6277 | 10 | No | On | 10On | W | 0.67413 | 0
[12 empty] | 2015-10-24 | 0.46667 | 0.40539 | 0.37272 | 0.36627 | 0.36355 | 0.37096 | 0.44406 | 0.51784 | 0.59072 | 0.63663 | 0.63253 | 0.60465 | 0.58704 | 0.58852 | 0.59902 | 0.60283 | 0.64509 | 0.64952 | 0.7492 | 0.78814 | 0.76756 | 0.76483 | 0.69925 | 0.58541 | 13.7984 | 10 | No | Off | 10Off | W | 0.78814 | 0
[12 empty] | 2015-10-25 | 0.45821 | 0.38263 | 0.34906 | 0.35691 | 0.3477 | 0.38273 | 0.46522 | 0.56778 | 0.64136 | 0.68574 | 0.71101 | 0.73034 | 0.66902 | 0.66179 | 0.66958 | 0.82826 | 0.84886 | 0.78329 | 0.81568 | 0.84691 | 0.78845 | 0.63112 | 0.48145 | 0.38736 | 14.4905 | 10 | No | Off | 10Off | W | 0.84886 | 0
[12 empty] | 2015-10-26 | 0.35696 | 0.33386 | 0.33616 | 0.33447 | 0.38907 | 0.49443 | 0.62237 | 0.5803 | 0.52652 | 0.4947 | 0.48472 | 0.52186 | 0.51261 | 0.5142 | 0.5175 | 0.56187 | 0.70109 | 0.7817 | 0.78177 | 0.82815 | 0.81037 | 0.65037 | 0.4876 | 0.39314 | 13.0158 | 10 | No | On | 10On | W | 0.82815 | 0
[12 empty] | 2015-10-27 | 0.35108 | 0.32965 | 0.3319 | 0.33745 | 0.39428 | 0.51261 | 0.62215 | 0.55021 | 0.48744 | 0.49898 | 0.50756 | 0.498 | 0.50889 | 0.47237 | 0.54312 | 0.5809 | 0.70355 | 0.74424 | 0.84581 | 0.88295 | 0.84586 | 0.72768 | 0.54724 | 0.44999 | 13.2739 | 10 | No | On | 10On | W | 0.88295 | 0
[12 empty] | 2015-10-28 | 0.41146 | 0.37292 | 0.37852 | 0.38821 | 0.40622 | 0.56488 | 0.67856 | 0.65687 | 0.62786 | 0.57771 | 0.55665 | 0.55107 | 0.55828 | 0.52499 | 0.56735 | 0.6382 | 0.74938 | 0.84729 | 0.83695 | 0.98401 | 0.92007 | 0.71093 | 0.53729 | 0.44801 | 14.4937 | 10 | No | On | 10On | W | 0.98401 | 0
[12 empty] | 2015-10-29 | 0.38614 | 0.35409 | 0.37263 | 0.37318 | 0.41088 | 0.52197 | 0.6015 | 0.61 | 0.55289 | 0.51406 | 0.55091 | 0.51584 | 0.54544 | 0.5336 | 0.53717 | 0.62131 | 0.69776 | 0.8174 | 0.86801 | 0.9046 | 0.82757 | 0.74989 | 0.57784 | 0.46499 | 13.9097 | 10 | No | On | 10On | W | 0.9046 | 0
[12 empty] | 2015-10-30 | 0.40553 | 0.38046 | 0.38189 | 0.41494 | 0.43311 | 0.52498 | 0.68051 | 0.67624 | 0.63196 | 0.60116 | 0.58548 | 0.63275 | 0.5991 | 0.56772 | 0.58884 | 0.61806 | 0.68082 | 0.75519 | 0.77412 | 0.79184 | 0.73952 | 0.66172 | 0.57415 | 0.50747 | 14.2076 | 10 | No | On | 10On | W | 0.79184 | 0
[12 empty] | 2015-10-31 | 0.44587 | 0.40957 | 0.38892 | 0.38177 | 0.38322 | 0.45003 | 0.48515 | 0.60557 | 0.68257 | 0.65444 | 0.67236 | 0.66946 | 0.6301 | 0.63424 | 0.58099 | 0.64928 | 0.63458 | 0.6561 | 0.64685 | 0.72317 | 0.69735 | 0.63904 | 0.55704 | 0.49858 | 13.7762 | 10 | No | Off | 10Off | W | 0.72317 | 0
[12 empty] | 2015-11-01 | 0.36836 | 0.35061 | 0.33278 | 0.32338 | 0.32497 | 0.33723 | 0.37071 | 0.48597 | 0.57413 | 0.60146 | 0.66667 | 0.63317 | 0.65691 | 0.59579 | 0.60683 | 0.66966 | 0.82898 | 0.8865 | 0.92962 | 0.86063 | 0.79006 | 0.69538 | 0.5606 | 0.47501 | 13.9254 | 11 | No | Off | 11Off | W | 0.92962 | 0
[12 empty] | 2015-11-02 | 0.37615 | 0.33197 | 0.31856 | 0.31441 | 0.32737 | 0.38238 | 0.50145 | 0.58505 | 0.51586 | 0.44181 | 0.47321 | 0.49012 | 0.47181 | 0.42168 | 0.4409 | 0.53273 | 0.57794 | 0.7095 | 0.79667 | 0.79152 | 0.78459 | 0.68453 | 0.56586 | 0.42802 | 12.2641 | 11 | No | On | 11On | W | 0.79667 | 0
[12 empty] | 2015-11-03 | 0.34829 | 0.32579 | 0.32764 | 0.32266 | 0.33749 | 0.38146 | 0.48166 | 0.56336 | 0.56239 | 0.53129 | 0.54763 | 0.53729 | 0.48748 | 0.46982 | 0.48892 | 0.53227 | 0.59655 | 0.77543 | 0.86678 | 0.87882 | 0.87579 | 0.76055 | 0.58253 | 0.48065 | 13.0626 | 11 | No | On | 11On | W | 0.87882 | 0
[12 empty] | 2015-11-04 | 0.3865 | 0.34642 | 0.35124 | 0.35406 | 0.37998 | 0.4022 | 0.54779 | 0.62337 | 0.57948 | 0.54337 | 0.52071 | 0.52009 | 0.53651 | 0.51926 | 0.51088 | 0.56613 | 0.66729 | 0.7692 | 0.86786 | 0.82908 | 0.82138 | 0.75877 | 0.65479 | 0.51676 | 13.5731 | 11 | No | On | 11On | W | 0.86786 | 0
[12 empty] | 2015-11-05 | 0.44254 | 0.41116 | 0.39752 | 0.4036 | 0.43028 | 0.47085 | 0.57559 | 0.6106 | 0.55774 | 0.56103 | 0.55574 | 0.56442 | 0.51252 | 0.53109 | 0.58346 | 0.61873 | 0.67402 | 0.78899 | 0.86102 | 0.87824 | 0.86305 | 0.81057 | 0.64083 | 0.51508 | 14.2587 | 11 | No | On | 11On | W | 0.87824 | 0
[12 empty] | 2015-11-06 | 0.43881 | 0.39806 | 0.39414 | 0.39728 | 0.40949 | 0.44822 | 0.5524 | 0.63659 | 0.58647 | 0.59641 | 0.64284 | 0.56237 | 0.56274 | 0.55795 | 0.5878 | 0.58678 | 0.66123 | 0.72011 | 0.73817 | 0.8042 | 0.8069 | 0.76809 | 0.68079 | 0.55704 | 14.0949 | 11 | No | On | 11On | W | 0.8042 | 0
[12 empty] | 2015-11-07 | 0.48178 | 0.42213 | 0.40475 | 0.41382 | 0.43064 | 0.46068 | 0.53229 | 0.59559 | 0.69495 | 0.71805 | 0.67116 | 0.68283 | 0.65758 | 0.67896 | 0.64695 | 0.59587 | 0.66411 | 0.78472 | 0.8144 | 0.81118 | 0.81645 | 0.78065 | 0.68762 | 0.59436 | 15.0415 | 11 | No | Off | 11Off | W | 0.8144 | 0
[12 empty] | 2015-11-08 | 0.51558 | 0.4543 | 0.41379 | 0.41498 | 0.41074 | 0.44334 | 0.47191 | 0.56888 | 0.63766 | 0.64427 | 0.68376 | 0.61262 | 0.63798 | 0.61634 | 0.5784 | 0.65158 | 0.71467 | 0.82417 | 0.86837 | 0.83189 | 0.84338 | 0.78213 | 0.65683 | 0.50274 | 14.7803 | 11 | No | Off | 11Off | W | 0.86837 | 0
[12 empty] | 2015-11-09 | 0.4597 | 0.40516 | 0.40104 | 0.40148 | 0.40594 | 0.45858 | 0.54876 | 0.64062 | 0.56869 | 0.59139 | 0.55955 | 0.54735 | 0.49 | 0.51635 | 0.52059 | 0.5083 | 0.61617 | 0.79741 | 0.84163 | 0.84378 | 0.85432 | 0.77336 | 0.66796 | 0.51223 | 13.9304 | 11 | No | On | 11On | W | 0.84378 | 0
[12 empty] | 2015-11-10 | 0.44698 | 0.38867 | 0.38264 | 0.38439 | 0.42588 | 0.46824 | 0.58584 | 0.62146 | 0.59069 | 0.612 | 0.58274 | 0.64319 | 0.60493 | 0.602 | 0.70017 | 0.65257 | 0.77262 | 0.8586 | 0.97838 | 0.93416 | 0.91551 | 0.80555 | 0.63788 | 0.524 | 15.1191 | 11 | No | On | 11On | W | 0.97838 | 0
[12 empty] | 2015-11-11 | 0.46544 | 0.43876 | 0.41954 | 0.4197 | 0.44038 | 0.47292 | 0.56858 | 0.60915 | 0.57379 | 0.59573 | 0.57537 | 0.58097 | 0.53679 | 0.51816 | 0.53416 | 0.56737 | 0.64053 | 0.79688 | 0.8134 | 0.80718 | 0.8848 | 0.83393 | 0.7257 | 0.57076 | 14.39 | 11 | No | On | 11On | W | 0.8134 | 0
[12 empty] | 2015-11-12 | 0.49271 | 0.45861 | 0.43748 | 0.43633 | 0.43102 | 0.48589 | 0.63737 | 0.65865 | 0.55305 | 0.5632 | 0.52551 | 0.5248 | 0.48533 | 0.48459 | 0.4883 | 0.48697 | 0.5988 | 0.78965 | 0.87474 | 0.88683 | 0.87111 | 0.82224 | 0.69351 | 0.54488 | 14.2315 | 11 | No | On | 11On | W | 0.88683 | 0
[12 empty] | 2015-11-13 | 0.47989 | 0.43722 | 0.44434 | 0.4261 | 0.45053 | 0.51983 | 0.58809 | 0.62415 | 0.61969 | 0.57593 | 0.55561 | 0.50622 | 0.54227 | 0.50185 | 0.47788 | 0.54881 | 0.5565 | 0.72215 | 0.7635 | 0.77692 | 0.78272 | 0.74481 | 0.70256 | 0.57739 | 13.9249 | 11 | No | On | 11On | W | 0.77692 | 0
[12 empty] | 2015-11-14 | 0.52233 | 0.45204 | 0.43871 | 0.43596 | 0.46391 | 0.49424 | 0.53768 | 0.6248 | 0.63255 | 0.6953 | 0.72887 | 0.67641 | 0.65067 | 0.60609 | 0.59734 | 0.59125 | 0.66563 | 0.75355 | 0.86113 | 0.85968 | 0.88463 | 0.81737 | 0.75883 | 0.62588 | 15.3749 | 11 | No | Off | 11Off | W | 0.86113 | 0
[12 empty] | 2015-11-15 | 0.52504 | 0.4497 | 0.42289 | 0.41071 | 0.41707 | 0.45594 | 0.47685 | 0.59235 | 0.61275 | 0.65056 | 0.68057 | 0.6212 | 0.65056 | 0.5947 | 0.59036 | 0.62806 | 0.7459 | 0.86352 | 0.84072 | 0.8575 | 0.85229 | 0.79645 | 0.72347 | 0.53 | 14.9892 | 11 | No | Off | 11Off | W | 0.86352 | 0
[12 empty] | 2015-11-16 | 0.47732 | 0.39514 | 0.38039 | 0.39132 | 0.39205 | 0.42666 | 0.55573 | 0.64566 | 0.60478 | 0.59547 | 0.63021 | 0.64749 | 0.68045 | 0.66944 | 0.66954 | 0.68952 | 0.81396 | 0.92436 | 0.99898 | 0.94562 | 0.96909 | 0.90265 | 0.68853 | 0.57439 | 15.6688 | 11 | No | On | 11On | W | 0.99898 | 0
[12 empty] | 2015-11-17 | 0.50401 | 0.46525 | 0.44355 | 0.45231 | 0.46678 | 0.54747 | 0.65552 | 0.67108 | 0.67842 | 0.63951 | 0.58519 | 0.63104 | 0.62169 | 0.62216 | 0.67913 | 0.72015 | 0.79115 | 0.94137 | 0.98056 | 1.0048 | 0.95855 | 0.89908 | 0.72311 | 0.57572 | 16.2575 | 11 | No | On | 11On | W | 1.0048 | 0
[12 empty] | 2015-11-18 | 0.48819 | 0.45167 | 0.45491 | 0.44348 | 0.45991 | 0.50692 | 0.64387 | 0.69048 | 0.65485 | 0.61091 | 0.58194 | 0.54815 | 0.51177 | 0.50932 | 0.48974 | 0.52166 | 0.60404 | 0.80837 | 0.90177 | 0.84488 | 0.88642 | 0.80075 | 0.68831 | 0.53723 | 14.6395 | 11 | No | On | 11On | W | 0.90177 | 0
[12 empty] | 2015-11-19 | 0.48898 | 0.44453 | 0.44816 | 0.4518 | 0.48016 | 0.50974 | 0.5887 | 0.63535 | 0.61557 | 0.57332 | 0.55831 | 0.53768 | 0.50158 | 0.50859 | 0.52398 | 0.57426 | 0.67073 | 0.82905 | 0.86752 | 0.89738 | 0.86026 | 0.81349 | 0.66676 | 0.52305 | 14.5689 | 11 | No | On | 11On | W | 0.89738 | 0
[12 empty] | 2015-11-20 | 0.46406 | 0.43247 | 0.43941 | 0.42128 | 0.42059 | 0.47054 | 0.57074 | 0.64952 | 0.61476 | 0.58216 | 0.58309 | 0.53705 | 0.5127 | 0.49057 | 0.51444 | 0.60532 | 0.66427 | 0.79227 | 0.87651 | 0.86716 | 0.87094 | 0.84415 | 0.7603 | 0.63477 | 14.6191 | 11 | No | On | 11On | W | 0.87651 | 0
[12 empty] | 2015-11-21 | 0.57445 | 0.49188 | 0.47282 | 0.50586 | 0.49331 | 0.55374 | 0.60705 | 0.66752 | 0.69816 | 0.67982 | 0.74793 | 0.76208 | 0.7155 | 0.72043 | 0.71272 | 0.7233 | 0.73051 | 0.87524 | 0.9635 | 0.90726 | 0.86606 | 0.84228 | 0.74053 | 0.64375 | 16.6957 | 11 | No | Off | 11Off | W | 0.9635 | 0
[12 empty] | 2015-11-22 | 0.58236 | 0.52656 | 0.50724 | 0.47964 | 0.50347 | 0.50267 | 0.58211 | 0.66465 | 0.69753 | 0.72384 | 0.73255 | 0.70998 | 0.70143 | 0.68234 | 0.66368 | 0.6856 | 0.76313 | 0.87431 | 0.87806 | 0.84912 | 0.92141 | 0.80254 | 0.71638 | 0.60076 | 16.3514 | 11 | No | Off | 11Off | W | 0.87806 | 0
[12 empty] | 2015-11-23 | 0.53202 | 0.50055 | 0.49804 | 0.4906 | 0.48702 | 0.54114 | 0.65865 | 0.75204 | 0.67742 | 0.66088 | 0.61477 | 0.62119 | 0.59624 | 0.5633 | 0.52579 | 0.55015 | 0.70137 | 0.8574 | 0.95876 | 0.92448 | 0.94501 | 0.85354 | 0.69538 | 0.5324 | 15.7381 | 11 | No | On | 11On | W | 0.95876 | 0
[12 empty] | 2015-11-24 | 0.46512 | 0.43357 | 0.4347 | 0.43394 | 0.4584 | 0.51613 | 0.6612 | 0.69411 | 0.63825 | 0.55136 | 0.57254 | 0.54396 | 0.52553 | 0.53666 | 0.52555 | 0.57371 | 0.63576 | 0.78985 | 0.82342 | 0.83289 | 0.85311 | 0.85643 | 0.70149 | 0.58356 | 14.6412 | 11 | No | On | 11On | W | 0.83289 | 0
[12 empty] | 2015-11-25 | 0.46757 | 0.42984 | 0.42453 | 0.42866 | 0.44203 | 0.46581 | 0.51844 | 0.59875 | 0.61158 | 0.60483 | 0.62657 | 0.66696 | 0.64722 | 0.61936 | 0.64879 | 0.70382 | 0.77101 | 0.87261 | 0.89301 | 0.95004 | 0.93252 | 0.87984 | 0.82028 | 0.65951 | 15.6836 | 11 | No | On | 11On | W | 0.95004 | 0
[12 empty] | 2015-11-26 | 0.56414 | 0.51189 | 0.49032 | 0.47653 | 0.47198 | 0.49599 | 0.55362 | 0.65887 | 0.78601 | 0.87836 | 0.92135 | 0.92901 | 0.90977 | 0.87945 | 0.79036 | 0.77666 | 0.7668 | 0.80452 | 0.8131 | 0.8151 | 0.835 | 0.83212 | 0.79136 | 0.66689 | 17.4192 | 11 | Yes | Off | 11Off | W | 0.87836 | 0
[12 empty] | 2015-11-27 | 0.60235 | 0.57319 | 0.56001 | 0.55534 | 0.5468 | 0.55822 | 0.59537 | 0.6395 | 0.70009 | 0.77238 | 0.71793 | 0.71783 | 0.70644 | 0.6743 | 0.64364 | 0.69256 | 0.7389 | 0.81795 | 0.87667 | 0.91611 | 0.9351 | 0.86779 | 0.77803 | 0.6725 | 16.859 | 11 | No | On | 11On | W | 0.91611 | 0
[12 empty] | 2015-11-28 | 0.60282 | 0.55406 | 0.51604 | 0.50517 | 0.4906 | 0.49871 | 0.54041 | 0.63004 | 0.66346 | 0.77653 | 0.73837 | 0.73479 | 0.82454 | 0.7459 | 0.78244 | 0.79111 | 0.87843 | 0.94287 | 1.0434 | 1.023 | 0.9545 | 0.93988 | 0.84189 | 0.67859 | 17.6976 | 11 | No | Off | 11Off | W | 1.0434 | 0
[12 empty] | 2015-11-29 | 0.59099 | 0.54895 | 0.52602 | 0.52094 | 0.52784 | 0.53574 | 0.57283 | 0.65761 | 0.71824 | 0.76538 | 0.86917 | 0.89818 | 0.8229 | 0.73082 | 0.78199 | 0.88167 | 0.92698 | 1.0826 | 1.0784 | 1.0717 | 1.0892 | 1.0441 | 0.8769 | 0.7048 | 18.8239 | 11 | No | Off | 11Off | W | 1.0826 | 0
[12 empty] | 2015-11-30 | 0.57779 | 0.54344 | 0.53068 | 0.52993 | 0.54901 | 0.61383 | 0.69491 | 0.80909 | 0.76519 | 0.70751 | 0.66461 | 0.72059 | 0.6806 | 0.64994 | 0.63149 | 0.6593 | 0.75664 | 0.97612 | 1.0756 | 1.0935 | 1.0576 | 1.0133 | 0.90197 | 0.69114 | 17.8938 | 11 | No | On | 11On | W | 1.0935 | 0
[12 empty] | 2015-12-01 | 0.56996 | 0.55145 | 0.53005 | 0.52977 | 0.54637 | 0.6116 | 0.69126 | 0.77949 | 0.71748 | 0.5917 | 0.60639 | 0.5962 | 0.58737 | 0.54776 | 0.54866 | 0.5848 | 0.66369 | 0.93664 | 1.024 | 1.0634 | 1.1364 | 1.0029 | 0.8347 | 0.71533 | 16.9673 | 12 | No | On | 12On | W | 1.0634 | 0
[12 empty] | 2015-12-02 | 0.61104 | 0.54956 | 0.51914 | 0.52522 | 0.53166 | 0.61349 | 0.71587 | 0.7792 | 0.72405 | 0.65377 | 0.63787 | 0.62596 | 0.60344 | 0.61811 | 0.60368 | 0.63147 | 0.69771 | 0.89448 | 0.98776 | 1.0272 | 0.98542 | 0.94679 | 0.82719 | 0.67182 | 16.9819 | 12 | No | On | 12On | W | 1.0272 | 0
[12 empty] | 2015-12-03 | 0.57462 | 0.54064 | 0.50141 | 0.52041 | 0.52876 | 0.58879 | 0.70656 | 0.74719 | 0.64964 | 0.58072 | 0.59368 | 0.60826 | 0.58067 | 0.54445 | 0.54939 | 0.62784 | 0.69711 | 0.92211 | 0.9746 | 1.0142 | 0.99119 | 0.95754 | 0.75304 | 0.62851 | 16.3813 | 12 | No | On | 12On | W | 1.0142 | 0
[12 empty] | 2015-12-04 | 0.53963 | 0.48537 | 0.47005 | 0.47602 | 0.48471 | 0.54124 | 0.64288 | 0.69373 | 0.65868 | 0.65374 | 0.60994 | 0.65668 | 0.63356 | 0.62176 | 0.63084 | 0.65738 | 0.73235 | 0.90669 | 0.96873 | 1.0094 | 1.0029 | 0.95963 | 0.80203 | 0.67969 | 16.5176 | 12 | No | On | 12On | W | 1.0094 | 0
[12 empty] | 2015-12-05 | 0.56669 | 0.52206 | 0.48901 | 0.4861 | 0.48262 | 0.50606 | 0.58615 | 0.65084 | 0.7302 | 0.78481 | 0.76966 | 0.70504 | 0.68316 | 0.73492 | 0.67541 | 0.72505 | 0.7978 | 1.0108 | 0.99309 | 0.97164 | 0.94393 | 0.97422 | 0.86366 | 0.70549 | 17.3583 | 12 | No | Off | 12Off | W | 1.0108 | 0
[12 empty] | 2015-12-06 | 0.61126 | 0.55407 | 0.53008 | 0.51679 | 0.4925 | 0.51792 | 0.57555 | 0.62546 | 0.71864 | 0.77972 | 0.80677 | 0.74176 | 0.77721 | 0.69609 | 0.69777 | 0.78763 | 0.95561 | 1.0705 | 1.1099 | 1.0677 | 1.072 | 0.91982 | 0.78125 | 0.63284 | 18.0388 | 12 | No | Off | 12Off | W | 1.1099 | 0
[12 empty] | 2015-12-07 | 0.54499 | 0.49263 | 0.46333 | 0.46392 | 0.48504 | 0.55286 | 0.64749 | 0.76334 | 0.68053 | 0.64541 | 0.62103 | 0.58643 | 0.53027 | 0.59779 | 0.62886 | 0.63673 | 0.78069 | 0.97144 | 1.0657 | 1.0369 | 0.99454 | 0.93165 | 0.77982 | 0.59687 | 16.4982 | 12 | No | On | 12On | W | 1.0657 | 0
[12 empty] | 2015-12-08 | 0.52627 | 0.47032 | 0.42593 | 0.42395 | 0.44127 | 0.50342 | 0.61565 | 0.64854 | 0.62416 | 0.57006 | 0.537 | 0.54853 | 0.55988 | 0.53734 | 0.50822 | 0.51476 | 0.62847 | 0.82839 | 0.94752 | 1.0162 | 0.91856 | 0.89277 | 0.74435 | 0.58443 | 15.016 | 12 | No | On | 12On | W | 1.0162 | 0
[12 empty] | 2015-12-09 | 0.50897 | 0.45488 | 0.4296 | 0.43348 | 0.45039 | 0.48878 | 0.62318 | 0.64085 | 0.59456 | 0.63776 | 0.62076 | 0.56548 | 0.54318 | 0.55282 | 0.58808 | 0.61764 | 0.7224 | 0.86352 | 0.94131 | 0.90453 | 0.92419 | 0.89629 | 0.7652 | 0.5893 | 15.3572 | 12 | No | On | 12On | W | 0.94131 | 0
[12 empty] | 2015-12-10 | 0.47965 | 0.44472 | 0.43886 | 0.45092 | 0.44458 | 0.50286 | 0.61885 | 0.67243 | 0.65417 | 0.57299 | 0.58134 | 0.5917 | 0.5574 | 0.56169 | 0.55732 | 0.63036 | 0.72396 | 0.92022 | 1.0017 | 1.0057 | 0.96516 | 0.90968 | 0.73686 | 0.60389 | 15.627 | 12 | No | On | 12On | W | 1.0057 | 0
[12 empty] | 2015-12-11 | 0.50343 | 0.44375 | 0.44123 | 0.43815 | 0.43318 | 0.49881 | 0.62975 | 0.67185 | 0.65005 | 0.63067 | 0.59201 | 0.6148 | 0.57292 | 0.58492 | 0.55115 | 0.58344 | 0.73 | 0.82611 | 0.88391 | 0.92481 | 0.9334 | 0.95044 | 0.84108 | 0.74795 | 15.6778 | 12 | No | On | 12On | W | 0.92481 | 0
[12 empty] | 2015-12-12 | 0.64011 | 0.55397 | 0.48941 | 0.49455 | 0.4889 | 0.51962 | 0.5378 | 0.61957 | 0.69511 | 0.72972 | 0.80128 | 0.84185 | 0.79144 | 0.70312 | 0.71128 | 0.69959 | 0.77756 | 0.93156 | 1.0142 | 1.0413 | 1.0268 | 0.9557 | 0.8837 | 0.68422 | 17.6323 | 12 | No | Off | 12Off | W | 1.0413 | 0
[12 empty] | 2015-12-13 | 0.55769 | 0.51705 | 0.50448 | 0.49748 | 0.4959 | 0.51767 | 0.56987 | 0.66131 | 0.71064 | 0.75419 | 0.78458 | 0.72524 | 0.75632 | 0.71265 | 0.75183 | 0.78512 | 0.90644 | 1.1041 | 1.0913 | 1.132 | 1.1172 | 1.019 | 0.81501 | 0.67661 | 18.1638 | 12 | No | Off | 12Off | W | 1.132 | 0
[12 empty] | 2015-12-14 | 0.55891 | 0.52792 | 0.51521 | 0.505 | 0.50656 | 0.56291 | 0.68963 | 0.75721 | 0.74682 | 0.72757 | 0.72622 | 0.69554 | 0.72234 | 0.7179 | 0.74067 | 0.70847 | 0.84371 | 1.0719 | 1.1742 | 1.1409 | 1.1133 | 0.97673 | 0.82722 | 0.65324 | 18.21 | 12 | No | On | 12On | W | 1.1742 | 0
[12 empty] | 2015-12-15 | 0.54491 | 0.51526 | 0.50291 | 0.50621 | 0.52671 | 0.58223 | 0.70471 | 0.71783 | 0.69364 | 0.71675 | 0.69951 | 0.66091 | 0.64161 | 0.64801 | 0.71463 | 0.7483 | 0.82407 | 1.0336 | 1.1404 | 1.1909 | 1.241 | 1.1384 | 0.87329 | 0.69134 | 18.2571 | 12 | No | On | 12On | W | 1.1909 | 0
[12 empty] | 2015-12-16 | 0.57579 | 0.54122 | 0.54074 | 0.53397 | 0.53861 | 0.6104 | 0.74189 | 0.82047 | 0.72994 | 0.71172 | 0.67861 | 0.71051 | 0.6556 | 0.59871 | 0.6534 | 0.73292 | 0.83336 | 1.0695 | 1.1882 | 1.1794 | 1.2262 | 1.1224 | 0.92301 | 0.71486 | 18.6314 | 12 | No | On | 12On | W | 1.1882 | 0
[12 empty] | 2015-12-17 | 0.6464 | 0.57851 | 0.56714 | 0.55719 | 0.57133 | 0.6363 | 0.74792 | 0.82623 | 0.76563 | 0.72759 | 0.69782 | 0.66542 | 0.62391 | 0.67501 | 0.63369 | 0.70667 | 0.842 | 1.0349 | 1.1055 | 1.1507 | 1.0989 | 1.0847 | 0.88173 | 0.64325 | 18.4685 | 12 | No | On | 12On | W | 1.1507 | 0
[12 empty] | 2015-12-18 | 0.56477 | 0.55324 | 0.53613 | 0.50984 | 0.53718 | 0.57742 | 0.68769 | 0.78724 | 0.7301 | 0.705 | 0.71721 | 0.65281 | 0.64013 | 0.667 | 0.65803 | 0.68108 | 0.75208 | 0.9173 | 1.0254 | 1.0082 | 0.97718 | 0.95703 | 0.86156 | 0.69586 | 17.3995 | 12 | No | On | 12On | W | 1.0254 | 0
[12 empty] | 2015-12-19 | 0.6164 | 0.59262 | 0.56718 | 0.56071 | 0.55824 | 0.56847 | 0.60772 | 0.69268 | 0.79558 | 0.81136 | 0.79284 | 0.78929 | 0.8148 | 0.79302 | 0.77744 | 0.78665 | 0.79655 | 0.99535 | 1.0469 | 1.0527 | 0.99687 | 1.004 | 0.8928 | 0.70811 | 18.6183 | 12 | No | Off | 12Off | W | 1.0527 | 0
[12 empty] | 2015-12-20 | 0.61721 | 0.54107 | 0.50486 | 0.50185 | 0.49025 | 0.52026 | 0.58535 | 0.65874 | 0.74016 | 0.77891 | 0.83197 | 0.80514 | 0.83241 | 0.82778 | 0.81927 | 0.92009 | 1.0295 | 1.1477 | 1.2066 | 1.1007 | 1.0623 | 1.0016 | 0.85676 | 0.68501 | 19.0654 | 12 | No | Off | 12Off | W | 1.2066 | 0
[12 empty] | 2015-12-21 | 0.58464 | 0.53182 | 0.52704 | 0.50758 | 0.53807 | 0.58756 | 0.63876 | 0.74404 | 0.77511 | 0.75834 | 0.74711 | 0.83364 | 0.83386 | 0.76353 | 0.82293 | 0.83974 | 0.9173 | 1.0835 | 1.1555 | 1.1861 | 1.1438 | 1.0968 | 0.86405 | 0.66876 | 19.1496 | 12 | No | On | 12On | W | 1.1861 | 0
[12 empty] | 2015-12-22 | 0.58731 | 0.5448 | 0.5063 | 0.50753 | 0.50936 | 0.55671 | 0.62292 | 0.71748 | 0.73865 | 0.77553 | 0.8403 | 0.85187 | 0.84521 | 0.79092 | 0.83174 | 0.80556 | 0.87275 | 1.0916 | 1.1438 | 1.0936 | 1.1098 | 1.0584 | 0.99903 | 0.74488 | 19.1462 | 12 | No | On | 12On | W | 1.1438 | 0
[12 empty] | 2015-12-23 | 0.61549 | 0.55396 | 0.52887 | 0.50881 | 0.53451 | 0.57632 | 0.65309 | 0.74751 | 0.80138 | 0.80439 | 0.75287 | 0.74199 | 0.76225 | 0.76459 | 0.79575 | 0.77846 | 0.85526 | 0.96624 | 1.0615 | 1.086 | 1.0913 | 1.025 | 0.94592 | 0.7829 | 18.7345 | 12 | No | On | 12On | W | 1.086 | 0
[12 empty] | 2015-12-24 | 0.6917 | 0.61668 | 0.58654 | 0.56458 | 0.60616 | 0.62178 | 0.67305 | 0.74135 | 0.76643 | 0.8776 | 0.87794 | 0.94612 | 0.89286 | 0.8778 | 0.93039 | 0.95287 | 1.0103 | 1.1258 | 1.1242 | 1.0899 | 1.0958 | 1.0431 | 1.0316 | 0.8741 | 20.6186 | 12 | No | On | 12On | W | 1.1258 | 0
[12 empty] | 2015-12-25 | 0.72236 | 0.63358 | 0.57703 | 0.56379 | 0.58063 | 0.58025 | 0.64655 | 0.71091 | 0.87527 | 0.94826 | 0.9759 | 0.93566 | 0.95878 | 0.92512 | 0.94924 | 0.88444 | 0.94917 | 1.1124 | 1.1367 | 1.1393 | 1.19 | 1.1155 | 1.0345 | 0.83953 | 20.9847 | 12 | Yes | Off | 12Off | W | 1.1393 | 0
[12 empty] | 2015-12-26 | 0.68755 | 0.63517 | 0.60043 | 0.61004 | 0.61496 | 0.64056 | 0.66315 | 0.74624 | 0.80819 | 0.81395 | 0.90306 | 0.80206 | 0.79599 | 0.77102 | 0.75504 | 0.76565 | 0.81751 | 1.0382 | 1.1427 | 1.1043 | 1.0762 | 1.0559 | 0.92344 | 0.79694 | 19.5683 | 12 | No | Off | 12Off | W | 1.1427 | 0
[12 empty] | 2015-12-27 | 0.72926 | 0.67252 | 0.64667 | 0.63696 | 0.65178 | 0.65033 | 0.68597 | 0.76653 | 0.80755 | 0.80657 | 0.78244 | 0.79398 | 0.84406 | 0.82433 | 0.81724 | 0.83532 | 0.93801 | 1.1058 | 1.2557 | 1.271 | 1.2174 | 1.1332 | 0.94065 | 0.77928 | 20.5925 | 12 | No | Off | 12Off | W | 1.271 | 0
[12 empty] | 2015-12-28 | 0.69989 | 0.64791 | 0.62345 | 0.65121 | 0.64403 | 0.66417 | 0.73524 | 0.81418 | 0.8201 | 0.83498 | 0.83472 | 0.84807 | 0.82276 | 0.80523 | 0.83252 | 0.8637 | 0.93986 | 1.1028 | 1.2414 | 1.2024 | 1.2533 | 1.1351 | 0.97818 | 0.82105 | 20.8162 | 12 | No | On | 12On | W | 1.2414 | 0
[12 empty] | 2015-12-29 | 0.68808 | 0.65638 | 0.65616 | 0.62743 | 0.65534 | 0.69453 | 0.76023 | 0.8144 | 0.86274 | 0.84691 | 0.82703 | 0.80717 | 0.8242 | 0.77616 | 0.80028 | 0.81797 | 0.89545 | 1.0366 | 1.1446 | 1.1936 | 1.1707 | 1.0925 | 0.97228 | 0.77587 | 20.3966 | 12 | No | On | 12On | W | 1.1936 | 0
[12 empty] | 2015-12-30 | 0.68403 | 0.65061 | 0.60738 | 0.60591 | 0.61891 | 0.64332 | 0.71029 | 0.74481 | 0.78386 | 0.78452 | 0.72758 | 0.67821 | 0.69379 | 0.78568 | 0.7285 | 0.77524 | 0.85845 | 1.0516 | 1.1235 | 1.1409 | 1.1422 | 1.1102 | 0.9231 | 0.75808 | 19.3307 | 12 | No | On | 12On | W | 1.1409 | 0
[12 empty] | 2015-12-31 | 0.65358 | 0.62609 | 0.62897 | 0.61282 | 0.63168 | 0.65229 | 0.71857 | 0.75007 | 0.77621 | 0.7701 | 0.82323 | 0.84365 | 0.89707 | 0.85782 | 0.82968 | 0.88507 | 0.89918 | 1.0268 | 1.2086 | 1.2455 | 1.1311 | 1.1019 | 1.0575 | 0.96548 | 20.593 | 12 | No | On | 12On | W | 1.2455 | 0
[13 empty] | 192.196 | 169.3602 | 156.9439 | 152.4303 | 153.7162 | 164.7713 | 190.1235 | 210.6128 | 218.1213 | 226.0868 | 233.7205 | 244.1571 | 253.5519 | 259.5332 | 271.4233 | 291.5216 | 321.251 | 351.9756 | 366.9056 | 363.9397 | 353.1403 | 336.2854 | 288.141 | 230.0916 | 6000

## Cust Profile
| On-Peak |  | Off-Peak |  | Total |  |  | Average Residential Profile | RM_RECID | Date | 1 | 2 | 3 | 4 | 5 | 6 | 7 | 8 | 9 | 10 | 11 | 12 | 13 | 14 | 15 | 16 | 17 | 18 | 19 | 20 | 21 | 22 | 23 | 24 | Total | Month | Holiday | DayCode1 | DayCode2 | Season | MaxKW
Month | kW | kWh | kW | kWh | kW | kWh | Season |  | UT RES 01 | 2015-01-01 | 1005331.8 | 821264.3 | 784576.3 | 770168.9 | 783077.7 | 789097.6 | 809821 | 845605.7 | 930838.1 | 967890.3 | 998115.7 | 956769.3 | 1016202.3 | 1004554.6 | 922316.9 | 943693.5 | 1024634.2 | 1195757.3 | 1293009.7 | 1309642.8 | 1294858.8 | 1212820.6 | 1111229.4 | 879615.6 | 23670892.4 | 1 | Yes | Off | 1Off | W | 1309642.8
1 | 1337288.8 | 128927600.4 | 1309642.8 | 451334259.4 | 1337288.8 | 580261859.8 | W | 2015 | UT RES 01 | 2015-01-02 | 799897.1 | 711625.2 | 697019.9 | 697370.5 | 711093.4 | 739279.4 | 806362 | 901432.3 | 850110.9 | 892978.2 | 908888.5 | 982362.6 | 963891 | 896785.6 | 860855.3 | 851358.5 | 903840.2 | 1106879.7 | 1285557.1 | 1337288.8 | 1277573.4 | 1188095.4 | 1047014.2 | 862948.7 | 22280507.9 | 1 | No | On | 1On | W | 1337288.8
2 | 1049336.4 | 98089558.1 | 1072335 | 350032930 | 1072335 | 448122488.1 | W |  | UT RES 01 | 2015-01-03 | 779612.2 | 710057 | 671280.8 | 663166.8 | 658212.7 | 685989.7 | 711518.8 | 801663.9 | 873977.2 | 951072.5 | 980253.1 | 967899.4 | 934058.3 | 918661.2 | 882156.5 | 914538.5 | 1017435.6 | 1217452.8 | 1217973.4 | 1197698.9 | 1221917.5 | 1143264.3 | 1031586.3 | 901632 | 22053079.4 | 1 | No | Off | 1Off | W | 1217973.4
3 | 1286585 | 125309741.1 | 1235392.2 | 407032353.1 | 1286585 | 532342094.2 | W |  | UT RES 01 | 2015-01-04 | 720810.8 | 668887.1 | 670501.9 | 631916.3 | 647950.2 | 681028.4 | 708025.2 | 761282 | 853217.5 | 851216.6 | 886217.7 | 857938.3 | 937580.9 | 826235.7 | 893641.4 | 908599.2 | 1040747.7 | 1201368 | 1281733.6 | 1227175.4 | 1233032.2 | 1109064.7 | 954133.4 | 735085.8 | 21287390 | 1 | No | Off | 1Off | W | 1281733.6
4 | 912063.8 | 100314499.2 | 862314.5 | 319233631 | 912063.8 | 419548130.2 | W |  | UT RES 01 | 2015-01-05 | 606891.6 | 549378.8 | 549829.3 | 521377.5 | 579991.2 | 614982.9 | 771381.3 | 888366.8 | 821400 | 736547.7 | 728755.4 | 730239.3 | 748920 | 763686.1 | 734172.1 | 711586.3 | 886149.5 | 1105496 | 1248752.5 | 1110663.2 | 1142275.3 | 1069289 | 884346.7 | 699194.2 | 19203672.7 | 1 | No | On | 1On | W | 1248752.5
5 | 793251.9 | 62616779.9 | 1312997 | 343140472.5 | 1312997 | 405757252.4 | S |  | UT RES 01 | 2015-01-06 | 647840.1 | 529607.9 | 530265 | 532346.6 | 549186.4 | 586902.6 | 753513.3 | 878469.8 | 760561.9 | 676050.8 | 705369.5 | 675356.5 | 694943.8 | 629524.5 | 651722.7 | 641032.8 | 752297.2 | 928130.1 | 1087624.2 | 1032901.7 | 1108055.7 | 985109.6 | 844340.1 | 668865.8 | 17850018.6 | 1 | No | On | 1On | W | 1087624.2
6 | 1703610.8 | 125216247.8 | 1684089.4 | 408929348.6 | 1703610.8 | 534145596.4 | S |  | UT RES 01 | 2015-01-07 | 577082.6 | 553719.5 | 540439.8 | 524764.2 | 564281.7 | 595720.8 | 714264 | 797563.2 | 739372.2 | 658985.3 | 646312.2 | 684897.2 | 592845.7 | 605417.7 | 727241.3 | 690461.4 | 779302 | 942983.5 | 1082797.5 | 1057737.8 | 1059181 | 1039940.8 | 857807.5 | 717680.9 | 17750799.8 | 1 | No | On | 1On | W | 1082797.5
7 | 2377492.2 | 170396326.1 | 2349825.1 | 652335040.5 | 2377492.2 | 822731366.6 | S |  | UT RES 01 | 2015-01-08 | 597927.5 | 556113.8 | 542676.7 | 529612.4 | 565944.6 | 587182.3 | 711999.7 | 847901.2 | 758325 | 701470.3 | 661359.5 | 666079.6 | 632364.1 | 642607 | 628736.5 | 659814.8 | 822323 | 920163.6 | 1102887 | 1004848.8 | 1054699.3 | 1041241.7 | 853469.7 | 643929.2 | 17733677.3 | 1 | No | On | 1On | W | 1102887
8 | 2055380.4 | 156244357.1 | 1896289.7 | 567574587.6 | 2055380.4 | 723818944.7 | S |  | UT RES 01 | 2015-01-09 | 556290.2 | 516399.4 | 534646.6 | 504861.2 | 548319.2 | 584046.4 | 690221.2 | 802223.3 | 774945.5 | 696022.5 | 663284.8 | 695150 | 737336.5 | 671946.5 | 656576.8 | 688725.2 | 758090.3 | 922527.6 | 1017821.4 | 1029696.9 | 957537.8 | 930599.7 | 808835.4 | 705907.9 | 17452012.3 | 1 | No | On | 1On | W | 1029696.9
9 | 1626036.6 | 108289502.8 | 1463470.2 | 383825067.9 | 1626036.6 | 492114570.7 | S |  | UT RES 01 | 2015-01-10 | 601899 | 562942.5 | 556727.6 | 542854.2 | 561620.4 | 580755.1 | 654776.4 | 661543.1 | 734876.4 | 849884.1 | 897104.6 | 948361.1 | 872244.3 | 861738.4 | 828477.5 | 868828.8 | 949400.3 | 1083782.7 | 1111638.5 | 1075819.8 | 981570.9 | 923532 | 834553.3 | 695754.5 | 19240685.5 | 1 | No | Off | 1Off | W | 1111638.5
10 | 1633741.2 | 118190516.7 | 1238431.8 | 355680105.3 | 1633741.2 | 473870622 | W |  | UT RES 01 | 2015-01-11 | 589672.9 | 547150.9 | 516627.9 | 511545.9 | 516714.2 | 524640.4 | 564656.5 | 658399.4 | 778101.9 | 788048.2 | 913049.1 | 889665.4 | 902821.7 | 872631 | 826717.8 | 876744.2 | 948197.7 | 1017490.6 | 1145811.1 | 1121611.1 | 1037966.6 | 986951 | 825994.9 | 624157.7 | 18985368.1 | 1 | No | Off | 1Off | W | 1145811.1
11 | 1193247.9 | 110515803.3 | 1181345 | 387634153.6 | 1193247.9 | 498149956.9 | W |  | UT RES 01 | 2015-01-12 | 525996.5 | 504043.9 | 498273.6 | 483742.1 | 529201.6 | 567081.2 | 675800.9 | 839548.7 | 789332.1 | 772890 | 725447 | 750512.3 | 735553.5 | 743792.6 | 746247.4 | 797848.5 | 871102.2 | 1080374.5 | 1176356.6 | 1112521.6 | 1086119.6 | 1038392 | 858291.1 | 657064.3 | 18565533.8 | 1 | No | On | 1On | W | 1176356.6
12 | 1359079.6 | 146489217.5 | 1386945.4 | 469815976.6 | 1386945.4 | 616305194.1 | W |  | UT RES 01 | 2015-01-13 | 578423.4 | 542925.6 | 511996.7 | 515303.7 | 551350.4 | 582267.7 | 738192.9 | 827027.6 | 756111.3 | 784934.7 | 778531.8 | 728784.7 | 708882.5 | 732004.5 | 728319.7 | 726597.7 | 793239.1 | 994493.7 | 1126397.3 | 1050320.6 | 1106986.4 | 1018948.9 | 862446 | 691312.1 | 18435799 | 1 | No | On | 1On | W | 1126397.3
Total | 17327114.6 | 1450600150 | 16993078.1 | 5096567926.1 | 17897724.1 | 6547168076.1 |  |  | UT RES 01 | 2015-01-14 | 578545.2 | 575117.4 | 555275.4 | 544066.5 | 573583.1 | 617139.4 | 715400.6 | 862095.7 | 796344.3 | 723349 | 803562.7 | 791318.8 | 796271.7 | 729962.4 | 732288.2 | 752895.2 | 893326 | 1040514.4 | 1184675.1 | 1136835.9 | 1164069.6 | 1041515.7 | 901101.2 | 704684.3 | 19213937.8 | 1 | No | On | 1On | W | 1184675.1
[9 empty] | UT RES 01 | 2015-01-15 | 603351.6 | 580614.4 | 569655.3 | 601641.7 | 595433.4 | 647954.5 | 813240.6 | 847460.8 | 836133 | 715077.3 | 723936.3 | 706133.1 | 650718.2 | 749482.5 | 676089.4 | 739819.3 | 831769.9 | 982311.4 | 1091989.2 | 1043252.2 | 1019490.3 | 1007820.6 | 910259 | 712750 | 18656384 | 1 | No | On | 1On | W | 1091989.2
*On-peak periods with 60 minute interval: | [8 empty] | UT RES 01 | 2015-01-16 | 614303.7 | 563291.4 | 540368.8 | 538659.7 | 589546.1 | 621867.7 | 728239.6 | 839833.5 | 826022.1 | 766054.1 | 752524.8 | 767750.7 | 744499 | 713148.7 | 696683.9 | 792852.1 | 813344.7 | 1015532.1 | 1079040 | 1054420.2 | 1052046.9 | 1052818.8 | 935606.1 | 843834.1 | 18942288.8 | 1 | No | On | 1On | W | 1079040
October - April 8:00 a.m. to 10:00 a.m., 3:00 p.m. to 8:00 p.m. Monday-Friday, except holidays. | [8 empty] | UT RES 01 | 2015-01-17 | 638248.1 | 586291.9 | 573864.5 | 549245.7 | 562411.1 | 617459.9 | 656069.5 | 745841.4 | 823751.6 | 899957.6 | 818160.4 | 846395.1 | 813186 | 759781 | 778068.2 | 767074.5 | 792557.1 | 935781.1 | 1061454.7 | 1033399.6 | 1009359.9 | 1026557.1 | 899839.5 | 734968.5 | 18929724 | 1 | No | Off | 1Off | W | 1061454.7
May - September 3:00 p.m. to 8:00 p.m., Monday-Friday, except holidays. | [8 empty] | UT RES 01 | 2015-01-18 | 627391.8 | 592761.4 | 547864.4 | 521142.6 | 540596.9 | 546344.1 | 605594.5 | 664295.6 | 741748.5 | 754001.5 | 719018.3 | 725025.2 | 724566.7 | 751359 | 748344.2 | 751087.4 | 910092.3 | 995020.6 | 1039275.7 | 1034758.6 | 973929.3 | 924365.4 | 771102.9 | 641404.6 | 17851091.5 | 1 | No | Off | 1Off | W | 1039275.7
[9 empty] | UT RES 01 | 2015-01-19 | 565850.7 | 508795.3 | 500427.6 | 481800.3 | 486948.6 | 513724.8 | 570610.1 | 652512.8 | 739281.4 | 791544.2 | 794947.8 | 774433.5 | 770243.6 | 782910.7 | 805465.5 | 772711.4 | 848968.7 | 962715.6 | 1065173.5 | 1015044.5 | 1001025.6 | 964499.4 | 791305.4 | 656789.3 | 17817730.3 | 1 | No | On | 1On | W | 1065173.5
[9 empty] | UT RES 01 | 2015-01-20 | 526341.5 | 516193.8 | 516805.2 | 492771.3 | 549653.7 | 596637.5 | 686143.2 | 789710.9 | 771421.9 | 710759.2 | 699604.1 | 657529.5 | 659574.1 | 722557.6 | 646299.5 | 680547.2 | 756956.4 | 934021.3 | 1101302.7 | 1086360.6 | 1066516.7 | 1017467.7 | 807821.1 | 678456.7 | 17671453.4 | 1 | No | On | 1On | W | 1101302.7
[9 empty] | UT RES 01 | 2015-01-21 | 562052.6 | 530273.7 | 551215.6 | 536087 | 567450.6 | 643418.5 | 802866.7 | 851019.3 | 756027.6 | 681580.6 | 661064.9 | 666865.9 | 679903.4 | 613466.2 | 616648 | 644569.9 | 747444.7 | 952574.9 | 1077693.1 | 1095979.5 | 1038569.8 | 990137.9 | 834571.3 | 724725.7 | 17826207.4 | 1 | No | On | 1On | W | 1095979.5
[9 empty] | UT RES 01 | 2015-01-22 | 662760 | 633261.4 | 600736.6 | 584644.4 | 610342.9 | 631597.2 | 800796.7 | 877975.9 | 812214 | 749321.1 | 687718.4 | 726965.5 | 697715.5 | 663296.3 | 677532.4 | 724947.9 | 860630 | 928470.8 | 1061702.3 | 1143666.4 | 1096828.1 | 1055928.1 | 888711.2 | 719832.3 | 18897595.4 | 1 | No | On | 1On | W | 1143666.4
[9 empty] | UT RES 01 | 2015-01-23 | 643658.8 | 585918.1 | 577477.5 | 573653 | 585534.1 | 647770.3 | 774375 | 860901 | 824525.1 | 760416.6 | 749609.5 | 727722 | 754123.1 | 716835.4 | 673617.2 | 665567.5 | 729325.2 | 840169.3 | 1023288.6 | 1065397.7 | 985740.7 | 964120.7 | 886740.8 | 710495.6 | 18326982.8 | 1 | No | On | 1On | W | 1065397.7
[9 empty] | UT RES 01 | 2015-01-24 | 654783.1 | 618760.5 | 578198.4 | 561502.3 | 579543.9 | 586327.8 | 634507.2 | 721875.4 | 819567.1 | 866260.3 | 852714.9 | 900159.3 | 895026 | 866371 | 876658.4 | 874719.4 | 873452.2 | 899815.5 | 1054335.3 | 1039054.9 | 965307.8 | 1002941.5 | 875804.3 | 698088.2 | 19295774.7 | 1 | No | Off | 1Off | W | 1054335.3
[9 empty] | UT RES 01 | 2015-01-25 | 633152.7 | 575180.7 | 538838.9 | 511970.1 | 525136.7 | 535657.7 | 586583.2 | 700328.8 | 787403.1 | 777241.7 | 847680.2 | 846148.6 | 887611 | 812969.4 | 721778.8 | 732632.6 | 894930.4 | 953058.1 | 1084639.1 | 1100546 | 1055953.3 | 1022141.7 | 842862.8 | 657606.2 | 18632051.8 | 1 | No | Off | 1Off | W | 1100546
[9 empty] | UT RES 01 | 2015-01-26 | 585303.1 | 527518.7 | 525841.8 | 501042.8 | 572604.4 | 600357.2 | 746050 | 848580.8 | 785829.8 | 663559.5 | 668170.6 | 634914.4 | 639034.2 | 621472.9 | 614347.6 | 578998.2 | 661304.1 | 759473.8 | 997857.3 | 1019030.5 | 987807.1 | 951527.1 | 838440.8 | 619353.1 | 16948419.8 | 1 | No | On | 1On | W | 1019030.5
[9 empty] | UT RES 01 | 2015-01-27 | 572911.4 | 509081.6 | 494939.6 | 494890.4 | 523253.1 | 597609.9 | 715097.6 | 768790.4 | 711623.4 | 741590 | 708989.6 | 717077.5 | 661319.8 | 674462.5 | 689725.7 | 695365.5 | 739187.3 | 860885.6 | 1049155.3 | 1042583.7 | 972867.3 | 911506 | 835834.2 | 665478.6 | 17354226 | 1 | No | On | 1On | W | 1049155.3
[9 empty] | UT RES 01 | 2015-01-28 | 565043.5 | 478936.6 | 471727.6 | 459171.3 | 493950.1 | 529931.6 | 673389 | 695211.4 | 751687.4 | 660660.2 | 678711.1 | 648416.1 | 670605 | 665915.6 | 677812.1 | 749305.1 | 841418.5 | 973473.9 | 1057130.8 | 971709.1 | 1021802.6 | 1034839.9 | 850918.5 | 672550.8 | 17294317.8 | 1 | No | On | 1On | W | 1057130.8
[9 empty] | UT RES 01 | 2015-01-29 | 555911.7 | 514315 | 475328.9 | 485945.3 | 537688.5 | 573227.7 | 713516.1 | 763008 | 760392.5 | 685282.2 | 703737 | 653973.2 | 641005.4 | 629019.6 | 617952.9 | 689599.7 | 841945.5 | 916584 | 963006.2 | 1000287.2 | 943971.2 | 942197.7 | 799262.1 | 605623.6 | 17012781.2 | 1 | No | On | 1On | W | 1000287.2
[9 empty] | UT RES 01 | 2015-01-30 | 505494 | 458890.1 | 459411.6 | 458732 | 476503.7 | 529422.9 | 680812.6 | 796798.5 | 735377 | 684652 | 689118.8 | 679948.2 | 664047.8 | 675056.6 | 707623.9 | 766100.6 | 828336.2 | 877016.7 | 996928.1 | 1003355.8 | 960007.6 | 933773.7 | 807339.2 | 686005.8 | 17060753.4 | 1 | No | On | 1On | W | 1003355.8
[9 empty] | UT RES 01 | 2015-01-31 | 570299.1 | 511693 | 495833.2 | 492060.6 | 497635 | 486335.9 | 553659.7 | 641166 | 778950 | 856515.8 | 876683.1 | 847554.8 | 804298.4 | 802667.4 | 800427.1 | 801174.3 | 813157.5 | 896235.8 | 1028062.1 | 992290.1 | 967712.9 | 934364.2 | 835802.2 | 736124.7 | 18020702.9 | 1 | No | Off | 1Off | W | 1028062.1
[9 empty] | UT RES 01 | 2015-02-01 | 588996.8 | 519889.5 | 526127.5 | 520121.9 | 518933.9 | 523004.4 | 553789.6 | 649928 | 750463.3 | 739185.8 | 798643.3 | 802300.5 | 723896.9 | 727863.7 | 802842.9 | 810805.6 | 883863.9 | 963524.3 | 995734.6 | 1043329.6 | 1006096.2 | 948727.9 | 801727.3 | 599924.1 | 17799721.5 | 2 | No | Off | 2Off | W | 1043329.6
[9 empty] | UT RES 01 | 2015-02-02 | 500801.6 | 484520.5 | 454218.6 | 444140.2 | 479594.7 | 513141.8 | 643431.4 | 752109.6 | 673777.8 | 618792.5 | 581487 | 577890.1 | 557044.8 | 551896 | 621860.8 | 647308.1 | 686776.7 | 800686 | 919544.6 | 899679.1 | 923128.8 | 875559.3 | 711187 | 570663.2 | 15489240.2 | 2 | No | On | 2On | W | 919544.6
[9 empty] | UT RES 01 | 2015-02-03 | 486049.1 | 453396.9 | 466606 | 418211.8 | 479159.2 | 514009.7 | 647791.1 | 729099.7 | 641384.9 | 614066.4 | 580686.8 | 558922.8 | 558874.4 | 556808 | 567866.5 | 601432.2 | 672884.8 | 768910.1 | 889803.1 | 884144.9 | 877874.2 | 818827.5 | 718536.4 | 559264.4 | 15064610.9 | 2 | No | On | 2On | W | 889803.1
[9 empty] | UT RES 01 | 2015-02-04 | 486803.6 | 450149.8 | 433549.7 | 416550.5 | 430992.9 | 514411.9 | 601581.6 | 689029.6 | 655872.1 | 596235.8 | 585203.6 | 603951.9 | 556137.9 | 532506.7 | 519199.4 | 579486.3 | 647596.7 | 785206.5 | 898376 | 902784.8 | 892371.5 | 923315.3 | 734936.1 | 604443.3 | 15040693.5 | 2 | No | On | 2On | W | 902784.8
[9 empty] | UT RES 01 | 2015-02-05 | 540347.5 | 477156 | 409040.7 | 433782 | 441701.5 | 494706 | 640511.1 | 703219.3 | 662985 | 684292.8 | 628241.7 | 522417.7 | 510733.1 | 534299.2 | 511002.9 | 532258.9 | 637603.8 | 783153.6 | 902842.2 | 904337.1 | 864880.9 | 790490.6 | 713475.3 | 537375.3 | 14860854.2 | 2 | No | On | 2On | W | 904337.1
[9 empty] | UT RES 01 | 2015-02-06 | 483598.8 | 422531.6 | 414877.5 | 427250.9 | 422921.5 | 457556.7 | 612869.2 | 715354.4 | 616499.9 | 577104.6 | 570916.8 | 602540.3 | 612723.2 | 615428.7 | 581746.4 | 620743.3 | 703230.8 | 719559.1 | 826560.7 | 861651.8 | 821343.4 | 784604.2 | 720068.3 | 604632.2 | 14796314.3 | 2 | No | On | 2On | W | 861651.8
[9 empty] | UT RES 01 | 2015-02-07 | 526422.6 | 450170.6 | 421520.1 | 422374.8 | 416599.2 | 425491.4 | 489486.6 | 569129.2 | 655736.8 | 761091.1 | 758167.8 | 659231 | 683083.1 | 669963.4 | 637306.3 | 703227.6 | 709916.6 | 802091.4 | 899008.2 | 829323.5 | 822281.9 | 812670.4 | 720002.6 | 614601.9 | 15458898.1 | 2 | No | Off | 2Off | W | 899008.2
[9 empty] | UT RES 01 | 2015-02-08 | 512490.5 | 431600.2 | 426434 | 409372.1 | 404192.5 | 442251.5 | 487743.7 | 585705.6 | 695906.5 | 727000.1 | 726119.5 | 739656.1 | 658165.6 | 608967.4 | 609848.4 | 645024.8 | 778642.5 | 777460.8 | 965238.1 | 1001033.9 | 962327.3 | 909376.1 | 718698.9 | 569953.3 | 15793209.4 | 2 | No | Off | 2Off | W | 1001033.9
[9 empty] | UT RES 01 | 2015-02-09 | 500990.7 | 422222.6 | 390740.5 | 391252.8 | 429168.1 | 459848.8 | 637176.7 | 724964.4 | 672933.7 | 658024.9 | 672581.7 | 752630.4 | 694126.6 | 687314.4 | 657454.2 | 568340.4 | 678559.2 | 828035.5 | 927973.5 | 1004077.1 | 973161.7 | 884353.6 | 711239.2 | 572403.2 | 15899573.9 | 2 | No | On | 2On | W | 1004077.1
[9 empty] | UT RES 01 | 2015-02-10 | 448051.3 | 422451.1 | 396271.9 | 409286.8 | 435272.2 | 483712.2 | 644218.9 | 702708.1 | 675087.8 | 648482.6 | 605728.1 | 635159.5 | 606614.8 | 617244.3 | 641768.7 | 641389.3 | 678315.2 | 742837.3 | 875821 | 978688.6 | 942575.3 | 865490.9 | 736458.2 | 599107.2 | 15432741.3 | 2 | No | On | 2On | W | 978688.6
[9 empty] | UT RES 01 | 2015-02-11 | 515791.9 | 474980.2 | 463914.7 | 476037.6 | 477406.9 | 506480.4 | 670411.7 | 758869.5 | 696113.2 | 653174 | 558200 | 549283.5 | 578878.8 | 557784.7 | 525307.6 | 574242.4 | 640047.9 | 770394.9 | 892833 | 932481.1 | 995972.7 | 953264.1 | 763600.3 | 625485.6 | 15610956.7 | 2 | No | On | 2On | W | 932481.1
[9 empty] | UT RES 01 | 2015-02-12 | 501543.6 | 466170.2 | 460898.6 | 456692.9 | 484536.9 | 524088.2 | 633051.8 | 771784.4 | 664433.6 | 653238.6 | 633893.2 | 640515.2 | 557304.2 | 572535.8 | 575543 | 596540.1 | 647077.3 | 718955.9 | 848489.9 | 900039.7 | 878607 | 870083.9 | 791448.6 | 593165.9 | 15440638.5 | 2 | No | On | 2On | W | 900039.7
[9 empty] | UT RES 01 | 2015-02-13 | 517081 | 442942.9 | 460646.2 | 459296.9 | 480572.5 | 519470.1 | 646904.7 | 750706.1 | 737336.3 | 643683.2 | 652547.9 | 636683.8 | 576384 | 499788.5 | 549452.5 | 574668.2 | 633693.8 | 745886.2 | 795365.8 | 879993.2 | 852676 | 863661.8 | 792100.8 | 681884.2 | 15393426.6 | 2 | No | On | 2On | W | 879993.2
[9 empty] | UT RES 01 | 2015-02-14 | 561125.9 | 478084.2 | 449799.2 | 454872.2 | 462761.9 | 490435.1 | 550176.5 | 734889.1 | 773535.6 | 777687.1 | 716807.9 | 681608.3 | 660192.7 | 620730.8 | 634140.2 | 681544.6 | 715345.6 | 756103.2 | 847651.1 | 802683.5 | 835795.5 | 855410.8 | 733304.4 | 601557.2 | 15876242.6 | 2 | No | Off | 2Off | W | 847651.1
[9 empty] | UT RES 01 | 2015-02-15 | 519861 | 455539.4 | 431133.5 | 427192 | 446283.1 | 468045.5 | 497350.8 | 626303.5 | 707963.1 | 712308.1 | 694573.9 | 710605.8 | 683344.7 | 631828.6 | 681791.4 | 677154.2 | 770482.5 | 770546.2 | 878294 | 891066.2 | 884511.1 | 862802.7 | 779413.5 | 636786 | 15845180.8 | 2 | No | Off | 2Off | W | 891066.2
[9 empty] | UT RES 01 | 2015-02-16 | 546997.8 | 475991.8 | 468159.3 | 437354.9 | 450443.2 | 481145 | 539164.2 | 645913.6 | 717356.1 | 724732.6 | 721644.3 | 745729.2 | 728890.4 | 780383.3 | 755935.5 | 762876.1 | 753060.8 | 873144.5 | 987540.1 | 1021443.2 | 945971.4 | 886055.2 | 808431.6 | 637115.6 | 16895479.7 | 2 | Yes | Off | 2Off | W | 1021443.2
[9 empty] | UT RES 01 | 2015-02-17 | 518494.5 | 475693.2 | 494719.1 | 476609.1 | 508351.6 | 563194.3 | 692867 | 735575.2 | 713074.1 | 715738.9 | 641700 | 668340.1 | 657254.3 | 589421.5 | 587917.4 | 596975.9 | 713267.9 | 793153.3 | 940077.1 | 991300.4 | 992403 | 950408 | 772516.5 | 613056.9 | 16402109.3 | 2 | No | On | 2On | W | 991300.4
[9 empty] | UT RES 01 | 2015-02-18 | 547673.8 | 498273.2 | 480163.7 | 476378.8 | 501252.9 | 574181 | 654078.3 | 770898.5 | 723502.9 | 698269 | 610927 | 593838.3 | 554422.6 | 570053.7 | 550980.9 | 531801.1 | 599374.7 | 711008.8 | 875926.9 | 835924.3 | 867835.3 | 891662.6 | 806046.9 | 602125.6 | 15526600.8 | 2 | No | On | 2On | W | 875926.9
[9 empty] | UT RES 01 | 2015-02-19 | 492199.6 | 445269.8 | 423629 | 444736.6 | 474641.3 | 510879.7 | 655427.5 | 706236.2 | 671134.6 | 595987.8 | 547693.9 | 550332.7 | 517753.3 | 483121.2 | 486440.9 | 525112.6 | 574710.8 | 707677.2 | 814924.2 | 854644.1 | 866414.9 | 843068.9 | 756943.8 | 622754.7 | 14571735.3 | 2 | No | On | 2On | W | 854644.1
[9 empty] | UT RES 01 | 2015-02-20 | 473426.8 | 420241.3 | 423771.1 | 422334.7 | 450904.8 | 491088.3 | 599000.1 | 683902.4 | 630011.6 | 673034 | 634881.3 | 643473.1 | 561685.2 | 587232.3 | 551645.4 | 564955.3 | 611618.6 | 691478.6 | 810018.3 | 862181.7 | 848816.9 | 808917 | 723013.4 | 653808.4 | 14821440.6 | 2 | No | On | 2On | W | 862181.7
[9 empty] | UT RES 01 | 2015-02-21 | 541552.5 | 491578.4 | 475321.2 | 457175.5 | 474896.6 | 504427.8 | 588931.5 | 725013.8 | 786369.8 | 800805.9 | 818221.1 | 820422.6 | 814913.7 | 746771.6 | 763238.8 | 756780.1 | 854017.4 | 903404.9 | 943219.1 | 965850.4 | 983153.3 | 898131 | 800691 | 679092.1 | 17593980.1 | 2 | No | Off | 2Off | W | 965850.4
[9 empty] | UT RES 01 | 2015-02-22 | 593009.5 | 530086.7 | 510765.4 | 565107.2 | 553619.3 | 557963.6 | 608765.7 | 694282.2 | 811966.8 | 816799.3 | 812516.4 | 834040.3 | 825456.9 | 743924.6 | 775658.8 | 817721.2 | 963702 | 960278.5 | 1024543 | 1072335 | 1114928.7 | 1052085.2 | 857880 | 678435 | 18775871.3 | 2 | No | Off | 2Off | W | 1072335
[9 empty] | UT RES 01 | 2015-02-23 | 569787.6 | 538393.2 | 537486 | 548076.8 | 577381.6 | 607580.8 | 776292.5 | 853529.4 | 800862.2 | 745110.9 | 711788.6 | 732311.2 | 734917.1 | 672019 | 672781.3 | 711616.2 | 804196.4 | 955780.7 | 1042484.4 | 1049336.4 | 1022803.7 | 993339.5 | 830604 | 680141.7 | 18168621.2 | 2 | No | On | 2On | W | 1049336.4
[9 empty] | UT RES 01 | 2015-02-24 | 624205.9 | 545797.7 | 522811.1 | 530894.3 | 563086.8 | 592975.3 | 740869 | 850864.8 | 711604.3 | 680664.7 | 648070.3 | 653881.7 | 612056.8 | 628394.9 | 589815.7 | 613211.1 | 676882.6 | 764635.6 | 900042.6 | 982738.8 | 982023.8 | 910442.7 | 745972.5 | 588652.8 | 16660595.8 | 2 | No | On | 2On | W | 982738.8
[9 empty] | UT RES 01 | 2015-02-25 | 519721.1 | 507183 | 488443.2 | 493361.5 | 504362.4 | 534385.7 | 651181 | 675781.8 | 601911.9 | 617222.7 | 579710.8 | 606181.7 | 586728.7 | 531982.1 | 557517.7 | 660587.9 | 633785.2 | 732612.3 | 806650.4 | 897857.1 | 895754.6 | 847974.4 | 787318.1 | 598116.8 | 15316332.1 | 2 | No | On | 2On | W | 897857.1
[9 empty] | UT RES 01 | 2015-02-26 | 492915.1 | 470708.4 | 467101.2 | 464409.9 | 495134.3 | 559810.2 | 667773.5 | 727264.2 | 662028.8 | 665606 | 664483 | 630402 | 601700.2 | 582090.5 | 573360.4 | 633764.6 | 712031.5 | 793165.1 | 901872 | 987531.9 | 986671.7 | 862113.8 | 678731.7 | 612647 | 15893317 | 2 | No | On | 2On | W | 987531.9
[9 empty] | UT RES 01 | 2015-02-27 | 541452 | 502250.3 | 492012.4 | 486310 | 510048.9 | 532476.3 | 655937.5 | 735199.4 | 696206.6 | 643373.9 | 631927 | 607989.7 | 568816.1 | 566929.4 | 593973 | 570849.3 | 645500.2 | 742429.4 | 895200.6 | 928491.7 | 893123.1 | 890453.7 | 753332.6 | 646673.3 | 15730956.4 | 2 | No | On | 2On | W | 928491.7
[9 empty] | UT RES 01 | 2015-02-28 | 537582.5 | 502347.7 | 475374.4 | 484514.8 | 495656.6 | 503746.3 | 545225.6 | 679339.9 | 805588 | 820738.7 | 770325 | 821031 | 818404.3 | 779708.9 | 749920 | 833129 | 939967.9 | 939467.3 | 1009603.4 | 996262.2 | 943576.2 | 957481.3 | 868434 | 685721 | 17963146 | 2 | No | Off | 2Off | W | 1009603.4
[9 empty] | UT RES 01 | 2015-03-01 | 638829.9 | 572164.8 | 569305.9 | 567117.9 | 592422.9 | 600072.4 | 644404.4 | 748690.2 | 902524.7 | 927871.1 | 981962.4 | 883192.6 | 887821.3 | 902595.9 | 902612.9 | 910767.6 | 1013038.3 | 1068304.9 | 1144972.1 | 1235392.2 | 1197245.6 | 1156871.9 | 890271.9 | 697085.9 | 20635539.7 | 3 | No | Off | 3Off | W | 1235392.2
[9 empty] | UT RES 01 | 2015-03-02 | 613280.1 | 574573.4 | 528056.6 | 534216.9 | 544834.2 | 597952.9 | 746014.9 | 893000.2 | 799995.4 | 773251 | 800062.9 | 804619.5 | 795194.5 | 852682.6 | 860742.9 | 819936.1 | 921320.7 | 1079711 | 1106959.9 | 1193693.1 | 1176977.8 | 1141222.5 | 905025 | 724507.5 | 19787831.6 | 3 | No | On | 3On | W | 1193693.1
[9 empty] | UT RES 01 | 2015-03-03 | 632460.2 | 581998 | 555066.5 | 528583 | 576115 | 633827.1 | 768355.5 | 883213 | 840129.8 | 872759.8 | 781047.9 | 805684.3 | 770655.1 | 762842.3 | 806688 | 871501.8 | 904885.5 | 1039454 | 1286585 | 1245143.3 | 1200808.7 | 1146021.7 | 960063 | 724229.8 | 20178118.3 | 3 | No | On | 3On | W | 1286585
[9 empty] | UT RES 01 | 2015-03-04 | 643715.6 | 603809.6 | 595195.4 | 604618.4 | 618883.6 | 659974 | 798159.4 | 890562.4 | 785591.7 | 765516.7 | 776333.2 | 711558.6 | 687460.7 | 687036.8 | 711899.5 | 707947.9 | 806915.2 | 879922.5 | 1070125.9 | 1055774.6 | 1045841.3 | 1083101.5 | 935749.1 | 760263.5 | 18885957.1 | 3 | No | On | 3On | W | 1070125.9
[9 empty] | UT RES 01 | 2015-03-05 | 637592.8 | 611646.9 | 601946.9 | 596485.2 | 634993.9 | 722328.3 | 848442 | 903108.2 | 798094.3 | 764790.5 | 715601.8 | 739829.4 | 712920.9 | 672654.9 | 713828.7 | 738080.3 | 784674.2 | 845866.2 | 1042716.4 | 1107904.3 | 1076959 | 1045319.1 | 883404.1 | 712825.5 | 18912013.8 | 3 | No | On | 3On | W | 1107904.3
[9 empty] | UT RES 01 | 2015-03-06 | 622276.5 | 572539.2 | 568416.1 | 579768.3 | 618926.4 | 679052.9 | 800240.1 | 874920.7 | 731000.2 | 737825.4 | 712230.7 | 713169.3 | 625639.9 | 643082.3 | 612508.9 | 672790.6 | 737352.1 | 740867.2 | 911006.6 | 998778.5 | 996213 | 985865.7 | 944924 | 788931.6 | 17868326.2 | 3 | No | On | 3On | W | 998778.5
[9 empty] | UT RES 01 | 2015-03-07 | 644087.7 | 575859.3 | 574029.1 | 562962 | 589128.4 | 596453.3 | 657076 | 791945.9 | 866421.2 | 891291.6 | 877082.1 | 831037.7 | 917987.1 | 833944.7 | 697358.5 | 762658.2 | 818277.9 | 790224.9 | 893203.6 | 982039.8 | 1024431.6 | 955286.2 | 863380 | 720800.7 | 18716967.5 | 3 | No | Off | 3Off | W | 982039.8
[9 empty] | UT RES 01 | 2015-03-08 | 646314.5 | 566174.5 | 546468.9 | 530896.5 | 546246.1 | 573541 | 676238.8 | 772551.9 | 819842.2 | 814816.6 | 755230.1 | 748207.2 | 788038.5 | 926393.4 | 829538.9 | 854558.7 | 900891.2 | 960045 | 1059730.7 | 1144030.7 | 1017501.1 | 933847.9 | 782058.2 | 569040.4 | 18762203 | 3 | No | Off | 3Off | W | 1144030.7
[9 empty] | UT RES 01 | 2015-03-09 | 530890 | 525646.1 | 492392 | 496014.9 | 565446.2 | 694561.6 | 830689.4 | 786914.3 | 705549.8 | 706360.9 | 739370.2 | 694207.3 | 676465.8 | 661678 | 604630.6 | 646218.1 | 750038.3 | 816187.8 | 886628.5 | 1009235.4 | 992643.3 | 900022.7 | 690952.6 | 576434 | 16979177.8 | 3 | No | On | 3On | W | 1009235.4
[9 empty] | UT RES 01 | 2015-03-10 | 545197.9 | 497517.5 | 486217.7 | 521680.3 | 600892.3 | 765938.7 | 842182.6 | 802687.6 | 702116.3 | 677972.2 | 669056.4 | 740450.3 | 680398.4 | 627329.3 | 564885.5 | 638430.3 | 749521 | 724718.7 | 824707.7 | 1053818.8 | 974315.1 | 815133.3 | 607898.6 | 511358.3 | 16624424.8 | 3 | No | On | 3On | W | 1053818.8
[9 empty] | UT RES 01 | 2015-03-11 | 497126.5 | 467299.3 | 476980.6 | 481572.1 | 531922.9 | 706838.2 | 782514.5 | 740636.3 | 752812.4 | 734079.9 | 694222.8 | 697552.3 | 682722.2 | 670419.4 | 682459.8 | 729841.6 | 836968 | 963299.7 | 1060405.2 | 1047901.1 | 966223.1 | 828215.6 | 635363.4 | 538295.1 | 17205672 | 3 | No | On | 3On | W | 1060405.2
[9 empty] | UT RES 01 | 2015-03-12 | 496020 | 465215.8 | 476885.1 | 478650.2 | 517704.3 | 722858.9 | 779263 | 726276.2 | 692508 | 688328.8 | 672226.7 | 599426.5 | 590878 | 667228.6 | 631628.2 | 663006.1 | 753818.4 | 848292.5 | 890954.3 | 987336.7 | 983189.2 | 855034.4 | 685445.8 | 605945.9 | 16478121.6 | 3 | No | On | 3On | W | 987336.7
[9 empty] | UT RES 01 | 2015-03-13 | 521829.3 | 489342.9 | 499676.6 | 487081.1 | 549609.7 | 672217.8 | 804249.1 | 781653.4 | 762080.6 | 674337 | 674138.7 | 681506.1 | 653090.6 | 613349.9 | 644925.4 | 682201.3 | 740461.9 | 751281.9 | 817557.8 | 886946.3 | 970753 | 795370.5 | 646392.3 | 579171.4 | 16379224.6 | 3 | No | On | 3On | W | 886946.3
[9 empty] | UT RES 01 | 2015-03-14 | 555786.8 | 481321.7 | 474351.4 | 480220.6 | 504347.3 | 572717.7 | 668712.1 | 794130.3 | 827663 | 872394.2 | 882266.5 | 848591.3 | 796363.1 | 799981.5 | 770225.3 | 776103.9 | 877446 | 810915.7 | 832251.7 | 982468.1 | 919213.3 | 867696.4 | 714031.6 | 574298.3 | 17683497.8 | 3 | No | Off | 3Off | W | 982468.1
[9 empty] | UT RES 01 | 2015-03-15 | 489761.3 | 477648.8 | 441888.2 | 438841.3 | 484260.1 | 502172.1 | 594691.4 | 743524.6 | 826511.1 | 836556.6 | 810773.8 | 838832.6 | 815045.4 | 746948.9 | 801202.4 | 942216.6 | 918046.1 | 857407 | 994689.8 | 1060792.2 | 1014976.8 | 891290.8 | 698220.5 | 540659.1 | 17766957.5 | 3 | No | Off | 3Off | W | 1060792.2
[9 empty] | UT RES 01 | 2015-03-16 | 479815.6 | 452221.7 | 422417.9 | 418737.2 | 477004.9 | 673493.3 | 770324.4 | 667495.1 | 589713.9 | 513232 | 562199.4 | 611513.4 | 604547.5 | 593290.7 | 608420 | 640352.6 | 791755.3 | 858601.4 | 936697.8 | 1059920.7 | 993760.5 | 878999.8 | 683434.3 | 557085.6 | 15845035 | 3 | No | On | 3On | W | 1059920.7
[9 empty] | UT RES 01 | 2015-03-17 | 463553.1 | 445836.7 | 412091.2 | 408516.3 | 467788.1 | 645673.6 | 772057.2 | 705634.5 | 644559 | 578039.3 | 614241.6 | 619850.9 | 632243 | 625626.2 | 608060.3 | 742088.4 | 899336.5 | 848949.2 | 929045.3 | 1080797.6 | 938743.2 | 760889.2 | 648913.7 | 493737.5 | 15986271.6 | 3 | No | On | 3On | W | 1080797.6
[9 empty] | UT RES 01 | 2015-03-18 | 465599.6 | 449954.3 | 421311.7 | 416807.9 | 467869.1 | 582868.7 | 692223.3 | 675381.7 | 655373.2 | 646699.7 | 608118.4 | 621911.9 | 615037.5 | 634114.9 | 630268.6 | 750340.4 | 773418.5 | 837750.9 | 902358.1 | 1013095.1 | 964024.3 | 816241 | 665626.1 | 564250.7 | 15870645.6 | 3 | No | On | 3On | W | 1013095.1
[9 empty] | UT RES 01 | 2015-03-19 | 488590.6 | 460617.3 | 476495.3 | 463152.5 | 500185 | 719558.2 | 791026.2 | 716409 | 669370.6 | 674873.9 | 634255.5 | 632838.1 | 625450.6 | 660357.6 | 620760.6 | 681929.8 | 737342.4 | 774091.6 | 881570.2 | 980107.1 | 913776.9 | 815815.2 | 691378.5 | 543701 | 16153653.7 | 3 | No | On | 3On | W | 980107.1
[9 empty] | UT RES 01 | 2015-03-20 | 483942.4 | 467509.1 | 463291.6 | 487962.4 | 523548.8 | 656251.3 | 809622.3 | 709261.7 | 672910.4 | 703389.6 | 671329.2 | 592305.5 | 600420.5 | 652372.2 | 661074 | 637911.2 | 693275.2 | 769281.8 | 774490.5 | 907849.7 | 911782 | 802346.5 | 662128.3 | 571043.6 | 15885299.8 | 3 | No | On | 3On | W | 907849.7
[9 empty] | UT RES 01 | 2015-03-21 | 523181.2 | 475647.4 | 447673.7 | 462447.9 | 501068 | 558965.1 | 684945.2 | 756978.5 | 777101.2 | 764143.2 | 734465.5 | 752826.9 | 719166.5 | 675815.4 | 706262.9 | 705988 | 711927.1 | 852685.6 | 925466.8 | 910296.9 | 925441.3 | 805916.5 | 706219.9 | 562551.8 | 16647182.5 | 3 | No | Off | 3Off | W | 925466.8
[9 empty] | UT RES 01 | 2015-03-22 | 492083.2 | 446633.4 | 430603.5 | 442704.1 | 480655.1 | 499968.8 | 590787.1 | 720171.5 | 734265 | 742992.4 | 725892.9 | 777509.3 | 679715.5 | 706536.1 | 726600.3 | 773007.9 | 836188 | 827345.2 | 970004.7 | 1019237.8 | 986776.4 | 856084.3 | 647492.8 | 567530 | 16680785.3 | 3 | No | Off | 3Off | W | 1019237.8
[9 empty] | UT RES 01 | 2015-03-23 | 443780 | 419830.1 | 432970 | 433234.4 | 480886.9 | 618790.8 | 821052.9 | 717110 | 653941.5 | 651121.3 | 685899 | 672797.3 | 691512.7 | 651669.2 | 674137 | 741182.9 | 950608.9 | 986797.9 | 947981.2 | 1082074.6 | 995927.3 | 827394.3 | 622720.7 | 547539.1 | 16750960 | 3 | No | On | 3On | W | 1082074.6
[9 empty] | UT RES 01 | 2015-03-24 | 490569.5 | 458291.3 | 478890.6 | 500077.1 | 534237.7 | 727300 | 834386.2 | 742760.8 | 712155 | 655415.5 | 667409.1 | 617927.7 | 607335.7 | 626756.5 | 648291.3 | 726238 | 789426.9 | 968715.4 | 985355.6 | 1003718.7 | 1030791.3 | 910055.9 | 711902.3 | 544169 | 16972177.1 | 3 | No | On | 3On | W | 1003718.7
[9 empty] | UT RES 01 | 2015-03-25 | 457469.9 | 463835.8 | 453136.6 | 454948.1 | 526331 | 770455.2 | 795714.1 | 717617.5 | 641713.8 | 618161.2 | 646940.3 | 695924.6 | 608868.7 | 600969.4 | 629433.1 | 606982.8 | 697694.9 | 822671.2 | 868826.1 | 893498.2 | 965841 | 826648.1 | 634882.5 | 565902.1 | 15964466.2 | 3 | No | On | 3On | W | 893498.2
[9 empty] | UT RES 01 | 2015-03-26 | 498823.6 | 469917.5 | 484799 | 520689.5 | 573026.6 | 740755.9 | 848471.1 | 708785.9 | 627989.5 | 600827.2 | 595445.7 | 620063 | 662062 | 682413.9 | 670786.6 | 697195.6 | 745311.9 | 844203.7 | 816231.5 | 976200 | 889388.6 | 751088 | 617667.2 | 552182.3 | 16194325.8 | 3 | No | On | 3On | W | 976200
[9 empty] | UT RES 01 | 2015-03-27 | 469337.7 | 462585 | 454315.3 | 459593.7 | 549174.7 | 630755.9 | 762160.3 | 749925.5 | 781729.4 | 755043 | 763620.9 | 636131.8 | 671280.4 | 643933.8 | 605284.7 | 631426.3 | 705620.5 | 784293.8 | 827849.1 | 895947.3 | 880993.6 | 820146 | 633455.7 | 508084.2 | 16082688.6 | 3 | No | On | 3On | W | 895947.3
[9 empty] | UT RES 01 | 2015-03-28 | 479253.7 | 442133.8 | 439276.9 | 451405.3 | 481486 | 521614.3 | 596618.6 | 712564.9 | 719347.1 | 704456.1 | 689755.2 | 795524.9 | 793033.8 | 766016.5 | 725502.7 | 772163.8 | 797460.1 | 798858.9 | 852566.2 | 892047.6 | 924989.5 | 818580.8 | 657022.5 | 520877.3 | 16352556.5 | 3 | No | Off | 3Off | W | 892047.6
[9 empty] | UT RES 01 | 2015-03-29 | 446521.6 | 420271.4 | 427131.3 | 421011.4 | 451135.7 | 504923.2 | 592455.4 | 675320.3 | 741209 | 741707.3 | 748476.4 | 720654.5 | 725070.5 | 712062.7 | 685118.5 | 792921.1 | 847575.6 | 835581.5 | 946508.4 | 1029867 | 985967 | 818356.4 | 679778 | 508484.4 | 16458108.6 | 3 | No | Off | 3Off | W | 1029867
[9 empty] | UT RES 01 | 2015-03-30 | 443720.9 | 434100 | 439869.9 | 463403.6 | 495319.9 | 621664.7 | 766470.3 | 706138.2 | 698546.2 | 633944.1 | 617301.5 | 600563.3 | 636855.3 | 665913.2 | 662576.1 | 658009 | 793929.4 | 888245.3 | 937482.1 | 999214.7 | 1029899.3 | 807436.9 | 617981.2 | 515243.4 | 16133828.5 | 3 | No | On | 3On | W | 999214.7
[9 empty] | UT RES 01 | 2015-03-31 | 428950.2 | 431635.2 | 409565 | 410413.9 | 499830.1 | 611076.7 | 675501.5 | 640117.1 | 557075.1 | 515109 | 575803.1 | 579479.4 | 581566.7 | 591327.6 | 653072.1 | 719285 | 813272 | 879808.8 | 964750.3 | 1011609.8 | 949819.7 | 834301.9 | 661294 | 505411.9 | 15500076.1 | 3 | No | On | 3On | W | 1011609.8
[9 empty] | UT RES 01 | 2015-04-01 | 386827.4 | 399345.6 | 383475.1 | 396272.7 | 434817.8 | 508868.9 | 570333.2 | 588579.9 | 557056.7 | 533089.2 | 550113.9 | 544477.4 | 538060.3 | 531290 | 560799.7 | 620867.5 | 690033.5 | 673108.8 | 737312 | 864006.1 | 838465 | 699544.6 | 588988.8 | 545460.7 | 13741194.8 | 4 | No | On | 4On | W | 864006.1
[9 empty] | UT RES 01 | 2015-04-02 | 459567.4 | 418015.1 | 435858.7 | 440868.1 | 500404.2 | 592004.9 | 642634.3 | 621212.4 | 644642 | 618898.8 | 635291.2 | 574133.8 | 571727.4 | 557090.6 | 551463.9 | 597465.3 | 734343 | 741382.4 | 851633.8 | 871941.1 | 844584.5 | 709548.9 | 585596.9 | 511283.2 | 14711591.9 | 4 | No | On | 4On | W | 871941.1
[9 empty] | UT RES 01 | 2015-04-03 | 468001.8 | 449207.1 | 459381.4 | 462483.7 | 528954 | 609370.3 | 671873.2 | 647760.1 | 632560.1 | 605939.5 | 590404.4 | 602071.8 | 550421.3 | 561273 | 578506.5 | 612785.9 | 650127 | 701991.3 | 674548.7 | 737820 | 764647.3 | 690246.7 | 592033.5 | 557672.6 | 14400081.2 | 4 | No | On | 4On | W | 737820
[9 empty] | UT RES 01 | 2015-04-04 | 476826.4 | 454536.1 | 480137.6 | 465960.6 | 486886.4 | 506631.6 | 566818.9 | 627390.5 | 643258.5 | 662663.1 | 659967.9 | 654504.6 | 586531.5 | 587531.6 | 582335.7 | 585961.7 | 666718.1 | 678177.8 | 735851.2 | 823452.6 | 802904.7 | 772252.8 | 593425.7 | 492615.1 | 14593340.7 | 4 | No | Off | 4Off | W | 823452.6
[9 empty] | UT RES 01 | 2015-04-05 | 454162.9 | 409237.4 | 0 | 390604.7 | 405786.9 | 445600.7 | 448203.8 | 511751.7 | 618015.5 | 722625.6 | 706875.2 | 684771.8 | 736519.7 | 668643 | 674632.7 | 636810.3 | 663647.3 | 669749.8 | 669089.9 | 732739.9 | 791195 | 833977.1 | 793908.3 | 553491.9 | 14222041.1 | 4 | No | Off | 4Off | W | 732739.9
[9 empty] | UT RES 01 | 2015-04-06 | 439689.1 | 407781.5 | 385317.7 | 376616.9 | 386555.4 | 446312.9 | 517373.7 | 616530.3 | 571327 | 560509.5 | 593446.2 | 644286.2 | 641300.5 | 643669.8 | 635166.5 | 658473.1 | 679853 | 696199.6 | 696320.5 | 781338.9 | 833579 | 904961.1 | 777611 | 556991.1 | 14451210.5 | 4 | No | On | 4On | W | 781338.9
[9 empty] | UT RES 01 | 2015-04-07 | 454166.1 | 418392.3 | 409221 | 403670.1 | 389799.8 | 479980.7 | 515228.7 | 623109.2 | 636355.2 | 661989.6 | 636993.1 | 605503.1 | 573473.8 | 554351.7 | 514324.3 | 567556.7 | 628917.3 | 637661.4 | 694654.3 | 737982.9 | 817393.4 | 855266.9 | 687485.9 | 596246.9 | 14099724.4 | 4 | No | On | 4On | W | 737982.9
[9 empty] | UT RES 01 | 2015-04-08 | 448395 | 393699.2 | 377762.8 | 375598.2 | 399931.4 | 453056.8 | 552870.7 | 603561.9 | 644718.7 | 594318.4 | 603409.2 | 574738 | 592454.7 | 615647.5 | 593994.1 | 615247.2 | 713931.7 | 832333.5 | 841719.1 | 912063.8 | 951379.1 | 886564 | 665244.4 | 578733.3 | 14821372.7 | 4 | No | On | 4On | W | 912063.8
[9 empty] | UT RES 01 | 2015-04-09 | 496531.8 | 438742 | 403926.4 | 409585.3 | 408484.2 | 462893.6 | 549477.3 | 597727.4 | 576486.7 | 516666.4 | 539308.7 | 545565.4 | 535143.8 | 533574.4 | 556825.7 | 567648.2 | 647406.1 | 651254.3 | 680787.6 | 743379 | 785959 | 834545.8 | 705793.3 | 557899.8 | 13745612.2 | 4 | No | On | 4On | W | 743379
[9 empty] | UT RES 01 | 2015-04-10 | 493007.2 | 442374.3 | 410114.4 | 419351.5 | 422127.8 | 422070.3 | 561845.5 | 657264.6 | 613323.7 | 619067.6 | 581363.2 | 526348.4 | 517817.2 | 526274.2 | 535233 | 549476 | 636184.5 | 621012.5 | 589944.8 | 691405.1 | 780797.7 | 773186.6 | 733831.5 | 611328.8 | 13734750.4 | 4 | No | On | 4On | W | 691405.1
[9 empty] | UT RES 01 | 2015-04-11 | 464204.3 | 416273.5 | 397816.3 | 390223 | 404124.4 | 425334.3 | 476239.6 | 562688 | 646221.2 | 635292.5 | 584296.2 | 579993.7 | 561726.8 | 619096.4 | 630606.1 | 583238.4 | 638219.8 | 641388.2 | 667592.3 | 620725.7 | 701628 | 756172 | 697437.9 | 600715.8 | 13701254.4 | 4 | No | Off | 4Off | W | 667592.3
[9 empty] | UT RES 01 | 2015-04-12 | 549320.4 | 481452.3 | 432691.8 | 417901.7 | 392820.2 | 415302 | 440562.7 | 497869.3 | 638146.9 | 630326.8 | 645678.8 | 623335 | 639685.2 | 625924.6 | 616967.8 | 665154.1 | 755313.5 | 778764.6 | 763719.4 | 806593.1 | 861351.4 | 832977 | 721582.6 | 579099.3 | 14812540.5 | 4 | No | Off | 4Off | W | 806593.1
[9 empty] | UT RES 01 | 2015-04-13 | 473397.2 | 425696.5 | 412239.9 | 410322.9 | 440715.9 | 478705.2 | 591485.2 | 682366.8 | 653047.1 | 613173.1 | 543228.9 | 577557.6 | 590202.4 | 483323.3 | 505902.1 | 528300.2 | 574568.4 | 704652.7 | 802505.5 | 763568.4 | 905872.6 | 874569.9 | 697211.8 | 564529.2 | 14297142.8 | 4 | No | On | 4On | W | 802505.5
[9 empty] | UT RES 01 | 2015-04-14 | 459240.2 | 380656.4 | 356635.6 | 366704.2 | 367177.5 | 387516.7 | 518320.6 | 541041.3 | 545788.1 | 524713.2 | 483100.7 | 509432.5 | 496998.2 | 496204.6 | 493772.4 | 574033.5 | 680750.5 | 735733 | 823302.4 | 843630.2 | 817310.7 | 843474.1 | 701885.2 | 545226.8 | 13492648.6 | 4 | No | On | 4On | W | 843630.2
[9 empty] | UT RES 01 | 2015-04-15 | 462866.8 | 443009.2 | 432266.2 | 431836.4 | 443734.5 | 490400 | 621481.3 | 656936.2 | 647848.4 | 625683.8 | 621348.8 | 625733.9 | 609511.3 | 588101.4 | 614282.7 | 720817.6 | 738652.2 | 886956.7 | 859495.6 | 872386.8 | 891940.1 | 826642.6 | 719222 | 555252 | 15386406.5 | 4 | No | On | 4On | W | 886956.7
[9 empty] | UT RES 01 | 2015-04-16 | 517195.7 | 457413.2 | 431992.8 | 421587.6 | 432092.7 | 495907.7 | 650008.9 | 679528.4 | 633370.5 | 617083.3 | 630983.3 | 566807.6 | 594536.7 | 557046 | 566315.1 | 570314.9 | 614046.7 | 724037.2 | 758126.1 | 798686.2 | 823468.8 | 853997.9 | 686468.3 | 560381.4 | 14641397 | 4 | No | On | 4On | W | 798686.2
[9 empty] | UT RES 01 | 2015-04-17 | 485310.6 | 411023.2 | 389115.1 | 414020.7 | 420866 | 488736.9 | 578504.9 | 673238 | 641582.3 | 674765.8 | 648669.2 | 564459.9 | 597901.6 | 596648.1 | 587458.7 | 555386.8 | 598411.5 | 588806.1 | 690174.3 | 702600.3 | 735226.6 | 838708 | 703580.1 | 584002.7 | 14169197.4 | 4 | No | On | 4On | W | 702600.3
[9 empty] | UT RES 01 | 2015-04-18 | 507710.6 | 465121.6 | 425252.1 | 397110 | 430002.7 | 459221.5 | 508058.5 | 599886.6 | 589311.5 | 589225.8 | 620699.5 | 650997.6 | 654649.1 | 632262.3 | 596121.7 | 593671.6 | 584815.4 | 640368.6 | 626561.7 | 668733.3 | 749413.3 | 748176.6 | 675569.8 | 547137 | 13960078.4 | 4 | No | Off | 4Off | W | 668733.3
[9 empty] | UT RES 01 | 2015-04-19 | 458967.8 | 411396.5 | 422209.6 | 406501.8 | 392095.8 | 423560.7 | 444027.6 | 509052.6 | 583371.8 | 586638.3 | 659312.4 | 685712.4 | 705381.8 | 669276.1 | 602908.4 | 612485.7 | 645288 | 765372.9 | 776124.3 | 769717.3 | 827294 | 853260.5 | 708930 | 557188.4 | 14476074.7 | 4 | No | Off | 4Off | W | 776124.3
[9 empty] | UT RES 01 | 2015-04-20 | 440076.3 | 378067.2 | 353202.2 | 355054.1 | 353818.2 | 403293.4 | 521181 | 632242.4 | 569729.7 | 510760.8 | 510489.7 | 500484.9 | 514477.7 | 524181.5 | 521867.2 | 529828.4 | 545852.1 | 672711.4 | 737217.4 | 722397.4 | 849168.4 | 818286.3 | 687063.7 | 542531.3 | 13193982.7 | 4 | No | On | 4On | W | 737217.4
[9 empty] | UT RES 01 | 2015-04-21 | 436144 | 375750 | 358304.9 | 364030.6 | 358014.4 | 418453.9 | 566177.3 | 574680.7 | 560903.8 | 546579 | 493251.1 | 473357.9 | 534374.3 | 517293.9 | 518215.6 | 533807.3 | 598753 | 713246.6 | 680248.9 | 781056.4 | 874161.1 | 801241.7 | 643121.2 | 531544.2 | 13252711.8 | 4 | No | On | 4On | W | 781056.4
[9 empty] | UT RES 01 | 2015-04-22 | 435100.2 | 386124.7 | 352030.8 | 355696.8 | 358628.4 | 402993.3 | 549007.4 | 571679.2 | 506857.2 | 479148.4 | 443899 | 488988.7 | 528956.3 | 550125.5 | 490962 | 515252 | 578622.1 | 663837.8 | 676209.1 | 664601.1 | 776744.8 | 752171.9 | 681106.5 | 548116.5 | 12756859.7 | 4 | No | On | 4On | W | 676209.1
[9 empty] | UT RES 01 | 2015-04-23 | 424972.8 | 380349.3 | 361363.1 | 363800.7 | 357270.7 | 385399.9 | 528490.6 | 513188.3 | 523194.7 | 507726.1 | 481225.4 | 502112.5 | 473369.3 | 502132.1 | 505678.6 | 506332.5 | 559062.6 | 656825.9 | 674388.2 | 681808.9 | 744864.5 | 793832.7 | 698682.1 | 572352 | 12698423.5 | 4 | No | On | 4On | W | 681808.9
[9 empty] | UT RES 01 | 2015-04-24 | 454715.2 | 397739.4 | 367231.5 | 370815.9 | 377616.4 | 412317.8 | 516553.6 | 584699.8 | 556901.2 | 571809.4 | 529988.8 | 556110.7 | 560243.1 | 590127 | 579354.4 | 588474.6 | 650495 | 753770.9 | 727872.4 | 694919 | 729960.3 | 775248.3 | 703751.6 | 554678.1 | 13605394.4 | 4 | No | On | 4On | W | 753770.9
[9 empty] | UT RES 01 | 2015-04-25 | 456583.3 | 395747.2 | 406155.3 | 394175.4 | 364910.9 | 381475.9 | 419994 | 471211.5 | 596943.8 | 686563.3 | 730630.7 | 645272.4 | 685665.5 | 660571.7 | 574381.4 | 591935.9 | 713132.5 | 770294.3 | 765924.4 | 743980.6 | 793715.8 | 762446.5 | 667379.9 | 566396 | 14245488.2 | 4 | No | Off | 4Off | W | 770294.3
[9 empty] | UT RES 01 | 2015-04-26 | 487306.2 | 437694.6 | 392733.1 | 384869.9 | 397337.8 | 414867 | 450159.6 | 536081.6 | 629370.8 | 695256.1 | 772689.9 | 763363.3 | 705095.9 | 687629.6 | 677088.3 | 745725.5 | 807909.2 | 862314.5 | 774612.6 | 784155.1 | 872280 | 833099.9 | 746535.9 | 535695.9 | 15393872.3 | 4 | No | Off | 4Off | W | 862314.5
[9 empty] | UT RES 01 | 2015-04-27 | 451977.7 | 418084.5 | 390533.5 | 387251.1 | 391153.2 | 434709.6 | 558588.5 | 620821.1 | 619952.9 | 585225.2 | 549431.6 | 579883.1 | 532629.2 | 542806.5 | 512187.8 | 547871.1 | 569525.3 | 638968.8 | 638380 | 661881.9 | 792590.4 | 827685.2 | 691735.7 | 547138.6 | 13491012.5 | 4 | No | On | 4On | W | 661881.9
[9 empty] | UT RES 01 | 2015-04-28 | 459103.8 | 399324 | 389711.9 | 390569.1 | 381295.9 | 453131.1 | 535744.1 | 602667.4 | 553977.8 | 513505.8 | 479564.4 | 458788.5 | 493927.9 | 541466.8 | 548371.4 | 496264 | 603177.7 | 699292.4 | 743467.3 | 725731.8 | 762164.5 | 757076.8 | 639631.3 | 500504.1 | 13128459.8 | 4 | No | On | 4On | W | 743467.3
[9 empty] | UT RES 01 | 2015-04-29 | 436669.3 | 374015.1 | 351922.5 | 347790.6 | 352596.1 | 393267.8 | 485080 | 525466.7 | 492670.3 | 476302.1 | 462226.1 | 520804 | 504608.9 | 543888.1 | 576439.6 | 625928.5 | 691825.6 | 773011.8 | 683003.9 | 739075.7 | 776282.9 | 857226.8 | 725842 | 566383.2 | 13282327.6 | 4 | No | On | 4On | W | 773011.8
[9 empty] | UT RES 01 | 2015-04-30 | 409770.3 | 353703.9 | 353869.6 | 354860.2 | 345032.5 | 376306.6 | 463426.5 | 521491.6 | 503206.3 | 468287.3 | 478246.6 | 514738.9 | 529134.9 | 556916.2 | 582731.6 | 603389.5 | 651385.6 | 739521.6 | 732914.6 | 789487.1 | 742086.2 | 778585.5 | 680045.7 | 512798.7 | 13041937.5 | 4 | No | On | 4On | W | 789487.1
[9 empty] | UT RES 01 | 2015-05-01 | 427197.5 | 397373.4 | 365650.5 | 347218.7 | 330326.2 | 362925.3 | 455954.3 | 515161.9 | 544030.2 | 508881.1 | 500154.3 | 485790.6 | 520953.9 | 552315.9 | 559688.5 | 667791.8 | 722534.5 | 653229.3 | 628095.9 | 597268.9 | 710979.9 | 710017.7 | 693432.6 | 559200.7 | 12816173.6 | 5 | No | On | 5On | S | 722534.5
[9 empty] | UT RES 01 | 2015-05-02 | 476429 | 386743.4 | 347753.8 | 337693.9 | 346345.2 | 359924.5 | 389496.8 | 452348.1 | 546265.9 | 632831.3 | 646277.6 | 585255 | 592346.9 | 662139.1 | 695270.8 | 729577.4 | 768839.8 | 734717.8 | 756064.4 | 761616.1 | 735570.5 | 790967.3 | 708471.2 | 570872 | 14013817.8 | 5 | No | Off | 5Off | S | 768839.8
[9 empty] | UT RES 01 | 2015-05-03 | 507375.3 | 430788.7 | 382060.8 | 355837.9 | 345739.1 | 350594.6 | 351796.1 | 412011.8 | 544652.1 | 570044.5 | 634512.8 | 626696.3 | 690110.5 | 719785.1 | 671556.4 | 711629.5 | 833378 | 918596.9 | 920146.5 | 897513.6 | 905842.5 | 888935.6 | 771123.8 | 580250.8 | 15020979.2 | 5 | No | Off | 5Off | S | 920146.5
[9 empty] | UT RES 01 | 2015-05-04 | 466735.5 | 400063.6 | 359554 | 341267.9 | 346520.6 | 375264.2 | 459336.6 | 525337.4 | 472373.8 | 532324.6 | 551452.3 | 564633.5 | 637306.1 | 580446.9 | 622644.4 | 680401.3 | 746458.4 | 785220.4 | 774238.8 | 723737.1 | 789511.8 | 772574.9 | 679381.3 | 538733.6 | 13725519 | 5 | No | On | 5On | S | 785220.4
[9 empty] | UT RES 01 | 2015-05-05 | 419870.1 | 356025.6 | 327787.7 | 340534.6 | 333728.5 | 376077.9 | 471954.9 | 511196.9 | 459947.9 | 506854.6 | 498253 | 486966.4 | 546663.8 | 518164.8 | 531084.3 | 567514.4 | 563149.5 | 597390 | 697282.3 | 689799.4 | 785355.4 | 784444.8 | 627018.3 | 516975.1 | 12514040.2 | 5 | No | On | 5On | S | 697282.3
[9 empty] | UT RES 01 | 2015-05-06 | 413383.8 | 362756.1 | 326310.5 | 318546.8 | 329096.5 | 362077.1 | 445374.9 | 490694.8 | 454249.3 | 467137.4 | 469640.6 | 461209.4 | 467102.4 | 513400.9 | 452119.5 | 531345.7 | 552175.7 | 581957.1 | 639133.1 | 676668.8 | 785654 | 831715 | 662079.8 | 547925.1 | 12141754.3 | 5 | No | On | 5On | S | 676668.8
[9 empty] | UT RES 01 | 2015-05-07 | 435526.8 | 375333.6 | 337706.5 | 349704.6 | 355673.7 | 383991 | 491211.5 | 491345.6 | 496296.8 | 454824.1 | 514891.1 | 526587.1 | 492915.2 | 446247 | 473770.3 | 494356.1 | 533235.2 | 590807.9 | 649128 | 670219.2 | 675312.9 | 737133.7 | 647973.7 | 523199.6 | 12147391.2 | 5 | No | On | 5On | S | 670219.2
[9 empty] | UT RES 01 | 2015-05-08 | 427124.3 | 392428.3 | 325808.4 | 318250.1 | 333436.9 | 349452.5 | 476928.4 | 543179.7 | 550207.2 | 479737.9 | 473508 | 488583.8 | 477707.1 | 470329.8 | 481600.4 | 559595.5 | 657894.2 | 642143.2 | 650435.8 | 648382.8 | 656603.3 | 733508.2 | 687401.8 | 532503.3 | 12356750.9 | 5 | No | On | 5On | S | 657894.2
[9 empty] | UT RES 01 | 2015-05-09 | 471018.9 | 391032.2 | 356975.6 | 341079.9 | 348923.7 | 366116.4 | 410694.6 | 512489.4 | 585634.9 | 683646.3 | 718396.5 | 763201.4 | 663459 | 654204.2 | 697580.3 | 728714.3 | 700137.6 | 727516.2 | 746412.4 | 801940.6 | 788642.2 | 777585.8 | 715935.1 | 593170 | 14544507.5 | 5 | No | Off | 5Off | S | 801940.6
[9 empty] | UT RES 01 | 2015-05-10 | 457050.6 | 410398.7 | 380236.6 | 357107.1 | 367495.8 | 379170.3 | 411187.6 | 509210.2 | 587432.8 | 667855.2 | 662135.7 | 729468.3 | 622435.7 | 512495.5 | 551930 | 590589.2 | 636579.7 | 682796.9 | 578051.5 | 636867.3 | 758663.7 | 755190.6 | 684418.9 | 513639.9 | 13442407.8 | 5 | No | Off | 5Off | S | 682796.9
[9 empty] | UT RES 01 | 2015-05-11 | 411555.5 | 371016.7 | 343403.2 | 345902.2 | 340568.9 | 391142.4 | 499839.5 | 569889.8 | 515822.1 | 500595.7 | 534321.9 | 563789 | 524136 | 486555.4 | 518673.2 | 501604.5 | 538692.1 | 652185.7 | 686904.7 | 655410 | 725388.5 | 724063.6 | 625392.3 | 478697.3 | 12505550.2 | 5 | No | On | 5On | S | 686904.7
[9 empty] | UT RES 01 | 2015-05-12 | 412802.5 | 367167.6 | 339965.4 | 343845.7 | 349509.5 | 389933.1 | 460648 | 481701.6 | 488376.2 | 484533.6 | 413619 | 451366.5 | 483941.1 | 464441.1 | 453538.5 | 521781.2 | 616404.8 | 643179.3 | 695896.2 | 704333.3 | 749902.4 | 769361.2 | 638143.3 | 478662 | 12203053.1 | 5 | No | On | 5On | S | 704333.3
[9 empty] | UT RES 01 | 2015-05-13 | 415868.1 | 344324.3 | 333670 | 337527.5 | 332173.7 | 362986.4 | 449208.7 | 497825.1 | 491372.3 | 463128.1 | 423569.5 | 471549.9 | 509432.8 | 497928.3 | 537462 | 536962.7 | 614393.6 | 709592.5 | 695106 | 684651.1 | 735163.1 | 855582.6 | 683920.7 | 504107.3 | 12487506.3 | 5 | No | On | 5On | S | 709592.5
[9 empty] | UT RES 01 | 2015-05-14 | 430352.3 | 367981.7 | 339900.1 | 336010 | 342292.1 | 363269.8 | 454861.8 | 473879.5 | 465145.9 | 446268 | 464406.6 | 461860.1 | 437763.2 | 415817.3 | 475568.2 | 505020 | 591681.6 | 650937 | 675687.1 | 613035.9 | 657729.6 | 710885.6 | 608249.2 | 442467.9 | 11731070.5 | 5 | No | On | 5On | S | 675687.1
[9 empty] | UT RES 01 | 2015-05-15 | 365938.1 | 326192.7 | 319115.6 | 321505.1 | 332580 | 368037.3 | 477809.1 | 537699.6 | 512976 | 493513.9 | 509696.5 | 499486.3 | 495160.2 | 502240.3 | 491928.6 | 529140.7 | 578753.4 | 618822.8 | 612858.4 | 577362.6 | 614708.8 | 624459.8 | 601730.1 | 534720.7 | 11846436.6 | 5 | No | On | 5On | S | 618822.8
[9 empty] | UT RES 01 | 2015-05-16 | 435708.8 | 369454.6 | 342520.5 | 329512.5 | 336172 | 366535.1 | 394921.4 | 437253.5 | 481785 | 635233.1 | 645511.4 | 682646.6 | 702015.9 | 687616.1 | 618256.6 | 649149.7 | 689340.9 | 702318.3 | 719865.6 | 715682.7 | 683666.6 | 750027.8 | 686949.7 | 532216.4 | 13594360.8 | 5 | No | Off | 5Off | S | 719865.6
[9 empty] | UT RES 01 | 2015-05-17 | 452740.6 | 395772.4 | 349933 | 334072 | 343041.4 | 357812.2 | 380038.1 | 466690.1 | 528337.1 | 590937.4 | 592596.3 | 615859 | 659435.9 | 607883.4 | 651243.9 | 622532.4 | 682648.2 | 674691.5 | 655766 | 700870.1 | 723682.3 | 747269.5 | 682236.4 | 490003.3 | 13306092.5 | 5 | No | Off | 5Off | S | 700870.1
[9 empty] | UT RES 01 | 2015-05-18 | 388478.8 | 364017.3 | 329094.7 | 364764.5 | 350726.4 | 400881.6 | 460484.4 | 505530.3 | 522353.2 | 492733.3 | 535293.9 | 501597.8 | 532835.1 | 522760.6 | 533085.3 | 528080.5 | 641490.8 | 719816.1 | 769808.6 | 793251.9 | 726742.8 | 760294.8 | 672678.3 | 520995.8 | 12937796.8 | 5 | No | On | 5On | S | 793251.9
[9 empty] | UT RES 01 | 2015-05-19 | 442587.5 | 367763 | 329122.6 | 349496.2 | 353716.8 | 406774.4 | 474448.3 | 508086.9 | 536699.2 | 526616.3 | 468119.2 | 464408.8 | 473402.2 | 457384.8 | 493634.9 | 498545.2 | 531720.9 | 556623.3 | 624392.2 | 679784.6 | 639312.6 | 704808.5 | 634763.7 | 481685.2 | 12003897.3 | 5 | No | On | 5On | S | 679784.6
[9 empty] | UT RES 01 | 2015-05-20 | 394012.9 | 364365.6 | 331611.3 | 325241.9 | 349342 | 389732.3 | 489891 | 555740.4 | 529554.5 | 483366.2 | 489986.5 | 458938.7 | 457478.6 | 485180.5 | 472589.3 | 478623.4 | 512119.1 | 562027.5 | 606869.6 | 659277.7 | 679715.1 | 694749.9 | 626706.9 | 498101.1 | 11895222 | 5 | No | On | 5On | S | 659277.7
[9 empty] | UT RES 01 | 2015-05-21 | 382468.2 | 337642.9 | 319812.5 | 317364.9 | 318411.8 | 372585 | 432269.9 | 485609.9 | 467259.1 | 468834.7 | 475088.1 | 515545 | 555031.6 | 542582.4 | 517935.1 | 505917 | 534163.6 | 596998.1 | 617138.5 | 622587.8 | 650641.2 | 717299.1 | 612253.1 | 493798.9 | 11859238.4 | 5 | No | On | 5On | S | 622587.8
[9 empty] | UT RES 01 | 2015-05-22 | 413151.4 | 352502.1 | 349414.4 | 329439.2 | 330389.7 | 374658 | 443298.7 | 488783 | 506724.3 | 506944.4 | 477828.5 | 484870.6 | 504687.8 | 464883.2 | 500501.2 | 533913 | 516390.3 | 571285.9 | 630958.6 | 612838.8 | 637856.4 | 689459.9 | 624771.9 | 563533 | 11909084.3 | 5 | No | On | 5On | S | 630958.6
[9 empty] | UT RES 01 | 2015-05-23 | 453121 | 398955.5 | 366676 | 354166 | 346461.7 | 363935.1 | 401369.9 | 454353.9 | 527988.3 | 628628.7 | 606826.5 | 600021.6 | 605033.1 | 664947.7 | 613501.4 | 577110.8 | 644827.8 | 648060.7 | 607110.2 | 624017 | 638652.3 | 653666.9 | 637643.4 | 542725.6 | 12959801.1 | 5 | No | Off | 5Off | S | 648060.7
[9 empty] | UT RES 01 | 2015-05-24 | 449898.6 | 412056.6 | 390785.2 | 354929.5 | 359225.1 | 364330.1 | 409759.6 | 450563.1 | 497232.3 | 567213.6 | 610787.4 | 675677 | 652171.8 | 550276.3 | 535904.9 | 582487.9 | 686405.9 | 700955.6 | 687462.9 | 694859.6 | 706205.8 | 709879.3 | 692260.4 | 545629.4 | 13286957.9 | 5 | No | Off | 5Off | S | 700955.6
[9 empty] | UT RES 01 | 2015-05-25 | 439652.8 | 390337 | 373330.1 | 352643.9 | 346533.6 | 360452.1 | 389481.1 | 467669.7 | 528720.2 | 563280.6 | 590157.4 | 593403 | 565142 | 598659.7 | 534557.3 | 627999.4 | 660114.6 | 667953.5 | 716955.2 | 652698.8 | 711247.7 | 778684.7 | 680570.5 | 519198.1 | 13109443 | 5 | Yes | Off | 5Off | S | 716955.2
[9 empty] | UT RES 01 | 2015-05-26 | 412384 | 355096.6 | 337095.4 | 339967.6 | 337616.4 | 351407.4 | 474893.2 | 499166.4 | 508762.8 | 499840.8 | 460633 | 542210.7 | 583082.3 | 619519.1 | 588195.3 | 619973.2 | 606384.4 | 703553.5 | 708681.8 | 705558.6 | 751466.5 | 780751.9 | 685064.5 | 515097.1 | 12986402.5 | 5 | No | On | 5On | S | 708681.8
[9 empty] | UT RES 01 | 2015-05-27 | 418769.1 | 353860.6 | 336587.5 | 320788 | 327245.4 | 358451.9 | 444211.8 | 525396.2 | 508418.3 | 483021.5 | 445026.6 | 489676.4 | 524084.9 | 472896.8 | 518442.8 | 573217.6 | 595206.3 | 607202 | 682117.8 | 706603.6 | 768648.4 | 860203.3 | 670440.1 | 465655.3 | 12456172.2 | 5 | No | On | 5On | S | 706603.6
[9 empty] | UT RES 01 | 2015-05-28 | 383422.5 | 342424.7 | 323476.3 | 321034.3 | 332662.9 | 357471 | 439931.6 | 523927.2 | 544651.5 | 521594.8 | 506340.4 | 506701 | 482191.4 | 484987.3 | 517742.1 | 518753.6 | 585060.9 | 716272.9 | 652456.7 | 644381.5 | 693631.3 | 847019.7 | 726171.8 | 487993.2 | 12460300.6 | 5 | No | On | 5On | S | 716272.9
[9 empty] | UT RES 01 | 2015-05-29 | 382295.7 | 331236.9 | 326996.1 | 309406.8 | 311356.8 | 342967.9 | 413115.8 | 455999.2 | 473329.4 | 464704.7 | 452555 | 481013 | 509431.6 | 473884.7 | 482082.3 | 572903.5 | 667146.2 | 723884.1 | 758288.7 | 782522.5 | 750875.7 | 813658.3 | 713765.5 | 611809.9 | 12605230.3 | 5 | No | On | 5On | S | 782522.5
[9 empty] | UT RES 01 | 2015-05-30 | 480193.2 | 387464.2 | 360404 | 336132.5 | 315801.4 | 328380 | 352655.3 | 406345.4 | 459331 | 536794.5 | 544546.6 | 625951.6 | 645208.7 | 631433.9 | 671071.7 | 799049.3 | 862180.4 | 945662.7 | 954780.6 | 926779.7 | 850210.9 | 887061.4 | 812779.4 | 664458.3 | 14784676.7 | 5 | No | Off | 5Off | S | 954780.6
[9 empty] | UT RES 01 | 2015-05-31 | 578344 | 501100.6 | 427856.2 | 381820.5 | 361361.4 | 363852.3 | 363946.5 | 438180.4 | 544934.4 | 664946 | 724617.8 | 877473.3 | 928510.8 | 1027402.3 | 1100295.5 | 1172593.3 | 1251920.6 | 1267444.1 | 1312997 | 1283784.4 | 1307707.4 | 1318044.8 | 1060656.8 | 845827.4 | 20105617.8 | 5 | No | Off | 5Off | S | 1312997
[9 empty] | UT RES 01 | 2015-06-01 | 527421.8 | 452133.5 | 391979.5 | 350495.7 | 324942.3 | 310460.8 | 371531.9 | 415983.9 | 496343.2 | 517361.2 | 554049 | 617259.1 | 654296.4 | 750850.5 | 789784.6 | 926236.7 | 967342 | 984107.3 | 956497.4 | 898984.8 | 834186.2 | 802844.2 | 678742.4 | 541462.5 | 15115296.9 | 6 | No | On | 6On | S | 984107.3
[9 empty] | UT RES 01 | 2015-06-02 | 430142.7 | 347837.3 | 327197 | 306345.7 | 298612.9 | 313465.3 | 376599.4 | 393237.3 | 391083.7 | 397193.9 | 461745 | 516541.4 | 576482.7 | 618859.7 | 673814.3 | 764628 | 853661.1 | 918066.5 | 981948.6 | 932847.4 | 848282.9 | 891411 | 695135.3 | 528588.2 | 13843727.3 | 6 | No | On | 6On | S | 981948.6
[9 empty] | UT RES 01 | 2015-06-03 | 403030.4 | 342046.6 | 305833 | 305609.1 | 285850.3 | 309361.8 | 388742.1 | 427898.3 | 424294.5 | 400405.2 | 380372.3 | 482363.2 | 521147.3 | 554954.1 | 631233.8 | 697745.7 | 766705.8 | 789499.2 | 806929.6 | 702964.3 | 711571.9 | 792597.9 | 629485 | 443831.7 | 12504473.1 | 6 | No | On | 6On | S | 806929.6
[9 empty] | UT RES 01 | 2015-06-04 | 347080.7 | 307823.8 | 276099 | 269683.4 | 268383.8 | 290883.4 | 351889.1 | 380302.2 | 392047.6 | 407617.9 | 394503 | 422074.7 | 433681 | 466648.8 | 524741.2 | 625094 | 732141.8 | 800077.1 | 847874.2 | 796588.5 | 758711.2 | 690216.9 | 639677.4 | 496635.9 | 11920476.6 | 6 | No | On | 6On | S | 847874.2
[9 empty] | UT RES 01 | 2015-06-05 | 373549.8 | 320151.4 | 297625.3 | 271137 | 260896.8 | 278602.5 | 349058.1 | 371772.6 | 410551.8 | 434272.2 | 462370.3 | 425961.5 | 460783.4 | 504703.9 | 539174.6 | 592419 | 680277.6 | 747613.2 | 743561.5 | 782055.9 | 691655.8 | 698878.7 | 585694.7 | 527561.4 | 11810329 | 6 | No | On | 6On | S | 782055.9
[9 empty] | UT RES 01 | 2015-06-06 | 432516.8 | 362398.3 | 317783 | 296407.7 | 270542.9 | 264784.6 | 303451 | 358987.6 | 402590.1 | 453584.9 | 493528.6 | 519658.3 | 536779 | 536844.8 | 597326.1 | 618018.9 | 640110.7 | 692005.3 | 711234.8 | 686125.1 | 642403.4 | 636774.1 | 618511.6 | 507592 | 11899959.6 | 6 | No | Off | 6Off | S | 711234.8
[9 empty] | UT RES 01 | 2015-06-07 | 398265.5 | 339207.5 | 296440.8 | 281048.1 | 281130.2 | 276439.4 | 277640.6 | 328137.6 | 406635.1 | 456763.9 | 463633.9 | 471121.8 | 500778.3 | 502910.2 | 543463.5 | 668271.1 | 727958.8 | 872973.4 | 908560.7 | 906660.3 | 859260.7 | 779563.3 | 641180.1 | 554769.4 | 12742814.2 | 6 | No | Off | 6Off | S | 908560.7
[9 empty] | UT RES 01 | 2015-06-08 | 454056.3 | 352861.5 | 301363.5 | 292346.2 | 284009.3 | 303242 | 348218.6 | 410268 | 401903 | 496008.4 | 541260.8 | 574830.5 | 632655.8 | 721793.4 | 826447.2 | 935503.7 | 1050033.5 | 1083793.6 | 1114932.5 | 1118442.1 | 976904.7 | 894865.9 | 764549.9 | 544866.9 | 15425157.3 | 6 | No | On | 6On | S | 1118442.1
[9 empty] | UT RES 01 | 2015-06-09 | 449125.9 | 368271.3 | 325248.5 | 309137.7 | 292434.4 | 310270.3 | 338056.5 | 358659.4 | 413600.3 | 445697.8 | 472022.6 | 577349.6 | 690471 | 767947.4 | 885834.6 | 964351.8 | 1042389.1 | 1166014.3 | 1199761.5 | 1148939.7 | 1081948 | 963920.2 | 885557.8 | 631286.5 | 16088296.2 | 6 | No | On | 6On | S | 1199761.5
[9 empty] | UT RES 01 | 2015-06-10 | 478250.4 | 387092.9 | 344736 | 336111.4 | 309068.5 | 341236.7 | 385459.4 | 420565 | 434471.1 | 478210.8 | 549750.5 | 607160.6 | 678736.5 | 717111.1 | 741483.4 | 804475.8 | 914520.9 | 989500.6 | 999647.8 | 925331.5 | 928368.6 | 912814.4 | 771588.4 | 593738.8 | 15049431.1 | 6 | No | On | 6On | S | 999647.8
[9 empty] | UT RES 01 | 2015-06-11 | 467760 | 362035.1 | 305156.5 | 307148.2 | 290055 | 320417.5 | 359816.6 | 381197.9 | 423449.3 | 471368.3 | 520351.3 | 558361.4 | 607273.2 | 639261.7 | 649238.1 | 741405.2 | 819815.5 | 882249.8 | 910927.4 | 853653.8 | 755430.1 | 814336.6 | 753277.6 | 575732.3 | 13769718.4 | 6 | No | On | 6On | S | 910927.4
[9 empty] | UT RES 01 | 2015-06-12 | 447239.7 | 382092.8 | 333402.6 | 312635.2 | 308283.2 | 318379.4 | 341590.7 | 377514 | 425783.4 | 463617.6 | 499156.4 | 582606.6 | 616528.9 | 663570.7 | 759009.5 | 924030.8 | 997616.3 | 1088949 | 1026433 | 1010978.2 | 939805.9 | 871187.7 | 773512.9 | 617140.7 | 15081065.2 | 6 | No | On | 6On | S | 1088949
[9 empty] | UT RES 01 | 2015-06-13 | 485014.5 | 376842.9 | 341673.6 | 323322.3 | 300230.8 | 299053.4 | 336221.5 | 393734.3 | 417085.6 | 472354.5 | 546813.3 | 651360.5 | 777889.9 | 868233.2 | 907149.1 | 960991 | 1054122.3 | 1115534.8 | 1124920.6 | 1046176.3 | 945808.5 | 888829.8 | 804836.3 | 670518.7 | 16108717.7 | 6 | No | Off | 6Off | S | 1124920.6
[9 empty] | UT RES 01 | 2015-06-14 | 516465.6 | 414191.9 | 376826.8 | 338831 | 332509.4 | 303109.4 | 314971.1 | 359049.3 | 437285.3 | 502474.3 | 602341.5 | 726442.4 | 821497.4 | 893135.8 | 1019414.8 | 1112594.8 | 1247582.9 | 1280137.9 | 1261603.4 | 1236442.3 | 1109758.5 | 1033743.4 | 884151.9 | 674512.4 | 17799073.5 | 6 | No | Off | 6Off | S | 1280137.9
[9 empty] | UT RES 01 | 2015-06-15 | 549974.6 | 472684.7 | 432399.3 | 365207.5 | 351911.2 | 361284.1 | 373049.3 | 439574.9 | 523413.2 | 546765.7 | 614088.7 | 755120 | 867504.9 | 944559.3 | 1006199.1 | 1026955.6 | 1049333.3 | 1030339.1 | 997884.7 | 881488.6 | 841142.9 | 868785.1 | 774088.4 | 566830.7 | 16640584.9 | 6 | No | On | 6On | S | 1049333.3
[9 empty] | UT RES 01 | 2015-06-16 | 466493.3 | 426078.7 | 372655.2 | 323515.3 | 304659.3 | 323897.3 | 368430.9 | 391122.5 | 464205.5 | 552032.2 | 619340.2 | 750569.9 | 869418 | 948737 | 982709.1 | 1106349.7 | 1229388.3 | 1298793.1 | 1293395.4 | 1206653.6 | 1128028.3 | 1039236.8 | 903881.2 | 708502.8 | 18078093.6 | 6 | No | On | 6On | S | 1298793.1
[9 empty] | UT RES 01 | 2015-06-17 | 507101.4 | 435812 | 382296.4 | 344635.3 | 338456.5 | 334161 | 364184.2 | 392336.8 | 453128.5 | 509226.2 | 629546 | 732455.3 | 844990.1 | 973416.7 | 1032946.5 | 1177086.7 | 1209741.4 | 1303920.2 | 1252024 | 1195541.5 | 1117779.1 | 1003769 | 961101.4 | 739203.3 | 18234859.5 | 6 | No | On | 6On | S | 1303920.2
[9 empty] | UT RES 01 | 2015-06-18 | 550589.4 | 433993.1 | 361597.9 | 329867.3 | 314269.7 | 311797.5 | 373864.4 | 458630 | 491245.6 | 571789 | 672050.1 | 828112.6 | 906584.4 | 983246.4 | 1083067 | 1138166 | 1225037.6 | 1300544.7 | 1346905.5 | 1338872 | 1193480.7 | 1152143.8 | 1013361.4 | 772059 | 19151275.1 | 6 | No | On | 6On | S | 1346905.5
[9 empty] | UT RES 01 | 2015-06-19 | 614168.6 | 484306.8 | 434006 | 378409.7 | 361848 | 369264.7 | 378225.2 | 464846.8 | 581002.6 | 649847 | 737039.2 | 858702.5 | 948095.7 | 977669.6 | 1041610.1 | 1157027.6 | 1263405.4 | 1348012.4 | 1375967.1 | 1351501.1 | 1191175.9 | 1095012.4 | 964626.6 | 785738 | 19811509 | 6 | No | On | 6On | S | 1375967.1
[9 empty] | UT RES 01 | 2015-06-20 | 609698.3 | 502117.6 | 422665.4 | 374660.5 | 344942.3 | 325742.3 | 360236.1 | 397771 | 498475.5 | 603337.6 | 736311.1 | 836700.6 | 901869.6 | 983878.3 | 1131511.5 | 1252035.2 | 1322845.6 | 1328740.2 | 1391896.3 | 1320823.1 | 1165237 | 1082669 | 1001426.8 | 787564.1 | 19683155 | 6 | No | Off | 6Off | S | 1391896.3
[9 empty] | UT RES 01 | 2015-06-21 | 591630.6 | 477882.4 | 427545.4 | 402644.4 | 366445.1 | 326849.9 | 363299.7 | 442046.8 | 541264.7 | 697598.2 | 800830.4 | 869873.2 | 1025106.1 | 1093865.9 | 1124802.4 | 1179731.8 | 1311285.1 | 1385209.4 | 1340814.5 | 1261901.1 | 1188832.8 | 1138915.4 | 1018053.2 | 830531.4 | 20206959.9 | 6 | No | Off | 6Off | S | 1385209.4
[9 empty] | UT RES 01 | 2015-06-22 | 604908 | 470601.3 | 405817.5 | 377350.7 | 374985.5 | 375365 | 396855.2 | 425348.9 | 475773.8 | 564188.5 | 626362.1 | 790660.2 | 852115.1 | 962223.2 | 1044915.9 | 1175102.9 | 1267999.3 | 1328429.3 | 1355840.1 | 1282380.1 | 1149645.7 | 1096808 | 993336.7 | 712457 | 19109470 | 6 | No | On | 6On | S | 1355840.1
[9 empty] | UT RES 01 | 2015-06-23 | 548802.8 | 451577.9 | 383496 | 366183.4 | 352467 | 384063.2 | 391513.9 | 405112.5 | 495918.8 | 546470.6 | 613230.4 | 724308 | 847564.6 | 979286.5 | 1094330.2 | 1140828.1 | 1273391.6 | 1385397.1 | 1363801.1 | 1299363.5 | 1250787.3 | 1112700.4 | 1038192.7 | 850344.5 | 19299132.1 | 6 | No | On | 6On | S | 1385397.1
[9 empty] | UT RES 01 | 2015-06-24 | 671319.8 | 496055.5 | 424450.5 | 375154.5 | 353836.4 | 357485.3 | 410377.6 | 451150.1 | 500467.8 | 579284.9 | 691329 | 834614.5 | 917448.3 | 1006658.1 | 1099892.2 | 1222540.9 | 1337196.4 | 1414930.2 | 1428344.7 | 1394198.9 | 1286594.6 | 1216559.1 | 1034062.2 | 791932.8 | 20295884.3 | 6 | No | On | 6On | S | 1428344.7
[9 empty] | UT RES 01 | 2015-06-25 | 628772.3 | 532043.1 | 448603.9 | 424625.6 | 416601.3 | 414150.2 | 450824.2 | 477042.4 | 574378 | 624900.5 | 716324.8 | 830085.3 | 994157.1 | 1048253.7 | 1152114.5 | 1240122.8 | 1374253.9 | 1484430.3 | 1492172 | 1396452.1 | 1304464.2 | 1226239.1 | 1112209.2 | 882294 | 21245514.5 | 6 | No | On | 6On | S | 1492172
[9 empty] | UT RES 01 | 2015-06-26 | 740648.4 | 590404.8 | 509144.9 | 436487.1 | 421375.1 | 419204 | 432923.2 | 458283.3 | 577618 | 669995.6 | 771898.3 | 879003.3 | 951497.3 | 1098982.6 | 1164326.5 | 1300117.7 | 1408510.7 | 1455805.9 | 1544510.4 | 1486890.3 | 1343363.3 | 1216445.9 | 1154218 | 975904.4 | 22007559 | 6 | No | On | 6On | S | 1544510.4
[9 empty] | UT RES 01 | 2015-06-27 | 753158.4 | 614107 | 533669.4 | 486695.4 | 428117.6 | 403276 | 440925.3 | 489678.8 | 609531.7 | 724789.7 | 904226.2 | 982966.8 | 1138012.3 | 1229658.7 | 1330571.6 | 1368165.9 | 1470592.8 | 1464822.4 | 1441713.4 | 1423300.3 | 1325651.7 | 1252244 | 1197481.1 | 1044435.2 | 23057791.7 | 6 | No | Off | 6Off | S | 1470592.8
[9 empty] | UT RES 01 | 2015-06-28 | 850786.7 | 651688.8 | 568878.2 | 505751.5 | 479782.4 | 449122.8 | 469839.1 | 527946.7 | 716453.5 | 849733.7 | 942198.5 | 1063096.2 | 1198877.2 | 1308281.6 | 1396147.7 | 1502112.8 | 1555623.3 | 1684089.4 | 1625364 | 1621964.5 | 1491618.6 | 1427807.4 | 1331082.5 | 1110084.3 | 25328331.4 | 6 | No | Off | 6Off | S | 1684089.4
[9 empty] | UT RES 01 | 2015-06-29 | 875731.5 | 751279.6 | 636983.8 | 595452.7 | 552063 | 547681.6 | 590279.6 | 663551.4 | 716791.8 | 841953.8 | 1044569.2 | 1141359.9 | 1221485 | 1305166.3 | 1476495.9 | 1533992 | 1648344 | 1695997.6 | 1692501.5 | 1703610.8 | 1630715.1 | 1563714.7 | 1358507.6 | 1127308.5 | 26915536.9 | 6 | No | On | 6On | S | 1703610.8
[9 empty] | UT RES 01 | 2015-06-30 | 888405.2 | 757108.7 | 676457.3 | 594805.7 | 566180.4 | 582342.3 | 609216.3 | 619642.2 | 691263.9 | 815615.2 | 962831.5 | 1099722.1 | 1240788.5 | 1314488.2 | 1416024.3 | 1466362.8 | 1604437.1 | 1669683 | 1685378.4 | 1549031.1 | 1434516.1 | 1401636.9 | 1269897.2 | 1005569 | 25921403.4 | 6 | No | On | 6On | S | 1685378.4
[9 empty] | UT RES 01 | 2015-07-01 | 1325025.6 | 1088505.8 | 920705.4 | 849511.6 | 744039.2 | 780487.8 | 863524 | 863696.4 | 989502.4 | 1161666.4 | 1380225.5 | 1507890.7 | 1694104.8 | 1815128.5 | 1918881.5 | 2007439.8 | 2134711.5 | 2291490.9 | 2377492.2 | 2346889.4 | 2099197.1 | 2044943.8 | 1810159.4 | 1469327.4 | 36484547.1 | 7 | No | On | 7On | S | 2377492.2
[9 empty] | UT RES 01 | 2015-07-02 | 1225207.3 | 1036342.1 | 861766.3 | 764569.5 | 717574.2 | 691751.5 | 714682 | 820112.8 | 931594.1 | 1104543.9 | 1344865 | 1565936.1 | 1713392.8 | 1810475.2 | 1871874.1 | 2038120.2 | 2127552.8 | 2235966.2 | 2322865.3 | 2157403.9 | 1935778.7 | 1848173.4 | 1808489 | 1424323.8 | 35073360.2 | 7 | No | On | 7On | S | 2322865.3
[9 empty] | UT RES 01 | 2015-07-03 | 1172769.1 | 941309.9 | 799744.7 | 712858.7 | 661268.2 | 640250.4 | 659570.4 | 767200.9 | 945268.8 | 1200367.2 | 1404802.6 | 1629899 | 1818673.1 | 1829734.2 | 2054657.3 | 2137195.2 | 2280484.9 | 2349825.1 | 2232556.1 | 2099178.7 | 1924868.6 | 1764483.3 | 1702069.3 | 1478055.6 | 35207091.3 | 7 | Yes | Off | 7Off | S | 2349825.1
[9 empty] | UT RES 01 | 2015-07-04 | 1227016.6 | 937864.2 | 838460.5 | 798618.9 | 758339.8 | 746639.3 | 737935 | 790694.4 | 992023.2 | 1215111.2 | 1393031.6 | 1544633.8 | 1712813.3 | 1793848.5 | 1889149 | 1951164.1 | 2070038.3 | 2104511.4 | 2002778.9 | 1819110.1 | 1616735.2 | 1436926.3 | 1333632.7 | 1316541.6 | 33027617.9 | 7 | No | Off | 7Off | S | 2104511.4
[9 empty] | UT RES 01 | 2015-07-05 | 1129905.8 | 968985.9 | 873804 | 755767.6 | 735558.2 | 704803.5 | 717898.9 | 784031.2 | 905849.9 | 943630.9 | 1066214.2 | 1064989.6 | 1185738.9 | 1327210.1 | 1547183.7 | 1681445.8 | 1918860.9 | 1930578.9 | 1948202.3 | 1912964.6 | 1773850.2 | 1640117.4 | 1510885.1 | 1236955.5 | 30265433.1 | 7 | No | Off | 7Off | S | 1948202.3
[9 empty] | UT RES 01 | 2015-07-06 | 1025841.6 | 824163.7 | 659405.7 | 604771.8 | 554279.6 | 590862 | 603206.8 | 670038.6 | 821880.6 | 1034094.3 | 1163510.5 | 1244016.4 | 1438612.5 | 1501623.3 | 1540057.9 | 1522932.9 | 1537654.7 | 1539101.1 | 1605860.3 | 1660529.2 | 1483654.1 | 1427813.8 | 1265768.5 | 1046378.8 | 27366058.7 | 7 | No | On | 7On | S | 1660529.2
[9 empty] | UT RES 01 | 2015-07-07 | 844635.4 | 685307.3 | 603597.4 | 581621.2 | 559658.7 | 581848.3 | 631480.2 | 679343.2 | 755975.3 | 853273.7 | 996293.1 | 1127228.1 | 1262588.7 | 1335690.5 | 1374154.9 | 1396078.4 | 1394501.6 | 1596961.3 | 1606468.4 | 1488098.3 | 1375641.9 | 1351154.4 | 1171801.3 | 852098 | 25105499.6 | 7 | No | On | 7On | S | 1606468.4
[9 empty] | UT RES 01 | 2015-07-08 | 697053.1 | 600042.9 | 528384.6 | 499592.2 | 488676.9 | 510217.5 | 546957.4 | 555810 | 610465.6 | 730621.9 | 728437.9 | 702854.5 | 803653.1 | 877278.9 | 876292.4 | 1003384.3 | 1279627.4 | 1508312.9 | 1648506.5 | 1566228.3 | 1334053.5 | 1298006.8 | 1098382.6 | 824867 | 21317708.2 | 7 | No | On | 7On | S | 1648506.5
[9 empty] | UT RES 01 | 2015-07-09 | 655951.7 | 574064.3 | 508964.7 | 458280.2 | 447501.9 | 441280.5 | 516328 | 538569 | 591425.8 | 654327.8 | 711136.5 | 829334.5 | 959428.8 | 1068900.7 | 1194614.9 | 1239564.7 | 1251092.8 | 1173659.8 | 1221943.4 | 1291623 | 1171061.7 | 1206753.8 | 1083765 | 851677.9 | 20641251.4 | 7 | No | On | 7On | S | 1291623
[9 empty] | UT RES 01 | 2015-07-10 | 709711.5 | 606291.9 | 529916.4 | 475324.3 | 465802.6 | 479933.5 | 520257.8 | 558084.9 | 643395 | 661205 | 710680.9 | 803641.6 | 953230.5 | 970220.2 | 949612.5 | 1030773.1 | 1140006.4 | 1162917.2 | 1359894.7 | 1341003.5 | 1287587.9 | 1156441.8 | 1031018.2 | 848940.3 | 20395891.7 | 7 | No | On | 7On | S | 1359894.7
[9 empty] | UT RES 01 | 2015-07-11 | 663983.8 | 555903.9 | 478788.9 | 446866.6 | 434955.2 | 432222.5 | 453631.2 | 477778.2 | 606095.1 | 807517.3 | 920028.1 | 979584.3 | 1134563 | 1208044.9 | 1396763.2 | 1477158.6 | 1479538.3 | 1533837.2 | 1584727.7 | 1533020.1 | 1416760.7 | 1336351.8 | 1174912.2 | 956806.5 | 23489839.3 | 7 | No | Off | 7Off | S | 1584727.7
[9 empty] | UT RES 01 | 2015-07-12 | 792992.9 | 677222.9 | 600283.3 | 558042.4 | 525500 | 491688.4 | 488371.5 | 574123.6 | 782802.9 | 917978.8 | 962824.9 | 1095016.8 | 1255724.1 | 1410503.9 | 1525332.5 | 1652401.8 | 1860538.7 | 1977272.7 | 1929745.6 | 1827486.7 | 1728607.1 | 1630426 | 1386476 | 1129357 | 27780720.5 | 7 | No | Off | 7Off | S | 1977272.7
[9 empty] | UT RES 01 | 2015-07-13 | 891491.9 | 720081 | 600572.4 | 582878.5 | 540585.5 | 524023.6 | 544889 | 681003.2 | 744423.1 | 860991.8 | 1015821.5 | 1212164.9 | 1390931.5 | 1535089.9 | 1677358.5 | 1760630.1 | 1826335.2 | 1876433.2 | 1783258.3 | 1771725.3 | 1687114.7 | 1599592.4 | 1390183.1 | 1000384 | 28217962.6 | 7 | No | On | 7On | S | 1876433.2
[9 empty] | UT RES 01 | 2015-07-14 | 839023.2 | 712783 | 602814 | 558850.1 | 527475.5 | 540125.2 | 556791 | 592126.4 | 676862.8 | 858941.8 | 897020.6 | 1124075.3 | 1323618.6 | 1421403.9 | 1528066.3 | 1734246.5 | 1935996.5 | 1998365.2 | 2028925.9 | 1892854.2 | 1701923 | 1573359.9 | 1416455.3 | 1100924 | 28143028.2 | 7 | No | On | 7On | S | 2028925.9
[9 empty] | UT RES 01 | 2015-07-15 | 960579.5 | 782736.2 | 653435.9 | 584131.9 | 572090.2 | 580040 | 616566.2 | 604285.1 | 698369.2 | 843685 | 973186.5 | 1183158.2 | 1278802.4 | 1401934.8 | 1460347.6 | 1632004.1 | 1853870.5 | 1925657.4 | 1990401.2 | 1862551.5 | 1714371.6 | 1611177.7 | 1406872.6 | 1044391.8 | 28234647.1 | 7 | No | On | 7On | S | 1990401.2
[9 empty] | UT RES 01 | 2015-07-16 | 801185.9 | 691184.7 | 592617.6 | 558073.5 | 545970.7 | 538888.4 | 562284 | 616597.6 | 704618.4 | 779686.8 | 907497.8 | 1138085 | 1339090.9 | 1417660.2 | 1500417.3 | 1632605.9 | 1827795.4 | 1959396.6 | 1998998.9 | 1957542 | 1815509 | 1632024.6 | 1386232.5 | 1088592.3 | 27992556 | 7 | No | On | 7On | S | 1998998.9
[9 empty] | UT RES 01 | 2015-07-17 | 882970.9 | 823219.1 | 741919.4 | 638049.2 | 588386.9 | 590553.6 | 626611.9 | 698025.2 | 789156.6 | 902325.2 | 936409.9 | 1034867.1 | 1206559.1 | 1378206.4 | 1534965.8 | 1544156.4 | 1663073.2 | 1813266.3 | 1762255.3 | 1554134.9 | 1391052.2 | 1307773.5 | 1210080.1 | 984525.2 | 26602543.4 | 7 | No | On | 7On | S | 1813266.3
[9 empty] | UT RES 01 | 2015-07-18 | 812630.2 | 669737.2 | 585520.7 | 527995.2 | 499599.3 | 500692.9 | 529587.6 | 615698.5 | 668513 | 821572.3 | 966763 | 1052280.7 | 1063373.2 | 1141827.3 | 1285576.8 | 1422155.8 | 1537239 | 1617615.9 | 1604093.1 | 1533506.9 | 1399603.9 | 1279239.5 | 1159862.6 | 929443.7 | 24224128.3 | 7 | No | Off | 7Off | S | 1617615.9
[9 empty] | UT RES 01 | 2015-07-19 | 711887 | 609912.9 | 553077.7 | 495903.5 | 477128.5 | 485017.4 | 492926.5 | 519212.8 | 635518 | 750437.7 | 911686.1 | 1051231 | 1207083.2 | 1281635.8 | 1402434.5 | 1501590.3 | 1696313 | 1740982.8 | 1798049.1 | 1684096.7 | 1521079.6 | 1564650.3 | 1291009 | 970939.6 | 25353803 | 7 | No | Off | 7Off | S | 1798049.1
[9 empty] | UT RES 01 | 2015-07-20 | 798485.6 | 687443.2 | 606103.1 | 543889.9 | 543510.2 | 527817.9 | 585480.9 | 636677.2 | 658731.5 | 656487.5 | 676794.4 | 750913.3 | 793706.4 | 809258.1 | 885446.9 | 1021869.2 | 1229603 | 1405701 | 1476552.7 | 1346201.8 | 1236120.2 | 1361398.3 | 1078733.6 | 915416.8 | 21232342.7 | 7 | No | On | 7On | S | 1476552.7
[9 empty] | UT RES 01 | 2015-07-21 | 692767.8 | 585612.7 | 533421.6 | 498488.8 | 492366.7 | 473610 | 509004.9 | 548031.7 | 604982.5 | 744333.1 | 831691.9 | 931946.5 | 1039501.3 | 1127004.9 | 1282516.1 | 1409833.5 | 1522447 | 1635063.3 | 1778074.3 | 1734764 | 1565241.2 | 1485736 | 1331110.8 | 1093042.4 | 24450593 | 7 | No | On | 7On | S | 1778074.3
[9 empty] | UT RES 01 | 2015-07-22 | 848616.2 | 704272.2 | 609335.8 | 549130.9 | 489076.7 | 517655.7 | 569870.5 | 615302.8 | 621836.2 | 795098.2 | 872489.5 | 922047.8 | 1099345 | 1220879.8 | 1331205.7 | 1392027 | 1388073.1 | 1488407 | 1472771.7 | 1372780.8 | 1289227.1 | 1300177.3 | 1208902.6 | 915479.2 | 23594008.8 | 7 | No | On | 7On | S | 1488407
[9 empty] | UT RES 01 | 2015-07-23 | 735896.6 | 680335.3 | 607556 | 555628.6 | 522124.6 | 511532.9 | 556284.2 | 615865.9 | 605085.5 | 798790.9 | 880198 | 922153.7 | 1080368.8 | 1238019.7 | 1305448.9 | 1408418 | 1554182.7 | 1767969.5 | 1797831.8 | 1776162.7 | 1619260.5 | 1518533.8 | 1412944.6 | 1056342 | 25526935.2 | 7 | No | On | 7On | S | 1797831.8
[9 empty] | UT RES 01 | 2015-07-24 | 828210 | 715619.9 | 588717.9 | 550355.6 | 503860.9 | 500827.9 | 530872.4 | 589352 | 732098 | 877204.2 | 968506.5 | 1087956.2 | 1206783.5 | 1333999.6 | 1486924.2 | 1635689.6 | 1740761.9 | 1816249 | 1850140.2 | 1810250.9 | 1626250.9 | 1600455.7 | 1373594.2 | 1169193.4 | 27123874.6 | 7 | Yes | Off | 7Off | S | 1850140.2
[9 empty] | UT RES 01 | 2015-07-25 | 912974.5 | 764072.4 | 674763 | 608981.9 | 558620.6 | 525380.1 | 533911.6 | 568662 | 705945.2 | 808729.3 | 929737.9 | 1089731.2 | 1232753.7 | 1441109.1 | 1574509.1 | 1596194.6 | 1758320.3 | 1886397.5 | 1834505.2 | 1814001.5 | 1657695 | 1589722 | 1380733.6 | 1079506 | 27526957.3 | 7 | No | Off | 7Off | S | 1886397.5
[9 empty] | UT RES 01 | 2015-07-26 | 866533.6 | 756266.4 | 626094.5 | 594933.2 | 570118.2 | 556215.3 | 550250 | 613099.7 | 771333.6 | 933513.8 | 1117260.1 | 1187210.7 | 1364427.3 | 1457648.7 | 1696080.7 | 1860244.6 | 2052644 | 2222508.7 | 2160815.3 | 2101986.1 | 1963640.1 | 1845987.5 | 1589296.6 | 1278615.9 | 30736724.6 | 7 | No | Off | 7Off | S | 2222508.7
[9 empty] | UT RES 01 | 2015-07-27 | 1068608.5 | 930781.6 | 763630 | 690449.2 | 619887.1 | 601750.8 | 662296.4 | 769153.3 | 833861.4 | 946805.2 | 1046161.1 | 1001317.8 | 1011634.5 | 1022282.9 | 1110267 | 1157629.3 | 1305812.7 | 1386837 | 1447351.5 | 1390695.4 | 1335544.8 | 1172858.1 | 1055158.4 | 813154.4 | 24143928.4 | 7 | No | On | 7On | S | 1447351.5
[9 empty] | UT RES 01 | 2015-07-28 | 679325.3 | 586924.5 | 514938.1 | 515731.8 | 470917.8 | 476470.6 | 524522.6 | 515734.3 | 579564 | 656498.3 | 655172.2 | 741506.9 | 798400.7 | 810409.3 | 840262.9 | 941818 | 1075068.8 | 1223212.3 | 1360609.3 | 1419309.1 | 1240200.9 | 1254202.5 | 1051707.5 | 755518.9 | 19688026.6 | 7 | No | On | 7On | S | 1419309.1
[9 empty] | UT RES 01 | 2015-07-29 | 674772.4 | 495564.3 | 454811.1 | 434536.3 | 436245.9 | 441103.2 | 459833.1 | 500139.4 | 556404.3 | 668025.7 | 702189.5 | 823321.9 | 853930.3 | 886239.2 | 985706.4 | 1191379.9 | 1383430 | 1587880.8 | 1702087.8 | 1729455.7 | 1522497.3 | 1374175.1 | 1138459.5 | 885148.3 | 21887337.4 | 7 | No | On | 7On | S | 1729455.7
[9 empty] | UT RES 01 | 2015-07-30 | 765239.8 | 602811 | 540585.5 | 517215.7 | 472049.3 | 478463.4 | 530447.8 | 557248.6 | 598679.4 | 702123.7 | 745997.6 | 832375.6 | 962964.9 | 1131441.9 | 1315304.8 | 1490170.2 | 1683658.9 | 1785609.6 | 1833441.9 | 1868357.4 | 1712269.5 | 1571369.5 | 1356365 | 987231.1 | 25041422.1 | 7 | No | On | 7On | S | 1868357.4
[9 empty] | UT RES 01 | 2015-07-31 | 764398.2 | 669692.7 | 571464.7 | 527118.7 | 478606.7 | 468439.6 | 508853.7 | 588838.8 | 652114.1 | 794175.5 | 865882.1 | 941781.8 | 1118927.3 | 1222351.4 | 1436557.6 | 1618510 | 1772960 | 1975896.8 | 2038235.2 | 1855038 | 1664973.8 | 1642744.5 | 1468166.6 | 1209800.5 | 26855528.3 | 7 | No | On | 7On | S | 2038235.2
[9 empty] | UT RES 01 | 2015-08-01 | 821091.4 | 687135.9 | 572264.3 | 500192.8 | 458222.9 | 431344 | 453770.7 | 510353.7 | 657990.2 | 737799.2 | 860633.4 | 1003228.2 | 1191136.7 | 1338773.9 | 1536231.5 | 1689904.6 | 1776956.2 | 1813438.3 | 1724920.7 | 1621508.9 | 1433236.2 | 1432589 | 1298362.9 | 1022718.8 | 25573804.4 | 8 | No | Off | 8Off | S | 1813438.3
[9 empty] | UT RES 01 | 2015-08-02 | 855769.4 | 706519.7 | 579505.9 | 510679.7 | 499955.7 | 445688.2 | 448284.2 | 496673.8 | 658053.3 | 749138.3 | 964578.7 | 1174945.4 | 1371529.1 | 1432789 | 1550582.7 | 1534083.5 | 1517728.4 | 1568329.6 | 1596814.4 | 1515414.4 | 1412450.1 | 1340543.5 | 1210199 | 986906.9 | 25127162.9 | 8 | No | Off | 8Off | S | 1596814.4
[9 empty] | UT RES 01 | 2015-08-03 | 773855.9 | 682624.4 | 602560.6 | 539668.1 | 537909 | 515388.6 | 549148.7 | 578576.4 | 629279.5 | 660019.1 | 737031.8 | 725095.6 | 768655.8 | 731856 | 795024.2 | 849841.5 | 807694.7 | 906204.6 | 953450.6 | 883580 | 858703.9 | 848611.4 | 791982.8 | 636250.7 | 17363013.9 | 8 | No | On | 8On | S | 953450.6
[9 empty] | UT RES 01 | 2015-08-04 | 562887.6 | 469737.8 | 420908 | 412622.1 | 400120.7 | 427121.9 | 445797.5 | 491291.4 | 560248.8 | 532696.6 | 595806.9 | 770082.3 | 876583 | 977764.3 | 1112663.1 | 1271922.9 | 1430432 | 1595662.3 | 1521091.1 | 1482234.6 | 1428975.1 | 1429239.8 | 1347951.8 | 976454 | 21540295.6 | 8 | No | On | 8On | S | 1595662.3
[9 empty] | UT RES 01 | 2015-08-05 | 758592.2 | 642175.7 | 523679.4 | 519281.9 | 509808.9 | 516011.3 | 568028.3 | 596635.9 | 672959 | 760915.9 | 809754.1 | 943434.9 | 1016032 | 1017363.3 | 1051188.2 | 1136196.7 | 1287319.8 | 1428906.8 | 1454325.2 | 1333561.3 | 1223259.5 | 1233345.4 | 1018826.7 | 762711.8 | 21784314.2 | 8 | No | On | 8On | S | 1454325.2
[9 empty] | UT RES 01 | 2015-08-06 | 600546.5 | 512967.1 | 474321.5 | 449595.6 | 433760.1 | 448433.4 | 473286.9 | 511625.1 | 592816.2 | 661447.4 | 707431.9 | 824118.5 | 909052.9 | 1047628.9 | 1045484.8 | 1161721.3 | 1362250.3 | 1529051.6 | 1476057.2 | 1419748.3 | 1303596.2 | 1299370.8 | 1098472.3 | 905058.4 | 21247843.2 | 8 | No | On | 8On | S | 1529051.6
[9 empty] | UT RES 01 | 2015-08-07 | 728303.8 | 573060.4 | 496160.7 | 478796.3 | 456972 | 466043.4 | 517056.3 | 576769.7 | 615398.5 | 702378.9 | 719242.7 | 716109.5 | 755457.4 | 892678.5 | 876840.2 | 1044463.9 | 1157158.6 | 1207616.3 | 1223620.8 | 1141545 | 1024181.1 | 979630.7 | 831276.3 | 731206.8 | 18911967.8 | 8 | No | On | 8On | S | 1223620.8
[9 empty] | UT RES 01 | 2015-08-08 | 613772 | 491925.2 | 436673.1 | 420750.1 | 411829.1 | 403498.8 | 431352.3 | 506406.2 | 570287.9 | 684506.2 | 782665.9 | 825408.5 | 916937.8 | 972366.2 | 1016759 | 1142448.3 | 1168325.8 | 1191177.6 | 1223683.6 | 1233329.3 | 1078911.5 | 1062408.8 | 929922.3 | 765688.2 | 19281033.7 | 8 | No | Off | 8Off | S | 1233329.3
[9 empty] | UT RES 01 | 2015-08-09 | 602012.3 | 509245.5 | 438629.5 | 416828 | 401488.5 | 395753.8 | 397355.4 | 469099.9 | 588042.3 | 677050.7 | 789078.7 | 817409.7 | 1027482.8 | 1065304.3 | 1157850.5 | 1306252.8 | 1527891.1 | 1627416.7 | 1590866.9 | 1607985 | 1443802.5 | 1240115.1 | 1037043.5 | 767642.1 | 21901647.6 | 8 | No | Off | 8Off | S | 1627416.7
[9 empty] | UT RES 01 | 2015-08-10 | 603614.8 | 532459.3 | 476113.5 | 431777 | 409833.1 | 442164.2 | 491798.4 | 517182.7 | 583398.5 | 646297.4 | 784876.5 | 919674.4 | 1115190 | 1223342.7 | 1427366.7 | 1579818.3 | 1732285.6 | 1785591.1 | 1856906.4 | 1798651.8 | 1588006.7 | 1446740.9 | 1232778.7 | 951420.9 | 24577289.6 | 8 | No | On | 8On | S | 1856906.4
[9 empty] | UT RES 01 | 2015-08-11 | 763836.8 | 683437.3 | 566174.5 | 517121.5 | 504018.1 | 526023.9 | 602979.2 | 593974.4 | 649516 | 807235.2 | 874997.8 | 1062841.8 | 1177033.1 | 1310484.5 | 1480746.3 | 1595577.2 | 1693584.8 | 1664528.9 | 1491124.9 | 1361361 | 1253739.2 | 1271924.6 | 1091614.5 | 850374.5 | 24394250 | 8 | No | On | 8On | S | 1693584.8
[9 empty] | UT RES 01 | 2015-08-12 | 716617.1 | 635693.1 | 542011.2 | 526937.1 | 492410.4 | 491669.6 | 523651.9 | 602512.9 | 692287.2 | 800304.1 | 860733.8 | 1098208.7 | 1234347.6 | 1216675.1 | 1327084.2 | 1501490.2 | 1703660.2 | 1684118.7 | 1678966 | 1598961.5 | 1448016.9 | 1496882.7 | 1244561 | 950086.6 | 25067887.8 | 8 | No | On | 8On | S | 1703660.2
[9 empty] | UT RES 01 | 2015-08-13 | 784788.4 | 647419.3 | 563664.3 | 530388 | 503361.1 | 519521.1 | 545830 | 631580.2 | 726042.1 | 824131.3 | 905531.8 | 1088627.5 | 1272737.8 | 1347470.6 | 1439812.7 | 1565143.4 | 1745240 | 1818854.6 | 1840137.8 | 1765812.2 | 1693614.3 | 1529496 | 1395067.1 | 1198460.2 | 26882731.8 | 8 | No | On | 8On | S | 1840137.8
[9 empty] | UT RES 01 | 2015-08-14 | 943250.7 | 771423 | 702019.2 | 670701.8 | 637087.8 | 628356.7 | 647280.6 | 675194.1 | 830987.6 | 1012830.3 | 1156099.1 | 1382035.6 | 1501291.6 | 1499413.7 | 1565776.3 | 1703217 | 1808158.9 | 1938732.8 | 2055380.4 | 1761628.2 | 1694698 | 1641709.5 | 1540295.4 | 1260968.6 | 30028536.9 | 8 | No | On | 8On | S | 2055380.4
[9 empty] | UT RES 01 | 2015-08-15 | 1047854.6 | 841813.2 | 736139.8 | 656564.1 | 637660 | 622319.7 | 610126.7 | 634129 | 792008.7 | 988035.5 | 1156206 | 1384650.1 | 1530295 | 1625811.6 | 1783519.9 | 1757943.4 | 1835408.1 | 1896289.7 | 1860403.1 | 1794712.3 | 1594052.4 | 1539802.1 | 1298195.5 | 1094206 | 29718146.5 | 8 | No | Off | 8Off | S | 1896289.7
[9 empty] | UT RES 01 | 2015-08-16 | 908967 | 796895 | 666882.6 | 565393.9 | 513953.6 | 478184.5 | 465440.1 | 515083.9 | 718482 | 832431.4 | 999812.7 | 1129431.6 | 1331908.7 | 1358914.3 | 1462468.3 | 1578696.3 | 1719222.5 | 1792391.4 | 1755975.5 | 1580208.7 | 1561364.6 | 1459675.5 | 1177826.5 | 866647.3 | 26236257.9 | 8 | No | Off | 8Off | S | 1792391.4
[9 empty] | UT RES 01 | 2015-08-17 | 725647.9 | 621352.4 | 527420.3 | 449996.7 | 432620.4 | 452097 | 496809.8 | 574402.5 | 624449.5 | 684856.5 | 760034.5 | 903410.4 | 1066842.2 | 1213335.7 | 1257366.1 | 1450882 | 1572727.8 | 1601420.1 | 1693142.5 | 1633092.5 | 1501067.9 | 1374407 | 1136583.7 | 866220.7 | 23620186.1 | 8 | No | On | 8On | S | 1693142.5
[9 empty] | UT RES 01 | 2015-08-18 | 681478.1 | 551082.7 | 456074.8 | 422724.9 | 404958.1 | 427986.9 | 548385.5 | 529069.5 | 579796.6 | 644704.4 | 705635 | 831263.6 | 862363.8 | 859741.9 | 911413.3 | 1068351.5 | 1180156.6 | 1359501.2 | 1379480.3 | 1302250.3 | 1195502.7 | 1136534.3 | 946666.9 | 710855.9 | 19695978.8 | 8 | No | On | 8On | S | 1379480.3
[9 empty] | UT RES 01 | 2015-08-19 | 541951 | 487960.4 | 429901.9 | 413376.2 | 408636.8 | 429243.2 | 505160.4 | 495850.1 | 524415.4 | 586284.6 | 655367.1 | 710538 | 749517.6 | 838009.3 | 909950.5 | 1058641.6 | 1236898.1 | 1440695.1 | 1501411.3 | 1331361.4 | 1158892.1 | 1175637 | 1084191.7 | 808118.9 | 19482009.7 | 8 | No | On | 8On | S | 1501411.3
[9 empty] | UT RES 01 | 2015-08-20 | 631547.9 | 503343.3 | 419963.8 | 413835.2 | 400513.9 | 400460.9 | 495632.4 | 521444.5 | 563379.4 | 653601.7 | 586923.9 | 698040.5 | 855271.2 | 900092.2 | 1110675.1 | 1313691.9 | 1418083.8 | 1584010.1 | 1538193 | 1385793.5 | 1266688.8 | 1202268.1 | 1020174.8 | 828367.7 | 20711997.6 | 8 | No | On | 8On | S | 1584010.1
[9 empty] | UT RES 01 | 2015-08-21 | 621349.1 | 505440.9 | 444118.4 | 436651.7 | 438855.4 | 441679.1 | 505367.9 | 542257.9 | 572181.9 | 616388.9 | 676035.8 | 807832.9 | 1007861.8 | 1088422.8 | 1286761.2 | 1496653.6 | 1588632 | 1658241.6 | 1608186.8 | 1522570 | 1337788.7 | 1294701.1 | 1080964.1 | 903978.2 | 22482921.8 | 8 | No | On | 8On | S | 1658241.6
[9 empty] | UT RES 01 | 2015-08-22 | 697555.1 | 619097.8 | 538498.1 | 488607.5 | 454210 | 420504 | 432570.7 | 493500.4 | 583848.9 | 738829.6 | 823731.5 | 901995.2 | 974391.2 | 1131510 | 1211542.1 | 1408435.3 | 1505262.4 | 1475181.4 | 1420179.1 | 1325181.4 | 1182421.7 | 1156285.6 | 1000427.2 | 746199.5 | 21729965.7 | 8 | No | Off | 8Off | S | 1505262.4
[9 empty] | UT RES 01 | 2015-08-23 | 639536.5 | 516648.9 | 446732 | 415070 | 390884.1 | 382530.4 | 390581 | 453728.2 | 547433.2 | 633270 | 756949.4 | 847349.1 | 993533.4 | 1094511.9 | 1225485.2 | 1472782.3 | 1620899.2 | 1732055.3 | 1764932.3 | 1671197.5 | 1501015.6 | 1447696.4 | 1191795.9 | 831285.1 | 22967902.9 | 8 | No | Off | 8Off | S | 1764932.3
[9 empty] | UT RES 01 | 2015-08-24 | 652728.2 | 549547.7 | 471455.8 | 446229.9 | 442433.1 | 495349.5 | 560619.7 | 573700.4 | 694013.2 | 772874.1 | 805211 | 927614.1 | 1093162.6 | 1162658.5 | 1373615.8 | 1603652.8 | 1682008.6 | 1835676.6 | 1860774.4 | 1799779 | 1604634.2 | 1529002.3 | 1230899.5 | 998934.1 | 25166575.1 | 8 | No | On | 8On | S | 1860774.4
[9 empty] | UT RES 01 | 2015-08-25 | 802602.4 | 656694.8 | 583834.6 | 524337.7 | 521227.1 | 540012.2 | 611597.4 | 643998.4 | 650736.8 | 757725.1 | 861682.8 | 1082259.8 | 1273651 | 1441698.5 | 1639373.4 | 1701296.4 | 1768268 | 1730259.7 | 1687904 | 1609605.9 | 1635420.9 | 1590702 | 1314515.5 | 1036234.1 | 26665638.5 | 8 | No | On | 8On | S | 1768268
[9 empty] | UT RES 01 | 2015-08-26 | 805123 | 748302.7 | 689271.9 | 661724 | 632393.3 | 668480.9 | 718286.4 | 747215.8 | 707042.5 | 695848.4 | 724712 | 690556.8 | 713177.8 | 804673.3 | 813660.4 | 875804.3 | 1064526.2 | 1239296.9 | 1234709.9 | 1181006.3 | 1209829.5 | 1180339.1 | 997408.1 | 792178 | 20595567.5 | 8 | No | On | 8On | S | 1239296.9
[9 empty] | UT RES 01 | 2015-08-27 | 630495.1 | 508166.4 | 437818.4 | 427519.5 | 423740.4 | 459782.9 | 554239.8 | 594542.6 | 593022.8 | 614178 | 680422.2 | 772340.6 | 946186.2 | 1057355.2 | 1218541.5 | 1324081.3 | 1486189.2 | 1664396 | 1575665.7 | 1425591.5 | 1368064 | 1295626.7 | 1069893.4 | 860821.1 | 21988680.5 | 8 | No | On | 8On | S | 1664396
[9 empty] | UT RES 01 | 2015-08-28 | 709694.9 | 597320.3 | 517985.7 | 435437 | 415207.5 | 432002.8 | 503120.1 | 556953.9 | 602810.6 | 693025.8 | 715214 | 823702.2 | 965457.6 | 1182546.4 | 1280369.9 | 1523645.2 | 1678896.4 | 1778388.9 | 1781941 | 1636643.7 | 1458925.7 | 1362480.4 | 1119731 | 970047.8 | 23741548.8 | 8 | No | On | 8On | S | 1781941
[9 empty] | UT RES 01 | 2015-08-29 | 750649.6 | 601253.6 | 583304.3 | 478832.4 | 441338 | 445673.4 | 485309.7 | 541876.8 | 677856.5 | 831449.4 | 975614.5 | 1138272.6 | 1304968.8 | 1486917.3 | 1547683.5 | 1644471.7 | 1669851.2 | 1681432.1 | 1702103.9 | 1626736.2 | 1505596 | 1469997 | 1273481.8 | 1058891.3 | 25923561.6 | 8 | No | Off | 8Off | S | 1702103.9
[9 empty] | UT RES 01 | 2015-08-30 | 951268.3 | 814107.9 | 718471.6 | 656875 | 617325.7 | 604438.7 | 581911.8 | 657904.2 | 810262.5 | 1003133.3 | 1129200.6 | 1203558.7 | 1360865.2 | 1400629.2 | 1538655.2 | 1629114.7 | 1768161.9 | 1715716.1 | 1601911.1 | 1527257.8 | 1390495 | 1385081.3 | 1102411.7 | 863393.9 | 27032151.4 | 8 | No | Off | 8Off | S | 1768161.9
[9 empty] | UT RES 01 | 2015-08-31 | 713013.1 | 552264.5 | 490571.5 | 444441.8 | 438640.7 | 458951.2 | 540742.6 | 637062 | 638156.1 | 663210.1 | 736570.2 | 795190 | 876139.6 | 977199.1 | 1071436.3 | 1256883.7 | 1533438.5 | 1736976.7 | 1708492.7 | 1539899.7 | 1382988.3 | 1339057.5 | 1085348 | 761401 | 22378074.9 | 8 | No | On | 8On | S | 1736976.7
[9 empty] | UT RES 01 | 2015-09-01 | 587091.2 | 482793.8 | 434058 | 425318.2 | 412082.9 | 431785.7 | 524706.1 | 583937.3 | 548438.4 | 588760.3 | 622617.9 | 769444 | 955574.8 | 1065962.7 | 1160569.2 | 1363435.6 | 1524417.5 | 1626036.6 | 1624695.5 | 1524312.3 | 1468292.9 | 1285661.3 | 1073396.5 | 842360 | 21925748.7 | 9 | No | On | 9On | S | 1626036.6
[9 empty] | UT RES 01 | 2015-09-02 | 660173.9 | 616838 | 543788.1 | 491303.1 | 484823.7 | 502285.6 | 548613.4 | 641023.2 | 656323.5 | 721478.4 | 768857.4 | 916465.8 | 982186.3 | 1055118.5 | 1187950 | 1309978.4 | 1468559.6 | 1587773.6 | 1504934.7 | 1460304.9 | 1365616.1 | 1272855.7 | 1103883 | 831578.2 | 22682713.1 | 9 | No | On | 9On | S | 1587773.6
[9 empty] | UT RES 01 | 2015-09-03 | 666911.5 | 606702.5 | 531486.6 | 460417.8 | 423529 | 479207.3 | 574504.7 | 646233.2 | 644612.1 | 706765 | 778941.5 | 853248.7 | 925471.1 | 957843.1 | 1072650.6 | 1120539.7 | 1286026.6 | 1425541.2 | 1461413.9 | 1285170 | 1250176.4 | 1146187.7 | 954916.6 | 801320.7 | 21059817.5 | 9 | No | On | 9On | S | 1461413.9
[9 empty] | UT RES 01 | 2015-09-04 | 648036.4 | 541704.3 | 480103 | 429062.6 | 420646.8 | 441050.7 | 532884.1 | 585393.6 | 631947.5 | 697402.3 | 811011.6 | 914723.7 | 891272.5 | 958558.6 | 1074629.5 | 1137848.1 | 1231983.8 | 1447351.3 | 1327426.9 | 1115451.7 | 1049403.6 | 980147 | 862370.3 | 734865.8 | 19945275.7 | 9 | No | On | 9On | S | 1447351.3
[9 empty] | UT RES 01 | 2015-09-05 | 644311.4 | 561259.3 | 479158.8 | 473111.8 | 426615.7 | 416477.5 | 443005.1 | 512829.9 | 615490.7 | 754576.5 | 766525.8 | 813112.7 | 809094.9 | 874305.1 | 825419.6 | 790133.4 | 834867 | 902415.4 | 937925.5 | 880826.4 | 769415 | 789146.2 | 679740.4 | 566650.3 | 16566414.4 | 9 | No | Off | 9Off | S | 937925.5
[9 empty] | UT RES 01 | 2015-09-06 | 451158.9 | 416026.3 | 365742.2 | 353107.1 | 335245.1 | 337844 | 359226.8 | 402290.4 | 467769.6 | 514341.5 | 528338.1 | 558077.7 | 609811 | 586947.8 | 601824.2 | 710206.1 | 788046.6 | 776364.1 | 734519.9 | 734529.7 | 797580.1 | 778810.4 | 651053.1 | 529850 | 13388710.7 | 9 | No | Off | 9Off | S | 788046.6
[9 empty] | UT RES 01 | 2015-09-07 | 405595.8 | 363424.2 | 338008.8 | 325301 | 324745.5 | 324043.7 | 352805.1 | 367891.9 | 451004.5 | 528562.1 | 597987.9 | 620362.2 | 641988.1 | 623647.2 | 733830.5 | 784867.3 | 925356 | 958580.3 | 943307.3 | 978720.3 | 961952.1 | 918981.6 | 676426.7 | 518639.9 | 14666030 | 9 | Yes | Off | 9Off | S | 978720.3
[9 empty] | UT RES 01 | 2015-09-08 | 453030.3 | 362171.4 | 327971.2 | 334780.9 | 331546.4 | 358331.4 | 484823.1 | 497280.9 | 487928.6 | 461259.1 | 471175.4 | 547470.5 | 569295 | 586235.4 | 673882.3 | 734500 | 868386 | 1004741.9 | 1125536.4 | 1052964.1 | 1003525.1 | 918744.9 | 728374.9 | 507638 | 14891593.2 | 9 | No | On | 9On | S | 1125536.4
[9 empty] | UT RES 01 | 2015-09-09 | 424812.4 | 375477.3 | 337128.7 | 338322.7 | 333229.9 | 342964.3 | 412056.2 | 483342.2 | 468490.7 | 453961.4 | 450410.4 | 481507.1 | 493043.8 | 578634.6 | 638503.6 | 775917.7 | 952767.6 | 1069219.1 | 1174684.9 | 1038924.9 | 1055662.4 | 1009705.9 | 744461.2 | 612111.4 | 15045340.4 | 9 | No | On | 9On | S | 1174684.9
[9 empty] | UT RES 01 | 2015-09-10 | 465818 | 369383.2 | 340472 | 332086.1 | 341659.8 | 380243.6 | 444092.7 | 514492.8 | 506870.1 | 522482.4 | 471520.4 | 506594.6 | 605578 | 664003.3 | 752568.7 | 944523 | 1168317.5 | 1272083.7 | 1325930 | 1253694 | 1192244.5 | 1063928.3 | 859544 | 640126.9 | 16938257.6 | 9 | No | On | 9On | S | 1325930
[9 empty] | UT RES 01 | 2015-09-11 | 512332.3 | 411818.7 | 376278.2 | 354174.5 | 351431.9 | 364280.7 | 430027 | 497543.2 | 546083 | 549797.7 | 608540.4 | 634550.5 | 680596.2 | 785092.5 | 1002336.9 | 1164907.3 | 1338236.1 | 1346687.3 | 1380890.8 | 1253279.3 | 1140939.5 | 1043126.7 | 834827.9 | 647945.5 | 18255724.1 | 9 | No | On | 9On | S | 1380890.8
[9 empty] | UT RES 01 | 2015-09-12 | 519037 | 441423.1 | 385951.1 | 387519.3 | 359909.1 | 356488.1 | 380074.7 | 438636.4 | 542361.1 | 596341.1 | 676946.3 | 806044.4 | 892549.3 | 927309.7 | 1151065.1 | 1324343.7 | 1381029.8 | 1397850.8 | 1314568.2 | 1209625.5 | 1133354.8 | 1038729 | 883308 | 681507.5 | 19225973.1 | 9 | No | Off | 9Off | S | 1397850.8
[9 empty] | UT RES 01 | 2015-09-13 | 554464.5 | 451970.9 | 400579.9 | 388347 | 362928.7 | 350175.8 | 357723.3 | 432239 | 538836.3 | 613784.4 | 646448.8 | 731280.4 | 845942.4 | 902550.2 | 1142475.7 | 1290633.3 | 1390992.2 | 1442145.9 | 1406214.3 | 1223123 | 1220975.2 | 1157649.2 | 871525.8 | 618917.2 | 19341923.4 | 9 | No | Off | 9Off | S | 1442145.9
[9 empty] | UT RES 01 | 2015-09-14 | 541821.8 | 473529.4 | 411308.7 | 390345.9 | 393922.8 | 414092.5 | 477381.7 | 547419.7 | 595403.3 | 505034.1 | 522865.6 | 599316.8 | 632671.6 | 674633.7 | 723925.7 | 802823.7 | 880365.3 | 920817.7 | 890148.6 | 859030.5 | 913117.2 | 856626.6 | 724733.1 | 501315.4 | 15252651.4 | 9 | No | On | 9On | S | 920817.7
[9 empty] | UT RES 01 | 2015-09-15 | 432921.5 | 389273.5 | 339830.8 | 323260.5 | 333096.5 | 395958.8 | 468416.5 | 506374.9 | 518397.8 | 485405.4 | 494914.3 | 501671.4 | 461391.3 | 467838.6 | 536199.8 | 543920 | 553739.8 | 617547.8 | 738360 | 791023.4 | 771637.2 | 722954.2 | 611436.2 | 465760.4 | 12471330.6 | 9 | No | On | 9On | S | 791023.4
[9 empty] | UT RES 01 | 2015-09-16 | 399046.7 | 377024.9 | 343946.6 | 315598.8 | 317532.5 | 349411.1 | 464458.8 | 484413.3 | 467957.2 | 467641.9 | 534953.5 | 552893.1 | 484453.1 | 484989.5 | 516655.2 | 545798 | 584875.9 | 634015.7 | 642224.7 | 707719.5 | 777059.6 | 740477.5 | 606907.4 | 439794.4 | 12239848.9 | 9 | No | On | 9On | S | 707719.5
[9 empty] | UT RES 01 | 2015-09-17 | 356532.1 | 323269.2 | 317072.8 | 318137.8 | 309682.7 | 346980.5 | 432581.2 | 506339.3 | 495032.5 | 525342.8 | 472183.9 | 466343.2 | 451924 | 493259.2 | 495959.9 | 453306.1 | 521831 | 648287.3 | 647349.2 | 718116.5 | 762748.3 | 799565.7 | 671022.7 | 481526.6 | 12014394.5 | 9 | No | On | 9On | S | 718116.5
[9 empty] | UT RES 01 | 2015-09-18 | 369313.4 | 311428.2 | 303747.9 | 305903.5 | 296743.7 | 305875.3 | 405145.9 | 504001.6 | 501494.3 | 576518.4 | 528009.5 | 500149.8 | 462844.1 | 478137.8 | 486536.2 | 513839.2 | 541739.6 | 642678.3 | 697156.2 | 667931.1 | 694806.2 | 660455 | 596176 | 536809.7 | 11887440.9 | 9 | No | On | 9On | S | 697156.2
[9 empty] | UT RES 01 | 2015-09-19 | 423669.8 | 371008 | 342998.4 | 332237.6 | 316643.8 | 328785.4 | 361166.6 | 409951.3 | 486068.8 | 588643.6 | 693324.1 | 648982.8 | 571214.2 | 546587.1 | 575238.7 | 637613.6 | 665965.4 | 721753.8 | 805501.4 | 735392.8 | 737246.8 | 710678.4 | 628701.3 | 511400.8 | 13150774.5 | 9 | No | Off | 9Off | S | 805501.4
[9 empty] | UT RES 01 | 2015-09-20 | 436779.2 | 356017.4 | 322375.3 | 312380.9 | 312895.4 | 313647.1 | 318853.2 | 405792.1 | 506832.6 | 551556.6 | 593894.5 | 592364.5 | 609424 | 646022.8 | 672588 | 781560.4 | 901762.6 | 1002312.7 | 1001872.5 | 962976.6 | 909687.6 | 800241.7 | 643303.9 | 495219.4 | 14450361 | 9 | No | Off | 9Off | S | 1002312.7
[9 empty] | UT RES 01 | 2015-09-21 | 415658.2 | 355436.6 | 328902.4 | 300508.9 | 307512.1 | 360164.3 | 424615.5 | 556730 | 491415.4 | 447119.5 | 472652.1 | 470298.7 | 492744.1 | 549136.3 | 601537 | 777527.6 | 896018.5 | 1070751.9 | 1145394.8 | 976051.2 | 940095.8 | 880115.9 | 757703.3 | 540848.7 | 14558938.8 | 9 | No | On | 9On | S | 1145394.8
[9 empty] | UT RES 01 | 2015-09-22 | 434847.6 | 345020.8 | 328313.4 | 322077.6 | 316113.2 | 350826.9 | 418689 | 519506.9 | 481967.4 | 467045.7 | 436389.4 | 516646.2 | 532518.3 | 577000.9 | 679449.5 | 841872.3 | 1001220.5 | 1125907.6 | 1087401 | 1021454.4 | 999216 | 918028.9 | 728336.7 | 548363.7 | 14998213.9 | 9 | No | On | 9On | S | 1125907.6
[9 empty] | UT RES 01 | 2015-09-23 | 440924.5 | 387846.4 | 341391.6 | 339970.2 | 349600.1 | 350185.3 | 437189.2 | 519699.3 | 467598.9 | 481088.7 | 521833.6 | 512537.9 | 561098 | 617660.1 | 743007 | 866564.3 | 1040672 | 1195769.4 | 1176487.6 | 1113125.6 | 1138141.1 | 1029469.2 | 818102.5 | 576837.3 | 16026799.8 | 9 | No | On | 9On | S | 1195769.4
[9 empty] | UT RES 01 | 2015-09-24 | 467401.9 | 407789.6 | 367858.7 | 370785.5 | 352296.5 | 364806 | 447161.2 | 526739.5 | 497333.7 | 486615.3 | 496349.3 | 508280.3 | 573481 | 695456.2 | 781939.8 | 910299.4 | 1017100.6 | 1087021.6 | 1081510.7 | 981265 | 1009688.6 | 997926.5 | 784029.3 | 585801.9 | 15798938.1 | 9 | No | On | 9On | S | 1087021.6
[9 empty] | UT RES 01 | 2015-09-25 | 500872 | 429263.6 | 386281.6 | 360991.2 | 364946.8 | 382678.5 | 440950.2 | 532590.9 | 491875.4 | 526188.6 | 500539.4 | 581471.9 | 693401.3 | 803581.3 | 979352.4 | 1176031.5 | 1204942.7 | 1274220.5 | 1278619.9 | 1240270.5 | 1096117.3 | 979153.2 | 768235.7 | 611517.6 | 17604094 | 9 | No | On | 9On | S | 1278619.9
[9 empty] | UT RES 01 | 2015-09-26 | 474693.1 | 462580.8 | 404532.5 | 372975.6 | 362833 | 345763.4 | 372874.9 | 439519.8 | 519626.1 | 582696.2 | 688747.4 | 719235.3 | 904940 | 1049251.4 | 1202238 | 1275918.3 | 1322481.2 | 1317590.7 | 1278853.8 | 1099393.5 | 1102223.6 | 1011150.1 | 882837.5 | 663673.2 | 18856629.4 | 9 | No | Off | 9Off | S | 1322481.2
[9 empty] | UT RES 01 | 2015-09-27 | 531462.8 | 458663.5 | 429745 | 397460.1 | 389551.4 | 371636.6 | 386008.8 | 432760.9 | 552561.2 | 638895.6 | 789325.8 | 889641.6 | 992241.7 | 1093166.2 | 1212284.7 | 1296078.6 | 1463470.2 | 1445132.2 | 1274310.6 | 1115348.8 | 1211041.8 | 1078985.1 | 906127.4 | 670729.2 | 20026629.8 | 9 | No | Off | 9Off | S | 1463470.2
[9 empty] | UT RES 01 | 2015-09-28 | 497825.5 | 440814.7 | 406703.2 | 413461.2 | 399499.8 | 399928.6 | 494961.7 | 573518.8 | 524735.2 | 527515.7 | 577356.4 | 735042.4 | 786876.4 | 868949 | 955837.9 | 1079351.6 | 1092571.8 | 1114495.9 | 1057751.3 | 1021788 | 1058299.8 | 1011166.6 | 781444 | 576565.1 | 17396460.6 | 9 | No | On | 9On | S | 1114495.9
[9 empty] | UT RES 01 | 2015-09-29 | 486917.5 | 437060.3 | 358776.4 | 341894 | 337950.4 | 358201.2 | 454840 | 551104.8 | 511340.6 | 494370.2 | 504677.5 | 583844.7 | 637586.3 | 706222.7 | 861428.3 | 887399.9 | 971903.9 | 965576.1 | 1006621.4 | 1013238 | 1070368.3 | 960297.7 | 793443.8 | 588588.7 | 15883652.7 | 9 | No | On | 9On | S | 1013238
[9 empty] | UT RES 01 | 2015-09-30 | 486884.2 | 387989.8 | 363914.6 | 349935.4 | 346574.8 | 380143.9 | 470008.3 | 576488.4 | 503679.1 | 486878.3 | 482812.5 | 547814.7 | 622976.4 | 718077.2 | 792008.9 | 858091.5 | 865745 | 934895.1 | 978692.8 | 1009840.8 | 1054086.8 | 966988 | 778356.8 | 601006.6 | 15563889.9 | 9 | No | On | 9On | S | 1009840.8
[9 empty] | UT RES 01 | 2015-10-01 | 596776.7 | 479378.8 | 449071.3 | 431348.7 | 419427.7 | 444406.3 | 535097.3 | 643794.9 | 592798.5 | 563054.1 | 614449.4 | 642900.8 | 712002.1 | 800841.6 | 952184.3 | 1159404.9 | 1355328.1 | 1633741.2 | 1473513.6 | 1337609.7 | 1309838.2 | 1225651.4 | 1013068.4 | 738673.4 | 20124361.4 | 10 | No | On | 10On | W | 1633741.2
[9 empty] | UT RES 01 | 2015-10-02 | 609400.8 | 571253.7 | 451777.2 | 426664.1 | 432945.8 | 421243.5 | 536523.9 | 594180.5 | 605633.3 | 636729.7 | 678829.3 | 701170.7 | 700692.9 | 608064.4 | 639396.8 | 648659 | 689546.1 | 770427 | 776874.4 | 813964.1 | 858205.7 | 831927.2 | 676178.5 | 558787.4 | 15239076 | 10 | No | On | 10On | W | 813964.1
[9 empty] | UT RES 01 | 2015-10-03 | 489624.9 | 425372.4 | 410106.8 | 383420.2 | 376469 | 378791.2 | 422974.5 | 487995.8 | 613323.2 | 772133.4 | 709967.4 | 754273.1 | 735538.8 | 764889.2 | 725062.4 | 723895.4 | 756303.8 | 791051.7 | 788688.7 | 813601.9 | 865308.1 | 831620.3 | 703639 | 571641.4 | 15295692.6 | 10 | No | Off | 10Off | W | 813601.9
[9 empty] | UT RES 01 | 2015-10-04 | 485134.6 | 428605.7 | 408148.2 | 387501.6 | 371022 | 379973.4 | 391541.9 | 466838.6 | 620913.6 | 768403.2 | 806631.2 | 782258.6 | 900265.1 | 897280 | 966191.3 | 958094.2 | 1087204.9 | 1002281.4 | 919134.8 | 1064230.7 | 1095674.8 | 1003886.1 | 752416.8 | 587311.1 | 17530943.8 | 10 | No | Off | 10Off | W | 1087204.9
[9 empty] | UT RES 01 | 2015-10-05 | 459451.6 | 399445.1 | 375503.7 | 372534.4 | 376640.4 | 411456.3 | 550532.5 | 673090.1 | 573348 | 527074.2 | 565515.7 | 544363.3 | 544403.3 | 551319.7 | 585887.8 | 670347.6 | 701293.9 | 779072.4 | 867947 | 1005317.3 | 970851.1 | 918069.2 | 751651.8 | 569437.4 | 14744553.8 | 10 | No | On | 10On | W | 1005317.3
[9 empty] | UT RES 01 | 2015-10-06 | 492907.1 | 425950.9 | 362891.3 | 360729.1 | 371154.8 | 388970.1 | 525467.9 | 593701.2 | 570133.3 | 584657 | 523780 | 524332.5 | 491533.5 | 515445.2 | 566437.1 | 649797.2 | 717061.2 | 820183.5 | 798389.7 | 845010.7 | 928050.1 | 847015.9 | 742606.8 | 553614.6 | 14199820.7 | 10 | No | On | 10On | W | 845010.7
[9 empty] | UT RES 01 | 2015-10-07 | 439071.4 | 408853.9 | 399048.4 | 372281.7 | 381997.6 | 416099.3 | 515663.8 | 614638.2 | 640491.7 | 550652.7 | 491852.3 | 512789.4 | 492998.6 | 562894 | 555989.2 | 673931 | 830667.5 | 858177.3 | 827423.6 | 919299.4 | 957663.3 | 943322.4 | 738142.2 | 598001.6 | 14701950.5 | 10 | No | On | 10On | W | 919299.4
[9 empty] | UT RES 01 | 2015-10-08 | 486327.8 | 430562.1 | 376304.9 | 373830.6 | 370974.6 | 438089.3 | 530029.5 | 597954.3 | 641678 | 578323.3 | 525437.1 | 484561.2 | 507617.2 | 491813 | 524036.2 | 617900.1 | 760839.4 | 854255.3 | 856031.9 | 927316.4 | 970926.4 | 902362.5 | 746795.2 | 563467.4 | 14557433.7 | 10 | No | On | 10On | W | 927316.4
[9 empty] | UT RES 01 | 2015-10-09 | 493679.4 | 428776.6 | 373333.2 | 384249.5 | 365834.8 | 382567.5 | 516029.5 | 592534.2 | 624159 | 614084.7 | 580397.7 | 573205 | 588404.8 | 569327 | 581453.1 | 705463 | 741844.2 | 804154.7 | 758901.9 | 789220.5 | 863153.8 | 841043.7 | 763792.2 | 634443 | 14570053 | 10 | No | On | 10On | W | 804154.7
[9 empty] | UT RES 01 | 2015-10-10 | 489808.9 | 420392.2 | 393620 | 362041.6 | 371352.4 | 371513.3 | 403994.3 | 520582.8 | 618740.9 | 658062.2 | 632273 | 713833.9 | 732358.1 | 748832 | 775813.8 | 877549.8 | 996934.7 | 1033749.1 | 986336.5 | 1046625.5 | 1084619.9 | 936843.7 | 842240.8 | 695917.7 | 16714037.1 | 10 | No | Off | 10Off | W | 1046625.5
[9 empty] | UT RES 01 | 2015-10-11 | 603034.2 | 526911 | 477382.6 | 425003 | 407052.1 | 418858.4 | 420528.9 | 490755.7 | 607976.7 | 661818.8 | 710872.5 | 745883.6 | 827391.6 | 813017.4 | 898376.1 | 1018749.3 | 1164203.2 | 1238431.8 | 1096264.3 | 1113580 | 1037180.6 | 933878.2 | 759739.5 | 566205.3 | 17963094.8 | 10 | No | Off | 10Off | W | 1238431.8
[9 empty] | UT RES 01 | 2015-10-12 | 456155 | 426363.7 | 410858.5 | 404128.7 | 397676.4 | 395842.2 | 518668.4 | 683265 | 619728.3 | 556294.7 | 536401.1 | 560603.7 | 563256.6 | 558769.8 | 647990.7 | 740716.1 | 817849.1 | 947155.8 | 947870 | 1036482.9 | 1021158.9 | 961507.5 | 778891.5 | 583670.1 | 15571304.7 | 10 | No | On | 10On | W | 1036482.9
[9 empty] | UT RES 01 | 2015-10-13 | 460577.6 | 395168.2 | 384402 | 374095 | 376891.3 | 413544.6 | 495195.9 | 606667 | 613047.2 | 549271.8 | 554177.2 | 576190.2 | 544665.3 | 559632.3 | 567526.6 | 675359.6 | 806003.4 | 999631.9 | 1002385.9 | 1051510.5 | 1083074.4 | 967704.1 | 741715.1 | 560277.7 | 15358714.8 | 10 | No | On | 10On | W | 1051510.5
[9 empty] | UT RES 01 | 2015-10-14 | 489113.4 | 412956.9 | 368768.8 | 397140.3 | 372987.9 | 422806.7 | 545177.2 | 594233.5 | 544848.7 | 559585 | 533758.7 | 618673.8 | 569876.4 | 572362.4 | 622536.3 | 750017.5 | 854060.3 | 992707 | 1010666 | 1007210.7 | 937664.9 | 899019.7 | 736553.6 | 598906.2 | 15411631.9 | 10 | No | On | 10On | W | 1010666
[9 empty] | UT RES 01 | 2015-10-15 | 462335.3 | 422409.3 | 389439.1 | 383040.3 | 379904.5 | 408187.6 | 484739.6 | 598524.9 | 621526.8 | 596013.2 | 611198.9 | 617150.8 | 604384.4 | 581943.6 | 643673.1 | 826041.4 | 908256.7 | 959620.9 | 945287.4 | 955114.4 | 902544.2 | 874819 | 751799.4 | 535758 | 15463712.8 | 10 | No | On | 10On | W | 959620.9
[9 empty] | UT RES 01 | 2015-10-16 | 462296.4 | 422370.1 | 362682.3 | 377956 | 382260.4 | 387923.9 | 439701.3 | 562451.6 | 547873.1 | 575871 | 615123.7 | 670306.7 | 651561.1 | 654320.1 | 685826 | 745297.8 | 860551.7 | 857464.6 | 948148 | 912308.5 | 900167.4 | 752951 | 659968.5 | 541432.1 | 14976813.3 | 10 | No | On | 10On | W | 948148
[9 empty] | UT RES 01 | 2015-10-17 | 464800.3 | 410562.8 | 384178.3 | 364198.8 | 369571.2 | 371593.1 | 381796.9 | 473779.9 | 593269 | 620748.3 | 690227.2 | 684000.2 | 655554.4 | 627098.5 | 684382.3 | 706314.8 | 711448.7 | 686709.5 | 813203.6 | 824137.4 | 812712.3 | 781392.3 | 686482.1 | 594959.8 | 14393121.7 | 10 | No | Off | 10Off | W | 824137.4
[9 empty] | UT RES 01 | 2015-10-18 | 501003.3 | 407572.3 | 382216.8 | 365465.8 | 365305 | 369832.6 | 390737.2 | 462237.9 | 607443.7 | 689435.4 | 757924.6 | 754222.1 | 821328.1 | 698925.4 | 717961.3 | 769181 | 873237.6 | 901798.9 | 936822 | 1021415.1 | 896650.3 | 825496.5 | 738452.9 | 560457.8 | 15815123.6 | 10 | No | Off | 10Off | W | 1021415.1
[9 empty] | UT RES 01 | 2015-10-19 | 432545 | 390681.8 | 368345.8 | 353869.5 | 354564.4 | 368080.9 | 516006.6 | 612769.5 | 613221.8 | 617633.2 | 603943.6 | 611601.8 | 624335.6 | 582086.8 | 589647.3 | 636174.8 | 750099.3 | 840367.3 | 933230.8 | 931105.3 | 870819.2 | 864896.2 | 677281 | 519560.5 | 14662868 | 10 | No | On | 10On | W | 933230.8
[9 empty] | UT RES 01 | 2015-10-20 | 427809.4 | 378508.2 | 342277.3 | 347162.2 | 354334.7 | 387917 | 526234.5 | 650798.5 | 596305.9 | 581185.3 | 539237.7 | 566775.1 | 522332.8 | 475540.2 | 492580.5 | 556537.1 | 672481.9 | 709983.1 | 772301.6 | 903022.8 | 889746.3 | 866094.2 | 659933.5 | 470351.2 | 13689451 | 10 | No | On | 10On | W | 903022.8
[9 empty] | UT RES 01 | 2015-10-21 | 410089.7 | 404877.5 | 387893.8 | 366671.1 | 366564.9 | 426300 | 531178.9 | 645899.2 | 584582.8 | 594754.9 | 567221.8 | 530788.4 | 495683.4 | 474342.3 | 511059.3 | 581384.7 | 641962.7 | 703828 | 787215.5 | 861446.8 | 909255.6 | 875477 | 665688.7 | 552123.9 | 13876290.9 | 10 | No | On | 10On | W | 861446.8
[9 empty] | UT RES 01 | 2015-10-22 | 496749.5 | 412657.7 | 376415.1 | 380020.2 | 369212.4 | 423110.8 | 545316.2 | 634573.2 | 624207.3 | 592807.3 | 538508.5 | 538742.9 | 554853.9 | 519980 | 527048.5 | 618458.9 | 678567.8 | 734674.8 | 762482.7 | 883832.7 | 892427.7 | 850544.1 | 668912.6 | 522024.3 | 14146129.1 | 10 | No | On | 10On | W | 883832.7
[9 empty] | UT RES 01 | 2015-10-23 | 445150.5 | 410528.1 | 380676.1 | 373708.2 | 371406.3 | 415441.6 | 519243.6 | 648020.3 | 620500.1 | 604290.6 | 590981.4 | 548550.3 | 551133.2 | 540017.7 | 538050.3 | 596483.6 | 654015.6 | 686571.3 | 700237.2 | 735609.2 | 776980.5 | 773993.8 | 718732.7 | 578954.2 | 13779276.4 | 10 | No | On | 10On | W | 735609.2
[9 empty] | UT RES 01 | 2015-10-24 | 509226.3 | 442360.5 | 406704.8 | 399676.1 | 396708.8 | 404784.7 | 484557.5 | 565060.1 | 644586.7 | 694686.8 | 690216.9 | 659790.3 | 640578 | 642184.5 | 653649.7 | 657804.2 | 703918.4 | 708756.2 | 817518.8 | 860011.3 | 837557.6 | 834579.6 | 763019.5 | 638794 | 15056731.3 | 10 | No | Off | 10Off | W | 860011.3
[9 empty] | UT RES 01 | 2015-10-25 | 499993.2 | 417519.4 | 380894.5 | 389453.6 | 379413.2 | 417628.8 | 507649.7 | 619557.3 | 699844.7 | 748279.4 | 775846.8 | 796939.9 | 730036.2 | 722144.6 | 730638.1 | 903796.2 | 926273.6 | 854725.7 | 890069.7 | 924144 | 860357.8 | 688676.5 | 525359.9 | 422689.2 | 15811932 | 10 | No | Off | 10Off | W | 926273.6
[9 empty] | UT RES 01 | 2015-10-26 | 389516.2 | 364302.2 | 366811.5 | 364967.5 | 424553.2 | 539524.8 | 679128.6 | 633216.8 | 574537.8 | 539811.2 | 528920 | 569454 | 559359.2 | 561090.8 | 564694.3 | 613105.4 | 765023.2 | 852989.2 | 853062.6 | 903671.6 | 884275.6 | 709683.5 | 532062.8 | 428993.4 | 14202755.4 | 10 | No | On | 10On | W | 903671.6
[9 empty] | UT RES 01 | 2015-10-27 | 383094.9 | 359717.4 | 362172.6 | 368228.2 | 430232.9 | 559356.8 | 678891.6 | 600389.3 | 531888.1 | 544488.9 | 553842.4 | 543412.8 | 555295.5 | 515444 | 592647.1 | 633878.7 | 767707.8 | 812108.1 | 922940 | 963468.3 | 922998.4 | 794036.9 | 597142.2 | 491023.3 | 14484406.2 | 10 | No | On | 10On | W | 963468.3
[9 empty] | UT RES 01 | 2015-10-28 | 448983.8 | 406930.1 | 413040.7 | 423610.1 | 443265.6 | 616395.8 | 740437.1 | 716769.1 | 685117.6 | 630393.3 | 607412.7 | 601324.7 | 609195.6 | 572870.9 | 619084.8 | 696401.5 | 817719 | 924560.9 | 913274.7 | 1073747.1 | 1003970.5 | 775757.6 | 586287.6 | 488866 | 15815416.8 | 10 | No | On | 10On | W | 1073747.1
[9 empty] | UT RES 01 | 2015-10-29 | 421352.1 | 386384.6 | 406616.2 | 407207 | 448353 | 569573.5 | 656349.9 | 665632 | 603313.1 | 560935 | 601153.8 | 562878.4 | 595181.1 | 582260.4 | 586156 | 677975.4 | 761393 | 891937.7 | 947162.7 | 987090.7 | 903036.3 | 818276.7 | 630533.5 | 507396.3 | 15178148.4 | 10 | No | On | 10On | W | 987090.7
[9 empty] | UT RES 01 | 2015-10-30 | 442508.3 | 415159.4 | 416713.8 | 452781.4 | 472608.3 | 572850.9 | 742564.9 | 737913.3 | 689592.7 | 655984.3 | 638875.9 | 690449.4 | 653738.4 | 619488.4 | 642540.6 | 674428.9 | 742906.2 | 824054.3 | 844719.4 | 864053.4 | 806962.1 | 722069.5 | 626510.6 | 553743.8 | 15503218.2 | 10 | No | On | 10On | W | 864053.4
[9 empty] | UT RES 01 | 2015-10-31 | 486525.7 | 446918 | 424386.7 | 416580.8 | 418162.5 | 491074.4 | 529398.2 | 660793.4 | 744816.1 | 714119.4 | 733670.8 | 730516.4 | 687564.7 | 692079 | 633973.1 | 708491.7 | 692452.8 | 715930.2 | 705839.2 | 789114.5 | 760949.7 | 697319.7 | 607834 | 544047.1 | 15032558.1 | 10 | No | Off | 10Off | W | 789114.5
[9 empty] | UT RES 01 | 2015-11-01 | 401957.3 | 382580.3 | 363128.9 | 352865.9 | 354609.6 | 367983.6 | 404516.8 | 530291.8 | 626488.6 | 656309.8 | 727463.3 | 690911.5 | 716813.7 | 650120.8 | 662167.2 | 730729.3 | 904579.8 | 967347.3 | 1014401.4 | 939114.6 | 862105.3 | 758796 | 611724.1 | 518331.1 | 15195338 | 11 | No | Off | 11Off | W | 1014401.4
[9 empty] | UT RES 01 | 2015-11-02 | 410457.4 | 362248 | 347610.4 | 343081.5 | 357219.2 | 417256 | 547174.7 | 638405 | 562905.1 | 482103.4 | 516362.3 | 534817.8 | 514832.4 | 460139.2 | 481104.5 | 581313.1 | 630645 | 774204.1 | 869317.6 | 863702.7 | 856145.8 | 746958.6 | 617465.2 | 467051.9 | 13382520.9 | 11 | No | On | 11On | W | 869317.6
[9 empty] | UT RES 01 | 2015-11-03 | 380053.7 | 355502.6 | 357515.7 | 352085.2 | 368271 | 416245.9 | 525589.2 | 614738.7 | 613677.1 | 579738.3 | 597575.7 | 586289.1 | 531934.4 | 512669 | 533504.1 | 580808.2 | 650949.7 | 846145.7 | 945825.9 | 958962.2 | 955660.8 | 829911.9 | 635653.3 | 524485.6 | 14253793 | 11 | No | On | 11On | W | 958962.2
[9 empty] | UT RES 01 | 2015-11-04 | 421751.3 | 378013.3 | 383268.7 | 386352 | 414636.1 | 438878.3 | 597743.9 | 680216.4 | 632320.3 | 592922.3 | 568195.1 | 567515.2 | 585433.3 | 566618 | 557470.5 | 617753.2 | 728140.7 | 839348 | 947000.7 | 904683.6 | 896289.2 | 827967.6 | 714498.6 | 563884.1 | 14810900.4 | 11 | No | On | 11On | W | 947000.7
[9 empty] | UT RES 01 | 2015-11-05 | 482901 | 448654.7 | 433773.7 | 440404.9 | 469519.4 | 513791.4 | 628084.3 | 666288.8 | 608607.1 | 612193 | 606417.5 | 615890.8 | 559262.3 | 579527.4 | 636669.6 | 675158.5 | 735488.9 | 860945.7 | 939545.1 | 958329.6 | 941753.2 | 884494.7 | 699275.2 | 562055.7 | 15559032.5 | 11 | No | On | 11On | W | 958329.6
[9 empty] | UT RES 01 | 2015-11-06 | 478824.6 | 434360.8 | 430088.7 | 433505.5 | 446829.9 | 489093.1 | 602774.9 | 694640.4 | 639952 | 650799.3 | 701463.4 | 613655 | 614053.8 | 608829.9 | 641401.4 | 640296.5 | 721533 | 785774.8 | 805490.4 | 877536.3 | 880489.8 | 838132.8 | 742872.8 | 607840.6 | 15380239.7 | 11 | No | On | 11On | W | 877536.3
[9 empty] | UT RES 01 | 2015-11-07 | 525713.8 | 460625.7 | 441665.7 | 451556.6 | 469909.7 | 502695.4 | 580830.7 | 649903.2 | 758322.9 | 783534.3 | 732366.1 | 745102.2 | 717548 | 740879.8 | 705952.5 | 650211.4 | 724675.8 | 856284.5 | 888667.1 | 885152.8 | 890906.1 | 851844.1 | 750325.3 | 648563.9 | 16413237.6 | 11 | No | Off | 11Off | W | 888667.1
[9 empty] | UT RES 01 | 2015-11-08 | 562593.6 | 495726.3 | 451524.8 | 452822.1 | 448200 | 483774.1 | 514941.3 | 620761.6 | 695810.6 | 703028.4 | 746117.6 | 668488.3 | 696161.7 | 672549.5 | 631146.5 | 711001.9 | 779843.7 | 899326 | 947555.8 | 907759.2 | 920289.1 | 853453.1 | 716730.9 | 548592.6 | 16128198.7 | 11 | No | Off | 11Off | W | 947555.8
[9 empty] | UT RES 01 | 2015-11-09 | 501620 | 442106.2 | 437615.6 | 438095.8 | 442963.6 | 500396 | 598799.9 | 699036.3 | 620554.4 | 645324.7 | 610580.5 | 597266.8 | 534687 | 563435.8 | 568068.4 | 554656.6 | 672360 | 870124.9 | 918378.9 | 920728.8 | 932225.6 | 843887.6 | 728871.9 | 558945.1 | 15200730.4 | 11 | No | On | 11On | W | 920728.8
[9 empty] | UT RES 01 | 2015-11-10 | 487741.6 | 424111.1 | 417531.1 | 419447.7 | 464718.7 | 510945.9 | 639269.1 | 678136.5 | 644562 | 667811.2 | 635886.4 | 701840.5 | 660098.5 | 656900.7 | 764019.3 | 712082.9 | 843079 | 936895.3 | 1067603.3 | 1019350 | 998998.1 | 879015.5 | 696046.4 | 571790.8 | 16497881.6 | 11 | No | On | 11On | W | 1067603.3
[9 empty] | UT RES 01 | 2015-11-11 | 507883.3 | 478769.7 | 457797.8 | 457975.1 | 480544 | 516045.1 | 620430.9 | 664703.2 | 626118.1 | 650061.3 | 627836.5 | 633954.2 | 585744.8 | 565410.3 | 582872.1 | 619116.4 | 698948 | 869551.7 | 887582.6 | 880795.6 | 965484.1 | 909980.3 | 791878.7 | 622810 | 15702293.8 | 11 | No | On | 11On | W | 887582.6
[9 empty] | UT RES 01 | 2015-11-12 | 537642.7 | 500431.6 | 477376.7 | 476119.5 | 470323.8 | 530197.1 | 695489.9 | 718719.6 | 603480.6 | 614561 | 573429.5 | 572661.2 | 529588.5 | 528777.6 | 532829.2 | 531374.4 | 653407.3 | 861662.7 | 954511.8 | 967700.5 | 950549.7 | 897221 | 756758.5 | 594571.5 | 15529385.9 | 11 | No | On | 11On | W | 967700.5
[9 empty] | UT RES 01 | 2015-11-13 | 523650.8 | 477092.7 | 484863.2 | 464958.2 | 491614.9 | 567235.3 | 641722.9 | 681067.1 | 676197.1 | 628447.7 | 606278.1 | 552388.2 | 591726.9 | 547616.2 | 521457 | 598861.8 | 607250.1 | 788005 | 833123.9 | 847766.9 | 854099.5 | 812729.8 | 766629.9 | 630040.7 | 15194823.9 | 11 | No | On | 11On | W | 847766.9
[9 empty] | UT RES 01 | 2015-11-14 | 569966 | 493266.9 | 478720.1 | 475718.9 | 506214 | 539309.8 | 586708.9 | 681776 | 690236.1 | 758707.1 | 795342.2 | 738099.3 | 710002.5 | 661362.7 | 651818.2 | 645173.1 | 726331.5 | 822266.6 | 939661 | 938080.7 | 965308.5 | 891906.4 | 828029.2 | 682953.6 | 16776959.3 | 11 | No | Off | 11Off | W | 939661
[9 empty] | UT RES 01 | 2015-11-15 | 572919.7 | 490707.5 | 461452.9 | 448169.8 | 455109.8 | 497515.5 | 520334.2 | 646364.2 | 668630.9 | 709886.9 | 742636.1 | 677848.4 | 709886.5 | 648938.9 | 644198.3 | 685340.1 | 813925.5 | 942265.9 | 917386.7 | 935702 | 930015.3 | 869085 | 789448.9 | 578335.6 | 16356104.6 | 11 | No | Off | 11Off | W | 942265.9
[9 empty] | UT RES 01 | 2015-11-16 | 520845.1 | 431179.3 | 415077.9 | 427008.6 | 427803.3 | 465567.2 | 606410.9 | 704540.6 | 659931.6 | 649768.7 | 687685.8 | 706536.5 | 742506.1 | 730484.5 | 730597.4 | 752399.2 | 888187.7 | 1008659.7 | 1090083.2 | 1031855.8 | 1057470.2 | 984971.5 | 751323.6 | 626773.6 | 17097668 | 11 | No | On | 11On | W | 1090083.2
[9 empty] | UT RES 01 | 2015-11-17 | 549968.4 | 507674.3 | 483994.3 | 493555.2 | 509346.5 | 597399.4 | 715299.9 | 732274.8 | 740290.5 | 697831.3 | 638556.3 | 688592.5 | 678389.3 | 678894.8 | 741061.4 | 785821.7 | 863300.7 | 1027216.9 | 1069980 | 1096384.7 | 1045969.5 | 981067 | 789055.3 | 628227 | 17740151.7 | 11 | No | On | 11On | W | 1096384.7
[9 empty] | UT RES 01 | 2015-11-18 | 532713.6 | 492857.7 | 496390.6 | 483920.1 | 501852.1 | 553143 | 702585.5 | 753447.1 | 714570.7 | 666622.7 | 635013.6 | 598141.4 | 558440.9 | 555767.3 | 534398.7 | 569227.4 | 659130.3 | 882088.2 | 984005.9 | 921926 | 967251.9 | 873778 | 751084.5 | 586226 | 15974583.2 | 11 | No | On | 11On | W | 984005.9
[9 empty] | UT RES 01 | 2015-11-19 | 533570.1 | 485063.8 | 489026.2 | 493007.1 | 523948.9 | 556223.6 | 642386.2 | 693292 | 671703.8 | 625598.7 | 609228.8 | 586712.6 | 547316.4 | 554972.3 | 571764.7 | 626633.4 | 731901.1 | 904653.8 | 946628.6 | 979211.1 | 938710.1 | 887676.3 | 727566.2 | 570745.9 | 15897541.7 | 11 | No | On | 11On | W | 979211.1
[9 empty] | UT RES 01 | 2015-11-20 | 506378 | 471904.7 | 479480.5 | 459696 | 458950.8 | 513453.2 | 622789.9 | 708749.4 | 670827 | 635248.2 | 636264.3 | 586029.4 | 559450.1 | 535310.9 | 561351.5 | 660524 | 724846.2 | 864524.5 | 956446.3 | 946235.2 | 950361.4 | 921135.9 | 829637.9 | 692653.7 | 15952249 | 11 | No | On | 11On | W | 956446.3
[9 empty] | UT RES 01 | 2015-11-21 | 626836.1 | 536739.7 | 515937.7 | 551993.1 | 538301.9 | 604236.5 | 662408.6 | 728394.8 | 761825.6 | 741817.8 | 816134.4 | 831581.3 | 780745.4 | 786132.1 | 777716.6 | 789263.6 | 797129.6 | 955055.9 | 1051365.3 | 989999.5 | 945043.3 | 919094.2 | 808063.3 | 702457.3 | 18218273.6 | 11 | No | Off | 11Off | W | 1051365.3
[9 empty] | UT RES 01 | 2015-11-22 | 635473 | 574583 | 553501.3 | 523376.4 | 549385.3 | 548508.9 | 635193.5 | 725262.6 | 761143.2 | 789848.6 | 799351 | 774729.1 | 765395.7 | 744563.9 | 724208.6 | 748123.2 | 832724.8 | 954038.7 | 958130.3 | 926552.6 | 1005436 | 875727.5 | 781715.1 | 655550.9 | 17842523.2 | 11 | No | Off | 11Off | W | 958130.3
[9 empty] | UT RES 01 | 2015-11-23 | 580537.2 | 546197 | 543462.6 | 535337.9 | 531432 | 590490.4 | 718713.3 | 820618.8 | 739195.1 | 721152.7 | 670838 | 677844.1 | 650613.9 | 614666.6 | 573741.4 | 600317.5 | 765336.6 | 935588.6 | 1046192.2 | 1008783.4 | 1031194.4 | 931374.2 | 758792.1 | 580947.5 | 17173367.5 | 11 | No | On | 11On | W | 1046192.2
[9 empty] | UT RES 01 | 2015-11-24 | 507541.7 | 473104.1 | 474338.5 | 473512.9 | 500199.5 | 563202.7 | 721500.1 | 757411.2 | 696450.4 | 601644.1 | 624753 | 593565.7 | 573450.5 | 585602.7 | 573472.9 | 626031.1 | 693732.6 | 861878 | 898507.9 | 908850.2 | 930908.8 | 934535 | 765464.6 | 636779.9 | 15976438.1 | 11 | No | On | 11On | W | 908850.2
[9 empty] | UT RES 01 | 2015-11-25 | 510209.3 | 469036.3 | 463246 | 467754.7 | 482344.6 | 508290.2 | 565721.9 | 653356 | 667354.4 | 659986.9 | 683705.7 | 727781.3 | 706242.9 | 675846 | 707956.9 | 768006.3 | 841324.1 | 952185.2 | 974446.1 | 1036675.8 | 1017564.9 | 960078.4 | 895086.3 | 719649.3 | 17113849.5 | 11 | No | On | 11On | W | 1036675.8
[9 empty] | UT RES 01 | 2015-11-26 | 615585.7 | 558575.9 | 535029.7 | 519984 | 515019.1 | 541224.4 | 604109.9 | 718956.3 | 857685 | 958464.1 | 1005370.4 | 1013729.8 | 992740.3 | 959653.5 | 862439.7 | 847486.7 | 836729.5 | 877883.8 | 887247.4 | 889436 | 911151.4 | 908000 | 863527.6 | 727712.2 | 19007742.4 | 11 | Yes | Off | 11Off | W | 958464.1
[9 empty] | UT RES 01 | 2015-11-27 | 657280.7 | 625463.8 | 611080 | 605986.1 | 596669.8 | 609128.4 | 649664.7 | 697816.2 | 763935.2 | 842817.9 | 783397.9 | 783293.1 | 770860.8 | 735792.4 | 702336.2 | 755719.5 | 806279.4 | 892537.4 | 956618.2 | 999659.4 | 1020378.3 | 946924.5 | 848982.5 | 733832.6 | 18396455 | 11 | No | On | 11On | W | 999659.4
[9 empty] | UT RES 01 | 2015-11-28 | 657792.5 | 604592.6 | 563097.4 | 551242.4 | 535338.5 | 544194 | 589695.9 | 687496.7 | 723963 | 847340.2 | 805707.5 | 801803.7 | 899736.2 | 813917.7 | 853791.2 | 863255.9 | 958534.1 | 1028854.8 | 1138577.5 | 1116283.2 | 1041543.6 | 1025587.9 | 918669 | 740469.7 | 19311485.2 | 11 | No | Off | 11Off | W | 1138577.5
[9 empty] | UT RES 01 | 2015-11-29 | 644881.5 | 599009.5 | 573989.7 | 568449.6 | 575979.7 | 584591.8 | 625074.1 | 717577.9 | 783735.8 | 835182.1 | 948433.6 | 980089.1 | 897945.9 | 797470.5 | 853303.4 | 962072.5 | 1011521 | 1181345 | 1176718 | 1169452.5 | 1188495.4 | 1139265.6 | 956866.2 | 769077.6 | 20540528 | 11 | No | Off | 11Off | W | 1181345
[9 empty] | UT RES 01 | 2015-11-30 | 630482.3 | 593004.2 | 579074.9 | 578258.3 | 599077.9 | 669806.4 | 758287.3 | 882871.8 | 834972.1 | 772030.6 | 725218 | 786299.8 | 742670.3 | 709206.9 | 689082.8 | 719426.9 | 825637 | 1065131.5 | 1173732.7 | 1193247.9 | 1154035.1 | 1105708.8 | 984224.3 | 754172.7 | 19525660.5 | 11 | No | On | 11On | W | 1193247.9
[9 empty] | UT RES 01 | 2015-12-01 | 621939.5 | 601737.1 | 578385 | 578079.5 | 596191.8 | 667370.3 | 754295.4 | 850578.7 | 782909 | 645656.3 | 661690.2 | 650568 | 640931 | 597711.3 | 598689.8 | 638130.9 | 724214.2 | 1022061.6 | 1117387 | 1160377.4 | 1240015.5 | 1094358.5 | 910815.7 | 780559 | 18514652.7 | 12 | No | On | 12On | W | 1160377.4
[9 empty] | UT RES 01 | 2015-12-02 | 666761.4 | 599679.2 | 566481.9 | 573115.2 | 580144.3 | 669434.3 | 781149 | 850258.5 | 790083.4 | 713390.4 | 696044.5 | 683044.6 | 658470.3 | 674477 | 658733.5 | 689061.2 | 761339.9 | 976056.7 | 1077835.3 | 1120918.1 | 1075280.9 | 1033135.6 | 902630.4 | 733085.4 | 18530611 | 12 | No | On | 12On | W | 1120918.1
[9 empty] | UT RES 01 | 2015-12-03 | 627019.6 | 589942.9 | 547135.2 | 567872.7 | 576983.3 | 642485.9 | 770993.6 | 815332.1 | 708887 | 633684 | 647821.7 | 663729.6 | 633618.6 | 594099.8 | 599489.5 | 685099.8 | 760681.7 | 1006197.9 | 1063483 | 1106662.4 | 1081578.4 | 1044863.2 | 821708.9 | 685829.3 | 17875200.1 | 12 | No | On | 12On | W | 1106662.4
[9 empty] | UT RES 01 | 2015-12-04 | 588837.1 | 529635 | 512918.7 | 519432.7 | 528912.6 | 590597.3 | 701507.6 | 756991.2 | 718753.4 | 713358.4 | 665563.3 | 716565.6 | 691333.2 | 678461.1 | 688369.8 | 717333.6 | 799132.9 | 989376 | 1057074.1 | 1101452.5 | 1094317 | 1047143.9 | 875169.9 | 741668.7 | 18023905.6 | 12 | No | On | 12On | W | 1101452.5
[9 empty] | UT RES 01 | 2015-12-05 | 618366.6 | 569668.2 | 533601.3 | 530424.3 | 526631.5 | 552206.5 | 639608.8 | 710197.4 | 796786.7 | 856375.8 | 839849.8 | 769332 | 745458.8 | 801941.1 | 737005.4 | 791169.9 | 870553.8 | 1102928.7 | 1083657.3 | 1060246.9 | 1030009.2 | 1063067 | 942426.5 | 769823.5 | 18941337 | 12 | No | Off | 12Off | W | 1102928.7
[9 empty] | UT RES 01 | 2015-12-06 | 667004.9 | 604602.7 | 578421.4 | 563918.7 | 537409.7 | 565153.6 | 628034.1 | 682494.4 | 784179.1 | 850822.1 | 880342.5 | 809409.3 | 848085.3 | 759570.4 | 761407 | 859461.8 | 1042754.6 | 1168105.1 | 1211067.5 | 1165101.5 | 1169776.7 | 1003698.1 | 852493 | 690555.1 | 19683868.6 | 12 | No | Off | 12Off | W | 1211067.5
[9 empty] | UT RES 01 | 2015-12-07 | 594687.5 | 537550.8 | 505580.4 | 506229.2 | 529277.6 | 603278.2 | 706538.6 | 832950.4 | 742586.7 | 704272.2 | 677665.5 | 639911.7 | 578628.7 | 652308 | 686209 | 694793.2 | 851888.9 | 1060027.2 | 1162863.9 | 1131409 | 1085237.4 | 1016614.8 | 850930.1 | 651297.4 | 18002736.4 | 12 | No | On | 12On | W | 1162863.9
[9 empty] | UT RES 01 | 2015-12-08 | 574260.6 | 513215 | 464776.6 | 462613.2 | 481511.9 | 549328.2 | 671796.8 | 707688 | 681075.6 | 622043.1 | 585970 | 598549.6 | 610934.1 | 586345.8 | 554565.9 | 561700.2 | 685782.5 | 903937.6 | 1033930.6 | 1108828.6 | 1002324.2 | 974189.8 | 812235.1 | 637723.5 | 16385326.5 | 12 | No | On | 12On | W | 1108828.6
[9 empty] | UT RES 01 | 2015-12-09 | 555384.6 | 496367.8 | 468779.4 | 473014.1 | 491459.6 | 533351.7 | 680014.5 | 699293.8 | 648778.1 | 695917.8 | 677366.1 | 617048.8 | 592713 | 603236.2 | 641711 | 673968.7 | 788280 | 942271.5 | 1027147.6 | 987020 | 1008474 | 978026.6 | 834977.9 | 643038.2 | 16757641 | 12 | No | On | 12On | W | 1027147.6
[9 empty] | UT RES 01 | 2015-12-10 | 523390.3 | 485271.7 | 478885.9 | 492037.7 | 485122.5 | 548713.3 | 675285 | 733750 | 713829.3 | 625238.9 | 634358 | 645665 | 608234.6 | 612917.2 | 608149.7 | 687841.5 | 789981 | 1004135.5 | 1093000.4 | 1097443.8 | 1053174.6 | 992638.9 | 804062.1 | 658961.5 | 17052088.4 | 12 | No | On | 12On | W | 1097443.8
[9 empty] | UT RES 01 | 2015-12-11 | 549337.3 | 484216.9 | 481468.2 | 478105.7 | 472684.1 | 544299.9 | 687181.2 | 733121.4 | 709328.4 | 688180 | 646000.6 | 670870.7 | 625162.7 | 638262.7 | 601411.4 | 636646.4 | 796574.2 | 901441.4 | 964514.8 | 1009142.9 | 1018522.3 | 1037114.3 | 917783.8 | 816157.5 | 17107528.8 | 12 | No | On | 12On | W | 1009142.9
[9 empty] | UT RES 01 | 2015-12-12 | 698485.1 | 604485.7 | 534041.5 | 539650.8 | 533480.8 | 567008.3 | 586842.3 | 676068 | 758496.9 | 796264.5 | 874347.4 | 918623.7 | 863618.3 | 767235.4 | 776146.8 | 763389.3 | 848466 | 1016512.5 | 1106712 | 1136212.7 | 1120393.1 | 1042851.1 | 964287.9 | 746619.5 | 19240239.6 | 12 | No | Off | 12Off | W | 1136212.7
[9 empty] | UT RES 01 | 2015-12-13 | 608549.7 | 564206.3 | 550483.2 | 542846.9 | 541122.6 | 564876.9 | 621843.8 | 721621.8 | 775451.9 | 822964.2 | 856132.7 | 791375.7 | 825293.7 | 777642.1 | 820397.8 | 856714 | 989104.2 | 1204760 | 1190824.7 | 1235283.4 | 1219112.9 | 1111935.6 | 889330 | 738317.4 | 19820191.5 | 12 | No | Off | 12Off | W | 1235283.4
[9 empty] | UT RES 01 | 2015-12-14 | 609881.5 | 576068.1 | 562191.7 | 551055.2 | 552751.9 | 614243.4 | 752519.9 | 826259.6 | 814930.4 | 793917 | 792448.5 | 758964.5 | 788211 | 783366.1 | 808217.7 | 773080.7 | 920649.4 | 1169601.3 | 1281230.1 | 1244938.8 | 1214843.5 | 1065807 | 902663.4 | 712810.1 | 19870650.8 | 12 | No | On | 12On | W | 1281230.1
[9 empty] | UT RES 01 | 2015-12-15 | 594603.7 | 562252.8 | 548773.1 | 552376.8 | 574738.7 | 635328.4 | 768974.8 | 783293.9 | 756891.4 | 782110.2 | 763299.5 | 721176.7 | 700117 | 707100.9 | 779795 | 816540.3 | 899219.1 | 1127822.4 | 1244382 | 1299490.9 | 1354182.4 | 1242266.3 | 952925.8 | 754381.4 | 19922043.5 | 12 | No | On | 12On | W | 1299490.9
[9 empty] | UT RES 01 | 2015-12-16 | 628304 | 590574.4 | 590053.8 | 582667.9 | 587728.2 | 666065.5 | 809546.1 | 895291.7 | 796508.8 | 776625.5 | 740501 | 775299.9 | 715387.4 | 653313.7 | 712989.3 | 799756.2 | 909355 | 1167085.5 | 1296577.5 | 1286909.8 | 1337968.6 | 1224714.9 | 1007185.1 | 780054 | 20330463.8 | 12 | No | On | 12On | W | 1296577.5
[9 empty] | UT RES 01 | 2015-12-17 | 705351.5 | 631269.2 | 618861.9 | 608002.8 | 623431.6 | 694328.6 | 816121.1 | 901580.2 | 835456.6 | 793944.2 | 761459.4 | 726098.8 | 680810.6 | 736567.2 | 691478.8 | 771110.6 | 918791 | 1129321.7 | 1206298 | 1255690.6 | 1199128 | 1183598 | 962139 | 701914.7 | 20152754.1 | 12 | No | On | 12On | W | 1255690.6
[9 empty] | UT RES 01 | 2015-12-18 | 616275.4 | 603689.5 | 585016.9 | 556339.9 | 586169.6 | 630075.2 | 750401.8 | 859035.6 | 796681.2 | 769291.7 | 782617.4 | 712341.7 | 698505.4 | 727821.7 | 718037.4 | 743185.7 | 820665 | 1000955.9 | 1118952.7 | 1100137.1 | 1066293.4 | 1044302.8 | 940125.1 | 759313.8 | 18986231.9 | 12 | No | On | 12On | W | 1118952.7
[9 empty] | UT RES 01 | 2015-12-19 | 672608.9 | 646661.7 | 618899 | 611847.7 | 609150.1 | 620315.2 | 663136.1 | 755853.1 | 868132.7 | 885350.4 | 865138.9 | 861264.2 | 889103.2 | 865337.6 | 848339.7 | 858393.5 | 869185.9 | 1086123.8 | 1142356.6 | 1148683 | 1087782 | 1095590.7 | 974218.6 | 772691 | 20316163.6 | 12 | No | Off | 12Off | W | 1148683
[9 empty] | UT RES 01 | 2015-12-20 | 673491.3 | 590413.8 | 550896.7 | 547616 | 534959 | 567702 | 638733 | 718816.6 | 807661.1 | 849945.4 | 907843.7 | 878565.1 | 908319.1 | 903272.6 | 893981.8 | 1003996.9 | 1123346 | 1252351.6 | 1316627.1 | 1201034.2 | 1159167.3 | 1092944.2 | 934887.5 | 747474 | 20804046 | 12 | No | Off | 12Off | W | 1316627.1
[9 empty] | UT RES 01 | 2015-12-21 | 637952.1 | 580314.9 | 575099.7 | 553873.5 | 587137.4 | 641144.5 | 697015.9 | 811896 | 845797.6 | 827500.2 | 815238.1 | 909661.2 | 909905.7 | 833156.9 | 897973.6 | 916323.6 | 1000951.4 | 1182268.7 | 1260863.3 | 1294251.1 | 1248146.1 | 1196869.8 | 942848.7 | 729743.6 | 20895933.6 | 12 | No | On | 12On | W | 1294251.1
[9 empty] | UT RES 01 | 2015-12-22 | 640867.7 | 594479.7 | 552475.2 | 553811 | 555810.8 | 607476.9 | 679722.5 | 782908.8 | 806010.4 | 846252.5 | 916933.9 | 929555.8 | 922292.8 | 863048.3 | 907587 | 879021.1 | 952339.1 | 1191187.4 | 1248158.7 | 1193383 | 1211058.1 | 1154949.7 | 1090137.6 | 812814.1 | 20892282.1 | 12 | No | On | 12On | W | 1248158.7
[9 empty] | UT RES 01 | 2015-12-23 | 671616.6 | 604480 | 577103.8 | 555215.7 | 583250.2 | 628877.1 | 712652.5 | 815680.6 | 874463.3 | 877741.2 | 821525.6 | 809659 | 831764.4 | 834318 | 868312.9 | 849450.9 | 933256.4 | 1054360.3 | 1158354.5 | 1185080.3 | 1190818.3 | 1118522.6 | 1032184.9 | 854296.3 | 20442985.4 | 12 | No | On | 12On | W | 1185080.3
[9 empty] | UT RES 01 | 2015-12-24 | 754784.7 | 672921.4 | 640032.4 | 616071.3 | 661436.2 | 678478.6 | 734426.9 | 808959.8 | 836319 | 957633.7 | 958004.3 | 1032397.4 | 974278.9 | 957851.4 | 1015235.3 | 1039765.9 | 1102472.7 | 1228424.6 | 1226692.4 | 1189295.8 | 1195679.9 | 1138228.1 | 1125648.8 | 953816.9 | 22498856.4 | 12 | No | On | 12On | W | 1228424.6
[9 empty] | UT RES 01 | 2015-12-25 | 788240.3 | 691358.6 | 629649.4 | 615199.3 | 633580.6 | 633161.1 | 705506.8 | 775743.1 | 955088.8 | 1034731 | 1064901.3 | 1020984.2 | 1046214.6 | 1009481.6 | 1035800.9 | 965097.1 | 1035729.3 | 1213800.7 | 1240361.4 | 1243145.2 | 1298478.3 | 1217225.6 | 1128866.9 | 916094.1 | 22898440.2 | 12 | Yes | Off | 12Off | W | 1243145.2
[9 empty] | UT RES 01 | 2015-12-26 | 750254.4 | 693092.4 | 655186.9 | 665668.6 | 671042.5 | 698981.1 | 723627.4 | 814294.3 | 881887.9 | 888176.8 | 985409 | 875201.6 | 868585.4 | 841337.2 | 823890.9 | 835470.3 | 892059.9 | 1132890.5 | 1246893.1 | 1204961.7 | 1174372.2 | 1152230 | 1007652.1 | 869616.9 | 21352783.1 | 12 | No | Off | 12Off | W | 1246893.1
[9 empty] | UT RES 01 | 2015-12-27 | 795765.1 | 733844.8 | 705645.4 | 695045.3 | 711224.2 | 709635.8 | 748531 | 836428.9 | 881196.6 | 880123.3 | 853790.6 | 866391.9 | 921037.2 | 899503.2 | 891771.4 | 911496.6 | 1023548.5 | 1206669 | 1370178.4 | 1386945.4 | 1328378.1 | 1236542.1 | 1026435.8 | 850347.2 | 22470475.8 | 12 | No | Off | 12Off | W | 1386945.4
[9 empty] | UT RES 01 | 2015-12-28 | 763721.2 | 707001 | 680306.5 | 710600 | 702759.2 | 724735 | 802287 | 888430 | 894891.8 | 911121.1 | 910847 | 925412.7 | 897794.5 | 878658.5 | 908444.2 | 942460.5 | 1025571.1 | 1203381.7 | 1354565.4 | 1312079.5 | 1367607.9 | 1238570.5 | 1067381.1 | 895924.5 | 22714551.9 | 12 | No | On | 12On | W | 1354565.4
[9 empty] | UT RES 01 | 2015-12-29 | 750823.9 | 716241.8 | 715999.1 | 684648.7 | 715099.6 | 757862.1 | 829559.3 | 888666.9 | 941415.6 | 924146.1 | 902454 | 880783.9 | 899357.6 | 846942.4 | 873260.4 | 892567.2 | 977108.5 | 1131134.6 | 1248977.2 | 1302435.5 | 1277500.9 | 1192108.2 | 1060948 | 846620 | 22256661.5 | 12 | No | On | 12On | W | 1302435.5
[9 empty] | UT RES 01 | 2015-12-30 | 746411.1 | 709940.2 | 662766.1 | 661162.2 | 675353.3 | 701982.3 | 775065.6 | 812734.3 | 855342.3 | 856063.3 | 793933 | 740064 | 757061.4 | 857334.1 | 794938.5 | 845939.3 | 936738.2 | 1147537.7 | 1225936.9 | 1244992.1 | 1246354.2 | 1211430.8 | 1007278.9 | 827207.8 | 21093567.6 | 12 | No | On | 12On | W | 1244992.1
[9 empty] | UT RES 01 | 2015-12-31 | 713184.6 | 683187.8 | 686326.6 | 668702.6 | 689287.3 | 711778.9 | 784103.6 | 818473.3 | 846996.6 | 840325.1 | 898305 | 920586.3 | 978882.9 | 936045.8 | 905343 | 965781.5 | 981176.8 | 1120460.1 | 1318849.2 | 1359079.6 | 1234223.9 | 1202378.7 | 1153969.7 | 1053526.7 | 22470975.6 | 12 | No | On | 12On | W | 1359079.6
[9 empty] | Total |  | 209723204.5 | 184804974.3 | 171256390 | 166331176.3 | 167734301.4 | 179797576.3 | 207461732.6 | 229819552.7 | 238012785.4 | 246704695.8 | 255034561.9 | 266422920.9 | 276674452.2 | 283201240.2 | 296175648.1 | 318106815.2 | 350547366.7 | 384073869 | 400365451.7 | 397129060.8 | 385344771.9 | 366952867.5 | 314417947.7 | 251074713 | 6547168076.1

## Solar
| On-Peak |  | Off-Peak |  | Total |  |  | Utah DG Production Data | RM_RECID | Date | 1 | 2 | 3 | 4 | 5 | 6 | 7 | 8 | 9 | 10 | 11 | 12 | 13 | 14 | 15 | 16 | 17 | 18 | 19 | 20 | 21 | 22 | 23 | 24 | Total | Month | Holiday | DayCode1 | DayCode2 | Season | MaxKW
Month | kW | kWh | kW | kWh | kW | kWh | Season | Scaled to a 1 kW system | UTUNITY60 | 2015-01-01 | 0 | 0 | 0 | 0 | 0 | 0 | 0 | 0 | 0.01105 | 0.05695 | 0.11645 | 0.1649 | 0.1972 | 0.22015 | 0.1972 | 0.1292 | 0.05015 | 0.0034 | 0 | 0 | 0 | 0 | 0 | 0 | 1.1466 | 1 | Yes | Off | 1Off | W | 0.1292
1 | 0.40205 | 10.0529 | 0.4301 | 52.9678 | 0.4301 | 63.0207 | W | 2015 | UTUNITY60 | 2015-01-02 | 0 | 0 | 0 | 0 | 0 | 0 | 0 | 0 | 0.017 | 0.085 | 0.1632 | 0.22015 | 0.24565 | 0.2431 | 0.20655 | 0.1445 | 0.05525 | 0.00425 | 0 | 0 | 0 | 0 | 0 | 0 | 1.3847 | 1 | No | On | 1On | W | 0.1445
2 | 0.58055 | 18.7595 | 0.5491 | 76.9836 | 0.58055 | 95.7431 | W | DC to AC Conversion Factor | UTUNITY60 | 2015-01-03 | 0 | 0 | 0 | 0 | 0 | 0 | 0 | 0 | 0.0102 | 0.0408 | 0.08245 | 0.10625 | 0.1275 | 0.14705 | 0.12325 | 0.12835 | 0.05695 | 0.00425 | 0 | 0 | 0 | 0 | 0 | 0 | 0.82705 | 1 | No | Off | 1Off | W | 0.12835
3 | 0.62645 | 30.5328 | 0.62985 | 102.3017 | 0.62985 | 132.8346 | W | 0.85 | UTUNITY60 | 2015-01-04 | 0 | 0 | 0 | 0 | 0 | 0 | 0 | 0 | 0.01275 | 0.0391 | 0.08245 | 0.1564 | 0.15555 | 0.14875 | 0.10965 | 0.0578 | 0.0153 | 0.00255 | 0 | 0 | 0 | 0 | 0 | 0 | 0.7803 | 1 | No | Off | 1Off | W | 0.0578
4 | 0.7667 | 40.6513 | 0.75905 | 103.2121 | 0.7667 | 143.8634 | W |  | UTUNITY60 | 2015-01-05 | 0 | 0 | 0 | 0 | 0 | 0 | 0 | 0 | 0.00935 | 0.0408 | 0.07565 | 0.1037 | 0.13175 | 0.13005 | 0.0969 | 0.06035 | 0.0221 | 0.0034 | 0 | 0 | 0 | 0 | 0 | 0 | 0.67405 | 1 | No | On | 1On | W | 0.06035
5 | 0.71995 | 26.7019 | 0.7565 | 108.6062 | 0.7565 | 135.3081 | S |  | UTUNITY60 | 2015-01-06 | 0 | 0 | 0 | 0 | 0 | 0 | 0 | 0.00085 | 0.0357 | 0.1428 | 0.27455 | 0.3706 | 0.42415 | 0.4352 | 0.40885 | 0.2839 | 0.1037 | 0.0068 | 0 | 0 | 0 | 0 | 0 | 0 | 2.4871 | 1 | No | On | 1On | W | 0.2839
6 | 0.72845 | 42.0843 | 0.70295 | 124.8862 | 0.72845 | 166.9706 | S |  | UTUNITY60 | 2015-01-07 | 0 | 0 | 0 | 0 | 0 | 0 | 0 | 0 | 0.03655 | 0.16915 | 0.32895 | 0.4539 | 0.5321 | 0.54825 | 0.47685 | 0.289 | 0.1122 | 0.0068 | 0 | 0 | 0 | 0 | 0 | 0 | 2.9538 | 1 | No | On | 1On | W | 0.289
7 | 0.73865 | 37.7493 | 0.7327 | 121.6656 | 0.73865 | 159.4149 | S |  | UTUNITY60 | 2015-01-08 | 0 | 0 | 0 | 0 | 0 | 0 | 0 | 0 | 0.04165 | 0.18615 | 0.35785 | 0.4896 | 0.5746 | 0.57545 | 0.50065 | 0.3009 | 0.1071 | 0.00935 | 0 | 0 | 0 | 0 | 0 | 0 | 3.1433 | 1 | No | On | 1On | W | 0.3009
8 | 0.68765 | 34.0264 | 0.67575 | 112.5936 | 0.68765 | 146.6199 | S |  | UTUNITY60 | 2015-01-09 | 0 | 0 | 0 | 0 | 0 | 0 | 0 | 0 | 0.04335 | 0.1785 | 0.32045 | 0.459 | 0.54995 | 0.57545 | 0.46665 | 0.25245 | 0.10285 | 0.01105 | 0 | 0 | 0 | 0 | 0 | 0 | 2.9597 | 1 | No | On | 1On | W | 0.25245
9 | 0.69785 | 27.7083 | 0.70125 | 103.7425 | 0.70125 | 131.4508 | S |  | UTUNITY60 | 2015-01-10 | 0 | 0 | 0 | 0 | 0 | 0 | 0 | 0 | 0.0272 | 0.10455 | 0.1819 | 0.17425 | 0.16065 | 0.1479 | 0.1275 | 0.06035 | 0.0187 | 0.00255 | 0 | 0 | 0 | 0 | 0 | 0 | 1.0055 | 1 | No | Off | 1Off | W | 0.10455
10 | 0.62135 | 25.1906 | 0.629 | 84.8878 | 0.629 | 110.0784 | W |  | UTUNITY60 | 2015-01-11 | 0 | 0 | 0 | 0 | 0 | 0 | 0 | 0 | 0.00935 | 0.04505 | 0.10115 | 0.1547 | 0.2142 | 0.1955 | 0.21675 | 0.16065 | 0.0612 | 0.0068 | 0 | 0 | 0 | 0 | 0 | 0 | 1.1653 | 1 | No | Off | 1Off | W | 0.16065
11 | 0.35105 | 9.395 | 0.35955 | 60.8957 | 0.35955 | 70.2908 | W |  | UTUNITY60 | 2015-01-12 | 0 | 0 | 0 | 0 | 0 | 0 | 0 | 0 | 0.0034 | 0.01105 | 0.0272 | 0.05355 | 0.0646 | 0.0782 | 0.0374 | 0.0187 | 0.0085 | 0.00085 | 0 | 0 | 0 | 0 | 0 | 0 | 0.30345 | 1 | No | On | 1On | W | 0.0187
12 | 0.26605 | 4.6342 | 0.27625 | 33.2528 | 0.27625 | 37.887 | W |  | UTUNITY60 | 2015-01-13 | 0 | 0 | 0 | 0 | 0 | 0 | 0 | 0 | 0.0017 | 0.01615 | 0.05185 | 0.0799 | 0.09945 | 0.1411 | 0.14705 | 0.11815 | 0.0595 | 0.0051 | 0 | 0 | 0 | 0 | 0 | 0 | 0.71995 | 1 | No | On | 1On | W | 0.11815
Total | 7.1867 | 307.4867 | 7.202 | 1085.9957 | 7.2845 | 1393.4823 |  |  | UTUNITY60 | 2015-01-14 | 0 | 0 | 0 | 0 | 0 | 0 | 0 | 0 | 0.01105 | 0.0629 | 0.1275 | 0.1513 | 0.1428 | 0.12835 | 0.10795 | 0.0697 | 0.02805 | 0.00425 | 0 | 0 | 0 | 0 | 0 | 0 | 0.83385 | 1 | No | On | 1On | W | 0.0697
[9 empty] | UTUNITY60 | 2015-01-15 | 0 | 0 | 0 | 0 | 0 | 0 | 0 | 0 | 0.03315 | 0.1462 | 0.2805 | 0.39355 | 0.4879 | 0.5117 | 0.4488 | 0.2958 | 0.11305 | 0.01275 | 0.00085 | 0 | 0 | 0 | 0 | 0 | 2.7242 | 1 | No | On | 1On | W | 0.2958
*On-peak periods with 60 minute interval: | [8 empty] | UTUNITY60 | 2015-01-16 | 0 | 0 | 0 | 0 | 0 | 0 | 0 | 0 | 0.02635 | 0.13515 | 0.18445 | 0.1513 | 0.12835 | 0.1343 | 0.12665 | 0.0884 | 0.0374 | 0.0051 | 0 | 0 | 0 | 0 | 0 | 0 | 1.0175 | 1 | No | On | 1On | W | 0.13515
October - April 8:00 a.m. to 10:00 a.m., 3:00 p.m. to 8:00 p.m. Monday-Friday, except holidays. | [8 empty] | UTUNITY60 | 2015-01-17 | 0 | 0 | 0 | 0 | 0 | 0 | 0 | 0.00085 | 0.04505 | 0.19635 | 0.35785 | 0.48535 | 0.57545 | 0.58565 | 0.5236 | 0.35615 | 0.1547 | 0.0136 | 0.00085 | 0 | 0 | 0 | 0 | 0 | 3.2954 | 1 | No | Off | 1Off | W | 0.35615
May - September 3:00 p.m. to 8:00 p.m., Monday-Friday, except holidays. | [8 empty] | UTUNITY60 | 2015-01-18 | 0 | 0 | 0 | 0 | 0 | 0 | 0 | 0 | 0.0459 | 0.1632 | 0.31875 | 0.4386 | 0.51595 | 0.46325 | 0.4182 | 0.28645 | 0.13175 | 0.01615 | 0.00085 | 0 | 0 | 0 | 0 | 0 | 2.799 | 1 | No | Off | 1Off | W | 0.28645
[9 empty] | UTUNITY60 | 2015-01-19 | 0 | 0 | 0 | 0 | 0 | 0 | 0 | 0 | 0.02465 | 0.0901 | 0.17085 | 0.2363 | 0.2669 | 0.2346 | 0.19295 | 0.12325 | 0.05695 | 0.00935 | 0.00085 | 0 | 0 | 0 | 0 | 0 | 1.4067 | 1 | No | On | 1On | W | 0.12325
[9 empty] | UTUNITY60 | 2015-01-20 | 0 | 0 | 0 | 0 | 0 | 0 | 0 | 0.00085 | 0.0561 | 0.19125 | 0.35445 | 0.476 | 0.56865 | 0.59415 | 0.51765 | 0.31195 | 0.11815 | 0.0102 | 0.00085 | 0 | 0 | 0 | 0 | 0 | 3.2003 | 1 | No | On | 1On | W | 0.31195
[9 empty] | UTUNITY60 | 2015-01-21 | 0 | 0 | 0 | 0 | 0 | 0 | 0 | 0.00085 | 0.0476 | 0.19465 | 0.38505 | 0.50405 | 0.59245 | 0.60265 | 0.5627 | 0.40205 | 0.19465 | 0.02295 | 0.00085 | 0 | 0 | 0 | 0 | 0 | 3.5105 | 1 | No | On | 1On | W | 0.40205
[9 empty] | UTUNITY60 | 2015-01-22 | 0 | 0 | 0 | 0 | 0 | 0 | 0 | 0.00085 | 0.0561 | 0.22185 | 0.4012 | 0.52955 | 0.62645 | 0.63665 | 0.5695 | 0.3944 | 0.18615 | 0.0221 | 0.00085 | 0 | 0 | 0 | 0 | 0 | 3.6456 | 1 | No | On | 1On | W | 0.3944
[9 empty] | UTUNITY60 | 2015-01-23 | 0 | 0 | 0 | 0 | 0 | 0 | 0 | 0 | 0.03485 | 0.1462 | 0.24395 | 0.31025 | 0.4182 | 0.50065 | 0.4981 | 0.36975 | 0.1615 | 0.0238 | 0.00085 | 0 | 0 | 0 | 0 | 0 | 2.7081 | 1 | No | On | 1On | W | 0.36975
[9 empty] | UTUNITY60 | 2015-01-24 | 0 | 0 | 0 | 0 | 0 | 0 | 0 | 0.00085 | 0.03315 | 0.15045 | 0.3264 | 0.43095 | 0.3689 | 0.32555 | 0.23205 | 0.1326 | 0.05355 | 0.0102 | 0.00085 | 0 | 0 | 0 | 0 | 0 | 2.0655 | 1 | No | Off | 1Off | W | 0.15045
[9 empty] | UTUNITY60 | 2015-01-25 | 0 | 0 | 0 | 0 | 0 | 0 | 0 | 0.00085 | 0.0476 | 0.1581 | 0.33065 | 0.493 | 0.59075 | 0.60435 | 0.5474 | 0.38165 | 0.17765 | 0.02635 | 0.0017 | 0 | 0 | 0 | 0 | 0 | 3.36 | 1 | No | Off | 1Off | W | 0.38165
[9 empty] | UTUNITY60 | 2015-01-26 | 0 | 0 | 0 | 0 | 0 | 0 | 0 | 0.00085 | 0.05695 | 0.22015 | 0.3893 | 0.51595 | 0.5967 | 0.60775 | 0.55505 | 0.3876 | 0.19465 | 0.02635 | 0.00085 | 0 | 0 | 0 | 0 | 0 | 3.5521 | 1 | No | On | 1On | W | 0.3876
[9 empty] | UTUNITY60 | 2015-01-27 | 0 | 0 | 0 | 0 | 0 | 0 | 0 | 0.00085 | 0.03655 | 0.1003 | 0.15045 | 0.18955 | 0.28305 | 0.3672 | 0.26775 | 0.21165 | 0.1139 | 0.0187 | 0.0017 | 0 | 0 | 0 | 0 | 0 | 1.7416 | 1 | No | On | 1On | W | 0.21165
[9 empty] | UTUNITY60 | 2015-01-28 | 0 | 0 | 0 | 0 | 0 | 0 | 0 | 0.00085 | 0.01955 | 0.06205 | 0.11815 | 0.2125 | 0.19975 | 0.18105 | 0.2176 | 0.1683 | 0.102 | 0.01275 | 0.00085 | 0 | 0 | 0 | 0 | 0 | 1.2954 | 1 | No | On | 1On | W | 0.1683
[9 empty] | UTUNITY60 | 2015-01-29 | 0 | 0 | 0 | 0 | 0 | 0 | 0 | 0.00085 | 0.04675 | 0.1717 | 0.3043 | 0.4097 | 0.4199 | 0.3468 | 0.26945 | 0.1564 | 0.068 | 0.0119 | 0.00085 | 0 | 0 | 0 | 0 | 0 | 2.2066 | 1 | No | On | 1On | W | 0.1717
[9 empty] | UTUNITY60 | 2015-01-30 | 0 | 0 | 0 | 0 | 0 | 0 | 0 | 0.00085 | 0.0238 | 0.07055 | 0.11645 | 0.1326 | 0.15215 | 0.1258 | 0.09775 | 0.0748 | 0.0357 | 0.0068 | 0.00085 | 0 | 0 | 0 | 0 | 0 | 0.8381 | 1 | No | On | 1On | W | 0.0748
[9 empty] | UTUNITY60 | 2015-01-31 | 0 | 0 | 0 | 0 | 0 | 0 | 0 | 0.00085 | 0.04675 | 0.12325 | 0.2958 | 0.4301 | 0.5559 | 0.53465 | 0.5661 | 0.4301 | 0.2397 | 0.04335 | 0.00255 | 0 | 0 | 0 | 0 | 0 | 3.2691 | 1 | No | Off | 1Off | W | 0.4301
[9 empty] | UTUNITY60 | 2015-02-01 | 0 | 0 | 0 | 0 | 0 | 0 | 0 | 0.0017 | 0.0646 | 0.2397 | 0.4216 | 0.5508 | 0.63495 | 0.59755 | 0.44625 | 0.221 | 0.0782 | 0.0153 | 0.0017 | 0 | 0 | 0 | 0 | 0 | 3.2733 | 2 | No | Off | 2Off | W | 0.2397
[9 empty] | UTUNITY60 | 2015-02-02 | 0 | 0 | 0 | 0 | 0 | 0 | 0 | 0.00085 | 0.0238 | 0.0816 | 0.2159 | 0.3094 | 0.4641 | 0.53465 | 0.30855 | 0.18785 | 0.08075 | 0.01615 | 0.0017 | 0 | 0 | 0 | 0 | 0 | 2.2253 | 2 | No | On | 2On | W | 0.18785
[9 empty] | UTUNITY60 | 2015-02-03 | 0 | 0 | 0 | 0 | 0 | 0 | 0 | 0.0017 | 0.0561 | 0.2006 | 0.3094 | 0.4097 | 0.41225 | 0.4012 | 0.24395 | 0.19465 | 0.0816 | 0.01445 | 0.0017 | 0 | 0 | 0 | 0 | 0 | 2.3273 | 2 | No | On | 2On | W | 0.2006
[9 empty] | UTUNITY60 | 2015-02-04 | 0 | 0 | 0 | 0 | 0 | 0 | 0 | 0.00085 | 0.0493 | 0.1802 | 0.33915 | 0.476 | 0.43095 | 0.40885 | 0.391 | 0.24395 | 0.1513 | 0.0323 | 0.00255 | 0 | 0 | 0 | 0 | 0 | 2.7064 | 2 | No | On | 2On | W | 0.24395
[9 empty] | UTUNITY60 | 2015-02-05 | 0 | 0 | 0 | 0 | 0 | 0 | 0 | 0.0017 | 0.07565 | 0.2193 | 0.3876 | 0.5015 | 0.4471 | 0.36295 | 0.36635 | 0.25415 | 0.14365 | 0.03145 | 0.00255 | 0 | 0 | 0 | 0 | 0 | 2.794 | 2 | No | On | 2On | W | 0.25415
[9 empty] | UTUNITY60 | 2015-02-06 | 0 | 0 | 0 | 0 | 0 | 0 | 0 | 0.0017 | 0.08415 | 0.26095 | 0.35445 | 0.4182 | 0.493 | 0.37485 | 0.29155 | 0.16745 | 0.1139 | 0.034 | 0.00255 | 0 | 0 | 0 | 0 | 0 | 2.5967 | 2 | No | On | 2On | W | 0.26095
[9 empty] | UTUNITY60 | 2015-02-07 | 0 | 0 | 0 | 0 | 0 | 0 | 0 | 0.00085 | 0.0374 | 0.13515 | 0.23715 | 0.4743 | 0.6664 | 0.7004 | 0.5287 | 0.28815 | 0.1003 | 0.0085 | 0.00085 | 0 | 0 | 0 | 0 | 0 | 3.1781 | 2 | No | Off | 2Off | W | 0.28815
[9 empty] | UTUNITY60 | 2015-02-08 | 0 | 0 | 0 | 0 | 0 | 0 | 0 | 0.0034 | 0.08755 | 0.272 | 0.4539 | 0.57715 | 0.6681 | 0.6885 | 0.63835 | 0.4896 | 0.272 | 0.06885 | 0.00425 | 0 | 0 | 0 | 0 | 0 | 4.2237 | 2 | No | Off | 2Off | W | 0.4896
[9 empty] | UTUNITY60 | 2015-02-09 | 0 | 0 | 0 | 0 | 0 | 0 | 0 | 0.00425 | 0.0527 | 0.102 | 0.10965 | 0.1241 | 0.33575 | 0.43435 | 0.2227 | 0.22865 | 0.1632 | 0.0578 | 0.0034 | 0 | 0 | 0 | 0 | 0 | 1.8386 | 2 | No | On | 2On | W | 0.22865
[9 empty] | UTUNITY60 | 2015-02-10 | 0 | 0 | 0 | 0 | 0 | 0 | 0 | 0.0051 | 0.0867 | 0.19125 | 0.3196 | 0.4131 | 0.4624 | 0.31875 | 0.21335 | 0.1581 | 0.1088 | 0.03655 | 0.00425 | 0 | 0 | 0 | 0 | 0 | 2.318 | 2 | No | On | 2On | W | 0.19125
[9 empty] | UTUNITY60 | 2015-02-11 | 0 | 0 | 0 | 0 | 0 | 0 | 0 | 0.00595 | 0.09945 | 0.29495 | 0.47515 | 0.6018 | 0.69445 | 0.7123 | 0.6409 | 0.5015 | 0.3009 | 0.0748 | 0.0051 | 0 | 0 | 0 | 0 | 0 | 4.4072 | 2 | No | On | 2On | W | 0.5015
[9 empty] | UTUNITY60 | 2015-02-12 | 0 | 0 | 0 | 0 | 0 | 0 | 0 | 0.0051 | 0.09095 | 0.2703 | 0.4471 | 0.5763 | 0.6596 | 0.6732 | 0.6273 | 0.51 | 0.29835 | 0.08075 | 0.0051 | 0 | 0 | 0 | 0 | 0 | 4.244 | 2 | No | On | 2On | W | 0.51
[9 empty] | UTUNITY60 | 2015-02-13 | 0 | 0 | 0 | 0 | 0 | 0 | 0 | 0.0068 | 0.102 | 0.2856 | 0.4624 | 0.5916 | 0.6732 | 0.62645 | 0.58905 | 0.5015 | 0.24055 | 0.04675 | 0.00255 | 0 | 0 | 0 | 0 | 0 | 4.1285 | 2 | No | On | 2On | W | 0.5015
[9 empty] | UTUNITY60 | 2015-02-14 | 0 | 0 | 0 | 0 | 0 | 0 | 0 | 0.00765 | 0.085 | 0.22525 | 0.4063 | 0.51425 | 0.5865 | 0.63495 | 0.54995 | 0.35955 | 0.16745 | 0.03995 | 0.0034 | 0 | 0 | 0 | 0 | 0 | 3.5802 | 2 | No | Off | 2Off | W | 0.35955
[9 empty] | UTUNITY60 | 2015-02-15 | 0 | 0 | 0 | 0 | 0 | 0 | 0 | 0.0068 | 0.09775 | 0.2924 | 0.47005 | 0.54655 | 0.6341 | 0.5967 | 0.6018 | 0.5491 | 0.3196 | 0.09095 | 0.0068 | 0 | 0 | 0 | 0 | 0 | 4.2126 | 2 | No | Off | 2Off | W | 0.5491
[9 empty] | UTUNITY60 | 2015-02-16 | 0 | 0 | 0 | 0 | 0 | 0 | 0 | 0.0068 | 0.1003 | 0.3009 | 0.4369 | 0.5542 | 0.52615 | 0.4845 | 0.50065 | 0.4335 | 0.26605 | 0.08755 | 0.0051 | 0 | 0 | 0 | 0 | 0 | 3.7026 | 2 | Yes | Off | 2Off | W | 0.4335
[9 empty] | UTUNITY60 | 2015-02-17 | 0 | 0 | 0 | 0 | 0 | 0 | 0 | 0.00935 | 0.11645 | 0.3264 | 0.51 | 0.6307 | 0.72335 | 0.74545 | 0.69105 | 0.5627 | 0.33745 | 0.1037 | 0.0068 | 0 | 0 | 0 | 0 | 0 | 4.7634 | 2 | No | On | 2On | W | 0.5627
[9 empty] | UTUNITY60 | 2015-02-18 | 0 | 0 | 0 | 0 | 0 | 0 | 0 | 0.00935 | 0.11645 | 0.32555 | 0.49895 | 0.6239 | 0.714 | 0.73355 | 0.68255 | 0.55505 | 0.3349 | 0.1054 | 0.00765 | 0 | 0 | 0 | 0 | 0 | 4.7073 | 2 | No | On | 2On | W | 0.55505
[9 empty] | UTUNITY60 | 2015-02-19 | 0 | 0 | 0 | 0 | 0 | 0 | 0 | 0.0102 | 0.11475 | 0.31365 | 0.4879 | 0.6001 | 0.6783 | 0.7021 | 0.65365 | 0.527 | 0.30515 | 0.0799 | 0.00765 | 0 | 0 | 0 | 0 | 0 | 4.4804 | 2 | No | On | 2On | W | 0.527
[9 empty] | UTUNITY60 | 2015-02-20 | 0 | 0 | 0 | 0 | 0 | 0 | 0 | 0.0034 | 0.04505 | 0.20655 | 0.33405 | 0.46155 | 0.5423 | 0.52615 | 0.52275 | 0.38675 | 0.21505 | 0.05015 | 0.00425 | 0 | 0 | 0 | 0 | 0 | 3.298 | 2 | No | On | 2On | W | 0.38675
[9 empty] | UTUNITY60 | 2015-02-21 | 0 | 0 | 0 | 0 | 0 | 0 | 0 | 0.0068 | 0.05185 | 0.17595 | 0.29835 | 0.3757 | 0.44115 | 0.41055 | 0.39355 | 0.37485 | 0.2142 | 0.0799 | 0.0051 | 0 | 0 | 0 | 0 | 0 | 2.8279 | 2 | No | Off | 2Off | W | 0.37485
[9 empty] | UTUNITY60 | 2015-02-22 | 0 | 0 | 0 | 0 | 0 | 0 | 0 | 0.00765 | 0.10115 | 0.2771 | 0.42245 | 0.5372 | 0.6596 | 0.7157 | 0.6681 | 0.48875 | 0.2873 | 0.1037 | 0.00765 | 0 | 0 | 0 | 0 | 0 | 4.2763 | 2 | No | Off | 2Off | W | 0.48875
[9 empty] | UTUNITY60 | 2015-02-23 | 0 | 0 | 0 | 0 | 0 | 0 | 0 | 0.01105 | 0.1241 | 0.3366 | 0.51 | 0.629 | 0.7157 | 0.74545 | 0.6885 | 0.5627 | 0.3451 | 0.1173 | 0.0085 | 0 | 0 | 0 | 0 | 0 | 4.794 | 2 | No | On | 2On | W | 0.5627
[9 empty] | UTUNITY60 | 2015-02-24 | 0 | 0 | 0 | 0 | 0 | 0 | 0 | 0.01615 | 0.13685 | 0.34935 | 0.5168 | 0.64005 | 0.73525 | 0.76075 | 0.71145 | 0.58055 | 0.3587 | 0.12665 | 0.01105 | 0 | 0 | 0 | 0 | 0 | 4.9436 | 2 | No | On | 2On | W | 0.58055
[9 empty] | UTUNITY60 | 2015-02-25 | 0 | 0 | 0 | 0 | 0 | 0 | 0 | 0.0153 | 0.1173 | 0.3145 | 0.4879 | 0.61115 | 0.63665 | 0.6528 | 0.63325 | 0.51595 | 0.32895 | 0.1105 | 0.0102 | 0 | 0 | 0 | 0 | 0 | 4.4345 | 2 | No | On | 2On | W | 0.51595
[9 empty] | UTUNITY60 | 2015-02-26 | 0 | 0 | 0 | 0 | 0 | 0 | 0 | 0.0068 | 0.0408 | 0.0765 | 0.11645 | 0.16065 | 0.1853 | 0.1921 | 0.2057 | 0.16235 | 0.085 | 0.03655 | 0.0034 | 0 | 0 | 0 | 0 | 0 | 1.2716 | 2 | No | On | 2On | W | 0.16235
[9 empty] | UTUNITY60 | 2015-02-27 | 0 | 0 | 0 | 0 | 0 | 0 | 0 | 0.00425 | 0.03315 | 0.11815 | 0.2176 | 0.27795 | 0.3791 | 0.3587 | 0.39185 | 0.2958 | 0.2669 | 0.1258 | 0.01105 | 0 | 0 | 0 | 0 | 0 | 2.4803 | 2 | No | On | 2On | W | 0.2958
[9 empty] | UTUNITY60 | 2015-02-28 | 0 | 0 | 0 | 0 | 0 | 0 | 0 | 0.01785 | 0.08585 | 0.1921 | 0.24905 | 0.25415 | 0.2618 | 0.24225 | 0.19295 | 0.12665 | 0.06035 | 0.02295 | 0.0034 | 0 | 0 | 0 | 0 | 0 | 1.7093 | 2 | No | Off | 2Off | W | 0.1921
[9 empty] | UTUNITY60 | 2015-03-01 | 0 | 0 | 0 | 0 | 0 | 0 | 0 | 0.0119 | 0.0901 | 0.2125 | 0.3417 | 0.3893 | 0.36465 | 0.40375 | 0.45305 | 0.36125 | 0.1615 | 0.0476 | 0.00425 | 0 | 0 | 0 | 0 | 0 | 2.8416 | 3 | No | Off | 3Off | W | 0.36125
[9 empty] | UTUNITY60 | 2015-03-02 | 0 | 0 | 0 | 0 | 0 | 0 | 0 | 0.00765 | 0.02635 | 0.0816 | 0.0901 | 0.1802 | 0.18955 | 0.136 | 0.08755 | 0.0969 | 0.0408 | 0.0136 | 0.00085 | 0 | 0 | 0 | 0.00085 | 0 | 0.952 | 3 | No | On | 3On | W | 0.0969
[9 empty] | UTUNITY60 | 2015-03-03 | 0 | 0 | 0 | 0 | 0 | 0 | 0 | 0.00255 | 0.0102 | 0.00765 | 0.02465 | 0.0493 | 0.13005 | 0.1428 | 0.1564 | 0.1258 | 0.08585 | 0.0391 | 0.00425 | 0 | 0 | 0 | 0 | 0 | 0.7786 | 3 | No | On | 3On | W | 0.1258
[9 empty] | UTUNITY60 | 2015-03-04 | 0 | 0 | 0 | 0 | 0 | 0 | 0 | 0.01105 | 0.07055 | 0.17935 | 0.29835 | 0.3519 | 0.391 | 0.41735 | 0.42245 | 0.4046 | 0.2907 | 0.12325 | 0.0153 | 0.00085 | 0 | 0 | 0 | 0 | 2.9767 | 3 | No | On | 3On | W | 0.4046
[9 empty] | UTUNITY60 | 2015-03-05 | 0 | 0 | 0 | 0 | 0 | 0 | 0 | 0.0238 | 0.11815 | 0.2567 | 0.3893 | 0.49385 | 0.56865 | 0.58055 | 0.5559 | 0.47345 | 0.3128 | 0.13515 | 0.017 | 0.00085 | 0 | 0 | 0 | 0 | 3.9261 | 3 | No | On | 3On | W | 0.47345
[9 empty] | UTUNITY60 | 2015-03-06 | 0 | 0 | 0 | 0 | 0 | 0 | 0 | 0.0272 | 0.14705 | 0.3264 | 0.47515 | 0.57715 | 0.6392 | 0.6613 | 0.6358 | 0.55165 | 0.37145 | 0.15385 | 0.01785 | 0.00085 | 0 | 0 | 0 | 0 | 4.5849 | 3 | No | On | 3On | W | 0.55165
[9 empty] | UTUNITY60 | 2015-03-07 | 0 | 0 | 0 | 0 | 0 | 0 | 0 | 0.03145 | 0.16745 | 0.374 | 0.53465 | 0.6494 | 0.73525 | 0.7497 | 0.7004 | 0.58055 | 0.374 | 0.1513 | 0.01785 | 0.00085 | 0 | 0 | 0 | 0 | 5.0668 | 3 | No | Off | 3Off | W | 0.58055
[9 empty] | UTUNITY60 | 2015-03-08 | 0 | 0 | 0 | 0 | 0 | 0 | 0 | 0.03655 | 0.18105 | 0.39355 | 0.55845 | 0.67235 | 0.75565 | 0.77435 | 0.7259 | 0.60605 | 0.39185 | 0.1615 | 0.01955 | 0.00085 | 0 | 0 | 0 | 0 | 5.2776 | 3 | No | Off | 3Off | W | 0.60605
[9 empty] | UTUNITY60 | 2015-03-09 | 0 | 0 | 0 | 0 | 0 | 0 | 0.00085 | 0.03825 | 0.1887 | 0.40545 | 0.57375 | 0.6868 | 0.765 | 0.77945 | 0.7361 | 0.61455 | 0.39355 | 0.15725 | 0.0204 | 0.00085 | 0 | 0 | 0 | 0 | 5.361 | 3 | No | On | 3On | W | 0.61455
[9 empty] | UTUNITY60 | 2015-03-10 | 0 | 0 | 0 | 0 | 0 | 0 | 0.00085 | 0.03995 | 0.19465 | 0.4097 | 0.578 | 0.69105 | 0.76755 | 0.77775 | 0.7293 | 0.6069 | 0.3893 | 0.1632 | 0.01785 | 0.00085 | 0 | 0 | 0 | 0 | 5.3669 | 3 | No | On | 3On | W | 0.6069
[9 empty] | UTUNITY60 | 2015-03-11 | 0 | 0 | 0 | 0 | 0 | 0 | 0 | 0.0204 | 0.0697 | 0.1173 | 0.1989 | 0.2261 | 0.30175 | 0.3757 | 0.28815 | 0.22185 | 0.11985 | 0.03825 | 0.0034 | 0 | 0 | 0 | 0 | 0 | 1.9813 | 3 | No | On | 3On | W | 0.22185
[9 empty] | UTUNITY60 | 2015-03-12 | 0 | 0 | 0 | 0 | 0 | 0 | 0 | 0.01785 | 0.068 | 0.1343 | 0.21675 | 0.35955 | 0.4148 | 0.45815 | 0.37825 | 0.32385 | 0.29495 | 0.1343 | 0.0187 | 0.00085 | 0 | 0 | 0 | 0 | 2.8203 | 3 | No | On | 3On | W | 0.32385
[9 empty] | UTUNITY60 | 2015-03-13 | 0 | 0 | 0 | 0 | 0 | 0 | 0.00085 | 0.0476 | 0.2125 | 0.42755 | 0.59245 | 0.6987 | 0.76755 | 0.77605 | 0.71995 | 0.5984 | 0.3791 | 0.15895 | 0.02125 | 0.00085 | 0 | 0 | 0 | 0 | 5.4017 | 3 | No | On | 3On | W | 0.5984
[9 empty] | UTUNITY60 | 2015-03-14 | 0 | 0 | 0 | 0 | 0 | 0 | 0.0017 | 0.06375 | 0.2159 | 0.4199 | 0.5151 | 0.58735 | 0.6664 | 0.64685 | 0.59075 | 0.47855 | 0.3009 | 0.13515 | 0.02295 | 0.00085 | 0 | 0 | 0 | 0 | 4.6461 | 3 | No | Off | 3Off | W | 0.47855
[9 empty] | UTUNITY60 | 2015-03-15 | 0 | 0 | 0 | 0 | 0 | 0 | 0.00085 | 0.0476 | 0.21335 | 0.4012 | 0.51595 | 0.52615 | 0.51425 | 0.4726 | 0.39015 | 0.27795 | 0.1751 | 0.0731 | 0.01105 | 0.00085 | 0 | 0 | 0 | 0 | 3.6201 | 3 | No | Off | 3Off | W | 0.4012
[9 empty] | UTUNITY60 | 2015-03-16 | 0 | 0 | 0 | 0 | 0 | 0 | 0.0017 | 0.0459 | 0.17425 | 0.38505 | 0.52785 | 0.59755 | 0.68935 | 0.73525 | 0.6613 | 0.4505 | 0.31875 | 0.09265 | 0.0119 | 0.00085 | 0 | 0 | 0 | 0 | 4.6928 | 3 | No | On | 3On | W | 0.4505
[9 empty] | UTUNITY60 | 2015-03-17 | 0 | 0 | 0 | 0 | 0 | 0 | 0.0017 | 0.06035 | 0.1938 | 0.3842 | 0.53635 | 0.6273 | 0.65365 | 0.52445 | 0.5287 | 0.40545 | 0.23205 | 0.0799 | 0.0119 | 0.00085 | 0 | 0 | 0 | 0 | 4.2406 | 3 | No | On | 3On | W | 0.40545
[9 empty] | UTUNITY60 | 2015-03-18 | 0 | 0 | 0 | 0 | 0 | 0 | 0.0017 | 0.04335 | 0.18275 | 0.3536 | 0.52785 | 0.6409 | 0.70805 | 0.69275 | 0.5729 | 0.47515 | 0.32215 | 0.11985 | 0.017 | 0.00085 | 0 | 0 | 0 | 0 | 4.6588 | 3 | No | On | 3On | W | 0.47515
[9 empty] | UTUNITY60 | 2015-03-19 | 0 | 0 | 0 | 0 | 0 | 0 | 0.00255 | 0.0646 | 0.23205 | 0.4437 | 0.6069 | 0.72165 | 0.7905 | 0.79985 | 0.7514 | 0.62645 | 0.4114 | 0.17765 | 0.0289 | 0.00085 | 0 | 0 | 0 | 0 | 5.6585 | 3 | No | On | 3On | W | 0.62645
[9 empty] | UTUNITY60 | 2015-03-20 | 0 | 0 | 0 | 0 | 0 | 0 | 0.00255 | 0.0646 | 0.23545 | 0.44625 | 0.60945 | 0.71655 | 0.77435 | 0.77945 | 0.72505 | 0.6001 | 0.40035 | 0.17255 | 0.02635 | 0.00085 | 0 | 0 | 0 | 0 | 5.5539 | 3 | No | On | 3On | W | 0.6001
[9 empty] | UTUNITY60 | 2015-03-21 | 0 | 0 | 0 | 0 | 0 | 0 | 0.00595 | 0.06715 | 0.23375 | 0.43095 | 0.5916 | 0.663 | 0.66045 | 0.73525 | 0.56865 | 0.5185 | 0.30515 | 0.1292 | 0.0255 | 0.0017 | 0 | 0 | 0 | 0 | 4.9368 | 3 | No | Off | 3Off | W | 0.5185
[9 empty] | UTUNITY60 | 2015-03-22 | 0 | 0 | 0 | 0 | 0 | 0 | 0.00425 | 0.07055 | 0.22865 | 0.4114 | 0.56015 | 0.59415 | 0.53805 | 0.45305 | 0.3961 | 0.30005 | 0.1785 | 0.08415 | 0.01445 | 0.00085 | 0 | 0 | 0 | 0 | 3.8344 | 3 | No | Off | 3Off | W | 0.4114
[9 empty] | UTUNITY60 | 2015-03-23 | 0 | 0 | 0 | 0 | 0 | 0 | 0.00085 | 0.01955 | 0.05695 | 0.1649 | 0.27115 | 0.34255 | 0.45135 | 0.5491 | 0.36635 | 0.3638 | 0.18275 | 0.06545 | 0.0085 | 0.00085 | 0 | 0 | 0 | 0 | 2.8441 | 3 | No | On | 3On | W | 0.3638
[9 empty] | UTUNITY60 | 2015-03-24 | 0 | 0 | 0 | 0 | 0 | 0 | 0.00765 | 0.068 | 0.1632 | 0.30345 | 0.36295 | 0.3451 | 0.39355 | 0.37315 | 0.3502 | 0.24225 | 0.13005 | 0.0442 | 0.0068 | 0 | 0 | 0 | 0 | 0 | 2.7906 | 3 | No | On | 3On | W | 0.30345
[9 empty] | UTUNITY60 | 2015-03-25 | 0 | 0 | 0 | 0 | 0 | 0 | 0.00425 | 0.0799 | 0.24055 | 0.4471 | 0.63665 | 0.75225 | 0.73695 | 0.69275 | 0.6307 | 0.612 | 0.4148 | 0.18445 | 0.02805 | 0.0017 | 0 | 0 | 0 | 0 | 5.4621 | 3 | No | On | 3On | W | 0.612
[9 empty] | UTUNITY60 | 2015-03-26 | 0 | 0 | 0 | 0 | 0 | 0 | 0.0068 | 0.08585 | 0.2482 | 0.4726 | 0.64005 | 0.7446 | 0.80155 | 0.80325 | 0.75225 | 0.60605 | 0.4233 | 0.1785 | 0.034 | 0.0017 | 0 | 0 | 0 | 0 | 5.7987 | 3 | No | On | 3On | W | 0.60605
[9 empty] | UTUNITY60 | 2015-03-27 | 0 | 0 | 0 | 0 | 0 | 0 | 0.0051 | 0.0833 | 0.25245 | 0.45985 | 0.6239 | 0.7276 | 0.77605 | 0.77775 | 0.7259 | 0.60775 | 0.4165 | 0.18105 | 0.0374 | 0.0017 | 0 | 0 | 0 | 0 | 5.6763 | 3 | No | On | 3On | W | 0.60775
[9 empty] | UTUNITY60 | 2015-03-28 | 0 | 0 | 0 | 0 | 0 | 0 | 0.00765 | 0.09095 | 0.24735 | 0.44965 | 0.5933 | 0.7106 | 0.73015 | 0.68085 | 0.5321 | 0.51935 | 0.3706 | 0.16235 | 0.034 | 0.0017 | 0 | 0 | 0 | 0 | 5.1306 | 3 | No | Off | 3Off | W | 0.51935
[9 empty] | UTUNITY60 | 2015-03-29 | 0 | 0 | 0 | 0 | 0 | 0 | 0.0068 | 0.09095 | 0.26945 | 0.4845 | 0.64855 | 0.74715 | 0.79815 | 0.79985 | 0.74715 | 0.62985 | 0.4352 | 0.1921 | 0.0425 | 0.0017 | 0 | 0 | 0 | 0 | 5.8939 | 3 | No | Off | 3Off | W | 0.62985
[9 empty] | UTUNITY60 | 2015-03-30 | 0 | 0 | 0 | 0 | 0 | 0 | 0.0068 | 0.0918 | 0.26775 | 0.47345 | 0.6341 | 0.7361 | 0.7837 | 0.7905 | 0.7344 | 0.6154 | 0.41905 | 0.18615 | 0.0408 | 0.0017 | 0 | 0 | 0 | 0 | 5.7817 | 3 | No | On | 3On | W | 0.6154
[9 empty] | UTUNITY60 | 2015-03-31 | 0 | 0 | 0 | 0 | 0 | 0 | 0.0085 | 0.10965 | 0.2805 | 0.45305 | 0.55165 | 0.50915 | 0.51 | 0.5712 | 0.49725 | 0.37825 | 0.2635 | 0.1275 | 0.01785 | 0.00085 | 0 | 0 | 0 | 0 | 4.2789 | 3 | No | On | 3On | W | 0.45305
[9 empty] | UTUNITY60 | 2015-04-01 | 0 | 0 | 0 | 0 | 0 | 0 | 0.0102 | 0.0918 | 0.26435 | 0.43265 | 0.58565 | 0.7344 | 0.82025 | 0.8126 | 0.75055 | 0.61285 | 0.4097 | 0.1836 | 0.04165 | 0.0017 | 0 | 0 | 0 | 0 | 5.7519 | 4 | No | On | 4On | W | 0.61285
[9 empty] | UTUNITY60 | 2015-04-02 | 0 | 0 | 0 | 0 | 0 | 0 | 0.00255 | 0.03995 | 0.1139 | 0.21845 | 0.37825 | 0.4624 | 0.6137 | 0.6375 | 0.63325 | 0.55505 | 0.43605 | 0.20995 | 0.05355 | 0.00255 | 0 | 0 | 0 | 0 | 4.3571 | 4 | No | On | 4On | W | 0.55505
[9 empty] | UTUNITY60 | 2015-04-03 | 0 | 0 | 0 | 0 | 0 | 0 | 0.01105 | 0.1071 | 0.2856 | 0.49215 | 0.6579 | 0.75905 | 0.8058 | 0.81175 | 0.75905 | 0.6358 | 0.442 | 0.19975 | 0.0459 | 0.0017 | 0 | 0 | 0 | 0 | 6.0146 | 4 | No | On | 4On | W | 0.6358
[9 empty] | UTUNITY60 | 2015-04-04 | 0 | 0 | 0 | 0 | 0 | 0 | 0.01275 | 0.1054 | 0.28815 | 0.47515 | 0.54145 | 0.6341 | 0.74545 | 0.79815 | 0.748 | 0.6256 | 0.4386 | 0.1989 | 0.0476 | 0.0017 | 0 | 0 | 0 | 0 | 5.661 | 4 | No | Off | 4Off | W | 0.6256
[9 empty] | UTUNITY60 | 2015-04-05 | 0 | 0 | 0 | 0 | 0 | 0 | 0 | 0.0153 | 0.0935 | 0.2754 | 0.47855 | 0.6375 | 0.74375 | 0.7871 | 0.77605 | 0.66895 | 0.52105 | 0.29325 | 0.1428 | 0.02805 | 0.00255 | 0 | 0 | 0 | 5.4638 | 4 | No | Off | 4Off | W | 0.66895
[9 empty] | UTUNITY60 | 2015-04-06 | 0 | 0 | 0 | 0 | 0 | 0 | 0 | 0.0136 | 0.0782 | 0.2176 | 0.41395 | 0.49895 | 0.5321 | 0.4981 | 0.39355 | 0.40205 | 0.3621 | 0.2516 | 0.11475 | 0.0238 | 0.0017 | 0 | 0 | 0 | 3.802 | 4 | No | On | 4On | W | 0.40205
[9 empty] | UTUNITY60 | 2015-04-07 | 0 | 0 | 0 | 0 | 0 | 0 | 0 | 0.01275 | 0.06205 | 0.1462 | 0.2958 | 0.4301 | 0.4828 | 0.57885 | 0.4879 | 0.4488 | 0.357 | 0.28475 | 0.14195 | 0.0374 | 0.00255 | 0 | 0 | 0 | 3.7689 | 4 | No | On | 4On | W | 0.4488
[9 empty] | UTUNITY60 | 2015-04-08 | 0 | 0 | 0 | 0 | 0 | 0 | 0 | 0.0136 | 0.0493 | 0.0969 | 0.1309 | 0.1292 | 0.14025 | 0.18275 | 0.21845 | 0.1938 | 0.14365 | 0.07055 | 0.03825 | 0.0102 | 0.0017 | 0 | 0 | 0 | 1.4195 | 4 | No | On | 4On | W | 0.1938
[9 empty] | UTUNITY60 | 2015-04-09 | 0 | 0 | 0 | 0 | 0 | 0 | 0 | 0.01275 | 0.0952 | 0.2448 | 0.38165 | 0.5032 | 0.59925 | 0.6426 | 0.7157 | 0.73525 | 0.612 | 0.43095 | 0.1989 | 0.051 | 0.0017 | 0 | 0 | 0 | 5.2249 | 4 | No | On | 4On | W | 0.73525
[9 empty] | UTUNITY60 | 2015-04-10 | 0 | 0 | 0 | 0 | 0 | 0 | 0 | 0.0221 | 0.1224 | 0.2958 | 0.493 | 0.64855 | 0.75055 | 0.79135 | 0.7769 | 0.7259 | 0.61115 | 0.42925 | 0.19635 | 0.05355 | 0.0017 | 0 | 0 | 0 | 5.9185 | 4 | No | On | 4On | W | 0.7259
[9 empty] | UTUNITY60 | 2015-04-11 | 0 | 0 | 0 | 0 | 0 | 0 | 0 | 0.0221 | 0.12325 | 0.29665 | 0.49045 | 0.6239 | 0.6817 | 0.70465 | 0.62985 | 0.61285 | 0.5321 | 0.3009 | 0.16235 | 0.04165 | 0.0034 | 0 | 0 | 0 | 5.2258 | 4 | No | Off | 4Off | W | 0.61285
[9 empty] | UTUNITY60 | 2015-04-12 | 0 | 0 | 0 | 0 | 0 | 0 | 0 | 0.0187 | 0.12665 | 0.3162 | 0.5185 | 0.6766 | 0.76585 | 0.81685 | 0.816 | 0.7548 | 0.63325 | 0.44965 | 0.19635 | 0.0561 | 0.00255 | 0 | 0 | 0 | 6.1481 | 4 | No | Off | 4Off | W | 0.7548
[9 empty] | UTUNITY60 | 2015-04-13 | 0 | 0 | 0 | 0 | 0 | 0 | 0 | 0.01955 | 0.12835 | 0.30855 | 0.50575 | 0.6562 | 0.7548 | 0.79475 | 0.79645 | 0.7429 | 0.6222 | 0.43435 | 0.1989 | 0.0578 | 0.00255 | 0 | 0 | 0 | 6.0231 | 4 | No | On | 4On | W | 0.7429
[9 empty] | UTUNITY60 | 2015-04-14 | 0 | 0 | 0 | 0 | 0 | 0 | 0.00085 | 0.03485 | 0.14195 | 0.29495 | 0.42755 | 0.5627 | 0.52785 | 0.612 | 0.4624 | 0.18615 | 0.09435 | 0.06035 | 0.02805 | 0.0051 | 0.00085 | 0 | 0 | 0 | 3.44 | 4 | No | On | 4On | W | 0.29495
[9 empty] | UTUNITY60 | 2015-04-15 | 0 | 0 | 0 | 0 | 0 | 0 | 0 | 0.00255 | 0.01275 | 0.0374 | 0.05525 | 0.07055 | 0.0952 | 0.11815 | 0.1479 | 0.1649 | 0.1768 | 0.1105 | 0.04335 | 0.01105 | 0.00085 | 0 | 0 | 0 | 1.0472 | 4 | No | On | 4On | W | 0.1768
[9 empty] | UTUNITY60 | 2015-04-16 | 0 | 0 | 0 | 0 | 0 | 0 | 0.00085 | 0.0102 | 0.0459 | 0.14705 | 0.2278 | 0.3128 | 0.42415 | 0.44625 | 0.42755 | 0.408 | 0.3893 | 0.2856 | 0.15555 | 0.05865 | 0.00425 | 0 | 0 | 0 | 3.3439 | 4 | No | On | 4On | W | 0.408
[9 empty] | UTUNITY60 | 2015-04-17 | 0 | 0 | 0 | 0 | 0 | 0 | 0 | 0.0153 | 0.09095 | 0.18275 | 0.3672 | 0.46835 | 0.47345 | 0.544 | 0.63155 | 0.56525 | 0.40035 | 0.32555 | 0.18275 | 0.06035 | 0.0034 | 0 | 0 | 0 | 4.3112 | 4 | No | On | 4On | W | 0.56525
[9 empty] | UTUNITY60 | 2015-04-18 | 0 | 0 | 0 | 0 | 0 | 0 | 0.00085 | 0.0238 | 0.1343 | 0.3111 | 0.50575 | 0.67065 | 0.76925 | 0.82705 | 0.8194 | 0.75905 | 0.6426 | 0.44795 | 0.2108 | 0.05865 | 0.0034 | 0 | 0 | 0 | 6.1846 | 4 | No | Off | 4Off | W | 0.75905
[9 empty] | UTUNITY60 | 2015-04-19 | 0 | 0 | 0 | 0 | 0 | 0 | 0.00085 | 0.0272 | 0.1377 | 0.3094 | 0.50575 | 0.6715 | 0.74885 | 0.7939 | 0.8007 | 0.748 | 0.60435 | 0.3927 | 0.16745 | 0.05525 | 0.0034 | 0 | 0 | 0 | 5.967 | 4 | No | Off | 4Off | W | 0.748
[9 empty] | UTUNITY60 | 2015-04-20 | 0 | 0 | 0 | 0 | 0 | 0 | 0.00085 | 0.02975 | 0.13855 | 0.30515 | 0.4998 | 0.66215 | 0.76415 | 0.8058 | 0.80495 | 0.748 | 0.62645 | 0.4437 | 0.21505 | 0.0697 | 0.0034 | 0 | 0 | 0 | 6.1174 | 4 | No | On | 4On | W | 0.748
[9 empty] | UTUNITY60 | 2015-04-21 | 0 | 0 | 0 | 0 | 0 | 0 | 0.00085 | 0.02975 | 0.1411 | 0.3111 | 0.49555 | 0.65025 | 0.74715 | 0.79305 | 0.77605 | 0.71315 | 0.59755 | 0.4267 | 0.2074 | 0.0663 | 0.00425 | 0 | 0 | 0 | 5.9602 | 4 | No | On | 4On | W | 0.71315
[9 empty] | UTUNITY60 | 2015-04-22 | 0 | 0 | 0 | 0 | 0 | 0 | 0.0017 | 0.03315 | 0.1377 | 0.3043 | 0.46155 | 0.61455 | 0.7004 | 0.73015 | 0.6018 | 0.39525 | 0.22355 | 0.17935 | 0.1037 | 0.03145 | 0.00255 | 0 | 0 | 0 | 4.5212 | 4 | No | On | 4On | W | 0.39525
[9 empty] | UTUNITY60 | 2015-04-23 | 0 | 0 | 0 | 0 | 0 | 0 | 0.0017 | 0.03485 | 0.1309 | 0.26945 | 0.4539 | 0.6188 | 0.7242 | 0.7157 | 0.4947 | 0.42245 | 0.43605 | 0.3723 | 0.18445 | 0.0442 | 0.0051 | 0 | 0 | 0 | 4.9087 | 4 | No | On | 4On | W | 0.43605
[9 empty] | UTUNITY60 | 2015-04-24 | 0 | 0 | 0 | 0 | 0 | 0 | 0.00085 | 0.0374 | 0.1462 | 0.2465 | 0.3485 | 0.4794 | 0.61625 | 0.59075 | 0.4743 | 0.3145 | 0.1428 | 0.09775 | 0.0476 | 0.0102 | 0.00085 | 0 | 0 | 0 | 3.5538 | 4 | No | On | 4On | W | 0.3145
[9 empty] | UTUNITY60 | 2015-04-25 | 0 | 0 | 0 | 0 | 0 | 0 | 0.00255 | 0.0442 | 0.1241 | 0.2295 | 0.408 | 0.5372 | 0.5491 | 0.5117 | 0.3706 | 0.21505 | 0.09265 | 0.03995 | 0.03145 | 0.0153 | 0.0017 | 0 | 0 | 0 | 3.173 | 4 | No | Off | 4Off | W | 0.2295
[9 empty] | UTUNITY60 | 2015-04-26 | 0 | 0 | 0 | 0 | 0 | 0 | 0.00085 | 0.01445 | 0.0544 | 0.1479 | 0.29155 | 0.3247 | 0.3128 | 0.3264 | 0.3298 | 0.30855 | 0.1972 | 0.1309 | 0.08245 | 0.02975 | 0.00255 | 0 | 0 | 0 | 2.5542 | 4 | No | Off | 4Off | W | 0.30855
[9 empty] | UTUNITY60 | 2015-04-27 | 0 | 0 | 0 | 0 | 0 | 0 | 0.00255 | 0.02975 | 0.12835 | 0.26435 | 0.408 | 0.5287 | 0.5899 | 0.70635 | 0.6987 | 0.67065 | 0.6324 | 0.4726 | 0.23205 | 0.0816 | 0.0051 | 0 | 0 | 0 | 5.451 | 4 | No | On | 4On | W | 0.67065
[9 empty] | UTUNITY60 | 2015-04-28 | 0 | 0 | 0 | 0 | 0 | 0 | 0.0017 | 0.0323 | 0.1564 | 0.33235 | 0.5168 | 0.6698 | 0.765 | 0.82705 | 0.8194 | 0.7667 | 0.64855 | 0.4658 | 0.2244 | 0.0782 | 0.00425 | 0 | 0 | 0 | 6.3087 | 4 | No | On | 4On | W | 0.7667
[9 empty] | UTUNITY60 | 2015-04-29 | 0 | 0 | 0 | 0 | 0 | 0 | 0.00255 | 0.0323 | 0.153 | 0.32895 | 0.5202 | 0.67575 | 0.76755 | 0.8109 | 0.7956 | 0.7361 | 0.56695 | 0.4114 | 0.23035 | 0.08075 | 0.0085 | 0.00085 | 0 | 0 | 6.1217 | 4 | No | On | 4On | W | 0.7361
[9 empty] | UTUNITY60 | 2015-04-30 | 0 | 0 | 0 | 0 | 0 | 0.00085 | 0.00255 | 0.03655 | 0.153 | 0.3196 | 0.50915 | 0.66895 | 0.7378 | 0.7565 | 0.7956 | 0.75905 | 0.629 | 0.4539 | 0.2142 | 0.07905 | 0.00425 | 0 | 0 | 0 | 6.12 | 4 | No | On | 4On | W | 0.75905
[9 empty] | UTUNITY60 | 2015-05-01 | 0 | 0 | 0 | 0 | 0 | 0 | 0.0051 | 0.04335 | 0.14535 | 0.3128 | 0.4998 | 0.6511 | 0.73865 | 0.75225 | 0.74035 | 0.66215 | 0.49555 | 0.3128 | 0.1598 | 0.0493 | 0.00425 | 0 | 0 | 0 | 5.5726 | 5 | No | On | 5On | S | 0.66215
[9 empty] | UTUNITY60 | 2015-05-02 | 0 | 0 | 0 | 0 | 0 | 0 | 0.00255 | 0.04675 | 0.1581 | 0.29155 | 0.4981 | 0.62815 | 0.71485 | 0.65195 | 0.646 | 0.62475 | 0.49385 | 0.40545 | 0.1955 | 0.05355 | 0.00425 | 0 | 0 | 0 | 5.4154 | 5 | No | Off | 5Off | S | 0.62475
[9 empty] | UTUNITY60 | 2015-05-03 | 0 | 0 | 0 | 0 | 0 | 0 | 0.00255 | 0.03655 | 0.1496 | 0.2907 | 0.43775 | 0.57205 | 0.5984 | 0.5474 | 0.3281 | 0.57885 | 0.4352 | 0.3604 | 0.2346 | 0.0765 | 0.0051 | 0 | 0 | 0 | 4.6538 | 5 | No | Off | 5Off | S | 0.57885
[9 empty] | UTUNITY60 | 2015-05-04 | 0 | 0 | 0 | 0 | 0 | 0 | 0.00255 | 0.03995 | 0.14535 | 0.2941 | 0.48195 | 0.6341 | 0.663 | 0.5508 | 0.40035 | 0.3264 | 0.25925 | 0.18955 | 0.13515 | 0.0595 | 0.00595 | 0 | 0 | 0 | 4.1879 | 5 | No | On | 5On | S | 0.3264
[9 empty] | UTUNITY60 | 2015-05-05 | 0 | 0 | 0 | 0 | 0 | 0 | 0.00255 | 0.0374 | 0.11305 | 0.17595 | 0.2822 | 0.38505 | 0.32215 | 0.27625 | 0.3077 | 0.36295 | 0.4233 | 0.3706 | 0.20655 | 0.06545 | 0.0051 | 0 | 0 | 0 | 3.3363 | 5 | No | On | 5On | S | 0.4233
[9 empty] | UTUNITY60 | 2015-05-06 | 0 | 0 | 0 | 0 | 0 | 0 | 0.00595 | 0.051 | 0.1496 | 0.28135 | 0.4182 | 0.4981 | 0.37145 | 0.22695 | 0.17 | 0.21845 | 0.33065 | 0.238 | 0.11475 | 0.02805 | 0.00255 | 0 | 0 | 0 | 3.105 | 5 | No | On | 5On | S | 0.33065
[9 empty] | UTUNITY60 | 2015-05-07 | 0 | 0 | 0 | 0 | 0 | 0 | 0.0034 | 0.0425 | 0.1632 | 0.30685 | 0.42075 | 0.5372 | 0.61965 | 0.64515 | 0.67065 | 0.6103 | 0.3978 | 0.1496 | 0.06375 | 0.0306 | 0.0051 | 0 | 0 | 0 | 4.6665 | 5 | No | On | 5On | S | 0.6103
[9 empty] | UTUNITY60 | 2015-05-08 | 0 | 0 | 0 | 0 | 0 | 0 | 0.0051 | 0.05355 | 0.1598 | 0.2907 | 0.48365 | 0.5678 | 0.51255 | 0.40035 | 0.3553 | 0.2975 | 0.16745 | 0.187 | 0.1292 | 0.03655 | 0.00425 | 0 | 0 | 0 | 3.6507 | 5 | No | On | 5On | S | 0.2975
[9 empty] | UTUNITY60 | 2015-05-09 | 0 | 0 | 0 | 0 | 0 | 0 | 0.00085 | 0.0153 | 0.04335 | 0.0765 | 0.1003 | 0.12665 | 0.1496 | 0.1496 | 0.1547 | 0.15555 | 0.12835 | 0.0901 | 0.0493 | 0.0204 | 0.0034 | 0 | 0 | 0 | 1.2639 | 5 | No | Off | 5Off | S | 0.15555
[9 empty] | UTUNITY60 | 2015-05-10 | 0 | 0 | 0 | 0 | 0 | 0 | 0.0051 | 0.0527 | 0.1564 | 0.2941 | 0.46835 | 0.5678 | 0.67235 | 0.7106 | 0.7582 | 0.7565 | 0.6375 | 0.47005 | 0.2465 | 0.08925 | 0.0085 | 0.00085 | 0 | 0 | 5.8947 | 5 | No | Off | 5Off | S | 0.7565
[9 empty] | UTUNITY60 | 2015-05-11 | 0 | 0 | 0 | 0 | 0 | 0 | 0.0085 | 0.0646 | 0.1666 | 0.3485 | 0.51935 | 0.68085 | 0.7735 | 0.8092 | 0.74545 | 0.663 | 0.54315 | 0.3757 | 0.1768 | 0.0646 | 0.0085 | 0.00085 | 0 | 0 | 5.9491 | 5 | No | On | 5On | S | 0.663
[9 empty] | UTUNITY60 | 2015-05-12 | 0 | 0 | 0 | 0 | 0 | 0 | 0.0085 | 0.0646 | 0.1598 | 0.3247 | 0.48535 | 0.60605 | 0.6783 | 0.6681 | 0.6732 | 0.6188 | 0.4607 | 0.2601 | 0.1241 | 0.0561 | 0.0085 | 0 | 0 | 0 | 5.1969 | 5 | No | On | 5On | S | 0.6188
[9 empty] | UTUNITY60 | 2015-05-13 | 0 | 0 | 0 | 0 | 0 | 0 | 0.0085 | 0.0697 | 0.14195 | 0.3298 | 0.5134 | 0.54825 | 0.60775 | 0.6613 | 0.71995 | 0.6613 | 0.57545 | 0.4029 | 0.20145 | 0.07565 | 0.0102 | 0.00085 | 0 | 0 | 5.5284 | 5 | No | On | 5On | S | 0.6613
[9 empty] | UTUNITY60 | 2015-05-14 | 0 | 0 | 0 | 0 | 0 | 0 | 0.0085 | 0.04675 | 0.1632 | 0.30005 | 0.30855 | 0.23035 | 0.41055 | 0.7412 | 0.68595 | 0.3145 | 0.1003 | 0.0969 | 0.1207 | 0.05525 | 0.00935 | 0.00085 | 0 | 0 | 3.5929 | 5 | No | On | 5On | S | 0.3145
[9 empty] | UTUNITY60 | 2015-05-15 | 0 | 0 | 0 | 0 | 0 | 0 | 0.00425 | 0.0374 | 0.0765 | 0.11645 | 0.14535 | 0.22525 | 0.35445 | 0.37655 | 0.4165 | 0.6443 | 0.61455 | 0.4114 | 0.1802 | 0.09265 | 0.0119 | 0.00085 | 0 | 0 | 3.7085 | 5 | No | On | 5On | S | 0.6443
[9 empty] | UTUNITY60 | 2015-05-16 | 0 | 0 | 0 | 0 | 0 | 0 | 0.01275 | 0.04505 | 0.08245 | 0.16235 | 0.2363 | 0.26095 | 0.28985 | 0.2975 | 0.2567 | 0.21675 | 0.1513 | 0.0918 | 0.05185 | 0.0187 | 0.00255 | 0 | 0 | 0 | 2.1768 | 5 | No | Off | 5Off | S | 0.21675
[9 empty] | UTUNITY60 | 2015-05-17 | 0 | 0 | 0 | 0 | 0 | 0 | 0.00255 | 0.0255 | 0.10115 | 0.18955 | 0.2788 | 0.3859 | 0.53805 | 0.56865 | 0.46325 | 0.4403 | 0.4607 | 0.3621 | 0.19465 | 0.07565 | 0.01105 | 0.00085 | 0 | 0 | 4.0987 | 5 | No | Off | 5Off | S | 0.4607
[9 empty] | UTUNITY60 | 2015-05-18 | 0 | 0 | 0 | 0 | 0 | 0 | 0.0085 | 0.06375 | 0.17425 | 0.2686 | 0.34935 | 0.50065 | 0.5525 | 0.3196 | 0.26265 | 0.23885 | 0.1496 | 0.05865 | 0.0561 | 0.03995 | 0.00935 | 0.00085 | 0 | 0 | 3.0532 | 5 | No | On | 5On | S | 0.23885
[9 empty] | UTUNITY60 | 2015-05-19 | 0 | 0 | 0 | 0 | 0 | 0 | 0.0034 | 0.03655 | 0.102 | 0.27115 | 0.40035 | 0.46495 | 0.54315 | 0.5525 | 0.5151 | 0.57205 | 0.4964 | 0.33575 | 0.13345 | 0.0578 | 0.01105 | 0.00085 | 0 | 0 | 4.4965 | 5 | No | On | 5On | S | 0.57205
[9 empty] | UTUNITY60 | 2015-05-20 | 0 | 0 | 0 | 0 | 0 | 0 | 0.00425 | 0.0459 | 0.1615 | 0.3349 | 0.48025 | 0.6035 | 0.66215 | 0.54995 | 0.45815 | 0.5338 | 0.3774 | 0.23205 | 0.09945 | 0.03485 | 0.00425 | 0 | 0 | 0 | 4.5823 | 5 | No | On | 5On | S | 0.5338
[9 empty] | UTUNITY60 | 2015-05-21 | 0 | 0 | 0 | 0 | 0 | 0 | 0.0068 | 0.05355 | 0.17 | 0.3179 | 0.41735 | 0.4913 | 0.56865 | 0.49555 | 0.4403 | 0.2839 | 0.19465 | 0.1445 | 0.0986 | 0.051 | 0.01105 | 0.0017 | 0 | 0 | 3.7468 | 5 | No | On | 5On | S | 0.2839
[9 empty] | UTUNITY60 | 2015-05-22 | 0 | 0 | 0 | 0 | 0 | 0 | 0.0085 | 0.0578 | 0.1394 | 0.204 | 0.2771 | 0.391 | 0.4301 | 0.42245 | 0.31705 | 0.21505 | 0.2278 | 0.2074 | 0.1428 | 0.07395 | 0.0136 | 0.00085 | 0 | 0 | 3.1288 | 5 | No | On | 5On | S | 0.2278
[9 empty] | UTUNITY60 | 2015-05-23 | 0 | 0 | 0 | 0 | 0 | 0 | 0.0102 | 0.0612 | 0.1445 | 0.2125 | 0.2873 | 0.3859 | 0.41735 | 0.51 | 0.47685 | 0.3978 | 0.32895 | 0.30005 | 0.2312 | 0.1071 | 0.0119 | 0.00085 | 0 | 0 | 3.8836 | 5 | No | Off | 5Off | S | 0.3978
[9 empty] | UTUNITY60 | 2015-05-24 | 0 | 0 | 0 | 0 | 0 | 0 | 0.0085 | 0.0578 | 0.17425 | 0.21845 | 0.29495 | 0.34425 | 0.3706 | 0.47855 | 0.59245 | 0.58055 | 0.52105 | 0.39695 | 0.22865 | 0.0697 | 0.0102 | 0.00085 | 0 | 0 | 4.3478 | 5 | No | Off | 5Off | S | 0.58055
[9 empty] | UTUNITY60 | 2015-05-25 | 0 | 0 | 0 | 0 | 0 | 0 | 0.0085 | 0.04845 | 0.1207 | 0.3026 | 0.4352 | 0.6358 | 0.60775 | 0.58735 | 0.61285 | 0.60605 | 0.58565 | 0.4165 | 0.1717 | 0.0663 | 0.01785 | 0.0017 | 0 | 0 | 5.2249 | 5 | Yes | Off | 5Off | S | 0.60605
[9 empty] | UTUNITY60 | 2015-05-26 | 0 | 0 | 0 | 0 | 0 | 0 | 0.0068 | 0.0374 | 0.09265 | 0.17085 | 0.16915 | 0.1751 | 0.28985 | 0.442 | 0.35955 | 0.34425 | 0.2397 | 0.25755 | 0.1479 | 0.07905 | 0.02125 | 0.00085 | 0 | 0 | 2.8339 | 5 | No | On | 5On | S | 0.34425
[9 empty] | UTUNITY60 | 2015-05-27 | 0 | 0 | 0 | 0 | 0 | 0 | 0.00935 | 0.0663 | 0.17255 | 0.1989 | 0.2941 | 0.37655 | 0.6154 | 0.6987 | 0.63495 | 0.4777 | 0.42245 | 0.3434 | 0.1751 | 0.0578 | 0.0068 | 0 | 0 | 0 | 4.55 | 5 | No | On | 5On | S | 0.4777
[9 empty] | UTUNITY60 | 2015-05-28 | 0 | 0 | 0 | 0 | 0 | 0 | 0.01105 | 0.0323 | 0.13005 | 0.2754 | 0.5117 | 0.6205 | 0.68085 | 0.6392 | 0.6783 | 0.64855 | 0.53975 | 0.4335 | 0.25075 | 0.10285 | 0.01955 | 0.00085 | 0 | 0 | 5.5751 | 5 | No | On | 5On | S | 0.64855
[9 empty] | UTUNITY60 | 2015-05-29 | 0 | 0 | 0 | 0 | 0 | 0 | 0.00765 | 0.051 | 0.16745 | 0.3417 | 0.53125 | 0.6681 | 0.7344 | 0.7701 | 0.77945 | 0.71995 | 0.61455 | 0.4709 | 0.25075 | 0.10115 | 0.0187 | 0.00085 | 0 | 0 | 6.2279 | 5 | No | On | 5On | S | 0.71995
[9 empty] | UTUNITY60 | 2015-05-30 | 0 | 0 | 0 | 0 | 0 | 0 | 0.00765 | 0.0578 | 0.17 | 0.3213 | 0.4794 | 0.59755 | 0.61115 | 0.6511 | 0.73015 | 0.714 | 0.6137 | 0.44455 | 0.2142 | 0.06205 | 0.0119 | 0.00085 | 0 | 0 | 5.6873 | 5 | No | Off | 5Off | S | 0.714
[9 empty] | UTUNITY60 | 2015-05-31 | 0 | 0 | 0 | 0 | 0 | 0 | 0.0085 | 0.05355 | 0.16915 | 0.32555 | 0.48705 | 0.63495 | 0.69445 | 0.748 | 0.7548 | 0.70125 | 0.5644 | 0.4556 | 0.2567 | 0.0986 | 0.01785 | 0.00085 | 0 | 0 | 5.9712 | 5 | No | Off | 5Off | S | 0.70125
[9 empty] | UTUNITY60 | 2015-06-01 | 0 | 0 | 0 | 0 | 0 | 0 | 0.0102 | 0.05355 | 0.15045 | 0.29155 | 0.5049 | 0.6188 | 0.7378 | 0.7038 | 0.66725 | 0.7208 | 0.61285 | 0.40375 | 0.1598 | 0.0714 | 0.01445 | 0.00085 | 0 | 0 | 5.7222 | 6 | No | On | 6On | S | 0.7208
[9 empty] | UTUNITY60 | 2015-06-02 | 0 | 0 | 0 | 0 | 0 | 0 | 0.00765 | 0.0544 | 0.1649 | 0.33405 | 0.5168 | 0.65705 | 0.74205 | 0.77265 | 0.77775 | 0.72845 | 0.62305 | 0.46155 | 0.25245 | 0.0833 | 0.02295 | 0.00085 | 0 | 0 | 6.1999 | 6 | No | On | 6On | S | 0.72845
[9 empty] | UTUNITY60 | 2015-06-03 | 0 | 0 | 0 | 0 | 0 | 0 | 0.00935 | 0.0629 | 0.1751 | 0.33235 | 0.5134 | 0.64855 | 0.7327 | 0.7701 | 0.74205 | 0.57715 | 0.3587 | 0.2516 | 0.09605 | 0.0357 | 0.0051 | 0.00085 | 0 | 0 | 5.3116 | 6 | No | On | 6On | S | 0.57715
[9 empty] | UTUNITY60 | 2015-06-04 | 0 | 0 | 0 | 0 | 0 | 0 | 0.0187 | 0.09095 | 0.1972 | 0.29495 | 0.442 | 0.5457 | 0.54825 | 0.58055 | 0.6256 | 0.56695 | 0.5304 | 0.41565 | 0.2074 | 0.0918 | 0.02125 | 0.0017 | 0 | 0 | 5.1791 | 6 | No | On | 6On | S | 0.56695
[9 empty] | UTUNITY60 | 2015-06-05 | 0 | 0 | 0 | 0 | 0 | 0 | 0.00425 | 0.03145 | 0.07225 | 0.1105 | 0.24225 | 0.51255 | 0.68085 | 0.68425 | 0.5049 | 0.52445 | 0.51255 | 0.3876 | 0.20145 | 0.0816 | 0.01275 | 0.00085 | 0 | 0 | 4.5645 | 6 | No | On | 6On | S | 0.52445
[9 empty] | UTUNITY60 | 2015-06-06 | 0 | 0 | 0 | 0 | 0 | 0 | 0.0051 | 0.04845 | 0.15385 | 0.3077 | 0.42245 | 0.5168 | 0.59245 | 0.59075 | 0.62815 | 0.64515 | 0.47005 | 0.2584 | 0.1683 | 0.0697 | 0.0085 | 0 | 0 | 0 | 4.8858 | 6 | No | Off | 6Off | S | 0.64515
[9 empty] | UTUNITY60 | 2015-06-07 | 0 | 0 | 0 | 0 | 0 | 0 | 0.0085 | 0.05355 | 0.1632 | 0.33065 | 0.49725 | 0.6579 | 0.74205 | 0.76415 | 0.7038 | 0.55505 | 0.48705 | 0.39695 | 0.24565 | 0.10795 | 0.0255 | 0.0017 | 0 | 0 | 5.7409 | 6 | No | Off | 6Off | S | 0.55505
[9 empty] | UTUNITY60 | 2015-06-08 | 0 | 0 | 0 | 0 | 0 | 0 | 0.0068 | 0.0493 | 0.16235 | 0.3298 | 0.50915 | 0.6477 | 0.7361 | 0.75735 | 0.7531 | 0.72165 | 0.61455 | 0.459 | 0.26435 | 0.11305 | 0.0272 | 0.0017 | 0 | 0 | 6.1532 | 6 | No | On | 6On | S | 0.72165
[9 empty] | UTUNITY60 | 2015-06-09 | 0 | 0 | 0 | 0 | 0 | 0 | 0.00765 | 0.051 | 0.1598 | 0.31875 | 0.493 | 0.6341 | 0.6358 | 0.62645 | 0.49385 | 0.53295 | 0.5406 | 0.425 | 0.2601 | 0.1071 | 0.0289 | 0.00085 | 0 | 0 | 5.3159 | 6 | No | On | 6On | S | 0.5406
[9 empty] | UTUNITY60 | 2015-06-10 | 0 | 0 | 0 | 0 | 0 | 0 | 0.0085 | 0.05185 | 0.1292 | 0.2295 | 0.2839 | 0.3094 | 0.4301 | 0.5372 | 0.5729 | 0.5355 | 0.5729 | 0.45475 | 0.25415 | 0.1037 | 0.01105 | 0.00085 | 0 | 0 | 4.4855 | 6 | No | On | 6On | S | 0.5729
[9 empty] | UTUNITY60 | 2015-06-11 | 0 | 0 | 0 | 0 | 0 | 0 | 0.00935 | 0.0578 | 0.1479 | 0.2737 | 0.41905 | 0.4352 | 0.35955 | 0.3961 | 0.4437 | 0.408 | 0.39355 | 0.3655 | 0.255 | 0.0816 | 0.0272 | 0.0034 | 0 | 0 | 4.0766 | 6 | No | On | 6On | S | 0.408
[9 empty] | UTUNITY60 | 2015-06-12 | 0 | 0 | 0 | 0 | 0 | 0 | 0.00765 | 0.05015 | 0.16065 | 0.3264 | 0.5015 | 0.62475 | 0.70465 | 0.72675 | 0.731 | 0.67745 | 0.595 | 0.4675 | 0.27795 | 0.1139 | 0.0255 | 0.0017 | 0 | 0 | 5.9925 | 6 | No | On | 6On | S | 0.67745
[9 empty] | UTUNITY60 | 2015-06-13 | 0 | 0 | 0 | 0 | 0 | 0 | 0.00765 | 0.04845 | 0.1632 | 0.33065 | 0.5083 | 0.64175 | 0.7259 | 0.7463 | 0.73865 | 0.6919 | 0.6052 | 0.47005 | 0.26945 | 0.10795 | 0.0238 | 0.00085 | 0 | 0 | 6.08 | 6 | No | Off | 6Off | S | 0.6919
[9 empty] | UTUNITY60 | 2015-06-14 | 0 | 0 | 0 | 0 | 0 | 0 | 0.0119 | 0.0459 | 0.1598 | 0.32725 | 0.50235 | 0.62305 | 0.68425 | 0.74035 | 0.74715 | 0.7004 | 0.5423 | 0.4437 | 0.2686 | 0.1105 | 0.02465 | 0.0017 | 0 | 0 | 5.9338 | 6 | No | Off | 6Off | S | 0.7004
[9 empty] | UTUNITY60 | 2015-06-15 | 0 | 0 | 0 | 0 | 0 | 0 | 0.00765 | 0.0493 | 0.15725 | 0.3213 | 0.442 | 0.53465 | 0.65365 | 0.59415 | 0.60605 | 0.44115 | 0.24055 | 0.1071 | 0.03995 | 0.0391 | 0.01105 | 0.0017 | 0 | 0 | 4.2466 | 6 | No | On | 6On | S | 0.44115
[9 empty] | UTUNITY60 | 2015-06-16 | 0 | 0 | 0 | 0 | 0 | 0 | 0.00935 | 0.05525 | 0.1581 | 0.31025 | 0.48535 | 0.61965 | 0.70635 | 0.7174 | 0.731 | 0.6732 | 0.59585 | 0.4403 | 0.25075 | 0.1054 | 0.02635 | 0.0017 | 0 | 0 | 5.8862 | 6 | No | On | 6On | S | 0.6732
[9 empty] | UTUNITY60 | 2015-06-17 | 0 | 0 | 0 | 0 | 0 | 0 | 0.00765 | 0.04845 | 0.15725 | 0.323 | 0.49725 | 0.629 | 0.7174 | 0.7463 | 0.74035 | 0.69445 | 0.5967 | 0.44965 | 0.2482 | 0.09945 | 0.03145 | 0.00255 | 0 | 0 | 5.9891 | 6 | No | On | 6On | S | 0.69445
[9 empty] | UTUNITY60 | 2015-06-18 | 0 | 0 | 0 | 0 | 0 | 0 | 0.00765 | 0.05185 | 0.1581 | 0.3196 | 0.4896 | 0.61965 | 0.70975 | 0.75395 | 0.75225 | 0.7021 | 0.6052 | 0.45645 | 0.26605 | 0.10625 | 0.0221 | 0.0017 | 0 | 0 | 6.0222 | 6 | No | On | 6On | S | 0.7021
[9 empty] | UTUNITY60 | 2015-06-19 | 0 | 0 | 0 | 0 | 0 | 0 | 0.00765 | 0.04845 | 0.1547 | 0.31535 | 0.4879 | 0.6086 | 0.7004 | 0.748 | 0.74715 | 0.697 | 0.6018 | 0.459 | 0.27115 | 0.11135 | 0.02635 | 0.0017 | 0 | 0 | 5.9865 | 6 | No | On | 6On | S | 0.697
[9 empty] | UTUNITY60 | 2015-06-20 | 0 | 0 | 0 | 0 | 0 | 0 | 0.00765 | 0.0493 | 0.15895 | 0.31365 | 0.48875 | 0.6222 | 0.7004 | 0.73015 | 0.731 | 0.68595 | 0.58395 | 0.4335 | 0.2601 | 0.10795 | 0.0221 | 0.0017 | 0 | 0 | 5.8973 | 6 | No | Off | 6Off | S | 0.68595
[9 empty] | UTUNITY60 | 2015-06-21 | 0 | 0 | 0 | 0 | 0 | 0 | 0.0153 | 0.0612 | 0.1632 | 0.3145 | 0.4964 | 0.6375 | 0.72675 | 0.7599 | 0.75905 | 0.70295 | 0.5865 | 0.4199 | 0.24905 | 0.1173 | 0.02805 | 0.0017 | 0 | 0 | 6.0392 | 6 | No | Off | 6Off | S | 0.70295
[9 empty] | UTUNITY60 | 2015-06-22 | 0.00085 | 0 | 0 | 0 | 0 | 0 | 0.0085 | 0.0493 | 0.15385 | 0.30855 | 0.47685 | 0.6205 | 0.70805 | 0.7463 | 0.74375 | 0.6953 | 0.59755 | 0.4573 | 0.2703 | 0.1105 | 0.02465 | 0.0017 | 0 | 0 | 5.9738 | 6 | No | On | 6On | S | 0.6953
[9 empty] | UTUNITY60 | 2015-06-23 | 0 | 0 | 0 | 0 | 0 | 0 | 0.0085 | 0.05015 | 0.15385 | 0.30685 | 0.4862 | 0.62475 | 0.7021 | 0.731 | 0.731 | 0.6817 | 0.5848 | 0.42755 | 0.2737 | 0.14875 | 0.04505 | 0.0034 | 0 | 0 | 5.9593 | 6 | No | On | 6On | S | 0.6817
[9 empty] | UTUNITY60 | 2015-06-24 | 0 | 0 | 0 | 0 | 0 | 0 | 0.0085 | 0.04845 | 0.14705 | 0.3009 | 0.47345 | 0.60095 | 0.68935 | 0.7293 | 0.7242 | 0.6749 | 0.59245 | 0.44795 | 0.2635 | 0.11135 | 0.02465 | 0.00085 | 0 | 0 | 5.8378 | 6 | No | On | 6On | S | 0.6749
[9 empty] | UTUNITY60 | 2015-06-25 | 0 | 0 | 0 | 0 | 0 | 0 | 0.0085 | 0.04845 | 0.14875 | 0.2992 | 0.46665 | 0.6001 | 0.68765 | 0.7225 | 0.7225 | 0.6783 | 0.5848 | 0.44795 | 0.26605 | 0.1105 | 0.02635 | 0.0017 | 0 | 0 | 5.8199 | 6 | No | On | 6On | S | 0.6783
[9 empty] | UTUNITY60 | 2015-06-26 | 0 | 0 | 0 | 0 | 0 | 0 | 0.0068 | 0.0442 | 0.1462 | 0.30005 | 0.4777 | 0.61625 | 0.68935 | 0.72335 | 0.71995 | 0.67575 | 0.58565 | 0.44455 | 0.2652 | 0.1122 | 0.0272 | 0.00085 | 0 | 0 | 5.8352 | 6 | No | On | 6On | S | 0.67575
[9 empty] | UTUNITY60 | 2015-06-27 | 0 | 0 | 0 | 0 | 0 | 0 | 0.01275 | 0.04845 | 0.1445 | 0.2907 | 0.4624 | 0.6001 | 0.68085 | 0.71315 | 0.6868 | 0.66215 | 0.5865 | 0.4335 | 0.24565 | 0.10285 | 0.02635 | 0.00255 | 0 | 0 | 5.6993 | 6 | No | Off | 6Off | S | 0.66215
[9 empty] | UTUNITY60 | 2015-06-28 | 0 | 0.00085 | 0 | 0 | 0 | 0 | 0.0085 | 0.04675 | 0.14195 | 0.29495 | 0.46155 | 0.5933 | 0.6647 | 0.6749 | 0.6715 | 0.62815 | 0.50235 | 0.40205 | 0.25075 | 0.10795 | 0.0255 | 0.0017 | 0 | 0 | 5.4774 | 6 | No | Off | 6Off | S | 0.62815
[9 empty] | UTUNITY60 | 2015-06-29 | 0 | 0 | 0 | 0 | 0 | 0 | 0.00765 | 0.0442 | 0.14025 | 0.2822 | 0.44115 | 0.57035 | 0.6477 | 0.6783 | 0.6562 | 0.62475 | 0.50065 | 0.40885 | 0.23375 | 0.0969 | 0.0238 | 0.0017 | 0 | 0 | 5.3584 | 6 | No | On | 6On | S | 0.62475
[9 empty] | UTUNITY60 | 2015-06-30 | 0 | 0 | 0 | 0 | 0 | 0 | 0.0085 | 0.05015 | 0.13345 | 0.2839 | 0.43265 | 0.56015 | 0.6307 | 0.65875 | 0.65365 | 0.60435 | 0.51 | 0.4182 | 0.23205 | 0.0969 | 0.0255 | 0.0017 | 0 | 0 | 5.3006 | 6 | No | On | 6On | S | 0.60435
[9 empty] | UTUNITY60 | 2015-07-01 | 0 | 0 | 0 | 0 | 0 | 0 | 0.01445 | 0.0646 | 0.14705 | 0.27965 | 0.43945 | 0.57035 | 0.65025 | 0.6766 | 0.64685 | 0.62475 | 0.52615 | 0.42245 | 0.2414 | 0.102 | 0.0255 | 0.0017 | 0 | 0 | 5.4332 | 7 | No | On | 7On | S | 0.62475
[9 empty] | UTUNITY60 | 2015-07-02 | 0 | 0 | 0 | 0 | 0 | 0 | 0.00425 | 0.0459 | 0.13685 | 0.2652 | 0.42755 | 0.56015 | 0.64005 | 0.6817 | 0.67065 | 0.61795 | 0.55675 | 0.4182 | 0.24905 | 0.10115 | 0.0204 | 0.0017 | 0 | 0 | 5.3975 | 7 | No | On | 7On | S | 0.61795
[9 empty] | UTUNITY60 | 2015-07-03 | 0 | 0 | 0.00085 | 0 | 0 | 0 | 0.00935 | 0.04675 | 0.1377 | 0.27285 | 0.4335 | 0.5644 | 0.64345 | 0.6732 | 0.6613 | 0.62305 | 0.52785 | 0.4012 | 0.24395 | 0.10795 | 0.02465 | 0.0017 | 0 | 0 | 5.3737 | 7 | Yes | Off | 7Off | S | 0.62305
[9 empty] | UTUNITY60 | 2015-07-04 | 0 | 0 | 0 | 0 | 0 | 0 | 0.0034 | 0.04165 | 0.11475 | 0.24735 | 0.3162 | 0.391 | 0.4828 | 0.56015 | 0.6052 | 0.58225 | 0.47515 | 0.33745 | 0.18105 | 0.05695 | 0.0102 | 0.00085 | 0 | 0 | 4.4064 | 7 | No | Off | 7Off | S | 0.58225
[9 empty] | UTUNITY60 | 2015-07-05 | 0 | 0 | 0 | 0 | 0 | 0 | 0.00085 | 0.0204 | 0.0476 | 0.0731 | 0.1836 | 0.2788 | 0.52445 | 0.62985 | 0.68935 | 0.595 | 0.4913 | 0.38675 | 0.23545 | 0.11305 | 0.02635 | 0.0017 | 0 | 0 | 4.2976 | 7 | No | Off | 7Off | S | 0.595
[9 empty] | UTUNITY60 | 2015-07-06 | 0 | 0 | 0 | 0 | 0 | 0 | 0.00595 | 0.0391 | 0.11645 | 0.23545 | 0.36465 | 0.44795 | 0.45985 | 0.45475 | 0.37825 | 0.2958 | 0.22695 | 0.23545 | 0.19805 | 0.11135 | 0.02635 | 0.0017 | 0 | 0 | 3.598 | 7 | No | On | 7On | S | 0.2958
[9 empty] | UTUNITY60 | 2015-07-07 | 0 | 0 | 0 | 0 | 0 | 0 | 0.00595 | 0.04505 | 0.13345 | 0.272 | 0.3927 | 0.4777 | 0.48705 | 0.5338 | 0.34085 | 0.2533 | 0.26095 | 0.3043 | 0.19975 | 0.11135 | 0.02635 | 0.0017 | 0 | 0 | 3.8462 | 7 | No | On | 7On | S | 0.3043
[9 empty] | UTUNITY60 | 2015-07-08 | 0 | 0 | 0 | 0 | 0 | 0 | 0.00765 | 0.0476 | 0.1462 | 0.15555 | 0.12155 | 0.1547 | 0.31365 | 0.49555 | 0.4267 | 0.57885 | 0.51935 | 0.4233 | 0.2601 | 0.1088 | 0.0187 | 0.0017 | 0 | 0 | 3.7799 | 7 | No | On | 7On | S | 0.57885
[9 empty] | UTUNITY60 | 2015-07-09 | 0 | 0 | 0 | 0 | 0 | 0 | 0.00425 | 0.03995 | 0.14025 | 0.2907 | 0.4658 | 0.59925 | 0.66385 | 0.60095 | 0.47855 | 0.2754 | 0.2346 | 0.24905 | 0.1768 | 0.10455 | 0.0357 | 0.0034 | 0 | 0 | 4.363 | 7 | No | On | 7On | S | 0.2754
[9 empty] | UTUNITY60 | 2015-07-10 | 0 | 0 | 0 | 0 | 0 | 0 | 0.00595 | 0.0425 | 0.1394 | 0.2839 | 0.374 | 0.56525 | 0.5338 | 0.2856 | 0.47345 | 0.5967 | 0.5304 | 0.40375 | 0.24055 | 0.0952 | 0.01785 | 0.00085 | 0 | 0 | 4.5891 | 7 | No | On | 7On | S | 0.5967
[9 empty] | UTUNITY60 | 2015-07-11 | 0 | 0 | 0 | 0 | 0 | 0 | 0.0068 | 0.04675 | 0.14705 | 0.28815 | 0.4624 | 0.6001 | 0.66725 | 0.6766 | 0.64175 | 0.49045 | 0.44115 | 0.3519 | 0.2431 | 0.10285 | 0.01955 | 0.00085 | 0 | 0 | 5.1867 | 7 | No | Off | 7Off | S | 0.49045
[9 empty] | UTUNITY60 | 2015-07-12 | 0 | 0 | 0 | 0 | 0 | 0 | 0.00425 | 0.0391 | 0.14025 | 0.29495 | 0.47515 | 0.61795 | 0.70465 | 0.73865 | 0.7344 | 0.6953 | 0.6018 | 0.45135 | 0.2805 | 0.1258 | 0.0289 | 0.0017 | 0 | 0 | 5.9347 | 7 | No | Off | 7Off | S | 0.6953
[9 empty] | UTUNITY60 | 2015-07-13 | 0 | 0 | 0 | 0 | 0 | 0 | 0.00425 | 0.0374 | 0.1411 | 0.2856 | 0.45985 | 0.58905 | 0.6409 | 0.64855 | 0.6392 | 0.6188 | 0.50065 | 0.3536 | 0.22355 | 0.10455 | 0.03145 | 0.0017 | 0 | 0 | 5.2802 | 7 | No | On | 7On | S | 0.6188
[9 empty] | UTUNITY60 | 2015-07-14 | 0 | 0 | 0 | 0 | 0 | 0 | 0.0051 | 0.0476 | 0.14365 | 0.28645 | 0.4505 | 0.5865 | 0.6715 | 0.64515 | 0.612 | 0.6324 | 0.50745 | 0.34085 | 0.23545 | 0.1173 | 0.0255 | 0.0017 | 0 | 0 | 5.3091 | 7 | No | On | 7On | S | 0.6324
[9 empty] | UTUNITY60 | 2015-07-15 | 0 | 0 | 0 | 0 | 0 | 0 | 0.00765 | 0.0408 | 0.12495 | 0.2618 | 0.4284 | 0.57205 | 0.63495 | 0.6613 | 0.67745 | 0.6528 | 0.5814 | 0.4403 | 0.255 | 0.1037 | 0.0204 | 0.00085 | 0 | 0 | 5.4638 | 7 | No | On | 7On | S | 0.6528
[9 empty] | UTUNITY60 | 2015-07-16 | 0 | 0 | 0 | 0 | 0 | 0 | 0.00595 | 0.0442 | 0.1411 | 0.29155 | 0.4233 | 0.57715 | 0.6902 | 0.714 | 0.69615 | 0.6222 | 0.5321 | 0.3961 | 0.24395 | 0.08925 | 0.0136 | 0.00085 | 0 | 0 | 5.4816 | 7 | No | On | 7On | S | 0.6222
[9 empty] | UTUNITY60 | 2015-07-17 | 0 | 0 | 0.00085 | 0 | 0 | 0 | 0.00595 | 0.04845 | 0.14195 | 0.24055 | 0.34935 | 0.41905 | 0.57375 | 0.56355 | 0.60435 | 0.55335 | 0.4556 | 0.34 | 0.16915 | 0.0697 | 0.0102 | 0.00085 | 0 | 0 | 4.5467 | 7 | No | On | 7On | S | 0.55335
[9 empty] | UTUNITY60 | 2015-07-18 | 0 | 0 | 0 | 0 | 0 | 0 | 0.00425 | 0.0374 | 0.1343 | 0.2686 | 0.4165 | 0.5542 | 0.65195 | 0.72675 | 0.70805 | 0.6562 | 0.5032 | 0.39015 | 0.2329 | 0.1105 | 0.02975 | 0.00255 | 0 | 0 | 5.4272 | 7 | No | Off | 7Off | S | 0.6562
[9 empty] | UTUNITY60 | 2015-07-19 | 0 | 0 | 0 | 0 | 0 | 0 | 0.00425 | 0.04165 | 0.13515 | 0.2788 | 0.45645 | 0.60435 | 0.69105 | 0.70465 | 0.6664 | 0.6749 | 0.58395 | 0.4199 | 0.2159 | 0.0799 | 0.01785 | 0.00085 | 0 | 0.00085 | 5.5769 | 7 | No | Off | 7Off | S | 0.6749
[9 empty] | UTUNITY60 | 2015-07-20 | 0 | 0 | 0 | 0 | 0 | 0 | 0.00085 | 0.0085 | 0.0323 | 0.0663 | 0.14875 | 0.3332 | 0.5066 | 0.6154 | 0.62645 | 0.61455 | 0.53465 | 0.3961 | 0.23375 | 0.085 | 0.01445 | 0.00085 | 0 | 0 | 4.2177 | 7 | No | On | 7On | S | 0.61455
[9 empty] | UTUNITY60 | 2015-07-21 | 0 | 0 | 0 | 0 | 0 | 0 | 0.00425 | 0.03825 | 0.14195 | 0.2873 | 0.42755 | 0.5576 | 0.65705 | 0.65195 | 0.60945 | 0.5321 | 0.4896 | 0.4199 | 0.2618 | 0.1054 | 0.0187 | 0.00085 | 0 | 0 | 5.2037 | 7 | No | On | 7On | S | 0.5321
[9 empty] | UTUNITY60 | 2015-07-22 | 0 | 0 | 0 | 0 | 0 | 0 | 0.0034 | 0.03655 | 0.13685 | 0.2924 | 0.4267 | 0.49895 | 0.49725 | 0.6137 | 0.67405 | 0.37485 | 0.32895 | 0.2329 | 0.2023 | 0.085 | 0.02295 | 0.0017 | 0 | 0 | 4.4285 | 7 | No | On | 7On | S | 0.37485
[9 empty] | UTUNITY60 | 2015-07-23 | 0 | 0 | 0 | 0 | 0 | 0 | 0.0051 | 0.03655 | 0.13005 | 0.28135 | 0.44285 | 0.55505 | 0.6613 | 0.69105 | 0.67915 | 0.67915 | 0.62135 | 0.4777 | 0.26435 | 0.10455 | 0.0204 | 0.00085 | 0 | 0 | 5.6508 | 7 | No | On | 7On | S | 0.67915
[9 empty] | UTUNITY60 | 2015-07-24 | 0 | 0 | 0 | 0 | 0 | 0 | 0.0034 | 0.03315 | 0.136 | 0.3009 | 0.47855 | 0.62985 | 0.7225 | 0.765 | 0.77095 | 0.7327 | 0.62985 | 0.4777 | 0.2652 | 0.1037 | 0.01785 | 0.00085 | 0 | 0 | 6.0682 | 7 | Yes | Off | 7Off | S | 0.7327
[9 empty] | UTUNITY60 | 2015-07-25 | 0 | 0 | 0 | 0 | 0 | 0 | 0.0034 | 0.03485 | 0.1377 | 0.2975 | 0.47175 | 0.6222 | 0.7174 | 0.7599 | 0.74375 | 0.68 | 0.5474 | 0.4607 | 0.255 | 0.1003 | 0.01955 | 0.00085 | 0 | 0 | 5.8522 | 7 | No | Off | 7Off | S | 0.68
[9 empty] | UTUNITY60 | 2015-07-26 | 0 | 0 | 0 | 0 | 0 | 0 | 0.0034 | 0.03315 | 0.1343 | 0.29835 | 0.47855 | 0.6324 | 0.73015 | 0.76925 | 0.7667 | 0.7242 | 0.612 | 0.4692 | 0.2584 | 0.10455 | 0.01955 | 0.00085 | 0 | 0 | 6.035 | 7 | No | Off | 7Off | S | 0.7242
[9 empty] | UTUNITY60 | 2015-07-27 | 0 | 0 | 0 | 0 | 0 | 0 | 0.00255 | 0.03145 | 0.1275 | 0.2907 | 0.3604 | 0.33575 | 0.39185 | 0.714 | 0.76415 | 0.73355 | 0.6358 | 0.4811 | 0.26265 | 0.10455 | 0.0187 | 0.00085 | 0 | 0 | 5.2555 | 7 | No | On | 7On | S | 0.73355
[9 empty] | UTUNITY60 | 2015-07-28 | 0 | 0 | 0 | 0 | 0 | 0 | 0.00255 | 0.0323 | 0.1343 | 0.2924 | 0.48365 | 0.63835 | 0.73355 | 0.7769 | 0.782 | 0.73865 | 0.63835 | 0.4862 | 0.2669 | 0.10795 | 0.01955 | 0.00085 | 0 | 0 | 6.1344 | 7 | No | On | 7On | S | 0.73865
[9 empty] | UTUNITY60 | 2015-07-29 | 0 | 0 | 0 | 0 | 0 | 0 | 0.00255 | 0.03145 | 0.13345 | 0.29155 | 0.47005 | 0.6205 | 0.7106 | 0.74715 | 0.74715 | 0.7021 | 0.6154 | 0.46325 | 0.25075 | 0.09945 | 0.01785 | 0.00085 | 0 | 0 | 5.9041 | 7 | No | On | 7On | S | 0.7021
[9 empty] | UTUNITY60 | 2015-07-30 | 0 | 0 | 0 | 0 | 0 | 0 | 0.00255 | 0.03145 | 0.1309 | 0.289 | 0.4658 | 0.60945 | 0.69275 | 0.73695 | 0.7412 | 0.7004 | 0.60435 | 0.459 | 0.255 | 0.09945 | 0.017 | 0.00085 | 0 | 0 | 5.8361 | 7 | No | On | 7On | S | 0.7004
[9 empty] | UTUNITY60 | 2015-07-31 | 0 | 0 | 0 | 0.00085 | 0 | 0 | 0.00255 | 0.03485 | 0.1156 | 0.272 | 0.44115 | 0.5763 | 0.67235 | 0.7072 | 0.69105 | 0.6358 | 0.5899 | 0.4471 | 0.238 | 0.09605 | 0.0153 | 0.00085 | 0 | 0 | 5.5369 | 7 | No | On | 7On | S | 0.6358
[9 empty] | UTUNITY60 | 2015-08-01 | 0 | 0 | 0 | 0 | 0 | 0 | 0.00255 | 0.03315 | 0.1258 | 0.26435 | 0.41905 | 0.5474 | 0.61965 | 0.6681 | 0.65875 | 0.63835 | 0.5491 | 0.3978 | 0.2159 | 0.0884 | 0.0153 | 0.00085 | 0 | 0 | 5.2445 | 8 | No | Off | 8Off | S | 0.63835
[9 empty] | UTUNITY60 | 2015-08-02 | 0 | 0 | 0 | 0 | 0 | 0 | 0.00425 | 0.0442 | 0.13855 | 0.23375 | 0.37145 | 0.46155 | 0.60605 | 0.65365 | 0.48875 | 0.27115 | 0.11985 | 0.1275 | 0.11135 | 0.051 | 0.00765 | 0 | 0 | 0 | 3.6907 | 8 | No | Off | 8Off | S | 0.27115
[9 empty] | UTUNITY60 | 2015-08-03 | 0 | 0 | 0 | 0 | 0 | 0 | 0 | 0.00935 | 0.0391 | 0.06545 | 0.08925 | 0.11475 | 0.16405 | 0.2074 | 0.1938 | 0.23205 | 0.25415 | 0.27115 | 0.17085 | 0.09095 | 0.01445 | 0.00085 | 0 | 0 | 1.9176 | 8 | No | On | 8On | S | 0.27115
[9 empty] | UTUNITY60 | 2015-08-04 | 0 | 0 | 0 | 0 | 0 | 0 | 0.0017 | 0.02975 | 0.12665 | 0.27285 | 0.4573 | 0.5933 | 0.69105 | 0.7327 | 0.7293 | 0.68765 | 0.58735 | 0.4029 | 0.22185 | 0.08755 | 0.0153 | 0.00085 | 0 | 0 | 5.638 | 8 | No | On | 8On | S | 0.68765
[9 empty] | UTUNITY60 | 2015-08-05 | 0 | 0 | 0 | 0 | 0 | 0 | 0.00255 | 0.04505 | 0.10455 | 0.2363 | 0.3485 | 0.3706 | 0.32895 | 0.31365 | 0.255 | 0.31365 | 0.30005 | 0.17085 | 0.1224 | 0.0731 | 0.0153 | 0.00085 | 0 | 0 | 3.0013 | 8 | No | On | 8On | S | 0.31365
[9 empty] | UTUNITY60 | 2015-08-06 | 0 | 0 | 0 | 0 | 0 | 0 | 0.0017 | 0.03485 | 0.1326 | 0.28305 | 0.44795 | 0.56015 | 0.54655 | 0.55165 | 0.5406 | 0.55335 | 0.4862 | 0.2839 | 0.15555 | 0.0646 | 0.01105 | 0 | 0 | 0 | 4.6537 | 8 | No | On | 8On | S | 0.55335
[9 empty] | UTUNITY60 | 2015-08-07 | 0 | 0 | 0 | 0 | 0 | 0 | 0 | 0.0102 | 0.0357 | 0.0867 | 0.13175 | 0.19975 | 0.33915 | 0.3349 | 0.4743 | 0.47855 | 0.51 | 0.40885 | 0.1411 | 0.0238 | 0.0017 | 0.00085 | 0 | 0 | 3.1773 | 8 | No | On | 8On | S | 0.51
[9 empty] | UTUNITY60 | 2015-08-08 | 0 | 0 | 0 | 0 | 0 | 0 | 0.0017 | 0.0306 | 0.1258 | 0.27285 | 0.4488 | 0.55675 | 0.5763 | 0.544 | 0.5831 | 0.58225 | 0.49385 | 0.4063 | 0.2244 | 0.08415 | 0.00935 | 0.00085 | 0 | 0 | 4.9411 | 8 | No | Off | 8Off | S | 0.58225
[9 empty] | UTUNITY60 | 2015-08-09 | 0 | 0 | 0 | 0 | 0 | 0 | 0.0017 | 0.0289 | 0.1258 | 0.2822 | 0.45475 | 0.60095 | 0.69445 | 0.72335 | 0.73865 | 0.66215 | 0.58905 | 0.42415 | 0.22525 | 0.08245 | 0.0085 | 0 | 0 | 0 | 5.6423 | 8 | No | Off | 8Off | S | 0.66215
[9 empty] | UTUNITY60 | 2015-08-10 | 0 | 0.00085 | 0 | 0 | 0 | 0 | 0.0017 | 0.03315 | 0.12155 | 0.255 | 0.39865 | 0.53635 | 0.6596 | 0.72335 | 0.7225 | 0.6613 | 0.5661 | 0.42245 | 0.2142 | 0.0867 | 0.0085 | 0 | 0 | 0 | 5.4119 | 8 | No | On | 8On | S | 0.6613
[9 empty] | UTUNITY60 | 2015-08-11 | 0 | 0 | 0 | 0 | 0 | 0 | 0.0017 | 0.0255 | 0.1037 | 0.24905 | 0.39695 | 0.54825 | 0.64175 | 0.70635 | 0.697 | 0.62475 | 0.41905 | 0.14875 | 0.0425 | 0.01955 | 0.0034 | 0 | 0 | 0 | 4.6283 | 8 | No | On | 8On | S | 0.62475
[9 empty] | UTUNITY60 | 2015-08-12 | 0 | 0 | 0.00085 | 0 | 0 | 0.00085 | 0.00085 | 0.0391 | 0.1258 | 0.2618 | 0.38165 | 0.53465 | 0.65705 | 0.6902 | 0.67915 | 0.5848 | 0.3893 | 0.3349 | 0.1496 | 0.05865 | 0.00935 | 0.00085 | 0 | 0 | 4.8994 | 8 | No | On | 8On | S | 0.5848
[9 empty] | UTUNITY60 | 2015-08-13 | 0 | 0 | 0 | 0 | 0 | 0 | 0.00085 | 0.0221 | 0.119 | 0.272 | 0.43775 | 0.5797 | 0.6783 | 0.714 | 0.7021 | 0.65025 | 0.5491 | 0.3808 | 0.187 | 0.0612 | 0.0051 | 0 | 0 | 0 | 5.3593 | 8 | No | On | 8On | S | 0.65025
[9 empty] | UTUNITY60 | 2015-08-14 | 0 | 0 | 0 | 0 | 0 | 0 | 0.00085 | 0.0238 | 0.1071 | 0.25585 | 0.4267 | 0.58225 | 0.6783 | 0.71995 | 0.7157 | 0.6511 | 0.54825 | 0.34935 | 0.16235 | 0.05185 | 0.00425 | 0 | 0 | 0 | 5.2777 | 8 | No | On | 8On | S | 0.6511
[9 empty] | UTUNITY60 | 2015-08-15 | 0 | 0 | 0 | 0 | 0 | 0 | 0.00085 | 0.0255 | 0.11985 | 0.26945 | 0.43265 | 0.5695 | 0.6647 | 0.69445 | 0.6851 | 0.61285 | 0.51255 | 0.3944 | 0.19975 | 0.05865 | 0.00425 | 0 | 0 | 0 | 5.2445 | 8 | No | Off | 8Off | S | 0.61285
[9 empty] | UTUNITY60 | 2015-08-16 | 0 | 0 | 0 | 0 | 0 | 0 | 0.0017 | 0.0272 | 0.1173 | 0.25925 | 0.42245 | 0.53975 | 0.6103 | 0.6409 | 0.6392 | 0.612 | 0.52445 | 0.36975 | 0.187 | 0.0646 | 0.0068 | 0 | 0 | 0 | 5.0227 | 8 | No | Off | 8Off | S | 0.612
[9 empty] | UTUNITY60 | 2015-08-17 | 0 | 0 | 0 | 0 | 0 | 0 | 0.00085 | 0.02635 | 0.11985 | 0.2686 | 0.4369 | 0.578 | 0.67065 | 0.71825 | 0.7276 | 0.6834 | 0.57545 | 0.4097 | 0.20315 | 0.068 | 0.0051 | 0 | 0 | 0 | 5.4918 | 8 | No | On | 8On | S | 0.6834
[9 empty] | UTUNITY60 | 2015-08-18 | 0 | 0 | 0 | 0 | 0 | 0 | 0.00085 | 0.02465 | 0.1207 | 0.26945 | 0.4386 | 0.58225 | 0.68255 | 0.73355 | 0.73355 | 0.6834 | 0.5712 | 0.4029 | 0.19975 | 0.0663 | 0.00595 | 0 | 0 | 0 | 5.5156 | 8 | No | On | 8On | S | 0.6834
[9 empty] | UTUNITY60 | 2015-08-19 | 0 | 0 | 0 | 0 | 0 | 0 | 0.00085 | 0.02635 | 0.11815 | 0.26775 | 0.4352 | 0.5763 | 0.67405 | 0.714 | 0.71315 | 0.66215 | 0.54995 | 0.3876 | 0.18955 | 0.06035 | 0.0051 | 0 | 0 | 0 | 5.3805 | 8 | No | On | 8On | S | 0.66215
[9 empty] | UTUNITY60 | 2015-08-20 | 0 | 0 | 0 | 0 | 0 | 0 | 0.00085 | 0.02635 | 0.1122 | 0.24905 | 0.40715 | 0.54315 | 0.63665 | 0.68425 | 0.6851 | 0.63835 | 0.52785 | 0.3672 | 0.17765 | 0.05525 | 0.00425 | 0 | 0 | 0 | 5.1153 | 8 | No | On | 8On | S | 0.63835
[9 empty] | UTUNITY60 | 2015-08-21 | 0 | 0 | 0 | 0 | 0 | 0 | 0.00085 | 0.02635 | 0.11305 | 0.25415 | 0.4199 | 0.56355 | 0.65535 | 0.69275 | 0.6885 | 0.64005 | 0.52785 | 0.36295 | 0.17425 | 0.05185 | 0.00425 | 0 | 0 | 0 | 5.1756 | 8 | No | On | 8On | S | 0.64005
[9 empty] | UTUNITY60 | 2015-08-22 | 0 | 0 | 0 | 0 | 0 | 0 | 0.00085 | 0.02465 | 0.1156 | 0.26265 | 0.4318 | 0.57545 | 0.67065 | 0.72165 | 0.7242 | 0.67575 | 0.56525 | 0.4046 | 0.1921 | 0.0595 | 0.0034 | 0 | 0 | 0 | 5.4281 | 8 | No | Off | 8Off | S | 0.67575
[9 empty] | UTUNITY60 | 2015-08-23 | 0 | 0 | 0 | 0 | 0 | 0 | 0 | 0.0255 | 0.11305 | 0.2601 | 0.4182 | 0.5542 | 0.57375 | 0.5984 | 0.6018 | 0.5984 | 0.50575 | 0.3587 | 0.17425 | 0.05015 | 0.0034 | 0 | 0 | 0 | 4.8356 | 8 | No | Off | 8Off | S | 0.5984
[9 empty] | UTUNITY60 | 2015-08-24 | 0 | 0 | 0 | 0 | 0 | 0 | 0.00085 | 0.0255 | 0.10965 | 0.2601 | 0.3723 | 0.5474 | 0.6528 | 0.7038 | 0.7072 | 0.6256 | 0.50065 | 0.35445 | 0.17935 | 0.0561 | 0.00255 | 0 | 0 | 0 | 5.0983 | 8 | No | On | 8On | S | 0.6256
[9 empty] | UTUNITY60 | 2015-08-25 | 0 | 0 | 0 | 0 | 0 | 0 | 0.00085 | 0.0221 | 0.1156 | 0.2516 | 0.4148 | 0.5525 | 0.62985 | 0.66895 | 0.63325 | 0.4964 | 0.31365 | 0.2091 | 0.0969 | 0.02465 | 0.00255 | 0 | 0 | 0 | 4.4328 | 8 | No | On | 8On | S | 0.4964
[9 empty] | UTUNITY60 | 2015-08-26 | 0 | 0 | 0 | 0 | 0 | 0 | 0 | 0.0085 | 0.02975 | 0.07395 | 0.1173 | 0.1989 | 0.24565 | 0.21505 | 0.20145 | 0.26435 | 0.3808 | 0.31535 | 0.1666 | 0.03485 | 0.00255 | 0 | 0 | 0 | 2.255 | 8 | No | On | 8On | S | 0.3808
[9 empty] | UTUNITY60 | 2015-08-27 | 0 | 0 | 0 | 0 | 0 | 0 | 0 | 0.0187 | 0.10965 | 0.26095 | 0.42245 | 0.57715 | 0.66725 | 0.7089 | 0.66725 | 0.64345 | 0.544 | 0.374 | 0.1819 | 0.0476 | 0.00255 | 0 | 0 | 0 | 5.2258 | 8 | No | On | 8On | S | 0.64345
[9 empty] | UTUNITY60 | 2015-08-28 | 0 | 0 | 0 | 0 | 0 | 0 | 0 | 0.01615 | 0.1088 | 0.26265 | 0.4352 | 0.5746 | 0.6596 | 0.6987 | 0.7004 | 0.65705 | 0.5542 | 0.3893 | 0.17425 | 0.0442 | 0.0017 | 0 | 0 | 0 | 5.2768 | 8 | No | On | 8On | S | 0.65705
[9 empty] | UTUNITY60 | 2015-08-29 | 0 | 0 | 0 | 0 | 0 | 0 | 0 | 0.0272 | 0.1088 | 0.25925 | 0.4131 | 0.5695 | 0.6171 | 0.5593 | 0.59245 | 0.54145 | 0.41055 | 0.3213 | 0.14365 | 0.03995 | 0.00255 | 0 | 0 | 0 | 4.6062 | 8 | No | Off | 8Off | S | 0.54145
[9 empty] | UTUNITY60 | 2015-08-30 | 0 | 0 | 0 | 0 | 0 | 0 | 0 | 0.0255 | 0.1054 | 0.204 | 0.3213 | 0.42415 | 0.4947 | 0.4947 | 0.476 | 0.45475 | 0.37485 | 0.2482 | 0.12835 | 0.05185 | 0.0034 | 0 | 0 | 0 | 3.8072 | 8 | No | Off | 8Off | S | 0.45475
[9 empty] | UTUNITY60 | 2015-08-31 | 0 | 0 | 0 | 0 | 0 | 0 | 0 | 0.017 | 0.0986 | 0.255 | 0.4284 | 0.57715 | 0.66725 | 0.714 | 0.7106 | 0.64175 | 0.5253 | 0.3689 | 0.17425 | 0.04505 | 0.0017 | 0 | 0 | 0 | 5.2249 | 8 | No | On | 8On | S | 0.64175
[9 empty] | UTUNITY60 | 2015-09-01 | 0 | 0 | 0 | 0 | 0 | 0 | 0 | 0.01615 | 0.0901 | 0.1836 | 0.36975 | 0.561 | 0.6528 | 0.6443 | 0.6647 | 0.63665 | 0.5083 | 0.35105 | 0.15045 | 0.0425 | 0.00255 | 0 | 0 | 0 | 4.8739 | 9 | No | On | 9On | S | 0.63665
[9 empty] | UTUNITY60 | 2015-09-02 | 0 | 0 | 0 | 0 | 0 | 0 | 0 | 0.0187 | 0.10795 | 0.2584 | 0.4335 | 0.54485 | 0.629 | 0.63495 | 0.65875 | 0.5457 | 0.4454 | 0.26775 | 0.1411 | 0.0357 | 0.0017 | 0 | 0 | 0 | 4.7234 | 9 | No | On | 9On | S | 0.5457
[9 empty] | UTUNITY60 | 2015-09-03 | 0 | 0 | 0 | 0 | 0 | 0 | 0 | 0.0119 | 0.10115 | 0.26435 | 0.442 | 0.56865 | 0.5814 | 0.6035 | 0.70635 | 0.67065 | 0.5644 | 0.323 | 0.16235 | 0.0357 | 0.0017 | 0 | 0 | 0 | 5.0371 | 9 | No | On | 9On | S | 0.67065
[9 empty] | UTUNITY60 | 2015-09-04 | 0 | 0 | 0 | 0 | 0 | 0 | 0 | 0.0153 | 0.1054 | 0.27285 | 0.4658 | 0.6205 | 0.7123 | 0.7463 | 0.76075 | 0.65195 | 0.49385 | 0.3315 | 0.13515 | 0.0289 | 0.0017 | 0 | 0 | 0 | 5.3422 | 9 | No | On | 9On | S | 0.65195
[9 empty] | UTUNITY60 | 2015-09-05 | 0 | 0 | 0 | 0 | 0 | 0 | 0 | 0.01615 | 0.1054 | 0.2652 | 0.4063 | 0.48705 | 0.5219 | 0.4386 | 0.34085 | 0.4267 | 0.48365 | 0.37145 | 0.1564 | 0.0408 | 0.0017 | 0 | 0 | 0 | 4.0621 | 9 | No | Off | 9Off | S | 0.48365
[9 empty] | UTUNITY60 | 2015-09-06 | 0 | 0 | 0 | 0 | 0 | 0 | 0 | 0.01445 | 0.10965 | 0.28475 | 0.4675 | 0.629 | 0.7208 | 0.75055 | 0.6086 | 0.4658 | 0.33065 | 0.21845 | 0.1054 | 0.02295 | 0.0017 | 0 | 0 | 0 | 4.7302 | 9 | No | Off | 9Off | S | 0.4658
[9 empty] | UTUNITY60 | 2015-09-07 | 0 | 0 | 0 | 0 | 0 | 0 | 0 | 0.0136 | 0.102 | 0.27455 | 0.45475 | 0.61625 | 0.71315 | 0.765 | 0.7582 | 0.70125 | 0.5814 | 0.39015 | 0.1717 | 0.034 | 0.0017 | 0 | 0 | 0 | 5.5777 | 9 | Yes | Off | 9Off | S | 0.70125
[9 empty] | UTUNITY60 | 2015-09-08 | 0 | 0 | 0 | 0 | 0 | 0 | 0 | 0.0136 | 0.10795 | 0.27965 | 0.46155 | 0.61455 | 0.7004 | 0.7548 | 0.7582 | 0.69785 | 0.57375 | 0.3842 | 0.16745 | 0.034 | 0.00085 | 0 | 0 | 0 | 5.5488 | 9 | No | On | 9On | S | 0.69785
[9 empty] | UTUNITY60 | 2015-09-09 | 0 | 0 | 0 | 0 | 0 | 0 | 0 | 0.01105 | 0.1037 | 0.27795 | 0.459 | 0.6103 | 0.6936 | 0.7361 | 0.74035 | 0.6817 | 0.55845 | 0.36805 | 0.1615 | 0.0306 | 0.00085 | 0 | 0 | 0 | 5.4332 | 9 | No | On | 9On | S | 0.6817
[9 empty] | UTUNITY60 | 2015-09-10 | 0 | 0 | 0 | 0 | 0 | 0 | 0 | 0.0119 | 0.10285 | 0.2703 | 0.4488 | 0.5933 | 0.68 | 0.72675 | 0.73355 | 0.6817 | 0.55845 | 0.3672 | 0.1581 | 0.02805 | 0.00085 | 0 | 0 | 0 | 5.3618 | 9 | No | On | 9On | S | 0.6817
[9 empty] | UTUNITY60 | 2015-09-11 | 0 | 0 | 0 | 0 | 0 | 0 | 0 | 0.01105 | 0.102 | 0.26945 | 0.4505 | 0.5882 | 0.66215 | 0.7004 | 0.7055 | 0.65195 | 0.53465 | 0.35275 | 0.1547 | 0.0272 | 0.00085 | 0 | 0 | 0 | 5.2113 | 9 | No | On | 9On | S | 0.65195
[9 empty] | UTUNITY60 | 2015-09-12 | 0 | 0 | 0 | 0 | 0 | 0 | 0 | 0.01105 | 0.10115 | 0.26435 | 0.442 | 0.5831 | 0.6715 | 0.71485 | 0.71315 | 0.62645 | 0.49385 | 0.30685 | 0.1275 | 0.0187 | 0.00085 | 0 | 0 | 0 | 5.0754 | 9 | No | Off | 9Off | S | 0.62645
[9 empty] | UTUNITY60 | 2015-09-13 | 0 | 0 | 0 | 0 | 0 | 0 | 0 | 0.0119 | 0.0918 | 0.2329 | 0.3791 | 0.47515 | 0.46495 | 0.5032 | 0.5508 | 0.52955 | 0.3825 | 0.23715 | 0.09775 | 0.01275 | 0.00085 | 0 | 0 | 0 | 3.9703 | 9 | No | Off | 9Off | S | 0.52955
[9 empty] | UTUNITY60 | 2015-09-14 | 0 | 0 | 0 | 0 | 0 | 0 | 0 | 0.00595 | 0.02975 | 0.0595 | 0.1054 | 0.2329 | 0.2703 | 0.3553 | 0.41055 | 0.35445 | 0.2278 | 0.0748 | 0.05015 | 0.0068 | 0 | 0 | 0 | 0 | 2.1837 | 9 | No | On | 9On | S | 0.35445
[9 empty] | UTUNITY60 | 2015-09-15 | 0 | 0 | 0 | 0 | 0 | 0 | 0 | 0.00765 | 0.03145 | 0.11815 | 0.1887 | 0.2057 | 0.1666 | 0.08585 | 0.09775 | 0.1479 | 0.20995 | 0.09435 | 0.034 | 0.00595 | 0 | 0 | 0 | 0 | 1.394 | 9 | No | On | 9On | S | 0.20995
[9 empty] | UTUNITY60 | 2015-09-16 | 0 | 0 | 0 | 0 | 0 | 0 | 0 | 0.0085 | 0.0238 | 0.06715 | 0.08075 | 0.08245 | 0.09605 | 0.136 | 0.17085 | 0.1224 | 0.12495 | 0.0952 | 0.0442 | 0.00595 | 0 | 0 | 0 | 0 | 1.0582 | 9 | No | On | 9On | S | 0.12495
[9 empty] | UTUNITY60 | 2015-09-17 | 0 | 0 | 0 | 0 | 0 | 0.00085 | 0 | 0.00255 | 0.0391 | 0.17085 | 0.27625 | 0.3502 | 0.38505 | 0.5559 | 0.55505 | 0.49045 | 0.3638 | 0.2618 | 0.0986 | 0.0102 | 0 | 0 | 0 | 0 | 3.5606 | 9 | No | On | 9On | S | 0.49045
[9 empty] | UTUNITY60 | 2015-09-18 | 0 | 0 | 0 | 0 | 0 | 0 | 0 | 0.00765 | 0.0935 | 0.2686 | 0.4539 | 0.60605 | 0.6936 | 0.7463 | 0.75395 | 0.69105 | 0.55505 | 0.33745 | 0.13855 | 0.01615 | 0.00085 | 0 | 0 | 0 | 5.3627 | 9 | No | On | 9On | S | 0.69105
[9 empty] | UTUNITY60 | 2015-09-19 | 0 | 0 | 0 | 0 | 0 | 0 | 0 | 0.00765 | 0.09095 | 0.2652 | 0.4505 | 0.59585 | 0.6783 | 0.72335 | 0.73185 | 0.6749 | 0.5372 | 0.3145 | 0.11985 | 0.01445 | 0.00085 | 0 | 0 | 0 | 5.2054 | 9 | No | Off | 9Off | S | 0.6749
[9 empty] | UTUNITY60 | 2015-09-20 | 0 | 0 | 0 | 0 | 0 | 0 | 0 | 0.00595 | 0.08755 | 0.2584 | 0.44285 | 0.5865 | 0.6613 | 0.70805 | 0.714 | 0.65195 | 0.51425 | 0.3111 | 0.1275 | 0.0136 | 0.00085 | 0 | 0 | 0 | 5.0838 | 9 | No | Off | 9Off | S | 0.65195
[9 empty] | UTUNITY60 | 2015-09-21 | 0 | 0 | 0 | 0 | 0 | 0 | 0 | 0.0068 | 0.085 | 0.2533 | 0.4352 | 0.5729 | 0.6443 | 0.7004 | 0.70465 | 0.6409 | 0.50575 | 0.3026 | 0.12325 | 0.0119 | 0 | 0 | 0 | 0 | 4.9869 | 9 | No | On | 9On | S | 0.6409
[9 empty] | UTUNITY60 | 2015-09-22 | 0 | 0 | 0 | 0 | 0 | 0 | 0 | 0.00595 | 0.0782 | 0.2346 | 0.40885 | 0.5491 | 0.63155 | 0.68255 | 0.69445 | 0.61795 | 0.4947 | 0.2958 | 0.119 | 0.01105 | 0 | 0 | 0 | 0 | 4.8237 | 9 | No | On | 9On | S | 0.61795
[9 empty] | UTUNITY60 | 2015-09-23 | 0 | 0 | 0 | 0 | 0 | 0 | 0 | 0.0051 | 0.07735 | 0.2363 | 0.41395 | 0.5559 | 0.62985 | 0.67915 | 0.69615 | 0.6392 | 0.49555 | 0.2941 | 0.11475 | 0.00935 | 0 | 0 | 0 | 0 | 4.8467 | 9 | No | On | 9On | S | 0.6392
[9 empty] | UTUNITY60 | 2015-09-24 | 0 | 0 | 0 | 0 | 0 | 0 | 0 | 0.00595 | 0.08415 | 0.2567 | 0.43265 | 0.5729 | 0.6511 | 0.7038 | 0.68255 | 0.57715 | 0.43945 | 0.23035 | 0.0935 | 0.0119 | 0.00085 | 0 | 0 | 0 | 4.743 | 9 | No | On | 9On | S | 0.57715
[9 empty] | UTUNITY60 | 2015-09-25 | 0 | 0 | 0 | 0 | 0 | 0 | 0 | 0.0051 | 0.08245 | 0.25415 | 0.4369 | 0.57885 | 0.6545 | 0.7072 | 0.7157 | 0.646 | 0.4964 | 0.25585 | 0.10285 | 0.00935 | 0 | 0 | 0 | 0 | 4.9453 | 9 | No | On | 9On | S | 0.646
[9 empty] | UTUNITY60 | 2015-09-26 | 0 | 0 | 0 | 0 | 0 | 0 | 0 | 0.00765 | 0.0714 | 0.20995 | 0.3621 | 0.52275 | 0.63325 | 0.66045 | 0.64345 | 0.49215 | 0.37655 | 0.21675 | 0.0782 | 0.00595 | 0 | 0 | 0 | 0 | 4.2806 | 9 | No | Off | 9Off | S | 0.49215
[9 empty] | UTUNITY60 | 2015-09-27 | 0 | 0 | 0 | 0 | 0 | 0 | 0 | 0.0085 | 0.06545 | 0.24225 | 0.4182 | 0.57375 | 0.6409 | 0.6766 | 0.64855 | 0.476 | 0.3655 | 0.20315 | 0.0646 | 0.0068 | 0 | 0 | 0 | 0 | 4.3902 | 9 | No | Off | 9Off | S | 0.476
[9 empty] | UTUNITY60 | 2015-09-28 | 0 | 0 | 0 | 0 | 0 | 0 | 0 | 0.00425 | 0.05865 | 0.2278 | 0.3859 | 0.50575 | 0.6052 | 0.6324 | 0.5355 | 0.3927 | 0.2414 | 0.1122 | 0.03825 | 0.0034 | 0 | 0 | 0 | 0 | 3.7434 | 9 | No | On | 9On | S | 0.3927
[9 empty] | UTUNITY60 | 2015-09-29 | 0 | 0 | 0 | 0 | 0 | 0 | 0 | 0.0068 | 0.0765 | 0.21505 | 0.38675 | 0.4998 | 0.57545 | 0.5746 | 0.5066 | 0.3434 | 0.19805 | 0.0935 | 0.0306 | 0.0034 | 0 | 0 | 0 | 0 | 3.5105 | 9 | No | On | 9On | S | 0.3434
[9 empty] | UTUNITY60 | 2015-09-30 | 0 | 0 | 0 | 0 | 0 | 0 | 0 | 0.00255 | 0.0255 | 0.10455 | 0.2193 | 0.3196 | 0.42755 | 0.4726 | 0.35615 | 0.2108 | 0.13345 | 0.0816 | 0.0272 | 0.0034 | 0 | 0 | 0 | 0 | 2.3842 | 9 | No | On | 9On | S | 0.2108
[9 empty] | UTUNITY60 | 2015-10-01 | 0 | 0 | 0 | 0 | 0 | 0 | 0 | 0.00425 | 0.06205 | 0.17255 | 0.3264 | 0.41395 | 0.49045 | 0.5576 | 0.57375 | 0.53805 | 0.4505 | 0.2533 | 0.08245 | 0.00595 | 0 | 0 | 0 | 0 | 3.9312 | 10 | No | On | 10On | W | 0.53805
[9 empty] | UTUNITY60 | 2015-10-02 | 0 | 0 | 0 | 0 | 0 | 0 | 0 | 0.0051 | 0.03655 | 0.1445 | 0.33405 | 0.3009 | 0.18785 | 0.17765 | 0.27965 | 0.2601 | 0.24735 | 0.09775 | 0.03145 | 0.0034 | 0 | 0 | 0 | 0 | 2.1063 | 10 | No | On | 10On | W | 0.2601
[9 empty] | UTUNITY60 | 2015-10-03 | 0 | 0 | 0 | 0 | 0 | 0 | 0 | 0.00255 | 0.03315 | 0.09945 | 0.1921 | 0.3077 | 0.3587 | 0.34765 | 0.3604 | 0.3621 | 0.2652 | 0.1275 | 0.04165 | 0.0034 | 0 | 0 | 0 | 0 | 2.5016 | 10 | No | Off | 10Off | W | 0.3621
[9 empty] | UTUNITY60 | 2015-10-04 | 0 | 0 | 0 | 0 | 0 | 0 | 0 | 0.00425 | 0.0476 | 0.1309 | 0.3417 | 0.5321 | 0.6239 | 0.66045 | 0.6358 | 0.58395 | 0.44965 | 0.24735 | 0.0663 | 0.0034 | 0 | 0 | 0 | 0 | 4.3274 | 10 | No | Off | 10Off | W | 0.58395
[9 empty] | UTUNITY60 | 2015-10-05 | 0 | 0 | 0 | 0 | 0 | 0 | 0 | 0.0017 | 0.04505 | 0.2244 | 0.3995 | 0.4947 | 0.5049 | 0.4981 | 0.3468 | 0.24735 | 0.14365 | 0.05695 | 0.01785 | 0.0017 | 0 | 0 | 0 | 0 | 2.9827 | 10 | No | On | 10On | W | 0.24735
[9 empty] | UTUNITY60 | 2015-10-06 | 0 | 0 | 0 | 0 | 0 | 0 | 0 | 0.00255 | 0.0391 | 0.16745 | 0.3655 | 0.4828 | 0.53125 | 0.5066 | 0.476 | 0.2941 | 0.23885 | 0.14535 | 0.05695 | 0.00425 | 0 | 0 | 0 | 0 | 3.3107 | 10 | No | On | 10On | W | 0.2941
[9 empty] | UTUNITY60 | 2015-10-07 | 0 | 0 | 0 | 0 | 0 | 0 | 0 | 0.00255 | 0.07055 | 0.23545 | 0.42585 | 0.57205 | 0.646 | 0.697 | 0.69785 | 0.6154 | 0.4471 | 0.2278 | 0.06035 | 0.00425 | 0 | 0 | 0 | 0 | 4.7022 | 10 | No | On | 10On | W | 0.6154
[9 empty] | UTUNITY60 | 2015-10-08 | 0 | 0 | 0 | 0 | 0 | 0 | 0 | 0.00255 | 0.04675 | 0.1683 | 0.3451 | 0.54145 | 0.6001 | 0.65025 | 0.6715 | 0.5899 | 0.4199 | 0.22185 | 0.06205 | 0.00425 | 0 | 0 | 0 | 0 | 4.3239 | 10 | No | On | 10On | W | 0.5899
[9 empty] | UTUNITY60 | 2015-10-09 | 0 | 0 | 0 | 0 | 0 | 0 | 0 | 0.00255 | 0.06375 | 0.2295 | 0.4216 | 0.49555 | 0.5202 | 0.3978 | 0.3434 | 0.28645 | 0.2703 | 0.18105 | 0.051 | 0.0034 | 0 | 0 | 0 | 0 | 3.2665 | 10 | No | On | 10On | W | 0.28645
[9 empty] | UTUNITY60 | 2015-10-10 | 0 | 0 | 0 | 0 | 0 | 0 | 0 | 0.0017 | 0.06205 | 0.22695 | 0.4301 | 0.5678 | 0.64345 | 0.6987 | 0.70295 | 0.6222 | 0.4624 | 0.23205 | 0.06035 | 0.0034 | 0 | 0 | 0 | 0 | 4.7141 | 10 | No | Off | 10Off | W | 0.6222
[9 empty] | UTUNITY60 | 2015-10-11 | 0 | 0 | 0 | 0 | 0 | 0 | 0 | 0.0017 | 0.06205 | 0.2227 | 0.40715 | 0.5644 | 0.6528 | 0.7089 | 0.71145 | 0.629 | 0.46665 | 0.23205 | 0.0578 | 0.0034 | 0 | 0 | 0 | 0 | 4.7201 | 10 | No | Off | 10Off | W | 0.629
[9 empty] | UTUNITY60 | 2015-10-12 | 0 | 0 | 0 | 0 | 0 | 0 | 0 | 0.0017 | 0.06035 | 0.22865 | 0.43095 | 0.5661 | 0.646 | 0.70125 | 0.7021 | 0.62135 | 0.4607 | 0.23205 | 0.05525 | 0.0034 | 0 | 0 | 0 | 0 | 4.7098 | 10 | No | On | 10On | W | 0.62135
[9 empty] | UTUNITY60 | 2015-10-13 | 0 | 0 | 0 | 0 | 0 | 0 | 0 | 0.0017 | 0.05695 | 0.2227 | 0.4267 | 0.5627 | 0.6358 | 0.68595 | 0.6851 | 0.59925 | 0.43775 | 0.2142 | 0.04845 | 0.0034 | 0 | 0 | 0 | 0 | 4.5807 | 10 | No | On | 10On | W | 0.59925
[9 empty] | UTUNITY60 | 2015-10-14 | 0 | 0 | 0 | 0 | 0 | 0 | 0 | 0.00085 | 0.0544 | 0.21675 | 0.4199 | 0.5542 | 0.62475 | 0.67405 | 0.6715 | 0.59075 | 0.4386 | 0.21335 | 0.04505 | 0.00255 | 0 | 0 | 0 | 0 | 4.5067 | 10 | No | On | 10On | W | 0.59075
[9 empty] | UTUNITY60 | 2015-10-15 | 0 | 0 | 0 | 0 | 0 | 0 | 0 | 0.00085 | 0.05355 | 0.21505 | 0.408 | 0.53465 | 0.59925 | 0.6681 | 0.663 | 0.58055 | 0.41905 | 0.2006 | 0.0425 | 0.0034 | 0 | 0 | 0 | 0 | 4.3886 | 10 | No | On | 10On | W | 0.58055
[9 empty] | UTUNITY60 | 2015-10-16 | 0 | 0 | 0 | 0 | 0 | 0 | 0 | 0.0017 | 0.05695 | 0.2074 | 0.3825 | 0.52105 | 0.6018 | 0.61285 | 0.5814 | 0.5151 | 0.34765 | 0.17085 | 0.03655 | 0.0017 | 0 | 0 | 0 | 0 | 4.0375 | 10 | No | On | 10On | W | 0.5151
[9 empty] | UTUNITY60 | 2015-10-17 | 0 | 0 | 0 | 0 | 0 | 0 | 0 | 0.00085 | 0.0323 | 0.12495 | 0.2176 | 0.43605 | 0.48705 | 0.25415 | 0.1292 | 0.08585 | 0.08925 | 0.06545 | 0.0187 | 0.0017 | 0 | 0 | 0 | 0 | 1.9431 | 10 | No | Off | 10Off | W | 0.12495
[9 empty] | UTUNITY60 | 2015-10-18 | 0 | 0 | 0 | 0 | 0 | 0 | 0 | 0 | 0.0289 | 0.15725 | 0.3587 | 0.50235 | 0.5321 | 0.5746 | 0.5287 | 0.2652 | 0.15215 | 0.06375 | 0.0068 | 0 | 0 | 0 | 0 | 0 | 3.1705 | 10 | No | Off | 10Off | W | 0.2652
[9 empty] | UTUNITY60 | 2015-10-19 | 0 | 0 | 0 | 0 | 0 | 0 | 0 | 0 | 0.01445 | 0.10285 | 0.29155 | 0.4811 | 0.57375 | 0.39525 | 0.3893 | 0.39015 | 0.23545 | 0.11135 | 0.02295 | 0.0017 | 0 | 0 | 0 | 0 | 3.0098 | 10 | No | On | 10On | W | 0.39015
[9 empty] | UTUNITY60 | 2015-10-20 | 0 | 0 | 0 | 0 | 0 | 0 | 0 | 0 | 0.03655 | 0.17085 | 0.3655 | 0.50915 | 0.51085 | 0.4828 | 0.50575 | 0.4267 | 0.3043 | 0.13005 | 0.0238 | 0.0017 | 0 | 0 | 0 | 0 | 3.468 | 10 | No | On | 10On | W | 0.4267
[9 empty] | UTUNITY60 | 2015-10-21 | 0 | 0 | 0 | 0 | 0 | 0 | 0 | 0 | 0.02975 | 0.12665 | 0.2533 | 0.3468 | 0.4335 | 0.5661 | 0.52615 | 0.34255 | 0.3417 | 0.187 | 0.0357 | 0.0017 | 0 | 0 | 0 | 0 | 3.1909 | 10 | No | On | 10On | W | 0.34255
[9 empty] | UTUNITY60 | 2015-10-22 | 0 | 0 | 0 | 0 | 0 | 0 | 0 | 0 | 0.02975 | 0.1564 | 0.37485 | 0.51255 | 0.5423 | 0.5355 | 0.49895 | 0.4709 | 0.37485 | 0.18615 | 0.0306 | 0.0017 | 0 | 0 | 0 | 0 | 3.7145 | 10 | No | On | 10On | W | 0.4709
[9 empty] | UTUNITY60 | 2015-10-23 | 0 | 0 | 0 | 0 | 0 | 0 | 0 | 0 | 0.03995 | 0.18785 | 0.391 | 0.5389 | 0.61625 | 0.68 | 0.65875 | 0.56695 | 0.3961 | 0.18955 | 0.03145 | 0.0017 | 0 | 0 | 0 | 0 | 4.2984 | 10 | No | On | 10On | W | 0.56695
[9 empty] | UTUNITY60 | 2015-10-24 | 0 | 0 | 0 | 0 | 0 | 0 | 0 | 0 | 0.0289 | 0.15045 | 0.3621 | 0.54995 | 0.6426 | 0.69955 | 0.6936 | 0.60265 | 0.3791 | 0.1309 | 0.01615 | 0.00085 | 0 | 0 | 0 | 0 | 4.2568 | 10 | No | Off | 10Off | W | 0.60265
[9 empty] | UTUNITY60 | 2015-10-25 | 0 | 0 | 0 | 0 | 0 | 0 | 0.00085 | 0.03315 | 0.1275 | 0.2329 | 0.3026 | 0.32215 | 0.2533 | 0.26435 | 0.2125 | 0.1292 | 0.0527 | 0.00765 | 0 | 0 | 0 | 0 | 0 | 0 | 1.9388 | 10 | No | Off | 10Off | W | 0.2329
[9 empty] | UTUNITY60 | 2015-10-26 | 0 | 0 | 0 | 0 | 0 | 0 | 0 | 0.0357 | 0.17425 | 0.39015 | 0.54655 | 0.63155 | 0.67915 | 0.6664 | 0.5253 | 0.32895 | 0.1394 | 0.0255 | 0.0017 | 0 | 0 | 0 | 0 | 0 | 4.1446 | 10 | No | On | 10On | W | 0.39015
[9 empty] | UTUNITY60 | 2015-10-27 | 0 | 0 | 0 | 0 | 0 | 0 | 0 | 0.03655 | 0.18105 | 0.3893 | 0.5389 | 0.58225 | 0.62475 | 0.55335 | 0.43095 | 0.2958 | 0.1377 | 0.02125 | 0.00085 | 0 | 0 | 0 | 0 | 0 | 3.7927 | 10 | No | On | 10On | W | 0.3893
[9 empty] | UTUNITY60 | 2015-10-28 | 0 | 0 | 0 | 0 | 0 | 0 | 0 | 0.0204 | 0.09265 | 0.1666 | 0.28815 | 0.38165 | 0.3604 | 0.2329 | 0.15555 | 0.09775 | 0.04505 | 0.00595 | 0 | 0.00085 | 0 | 0 | 0 | 0 | 1.8479 | 10 | No | On | 10On | W | 0.1666
[9 empty] | UTUNITY60 | 2015-10-29 | 0 | 0 | 0 | 0 | 0 | 0 | 0 | 0.0102 | 0.06715 | 0.1054 | 0.16405 | 0.1887 | 0.12665 | 0.1309 | 0.11135 | 0.05865 | 0.02635 | 0.00425 | 0 | 0 | 0 | 0 | 0 | 0 | 0.99365 | 10 | No | On | 10On | W | 0.1054
[9 empty] | UTUNITY60 | 2015-10-30 | 0 | 0 | 0 | 0 | 0 | 0 | 0 | 0.0289 | 0.1598 | 0.38505 | 0.5491 | 0.6154 | 0.5797 | 0.3791 | 0.2363 | 0.13855 | 0.0544 | 0.0085 | 0.00085 | 0 | 0 | 0 | 0 | 0 | 3.1356 | 10 | No | On | 10On | W | 0.38505
[9 empty] | UTUNITY60 | 2015-10-31 | 0 | 0 | 0 | 0 | 0 | 0 | 0 | 0.01785 | 0.1343 | 0.36465 | 0.50235 | 0.6069 | 0.6766 | 0.67065 | 0.5627 | 0.3536 | 0.15385 | 0.0187 | 0.00085 | 0 | 0 | 0 | 0 | 0 | 4.063 | 10 | No | Off | 10Off | W | 0.36465
[9 empty] | UTUNITY60 | 2015-11-01 | 0 | 0 | 0 | 0 | 0 | 0 | 0 | 0.034 | 0.16065 | 0.34425 | 0.425 | 0.45985 | 0.4624 | 0.26095 | 0.1428 | 0.09945 | 0.04165 | 0.00425 | 0 | 0 | 0 | 0 | 0 | 0 | 2.4352 | 11 | No | Off | 11Off | W | 0.34425
[9 empty] | UTUNITY60 | 2015-11-02 | 0 | 0 | 0 | 0 | 0 | 0 | 0 | 0.0357 | 0.13345 | 0.2465 | 0.35105 | 0.49385 | 0.5049 | 0.374 | 0.25245 | 0.2142 | 0.1224 | 0.0153 | 0.00085 | 0 | 0 | 0 | 0 | 0 | 2.7446 | 11 | No | On | 11On | W | 0.2465
[9 empty] | UTUNITY60 | 2015-11-03 | 0 | 0 | 0 | 0 | 0 | 0 | 0 | 0.00425 | 0.0323 | 0.12495 | 0.34425 | 0.5066 | 0.5083 | 0.3604 | 0.1921 | 0.1241 | 0.0595 | 0.0085 | 0.00085 | 0 | 0 | 0 | 0 | 0 | 2.2661 | 11 | No | On | 11On | W | 0.12495
[9 empty] | UTUNITY60 | 2015-11-04 | 0 | 0 | 0 | 0 | 0 | 0 | 0 | 0.01275 | 0.05695 | 0.13005 | 0.1921 | 0.2108 | 0.2159 | 0.16745 | 0.1156 | 0.09265 | 0.0323 | 0.0034 | 0 | 0 | 0 | 0 | 0 | 0 | 1.2299 | 11 | No | On | 11On | W | 0.13005
[9 empty] | UTUNITY60 | 2015-11-05 | 0 | 0 | 0 | 0 | 0 | 0 | 0 | 0.00935 | 0.06205 | 0.14365 | 0.18275 | 0.2754 | 0.2822 | 0.2873 | 0.22525 | 0.1207 | 0.0442 | 0.0051 | 0 | 0 | 0 | 0 | 0 | 0 | 1.638 | 11 | No | On | 11On | W | 0.14365
[9 empty] | UTUNITY60 | 2015-11-06 | 0 | 0 | 0 | 0 | 0 | 0 | 0 | 0.0051 | 0.04335 | 0.1054 | 0.15045 | 0.1938 | 0.26265 | 0.30005 | 0.2227 | 0.2363 | 0.0969 | 0.00935 | 0 | 0 | 0 | 0 | 0 | 0 | 1.626 | 11 | No | On | 11On | W | 0.2363
[9 empty] | UTUNITY60 | 2015-11-07 | 0 | 0 | 0 | 0 | 0 | 0 | 0 | 0.02125 | 0.14705 | 0.35955 | 0.52105 | 0.6086 | 0.6698 | 0.6647 | 0.5644 | 0.34085 | 0.13175 | 0.0102 | 0 | 0 | 0 | 0 | 0 | 0 | 4.0392 | 11 | No | Off | 11Off | W | 0.35955
[9 empty] | UTUNITY60 | 2015-11-08 | 0 | 0 | 0 | 0 | 0 | 0 | 0 | 0.03315 | 0.1717 | 0.33235 | 0.47175 | 0.54315 | 0.66045 | 0.67745 | 0.57885 | 0.3434 | 0.1207 | 0.00765 | 0 | 0 | 0 | 0 | 0 | 0 | 3.9406 | 11 | No | Off | 11Off | W | 0.3434
[9 empty] | UTUNITY60 | 2015-11-09 | 0 | 0 | 0 | 0 | 0 | 0 | 0 | 0.0068 | 0.0493 | 0.1309 | 0.29665 | 0.4913 | 0.493 | 0.49045 | 0.3111 | 0.21505 | 0.05865 | 0.00595 | 0 | 0 | 0 | 0 | 0 | 0 | 2.5492 | 11 | No | On | 11On | W | 0.21505
[9 empty] | UTUNITY60 | 2015-11-10 | 0 | 0 | 0 | 0 | 0 | 0 | 0 | 0.00255 | 0.0204 | 0.0459 | 0.0748 | 0.0799 | 0.0765 | 0.06545 | 0.0442 | 0.0306 | 0.0119 | 0.00085 | 0 | 0 | 0 | 0 | 0 | 0 | 0.45305 | 11 | No | On | 11On | W | 0.0459
[9 empty] | UTUNITY60 | 2015-11-11 | 0 | 0 | 0 | 0 | 0 | 0 | 0 | 0.0034 | 0.03145 | 0.102 | 0.221 | 0.2873 | 0.41735 | 0.48875 | 0.4454 | 0.28815 | 0.1071 | 0.0068 | 0 | 0 | 0 | 0 | 0 | 0 | 2.3987 | 11 | No | On | 11On | W | 0.28815
[9 empty] | UTUNITY60 | 2015-11-12 | 0 | 0 | 0 | 0 | 0 | 0 | 0 | 0.01615 | 0.12325 | 0.27795 | 0.4471 | 0.54315 | 0.5933 | 0.61285 | 0.52105 | 0.3111 | 0.1139 | 0.00595 | 0 | 0 | 0 | 0 | 0 | 0 | 3.5657 | 11 | No | On | 11On | W | 0.3111
[9 empty] | UTUNITY60 | 2015-11-13 | 0 | 0 | 0 | 0 | 0 | 0 | 0 | 0.01615 | 0.13345 | 0.35105 | 0.51425 | 0.60775 | 0.65875 | 0.646 | 0.5355 | 0.30855 | 0.10965 | 0.0051 | 0 | 0 | 0 | 0 | 0 | 0 | 3.8862 | 11 | No | On | 11On | W | 0.35105
[9 empty] | UTUNITY60 | 2015-11-14 | 0 | 0 | 0 | 0 | 0 | 0 | 0 | 0.0153 | 0.13175 | 0.3502 | 0.50915 | 0.6069 | 0.6579 | 0.6477 | 0.53975 | 0.3111 | 0.1122 | 0.0051 | 0 | 0 | 0 | 0 | 0 | 0 | 3.887 | 11 | No | Off | 11Off | W | 0.3502
[9 empty] | UTUNITY60 | 2015-11-15 | 0 | 0 | 0 | 0 | 0 | 0 | 0 | 0.01445 | 0.1275 | 0.34765 | 0.51 | 0.6052 | 0.6562 | 0.64685 | 0.53465 | 0.28305 | 0.06035 | 0.0034 | 0 | 0 | 0 | 0 | 0 | 0 | 3.7893 | 11 | No | Off | 11Off | W | 0.34765
[9 empty] | UTUNITY60 | 2015-11-16 | 0 | 0 | 0 | 0 | 0 | 0 | 0 | 0.00425 | 0.0255 | 0.0425 | 0.06205 | 0.0799 | 0.1105 | 0.1173 | 0.09265 | 0.0697 | 0.034 | 0.0017 | 0 | 0 | 0 | 0 | 0 | 0 | 0.64005 | 11 | No | On | 11On | W | 0.0697
[9 empty] | UTUNITY60 | 2015-11-17 | 0 | 0 | 0 | 0 | 0 | 0 | 0 | 0.0136 | 0.09095 | 0.18445 | 0.1836 | 0.1547 | 0.1496 | 0.1411 | 0.1054 | 0.05865 | 0.0153 | 0.0017 | 0 | 0 | 0 | 0 | 0 | 0 | 1.0991 | 11 | No | On | 11On | W | 0.18445
[9 empty] | UTUNITY60 | 2015-11-18 | 0 | 0 | 0 | 0 | 0 | 0 | 0 | 0.00255 | 0.0323 | 0.08245 | 0.13685 | 0.17085 | 0.1972 | 0.24225 | 0.3009 | 0.20145 | 0.08075 | 0.0051 | 0 | 0 | 0 | 0 | 0 | 0 | 1.4526 | 11 | No | On | 11On | W | 0.20145
[9 empty] | UTUNITY60 | 2015-11-19 | 0 | 0 | 0 | 0 | 0 | 0 | 0 | 0.00425 | 0.04845 | 0.16405 | 0.2431 | 0.30685 | 0.32215 | 0.23035 | 0.1377 | 0.07225 | 0.0204 | 0.0017 | 0 | 0 | 0 | 0 | 0 | 0 | 1.5512 | 11 | No | On | 11On | W | 0.16405
[9 empty] | UTUNITY60 | 2015-11-20 | 0 | 0 | 0 | 0 | 0 | 0 | 0 | 0.00425 | 0.0918 | 0.27455 | 0.43435 | 0.55845 | 0.6205 | 0.65025 | 0.54315 | 0.3111 | 0.0952 | 0.0034 | 0 | 0 | 0 | 0 | 0 | 0 | 3.587 | 11 | No | On | 11On | W | 0.3111
[9 empty] | UTUNITY60 | 2015-11-21 | 0 | 0 | 0 | 0 | 0 | 0 | 0 | 0.0085 | 0.11985 | 0.33405 | 0.50745 | 0.61115 | 0.66385 | 0.65365 | 0.53635 | 0.30855 | 0.1037 | 0.0034 | 0 | 0 | 0 | 0 | 0 | 0 | 3.8505 | 11 | No | Off | 11Off | W | 0.33405
[9 empty] | UTUNITY60 | 2015-11-22 | 0 | 0 | 0 | 0 | 0 | 0 | 0 | 0.0085 | 0.11305 | 0.32385 | 0.4981 | 0.60265 | 0.65705 | 0.64175 | 0.52785 | 0.30345 | 0.1003 | 0.0034 | 0 | 0 | 0 | 0 | 0 | 0 | 3.7799 | 11 | No | Off | 11Off | W | 0.32385
[9 empty] | UTUNITY60 | 2015-11-23 | 0 | 0 | 0 | 0 | 0 | 0 | 0 | 0.00935 | 0.11305 | 0.29835 | 0.41905 | 0.5304 | 0.5984 | 0.53805 | 0.37995 | 0.19805 | 0.051 | 0.0034 | 0 | 0 | 0 | 0 | 0 | 0 | 3.1391 | 11 | No | On | 11On | W | 0.29835
[9 empty] | UTUNITY60 | 2015-11-24 | 0 | 0 | 0 | 0 | 0 | 0 | 0 | 0.0085 | 0.09435 | 0.1972 | 0.2448 | 0.21675 | 0.1666 | 0.1445 | 0.10115 | 0.0527 | 0.0153 | 0.00085 | 0 | 0 | 0 | 0 | 0 | 0 | 1.2427 | 11 | No | On | 11On | W | 0.1972
[9 empty] | UTUNITY60 | 2015-11-25 | 0 | 0 | 0 | 0 | 0 | 0 | 0 | 0.00595 | 0.0578 | 0.1819 | 0.2924 | 0.30175 | 0.2176 | 0.11815 | 0.0578 | 0.03655 | 0.01275 | 0.0017 | 0 | 0 | 0 | 0 | 0 | 0 | 1.2844 | 11 | No | On | 11On | W | 0.1819
[9 empty] | UTUNITY60 | 2015-11-26 | 0 | 0 | 0 | 0 | 0 | 0 | 0 | 0.00085 | 0.0408 | 0.15385 | 0.2091 | 0.2431 | 0.3417 | 0.34425 | 0.2261 | 0.1819 | 0.04845 | 0.00255 | 0 | 0 | 0 | 0 | 0 | 0 | 1.7927 | 11 | Yes | Off | 11Off | W | 0.1819
[9 empty] | UTUNITY60 | 2015-11-27 | 0 | 0 | 0 | 0 | 0 | 0 | 0 | 0.0017 | 0.0578 | 0.17425 | 0.3366 | 0.43945 | 0.4862 | 0.4811 | 0.3655 | 0.17935 | 0.0561 | 0.0034 | 0 | 0 | 0 | 0 | 0 | 0 | 2.5814 | 11 | No | On | 11On | W | 0.17935
[9 empty] | UTUNITY60 | 2015-11-28 | 0 | 0 | 0 | 0 | 0 | 0 | 0 | 0.00085 | 0.00765 | 0.02975 | 0.06375 | 0.07735 | 0.1003 | 0.1105 | 0.08925 | 0.05695 | 0.017 | 0.0017 | 0 | 0 | 0 | 0 | 0 | 0 | 0.55505 | 11 | No | Off | 11Off | W | 0.05695
[9 empty] | UTUNITY60 | 2015-11-29 | 0 | 0 | 0 | 0 | 0 | 0 | 0 | 0.00085 | 0.01105 | 0.0425 | 0.09775 | 0.153 | 0.15725 | 0.1411 | 0.1513 | 0.10285 | 0.03485 | 0.0034 | 0 | 0 | 0 | 0 | 0 | 0 | 0.8959 | 11 | No | Off | 11Off | W | 0.10285
[9 empty] | UTUNITY60 | 2015-11-30 | 0 | 0 | 0 | 0 | 0 | 0 | 0 | 0.0017 | 0.03315 | 0.13175 | 0.26095 | 0.3604 | 0.43435 | 0.4539 | 0.3893 | 0.2465 | 0.0748 | 0.0034 | 0 | 0 | 0 | 0 | 0 | 0 | 2.3902 | 11 | No | On | 11On | W | 0.2465
[9 empty] | UTUNITY60 | 2015-12-01 | 0 | 0 | 0 | 0 | 0 | 0 | 0 | 0.0034 | 0.0748 | 0.23885 | 0.39865 | 0.4981 | 0.5389 | 0.5304 | 0.42925 | 0.26605 | 0.0782 | 0.0034 | 0 | 0 | 0 | 0 | 0 | 0 | 3.06 | 12 | No | On | 12On | W | 0.26605
[9 empty] | UTUNITY60 | 2015-12-02 | 0 | 0 | 0 | 0 | 0 | 0 | 0 | 0.0034 | 0.0782 | 0.2448 | 0.40545 | 0.4335 | 0.2771 | 0.3247 | 0.22525 | 0.13175 | 0.03145 | 0.0034 | 0 | 0 | 0 | 0 | 0 | 0 | 2.159 | 12 | No | On | 12On | W | 0.2448
[9 empty] | UTUNITY60 | 2015-12-03 | 0 | 0 | 0 | 0 | 0 | 0 | 0 | 0.0034 | 0.06035 | 0.20485 | 0.3213 | 0.44965 | 0.48705 | 0.44795 | 0.2652 | 0.11475 | 0.0306 | 0.0034 | 0 | 0 | 0 | 0 | 0 | 0 | 2.3885 | 12 | No | On | 12On | W | 0.20485
[9 empty] | UTUNITY60 | 2015-12-04 | 0 | 0 | 0 | 0 | 0 | 0 | 0 | 0.0017 | 0.0289 | 0.0884 | 0.12835 | 0.1666 | 0.1734 | 0.23205 | 0.20995 | 0.1394 | 0.03315 | 0.00255 | 0 | 0 | 0 | 0 | 0 | 0 | 1.2045 | 12 | No | On | 12On | W | 0.1394
[9 empty] | UTUNITY60 | 2015-12-05 | 0 | 0 | 0 | 0 | 0 | 0 | 0 | 0.0017 | 0.06375 | 0.24225 | 0.43095 | 0.53635 | 0.5916 | 0.5814 | 0.4709 | 0.2516 | 0.0714 | 0.0034 | 0 | 0 | 0 | 0 | 0 | 0 | 3.2453 | 12 | No | Off | 12Off | W | 0.2516
[9 empty] | UTUNITY60 | 2015-12-06 | 0 | 0 | 0 | 0 | 0 | 0 | 0 | 0.00085 | 0.03485 | 0.1071 | 0.255 | 0.4896 | 0.5559 | 0.527 | 0.2839 | 0.1394 | 0.0476 | 0.00255 | 0 | 0 | 0 | 0 | 0 | 0 | 2.4438 | 12 | No | Off | 12Off | W | 0.1394
[9 empty] | UTUNITY60 | 2015-12-07 | 0 | 0 | 0 | 0 | 0 | 0 | 0 | 0.0017 | 0.0408 | 0.102 | 0.27625 | 0.40035 | 0.38675 | 0.2448 | 0.1564 | 0.0816 | 0.02125 | 0.00255 | 0 | 0 | 0 | 0 | 0 | 0 | 1.7144 | 12 | No | On | 12On | W | 0.102
[9 empty] | UTUNITY60 | 2015-12-08 | 0 | 0 | 0 | 0 | 0 | 0 | 0 | 0.00085 | 0.0544 | 0.2159 | 0.3111 | 0.4794 | 0.4046 | 0.3808 | 0.34765 | 0.1547 | 0.0323 | 0.0034 | 0 | 0 | 0 | 0 | 0 | 0 | 2.3851 | 12 | No | On | 12On | W | 0.2159
[9 empty] | UTUNITY60 | 2015-12-09 | 0 | 0 | 0 | 0 | 0 | 0 | 0 | 0.00085 | 0.0306 | 0.0816 | 0.1462 | 0.13685 | 0.1343 | 0.1887 | 0.17935 | 0.06545 | 0.0119 | 0.00085 | 0 | 0 | 0 | 0 | 0 | 0 | 0.97665 | 12 | No | On | 12On | W | 0.0816
[9 empty] | UTUNITY60 | 2015-12-10 | 0 | 0 | 0 | 0 | 0 | 0 | 0 | 0 | 0.0187 | 0.0629 | 0.11645 | 0.16915 | 0.27455 | 0.38845 | 0.3264 | 0.1513 | 0.02975 | 0.00255 | 0 | 0 | 0 | 0 | 0 | 0 | 1.5402 | 12 | No | On | 12On | W | 0.1513
[9 empty] | UTUNITY60 | 2015-12-11 | 0.00085 | 0 | 0 | 0 | 0 | 0 | 0 | 0.00085 | 0.02125 | 0.13005 | 0.2737 | 0.3553 | 0.4097 | 0.425 | 0.3196 | 0.1904 | 0.0425 | 0.00255 | 0 | 0 | 0 | 0 | 0 | 0 | 2.1717 | 12 | No | On | 12On | W | 0.1904
[9 empty] | UTUNITY60 | 2015-12-12 | 0 | 0 | 0 | 0 | 0 | 0 | 0 | 0.00085 | 0.0272 | 0.13175 | 0.2737 | 0.31365 | 0.459 | 0.4675 | 0.40035 | 0.27625 | 0.0901 | 0.0051 | 0 | 0 | 0 | 0 | 0 | 0 | 2.4455 | 12 | No | Off | 12Off | W | 0.27625
[9 empty] | UTUNITY60 | 2015-12-13 | 0 | 0 | 0 | 0 | 0 | 0 | 0 | 0.00085 | 0.04675 | 0.13685 | 0.2261 | 0.3009 | 0.2856 | 0.28135 | 0.25755 | 0.12495 | 0.0306 | 0.00255 | 0 | 0 | 0 | 0 | 0 | 0 | 1.694 | 12 | No | Off | 12Off | W | 0.13685
[9 empty] | UTUNITY60 | 2015-12-14 | 0 | 0 | 0 | 0 | 0 | 0 | 0 | 0 | 0.0017 | 0.0068 | 0.0153 | 0.02465 | 0.02805 | 0.01615 | 0.01615 | 0.00765 | 0.00255 | 0.00085 | 0 | 0 | 0 | 0 | 0 | 0 | 0.11985 | 12 | No | On | 12On | W | 0.00765
[9 empty] | UTUNITY60 | 2015-12-15 | 0 | 0 | 0 | 0 | 0 | 0 | 0 | 0 | 0.0017 | 0.0085 | 0.02295 | 0.02975 | 0.03485 | 0.0357 | 0.02975 | 0.0153 | 0.0034 | 0.00085 | 0 | 0 | 0 | 0 | 0 | 0 | 0.18275 | 12 | No | On | 12On | W | 0.0153
[9 empty] | UTUNITY60 | 2015-12-16 | 0 | 0 | 0 | 0 | 0 | 0 | 0 | 0 | 0.00255 | 0.0102 | 0.0221 | 0.0357 | 0.0425 | 0.0442 | 0.0391 | 0.02635 | 0.00935 | 0.0017 | 0 | 0 | 0 | 0 | 0 | 0 | 0.23375 | 12 | No | On | 12On | W | 0.02635
[9 empty] | UTUNITY60 | 2015-12-17 | 0 | 0 | 0 | 0 | 0 | 0 | 0 | 0 | 0.00595 | 0.02125 | 0.04845 | 0.0714 | 0.0816 | 0.0748 | 0.05355 | 0.03145 | 0.0102 | 0.0017 | 0 | 0 | 0 | 0 | 0 | 0 | 0.40035 | 12 | No | On | 12On | W | 0.03145
[9 empty] | UTUNITY60 | 2015-12-18 | 0 | 0 | 0 | 0 | 0 | 0 | 0 | 0 | 0.00935 | 0.034 | 0.08075 | 0.1173 | 0.16915 | 0.1887 | 0.1836 | 0.11815 | 0.0289 | 0.0017 | 0 | 0 | 0 | 0 | 0 | 0 | 0.9316 | 12 | No | On | 12On | W | 0.11815
[9 empty] | UTUNITY60 | 2015-12-19 | 0 | 0 | 0 | 0 | 0 | 0 | 0 | 0 | 0.017 | 0.07395 | 0.15555 | 0.20825 | 0.2448 | 0.23885 | 0.17935 | 0.119 | 0.04335 | 0.00255 | 0.00085 | 0 | 0 | 0 | 0 | 0 | 1.2835 | 12 | No | Off | 12Off | W | 0.119
[9 empty] | UTUNITY60 | 2015-12-20 | 0 | 0 | 0 | 0 | 0 | 0 | 0 | 0 | 0.00425 | 0.017 | 0.03655 | 0.0629 | 0.10115 | 0.0969 | 0.0714 | 0.0442 | 0.01105 | 0.00085 | 0 | 0 | 0 | 0 | 0 | 0 | 0.44625 | 12 | No | Off | 12Off | W | 0.0442
[9 empty] | UTUNITY60 | 2015-12-21 | 0 | 0 | 0 | 0 | 0 | 0 | 0 | 0 | 0.01615 | 0.03825 | 0.06035 | 0.10285 | 0.07735 | 0.0612 | 0.034 | 0.017 | 0.0051 | 0.00085 | 0 | 0 | 0 | 0 | 0 | 0 | 0.4131 | 12 | No | On | 12On | W | 0.03825
[9 empty] | UTUNITY60 | 2015-12-22 | 0 | 0 | 0 | 0 | 0 | 0 | 0 | 0 | 0.00085 | 0.0034 | 0.01105 | 0.01955 | 0.01955 | 0.02465 | 0.017 | 0.01275 | 0.00425 | 0 | 0 | 0 | 0 | 0 | 0 | 0 | 0.11305 | 12 | No | On | 12On | W | 0.01275
[9 empty] | UTUNITY60 | 2015-12-23 | 0 | 0 | 0 | 0 | 0 | 0 | 0 | 0 | 0.0017 | 0.0085 | 0.03315 | 0.0561 | 0.07905 | 0.0901 | 0.11985 | 0.085 | 0.0238 | 0.0017 | 0 | 0 | 0 | 0 | 0 | 0 | 0.49895 | 12 | No | On | 12On | W | 0.085
[9 empty] | UTUNITY60 | 2015-12-24 | 0 | 0 | 0 | 0 | 0 | 0 | 0 | 0 | 0.00935 | 0.05185 | 0.11305 | 0.17 | 0.20655 | 0.19295 | 0.1275 | 0.0527 | 0.01615 | 0.0017 | 0 | 0 | 0 | 0 | 0 | 0 | 0.9418 | 12 | No | On | 12On | W | 0.0527
[9 empty] | UTUNITY60 | 2015-12-25 | 0 | 0 | 0 | 0 | 0 | 0 | 0 | 0 | 0.0017 | 0.0085 | 0.0187 | 0.02805 | 0.0442 | 0.0527 | 0.04675 | 0.03485 | 0.0102 | 0.00085 | 0 | 0 | 0 | 0 | 0 | 0 | 0.2465 | 12 | Yes | Off | 12Off | W | 0.03485
[9 empty] | UTUNITY60 | 2015-12-26 | 0 | 0 | 0 | 0 | 0 | 0 | 0 | 0 | 0.00935 | 0.0425 | 0.0867 | 0.1241 | 0.1445 | 0.1445 | 0.12835 | 0.09435 | 0.03145 | 0.0017 | 0 | 0 | 0 | 0 | 0 | 0 | 0.8075 | 12 | No | Off | 12Off | W | 0.09435
[9 empty] | UTUNITY60 | 2015-12-27 | 0 | 0 | 0 | 0 | 0 | 0 | 0 | 0 | 0.01445 | 0.07735 | 0.14025 | 0.17595 | 0.18785 | 0.1921 | 0.16915 | 0.09265 | 0.0221 | 0.0017 | 0 | 0 | 0 | 0 | 0 | 0 | 1.0736 | 12 | No | Off | 12Off | W | 0.09265
[9 empty] | UTUNITY60 | 2015-12-28 | 0 | 0 | 0 | 0 | 0 | 0 | 0 | 0 | 0.0068 | 0.03485 | 0.06035 | 0.0782 | 0.0901 | 0.09945 | 0.08245 | 0.0476 | 0.01445 | 0.0017 | 0 | 0 | 0 | 0 | 0 | 0 | 0.51595 | 12 | No | On | 12On | W | 0.0476
[9 empty] | UTUNITY60 | 2015-12-29 | 0 | 0 | 0 | 0 | 0 | 0 | 0 | 0 | 0.00425 | 0.0238 | 0.05695 | 0.09435 | 0.1122 | 0.10795 | 0.0952 | 0.05185 | 0.0187 | 0.0017 | 0 | 0 | 0 | 0 | 0 | 0 | 0.56695 | 12 | No | On | 12On | W | 0.05185
[9 empty] | UTUNITY60 | 2015-12-30 | 0 | 0 | 0 | 0 | 0 | 0 | 0 | 0 | 0.00425 | 0.03145 | 0.0714 | 0.11475 | 0.153 | 0.119 | 0.07225 | 0.03995 | 0.01615 | 0.00255 | 0 | 0 | 0 | 0 | 0 | 0 | 0.62475 | 12 | No | On | 12On | W | 0.03995
[9 empty] | UTUNITY60 | 2015-12-31 | 0 | 0 | 0 | 0 | 0 | 0 | 0 | 0 | 0.0068 | 0.04675 | 0.12665 | 0.16745 | 0.18785 | 0.19125 | 0.17255 | 0.11815 | 0.03825 | 0.00255 | 0 | 0 | 0 | 0 | 0 | 0 | 1.0582 | 12 | No | On | 12On | W | 0.11815
[9 empty] | Total |  | 0.0017 | 0.0017 | 0.00255 | 0.00085 | 0 | 0.00255 | 0.78115 | 8.5892 | 36.397 | 83.6366 | 132.7122 | 170.1224 | 191.4599 | 195.8162 | 183.2421 | 155.8679 | 115.5694 | 71.6295 | 33.9354 | 11.6679 | 1.9338 | 0.1105 | 0.00085 | 0.00085 | 1393.4823